## Summary
Summary
This sheet includes a Summary Chart and Table of the data within this file.
Disclaimer
This document is subject to an important disclaimer that limits or excludes AEMO's liability.
Please read the full disclaimer at
https://www.aemo.com.au/energy-systems/electricity/national-electricity-market-nem/nem-forecasting-and-planning/forecasting-and-planning-data/generation-information
Region
NEM
Dispatch Type
S‚ SS & NS
Summary Chart: NEM Scheduled, Semi-scheduled & Non-scheduled Generation (MW) - Existing and New Developments by Fuel-Technology Category
Summary Table: NEM Scheduled, Semi-scheduled & Non-scheduled Generation (MW) - Existing and New Developments by Fuel-Technology Category
Fuel - Technology Category
| Summary Status | Coal | CCGT | OCGT | Gas other | Solar* | Wind | Water | Biomass | Battery Storage | Other | Total
| Existing | 22701 | 2985.066 | 6844.993 | 2013.501 | 5896.5543 | 9728.583 | 7992.139 | 610.225 | 619.56 | 222.821 | 59614.4423
| Announced Withdrawal | 4380 | 180 | 0 | 120 | 0 | 0 | 0 | 0 | 0 | 0 | 4680
| Existing less Announced Withdrawal | 18321 | 2805.066 | 6844.993 | 1893.501 | 5896.5543 | 9728.583 | 7992.139 | 610.225 | 619.56 | 222.821 | 54934.4423
| Upgrade / Expansion | 65 | 0 | 165 | 0 | 0 | 0 | 0 | 0 | 0 | 0 | 230
| Committed | 0 | 0 | 1070 | 0 | 3547.555 | 1703.689 | 2290 | 0 | 139.5 | 0 | 8750.744
| Anticipated | 0 | 0 | 123.1 | 0 | 850.4 | 1026 | 0 | 0 | 1207.5 | 0 | 3207
| Proposed | 990 | 207 | 4471.85 | 1957.005 | 38685.423 | 73897.843 | 11377 | 342.2 | 32217.95 | 886.8 | 165033.071
| Withdrawn | 500 | 0 | 361.2 | 153.143 | 0 | 0 | 0 | 0 | 0 | 0 | 1014.343
Notes:
"Existing" summary status includes "Announced Withdrawal".
"Committed" summary status includes "Committed*".
"Solar*" Fuel-Technology category excludes Rooftop PV installations.
Projects with "TBA" Dispatch Type are not included in the Summary Table.
Projects with "Confidential" FuelBucketSummary are not included in the Summary Table.

## Change Log
Change Log
This table lists all significant changes within the updates to AEMO's Generation Information data, since the 2012 ESOO.
The changes within each update were made available on AEMO's Generation Information Page website, on the corresponding "Publication Date" shown in the table below.
Publication Date | Region | Type of Change | Site | Owner | DUID(s) | Note | Effective Date
2022-08-31 | VIC1 | Project commitment | Mortlake South Wind Farm | Mortlake South Wind Farm Pty Ltd |  | Committed | 2022-08-31
2022-07-22 | NSW1 | Project commitment | Darlington Point Energy Storage System | Edify Energy Pty Ltd |  | Anticipated | 2022-07-22
2022-07-22 | NSW1 | Project commitment | Riverina Energy Storage System 1 | Edify Energy Pty Ltd |  | Anticipated | 2022-07-22
2022-07-22 | NSW1 | Project commitment | Riverina Energy Storage System 2 | Edify Energy Pty Ltd |  | Anticipated | 2022-07-22
2022-07-22 | NSW1 | Informative note | Tomago GT | AGL Hydro Partnership |  | Project discontinued | 2022-07-22
2022-07-22 | QLD1 | Project commitment | Clarke Creek Wind Farm | CLARKE CREEK ENERGY PTY LTD | CLRKCWF1 | Committed | 2022-07-22
2022-07-22 | QLD1 | Project commitment | Clarke Creek Wind Farm | CLARKE CREEK ENERGY PTY LTD | CLRKCWF2 | Committed | 2022-07-22
2022-07-22 | QLD1 | Project commitment | Gangarri Solar Farm | Shell New Energies Australia Pty Ltd | GANGARR1 | In Commissioning | 2022-07-22
2022-07-22 | QLD1 | Project commitment | Karara | CLEANCO |  | Anticipated | 2022-07-22
2022-07-22 | QLD1 | Informative note | Suntown Renewable Energy Facility | LMS Energy Pty Ltd |  | Project discontinued | 2022-07-22
2022-07-22 | QLD1 | Informative note | Suntown Renewable Energy Facility | LMS Energy Pty Ltd |  | Project discontinued | 2022-07-22
2022-07-22 | SA1 | Informative note | Mannum Adelaide Pumping Station No 3 - MAPL3 (Kanmantoo) | South Australian Water Corporation | MAPS3PV2 | Project removed from publication, as the developer has advised it is a duplicate of Mannum Adelaide Pumping Station No 3 – MAPL3 (Tungkillo) | 2022-07-22
2022-07-22 | VIC1 | Project commitment | Berrybank Wind Farm | Berrbank Development Pty ltd |  | Committed | 2022-07-22
2022-07-22 | VIC1 | Project commitment | Moorabool Wind Farm | Moorabool Wind Farm Interface Company Pty Ltd | MOORAWF1 | In Service | 2022-07-22
2022-07-22 | VIC1 | Informative note | Shepparton Solar Farm | Neoen |  | Project discontinued | 2022-07-22
2022-06-15 | NSW1 | Informative note | Dalton | AGL Hydro Partnership |  | Discontinued | 2022-06-15
2022-06-15 | NSW1 | Project commitment | Jemalong Solar | Genex Power | JEMALNG1 | In Service | 2022-06-15
2022-06-15 | NSW1 | Informative note | Port Kembla Power Station | Australian Industrial Power |  | Discontinued | 2022-06-15
2022-06-15 | NSW1 | Informative note | UNSW C25 | Cogent Energy Pty Ltd |  | Discontinued | 2022-06-15
2022-06-15 | NSW1 | Informative note | Walgett Solar Farm | Walgett Solar Pty Ltd |  | Discontinued | 2022-06-15
2022-06-15 | NSW1 | Informative note | Wee Waa Solar Farm | Overland Sun Farming |  | Discontinued | 2022-06-15
2022-06-15 | QLD1 | Informative note | Collinsville North Solar Project | Vena Energy |  | Discontinued | 2022-06-15
2022-06-15 | QLD1 | Informative note | Comet Solar Farm | Comet Solar Farm Pty Ltd |  | Discontinued | 2022-06-15
2022-06-15 | QLD1 | Informative note | Ipswich Regional Energy Hub - Storage | SolarQ Pty Ltd |  | Discontinued | 2022-06-15
2022-06-15 | QLD1 | Informative note | Molendinar | LMS Energy Pty Ltd |  | Discontinued | 2022-06-15
2022-06-15 | QLD1 | Informative note | Rochedale Renewable Energy Facility | LMS Energy Pty Ltd | ROCHEDAL | Discontinued | 2022-06-15
2022-06-15 | QLD1 | Project commitment | Wandoan South Solar Stage 1 | Vena Evergy | WANDSF1 | Committed | 2022-06-15
2022-06-15 | QLD1 | Informative note | Wivenhoe Regional Energy Hub - Solar | SolarQ Pty Ltd |  | Discontinued | 2022-06-15
2022-06-15 | QLD1 | Informative note | Wivenhoe Regional Energy Hub - Storage | SolarQ Pty Ltd |  | Discontinued | 2022-06-15
2022-06-15 | SA1 | Project commitment | Adelaide Desalination Plant | South Australian Water Corporation | ADPBA1G | Committed | 2022-06-15
2022-06-15 | SA1 | Project commitment | Adelaide Desalination Plant | South Australian Water Corporation | ADPPV1 | Committed | 2022-06-15
2022-06-15 | SA1 | Project commitment | Adelaide Desalination Plant | South Australian Water Corporation | ADPPV2 | Committed | 2022-06-15
2022-06-15 | SA1 | Project commitment | Bolivar Waste Water Treatment | South Australian Water Corporation | BOWWPV1 | Committed | 2022-06-15
2022-06-15 | SA1 | Informative note | Kanmantoo | AGL SA Generation Pty Limited |  | Discontinued | 2022-06-15
2022-06-15 | SA1 | Project commitment | Mannum Adelaide Pumping Station No 2 - MAPL2 (Palmer) | South Australian Water Corporation | MAPS2PV1 | Committed | 2022-06-15
2022-06-15 | SA1 | Project commitment | Mannum Adelaide Pumping Station No 3 - MAPL3 (Tungkillo) | South Australian Water Corporation | MAPS3PV1 | Committed* | 2022-06-15
2022-06-15 | TAS1 | Informative note | Tamar Valley Combined Cycle | AETV Pty Ltd | TVCC201 | Change from In Service - Announced Withdrawal (Permanent) to In Service | 2022-06-15
2022-06-15 | VIC1 | Informative note | Ben More | Ratch Australia |  | Discontinued | 2022-06-15
2022-06-15 | VIC1 | Project commitment | Kiamal Solar Farm - Stage 1 | KSF Project Nominees Pty Ltd ATF KSF Project Trust | KIAMSF1 | In Service | 2022-06-15
2022-06-15 | VIC1 | Informative note | Mallee Solar Farm | juwi Renewable Energy Pty Ltd |  | Discontinued | 2022-06-15
2022-06-15 | VIC1 | Project commitment | Sunraysia Solar Farm | Sunraysia Solar Project Pty Ltd | SUNRSF1 | In Service | 2022-06-15
2022-06-15 | VIC1 | Project commitment | Winton Solar Farm | Winton Asset Co. Pty Ltd as Trustee of the Winton Asset Trust | WINTSF1 | In Service | 2022-06-15
2022-05-31 | NSW1 | Project commitment | Orana BESS | Akaysha Energy |  | Anticipated | 2022-05-31
2022-05-31 | NSW1 | Project commitment | West Wyalong Solar Farm | Lightsource Australia |  | Committed | 2022-05-31
2022-05-31 | NSW1 | Project commitment | Wollar Solar Farm | Wollar Solar Development Pty Ltd |  | Committed | 2022-05-31
2022-05-31 | QLD1 | Project commitment | Ulinda Park BESS | Akaysha Energy |  | Anticipated | 2022-05-31
2022-05-31 | SA1 | Project commitment | Bolivar Waste Water Treatment | South Australian Water Corporation | BOWWBA1G | Committed | 2022-05-31
2022-05-31 | SA1 | Project commitment | Christies Beach Wastewater Treatment Plant | South Australian Water Corporation | CBWWBA1G | Committed | 2022-05-31
2022-05-31 | SA1 | Project commitment | Christies Beach Wastewater Treatment Plant | South Australian Water Corporation | CBWWPV1 | Committed | 2022-05-31
2022-05-31 | SA1 | Project commitment | Happy Valley Reservoir | South Australian Water Corporation | HVWABA1G | Committed | 2022-05-31
2022-05-31 | SA1 | Project commitment | Happy Valley Reservoir | South Australian Water Corporation | HVWAPV1 | Committed | 2022-05-31
2022-05-31 | SA1 | Project commitment | Lincoln Gap Wind Farm - stage 2 | Lincoln Gap Wind Farm Pty Ltd | LGAPWF2 | In Commissioning | 2022-05-31
2022-05-31 | SA1 | Project commitment | Snapper Point Power Station | Nexif | SNAPPER1 | In Commissioning | 2022-05-31
2022-05-31 | SA1 | Project commitment | Tailem Bend Battery Project | Vena Energy |  | Anticipated | 2022-05-31
2022-05-31 | SA1 | Project commitment | Tailem Bend Stage 2 Solar Project | Vena Energy |  | Committed | 2022-05-31
2022-05-31 | VIC1 | Project commitment | Wooreen Energy Storage System | EnergyAustralia Holdings Limited |  | Anticipated | 2022-05-31
2022-02-22 | NSW1 | Expected Closure Year | Bayswater | AGL Macquarie Pty Limited | BW01, BW02, BW03, BW04 | Expected closure year changed to 2033 as per advice from AGL Energy | 2022-02-22
2022-02-22 | NSW1 | Closure date | Eraring | Origin Energy Eraring Pty Ltd | ER01, ER02, ER03, ER04 | Closure date changed to 19/08/2025 as per advice from Origin Energy | 2022-02-22
2022-02-22 | NSW1 | Scheduled Capacity | Kurri Kurri OCGT | Snowy Hydro Limited |  | Scheduled capacity changed from 750 to 660 as per advice from the owner | 2022-02-22
2022-02-22 | NSW1 | Project commitment | Tallawarra B | EnergyAustralia Tallawarra Pty Ltd |  | Committed* | 2022-02-22
2022-02-22 | VIC1 | Expected Closure Year | Loy Yang A Power Station | AGL Loy Yang Marketing Pty Ltd | LYA1, LYA2, LYA3, LYA4 | Expected closure year changed to 2045 as per advice from AGL Energy | 2022-02-22
2022-02-08 | VIC1 | Project commitment | Victorian Big Battery | Victorian Big Battery Pty Ltd | VBBG1 | In Service | 2022-02-08
2022-01-21 | NSW1 | Project commitment | Avonlie Solar Farm | Iberdrola Australia Limited |  | Committed | 2022-01-21
2022-01-21 | NSW1 | Informative note | Crudine Ridge Wind Farm | CRWF Nominees Pty Ltd as trustee of the CRWF Trust | CRURWF1 | Nameplate capacity updated from 138.01 MW to 141.71 MW | 2022-01-21
2022-01-21 | NSW1 | Project commitment | Goonumbla Solar Farm | Goonumbla Asset Co Pty Ltd as trustee for the Goonumbla Asset Trust | GOONSF1 | In Service | 2022-01-21
2022-01-21 | NSW1 | Project commitment | Gullen Range Wind Farm 2 | BEIJING JINGNENG CLEAN ENERGY (AUSTRALIA) HOLDING PTY LTD | GULLRWF2 | In Commissioning | 2022-01-21
2022-01-21 | NSW1 | Project commitment | Hunter Valley GT | AGL Energy | HVGTS | Withdrawn | 2022-01-21
2022-01-21 | NSW1 | Project commitment | Quorn Park Solar Farm | Quorn Park Solar Farm Pty Ltd |  | Anticipated | 2022-01-21
2022-01-21 | NSW1 | Project commitment | Wagga North Solar Farm | Wagga Wagga Operationsco Pty Ltd as trustree for Wagga Wagga Operations Trust | WAGGNSF1 | The remaining 12 units of Wagga North Solar Farm become Committed | 2022-01-21
2022-01-21 | NSW1 | Project commitment | Wallgrove Grid Battery project | TransGrid | WALGRVG1 | In Commissioning | 2022-01-21
2022-01-21 | NSW1 | Informative note | West Illawarra Leagues Club | Western Suburbs Leagues Club | WESTILL1 | Nameplate capacity updated from 0.99 MW to 1.43 MW | 2022-01-21
2022-01-21 | NSW1 | Project commitment | Wyalong Solar Farm | Wyalong Solar Farm Pty Ltd |  | Committed | 2022-01-21
2022-01-21 | QLD1 | Project commitment | MacIntyre Wind Farm | Macintyre Windfarm Pty Ltd and Arc Energy Macintyre Pty Ltd |  | Anticipated | 2022-01-21
2022-01-21 | SA1 | Project commitment | Adelaide Desalination Plant | South Australian Water Corporation | ADPPV2 | Committed* | 2022-01-21
2022-01-21 | SA1 | Project commitment | Bolivar Waste Water Treatment | South Australian Water Corporation | BOWWPV1 | Committed* | 2022-01-21
2022-01-21 | SA1 | Project commitment | Mannum Adelaide Pumping Station No 2 - MAPL2 (Palmer) | South Australian Water Corporation | MAPS2PV1 | Committed* | 2022-01-21
2022-01-21 | SA1 | Project commitment | Mannum Adelaide Pumping Station No 3 - MAPL3 (Kanmantoo) | South Australian Water Corporation | MAPS3PV2 | Committed* | 2022-01-21
2022-01-21 | SA1 | Project commitment | Murray Bridge - Onkaparinga Pipeline Pump 2 | South Australian Water Corporation | MBPS2PV1 | Committed* | 2022-01-21
2022-01-21 | SA1 | Project commitment | Port Augusta Renewable Energy Park - Solar | PAREP 1 Pty Ltd |  | Committed | 2022-01-21
2022-01-21 | SA1 | Project commitment | Port Augusta Renewable Energy Park - Wind | PAREP 1 Pty Ltd |  | Committed | 2022-01-21
2022-01-21 | SA1 | Project commitment | Temporary Generation South (Bolivar) | Infigen Energy |  | Anticipated | 2022-01-21
2022-01-21 | VIC1 | Project commitment | Epworth Hospital - East Melbourne - Freemasons | Epworth Hospital Ltd |  | In Service | 2022-01-21
2022-01-21 | VIC1 | Project commitment | Yatpool Solar Farm | Yatpool Sun Farm Pty Ltd | YATSF1 | In Service | 2022-01-21
2021-11-30 | SA1 | Project commitment | Snapper Point Power Station | Nexif |  | Committed | 2021-11-30
2021-10-15 | NSW1 | Project commitment | Avonlie Solar Farm | RES Australia |  | Anticipated | 2021-10-15
2021-10-15 | NSW1 | Project commitment | Collector | Ratch Australia | COLWF01 | In Service | 2021-10-15
2021-10-15 | NSW1 | Informative note | Cooma Solar Farm (Risen) | Risen Energy Australia Pty Ltd |  | Discontinued | 2021-10-15
2021-10-15 | NSW1 | Project commitment | Hillston Sun Farm | Hillston Sun Farm Pty Ltd |  | Committed | 2021-10-15
2021-10-15 | NSW1 | Project commitment | Jemalong Solar | Genex Power | JEMALNG1 | In Commissioning | 2021-10-15
2021-10-15 | NSW1 | Informative note | Liddell | AGL Macquarie Pty Limited | LD03, LD04 | Liddell Unit 3 has updated closure date from 1/04/2023 to 1/04/2022, Unit 4 has updated closure date from 1/04/2022 to 1/04/2023 | 2021-10-15
2021-10-15 | NSW1 | Project commitment | Rye Park Wind Farm | Tilt Renewables Australia Pty Ltd |  | Committed | 2021-10-15
2021-10-15 | NSW1 | Project commitment | Wagga North Solar Farm | Wagga Wagga Operationsco Pty Ltd as trustree for Wagga Wagga Operations Trust |  | Anticipated | 2021-10-15
2021-10-15 | NSW1 | Project commitment | Walla Walla Solar Farm | FRV Australia (Walla Walla Asset Co Pty Ltd (ACN 634 728 868) as trustee for the Walla Walla Asset Trust) |  | Anticipated | 2021-10-15
2021-10-15 | NSW1 | Project commitment | Wellington Solar Farm | Lightsource Australia SPV 4 Pty Ltd | WELLSF1 | In Commissioning | 2021-10-15
2021-10-15 | NSW1 | Project commitment | Yanco Solar Farm | ib vogt / Sun Spot 6 |  | Anticipated | 2021-10-15
2021-10-15 | QLD1 | Project commitment | Dulacca Wind Farm | RES Australia |  | Committed | 2021-10-15
2021-10-15 | QLD1 | Project commitment | Edenvale Solar Park | Edenvale Solar Park Pty Ltd |  | Committed | 2021-10-15
2021-10-15 | QLD1 | Project commitment | Kaban Green Power Hub - Wind Farm | Kaban Wind Farm Pty Ltd as trustee for Kaban Wind Farm Trust |  | Committed | 2021-10-15
2021-10-15 | QLD1 | Project commitment | Kennedy Energy Park - Phase 1 - Solar | Windlab / Eurus | KEPSF1 | Committed | 2021-10-15
2021-10-15 | QLD1 | Project commitment | Kennedy Energy Park - Phase 1 - Storage | Windlab/Eurus | KEPBG1 | Committed | 2021-10-15
2021-10-15 | QLD1 | Project commitment | Kennedy Energy Park - Phase 1 - Wind | Windlab / Eurus | KEPWF1 | Committed | 2021-10-15
2021-10-15 | QLD1 | Project commitment | Maryrorough Solar Farm | Maryrorough Solar Pty Ltd | MARYRSF1 | In Service | 2021-10-15
2021-10-15 | QLD1 | Project commitment | Moura Solar Farm | Moura Solar Farm SPV Pty Ltd atf the ESCO Solar Farm 4 Trust |  | Committed | 2021-10-15
2021-10-15 | QLD1 | Nameplate capacity | Munna Creek Solar Farm | Renewable Energy System Technologies Pty Ltd |  | Changed from 143 MW to 154 MW
2021-10-15 | QLD1 | Project commitment | Rodds Bay Solar Farm | United Green |  | From Anticipated to Publicly Announced | 2021-10-15
2021-10-15 | QLD1 | Project commitment | Yarranlea Solar Farm | Yarranlea Solar Pty Ltd | YARANSF1 | In Service | 2021-10-15
2021-10-15 | SA1 | Informative note | Cultana Pumped Hydro Energy Storage | ARUP Pty Ltd |  | Discontinued | 2021-10-15
2021-10-15 | SA1 | Project commitment | Torrens Island A | AGL SA Generation Pty Limited | TORRA1 | Withdrawn
2021-10-15 | SA1 | Informative note | Torrens Island A | AGL SA Generation Pty Limited | TORRA2, TORRA4 | Torrens Island A units TORRA2 and TORRA4 closure date of 30/09/2020 have been past for more than 12 months in Generation Information Page publication and hence these two units are dropped from this publication | 2021-10-15
2021-10-15 | SA1 | Project commitment | Torrens Island BESS | TIPSCO |  | Anticipated | 2021-10-15
2021-10-15 | VIC1 | Project commitment | Berrybank Wind Farm | Berrbank Development Pty ltd | BRYB1WF1 | In Service | 2021-10-15
2021-10-15 | VIC1 | Project commitment | Diapur Wind Farm | Diapur Wind Farm Pty Ltd |  | Committed | 2021-10-15
2021-10-15 | VIC1 | Project commitment | Stockyard Hill Wind Farm | Stockyard Hill Wind Farm Pty Ltd | STOCKYD1 | In Commissioning | 2021-10-15
2021-10-15 | VIC1 | Project commitment | Winton Solar Farm | Winton Asset Co. Pty Ltd as Trustee of the Winton Asset Trust | WINTSF1 | In Commissioning | 2021-10-15
2021-10-15 | VIC1 | Project commitment | Wunghnu Solar Farm | ib vogt GmbH / Sun Spot 3 |  | Anticipated | 2021-10-15
2021-07-07 | NSW1 | Correction | Corowa Solar Farm | Corowa Operationsco Pty Ltd as trustee for Corowa Operations Trust | CRWASF1 | Committed. (Note that 04 May 2021 Change Log entry incorrectly listed "In Service", however, should have listed "Committed".) | 2021-07-07
2021-07-07 | NSW1 | Project commitment | Gunnedah Solar Farm | Gunnedah Solar Farm Pty Ltd |  | Committed | 2021-07-07
2021-07-07 | NSW1 | Project commitment | Kurri Kurri OCGT | Snowy Hydro Limited |  | Committed | 2021-07-07
2021-07-07 | NSW1 | Project commitment | New England Solar Farm | UPC Renewables Australia Pty Ltd |  | Committed | 2021-07-07
2021-07-07 | NSW1 | Project commitment | Riverina Solar Farm | Riverina Solar Pty Ltd |  | Committed | 2021-07-07
2021-07-07 | NSW1 | Project commitment | Suntop Solar Farm | Suntop Solar Farm Pty Ltd |  | Committed | 2021-07-07
2021-07-07 | NSW1 | Project commitment | Wallgrove Grid Battery project | TransGrid |  | Committed | 2021-07-07
2021-07-07 | QLD1 | Project commitment | Bluegrass Solar Farm | X-Elio Australia Pty Ltd |  | Committed | 2021-07-07
2021-07-07 | QLD1 | Informative note | CleanCo Wind Farm (Small Mac) | ACCIONA Energy Australia Global Pty Ltd |  | Duplicate Removed | 2021-07-07
2021-07-07 | QLD1 | Project commitment | Columboola Solar Farm | Luminous Energy |  | Committed | 2021-07-07
2021-07-07 | QLD1 | Project commitment | Kaban Green Power Hub - BESS | Neoen |  | Discontinued. | 2021-07-07
2021-07-07 | QLD1 | Project commitment | Kaban Green Power Hub - Wind Farm | Neoen |  | Committed* | 2021-07-07
2021-07-07 | QLD1 | Project commitment | Mackay GT | Stanwell Corporation Limited | MACKAYGT | Withdrawn - Permanent | 2021-07-07
2021-07-07 | QLD1 | Project commitment | Wandoan South BESS | Vena Evergy |  | Committed | 2021-07-07
2021-07-07 | QLD1 | Project commitment | Woolooga Solar Farm | Woolooga Fund Pty Ltd |  | Committed | 2021-07-07
2021-07-07 | SA1 | Project commitment | Port Augusta Renewable Energy Park - Solar | PAREP 1 Pty Ltd |  | From Committed to Anticipated | 2021-07-07
2021-07-07 | SA1 | Project commitment | Port Augusta Renewable Energy Park - Wind | PAREP 1 Pty Ltd |  | From Committed to Anticipated | 2021-07-07
2021-07-07 | SA1 | Project commitment | Snapper Point Power Station | Nexif |  | Committed* | 2021-07-07
2021-07-07 | SA1 | Informative note | Torrens Island B | AGL SA Generation Pty Limited | TORRB1 | AGL SA Generation Pty Ltd has advised that Torrens Island B Unit 1 (TORRB1) will be mothballed with six months minimum recall notice starting from October 2021 until September 2024. | 2021-07-07
2021-07-07 | VIC1 | Project commitment | Bulgana Green Power Hub - Wind Farm | Bulgana Wind Farm Pty Ltd | BULGANA1 | In Service | 2021-07-07
2021-07-07 | VIC1 | Project commitment | Glenrowan West Sun Farm | Glenrowan Sun Farm Pty Ltd | GLRWNSF1 | In Service | 2021-07-07
2021-07-07 | VIC1 | Project commitment | Victorian Big Battery | Victorian Big Battery Pty Ltd |  | Committed | 2021-07-07
2021-07-07 | VIC1 | Project commitment | Yatpool Solar Farm | Yatpool Sun Farm Pty Ltd | YATSF1 | In Commissioning | 2021-07-07
2021-05-04 | NSW1 | Project commitment | Bango 973 Wind Farm | BWF Nominees Pty Ltd as trustee for the BWF Trust | BANGOWF1 | In Service | 2021-05-04
2021-05-04 | NSW1 | Project commitment | Belconnen | EDL LFG ACT Pty Ltd |  | Decommissioned | 2021-05-04
2021-05-04 | NSW1 | Project commitment | Belrose | EDL LFG NSW Pty Ltd |  | Decommissioned | 2021-05-04
2021-05-04 | NSW1 | Project commitment | Bomen Solar Farm | Spark Infrastructure Holdings No. 6 Pty Limited | BOMENSF1 | In Service | 2021-05-04
2021-05-04 | NSW1 | Project commitment | Collector | Ratch Australia | COLWF01 | In Commissioning | 2021-05-04
2021-05-04 | NSW1 | Project commitment | Corowa Solar Farm | Corowa Operationsco Pty Ltd as trustee for Corowa Operations Trust | CRWASF1 | In Service | 2021-05-04
2021-05-04 | NSW1 | Project commitment | Crudine Ridge Wind Farm | CRWF Nominees Pty Ltd | CRURWF1 | In Commissioning | 2021-05-04
2021-05-04 | NSW1 | Project commitment | Darlington Point Solar Farm | Darlington Point Solar Farm Pty Ltd |  | In Service | 2021-05-04
2021-05-04 | NSW1 | Project commitment | Limondale Solar Farm 1 | Limondale Sun Farm Pty Ltd |  | In Commissioning | 2021-05-04
2021-05-04 | NSW1 | Project commitment | Metz Solar Farm | Metz ProjectCo Pty Ltd as trustee for Metz ProjectCo Trust |  | Committed | 2021-05-04
2021-05-04 | NSW1 | Project commitment | Molong Solar Farm | Molong Property Co Pty Ltd as trustee for the Molong Property Trust | MOLNGSF1 | In Service | 2021-05-04
2021-05-04 | NSW1 | Project commitment | Mugga Lane | EDL LFG ACT Pty Ltd |  | Decommissioned | 2021-05-04
2021-05-04 | NSW1 | Project commitment | Nymboida | Essential Energy |  | Decommissioned | 2021-05-04
2021-05-04 | NSW1 | Project commitment | Oaky | Essential Energy |  | Decommissioned | 2021-05-04
2021-05-04 | NSW1 | Informative note | Ruby Hills Wind Farm | Walcha Energy Pty Ltd |  | Duplicate Removed | 2021-05-04
2021-05-04 | NSW1 | Project commitment | Sunraysia Solar Farm | Sunraysia Solar Project Pty Ltd | SUNRSF1 | In Commissioning | 2021-05-04
2021-05-04 | NSW1 | Project commitment | Teralba | EDL (TT) Pty Ltd |  | Decommissioned | 2021-05-04
2021-05-04 | QLD1 | Project commitment | Kidston Pumped Storage Hydro Project 250MW | Genex Power Ltd |  | Committed | 2021-05-04
2021-05-04 | QLD1 | Project commitment | Middlemount Sun Farm | Capricorn SF No1 Pty Ltd |  | In Service | 2021-05-04
2021-05-04 | QLD1 | Project commitment | Roghan Road | EDL LFG Qld Pty Ltd |  | Decommissioned | 2021-05-04
2021-05-04 | SA1 | Project commitment | Adelaide Desalination Plant | South Australian Water Corporation | ADPBA1G | Committed* | 2021-05-04
2021-05-04 | SA1 | Project commitment | Adelaide Desalination Plant | South Australian Water Corporation | ADPPV1 | Committed* | 2021-05-04
2021-05-04 | SA1 | Project commitment | Morgan To Whyalla Pipeline No 1 PS And Water Filtration Plant | South Australian Water Corporation | MWPS1PV1 | Committed | 2021-05-04
2021-05-04 | SA1 | Project commitment | Morgan To Whyalla Pipeline No 2 PS | South Australian Water Corporation | MWPS2PV1 | Committed | 2021-05-04
2021-05-04 | SA1 | Project commitment | Morgan To Whyalla Pipeline No 4 PS | South Australian Water Corporation | MWPS4PV1 | Committed | 2021-05-04
2021-05-04 | TAS1 | Project commitment | Cattle Hill Wind Farm | Wild Cattle Hill Pty Ltd | CTHLWF1 | In Service | 2021-05-04
2021-05-04 | VIC1 | Project commitment | Elaine Wind Farm | Northleaf /InfraRed/Macquarie Capital | ELAINWF1 | In Service | 2021-05-04
2021-05-04 | VIC1 | Project commitment | Glenrowan West Sun Farm | Glenrowan Sun Farm Pty Ltd | GLRWNSF1 | In Commissioning | 2021-05-04
2021-05-04 | VIC1 | Project commitment | Moorabool Wind Farm | Moorabool Wind Farm Interface Company Pty Ltd | MOORAWF1 | In Commissioning | 2021-05-04
2021-01-29 | NSW1 | Project commitment | Biala Wind Farm | BEIJING JINGNENG CLEAN ENERGY (AUSTRALIA) HOLDING PTY LTD | GULLRWF2 | Committed | 2021-01-29
2021-01-29 | NSW1 | Project commitment | Corowa Solar Farm | Corowa Operationsco Pty Ltd as trustee for Corowa Operations Trust |  | Committed | 2021-01-29
2021-01-29 | NSW1 | Project commitment | Junee Solar Farm | Junee Operationsco Pty Ltd as trustee for Junee Operations Trust |  | Committed | 2021-01-29
2021-01-29 | NSW1 | Project commitment | Molong Solar Farm | Molong Property Co Pty Ltd as trustee for the Molong Property Trust |  | Committed | 2021-01-29
2021-01-29 | NSW1 | Project commitment | Mt Piper | EnergyAustralia NSW Pty Ltd | MP1 | Upgrade now In Service | 2021-01-29
2021-01-29 | NSW1 | Project commitment | Sunraysia Solar Farm | Sunraysia Solar Project Pty Ltd | SUNRSF1 | Committed | 2021-01-29
2021-01-29 | NSW1 | Project commitment | Wagga North Solar Farm | Wagga Wagga Operationsco Pty Ltd as trustree for Wagga Wagga Operations Trust |  | Committed | 2021-01-29
2021-01-29 | NSW1 | Project commitment | Wellington Solar Farm | Lightsource Australia SPV 4 |  | Committed | 2021-01-29
2021-01-29 | QLD1 | Project commitment | Cape York Battery Power Plant - Solar | Lyon Solar |  | Discontinued. | 2021-01-29
2021-01-29 | QLD1 | Project commitment | Cape York Battery Power Plant - Storage | Lyon Solar |  | Discontinued. | 2021-01-29
2021-01-29 | SA1 | Project commitment | Morgan To Whyalla Pipeline No 3 PS | South Australian Water Corporation | MWPS3PV1 | Committed | 2021-01-29
2021-01-29 | VIC1 | Project commitment | Berrybank Wind Farm | Berrbank Development Pty ltd |  | Committed | 2021-01-29
2021-01-29 | VIC1 | Project commitment | Glenrowan West Sun Farm | Glenrowan Sun Farm Pty Ltd |  | Committed | 2021-01-29
2021-01-29 | VIC1 | Project commitment | Loy Yang B | Alinta | LOYYB1 | Upgrade now In Service | 2021-01-29
2021-01-29 | VIC1 | Project commitment | Victorian Big Battery | Victorian Big Battery Pty Ltd |  | Committed* | 2021-01-29
2021-01-29 | VIC1 | Project commitment | Yatpool Solar Farm | Yatpool Sun Farm Pty Ltd |  | Committed | 2021-01-29
2020-11-12 | NSW1 | Project commitment | Bango 999 Wind Farm | BWF Nominees Pty Ltd as trustee for the BWF Trust |  | Committed | 2020-11-12
2020-11-12 | NSW1 | Project commitment | Biala Wind Farm | BEIJING JINGNENG CLEAN ENERGY (AUSTRALIA) HOLDING PTY LTD | GULLRWF2 | In Commissioning | 2020-11-12
2020-11-12 | NSW1 | Project commitment | Bogan River | Infigen Energy Development Pty Ltd |  | Discontinued. | 2020-10-13
2020-11-12 | NSW1 | Project commitment | Capital Solar Farm | Capital Solar Farm Pty Ltd |  | Discontinued. | 2020-10-13
2020-11-12 | NSW1 | Project commitment | Darlington Point Solar Farm | Darlington Point Solar Farm | DARLSF1 | In Commissioning | 2020-11-12
2020-11-12 | NSW1 | Project commitment | Goonumbla Solar Farm | Goonumbla Asset Co Pty Ltd as trustee for the Goonumbla Asset Trust | GOONSF1 | In Commissioning | 2020-11-12
2020-11-12 | NSW1 | Project commitment | Jemalong Solar | Genex Power | JEMALNG1 | Committed | 2020-11-12
2020-11-12 | NSW1 | Project commitment | Nevertire Solar Farm | Elliott Nevertire Solar Pty Ltd as Trustee for the Elliott Nevertire Trust' | NEVERSF1 | In Service | 2020-11-12
2020-11-12 | NSW1 | Project commitment | Sebastopol Solar Farm | Sebastopol Asset Co |  | Committed | 2020-11-12
2020-11-12 | QLD1 | Project commitment | Bowen Solar Farm | Infigen Energy |  | Discontinued. | 2020-10-13
2020-11-12 | QLD1 | Project commitment | Cloncurry Solar Farm | Infigen Energy Development Pty Ltd |  | Discontinued. | 2020-10-13
2020-11-12 | QLD1 | Project commitment | Middlemount Sun Farm | Capricorn SF No1 Pty Ltd |  | Committed | 2020-11-12
2020-11-12 | QLD1 | Correction | Oakey 2 Solar Farm | RE Oakey Pty Ltd | OAKEY2SF | In Commissioning. (Note that 22 July 2020 Change Log entry incorrectly listed "In Service", however, should have listed "In Commissioning".) | 2020-06-03
2020-11-12 | QLD1 | Project commitment | Western Downs Green Power Hub | Western Downs Green Power Hub Pty Ltd as trustee for Western Downs Green Power Hub Trust |  | Committed | 2020-11-12
2020-11-12 | QLD1 | Informative note | Western Downs Solar Farm | N/A |  | Duplicate removed | 2020-11-12
2020-11-12 | SA1 | Project commitment | Hornsdale Power Reserve Unit 1 | Hornsdale Power Reserve Pty Ltd | HPRG1 | In Service | 2020-11-12
2020-11-12 | SA1 | Project commitment | Lincoln Gap Wind Farm - stage 1 | Lincoln Gap Wind Farm Pty Ltd | LGAPWF1 | In Service | 2020-11-12
2020-11-12 | SA1 | Project commitment | Port Augusta Renewable Energy Park - Solar | PAREP 1 Pty Ltd |  | Committed | 2020-11-12
2020-11-12 | SA1 | Project commitment | Port Augusta Renewable Energy Park - Wind | PAREP 1 Pty Ltd |  | Committed | 2020-11-12
2020-11-12 | SA1 | Project commitment | Temporary Generation South | Infigen Energy | SATGS1 | In Service | 2020-11-12
2020-11-12 | SA1 | Informative note | Torrens Island A | AGL SA Generation Pty Ltd | TORRA2, TORRA4 | Torrens Island A units TORRA2 and TORRA4 closure date of 30/09/2020 has passed, and the units are Deregistered. | 2020-09-30
2020-11-12 | SA1 | Informative note | Zero Cost Energy Future | SA Water Corporation |  | Aggregate survey removed in favour of individual surveys (Projects with Owner of South Australian Water Corporation). | 2020-11-12
2020-11-12 | VIC1 | Project commitment | Bulgana Green Power Hub - Wind Farm | Bulgana Wind Farm Pty Ltd | BULGANA1 | In Commissioning | 2020-11-12
2020-11-12 | VIC1 | Project commitment | Cherry Tree Wind Farm | Cherry Tree Wind Farm Pty Limited A.T.F. Cherry Tree Project Trust | CHYTWF1 | In Service. (Note that 22 July 2020 Change Log entry incorrectly listed "In Service", however, should have listed "In Commissioning".) | 2020-11-12
2020-11-12 | VIC1 | Project commitment | Crowlands Wind Farm | Pacific Hydro Crowlands Pty Ltd | CROWLWF1 | In Service | 2020-11-12
2020-11-12 | VIC1 | Correction | Dundonnell Wind Farm | Tilt Renewables | DUNDWF1 | In Commissioning. (Note that 22 July 2020 Change Log entry incorrectly listed "In Service", however, should have listed "In Commissioning".) | 2020-06-17
2020-11-12 | VIC1 | Correction | Elaine Wind Farm | Northleaf /InfraRed/Macquarie Capital | ELAINWF1 | In Commissioning. (Note that 22 July 2020 Change Log entry incorrectly listed "In Service", however, should have listed "In Commissioning".) | 2020-06-24
2020-11-12 | VIC1 | Project commitment | Kiamal Solar Farm - Stage 1 | KSF Project Nominees Pty Ltd ATF KSF Project Trust | KIAMSF1 | In Commissioning | 2020-11-12
2020-11-12 | VIC1 | Project commitment | Murra Warra Wind Farm - stage 2 | Murra Warra Project Co Pty Ltd |  | Committed | 2020-11-12
2020-07-29 | NSW1 | Correction | Maoneng Battery | Maoneng Australia |  | Corrected Region from SA1 to NSW1. | 2019-10-30
2020-07-22 | NSW1 | Project commitment | Bango 973 Wind Farm | BWF Nominees Pty Ltd as trustee for the BWF Trust |  | Committed | 2020-07-06
2020-07-22 | NSW1 | Project commitment | Limondale Solar Farm 1 | Limondale Sun Farm Pty Ltd | LIMOSF11 | Committed | 2020-07-08
2020-07-22 | NSW1 | Project commitment | Mt Piper | EnergyAustralia NSW Pty Ltd | MP1 | Upgrade now Committed | 2020-06-01
2020-07-22 | NSW1 | Project commitment | Wellington Solar Farm | Lightsource Australia SPV 4 |  | Committed | 2020-07-09
2020-07-22 | QLD1 | Project commitment | Middlemount Sun Farm | Capricorn SF No1 Pty Ltd |  | Committed | 2020-07-06
2020-07-22 | QLD1 | Project commitment | Oakey 2 Solar Farm | RE Oakey Pty Ltd | OAKEY2SF | In Service | 2020-06-03
2020-07-22 | SA1 | Project commitment | Hallett GT | EnergyAustralia Hallett Pty Ltd | AGLHAL | +35 MW increase in capacity now In Service | 2020-06-09
2020-07-22 | SA1 | Project commitment | Hornsdale Power Reserve Unit 1 | Hornsdale Power Reserve Pty Ltd | HPRG1 | Expansion now In Service | 2020-07-02
2020-07-22 | SA1 | Closure date | Osborne | Osborne Cogeneration Pty Ltd | OSB-AG | Origin Energy advises the closure date of the Osborne power station is 31/12/2023. | 2020-07-22
2020-07-22 | SA1 | Informative note | SA Water PV Plant | SA Water |  | Duplicate removed | 2020-07-22
2020-07-22 | SA1 | Project commitment | Snapper Point Power Station | Nexif |  | Nexif advises that it is in the process of completing necessary permits and other development works for moving the Temporary Generation North units to Snapper Point, as per the Agreement to Lease signed with the SA Government. | 2020-07-09
2020-07-22 | SA1 | Project commitment | Temporary Generation South | Infigen Energy |  | Committed | 2020-07-06
2020-07-22 | SA1 | Informative note | Torrens Island A | AGL SA Generation Pty Ltd | TORRA2, TORRA4 | AGL SA Generation Pty Ltd has advised that Torrens Island A unit TORRA4 will be available over winter 2020, whilst unit TORRA2 will remain mothballed, until the closure date of both units of 30/9/2020. | 2020-07-13
2020-07-22 | VIC1 | Project commitment | Berrybank Wind Farm | Berrbank Development Pty ltd |  | Committed | 2020-07-10
2020-07-22 | VIC1 | Project commitment | Cherry Tree Wind Farm | Cherry Tree Wind Farm Pty Limited A.T.F. Cherry Tree Project Trust | CHYTWF1 | In Service | 2020-06-17
2020-07-22 | VIC1 | Project commitment | Dundonnell Wind Farm | Tilt Renewables | DUNDWF1 | In Service | 2020-06-17
2020-07-22 | VIC1 | Project commitment | Elaine Wind Farm | Northleaf /InfraRed/Macquarie Capital | ELAINWF1 | In Service | 2020-06-24
2020-04-30 | NSW1 | Project commitment | Biala Wind Farm | BEIJING JINGNENG CLEAN ENERGY (AUSTRALIA) HOLDING PTY LTD |  | Committed | 2020-04-22
2020-04-30 | NSW1 | Project commitment | Collector | Ratch Australia |  | Committed | 2020-04-17 09:02
2020-04-30 | NSW1 | Project commitment | Limondale Solar Farm 1 | Limondale Sun Farm Pty Ltd |  | Changed from Committed to Maturing | 2020-04-24 10:51
2020-04-30 | SA1 | Project commitment | Lincoln Gap Wind Farm - BESS | Lincoln Gap Wind Farm Pty Ltd | LGAPWF1 | Changed from Committed to Publicly Announced | 2020-04-28
2020-04-30 | SA1 | Informative note | Torrens Island A Mothballing | AGL SA Generation Pty Ltd | TORRA1, TORRA2, TORRA3, TORRA4 | AGL SA Generation Pty Ltd has advised that all four Torrens Island A units will be mothballed with six month minimum recall notice: - starting from 1/4/2020 for TORRA2 and TORRA4, lasting until the closure date of 30/9/2020. - starting from 30/9/2020 for TORRA1, lasting until the closure date of 30/9/2021. - starting from 30/9/2021 for TORRA3, lasting until the closure date of 30/9/2022. | 2020-04-01
2020-04-30 | VIC1 | Project commitment | Glenrowan West Sun Farm | Glenrowan Sun Farm Pty Ltd |  | Committed | 2020-04-29
2020-02-26 | QLD1 | Nameplate capacity | Callide C | Joint Venture; Callide Energy Pty Ltd and IG Power (Callide) Ltd. | CPP_3, CPP_4 | Corrected from 450 MW to 420 MW | 2017-08-01
2020-02-26 | QLD1 | Project commitment | Gangarri Solar Farm | Shell New Energies Australia Pty Ltd |  | Committed | 2020-01-22
2020-02-26 | QLD1 | Nameplate capacity | Oakey Power Station | Oakey Power Holdings Pty Ltd | OAKEY1, OAKEY2 | Corrected from 141 MW to 173 MW | 2018-04-19
2020-02-26 | VIC1 | Nameplate capacity | Mortlake | Origin Energy Power Limited | MORTLK11, MORTLK12 | Updated from 283 MW to 292 MW | 2020-02-07
2020-01-31 | NSW1 | Informative note | Bells Mountain | AGL Energy Limited |  | Duplicate removed. | 2020-01-31
2020-01-31 | NSW1 | Project commitment | Finley Solar Farm | Finley Solar Farm Pty Ltd as The trustee for Finley Solar Trust | FINLYSF1 | In Service | 2020-01-21
2020-01-31 | NSW1 | Project commitment | Limondale Solar Farm 2 | Limondale Sun Farm Pty Ltd | LIMOSF21 | In Service | 2019-10-29
2020-01-31 | NSW1 | Project commitment | Nevertire Solar Farm | Elliott Nevertire Solar Pty Ltd as Trustee for the Elliott Nevertire Trust' | NEVERSF1 | In Commissioning | 2019-10-29
2020-01-31 | QLD1 | Project commitment | Coopers Gap Wind Farm | PARF Company 6 Pty Limited | COOPGWF1 | In Commissioning | 2019-10-29
2020-01-31 | QLD1 | Project commitment | Coopers Gap Wind Farm | PARF Company 6 Pty Limited | COOPGWF1 | In Commissioning | 2019-10-29
2020-01-31 | QLD1 | Project commitment | Haughton Solar Farm Stage 1 | Pacific Hydro Haughton Solar Farm Pty Ltd | HAUGHT11 | In Commissioning | 2019-10-29
2020-01-31 | SA1 | Project commitment | Barker Inlet Power Station | AGL Barker Inlet Pty Ltd | BARKIPS1 | In Service | 2020-01-28
2020-01-31 | VIC1 | Project commitment | Yendon Wind Farm | Northleaf /InfraRed/Macquarie Capital | YENDWF1 | In Commissioning | 2020-01-30
2019-11-14 | NSW1 | Project commitment | Crudine Ridge Wind Farm | CRWF Nominees Pty Ltd |  | Committed | 2019-10-29
2019-11-14 | NSW1 | Expected Closure Year | Eraring | Origin Energy Eraring Pty Ltd | ER01, ER02, ER03, ER04 | Correction to the Expected Closure Year value, due to a data system error. | 2019-05-17
2019-11-14 | NSW1 | Expected Closure Year | Eraring GT | Origin Energy Eraring Pty Ltd | ERGT01 | Correction to the Expected Closure Year value, due to a data system error. | 2019-05-17
2019-11-14 | NSW1 | Project commitment | Goonumbla Solar Farm | Goonumbla Asset Co Pty Ltd as trustee for the Goonumbla Asset Trust |  | Committed | 2019-10-29
2019-11-14 | SA1 | Expected Closure Year | Ladbroke Grove | Origin Energy Power Limited | LADBROK1, LADBROK2 | Correction to the Expected Closure Year value, due to a data system error. | 2019-05-17
2019-11-14 | SA1 | Project commitment | Lake Bonney BESS1 | Lake Bonney BESS Pty Ltd | LBBG1 | Committed | 2019-10-29
2019-11-14 | SA1 | Expected Closure Year | Quarantine | Origin Energy Power Limited | QPS1, QPS2, QPS3, QPS4 | Correction to the Expected Closure Year value, due to a data system error. | 2019-06-20
2019-11-14 | SA1 | Scheduled Capacity | Torrens Island A | AGL SA Generation Pty Limited |  | Changes in schedule capacity due to mothballed period. | 2019-10-29
2019-11-14 | Various | Full Commercial Use Date | Various | Various | Various | Full Commercial Use Date for some Committed projects have been delayed. | 2019-11-14
2019-11-14 | VIC1 | Scheduled Capacity | Loy Yang B | Gippsland Power Pty Ltd ABN 30 077 851 079 / LYB Ventures Australia Pty Ltd ABN 57 055 984 499 / Traralgon Power Pty Ltd ABN 64 056 292 623 / Latrobe Power Pty Ltd ABN 42 055 983 563 / LYB Australia Limited ABN 87 055 563 785 | LOYYB1 | Changes in Winter 2020 scheduled capacity | 2019-11-07
2019-11-14 | VIC1 | Nameplate capacity | Loy Yang B | Gippsland Power Pty Ltd ABN 30 077 851 079 / LYB Ventures Australia Pty Ltd ABN 57 055 984 499 / Traralgon Power Pty Ltd ABN 64 056 292 623 / Latrobe Power Pty Ltd ABN 42 055 983 563 / LYB Australia Limited ABN 87 055 563 785 |  | Corrected from 1000 MW to 1115 MW | 2019-11-07
2019-11-14 | VIC1 | Expected Closure Year | Mortlake | Origin Energy Power Limited | MortLK11, MortLK12 | Correction to the Expected Closure Year value, due to a data system error. | 2019-06-21
2019-11-14 | VIC1 | Scheduled Capacity | Mortlake | Origin Energy Power Limited | MORTLK12 | Origin Energy expects to bring the unit back online by 20 December 2019, as specified here: https://www.originenergy.com.au/about/investors-media/media-centre/statement_on_mortlake_power_station.html | 2019-07-15
2019-11-14 | VIC1 | Correction | Mt Gellibrand Wind Farm | ACCIONA Energy | MTGELWF1 | Correction of previous Commissioning note, plant is "In Commissioning". | 2019-07-18
2019-11-14 | VIC1 | Project commitment | Winton Solar Farm | Winton Asset Co. Pty Ltd as Trustee of the Winton Asset Trust |  | Committed | 2019-10-29
2019-08-07 | NSW1 | Expected Closure Year | Liddell | AGL Macquarie Pty Limited |  | Changes in expected closure date. | 2019-08-02
2019-08-07 | NSW1 | Scheduled Capacity | Liddell | AGL Macquarie Pty Limited |  | Changes in schedule capacity. | 2019-08-02
2019-08-07 | SA1 | Expected Closure Year | Torrens Island A | AGL SA Generation Pty Limited |  | Changes in expected closure date. | 2019-08-05
2019-07-29 | QLD1 | Summary Status | Maryrorough Solar Farm | Impact Investment Group |  | Corrected from Proposed to Committed. | 2019-05-06
2019-07-29 | QLD1 | Informative note | South Johnstone Mill | MSF Sugar |  | Duplicate removed. | 2018-07-31
2019-07-29 | SA1 | Informative note | Hallett Repower (expansion) | Energy Australia | AGLHAL | Duplicate removed. | 2018-07-31
2019-07-29 | SA1 | Unit Status | Willogoleche Wind Farm | Willogoleche Power Pty Ltd | WGWF1 | Corrected from In Service to In Commissioning. | 2019-07-01
2019-07-29 | VIC1 | Scheduled Capacity | Bogong / Mackay | AGL | MCKAY1 | Corrected from 1240 MW to 300 MW (-940 MW). | 2018-02-19
2019-07-18 | NSW1 | Commissioning | Beryl Solar Farm | FS NSW Project No 1 AT Pty Ltd as trustee of FS NSW Project No 1 Asset Trust | BERYLSF1 | Commissioning complete. | 2019-05-06
2019-07-18 | NSW1 | Commissioning | Bodangora Wind Farm | Bodangora Wind Farm Pty Ltd | BODWF1 | Commissioning complete. | 2019-05-17
2019-07-18 | NSW1 | Nameplate capacity | Coleambally Solar Farm | Coleambally Solar Pty Ltd | COLEASF1 | Changed from 180 MW to 150.3 MW (-29.7 MW). | 2018-04-14
2019-07-18 | NSW1 | Nameplate capacity | Crookwell 2 Wind Farm | Crookwell Development Pty Ltd | CROOKWF2 | Changed from 91 MW to 96.04 MW (+5.04 MW). | 2019-05-15
2019-07-18 | NSW1 | Project commitment | Eastern Creek Energy from Waste Facility | Next Generation NSW |  | Discontinued. | 2019-07-17
2019-07-18 | NSW1 | Nameplate capacity | Finley Solar Farm | Finley Solar Farm Pty Ltd as The trustee for Finley Solar Trust | FINLEYSF1 | Changed from 133 MW to 162.36 MW (29.36 MW). | 2019-06-13
2019-07-18 | NSW1 | Project commitment | Gloucester Gas Project | AGL Energy |  | Discontinued. | 2019-07-17
2019-07-18 | NSW1 | Project commitment | Jupiter Wind Farm | EPYC Pty Ltd |  | Discontinued. | 2019-07-17
2019-07-18 | NSW1 | Project commitment | Molong Solar Farm | Amp Power Pty Limited |  | Committed. | 2019-06-25
2019-07-18 | NSW1 | Nameplate capacity | Smithfield Energy Facility | Smithfield Power Generation Pty Ltd | SITHE01 | Changed from 170.9 MW to 185 MW (+14.1 MW). | 2019-06-07
2019-07-18 | NSW1 | Project commitment | Snowy 2.0 | Snowy Hydro Ltd |  | Committed. | 2019-06-21
2019-07-18 | NSW1 | Nameplate capacity | Sunraysia Solar Farm | John Laing/Maoneng Group |  | Changed from 200 MW to 228.8 MW (+28.8 MW). | 2019-05-20
2019-07-18 | NSW1 | Nameplate capacity | Tallawarra | EnergyAustralia Tallawarra Pty Ltd | TALWA1 | Changed from 435 MW to 440 MW (+5 MW). | 2018-04-12
2019-07-18 | NSW1 | Project commitment | West Narrabri Electricity Generating Facility |  |  | Discontinued. | 2019-07-17
2019-07-18 | NSW1 | Project commitment | Woolbrook Wind Farm | Newtricity |  | Discontinued. | 2019-07-17
2019-07-18 | QLD1 | Project commitment | Bowen Solar Farm | Infigen Energy |  | Discontinued. | 2019-07-17
2019-07-18 | QLD1 | Commissioning | Childers Solar Farm | Childers Solar Pty Ltd | CHILDSF1 | Commissioning complete. | 2019-06-05
2019-07-18 | QLD1 | Nameplate capacity | Clare Solar Farm | Clare Asset Co Pty Ltd ATF Clare Asset Trust | CLARESF1 | Changed from 100 MW to 110.4 MW (+10.4 MW). | 2019-05-17
2019-07-18 | QLD1 | Commissioning | Clermont Solar Farm | Clermont Asset Co Pty Ltd as Trustee for Clerrmont Solar Unit Trust | CLERMSF1 | Commissioning complete. | 2019-06-24
2019-07-18 | QLD1 | Commissioning | Collinsville PV | Ratch Australia | CSPVPS1 | Commissioning complete. | 2019-04-03
2019-07-18 | QLD1 | Nameplate capacity | Darling Downs Solar Farm | Darling Downs Solar Farm Pty Ltd | DDSF1 | Changed from 108.5 MW to 121 MW (+12.5 MW). | 2019-05-17
2019-07-18 | QLD1 | Commissioning | Daydream Solar Farm | The Daydream Solar Farm Trust | DAYDSF1 | Commissioning complete. | 2019-04-30
2019-07-18 | QLD1 | Commissioning | Emerald Solar Park | Lighthouse Infrastructure Management Limited | EMERASF1 | Commissioning complete. | 2018-04-19 08:27
2019-07-18 | QLD1 | Project commitment | Group Linen - Princess Alexandra | Group Linen |  | Discontinued. | 2019-07-17
2019-07-18 | QLD1 | Nameplate capacity | Haughton Solar Farm Stage 1 | Pacific Hydro Haughton Solar Farm Pty Ltd | HAUGHT11 | Changed from 100 MW to 132.6 MW (+32.6 MW). | 2019-06-06
2019-07-18 | QLD1 | Commissioning | Hayman Solar Farm | The Hayman Solar Farm Trust | HAYMSF1 | Commissioning complete. | 2019-04-30
2019-07-18 | QLD1 | Project commitment | Maryrorough Solar Farm | Impact Investment Group |  | Committed. | 2019-05-06
2019-07-18 | QLD1 | Commissioning | Mount Emerald | Ratch Australia | MEWF1 | Commissioning complete. | 2018-04-14
2019-07-18 | QLD1 | Commissioning | Susan River Solar Farm | Susan River Solar Pty Ltd | SRSF1 | Commissioning complete. | 2019-06-05
2019-07-18 | QLD1 | Project commitment | Teebar Solar One | Teebar Clean Energy Pty Ltd |  | Changed from Committed* to Publicly Announced. | 2016-06-28
2019-07-18 | QLD1 | Project commitment | Windy Hill II | Ratch Australia |  | Discontinued. | 2019-07-17
2019-07-18 | SA1 | Nameplate capacity | Bungala One Solar Farm | Enel Green Power | BNGSF1 | Changed from 110 MW to 135 MW (+25 MW). | 2018-07-27 00:20
2019-07-18 | SA1 | Nameplate capacity | Bungala Two Solar Farm | Enel Green Power | BNGSF2 | Changed from 110 MW to 135 MW (+25 MW). | 2019-01-08 03:51
2019-07-18 | SA1 | Project commitment | Lake Bonney BESS1 | Lake Bonney BESS Pty Ltd |  | Changed from Committed* to Emerging. | 2019-05-17
2019-07-18 | SA1 | Project commitment | Lincoln Gap Wind Farm - BESS | Lincoln Gap Wind Farm PTY LTD | LGAPWF1 | Committed. | 2019-04-30
2019-07-18 | SA1 | Commissioning | Lincoln Gap Wind Farm - stage 1 | Lincoln Gap Wind Farm Pty Ltd | LGAPWF1 | Commissioning complete. | 2018-02-19 03:50
2019-07-18 | SA1 | Project commitment | Lincoln Gap Wind Farm - stage 2 | Lincoln Gap Wind Farm Pty Ltd | LGAPWF1 | Committed. | 2018-07-30 06:02
2019-07-18 | SA1 | Project commitment | Port Augusta Graphite Energy - CST | Solastor Pty Ltd |  | On hold. | 2019-07-17
2019-07-18 | SA1 | Project commitment | Port Augusta Graphite Energy - PV | Solastor Pty Ltd |  | On hold. | 2019-07-17
2019-07-18 | SA1 | Nameplate capacity | Quarantine | Origin Energy Power Limited | QPS1 | Changed from 224 MW to 229 MW (+5 MW). | 2018-02-19
2019-07-18 | SA1 | Project commitment | SA Government Virtual Power Plant - stage 2 | Government of South Australia |  | Committed. | 2019-07-17
2019-07-18 | SA1 | Project commitment | Simply Energy VPP | Simply Energy |  | Committed. | 2019-07-17
2019-07-18 | SA1 | Commissioning | Willogoleche Wind Farm | Willogoleche Power Pty Ltd | WGWF1 | Commissioning complete. | 2019-07-01
2019-07-18 | SA1 | Project commitment | Yorke Peninsula Biomass | Kallis Family Trust |  | On hold. | 2019-07-17
2019-07-18 | TAS1 | Nameplate capacity | Cattle Hill Wind Farm | Wild Cattle Hill Pty Ltd |  | Changed from 144 MW to 153.6 MW (+9.6 MW). | 2019-05-15
2019-07-18 | TAS1 | Project commitment | G7 Generation | G7 Generation |  | Discontinued. | 2019-07-17
2019-07-18 | TAS1 | Announced Withdrawal – Short Term Recall | Tamar Valley CCGT | AETV Pty Ltd | TVCC201 | AETV Pty Ltd advises that Tamar Valley combined-cycle gas turbine (CCGT) is not in regular service and may return to service at its discretion with less than three months’ lead time. . | 2019-05-17
2019-07-18 | VIC1 | Commissioning | Bannerton Solar Park | Foresight Solar Australia Pty Ltd | BANN1 | Commissioning complete. | 2019-06-01
2019-07-18 | VIC1 | Project commitment | Bulgana Green Power Hub - BESS | Bulgana Wind Farm Pty Ltd |  | Committed. | 2019-05-22
2019-07-18 | VIC1 | Nameplate capacity | Bulgana Green Power Hub - Wind Farm | Bulgana Wind Farm Pty Ltd |  | Changed from 194 MW to 204.4 MW (+10.4 MW). | 2019-05-22
2019-07-18 | VIC1 | Project commitment | Cohuna Solar Farm | Cohuna Solar Farm Pty Ltd |  | Changed from Committed to Committed*. | 2019-01-08
2019-07-18 | VIC1 | Commissioning | Mt Gellibrand Wind Farm | ACCIONA Energy | MTGELWF1 | Commissioning complete. | 2018-02-19
2019-07-18 | VIC1 | Nameplate capacity | Newport | EnergyAustralia Ecogen Pty Ltd | NPS | Changed from 510 MW to 500 MW (-10 MW). | 2018-02-19
2019-07-18 | VIC1 | Nameplate capacity | Numurkah Solar Farm | Numurkah Solar Farm Pty Ltd | NUMURSF1 | Changed from 100 MW to 112 MW (+12 MW). | 2019-05-29
2019-07-18 | VIC1 | Nameplate capacity | Somerton | AGL Hydro partnership | AGLSOM | Changed from 160 MW to 170 MW (+10 MW). | 2019-04-01
2019-07-18 | VIC1 | Project commitment | Spring Hill Wind Farm | BayWa r.e. |  | Discontinued. | 2019-07-17
2019-07-18 | VIC1 | Commissioning | Wemen Solar Farm | Wemen Asset Co Pty Ltd as Trustee to Wemen Solar Unit Trust | WEMENSF1 | Commissioning complete. | 2019-06-13
2019-07-18 | VIC1 | Nameplate capacity | West Kiewa | AGL Hydro Partnership | WKIEWA1 | Changed from 60 MW to 68 MW (+8 MW). | 2019-04-01
2019-07-18 | VIC1 | Nameplate capacity | Yatpool Solar Farm | Yatpool Sun Farm Pty Ltd |  | Changed from 81 MW to 94 MW (+13 MW). | 2019-05-08
2019-05-10 | NSW1 | Service commenced | Crookwell 2 Wind Farm |  |  | Crookwell Development Pty Ltd advises that Crookwell 2 Wind Farm (91 MW) is operational. | 2019-05-10
2019-05-10 | SA1 | Service commenced | Tailem Bend - Solar |  |  | Vena Energy advises that Tailem Bend - Solar (108MW) is operational. | 2019-05-10
2019-05-10 | VIC1 | Service commenced | Ballarat Energy Storage System |  |  | AusNet Services advises that Ballarat Energy Storage System (30 MW) is operational. . | 2019-05-10
2019-05-10 | VIC1 | Informative note | Bannerton Solar Farm |  |  | Foresight Solar Australia Pty Ltd advises that Bannerton Solar Park (88MW) is undergoing commissioning testing. | 2019-05-10
2019-05-10 | VIC1 | Informative note | Crowlands Wind Farm |  |  | Pacific Hydro Crowlands Pty Ltd advises that Crowlands Wind Farm (79.95MW) is undergoing commissioning testing. | 2019-05-10
2019-05-10 | VIC1 | Service commenced | Karadoc Solar Farm |  |  | Overland Sun Farming Pty Ltd advises that Karadoc Solar Farm (90 MW) is operational. | 2019-05-10
2019-05-10 | VIC1 | Project commitment | Lal Lal Wind Energy System - Elaine |  |  | Northleaf /InfraRed/Macquarie Capital advises that Lal Lal Wind Energy Facility - Elaine end (83.6 MW) is now a committed project. . | 2019-05-10
2019-05-10 | VIC1 | Project commitment | Lal Lal Wind Energy System - Yendon |  |  | Northleaf /InfraRed/Macquarie Capital advises that Lal Lal Wind Energy Facility - Yendon end (144.4 MW) is now a committed project. . | 2019-05-10
2019-05-10 | VIC1 | Informative note | Numurkah Solar Farm |  |  | Neoen advises that Numurkah Solar Farm (100MW) is undergoing commissioning testing. | 2019-05-10
2019-05-10 | VIC1 | Project commitment | Yatpool Solar Farm |  |  | BayWa r.e. advises that Yatpool Solar Farm (81 MW) is now a committed project. | 2019-05-10
2019-02-06 | NSW1 | Project commitment | Bomen Solar Farm |  |  | AEMO has changed the Unit Status of Bomen Solar Farm from Committed to Emerging, and revised the nameplate capacity of Bomen Solar Farm from 120 MW to 100 MW. Consequently, the generation capacity charts in the 'New South Wales Summary' worksheet, and on the Generation Information Page website, have also been updated. | 2019-02-06
2019-02-04 | QLD1 | Capacity | Townsville Power Station |  |  | AEMO has revised the Summer Scheduled Capacities of Townsville Power Station in 201819, 201920 from 115 MW to 233 MW; AEMO has also revised the Winter Scheduled Capacities of Townsville Power Station in 2019, 2020 from 163 MW, 161 MW to 245 MW, 243 MW. | 2019-02-04
2019-01-21 | QLD1 | Project commitment | Brigalow Solar Farm |  |  | Brigalow Solar Farm (34.5 MW) is now reported as committed since Impact Investment Group advises that it has commenced construction. | 2019-01-21
2019-01-21 | QLD1 | Capacity | Coopers Gap Wind Farm |  |  | PARF Company 6 Pty Limited advises that the capacity of Coopers Gap Wind Farm (previously reported as 350 MW) needs to be corrected to 453 MW. | 2019-01-21
2019-01-21 | QLD1 | Capacity | Hayman Solar Farm |  |  | Hayman Solar Farm Pty Ltd advises that the nameplate capacity of Hayman Solar Farm (previously 50 MW) needs to be corrected to Hayman Solar Farm (57.75 MW). | 2019-01-21
2019-01-21 | QLD1 | Project commitment | Hughenden Sun Farm |  |  | BayWa r.e. advises that Hughenden Sun Farm (18 MW) is now a committed project. | 2019-01-21
2019-01-21 | QLD1 | Capacity | Townsville Power Station |  |  | AEMO has revised the Summer Scheduled Capacities of Townsville Power Station in 201819, 201920 from 115 MW to 233 MW; AEMO has also revised the Winter Scheduled Capacities of Townsville Power Station in 2019, 2020 from 163 MW,161 MW to 245 MW, 243 MW. | 2019-01-21
2019-01-21 | QLD1 | Project commitment | Warwick Solar Farm |  |  | University of Queensland advises that Warwick Solar Farm (64.2 MW) is now a committed project. | 2019-01-21
2019-01-21 | SA1 | Informative note | BHP Olympic Dam Backup Generation |  |  | BHP Billiton advises that BHP Olympic Dam Backup Generation (30 MW) is installed for emergency back-up supplies to the Olympic Dam Plant and township of Roxby Downs. | 2019-01-21
2019-01-21 | SA1 | Project commitment | Bungala Two Solar Farm |  |  | Enel Green Power advises that Bungala Two Solar Farm (110 MW) is now a committed project. | 2019-01-21
2019-01-21 | SA1 | Project commitment | Lake Bonney Battery Energy Storage |  |  | Lake Bonney Battery Energy Storage (25 MW/ 52MWh) is now reported as committed since Infigen Energy advises that it has commenced construction. | 2019-01-21
2019-01-21 | SA1 | Capacity | Pelican Point |  |  | Pelican Point Power Limited advises that Pelican Point Nameplate capacity has been revised from 478 MW to 529 MW (+51 MW). The available capacity has been revised from 458 MW to 478 MW (+20 MW) in summer, and from 474 MW to 529 MW (+55 MW) in winter. | 2019-01-21
2019-01-21 | SA1 | Service commenced | Tailem Bend - Solar |  |  | Vena Energy advises that Tailem Bend - Solar (108MW) is operational. | 2019-01-21
2019-01-21 | SA1 | Informative note | Temporary Generation North and Temporary Generation South |  |  | SA Power Networks advises that Temporary Generation North (154 MW) and Temporary Generation South (123.2 MW) has changed registration status from Scheduled to Non-Scheduled. | 2019-01-21
2019-01-21 | SA1 | Capacity | Willogoleche Wind Farm |  |  | AEMO advises that due to an error, the Nameplate Capacity of Willogoleche Wind Farm (previously 95-125 MW) has been corrected to Willogoleche Wind Farm (119.4 MW). | 2019-01-21
2019-01-21 | VIC1 | Service commenced | Ballarat Energy Storage System |  |  | AusNet Services advises that Ballarat Energy Storage System (30 MW) is operational. | 2019-01-21
2019-01-21 | VIC1 | Informative note | Bannerton Solar Farm |  |  | Foresight Solar Australia Pty Ltd advises that Bannerton Solar Park (88MW) is undergoing commissioning testing. | 2019-01-21
2019-01-21 | VIC1 | Informative note | Berrybank Wind Farm |  |  | Berrybank Development Pty Ltd advises that Berrybank Wind Farm (331.8 MW) should be reported as Berrybank Wind Farm - Stage 1 (180.6 MW) and Berrybank Wind Farm - Stage 2 (151.2 MW). | 2019-01-21
2019-01-21 | VIC1 | Project commitment | Cherry Tree Wind Farm |  |  | Cherry Tree Wind Farm (57.6 MW) is now reported as committed since Cherry Tree Wind Farm Pty Limited A.T.F. Cherry Tree Project Trust advises that it has commenced construction. | 2019-01-21
2019-01-21 | VIC1 | Project commitment | Cohuna Solar Farm |  |  | Cohuna Solar Farm Pty. Ltd advises that Cohuna Solar Farm (27.27 MW) is now a committed project. | 2019-01-21
2019-01-21 | VIC1 | Informative note | Crowlands Wind Farm |  |  | Pacific Hydro Crowlands Pty Ltd advises that Crowlands Wind Farm (79.95MW) is undergoing commissioning testing. | 2019-01-21
2019-01-21 | VIC1 | Project commitment | Dundonnell Wind Farm |  |  | Dundonnell Wind Farm (336MW) is now reported as committed since Tilt Renewables advises that it has commenced construction. | 2019-01-21
2019-01-21 | VIC1 | Informative note | Gannawarra Energy Storage System |  |  | GESS Co advises that Gannawarra Energy Storage System (25 MW/50 MWh) is undergoing commissioning testing. | 2019-01-21
2019-01-21 | VIC1 | Capacity | Gannawarra Solar Farm |  |  | Gannawarra Solar Farm Pty Ltd advises that the nameplate capacity of Gannawarra Solar Farm (previously 50 MW) needs to be corrected to Gannawarra Solar Farm (55 MW). | 2019-01-21
2019-01-21 | VIC1 | Service commenced | Karadoc Solar Farm |  |  | Overland Sun Farming Pty Ltd advises that Karadoc Solar Farm (90 MW) is operational. | 2019-01-21
2019-01-21 | VIC1 | Project commitment | Lal Lal Wind Energy System - Elaine |  |  | Northleaf /InfraRed/Macquarie Capital advises that Lal Lal Wind Energy Facility - Elaine end (83.6 MW) is now a committed project. | 2019-01-21
2019-01-21 | VIC1 | Project commitment | Lal Lal Wind Energy System - Yendon |  |  | Northleaf /InfraRed/Macquarie Capital advises that Lal Lal Wind Energy Facility - Yendon end (144.4 MW) is now a committed project. | 2019-01-21
2019-01-21 | VIC1 | Informative note | Numurkah Solar Farm |  |  | Neoen advises that Numurkah Solar Farm (100MW) is undergoing commissioning testing. | 2019-01-21
2019-01-17 | SA1 | Informative note | Torrens Island A Mothballing | AGL SA Generation Pty Ltd | TORRA1 | AGL SA Generation Pty Ltd has advised that all four Torrens Island A units will be mothballed with six month minimum recall notice, starting from 30/11/2019 for TORRA2 and TORRA4,starting from 30/9/2020 for TORRA1, and starting from 30/9/21 for TORRA3, lasting until the expected full closure year 2035. | 2019-03-13
2019-01-16 | NSW1 | Project commitment | Bomen Solar Farm |  |  | Renew Estate advises that Bomen Solar Farm (120 MW) is now a committed project. | 2019-01-16
2019-01-16 | NSW1 | Informative note | Charlestown Square Cogeneration |  |  | GPT RE Limited advises that Charlestown Square Cogeneration (2.8 MW) has been permanently decommissioned (withdrawn) since June 2018. | 2019-01-16
2019-01-16 | NSW1 | Service commenced | Crookwell 2 Wind Farm |  |  | Crookwell Development Pty Ltd advises that Crookwell 2 Wind Farm (91 MW) is operational. | 2019-01-16
2019-01-16 | NSW1 | Project commitment | Darlington Point Solar Farm |  |  | Darlington Point Solar Farm Pty Ltd advises that Darlington Point Solar Farm (275 MW) is now a committed project. | 2019-01-16
2019-01-16 | NSW1 | Project commitment | Finley Solar Farm |  |  | Finley Solar Farm Pty Ltd as trustee of the Finley Solar Trust advises that Finley Solar Farm (133 MW) is now a committed project. | 2019-01-16
2018-11-09 | TAS1 | Informative note | Bluff Point Wind Farm |  |  | Woolnorth Wind Farm Holding Pty Ltd advises that Bluff Point Wind Farm (65 MW) is accounted for within Woolnorth Studland Bay / Bluff Point (140 MW). | 2018-11-09
2018-10-31 | NSW1 | Informative note | Coleambally Solar Farm |  |  | Neoen advises that Coleambally Solar Farm (180 MW) is undergoing commissioning testing. | 2018-10-31
2018-10-31 | NSW1 | Project commitment | Limondale solar plant 1 |  |  | Innogy advises that Limondale solar plant 1 (220 MW) is now a committed project. | 2018-10-31
2018-10-31 | NSW1 | Project commitment | Limondale solar plant 2 |  |  | Innogy advises that Limondale solar plant 2 (29 MW) is now a committed project. | 2018-10-31
2018-10-31 | NSW1 | Project commitment | Nevertire Solar Farm |  |  | Nevertire Solar Farm (105MW) is now reported as committed since Elliott Nevertire Solar Pty Ltd advises that it has commenced construction. | 2018-10-31
2018-10-31 | NSW1 | Project commitment | Sunraysia Solar Farm |  |  | John Laing/Maoneng Group advise that Sunraysia Solar Farm (200MW) is now a committed project. | 2018-10-31
2018-10-31 | QLD1 | Informative note | Darling Downs Solar Farm |  |  | Darling Downs Solar Farm Pty Ltd advises that Darling Downs Solar Farm (108.5 MW) is undergoing commissioning testing. | 2018-10-31
2018-10-31 | QLD1 | Informative note | Hamilton Solar Farm |  |  | Hamilton Solar Farm Pty Ltd advises that Hamilton Solar Farm (57.5 MW) is undergoing commissioning testing. | 2018-10-31
2018-10-31 | QLD1 | Project commitment | Kennedy Energy Park |  |  | Kennedy Energy Park (Solar (15 MW), Wind (43.2 MW), Storage (2 MW)) is now reported as a committed project since Kennedy Energy Park Pty advises that it has commenced construction . | 2018-10-31
2018-10-31 | QLD1 | Informative note | Ross River Solar Farm |  |  | Ross River Operations Pty Ltd advises that Ross River Solar Farm (128 MW) is undergoing commissioning testing. | 2018-10-31
2018-10-31 | QLD1 | Project commitment | Rugby Run Solar Farm |  |  | Rugby Run Solar Farm (65MW) is now reported as committed since Adani Rugby Run Pty Ltd advises that it has commenced construction. | 2018-10-31
2018-10-31 | SA1 | Service commenced | ESCRI Dalrymple |  |  | ElectraNet advises that ESCRI Dalrymple (30MW/8MWh) is operational. | 2018-10-31
2018-10-31 | VIC1 | Project commitment | Bulgana Green Power Hub - Wind Farm |  |  | Bulgana Green Power Hub - Wind Farm (194MW) is now reported as committed since Neoen advises that it has commenced construction. | 2018-10-31
2018-10-31 | VIC1 | Service commenced | Gannawarra Solar Farm |  |  | Gannawarra Solar Farm Pty Ltd advises that Gannawarra Solar Farm (50 MW) is operational. | 2018-10-31
2018-10-31 | VIC1 | Project commitment | Kiamal Solar Farm - Stage 1 |  |  | Kiamal Solar Farm - Stage 1 (200MW) is now reported as committed since Total Eren advises that it has commenced construction. | 2018-10-31
2018-10-31 | VIC1 | Project commitment | Lal Lal Wind Energy Facility - Yendon end |  |  | Lal Lal Wind Energy Facility - Yendon end (144.4MW) is now reported as committed since Northleaf /InfraRed/Macquarie Capital advise that it has commenced construction. | 2018-10-31
2018-10-31 | VIC1 | Project commitment | Moorabool Wind Farm |  |  | Goldwind advises that Moorabool Wind Farm (320MW) is now a committed project. | 2018-10-31
2018-10-31 | VIC1 | Project commitment | Numurkah Solar Farm |  |  | Neoen advises that Numurkah Solar Farm (100MW) is now a committed project. | 2018-10-31
2018-07-31 | NSW1 | Project commitment | Beryl Solar Farm |  |  | FS NSW Project No 1 AT Pty Ltd advises that Beryl Solar Farm (98.4 MW) is now a committed project. | 2018-07-31
2018-07-31 | NSW1 | Project commitment | Coleambally Solar Farm |  |  | Coleambally Solar Farm (180 MW) is now reported as committed since Neoen advises that it has commenced construction. | 2018-07-31
2018-07-31 | NSW1 | Project commitment | Crudine Ridge Wind Farm |  |  | Crudine Ridge Wind Farm (135 MW) is now reported as committed since CRWF Nominees Pty Ltd advises that it has commenced construction. | 2018-07-31
2018-07-31 | QLD1 | Project commitment | Childers Solar Farm |  |  | Childers Solar Farm (56 MW) is now reported as a committed project since ESCO Pacific advises that it has commenced construction. | 2018-07-31
2018-07-31 | QLD1 | Project commitment | Clermont Solar Farm |  |  | Clermont Asset Co Pty Ltd as Trustee advises that Clermont Solar Farm (92.5 MW) is now a committed project. | 2018-07-31
2018-07-31 | QLD1 | Project commitment | Emerald Solar Park |  |  | Emerald Solar Park (72 MW) is now reported as a committed project since Lighthouse Infrastructure Management Limited advises that it has commenced construction. | 2018-07-31
2018-07-31 | QLD1 | Project commitment | Haughton Solar Farm |  |  | Pacific Hydro advises that Haughton Solar Farm (100 MW) is now a committed project. | 2018-07-31
2018-07-31 | QLD1 | Project commitment | Susan River Solar Farm |  |  | Susan River Solar Farm (100 MW) is now reported as a committed project since ESCO Pacific advises it has commenced construction. | 2018-07-31
2018-07-31 | QLD1 | Project commitment | TeeBar Solar Farm |  |  | TeeBar Solar Farm (52.5 MW) is now reported as a committed project since TeeBar Clean Energy Pty Ltd advises it has commenced construction. | 2018-07-31
2018-07-31 | QLD1 | Project commitment | Yarranlea Solar |  |  | Yarranlea Solar (102.5 MW) is now reported as a committed project since Risen Energy Australia advises it has commenced construction. | 2018-07-31
2018-07-31 | SA1 | Project commitment | Tailem Bend - Solar |  |  | Vena Energy advises that Tailem Bend - Solar (108 MW) is now a committed project. | 2018-07-31
2018-07-31 | TAS1 | Project commitment | Wild Cattle Hill Wind Farm |  |  | Wild Cattle Hill Wind Farm (144 MW) is now reported as committed as Wild Cattle Hill Pty Ltd advises construction has commenced. | 2018-07-31
2018-07-31 | VIC1 | Project commitment | Ballarat Energy Storage System |  |  | Ballarat Energy Storage System (30 MW) is now reported as committed since AusNet Services advises that it has commenced construction. | 2018-07-31
2018-07-31 | VIC1 | Project commitment | Bulgana Green Power Hub - BESS |  |  | Bulgana Green Power Hub - Battery Energy Storage System (BESS) (21 MW) is now reported as committed since Neoen advises that it has commenced construction. | 2018-07-31
2018-07-31 | VIC1 | Project commitment | Bulgana Green Power Hub - Wind Farm |  |  | Bulgana Green Power Hub - Wind Farm (204 MW) is now reported as committed since Neoen advises that it has commenced construction. | 2018-07-31
2018-07-31 | VIC1 | Project commitment | Gannawarra Energy Storage System |  |  | Gannawarra Energy Storage System (25 MW) is now reported as committed since GESS Co advises that it has commenced construction. | 2018-07-31
2018-07-31 | VIC1 | Project commitment | Karadoc Solar Farm |  |  | Karadoc Solar Farm (90 MW) is now reported as committed since Overland Sun Farming Pty Ltd advises that it has commenced construction. | 2018-07-31
2018-07-31 | VIC1 | Project commitment | Lal Lal Wind Energy Facility - Elaine end |  |  | Lal Lal Wind Energy Facility - Elaine end (79 MW) is now reported as committed since Westwind Energy Pty Ltd advises that it has commenced construction. | 2018-07-31
2018-07-31 | VIC1 | Informative note | Loy Yang B |  |  | Alinta Energy is reviewing the Loy Yang B upgrade project, and will provide an update before the 2018-19 Summer season. | 2018-07-31
2018-07-31 | VIC1 | Project commitment | Moorabool Wind Farm |  |  | Moorabool Wind Farm (320 MW) is now reported as committed since Goldwind advises that it has commenced construction. | 2018-07-31
2018-07-31 | VIC1 | Project commitment | Murra Warra Wind Farm - stage 1 |  |  | RES Australia advises that Murra Warra Wind Farm - stage 1 (226 MW) is now a committed project. | 2018-07-31
2018-07-31 | VIC1 | Project commitment | Stockyard Hill |  |  | Goldwind advises that Stockyard Hill (532 MW) is now a committed project. | 2018-07-31
2018-07-31 | VIC1 | Project commitment | Wemen Solar Farm |  |  | Wemen Asset Co Pty Ltd advises that Wemen Solar Farm (87.75 MW) is now a committed project. | 2018-07-31
2018-03-16 | QLD1 | Project commitment | Oakey 2 Solar Farm |  |  | Oakey 2 Solar Farm (55 MW) is now reported as a committed project since Canadian Solar Pty Ltd advises that it has commenced construction. | 2018-03-16
2018-03-16 | SA1 | Project commitment | Barker Inlet Power Station |  |  | Barker Inlet Power Station (210 MW) is now reported as a committed project since AGL advises that it has commenced construction. | 2018-03-16
2018-03-16 | SA1 | Project commitment | Dalrymple Battery storage |  |  | Dalrymple Battery storage (30 MW) is now reported as a committed project since ElectraNet advises that it has commenced construction. | 2018-03-16
2018-03-16 | SA1 | Informative note | Torrens Island A Power Station |  |  | AGL Energy advises that the four units of Torrens Island A Power Station (480 MW) will be progressively mothballed between 2019 and 2021. Two units (240 MW) will be mothballed after winter 2019, one unit (120 MW) after winter 2020 and the final unit (120 MW) after winter 2021. | 2018-03-16
2018-03-16 | VIC1 | Project commitment | Salt Creek Wind Farm |  |  | Tilt Renewables advises that Salt Creek Wind Farm (54 MW) is now a committed project. | 2018-03-16
2017-12-22 | NSW1 | Capacity | Bayswater |  |  | AGL has advised Bayswater Power Station will increase capacity by 25 MW each Winter from 2019 to 2022. | 2017-12-22
2017-12-22 | NSW1 | Project commitment | Bodangora Wind Farm |  |  | Bodangora Wind Farm (113 MW) is now reported as committed since Infigen Energy has advised construction has commenced. | 2017-12-22
2017-12-22 | NSW1 | Project commitment | Crookwell 2 Wind Farm |  |  | Crookwell 2 Wind Farm (91 MW) is reported as committed as Crookwell Development Pty Ltd has advised construction has commenced. | 2017-12-22
2017-12-22 | NSW1 | Project commitment | Hunter Economic Zone Diesel |  |  | Hunter Economic Zone Diesels (28.8 MW) is now reported at committed as Snowy Hydro Ltd advises construction has commenced. | 2017-12-22
2017-12-22 | NSW1 | Project commitment | Sapphire Wind Farm Phase 1 and 2 |  |  | Sapphire Wind Farm Pty Ltd advises that Sapphire Wind Farm Phase 1 and 2 (270 MW) is now committed. | 2017-12-22
2017-12-22 | NSW1 | Project commitment | Silverton Wind Farm |  |  | PARF Company Pty Ltd as trustee for the Silverton Project Trust advises that Silverton Wind Farm (198.94 MW) is now a committed project. | 2017-12-22
2017-12-22 | NSW1 | Capacity | Smithfield Energy Facility |  |  | Visy Power Generation advises that Smithfield Energy Facility, which closed in July 2017, has been brought back into service with up to 109 MW of capacity available, with a further 62 MW available on recall with lead time to be determined. | 2017-12-22
2017-12-22 | NSW1 | Project commitment | White Rock Solar Farm |  |  | White Rock Solar Farm (20 MW) is now reported as committed since White Rock Wind Farm Pty Ltd has advised construction has commenced. | 2017-12-22
2017-12-22 | QLD1 | Capacity | Callide C |  |  | CS Energy have advised that Callide C capacity has been reduced from 1,000 MW to 840 MW. | 2017-12-22
2017-12-22 | QLD1 | Project commitment | Clare Solar Farm |  |  | Clare Asset Co Pty Ltd ATF Clare Asset Trust advises that Clare Solar Farm (150MW) is a committed project. | 2017-12-22
2017-12-22 | QLD1 | Project commitment | Collinsville Solar Power Station |  |  | Ratch Australia Corporation advises that Collinsville Solar Power Station (42.5 MW) is a committed project. | 2017-12-22
2017-12-22 | QLD1 | Project commitment | Coopers Gap Wind Farm |  |  | PARF Company Pty Ltd, as a trustee for the Coopers Gap Project Trust advises that Coopers Gap Wind Farm (453 MW) is a committed project. | 2017-12-22
2017-12-22 | QLD1 | Project commitment | Darling Downs Solar Farm |  |  | APA advises that Darling Downs Solar Farm (110MW) is a committed project. | 2017-12-22
2017-12-22 | QLD1 | Project commitment | Daydream Solar Farm |  |  | Hayman Solar Farm Pty Ltd advises that Daydream Solar Farm (167.5MW) is a committed project. | 2017-12-22
2017-12-22 | QLD1 | Project commitment | Dunblane Solar Farm |  |  | YellowDot Energy Pty Ltd advises that Dunblane Solar Farm (7.2MW) is a committed project. | 2017-12-22
2017-12-22 | QLD1 | Project commitment | Hamilton Solar Farm |  |  | Hamilton Solar Farm Pty Ltd advises that Hamilton Solar Farm (57.5MW) is a committed project. | 2017-12-22
2017-12-22 | QLD1 | Project commitment | Hayman Solar Farm |  |  | Hayman Solar Farm Pty Ltd advises that Hayman Solar Farm (57.5 MW) is a committed project. | 2017-12-22
2017-12-22 | QLD1 | Project commitment | Kennedy Energy Park |  |  | Kennedy Energy Park Pty advises that Kennedy Energy Park (Solar (15 MW), Wind (43.2 MW), Storage (2 MW)) is a committed project. | 2017-12-22
2017-12-22 | QLD1 | Project commitment | Kidston Solar Project |  |  | Genex Power Ltd advises that Kidston Solar Project (50 MW) is a committed project. | 2017-12-22
2017-12-22 | QLD1 | Project commitment | Lake Somerset |  |  | Seqwater advises that Lake Somerset (4.3MW) is a committed project. | 2017-12-22
2017-12-22 | QLD1 | Project commitment | Lakeland Solar and Storage Project |  |  | Lakeland Solar & Storage Pty Ltd advises that Lakeland Solar and Storage Project (12.5MW) is a committed project. | 2017-12-22
2017-12-22 | QLD1 | Project commitment | Lilyvale Solar Farm |  |  | Lilyvale Solar Farm (100 MW) is now reported as committed since FRV Services Australia Pty Ltd advises that it has commenced construction. | 2017-12-22
2017-12-22 | QLD1 | Project commitment | Longreach Solar Farm |  |  | Longreach HoldCo Pty Ltd advises that Longreach Solar Farm (15 MW) is a committed project. | 2017-12-22
2017-12-22 | QLD1 | Project commitment | Mt Emerald Wind Farm |  |  | Ratch Australia Corporation advises that Mt Emerald Wind Farm (180.5MW) is a committed project. | 2017-12-22
2017-12-22 | QLD1 | Project commitment | Oakey 1 Solar Farm |  |  | Oakey 1 AssetCo Pty Ltd advises that Oakey 1 Solar Farm (25MW) is a committed project. | 2017-12-22
2017-12-22 | QLD1 | Project commitment | Ross River Solar Farm |  |  | Ross River Solar Farm (116MW) is now reported as a committed project since Ross River Operations Pty Ltd advises that it has commenced construction. | 2017-12-22
2017-12-22 | QLD1 | Project commitment | Rugby Run Solar Farm |  |  | Rugby Run Solar Farm (65MW) is now reported as a committed project sinceAdani Rugby Run Pty Ltd advises that it has commenced construction. | 2017-12-22
2017-12-22 | QLD1 | Project commitment | Sun Metals Solar Farm |  |  | Sun Metals Solar Farm (124MW) is now reported as a committed project since Sun Metals Corporation Pty Ltd advises that it has commenced construction. | 2017-12-22
2017-12-22 | QLD1 | Project commitment | Sunshine Coast Solar Farm |  |  | Sunshine Coast Regional Council advises that Sunshine Coast Solar Farm (15 MW) is a committed project. | 2017-12-22
2017-12-22 | QLD1 | Informative note | Swanbank E GT |  |  | Stanwell Corporation Limited advises that Swanbank E GT (385 MW) has returned to service. | 2017-12-22
2017-12-22 | QLD1 | Project commitment | Tableland Mill |  |  | MSF Sugar advises Tableland Mill (24 MW) is a committed project. | 2017-12-22
2017-12-22 | QLD1 | Project commitment | Whitsunday |  |  | Whitsunday Solar Farm Pty Ltd advises that Whitsunday (57.5MW) is a committed project. | 2017-12-22
2017-12-22 | SA1 | Service commenced | Hornsdale Power Reserve |  |  | Hornsdale Power Reserve Pty Ltd advises that Hornsdale Power Reserve Unit 1 (100 MW / 129 MWh) battery storage is operational. | 2017-12-22
2017-12-22 | SA1 | Service commenced | Hornsdale Wind Farm Stage 2 |  |  | HWF2 Pty Ltd advises that Hornsdale Wind Farm Stage 2 (102 MW) is operational. | 2017-12-22
2017-12-22 | SA1 | Service commenced | Hornsdale Wind Farm Stage 3 |  |  | HWF3 Pty Ltd advises that Hornsdale Wind Farm Stage 3 (109 MW) is operational. | 2017-12-22
2017-12-22 | SA1 | Project commitment | Lincoln Gap Wind Farm Stage 1 |  |  | Lincoln Gap Wind Farm Pty Ltd advises that Lincoln Gap Wind Farm Stage 1 (126 MW) is now a committed project. | 2017-12-22
2017-12-22 | SA1 | Project commitment | Willogoleche Wind Farm |  |  | Willogoleche Power Pty Ltd advises that Willogoleche Wind Farm (119 MW) is now a committed project. | 2017-12-22
2017-12-22 | TAS1 | Informative note | Tamar Valley CCGT |  |  | Hydro Tasmania advises that the Tamar Valley CCGT (208 MW) will be withdrawn after April 2018, but is available for operation with less than 3 months' notice. | 2017-12-22
2017-12-22 | VIC1 | Project commitment | Bannerton Solar Park |  |  | Foresight Solar Australia Pty Ltd advises that Bannerton Solar Park (88 MW) is now a committed project. | 2017-12-22
2017-12-22 | VIC1 | Project commitment | Crowlands Wind Farm |  |  | Energy Pacific Vic Pty Ltd advises that Crowlands Wind Farm (80 MW) is now a committed project. | 2017-12-22
2017-12-22 | VIC1 | Informative note | Gannawarra Solar Farm |  |  | Gannawarra Solar Farm Pty Ltd advises that Gannawarra Solar Farm has increased from 50 MW to 55 MW. | 2017-12-22
2017-12-22 | VIC1 | Project commitment | Kiata Wind Farm |  |  | Kiata Wind Farm Pty Ltd advises that Kiata Wind Farm (31.05 MW) is now a committed project. | 2017-12-22
2017-12-22 | VIC1 | Project commitment | Loy Yang B (upgrade) |  |  | Loy Yang B upgrade (78 MW) is now reported as committed since Alinta advises that it has commenced construction. | 2017-12-22
2017-12-22 | VIC1 | Project commitment | Mt Gellibrand Wind Farm |  |  | Acciona Energy advises that Mt Gellibrand (132 MW) is a committed project. | 2017-12-22
2017-12-22 | VIC1 | Project commitment | Swan Hill Solar Farm |  |  | Swan Hill Solar Farm (15 MW) is now reported as committed since Solar PowerStation Victoria Pty Ltd advises that it has commenced construction. | 2017-12-22
2017-12-22 | VIC1 | Project commitment | Yatpool Solar Farm |  |  | Yatpool Solar Farm (81 MW) is now reported as committed since Overland Sun Farming Pty Ltd advises that it has commenced construction. | 2017-12-22
2017-06-05 | NSW1 | Project commitment | Gullen Range Solar Farm |  |  | New Gullen Range Wind Farm Pty Ltd advises that Gullen Range Solar Farm (10 MW) is now a committed project. | 2017-06-05
2017-06-05 | NSW1 | Project commitment | Manildra Photovoltaic Solar Farm |  |  | Manildra Prop Pty Ltd as trustee for the Manildra Asset Trust advises that Manildra Photovoltaic Solar Farm (50 MW) is now a committed project. | 2017-06-05
2017-06-05 | NSW1 | Informative note | Mugga Lane Solar Park |  |  | Mugga Lane Solar Park Pty Ltd advises that Mugga Lane Solar Park (13 MW) is now an existing generator with full commercial operation having commenced in 2017. | 2017-06-05
2017-06-05 | QLD1 | Informative note | Barcaldine Remote Community Solar Farm |  |  | Barcaldine Remote Community Solar Farm Pty Ltd advises that Barcaldine Remote Community Solar Farm (20 MW) is now completed with full commercial having commenced in April 2017. | 2017-06-05
2017-06-05 | QLD1 | Informative note | Callide A |  |  | Oxyfuel Technologies Pty Ltd advises that Callide A (30 MW) has been permanently decommissioned (withdrawn) since March 2015 and will be demolished and deregistered from the network in the future. | 2017-06-05
2017-06-05 | QLD1 | Project commitment | Clare Solar Farm |  |  | Clare Asset Co Pty Ltd (the Trustee for Clare Asset Trust) advises that the Clare Solar Farm (total of 150 MW nameplate) is a committed project. | 2017-06-05
2017-06-05 | QLD1 | Informative note | Grosvenor 1 |  |  | EDL Projects Australia Pty Ltd advises that Grosvenor 1 (21 MW) is now an existing generator with full commercial operation having commenced in April 2017. | 2017-06-05
2017-06-05 | QLD1 | Project commitment | Lakeland Solar and Storage Project |  |  | Conergy advises that the committed Cook Shire Solar Storage Project is now called Lakeland Solar and Storage Project, with an updated nameplate capacity of 12.5 MW. | 2017-06-05
2017-06-05 | QLD1 | Project commitment | Mount Emerald |  |  | Ratch Australia advises that Mount Emerald (180.5 MW) is now a committed project with full commercial use expected September 2018. | 2017-06-05
2017-06-05 | QLD1 | Informative note | Swanbank E GT |  |  | Stanwell Corporation Limited advises that Swanbank E GT (385 MW) is currently in cold storage and at this time is scheduled to return to service on 1 December 2018. | 2017-06-05
2017-06-05 | QLD1 | Project commitment | Whitsunday Solar Farm |  |  | Whitsunday Solar Farm Pty Ltd advises that Whitsunday Solar Farm (57.5 MW) is now a committed project, with full commercial use expected March 2018. | 2017-06-05
2017-06-05 | SA1 | Project commitment | Hornsdale Wind Farm Stage 3 |  |  | HWF 3 Pty Ltd advises that Hornsdale Wind Farm Stage 3 (109 MW) is now a committed project. | 2017-06-05
2017-06-05 | SA1 | Capacity | Pelican Point |  |  | Pelican Point Power Limited advises that Pelican Point (478 MW) is currently operating at half capacity (239 MW), but will make the full capacity available to market as of July 1 2017. | 2017-06-05
2017-06-05 | TAS1 | Capacity | Bastyan Power Station |  |  | Hydro-Electric Corporation advises that Bastyan's available capacity will be (zero) 0 MW during summer 2021-22. | 2017-06-05
2017-06-05 | TAS1 | Capacity | Gordon Power Station |  |  | Hydro-Electric Corporation advises that Gordon's available capacity will reduced to 371 MW (-25) MW during summer and winter due to lower storage levels. Also, the station will undergo the following outages:. | 2017-06-05
2017-06-05 | TAS1 | Capacity | Lake Echo Power Station |  |  | Hydro-Electric Corporation advises that Lake Echo's available capacity will be (zero) 0 MW during winter 2018, 2019, 2020 and 2024. | 2017-06-05
2017-06-05 | TAS1 | Capacity | Lemonthyme/Wilmot Power Station |  |  | Hydro-Electric Corporation advises that Lemonthyme/Wilmot's available capacity will be 54 MW during summer 2017-18 and summer 2020-21, and 32 MW during summer 2019-20. | 2017-06-05
2017-06-05 | TAS1 | Capacity | Reece Power Station |  |  | Hydro-Electric Corporation advises that Reece's available capacity will be 116 MW during summer 2023-24 and 2025-26 due to an outage. | 2017-06-05
2017-06-05 | TAS1 | Informative note | Tamar Valley CCGT |  |  | Hydro Tasmania advises that the Tamar Valley CCGT (208 MW) will be withdrawn after May 2017, but is available for operation with less than 3 months' notice. | 2017-06-05
2017-06-05 | VIC1 | Informative note | Ararat |  |  | Ararat Wind Farm Pty Ltd advises that Ararat (240MW) is now completed and is undergoing commissioning tests with full commercial operation having commenced in May 2017. | 2017-06-05
2017-06-05 | VIC1 | Project commitment | Gannawarra Solar Farm |  |  | Gannawarra Solar Farm Pty Ltd advises that Gannawarra Solar Farm (50 MW) is now a committed project, with full commercial use expected April 2018. | 2017-06-05
2017-06-05 | VIC1 | Informative note | Hazelwood |  |  | Hazelwood Power advises that Hazelwood Power Station (1600 MW) has closed operations at the end of March 2017 and is undergoing decommissioning. | 2017-06-05
2017-06-05 | VIC1 | Capacity | Longford |  |  | Longford Gas Plant advises that Longford has increased its total nameplate capacity from 32 MW to 45 MW in December 2016. | 2017-06-05
2017-06-05 | VIC1 | Project commitment | Yaloak South |  |  | Energy Pacific Vic Pty Ltd advises that Yaloak South (28.7 MW) is now a committed project. | 2017-06-05
2017-03-16 | TAS1 | Project commitment | Granville Harbour Wind Farm |  |  | Granville Harbour Wind Farm (111.6 MW) is now reported as committed as Palisade Investment Partners Pty Ltd advises construction has commenced. | 2017-03-16
2017-02-27 | NSW1 | Project commitment | Griffith Solar Farm |  |  | Griffith Solar Farm Pty Ltd advises that Griffith Solar Farm (29 MW) is now a committed project. | 2017-02-27
2017-02-27 | NSW1 | Project commitment | Parkes Solar Farm |  |  | Parkes Solar Farm Pty Ltd advises that Parkes Solar Farm (55 MW) is now a committed project. | 2017-02-27
2017-02-27 | NSW1 | Informative note | Williamsdale Solar Farm |  |  | OneSun advises that Williamsdale Solar Farm (10MW) is now completed and is undergoing commissioning tests with full commercial operation expected in March 2017. | 2017-02-27
2017-02-27 | NSW1 | Capacity | Woodlawn Bioreactor Energy Generation (expansion) |  |  | AEMO has corrected the capacity totals shown below to include this existing new development (7.455 MW) in the Biomass (Proposed) category. | 2017-02-27
2017-02-27 | SA1 | Informative note | Hornsdale Wind Farm Stage 2 |  |  | HWF2 Pty Ltd advises that Hornsdale Wind Farm Stage 2 is undergoing construction and first/early generation happened on the 21st of February of 2017. Practical Completion under the EPC Contract is expected on 08/06/17 and Full Commercial Operation (FiT ACT Government) will commence on 01/12/18. | 2017-02-27
2017-02-27 | TAS1 | Informative note | Tamar Valley CCGT |  |  | Hydro Tasmania advises that the Tamar Valley CCGT (208 MW) has returned to service in summer 2016-17. It will be withdrawn after summer 2016-17, but available for operation with less than 3 months' notice. | 2017-02-27
2017-02-27 | VIC1 | Project commitment | Kiata Wind Farm |  |  | Kiata Wind Farm Pty Ltd advises that Kiata Wind Farm (31.05 MW) is now a committed project with full commercial use expected December 2017. | 2017-02-27
2016-11-18 | NSW1 | Capacity | Eraring GT |  |  | AEMO has corrected the entry on the worksheet titled 'Existing NS Generation' to show OCGT for the Technology Type. This also updates the capacity totals shown below, moving 42 MW of Existing/Existing less announced withdrawal capacity from the "Other" category to the "OCGT" category. | 2016-11-18
2016-11-18 | QLD1 | Informative note | Mackay GT Power Station |  |  | Stanwell Corporation advises that Mackay GT (34 MW) will be retired at the end of financial year 2020-21. | 2016-11-18
2016-11-18 | QLD1 | Informative note | Oaky Creek 2 |  |  | EDL OCI advises that Oaky Creek 2 (15 MW) is now completed and in full commercial operation since August 2016. | 2016-11-18
2016-11-18 | QLD1 | Informative note | Swanbank E GT |  |  | Stanwell advises that Swanbank E will no longer be returned to service on 01/07/2017 – Expected to return in Summer 2018. | 2016-11-18
2016-11-18 | SA1 | Informative note | Hornsdale Wind Farm Stage 1 |  |  | HWF1 Pty Ltd advises that Hornsdale Wind Farm Stage 1 (102.4 MW) is now completed and undergoing commissioning tests. | 2016-11-18
2016-11-18 | SA1 | Informative note | Waterloo |  |  | Waterloo Windfarm Pty Ltd advises that the Waterloo Wind Farm expansion (+19.8 MW) is now completed and undergoing commissioning tests. | 2016-11-18
2016-11-18 | TAS1 | Informative note | Tamar Valley CCGT |  |  | Hydro Tasmania advises that the Tamar Valley CCGT (208 MW) is available for operation with less than 3 months' notice and will next return to service in summer 2016-17. | 2016-11-18
2016-11-18 | VIC1 | Informative note | Hazelwood |  |  | Hazelwood Power advises that Hazelwood Power Station will cease generation at the end of March 2017. | 2016-11-18
2016-08-11 | NSW1 | Informative note | Moree Solar Farm |  |  | Moree Solar Farm Pty Ltd advises that Moree Solar Farm (56 MW) has been completed and is in full commercial operation since late March 2016. | 2016-08-11
2016-08-11 | NSW1 | Project commitment | Mugga Lane Solar Park |  |  | Zhenfa Canberra Solar Farm One advises that Mugga Lane Solar Park (13MW) is a committed project. | 2016-08-11
2016-08-11 | NSW1 | Informative note | New Development |  |  | Gullen Solar Project, Narromine Solar Farm, South Keswick Solar Farm, Boco Rock Wind Farm (expansion), Woodlawn Bioreactor Energy Generation (expansion). | 2016-08-11
2016-08-11 | NSW1 | Project commitment | White Rock Wind Farm |  |  | Goldwind Australia advises that White Rock Wind Farm (175 MW) is a committed project. | 2016-08-11
2016-08-11 | NSW1 | Project commitment | Williamsdale Solar Farm |  |  | Elementus Energy Ptd Ltd. advises that Williamsdale Solar Farm (10MW) is a committed project. | 2016-08-11
2016-08-11 | QLD1 | Project commitment | Cook Shire Solar Storage Project |  |  | Lyon Infrastructure Investments advises that Cook Shire Solar Storage Project (28MW) is a committed project. | 2016-08-11
2016-08-11 | QLD1 | Informative note | Mackay GT Power Station |  |  | Stanwell Corporation advised that Mackay GT (30 MW) will no longer be retired at the end of financial year 2016-17. | 2016-08-11
2016-08-11 | QLD1 | Informative note | Mt Stuart Power Station |  |  | Origin Energy advised that Mt Stuart Power Station (419 MW) will no longer retire in July 2023. | 2016-08-11
2016-08-11 | QLD1 | Informative note | New Developments |  |  | Clare Solar Farm, Lilyvale Solar Farm. | 2016-08-11
2016-08-11 | QLD1 | Project commitment | Oaky Creek 2 |  |  | EDL OCI advises that Oaky Creek 2 (15MW) is a committed project. | 2016-08-11
2016-08-11 | SA1 | Informative note | Angaston |  |  | Lumo Generation SA Pty Ltd. advises that Angaston Power Station (50 MW) has changed registration status from Non-Scheduled to Scheduled. | 2016-08-11
2016-08-11 | SA1 | Project commitment | Hornsdale Wind Farm (Stage 2) |  |  | HWF 2 advises that Stage 2 of Hornsdale Wind Farm (102.4 MW) is a committed project. | 2016-08-11
2016-08-11 | SA1 | Informative note | New Development |  |  | Aurora Solar Energy Project, Bungala Solar Power Project, Port Augusta Solar, Yorke Peninsula Biomass. | 2016-08-11
2016-08-11 | SA1 | Informative note | Northern Power Station |  |  | Alinta Energy advises that Northern Power Station (546 MW) has closed operations in May 2016. | 2016-08-11
2016-08-11 | SA1 | Informative note | Playford B Power Station |  |  | Alinta Energy advises that Playford B Power Station (240 MW) has closed operations in May 2016. | 2016-08-11
2016-08-11 | SA1 | Informative note | Torrens Island Power Station A |  |  | AGL Energy advises that it will defer the previously planned mothballing of four generating units from its Torrens Island A Power Station (480 MW) in June 2016. | 2016-08-11
2016-08-11 | SA1 | Project commitment | Waterloo Expansion |  |  | Waterloo Windfarm Ptd Ltd. advises that Waterloo Expansion Wind Farm (19.8 MW) is a committed project. | 2016-08-11
2016-08-11 | TAS1 | Informative note | Bell Bay Power Station |  |  | Hydro Tasmania advises that Bell Bay Power Station (105 MW) will no longer be withdrawn from service from 1 January 2018 onwards. | 2016-08-11
2016-08-11 | TAS1 | Informative note | Tamar Valley CCGT |  |  | Hydro Tasmania advises that Tamar Valley CCGT (208 MW) has been withdrawn from service since May 2016. | 2016-08-11
2016-08-11 | VIC1 | Project commitment | Mt Gellibrand Wind Farm |  |  | Acciona Energy advises that Mt Gellibrand Stage 1 (66 MW) is a committed project. | 2016-08-11
2016-08-11 | VIC1 | Informative note | New Development |  |  | Mallee Solar Park, Kiata Wind Farm. | 2016-08-11
2016-04-15 | NSW1 | Informative note | Moree Solar Farm |  |  | Moree Solar Farm advises that Moree Solar Farm (56 MW) full commercial operation is planned for the end of March 2016. | 2016-04-15
2016-04-15 | NSW1 | Informative note | New Development |  |  | Gidginbung Solar Farm, White Rock Solar Farm, Manildra Solar Farm, Capital Solar Farm, Parkes Solar Farm, Griffith Solar Farm, Dubbo Solar Hub, Griffith Solar Farm. | 2016-04-15
2016-04-15 | NSW1 | Informative note | SmithField Energy Facility |  |  | Smithfield Power Partnership advises that SmithField Energy Facility 170.9 MW) is to close on 31 July 2017. | 2016-04-15
2016-04-15 | QLD1 | Informative note | Barcaldine Power Station |  |  | Correction on the 18-MW Steam Turbine being already decommissioned. | 2016-04-15
2016-04-15 | QLD1 | Informative note | Kogan Creek Solar Boost |  |  | CS Energy stated that the solar boost will not be completed. | 2016-04-15
2016-04-15 | QLD1 | Informative note | Mackay GT Power Station |  |  | Stanwell Corporation advised that Mackay GT will be retired at the end of financial year 2016-17. | 2016-04-15
2016-04-15 | QLD1 | Informative note | New Development |  |  | Oakey Solar Farm, Longreach Solar Farm, Baralaba Solar Farm, Kidston Solar Project, Ebenezer Solar Project, North Queensland Solar Farm, Kennedy Energy Park, Darling Downs Solar Farm, Hughenden Sun Farm, Collinsville Solar Power Station, Landfill Gas Industries biogas-fired generators, Barcaldine Remote Community Solar Farm are added to the list. | 2016-04-15
2016-04-15 | QLD1 | Informative note | Swanbank E |  |  | has been placed into cold storage until 1 July 2017. So at this stage will be available in July 2017, Summer 2018 and beyond. | 2016-04-15
2016-04-15 | QLD1 | Informative note | Tarong Power Station |  |  | Stanwell Corporation advises that Tarong Unit 2 has returned to service. | 2016-04-15
2016-04-15 | SA1 | Project commitment | Hornsdale Wind Farm (Stage 1) |  |  | HWF 1 Pty Ltd advises that Stage 1 of Hornsdale Wind Farm (102.4 MW) is a committed project. Full commercial operation is expected in November 2016. | 2016-04-15
2016-04-15 | SA1 | Informative note | New Development |  |  | Leigh Creek Energy Project, Lincoln Gap Wind Farm, Mount Hill, Palmer Wind Farm, Pelican Point S2, Port Augusta Renewable Energy Park, Stony Gap, Waterloo, Willogoleche, Woakwine Wind Farm, Kingfisher solar storage project, Roxby Downs Solar Farm, Yorke Peninsula Biomass Energy, Infratech’s floating PV plant, are added to the list. | 2016-04-15
2016-04-15 | SA1 | Informative note | Northern Power Station |  |  | Alinta Energy advises that Northern Power Station (546 MW) is planned to cease generation around March – May 2016. | 2016-04-15
2016-04-15 | SA1 | Informative note | Playford B Power Station |  |  | Alinta Energy advises that Playford B Power Station (240 MW) is planned to will retire around March - May 2016. | 2016-04-15
2016-04-15 | TAS1 | Capacity | Bell Bay Three Power Station |  |  | Hydro Tasmania have advised that Bell Bay Three Power Stations available capacity will be 105 MW (15 MW) for Summer 2015-16, 2016-17 and Winter 2016, 2017. Hydro Tasmania also advised the power station is to be withdrawn from service from 1 January 2018 and onwards. | 2016-04-15
2016-04-15 | TAS1 | Informative note | Tamar Valley CCGT |  |  | Hydro Tasmania have advised that Tamar Valley CCGT (208 MW) unit has been recommissioned and running since 19 January 2016. | 2016-04-15
2016-04-15 | TAS1 | Informative note | Tamar Valley OCGT |  |  | Hydro Tasmania have advised that Tamar Valley Peaking (58 MW) unit is currently withdrawn and is to return back to service in April 2016. | 2016-04-15
2016-04-15 | VIC1 | Informative note | Ararat Wind Farm |  |  | Ararat Wind Farm Pty Ltd advises that Ararat wind farm (240 MW) is to be in full commercial operation expected in May 2017. | 2016-04-15
2016-04-15 | VIC1 | Project commitment | Coonooer Bridge Wind Farm |  |  | Windlab Systems Pty Ltd advises that Coonooer Bridge wind farm (19.8 MW) is now a committed project. Full commercial operation is expected in March 2016. | 2016-04-15
2016-03-03 | SA1 | Informative note | New Development |  |  | Leigh Creek Energy Project, Lincoln Gap Wind Farm, Mount Hill, Palmer Wind Farm, Pelican Point S2, Port Augusta Renewable Energy Park, Stony Gap, Waterloo, Willogoleche, Woakwine Wind Farm, Kingfisher solar storage project, Roxby Downs Solar Farm, Yorke Peninsula Biomass Energy, Infratech’s floating PV plant, Epuron Uluru PV plant are added to the list. | 2016-03-03
2015-10-23 | NSW1 | Informative note | Broken Hill Solar Plant |  |  | AGL PV Solar Development Pty Limited advises that Broken Hill Solar Plant (53 MW) has been in full commercial operation since October 2015. | 2015-10-23
2015-10-23 | SA1 | Project commitment | Hornsdale Wind Farm (Stage 1) |  |  | Hornsdale Wind Farm Pty Ltd advises that Stage 1 of Hornsdale Wind Farm (102.4 MW) is a committed project. Full commercial operation is expected in November 2016. | 2015-10-23
2015-10-23 | SA1 | Informative note | Northern Power Station |  |  | Alinta Energy advises that Northern Power Station (546 MW) is planned to cease generation around 31 March 2016. | 2015-10-23
2015-10-23 | SA1 | Capacity | Pelican Point Power Station |  |  | Pelican Point Power Limited advises Pelican Point Power Station’s available capacity has been reduced to 0 MW (-239 MW) in winter 2016 given the current dynamics and outlook in the electricity and gas markets. | 2015-10-23
2015-10-23 | SA1 | Informative note | Playford B Power Station |  |  | Alinta Energy advises that Playford B Power Station (240 MW) is planned to cease generation around 31 March 2016. | 2015-10-23
2015-10-23 | SA1 | Informative note | Point Paterson Project |  |  | Acquasol Infrastructure Pty Ltd advises that the proposed Point Paterson Projects has been put on hold. | 2015-10-23
2015-10-23 | SA1 | Informative note | Port Augusta Renewable Energy Park |  |  | DP Energy advises of the Port Augusta Renewable Energy Park wind and solar project totalling 375 MW. | 2015-10-23
2015-08-13 | NSW1 | Informative note | Liddell Power Station |  |  | AGL Energy Limited advises that Liddell C Power Station (2000 MW) is to shut down in 2022. | 2015-08-13
2015-08-13 | NSW1 | Informative note | Nyngan Solar Plant |  |  | AGL Energy Limited advises the Nyngan Solar Plant(102 MW) has been completed and in full commercial operation since July 2015. | 2015-08-13
2015-08-13 | NSW1 | Informative note | Redbank Power Station |  |  | Redbank Energy Ltd advises that Redbank Power Station (143.8 MW black coal) has been removed from service from August 2014 and shut down. There are no future plans at this stage for Redbank to return to service. | 2015-08-13
2015-08-13 | NSW1 | Informative note | SmithField Energy Facility |  |  | Smithfield Power Partnership advises that SmithField Energy Facility 170.9 MW) is to retire in 2017. | 2015-08-13
2015-08-13 | NSW1 | Informative note | Taralga Wind Farm |  |  | CBD Energy/Banco Santander advises that Taralga Wind Farm (106.7 MW) has been completed and in full commercial operation since May 2015. | 2015-08-13
2015-08-13 | NSW1 | Informative note | Wallerawang C Power Station |  |  | EnergyAustralia advises that Wallerawang C Power Station (1000 MW black coal) has permanently closed in November 2014. | 2015-08-13
2015-08-13 | QLD1 | Capacity | Tarong Power Station |  |  | Stanwell Corporation advises that the Tarong station will revise its available capacity revised to 1400 MW (+350 MW) in winter 2016, due to the return of service of Unit 2 (DUID TARONG#2). | 2015-08-13
2015-08-13 | SA1 | Informative note | Northern Power Station |  |  | Alinta Energy advised in June 2015 that Northern Power Station would retire by March 2018 at the latest, but not before March 2016. In late July Alinta Energy advised that Northern Power Station will retire by March 2017. | 2015-08-13
2015-08-13 | SA1 | Informative note | Playford B Power Station |  |  | Alinta energy advises that Playford B power station (240 MW) will retire by April 2017. | 2015-08-13
2015-08-13 | TAS1 | Capacity | Bell Bay Three Power Station |  |  | Hydro Tasmania have advised that Bell Bay Three Power Stations available capacity will be 75 MW (-45 MW) for Summer 2015-16, 2016-17 and Winter 2016, 2017. Hydro Tasmania also advised the power station is to be withdrawn from service from 1 January 2018 and onwards. | 2015-08-13
2015-08-13 | TAS1 | Informative note | Tamar Valley CCGT |  |  | Hydro Tasmania have advised that Tamar Valley CCGT (208 MW) unit is currently in dry lay up. On 13 August 2015, the Tasmanian Government gave approval for Hydro Tasmania to decommission and sell the combined cycle gas turbine. | 2015-08-13
2015-08-13 | TAS1 | Informative note | Tamar Valley Peaking |  |  | Hydro Tasmania have advised that Tamar Valley Peaking (58 MW) unit is currently withdrawn and is to return back to service in June 2016. | 2015-08-13
2015-08-13 | VIC1 | Informative note | Ararat Wind Farm |  |  | Ararat Wind Farm Pty Ltd advises that Ararat wind farm (240 MW) is to start construction in July 2015 with full commercial operation expected in May 2017. | 2015-08-13
2015-08-13 | VIC1 | Capacity | Loy Yang A |  |  | AGL Energy advises Loy Yang A Power Station has revised its available capacity to 2070 MW (-30 MW) in summer due to change in performance re-evaluation. Also, revised its available capacity to 2210 MW (-60 MW) in winter due to the difficulty of producing maximum daily capacity for extended periods. | 2015-08-13
2015-08-13 | VIC1 | Capacity | Loy Yang B |  |  | AGL Energy advises Loy Yang B Power Station has revised its available capacity to 980 MW (+15 MW) in summer due to increase in condenser vacuum limit. Also, revised its available capacity to 1070 MW (+20 MW) in winter due to increase in condenser vacuum limit. | 2015-08-13
2015-08-13 | VIC1 | Informative note | Morwell/Energy Brix |  |  | Energy Brix Australia Corporation Pty Ltd advises Morwell/Energy Brix Power Station has temporarily closed its operations from August 2014. | 2015-08-13
2015-08-13 | VIC1 | Capacity | Yallourn W Power Station |  |  | EnergyAustralia Holdings Pty Ltd advises Yallourn W Power Station has revised its available capacity to 1516 MW (+12 MW) in summer due to turbine upgrades. | 2015-08-13
2015-05-15 | VIC1 | Informative note | Anglesea Power Station |  |  | Alcoa of Australia Limited advises Anglesea Power Station will retire from service from 31 August 2015 and to be decommissioned. | 2015-05-15
2015-05-15 | VIC1 | Informative note | Ararat Wind Farm |  |  | Ararat Wind Farm Pty Ltd advises that Ararat wind farm (240 MW) is to start construction in July 2015 with full commercial operation expected in May 2016. | 2015-05-15
2015-05-15 | VIC1 | Informative note | Coonooer Bridge Wind Farm |  |  | Windlab Systems Pty Ltd advises that Coonooer Bridge wind farm (19.8 MW) is to start construction in April 2015 with full commercial operation expected in March 2016. | 2015-05-15
2015-05-15 | VIC1 | Informative note | Portland Stage 4 Cape Nelson North and Cape Sir William Grant |  |  | Pacific Hydro Portland Wind Farm Pty Ltd advises that Portland Stage 4 (47.15 MW) project is completed and in full commercial operation since end of Feb 2015. | 2015-05-15
2015-04-15 | NSW1 | Informative note | Boco Rock Wind Farm |  |  | Boco Rock Wind Farm Pty Ltd advises that Boco Rock Wind Farm (113 MW) has been completed and in full commercial operation since March 2015. | 2015-04-15
2015-04-15 | NSW1 | Informative note | Gullen Range Solar Project |  |  | Goldwind Australia Pty Ltd advises has announced plans to add a solar plant at the Gullen Range wind farm site. | 2015-04-15
2015-04-15 | NSW1 | Informative note | Moree Solar Farm |  |  | Moree Solar Farm advises that Moree Solar Farm (56 MW) is under construction since November 2014 and full commercial operation is planned for the end of March 2016. | 2015-04-15
2015-04-15 | NSW1 | Informative note | Royalla Solar Farm |  |  | Royalla Asset Pty Ltd ATF Royalla Asset Trust advises that Royalla Solar Farm(20 MW) has been completed and in full commercial operation since February 2015. | 2015-04-15
2015-04-15 | NSW1 | Informative note | Taralga Wind Farm |  |  | CBD Energy/Banco Santander advises that Taralga Wind Farm (106.7 MW) is under construction and full commercial operation is planned for May 2015. | 2015-04-15
2015-04-15 | NSW1 | Informative note | Wilga Park Power Station B |  |  | Santos advises the Wilga Park Power Station B (6 MW) project has been completed and in full commercial operation since January 2015. | 2015-04-15
2015-04-15 | QLD1 | Capacity | Kidston Pumped Storage Hydro Project |  |  | Genex Power announces the Kidston Pumped Hydro Storage capacity is revised to 330 MW. | 2015-04-15
2015-04-15 | QLD1 | Informative note | Kogan Creek Solar Boost |  |  | CS Energy advises that the Kogan Creek Solar Boost project (44 MW) due to be completed in late 2016. | 2015-04-15
2015-04-15 | SA1 | Informative note | Hornsdale Wind Farm (Stage 1) |  |  | Hornsdale Wind Farm Pty Ltd advises construction to start in October 2015 and full commercial operation expected in November 2017. | 2015-04-15
2015-04-15 | SA1 | Capacity | Pelican Point Power Station |  |  | Pelican Point Power Limited advises that Pelican Point Power Station is to reduce the stations capacity to half from 1 April 2015 with unit 2 only being available on a 48 hour recall. | 2015-04-15
2015-04-15 | SA1 | Informative note | Torrens Island Power Station A |  |  | AGL Energy advises that Torrens Island Power Station is to be taken out of service in 2017. | 2015-04-15
2014-12-10 | NSW1 | Project commitment | Boco Rock Wind Farm |  |  | Boco Rock Wind Farm Pty Ltd advises that Boco Rock Wind Farm (113 MW) is a committed project. Construction of the first phase at the site has commenced and commissioning is planned for January 2015. | 2014-12-10
2014-12-10 | NSW1 | Informative note | Gullen Range Wind Farm |  |  | Gullen Range Wind Farm Pty Ltd advises that Gullen Range Wind Farm (165.5 MW) project has been completed and in full commercial operation since November 2014. | 2014-12-10
2014-12-10 | NSW1 | Project commitment | Moree Solar Farm |  |  | Moree Solar Farm advises that Moree Solar Farm (56 MW) is a committed project. Construction commenced in November 2014 and commissioning is planned for February 2016. | 2014-12-10
2014-12-10 | NSW1 | Project commitment | Royalla Solar Farm |  |  | Royalla Asset Pty Ltd ATF Royalla Asset Trust advises that Royalla Solar Farm(20 MW) is a committed project. Construction has commenced, and full commissioning is planned for February 2015. | 2014-12-10
2014-12-10 | NSW1 | Project commitment | Taralga Wind Farm |  |  | CBD Energy/Banco Santander advises that Taralga Wind Farm (106.7 MW) is a committed project. Construction at the site has commenced and commissioning is planned for May 2015. | 2014-12-10
2014-12-10 | NSW1 | Informative note | Wallerawang C Power Station |  |  | EnergyAustralia advises that Wallerawang C Power Station (1000 MW black coal) has been removed from service in January 2014 (Unit 8 500 MW) and March 2014 (Unit 7 500 MW), and will permanently closed and decommissioned. | 2014-12-10
2014-12-10 | NSW1 | Informative note | Wilga Park Power Station B |  |  | Santos advises the Wilga Park Power Station B (6 MW) project has been completed and in full commercial operation since September 2014. | 2014-12-10
2014-12-10 | QLD1 | Informative note | Swanbank E Gas Power Station |  |  | Stanwell Corporation advises that the existing scheduled Swanbank E Gas Power Station (385 MW combined cycle gas turbine) will be placed in cold storage from December 2014. | 2014-12-10
2014-12-10 | SA1 | Informative note | Northern Power Station |  |  | Alinta Energy advises that Northern Power Station Returned back to normal service in October 2014. | 2014-12-10
2014-12-10 | SA1 | Informative note | Snowtown S2 |  |  | TrustPower advises that the Snowtown 2 wind farm (270 MW) project is now completed and in full commercial operation since November 2014. | 2014-12-10
2014-12-10 | TAS1 | Capacity | Cethana Power Station |  |  | Hydro-Electric Corporation advises that Cethana’s available capacity will be (zero) 0 MW during summer 2014-15, specifically between 5/1/2015 and 21/9/2015 due to a major refurbishment project. | 2014-12-10
2014-12-10 | TAS1 | Capacity | Tamar Valley Combined Cycle |  |  | AETV advises that Tamar Valley Combined Cycle's available capacity will be (zero) 0 MW during winter 2015 and winter 2016 due to winter layover (dry storage) specifically between 1/1/2015 and 19/4/2015 and then 24/4/2015 until 18/4/2016 and then again between 22/4/2016 and 31/12/2016.31/12/2015 and then again between 1/4/2016 and 31/12/2016. | 2014-12-10
2014-12-10 | TAS1 | Capacity | Tamar Valley OCGT (Bell Bay Three & TVPP104) |  |  | Hydro-Electric Corporation advises that TVPP104 available capacity will be (zero) 0 MW during summer 2015-16, specifically between 4/9/2015 and 4/3/2016 due to a major outage. | 2014-12-10
2014-12-10 | TAS1 | Capacity | Tarraleah Power Station |  |  | Hydro-Electric Corporation advises that Tarraleah’s available capacity will be:. | 2014-12-10
2014-12-10 | TAS1 | Capacity | Tungatinah Power Station |  |  | Hydro-Electric Corporation advises that Tungatinah’s available capacity will be:. | 2014-12-10
2014-12-10 | VIC1 | Project commitment | Bald Hills Wind Farm (Phase 1) |  |  | Mitsui and Co. Australia Ltd advises that Bald Hills wind farm (106.6 MW) is a committed project. The wind farm is under construction with expected commissioning in May 2015. | 2014-12-10
2014-12-10 | VIC1 | Informative note | Morwell/Energy Brix |  |  | Energy Brix Australia Corporation Pty Ltd advises Morwell/Energy Brix Power Station has been withdrawn from service since August 2014. | 2014-12-10
2014-12-10 | VIC1 | Informative note | Mt Mercer Wind Farm |  |  | Mt Mercer Wind Farm Pty Ltd advises that Mt Mercer wind farm (131.2 MW) project is completed and in full commercial operation since mid 2014. | 2014-12-10
2014-08-07 | NSW1 | Project commitment | Moree Solar Farm |  |  | Moree Solar Farm advises that Moree Solar Farm (56 MW) is a committed project. Construction is to commence in July 2014 and commissioning is planned for February 2016. | 2014-08-07
2014-08-07 | NSW1 | Informative note | OneSun Capital |  |  | Elementus Energy Pty Ltd advises that OneSun Capital (10 MW) construction is to commence in October 2014 and commissioning is planned for April 2015. | 2014-08-07
2014-08-07 | QLD1 | Informative note | Cook Shire Solar Project |  |  | Lyon Infrastructure announces the Cook Shire Solar (26 MW) project in far north Queensland. Construction is to commence in December 2014 and commissioning is planned for July 2015. | 2014-08-07
2014-08-07 | QLD1 | Informative note | Kidston Pumped Storage Hydro Project |  |  | Genex Power announces the Kidston Pumped Hydro Storage (200 MW) project in far north Queensland. | 2014-08-07
2014-08-07 | SA1 | Capacity | Paralana Project |  |  | Pertatherm Limited advises that Paralana project capacity has been revised to 3.5 MW. | 2014-08-07
2014-08-07 | SA1 | Capacity | Paralana Stage 2 |  |  | Pertatherm Limited advises that Paralana Stage 2 capacity has been revised to 3.5 MW. | 2014-08-07
2014-08-07 | VIC1 | Informative note | Anglesea Power Station |  |  | Alcoa of Australia Limited advises that Anglesea Power Station is changed its registration classification from Non-Scheduled to a Scheduled generator. | 2014-08-07
2014-08-07 | VIC1 | Informative note | Mt Mercer Wind Farm |  |  | Mt Mercer Wind Farm Pty Ltd advises that Mt Mercer wind farm has been in full production since July 2014. The commissioning date has been revised to February 2015. | 2014-08-07
2014-05-30 | NSW1 | Capacity | Bayswater Power Station |  |  | Macquarie Generation advises that the Bayswater Power Station available capacity has been revised from 2,720 MW to 2,700 MW (-20 MW) in summer and winter due to a reassessment of plant capacity. | 2014-05-30
2014-05-30 | NSW1 | Project commitment | Boco Rock Wind Farm |  |  | Boco Rock Wind Farm Pty Ltd advises that Boco Rock Wind Farm (113 MW) is a committed project. Construction of the first phase at the site has commenced and commissioning is planned for March 2015. | 2014-05-30
2014-05-30 | NSW1 | Project commitment | Broken Hill Solar Plant |  |  | AGL PV Solar Development Pty Limited advises that Broken Hill Solar Plant (53 MW) is a committed project. Construction of the 53 MW at the site is to commence in July 2014 and commissioning is planned for August 2015. | 2014-05-30
2014-05-30 | NSW1 | Capacity | Guthega Power Station |  |  | Snowy Hydro Ltd advises that Guthega's available capacity has been revised from 68 MW to 34 MW (-34 MW) for summer 2022–23, due to major refurbishment of unit 1; and 68 MW to 34 MW (-34 MW) for summer 2023–24, due to major refurbishment of unit 2. | 2014-05-30
2014-05-30 | QLD1 | Informative note | Collinsville Power Station |  |  | Ratch Australia advised that Collinsville Power Station will be retired in June 2016. | 2014-05-30
2014-05-30 | QLD1 | Informative note | Daandine Power Station |  |  | Energy infrastructure Investments Pty Ltd advised that Daandine Power Station will be retired in June 2022. | 2014-05-30
2014-05-30 | QLD1 | Project commitment | Kogan Creek Solar Boost |  |  | CS Energy advises that the Kogan Creek Solar Boost project (44 MW) is now a committed project and due to be completed in July 2015. Note that the 44 MW capacity is not additional to the 730/744 MW summer/winter capacities of Kogan Creek, rather it is a contribution towards the total generation. | 2014-05-30
2014-05-30 | QLD1 | Informative note | Mt Stuart Power Station |  |  | Origin Energy Mt Stuart advised that Mt Stuart Power Station will be retired in July 2023. | 2014-05-30
2014-05-30 | QLD1 | Informative note | Swanbank E Gas Power Station |  |  | Stanwell Corporation advises that the existing scheduled Swanbank E Gas Power Station (385 MW combined cycle gas turbine) will be placed in cold storage from October 2014. | 2014-05-30
2014-05-30 | QLD1 | Capacity | Tarong Power Station |  |  | Stanwell Corporation advises that the Tarong station will revise its available capacity from 700 MW to 1050 MW (+350 MW) in summer 2014, due to the return of service of Unit 4 (DUID TARONG#4) in July 2014. The available capacity will be revised to 1400 MW (+350 MW) in summer 2015, due to the return of service of Unit 2 (DUID TARONG#2) in June 2015. | 2014-05-30
2014-05-30 | SA1 | Project commitment | Port Macdonnell |  |  | Oceanlinx Limited advises that the future of the Port Macdonnell (1 MW) wave energy project is uncertain and rests with company receivers. This project remains as a committed project with a commissioning date to be advised. | 2014-05-30
2014-05-30 | VIC1 | Project commitment | Bald Hill Wind Farm (Phase 1) |  |  | Mitsui and Co. Australia Ltd advises that Bald Hill wind farm is a committed project. The 106.6 MW wind farm expected commissioning is May 2015. | 2014-05-30
2014-05-30 | VIC1 | Service commenced | Loy Yang A |  |  | AGL Energy advises Loy Yang A Power Station has revised its available capacity to 2100 MW (-90 MW) in summer due to operational experience in ambient conditions. | 2014-05-30
2014-05-30 | VIC1 | Capacity | Macarthur |  |  | AGL Energy advises Macarthur Power Station has revised its available capacity to 315 MW (-105 MW) in summer to reflect the actual behaviour of the wind generation assets during high temperature days. | 2014-05-30
2014-05-30 | VIC1 | Capacity | Morwell/Energy Brix |  |  | Energy Brix Australia Corporation Pty Ltd advises Morwell/Energy Brix Power Station has revised its available capacity to 65 MW (-10 MW) in summer due to the Morwell mine fire destroying conveyors, thus restricting coal supply. | 2014-05-30
2014-05-30 | VIC1 | Project commitment | Mt Mercer Wind Farm |  |  | Mt Mercer Wind Farm Pty Ltd advises that Mt Mercer wind farm is a committed project. The 131.2 MW wind farm expected commissioning is July 2014. | 2014-05-30
2014-05-30 | VIC1 | Project commitment | Portland Stage 4 Cape Nelson North and Cape Sir William Grant |  |  | Pacific Hydro Portland Wind Farm Pty Ltd advises that Portland Stage 4 Cape Nelson North and Cape Sir William Grant wind farm is a committed project. The 47.15 MW wind farm expected commissioning is May 2015. | 2014-05-30
2014-02-28 | NSW1 | Capacity | Jupiter Wind Farm Project |  |  | EPYC Pty Ltd has announced the Jupiter Wind Farm Project (up to 100 wind turbines). If approved, construction and commissioning of the wind farm near Tarago would be completed by the end of 2016. The capacity of the project is yet to be advised. | 2014-02-28
2014-02-28 | NSW1 | Project commitment | Nyngan Solar Plant |  |  | AGL Engergy Limited advises the Nyngan Solar Plant(102 MW solar) is now classified as a committed project. Construction has commenced, and full commissioning is planned for July 2015. | 2014-02-28
2014-02-28 | NSW1 | Informative note | Wallerawang C |  |  | EnergyAustralia advises that Wallerawang C unit 7 (500 MW black coal) has been removed from service in January 2014. Unit 8 (500 MW) will remain available until the end of March 2014, and will then be placed on a three-month recall should market conditions change. | 2014-02-28
2014-02-28 | QLD1 | Informative note | Swanbank E Gas Power Station |  |  | Stanwell Corporation advises that the existing scheduled Swanbank E Gas Power Station (385 MW combined cycle gas turbine) will withdraw from service for up to three years from 1 October 2014. | 2014-02-28
2014-02-28 | SA1 | Informative note | Port Macdonnell |  |  | Oceanlinx Limited advises that the Port Macdonnell (1 MW) wave energy project commissioning date was revised to March 2014. | 2014-02-28
2013-11-15 | NSW1 | Informative note | Broken Hill |  |  | AGL Energy Limited advises that both the Broken Hill (53 MW) large-scale solar photovoltaic (PV) project is set to proceed after achieving financial close. Construction of the Broken Hill project is expected to commence in July 2014, and is scheduled to be completed around November 2015. | 2013-11-15
2013-11-15 | NSW1 | Informative note | Capital East Solar Farm P1 |  |  | Infigen's Capital East Solar Farm (0.13 MW) demonstration facility project is was completed in June 2013. | 2013-11-15
2013-11-15 | NSW1 | Informative note | Mugga Lane Solar Facility |  |  | Zhenfa Canberra Solar Farm One Pty Ltd advises that Mugga Lane Solar Facility (13 MW) in ACT expects construction to commence in June 2014, with full commissioning planned for Q4 2014. | 2013-11-15
2013-11-15 | NSW1 | Informative note | Nyngan |  |  | AGL Energy Limited advises that both the Nyngan (102 MW) large-scale solar photovoltaic (PV) projects is set to proceed after achieving financial close. Construction of the Nyngan project is expected to commence in February 2014, with completion scheduled by mid 2015. | 2013-11-15
2013-11-15 | NSW1 | Informative note | Onesun Capital Solar Farm |  |  | Elementus Energy Pty Ltd advises that Onesun Capital Solar Farm (7 MW) in ACT expects construction to commence in June 2014, with full commissioning planned for April 2015. | 2013-11-15
2013-11-15 | NSW1 | Project commitment | Royalla Solar Farm |  |  | Royalla Asset Pty Ltd ATF Royalla Asset Trust advises that Royalla Solar Farm (20 MW) in ACT is now classified as a committed project, and construction at the site has commenced, with full commissioning planned for August 2014. | 2013-11-15
2013-11-15 | QLD1 | Informative note | Westlink Power Project |  |  | Westlink Pty Ltd as trustee for Westlink Industrial Trust advised thatWestlink Power Project (Stage 1-3 up to 1000 MW), has revised construction start estimates by 1 year – from 2015 to 2016 for stage 1, from 2017 to 2018 for stage 2 and from 2019 to 2020 for stage 3. This remains a publicly announced project only. | 2013-11-15
2013-11-15 | SA1 | Informative note | Palmer Wind Farm |  |  | TrustPower Australia advises that Palmer Wind Farm (up to 390 MW) has been newly announced. At this stage there has been no advice on construction and commissioning dates. | 2013-11-15
2013-11-15 | SA1 | Project commitment | Port Macdonnell |  |  | Oceanlinx Limited advises that the status of the Port Macdonnell (1 MW) wave energy project is now Committed, with full commissioning in December 2013. | 2013-11-15
2013-11-15 | TAS1 | Informative note | Musselroe Wind Farm |  |  | Hydro Tasmania Wind Operations Pty Ltd advises that Musselroe (168 MW) project was completed in June 2013. | 2013-11-15
2013-11-15 | TAS1 | Informative note | TasWind (King Island) |  |  | Hydro Tasmania advises that the TasWind (King Island) project is publicly announced. | 2013-11-15
2013-11-15 | VIC1 | Informative note | Mildura Power Station |  |  | Solar Systems advises that Mildura Power Station demonstration facility (1.5 MW) project was completed in July 2013. | 2013-11-15
2013-11-15 | VIC1 | Informative note | Portland Stage 4 Cape Nelson North and Cape Sir William Grant |  |  | Pacific Hydro Australia advises that Portland Stage 4 Cape Nelson North and Cape Sir William Grant (47.15 MW) construction at the site is to commence in September 2013, with full commissioning planned for September 2015. | 2013-11-15
2013-08-13 | NSW1 | Project commitment | Boco Rock Wind Farm |  |  | Boco Rock Wind Farm Pty Ltd advises that this is a committed project. Construction of the first phase of 113 MW at the site has commenced and commissioning is planned for December 2014. | 2013-08-13
2013-08-13 | NSW1 | Project commitment | Taralga Wind Farm |  |  | CBD Energy/Banco Santander advises that this 106.7 MW Wind Farm is a committed project. Construction at the site has commenced and commissioning is planned for October 2014. | 2013-08-13
2013-08-13 | VIC1 | Capacity | Mildura Power Station |  |  | Solar Systems advises that Mildura Power Station Stage 2 of the project is to be 100 MW of capacity. | 2013-08-13
2013-06-30 | NSW1 | Project commitment | Capital East Solar Farm P1 |  |  | Infigen's Capital East Solar Farm demonstration facility is a committed project. Construction at site has commenced. | 2013-06-30
2013-06-30 | NSW1 | Project commitment | Gullen Range Wind Farm |  |  | Gullen Range Wind Farm Pty Ltd advises that this is a committed project. Construction at the site has commenced and commissioning is planned for July 2014. | 2013-06-30
2013-06-30 | NSW1 | Capacity | Liddell Power Station |  |  | Energy Australia advises that the Liddell plant available capacity has been revised from 2,060 MW to 2,020 MW (-40 MW) in summer and winter due to a reassessment of plant capacity. | 2013-06-30
2013-06-30 | NSW1 | Capacity | Tallawarra Power Station |  |  | Energy Australia advises that the Tallawarra plant's available capacity has been revised from 435 MW to 440 MW (+5 MW) in winter. | 2013-06-30
2013-06-30 | NSW1 | Capacity | Wallerawang Power Station |  |  | Energy Australia advises that the Wallerawang plant available capacity has been revised from 500 MW to 1,000 MW (+500 MW) in summer 2013–14, where both units are available dependant on demand. | 2013-06-30
2013-06-30 | QLD1 | Capacity | Braemar Power Station |  |  | Alinta Energy advises that Braemar's available capacity has been revised from 435 MW to 465 MW (+30 MW) in summer (an increase from last years ESOO), due to the regular use of Evaporative Cooling and Peak Firing of the units. These modes of operation result in the units achieving higher levels of output than would be typically expected during periods of high temperature. | 2013-06-30
2013-06-30 | QLD1 | Capacity | Darling Downs Power Station |  |  | Origin Energy advises that Darling Downs available capacity has been revised from 605 MW to 580 MW (-25 MW) in summer, reflecting capability at higher temperatures. | 2013-06-30
2013-06-30 | QLD1 | Project commitment | Kogan Creek Solar Boost |  |  | CS Energy advises that the Kogan Creek Solar Boost project is now a committed project and due to be completed in Jan 2014. | 2013-06-30
2013-06-30 | SA1 | Capacity | Hallett 4 North Brown Hill |  |  | AGL advises that Hallett 4 North Brown Hill's available capacity has been revised from 81.9 MW to 99.2 MW (+17.3 MW) in summer,. | 2013-06-30
2013-06-30 | SA1 | Capacity | Hallett Stage 1 Brown Hill |  |  | AGL advises that Hallett Stage 1 Brown Hill's available capacity has been revised from 58.5 MW to 70.9 MW (+12.4 MW) in summer,. | 2013-06-30
2013-06-30 | SA1 | Informative note | Playford B Power Station |  |  | Alinta energy advises that Playford B power station will be available with a recall time of around 90 days. | 2013-06-30
2013-06-30 | TAS1 | Informative note | Tungatinah (Upgrade) |  |  | Hydro-Electric Corporation advises the upgrade to Unit 1 was completed and returned back to service on February 2013. The upgrade was a revamp of the unit where some efficiency gains are expected. | 2013-06-30
2013-06-30 | TAS1 | Informative note | Tungatinah (Upgrade) |  |  | Hydro-Electric Corporation advises an upgrade to Unit 2, a revamp of the existing unit where some efficiency gains are expected. The upgrade to be completed in November 2013. | 2013-06-30
2013-06-30 | VIC1 | Capacity | Hallam Road Power Station |  |  | LMS Energy advises that the upgrades to Unit 7 was completed in June 2012 and Unit 8 in November 2012 increasing the capacity by 2.2 MW. | 2013-06-30
2013-06-30 | VIC1 | Informative note | Macarthur Wind Farm |  |  | AGL Energy advises that the 420 MW Macarthur wind farm project was completed in January 2013. | 2013-06-30
2013-06-30 | VIC1 | Project commitment | Mildura Power Station |  |  | Solar Systems advises that Mildura Power Station demonstration facility is a committed project. The 1.5 MW solar plant is under construction and expected completion is July 2013. | 2013-06-30
2013-06-30 | VIC1 | Informative note | Mortons Lane Wind Farm |  |  | Mortons Lane Windfarm Pty Ltd advises that the 19.5 MW Mortons Lane wind farm project was completed in December 2012. | 2013-06-30
2013-06-30 | VIC1 | Project commitment | Mt Mercer Wind Farm |  |  | Mt Mercer Wind Farm Pty Ltd advises that Mt Mercer wind farm is a committed project. The 131.2 MW wind farm expected commissioning is January 2015. | 2013-06-30
2013-06-30 | VIC1 | Informative note | Qenos Cogeneration Facility |  |  | AGL Energy advises that 21 MW Qenos Cogeneration Facility project was completed in March 2013. | 2013-06-30
2013-02-22 | NSW1 | Capacity | Colongra Power Station |  |  | Delta Electricity advises that the Colongra plant available capacity has been revised from 668 MW to 724 MW (+56 MW) in summer, based on operating with distillate fuel. | 2013-02-22
2013-02-22 | NSW1 | Capacity | Wallerawang Power Station |  |  | Energy Australia advises that the Wallerawang plant has revised its available capacity from 1,000 MW to 500 MW (-500 MW) for summer 2013–14 and winter 2013, due to the unit with DUID (dispatchable unit ID) WW7 being unavailable and only being brought back into service under extreme weather conditions. | 2013-02-22
2013-02-22 | QLD1 | Capacity | Braemar Power Station |  |  | Alinta Energy advises that Braemar's available capacity has been revised from 435 MW to 480 MW (+45 MW) in summer, due to use of Evaporative Cooling and Peak Firing of the units. | 2013-02-22
2013-02-22 | QLD1 | Capacity | Millmerran Power Station |  |  | Millmerran Power Partners advises that the Millmerran plant has revised its available capacity from 856 MW to 760 MW (-96 MW) in summer, based on operating experience on higher temperature days. | 2013-02-22
2013-02-22 | TAS1 | Project commitment | Musselroe Wind Farm |  |  | Hydro Tasmania Wind Operations Pty Ltd advises that Musselroe (168 MW) is now a committed project. Construction is expected be completed around June 2013. | 2013-02-22
2013-02-22 | TAS1 | Capacity | Poatina Power Station |  |  | Hydro Tasmania advises that the Poatina plant has revised its available capacity from 300 MW to 342 MW (+42 MW) in summer and winter, based on operating experience. | 2013-02-22
2012-12-20 | NSW1 | Informative note | Eraring Power Station |  |  | Eraring Energy advises that the upgrade of unit 4 was completed in November 2012. | 2012-12-20
2012-12-20 | QLD1 | Capacity | Collinsville Power Station |  |  | Ratch Australia advises that the Collinsville plant has revised its available capacity from 190 MW to 0 MW (-190 MW) in summer and winter, due to the withdrawal of service of all generation units from 31 December 2012, until wholesale electricity demand improves. | 2012-12-20
2012-12-20 | QLD1 | Informative note | Solar Dawn Project |  |  | Areva and the Solar Dawn Consortium advised it would no longer develop the proposed 250 MW solar thermal power facility in South-West Queensland. | 2012-12-20
2012-12-20 | QLD1 | Capacity | Tarong Power Station |  |  | Stanwell Corporation advises that the Tarong plant has revised its available capacity from 1,400 MW to 700 MW (-700 MW) in summer and winter, due to the withdrawal of service of Unit 2 (DUID TARONG#2) in October 2012 and Unit 4 (DUID TARONG#4) in December 2012, both for a period of at least two years or until wholesale electricity demand improves. | 2012-12-20
2012-12-20 | SA1 | Project commitment | Snowtown S2 |  |  | TrustPower advises that the Snowtown 2 project is now in a Committed status. Snowtown Stage 2 project will consist of two separately. | 2012-12-20
2012-12-20 | TAS1 | Project commitment | Tungatinah (Upgrade) |  |  | Hydro-Electric Corporation advises the upgrade to Unit 1 is committed and scheduled to return to service in December 2012. | 2012-12-20
2012-12-20 | VIC1 | Service commenced | Morwell Power Station |  |  | Energy Brix Australia Corporation Pty Ltd advises that the Morwell plant has revised its available capacity from 104 MW to 75 MW (-29 MW) in summer and winter, due to generation units with DUID MOR1 in operation and generation unit with DUID MOR2 operational when generation unit with DUID MOR1 is under maintenance. Generation unit with DUID MOR3 will be available on a 30 day recall. | 2012-12-20
2012-12-20 | VIC1 | Project commitment | Qenos Cogeneration Facility |  |  | AGL Energy advises that Qenos Cogeneration Facility is a committed project. The 21 MW combined-cycle gas turbine (CCGT) construction completion achieved in October 2012 and full commissioning at the end of March 2013. | 2012-12-20

## Background Information
Background Information
This sheet includes important reference information regarding the data presented within this file.
Please note that AEMO has introduced minor enhancements within the Generation Information Page data file, commencing from the 7 May 2021 update.
This is as a result of the revised Generator Survey process, effective from May 2021.
This includes:
a) merging of the Generator Surveys with Key Connection Information, to better capture proposed projects.
b) clarifying the title and arrangement of Typical summer scheduled capacities, from Peak summer scheduled capacities (consistent with weather that would result in 10% POE demand)
Glossary
Below is a table of pertinent Data Field Names and related Terms used within this file, including a matrix to indicate the relevant sheets in each case.
Please note that there are many new Data Field Names introduced in the 18 July 2019 update which are yet to be included in the table, and these will be added in subsequent publication updates as soon as possible.
Relevant Sheets within this file
Data Field Names and related Terms |  |  | Explanation/Definition |  |  |  | Summary | Change Log | Existing Generation & New Devs | Scheduled Capacities
Lower Nameplate Capacity (MW) |  |  | The proposed lower limit of Nameplate Capacity of an individual generating unit within a New Development (Project). It may be used to indicate the level of certainty of the generating unit size, prior to supply contracts being executed. This parameter is not applicable to an "Existing" generating unit, and will be left blank. | [5 empty] | ü
Upper Nameplate Capacity (MW) |  |  | The proposed upper limit of Nameplate Capacity of an individual generating unit within a New Development (Project). It indicates the (maximum) proposed generating unit size, prior to supply contracts being executed. This parameter is also used to indicate the actual nameplate capacity for an "Existing" generating unit. |  |  |  |  | ü | ü
Aggregated Lower Nameplate Capacity (MW) |  |  | The sum (aggregate) of the proposed Lower Nameplate Capacity for the corresponding number of equally sized individual generating units within a New Development (Project). This field applies for "New" generating units only, prior to supply contracts being executed. This parameter is not applicable to "Existing" generating units, and will be left blank. | [5 empty] | ü | ü
Aggregated Upper Nameplate Capacity (MW) |  |  | The sum (aggregate) of the Upper Nameplate Capacity for the given number of equallysized individual generating units, within a New Development (Project). This field applies for "New" generating units only, prior to supply contracts being executed. This parameter is also used to indicate the actual aggregated Nameplate Capacity for the given number of equally sized "Existing" generating units. | [5 empty] | ü | ü
"Nameplate Capacity (MW)" |  |  | This is the combination (text string) of Lower and Upper Nameplate Capacity values, as displayed in previous updates of the Generation Information Page data files, i.e. prior to the 18 July 2019 update. This text string is included within the Existing Generation and New Developments table only, for ease of reference. | [5 empty] | ü
Full Commercial Use Date |  |  | This field provides an indication of timing for generating unit(s) to become operationally available in the NEM. "Full Commercial Use" requires the successful completion of all NER 5.7.3 commissioning tests, including sign-off by AEMO and the Network Service Provider. The published value of “Full Commercial Use Date” corresponds to the Month and Year of the Latest Target Date for Full Commercial Use of the generating unit(s), as specified by the proponent within the relevant Generator Survey. |  |  |  |  | ü | ü | ü
Expected Closure Year |  |  | The expected closure year for existing plants/projects. | [5 empty] | ü
Closure Date |  |  | This is the specific expected closure date for existing plants/projects. indicate a “Closure Date”, the participant must officially notify AEMO (Registrations) in writing via onboarding@aemo.com.au. | [5 empty] | ü
SurveyId |  |  | This is a special ID number only used in AEMO Generation Information Page publication. | [5 empty] | ü | ü
AEMO KCI Id |  |  | This is a special ID numbers used by AEMO in the Key Connection Information (KCI) spreadsheet available on the AEMO Generation Information Page. | [5 empty] | ü
Survey Last Requested |  |  | The date that a survey invite was last sent to the nominated contact. While AEMO may make periodic requests, participants are reminded that they may have an NER obligation to report any material changes to AEMO as soon as practical. | [5 empty] | ü | ü
SurveyVersionDateTime |  |  | The date that the Survey version is last modified. | [5 empty] | ü | ü
Region |  |  | NEM region |  |  |  | ü | ü | ü | ü
Asset Type |  |  | Generating Units are classified as either “Project” or “Existing Plant” Asset Types, based on their Registration Status and Export Capability at their Connection Point. | [5 empty] | ü | ü
DUID |  |  | The Dispatchable Unit Identifier (DUID) as Registered in the NEM. Maximum 8 characters, alphanumeric, see section "3.3.6 Identifiers" in the "NEM Generator Registration Guide" on AEMO's website. |  |  |  |  | ü | ü | ü
Registered Capacity |  |  | Any person who owns, controls, or operates a generating system connected to a transmission or distribution network must register with AEMO as a generator unless it has the benefit of an exemption from that requirement. A generating system’s registered capacity is the aggregate megawatt (MW) capacity of all its component generation units, as registered with AEMO.
Nameplate Capacity |  |  | This represents the maximum continuous output or consumption in MW, as specified by the manufacturer, or as subsequently modified. The Nameplate Capacity rating can change for a number of reasons, such as a decrease due to increasing age (Service Life) and subsequent review of performance, or an increase due to an upgrade project and subsequent recommissioning tests. A generating unit's Registered Capacity should not exceed its Nameplate Capacity. For the purposes of reliability assessments, and consistent with market systems, AEMO measures Scheduled and Semi-scheduled generation capacity on an as-generated basis, noting that for Semi-scheduled systems the generating unit "terminals" are taken to be at the Network Connection Point. Non-scheduled generation is measured as sent-out (at the Network Connection Point) because it can include co-generation plants (that usually produce both heat and electricity), where the bulk of the capacity is consumed locally. |  |  |  | ü |  | ü
Maximum Capacity |  |  | Maximum Capacity is the capacity that the generator is registered to dispatch up to, aligning with the Maximum Capacity in the Generator Performance Standard. Maximum Capacity represents the maximum generation of the generating system, taking into consideration any operating constraints required to ensure power system security as determined during commissioning. Maximum Capacity can be found in the ‘Generators and Scheduled Loads’ worksheet within AEMO’s NEM Registration and Exemption List, on AEMO’s website. | [6 empty] | ü
Dispatch Type |  |  | Under the National Electricity Rules (NER), generating units are classified as Scheduled (S), Semi-scheduled (SS), or Non-scheduled (NS). These are defined as follows. (a) Scheduled – The generating unit participates in central dispatch. (b) Non-Scheduled – The generating unit does not participate in central dispatch. (c) Semi-Scheduled – The generating unit will participate in central dispatch in specified circumstances. |  |  |  | ü |  | ü | ü
Other generation classification |  |  | For further information about generation classification guide, please refer to the AEMO Generation Exemption and Classification Guide on the AEMO website: http://aemo.com.au/-/media/Files/Electricity/NEM/Participant_Information/New-Participants/Generator-Exemption-and-Classification-Guide.pdf
Generator Survey |  |  | The data submitted to AEMO by the custodian of a New Development (Project) or Existing Generator (Existing Plant), for AEMO's Planning and Forecasting purposes. Notionally, each Generator Survey should include information about all Existing and / or New generating units within a given Site.
Generation Capacity Reference Temperatures |  |  | The actual level of generation available at any particular time will depend on the condition of the generating plant. This includes factors such as age, outages, and wear. Another important factor with respect to output is the reduction in thermal efficiency as the temperature increases. Because temperature can affect plant generation capacities in different ways, basing generation capacities on region-specific reference temperatures facilitates more effective assessment of available generation capacity under weather conditions frequently associated with high demand. To produce the supply-demand outlook, AEMO — in consultation with the Jurisdictional Planning Bodies (JPBs) — undertakes the following: · Uses historical data to estimate typical weather conditions, and to determine reference temperatures frequently associated with times of 10% probability of exceedance (POE) maximum demand in the major load centres for each region. · Asks generators to provide generating unit capacities for summer and winter using these common reference temperatures. · Asks generators to also provide generating unit capacities for summer typical reference temperatures, so that generator ratings are accurate for high demands that occur with more moderate summer heat conditions. The table below lists the common reference temperatures AEMO applies for each region. In general, annual maximum demands occur during summer; the exception is Tasmania, where maximum demand occurs during winter. Summer maximum demand in Tasmania occurs during colder temperatures, resulting in a relatively low summer reference temperature. | [6 empty] | ü
|  |  | Region | Summer (°C) | Winter (°C) | Summer Typical (°C)
|  |  | Queensland | 37 | 15 | 32
|  |  | New South Wales | 42 | 9 | 32
|  |  | Victoria | 41 | 8 | 32
|  |  | South Australia | 43 | 11 | 35
|  |  | Tasmania | 7.7 | 1.2 | n/a
Proposed generation in the NEM
In addition to capacity forecasts, generation plant owners advise AEMO about the status of generation projects currently under development in each region.
Generation projects can be at different stages of development (i.e. Project Commitment Status), which are assessed using AEMO’s five (5) commitment criteria, covering site acquisition, contracts for major components, planning and other approvals, financing, and construction (see table below for a description of the criteria).
Project Commitment Criteria
Criteria Name | Description
Land | The project proponent has purchased / settled / acquired (or commenced legal proceedings to purchase / settle / acquire) land for the construction of the project.
Contracts | Contracts for the supply and construction of major plant or equipment components (such as generating units, turbines, boilers, transmission towers, conductors, and terminal station equipment) have been finalised and executed, including any provisions for cancellation payments.
Planning | The proponent has obtained all required planning consents, construction approvals, connection contracts (including approval of proposed negotiated Generator Performance Standards from AEMO under clause 5.3.4A of the National Electricity Rules), and licences, including completion and acceptance of any necessary environmental impact statements.
Finance | The financing arrangements for the proposal, including any debt plans, must have been concluded and contracts executed.
Construction | Construction of the proposal must either have commenced or a firm commencement date must have been set. Commercial use date for full operation must have been set.
Traffic light categories
Traffic Light Colour | Symbol
Red
Amber
Green
NOTE:
1) A commitment criterion is deemed to be “satisfied” if all associated questions have been answered in the positive, making the category "green".
2) A commitment criterion is deemed to have “progressed” if the category is “amber” or "green".
Application of Traffic light categorisation to Project Commitment Criteria to classify Commitment Status
Accordingly, the Project Commitment criteria must have been satisfied to at least the minimum level of traffic light categorisation that is required for each Commitment Status classification, as shown in the following table:
ß Increasing certainty (Commitment Status)
| Criteria | Committed | Committed* | Anticipated | Publicly Announced
ß Increasing project maturity | Land
Contracts
Planning
Finance
Construction
Further description of Commitment Status
New production and transmission projects fall into one of six classes of certainty (Commitment Status).
The Commitment Status is determined by assessing the progress of a Generation Project against the Project Commitment Criteria, as outlined above.
Commitment Status | Summary Status | Description
Committed | Committed | Projects that will proceed, with known timing, satisfying all five of the commitment criteria. That is, all categories are green.
Committed* | Committed | Projects that are highly likely to proceed, satisfying Land, Finance and Construction criteria plus either Planning or Components criteria. Progress towards meeting the final criteria is also evidenced and construction or installation has also commenced. Typically, Committed* projects are included in sensitivity analysis for MLF calculations and in the base case for reliability assessments.
Anticipated | Proposed | Scheduled and semi-scheduled generation projects that are sufficiently progressed towards meeting at least three of the five commitment criteria are assigned a commitment status classification of anticipated for ISP purposes. If a generation information survey has not been submitted by the project proponent in the previous six months the project will no longer be classified as anticipated.Typically, anticipated projects are included in integrated system planning, but not in reliability assessments.
Publicly announced | Proposed | These projects have been announced publicly and are not yet sufficiently progressed to be regarded as Anticipated, Committed* or Committed.
"New" or "Existing" Generating Units within a Generator Survey, and their relationship with "Asset Type" in the Generation Information Page
Generating Units are classified as either “Project” or “Existing Plant” Asset Types, based on their Registration Status and Export Capability at their Connection Point.
“New” Generating Units (within a Generator Survey)
A Generating Unit should be reported as “New” within the relevant Generator Survey unless all the following conditions have been met:
a) the individual Generating Unit plant has been commissioned on-site by the EPC / Operator, and
b) an “Application for Registration as a Generator in the NEM” has been lodged with AEMO Registrations (which includes that Generating Unit), and
c) Energisation of the relevant Transmission Network Connection Point or Distribution Network Connection Point has been signed-off by AEMO Network Development (a.k.a. Hold Point Zero “HP0”).
“Project” Asset Type (as reported within the Generation Information Page)
Until the above conditions have been met, the Generating Unit will be published as being of the “Project” Asset Type within the Generation Information Page.
“Existing” Generating Units (within a Generator Survey)
Once all above conditions have been satisfied, the Generating Unit must be reported as “Existing” within the relevant Generator Survey.
“Existing Plant” Asset Type (as reported within the Generation Information Page)
The Generating Unit will then be published as being of the “Existing Plant” Asset Type within the Generation Information Page.
Notifiable Exemptions
· Note that a Generating System may operate unregistered for up to a 30-day period under a Notifiable Exemption as permitted under NER 2.2.1 & 5.3.4.
· This requires special operating procedures to ensure the highest combined nameplate rating of the generating units simultaneously connected at any time is limited to less than 5 MW.
· The Generator may apply for a subsequent Notifiable Exemption period, to commence at the end of the preceding Notifiable Exemption period.
· Hence it is possible for any number of Generating Units < 5MW within a Generating System, to be individually commissioned on-site before the Generating System is Registered in the NEM.
· Notifiable Exemptions are published in the NEM Registration and Exemption List within the “Exemption – Small Generation” worksheet.
Combinations of Asset Type and Commitment Status to indicate operational capability
The following definitions have been created to provide further transparency of the operational capability of generating units under the following conditions:
Note that a generating unit will not be classified as an "Existing Plant" Asset Type until it is Registered, connected to an energised Network Connection Point, and able to generate electricity for export.
Prior to this, the generating unit will be classifed as a "Project" Asset Type.
Asset Type |  | Asset Type | Commitment Status | Description
One or more Generating Units with Aggregate Nameplate Capacity ≥ 30 MW |  | Existing Plant | Committed | A Hold Point Test ≥ 30MW has not yet been signed-off by AEMO Network Development.
|  |  | In Commissioning | Successful completion / sign-off of the earliest Hold Point Test that is ≥ 30MW. Note: This will be confirmed by AEMO Network Development.
|  |  | In Service | All Hold Point Tests completed / signed-off by AEMO Network Development. Note: This will be confirmed by AEMO Network Development.
A Generating Unit < 30MW within an Existing Generating System ≥ 30MW |  | Existing Plant | Committed | A Hold Point Test for 100% of the Generating Unit Nameplate Capacity has not yet been signed-off by AEMO Network Development.
|  |  | In Service | All Hold Point Tests have been completed / signed-off by AEMO Network Development. Note: This will be confirmed by AEMO Network Development.
Note that information for Generating Units published on the Generation Information Page, is now disaggregated by DUID. In this case, information about Generating Units with a different DUID but within the same Generating System, may result in some units appearing as “In Service” while others are still “In Commissioning”.

## How to filter
How to filter to the old gen info view
To reset your filtering at any stage, select the 'Sort & Filter' button pictured in Image 1.1 and select 'Clear'.
Image 1.1
Region filtering
Previously AEMO's generation information publications have been released in five separate documents that each account for the five NEM regions, NSW, QLD, SA, TAS and VIC. As the amount of stakeholders that are interested in generation information data across different regions has increased, AEMO has moved to aggregate these separate documents into one going forward. In order to restrict to individual regions in the new format, select the filtering arrow underneath the first column header 'region' (circled in the top left of Image 1.1). This will bring up a list of the five featured regions. To restrict to any specific region(s), make sure that only the desired region(s) are ticked on this list, then press OK.
Image 1.2
Filtering to Existing S & SS, Existing NS and New Developments tables
Previously AEMO's generation information publications have separated site information into three separate tables, Existing S & SS (Existing scheduled and semi-scheduled generators), Existing NS (Existing non-scheduled generators) and New Developments. Going forward, AEMO has decided to combine these three tables into one table called 'ExistingGeneration&NewDevs', for simplicity and ease of use. The following outlines how to filter the 'ExistingGeneration&NewDevs' table to present the data as in each of the aforementioned three tables.
Existing S & SS
STEP ONE
To filter to Existing Scheduled and Semi-Scheduled, select the filtering arrow underneath the second column header 'Asset Type' (circled in the top left of Image 1.2). Ensure that only 'Existing Plant' is selected, then press OK.
Image 1.3
STEP TWO
Scroll across to the right to the column header 'Dispatch Type' (circled in the top left of Image 1.3). Ensure that only 'S' and 'SS' are selected, then press OK.
Image 1.4
Existing NS
Follow the same instructions as in Existing S & SS Step one. Next, croll across to the right to the column header 'Dispatch Type' (circled in the top left of Image 1.4). Ensure that only 'NS' is selected, then press OK.
Image 1.5
New Developments
To filter to New Developments, select the filtering arrow underneath the second column header 'Asset Type' (circled in the top left of Image 1.5). Ensure that only 'Project' is selected, then press OK.
Image 1.6

## ExistingGeneration&NewDevs
Existing Generation and New Developments
Region | Asset Type | Site Name | Owner | Technology Type | Fuel Type | DUID | Number of Units | Lower Nameplate Capacity (MW) | Upper Nameplate Capacity (MW) | Aggregated Lower Nameplate Capacity (MW) | Aggregated Upper Nameplate Capacity (MW) | Nameplate Capacity (MW) | Storage Capacity (MWh) | Unit Status | Dispatch Type | Full Commercial Use Date | Expected Closure Year | Closure Date | Status Bucket Summary | Fuel Bucket Summary | SurveyId | AEMO KCI Id | Survey Last Requested | Survey Version DateTime
NSW1 | Existing Plant | 101 Miller Street | Cogent Energy Pty Ltd | Reciprocating Engine - Spark ignition | Natural Gas Pipeline |  | 2 |  | 1.165 |  | 2.33 | 2.33 |  | In Service | NS |  |  |  | Existing less Announced Withdrawal | Gas other | 1351 |  | Mar 2022 | 2021-03-18 18:32
NSW1 | Existing Plant | 133 Castlereagh St | Cogent Energy Pty Ltd | Reciprocating Engine - Compression ignition | Natural Gas Pipeline |  | 1 |  | 1 |  | 1 | 1 |  | In Service | NS |  |  |  | Existing less Announced Withdrawal | Gas other | 2 |  |  | 2018-07-31
NSW1 | Existing Plant | 20 Bond St | Cogent Energy Pty Ltd | Reciprocating Engine - Compression ignition | Natural Gas Pipeline |  | 1 |  | 0.6 |  | 0.6 | 0.6 |  | In Service | NS |  | 2022 |  | Existing less Announced Withdrawal | Gas other | 1366 |  | Mar 2022 | 2022-04-20 09:37
VIC1 | Existing Plant | 200 Victoria St | Cogent Energy Pty Ltd | Reciprocating Engine - Compression ignition | Natural Gas Pipeline |  | 1 |  | 0.386 |  | 0.386 | 0.386 |  | In Service | NS |  |  |  | Existing less Announced Withdrawal | Gas other | 1364 |  | Mar 2022 | 2022-02-12 10:57
NSW1 | Existing Plant | 275 Kent St | Cogent Energy Pty Ltd | Reciprocating Engine - Compression ignition | Natural Gas Pipeline |  | 1 |  | 1.2 |  | 1.2 | 1.2 |  | In Service | NS |  | 2024 |  | Existing less Announced Withdrawal | Gas other | 1368 |  | Mar 2022 | 2022-04-20 09:42
VIC1 | Existing Plant | 321 Exhibition Street Trigen | Cogent Energy | Reciprocating Engine - Spark ignition | Natural Gas Pipeline |  | 1 |  | 1.2 |  | 1.2 | 1.2 |  | In Service | NS |  | 2023 |  | Existing less Announced Withdrawal | Gas other | 1001 |  | Mar 2022 | 2022-04-07 10:55
NSW1 | Existing Plant | 40 Mount St | Cogent Energy Pty Ltd | Reciprocating Engine - Compression ignition | Natural Gas Pipeline |  | 1 |  | 0.8 |  | 0.8 | 0.8 |  | In Service | NS |  | 2023 |  | Existing less Announced Withdrawal | Gas other | 1370 |  | Mar 2022 | 2022-04-20 09:45
NSW1 | Existing Plant | 8 Chifley Place | Cogent Energy Pty Ltd | Reciprocating Engine - Compression ignition | Natural Gas Pipeline |  | 1 |  | 0.4 |  | 0.4 | 0.4 |  | In Service | NS |  | 2025 |  | Existing less Announced Withdrawal | Gas other | 1369 |  | Mar 2022 | 2022-04-20 09:43
VIC1 | Existing Plant | 990 Latrobe St | Cogent Energy Pty Ltd | Reciprocating Engine - Compression ignition | Natural Gas Pipeline |  | 1 |  | 0.386 |  | 0.386 | 0.386 |  | In Service | NS |  | 2027 |  | Existing less Announced Withdrawal | Gas other | 1367 |  | Mar 2022 | 2022-04-20 09:41
NSW1 | Project | Acacia SF | Venn Artibir Group Pty Ltd |  | Solar | [5 empty] | 300 |  |  | Publicly Announced |  |  |  |  | Proposed | Solar |  | N00070
NSW1 | Project | ACT Renewables Battery Storage | Berrybank 2 Asset Pty Ltd (GPG) | Storage - Battery | Other |  | 1 |  | 12 |  | 12 | 12 | 0 | Publicly Announced | TBA |  |  |  | Proposed | Battery Storage | 1934 | N00010 | Sep 2021 | 2022-06-09 14:35
SA1 | Existing Plant | Adelaide Airport | Adelaide Airport Ltd | Solar PV - Fixed | Solar |  | 2 |  | 0.02 |  | 0.04 | 0.04 |  | In Service | NS |  |  |  | Existing less Announced Withdrawal | Solar | 1536 |  | Apr 2021 | 2019-10-31 10:00
SA1 | Existing Plant | Adelaide Airport | Adelaide Airport Ltd | Solar PV - Fixed | Solar |  | 16 |  | 0.06 |  | 0.96 | 0.96 |  | In Service | NS |  |  |  | Existing less Announced Withdrawal | Solar | 1536 |  | Apr 2021 | 2019-10-31 10:00
SA1 | Existing Plant | Adelaide Desalination Plant | South Australian Water Corporation | Storage - Battery | Other | ADPBA1G | 1 |  | 6.27 |  | 6.27 | 6.27 | 12.6 | Committed | S | May 2022 | 2041 |  | Existing less Announced Withdrawal | Battery Storage | 1844 |  | Mar 2022 | 2022-04-20 08:44
SA1 | Existing Plant | Adelaide Desalination Plant | South Australian Water Corporation | Solar PV - Fixed | Solar | ADPPV1 | 4 |  | 2.75 |  | 11 | 11 |  | Committed | SS | May 2022 | 2041 |  | Existing less Announced Withdrawal | Solar | 1844 |  | Mar 2022 | 2022-04-20 08:44
SA1 | Existing Plant | Adelaide Desalination Plant | South Australian Water Corporation | Solar PV - Fixed | Solar | ADPPV2 | 4 |  | 3.43 |  | 13.72 | 13.72 |  | Committed | SS | Jul 2022 | 2041 |  | Existing less Announced Withdrawal | Solar | 1844 |  | Mar 2022 | 2022-04-20 08:44
SA1 | Existing Plant | Adelaide Zoo Solar System | TBA | Solar PV - Fixed | Solar |  | 1 |  | 0.151 |  | 0.1508 | 0.1508 |  | In Service | NS |  |  |  | Existing less Announced Withdrawal | Solar | 28 |  |  | 2018-07-31
VIC1 | Existing Plant | Aeroten Leongatha Solar | TBA | Solar PV - Fixed | Solar |  | 1 |  | 0.2 |  | 0.1996 | 0.1996 |  | In Service | NS |  |  |  | Existing less Announced Withdrawal | Solar | 47 |  |  | 2018-07-31
SA1 | Project | AGL VPP | AGL | Storage - Virtual Power Plant | Other |  | 1 |  | 5 |  | 5 | 5 |  | Publicly Announced | NS |  |  |  | Proposed | Battery Storage | 108 |  |  | 2018-07-31
VIC1 | Project | Alberton Wind Farm | Synergy Wind Pty Ltd | Wind Turbine - Onshore | Wind |  | 34 |  | 3.6 |  | 122.4 | 122.4 |  | Publicly Announced | SS |  |  |  | Proposed | Wind | 1547 |  | Apr 2021 | 2019-10-31 10:00
NSW1 | Existing Plant | Albury Renewable Energy Facility | LMS Energy Pty Ltd | Reciprocating Engine - Spark ignition | Landfill Gas |  | 1 |  | 1.123 |  | 1.123 | 1.123 |  | In Service | NS |  | 2037 |  | Existing less Announced Withdrawal | Biomass | 1355 |  | Apr 2021 | 2022-05-04 12:15
QLD1 | Existing Plant | Aldi Brendale | TBA | Solar PV - Fixed | Solar |  | 1 |  | 0.931 |  | 0.931 | 0.931 |  | In Service | NS |  |  |  | Existing less Announced Withdrawal | Solar | 88 |  |  | 2018-07-31
QLD1 | Project | Aldoga Solar Farm | Acciona Energy Australia Global Pty Ltd | Solar PV - Single axis tracking | Solar |  | 211 |  | 1.5 |  | 316.5 | 316.5 | 0 | Publicly Announced | SS |  |  |  | Proposed | Solar | 1509 | Q00036 | Apr 2021 | 2022-04-28 15:01
SA1 | Existing Plant | Angaston | Snowy Hydro Ltd | Reciprocating Engine - Compression ignition | Diesel | ANGAST1 | 1 |  | 20 |  | 20 | 20 |  | In Service | S |  | 2070 |  | Existing less Announced Withdrawal | Other | 1002 |  | Mar 2022 | 2022-04-14 10:56
SA1 | Existing Plant | Angaston | Snowy Hydro Ltd | Reciprocating Engine - Compression ignition | Diesel | ANGAST1 | 1 |  | 30 |  | 30 | 30 |  | In Service | S |  | 2070 |  | Existing less Announced Withdrawal | Other | 1002 |  | Mar 2022 | 2022-04-14 10:56
NSW1 | Existing Plant | Appin | EDL CSM NSW Pty Ltd | Reciprocating Engine - Spark ignition | Waste Coal Mine Gas | APPIN | 54 |  | 1.03 |  | 55.62 | 55.62 |  | In Service | NS |  | 2036 |  | Existing less Announced Withdrawal | Gas other | 1003 |  | Mar 2022 | 2022-04-20 14:22
NSW1 | Project | Apsley BESS Project | Acenergy | Storage - Battery | Other | [5 empty] | 160 |  |  | Publicly Announced |  |  |  |  | Proposed | Battery Storage |  | N00063
NSW1 | Project | Aquila Wind Farm | ACEN Australia Pty Ltd | Wind Turbine - Onshore | Wind |  | 1 |  | 500 |  | 500 | 500 |  | Publicly Announced | SS |  |  |  | Proposed | Wind | 1957 | N00038 | Sep 2021 | 2022-07-01 15:56
QLD1 | Project | Aramara Solar Farm | Aramara Solar Pty Ltd | Solar PV - Single axis tracking | Solar |  | 1 |  | 101.4 |  | 101.4 | 101.4 |  | Anticipated | SS | Mar 2024 | 2048 |  | Anticipated | Solar | 1426 |  | Jun 2022 | 2022-07-04 09:38
VIC1 | Existing Plant | Ararat Wind Farm | Ararat Wind Farm Pty Ltd | Wind Turbine - Onshore | Wind | ARWF1 | 75 |  | 3.2 |  | 240 | 240 |  | In Service | SS |  | 2047 |  | Existing less Announced Withdrawal | Wind | 1462 |  | Mar 2022 | 2022-04-07 15:37
QLD1 | Project | Archer Point Wind Farm | Wind Power Queensland Pty Ltd | Wind Turbine - Onshore | Wind |  | 1 |  | 120 |  | 120 | 120 |  | Publicly Announced | SS |  |  |  | Proposed | Wind | 1372 |  | Apr 2021 | 2019-10-31 10:00
NSW1 | Project | Argyle Solar Farm | Argyle Solar Farm Pty Ltd | Solar PV - Single axis tracking | Solar |  | 1 |  | 59.8 |  | 59.8 | 59.8 |  | Publicly Announced | SS |  |  |  | Proposed | Solar | 1947 |  | Jun 2022 | 2022-07-04 12:08
NSW1 | Project | Armidale BESS (100) | Risen Energy (Australia) Pty Ltd |  | Other | [5 empty] | 100 |  |  | Publicly Announced |  |  |  |  | Proposed | Battery Storage | 1937 | N00026
NSW1 | Project | Armidale BESS (150) | Armidale BESS Project Pty Ltd |  | Other | [5 empty] | 150 |  |  | Publicly Announced |  |  |  |  | Proposed | Battery Storage |  | N00057
NSW1 | Project | Armidale BESS (300) | Risen Energy |  | Other | [5 empty] | 300 |  |  | Publicly Announced |  |  |  |  | Proposed | Battery Storage | 1938 | N00039
NSW1 | Project | Armidale Pumped Hydro | UPC Renewables | Storage - Pumped hydro | Water |  | 1 |  | 600 |  | 600 | 600 |  | Publicly Announced | S |  |  |  | Proposed | Water | 133 |  |  | 2019-10-31 10:00
SA1 | Project | Aurora Solar Energy Project - Phase 1 | SiliconAurora | Storage - Battery | Other |  | 1 | 70 | 150 | 70 | 150 | 70 - 150 | 140 | Publicly Announced | S |  | 2052 |  | Proposed | Battery Storage | 1390 |  | Apr 2021 | 2022-04-28 14:57
VIC1 | Project | AusNet Services Deakin University Victoria Geelong PV Plant | AusNet Services Ltd | Solar PV - Single axis tracking | Solar |  | 1 |  | 7.25 |  | 7.25 | 7.25 |  | Publicly Announced | TBA |  |  |  | Proposed | Solar | 1721 |  |  | 2019-10-31 10:00
SA1 | Project | Australia Plains Solar Farm | UPC-AC | Solar PV - Single axis tracking | Solar |  | 1 |  | 150 |  | 150 | 150 | 0 | Publicly Announced | TBA |  |  |  | Proposed | Solar | 1952 | S00015 | Nov 2021 | 2022-04-28 17:10
NSW1 | Project | Avonlie Solar Farm | Iberdrola Australia Limited | Solar PV - Single axis tracking | Solar |  | 70 |  | 3.63 |  | 254.1 | 254.1 |  | Committed | SS | Oct 2023 | 2058 |  | Committed | Solar | 1715 |  | Jun 2022 | 2022-07-05 09:13
NSW1 | Existing Plant | Awaba | LMS Energy Pty Ltd | Reciprocating Engine - Spark ignition | Landfill Methane / Landfill Gas |  | 1 |  | 1.123 |  | 1.123 | 1.123 |  | In Service | NS |  |  |  | Existing less Announced Withdrawal | Biomass | 1004 |  | Apr 2021 | 2019-10-31 10:00
VIC1 | Project | Axedale Solar Farm | UPC Renewables Australia | Storage - Battery | Other |  | 1 |  | 50 |  | 50 | 50 | 100 | Publicly Announced | S |  |  |  | Proposed | Battery Storage | 1958 | V00025 | Jun 2022 | 2022-07-05 09:38
VIC1 | Project | Axedale Solar Farm | UPC Renewables Australia | Solar PV - Single axis tracking | Solar |  | 1 |  | 140 |  | 140 | 140 |  | Publicly Announced | SS |  |  |  | Proposed | Solar | 1958 | V00025 | Jun 2022 | 2022-07-05 09:38
VIC1 | Existing Plant | Bairnsdale | Alinta DEBO | Turbine - OCGT | Natural Gas Pipeline | BDL01 | 1 |  | 47 |  | 47 | 47 |  | In Service | S |  | 2042 |  | Existing less Announced Withdrawal | OCGT | 1005 |  | Mar 2022 | 2022-04-27 08:58
VIC1 | Existing Plant | Bairnsdale | Alinta DEBO | Turbine - OCGT | Natural Gas Pipeline | BDL02 | 1 |  | 47 |  | 47 | 47 |  | In Service | S |  | 2042 |  | Existing less Announced Withdrawal | OCGT | 1005 |  | Mar 2022 | 2022-04-27 08:58
NSW1 | Existing Plant | Bakers Maison | TBA | Solar PV - Fixed | Solar |  | 1 |  | 0.225 |  | 0.2246 | 0.2246 |  | In Service | NS |  |  |  | Existing less Announced Withdrawal | Solar | 10 |  |  | 2018-07-31
QLD1 | Project | Baking Board Solar Farm | Solar Projects Australia Pty Ltd |  | Solar | [5 empty] | 250 |  |  | Publicly Announced |  |  |  |  | Proposed | Solar |  | Q00018
QLD1 | Project | Baking Board Solar Farm | Solar Projects Australia Pty Ltd |  | Other | [5 empty] | 400 |  |  | Publicly Announced |  |  |  |  | Proposed | Battery Storage |  | Q00018
QLD1 | Existing Plant | Baking Board Solar Farm Chinchilla | Chinchilla Solar Pty Ltd | Solar PV - Fixed | Solar | BAKING1 | 7 |  | 2.1 |  | 14.7 | 14.7 |  | In Service | NS |  | 2048 |  | Existing less Announced Withdrawal | Solar | 1642 |  | Apr 2021 | 2019-10-31 10:00
VIC1 | Existing Plant | Bald Hills Wind Farm | Infrastructure Capital Group | Wind Turbine - Onshore | Wind | BALDHWF1 | 52 |  | 2.05 |  | 106.6 | 106.6 |  | In Service | SS |  | 2040 |  | Existing less Announced Withdrawal | Wind | 1006 |  | Mar 2022 | 2022-04-14 10:57
NSW1 | Project | Baldon Wind Farm | Goldwind Australia Pty Ltd |  | Wind Turbine |  | 50 |  | 6 |  | 300 | 300 |  | Publicly Announced |  |  |  |  | Proposed | Wind |  | N00082
VIC1 | Existing Plant | Ballarat | LMS ENERGY Pty Ltd | Reciprocating Engine - Spark ignition | Landfill Methane / Landfill Gas |  | 1 |  | 0.789 |  | 0.789 | 0.789 |  | In Service | NS |  |  |  | Existing less Announced Withdrawal | Biomass | 1340 |  | Apr 2021 | 2019-10-31 10:00
VIC1 | Existing Plant | Ballarat Base Hospital Plant | Ballarat Health Services | Reciprocating Engine - Compression ignition | Diesel | BBASEHOS | 2 |  | 0.8 |  | 1.6 | 1.6 | 0 | In Service | NS |  |  |  | Existing less Announced Withdrawal | Other | 1007 |  | Apr 2021 | 2022-05-25 14:34
VIC1 | Existing Plant | Ballarat Energy Storage System | Ausnet Transmission Group Pty Ltd | Storage - Battery | Other | BALBG1 | 1 |  | 30 |  | 30 | 30 | 30 | In Service | S |  | 2033 |  | Existing less Announced Withdrawal | Battery Storage | 1469 |  | Mar 2022 | 2022-07-04 13:31
VIC1 | Project | Ballarat North BESS | ACEnergy | Storage - Battery | Other | [5 empty] | 250 |  |  | Publicly Announced |  |  |  |  | Proposed | Battery Storage |  | V00064
VIC1 | Project | Ballarat Renewable Energy Hub | Equis Energy | Solar PV | Solar |  | 73 |  |  |  | 29 |  |  | Publicly Announced |  |  |  |  | Proposed | Solar |  | V00072
VIC1 | Project | Ballarat Renewable Energy Hub | Equis Energy | Storage | Other | [5 empty] | 150 |  |  | Publicly Announced |  |  |  |  | Proposed | Battery Storage |  | V00072
QLD1 | Project | Banana Range Wind Farm | Orange Creek Energy Pty Ltd | Wind Turbine - Onshore | Wind |  | 40 |  | 6 |  | 240 | 240 | 0 | Publicly Announced | SS |  | 2050 |  | Proposed | Wind | 1986 | Q00041 | Nov 2021 | 2022-04-28 16:03
NSW1 | Existing Plant | Bango 973 Wind Farm | BWF Nominees Pty Ltd as trustee for the BWF Trust | Wind Turbine - Onshore | Wind | BANGOWF1 | 30 |  | 5.3 |  | 159 | 159 |  | In Service | SS |  | 2045 |  | Existing less Announced Withdrawal | Wind | 1282 |  | May 2022 | 2022-07-05 09:43
NSW1 | Existing Plant | Bango 999 Wind Farm | BWF Nominees Pty Ltd as trustee for the BWF Trust | Wind Turbine - Onshore | Wind | BANGOWF2 | 16 |  | 5.3 |  | 84.8 | 84.8 |  | Committed | SS | Sep 2022 | 2045 |  | Existing less Announced Withdrawal | Wind | 1843 | N00019 | May 2022 | 2022-07-05 11:08
VIC1 | Existing Plant | Banimboola | AGL Hydro Partnership | Hydro - Dam | Water | BAPS | 1 |  | 2.2 |  | 2.2 | 2.2 |  | In Service | NS |  | 2057 |  | Existing less Announced Withdrawal | Water | 1008 |  | Mar 2022 | 2022-04-14 11:01
VIC1 | Existing Plant | Banimboola | AGL Hydro Partnership | Hydro - Dam | Water | BAPS | 1 |  | 10 |  | 10 | 10 |  | In Service | NS |  | 2057 |  | Existing less Announced Withdrawal | Water | 1008 |  | Mar 2022 | 2022-04-14 11:01
NSW1 | Existing Plant | Bankstown Sports Club | Bankstown Sports Club | Reciprocating Engine - Compression ignition | Diesel |  | 1 |  | 0.8 |  | 0.8 | 0.8 |  | In Service | NS |  |  |  | Existing less Announced Withdrawal | Other | 1009 |  |  | 2019-10-31 10:00
NSW1 | Existing Plant | Bankstown Sports Club | Bankstown Sports Club | Reciprocating Engine - Compression ignition | Diesel |  | 1 |  | 1.34 |  | 1.34 | 1.34 |  | In Service | NS |  |  |  | Existing less Announced Withdrawal | Other | 1009 |  |  | 2019-10-31 10:00
VIC1 | Existing Plant | Bannerton Solar Park | Foresight Solar Australia Pty Ltd | Solar PV - Single axis tracking | Solar | BANN1 | 40 |  | 2.5 |  | 100 | 100 | 0 | In Service | SS |  | 2049 |  | Existing less Announced Withdrawal | Solar | 1492 |  | Apr 2021 | 2022-06-20 11:21
QLD1 | Project | Baralaba Solar Farm | FRV Services Australia Pty Ltd | Solar PV - Fixed | Solar |  | 36 |  | 3.5 |  | 126 | 126 | 0 | Publicly Announced | SS |  |  |  | Proposed | Solar | 1385 |  | Apr 2021 | 2022-04-28 17:14
QLD1 | Existing Plant | Barcaldine Power Station | Ergon Energy Queensland Pty Ltd | Turbine - OCGT | Natural Gas Pipeline | BARCALDN | 1 |  | 37 |  | 37 | 37 |  | In Service | S |  | 2034 |  | Existing less Announced Withdrawal | OCGT | 1010 |  | Mar 2022 | 2022-04-07 13:43
QLD1 | Existing Plant | Barcaldine Remote Community Solar Farm | Barcaldine Remote Community Solar Farm Pty Ltd | Solar PV - Single axis tracking | Solar | BARCSF1 | 1 |  | 20 |  | 20 | 20 |  | In Service | NS |  | 2049 |  | Existing less Announced Withdrawal | Solar | 1389 |  | Apr 2021 | 2022-05-04 23:11
SA1 | Existing Plant | Barker Inlet Power Station | AGL Barker Inlet Pty Ltd | Reciprocating Engine - Spark ignition | Natural Gas Pipeline | BARKIPS1 | 12 |  | 17.5 |  | 210 | 210 |  | In Service | S |  | 2044 |  | Existing less Announced Withdrawal | Gas other | 1463 |  | Mar 2022 | 2022-04-22 08:38
SA1 | Project | Barn Hill | Barn HIll Wind Farm Pty Ltd | Wind Turbine - Onshore | Wind |  | 62 | 2 | 3 | 124 | 186 | 124 - 186 |  | Publicly Announced | SS |  |  |  | Proposed | Wind | 1011 |  | Mar 2022 | 2022-04-20 14:56
SA1 | Project | Baroota Pumped Hydro Project | UPC\AC Renewables Australia | Hydro - Dam | Water |  | 2 |  | 125 |  | 250 | 250 | 0 | Publicly Announced | S | Jun 2026 | 2072 |  | Proposed | Water | 1682 |  | Jun 2022 | 2022-07-01 14:30
QLD1 | Existing Plant | Barron Gorge | CleanCo Queensland Limited | Hydro - Run of River | Water | BARRON-1 | 1 |  | 33 |  | 33 | 33 |  | In Service | S |  | 2042 |  | Existing less Announced Withdrawal | Water | 1012 |  | Mar 2022 | 2022-07-04 15:12
QLD1 | Existing Plant | Barron Gorge | CleanCo Queensland Limited | Hydro - Run of River | Water | BARRON-2 | 1 |  | 33 |  | 33 | 33 |  | In Service | S |  | 2042 |  | Existing less Announced Withdrawal | Water | 1012 |  | Mar 2022 | 2022-07-04 15:12
QLD1 | Project | Barunggam Solar Battery Farm | Ubergy Pty Ltd |  | Other | [5 empty] | 100 |  |  | Publicly Announced |  |  |  |  | Proposed | Battery Storage |  | Q00020
QLD1 | Project | Barunggam Solar Battery Farm | Ubergy Pty Ltd |  | Solar | [5 empty] | 315 |  |  | Publicly Announced |  |  |  |  | Proposed | Solar |  | Q00020
TAS1 | Project | Bass Offshore Wind Energy Project | Brookvale Energy Pty Ltd |  | Wind | [5 empty] | 500 |  |  | Publicly Announced |  |  |  |  | Proposed | Wind |  | T00010
VIC1 | Project | Bass Strait | GEP Developments Pty Ltd | Wind Turbine - Offshore | Wind |  | 250 |  | 20 |  | 5000 | 5000 |  | Publicly Announced | SS |  |  |  | Proposed | Wind | 1918 |  | Jun 2021 | 2022-05-03 14:40
TAS1 | Existing Plant | Bastyan | Hydro-Electric Corporation | Hydro - Dam | Water | BASTYAN | 1 |  | 79.9 |  | 79.9 | 79.9 |  | In Service | S |  | 2100 |  | Existing less Announced Withdrawal | Water | 1013 |  | Mar 2022 | 2022-04-19 13:48
TAS1 | Project | Battery of the Nation - Stage 1 | Hydro Tasmania | Storage - Pumped hydro | Water |  | 4 |  | 187.5 |  | 750 | 750 | 0 | Publicly Announced | S |  |  |  | Proposed | Water | 1473 |  | Mar 2022 | 2022-04-20 11:05
TAS1 | Project | Battery of the Nation - Stage 2a | Hydro Tasmania | Storage - Pumped hydro | Water |  | 4 |  | 150 |  | 600 | 600 | 12000 | Publicly Announced | S |  |  |  | Proposed | Water | 1478 |  | Mar 2022 | 2022-04-20 11:06
TAS1 | Project | Battery of the Nation - Stage 2b | Hydro Tasmania | Storage - Pumped hydro | Water |  | 4 |  | 150 |  | 600 | 600 | 12000 | Publicly Announced | S |  |  |  | Proposed | Water | 1480 |  | Mar 2022 | 2022-04-20 11:07
TAS1 | Project | Battery of the Nation - Stage 3a | Hydro Tasmania | Storage - Pumped hydro | Water |  | 4 |  | 150 |  | 600 | 600 | 0 | Publicly Announced | S |  |  |  | Proposed | Water | 1481 |  | Mar 2022 | 2022-04-20 11:09
TAS1 | Project | Battery of the Nation - Stage 3b | Hydro Tasmania | Storage - Pumped hydro | Water |  | 4 |  | 150 |  | 600 | 600 | 0 | Publicly Announced | S |  |  |  | Proposed | Water | 1482 |  | Mar 2022 | 2022-04-20 11:10
NSW1 | Existing Plant | Bayswater | AGL Macquarie Pty Limited | Turbine - Steam Sub Critical | Black Coal | BW01 | 1 |  | 660 |  | 660 | 660 |  | In Service | S |  | 2033 |  | Existing less Announced Withdrawal | Coal | 1014 |  | Mar 2022 | 2022-07-04 15:57
NSW1 | Project | Bayswater | AGL Macquarie Pty Limited | Turbine - Steam Sub Critical | Black Coal | BW01 | 1 |  | 0 |  | 0 | 0 |  | Committed Upgrade | S | Jun 2023 | 2033 |  | Upgrade / Expansion | Coal | 1014 |  | Mar 2022 | 2022-07-04 15:57
NSW1 | Existing Plant | Bayswater | AGL Macquarie Pty Limited | Turbine - Steam Sub Critical | Black Coal | BW02 | 1 |  | 660 |  | 660 | 660 |  | In Service | S |  | 2033 |  | Existing less Announced Withdrawal | Coal | 1014 |  | Mar 2022 | 2022-07-04 15:57
NSW1 | Project | Bayswater | AGL Macquarie Pty Limited | Turbine - Steam Sub Critical | Black Coal | BW02 | 1 |  | 25 |  | 25 | 25 |  | Committed Upgrade | S | Jul 2021 | 2033 |  | Upgrade / Expansion | Coal | 1014 |  | Mar 2022 | 2022-07-04 15:57
NSW1 | Existing Plant | Bayswater | AGL Macquarie Pty Limited | Turbine - Steam Sub Critical | Black Coal | BW03 | 1 |  | 660 |  | 660 | 660 |  | In Service | S |  | 2033 |  | Existing less Announced Withdrawal | Coal | 1014 |  | Mar 2022 | 2022-07-04 15:57
NSW1 | Project | Bayswater | AGL Macquarie Pty Limited | Turbine - Steam Sub Critical | Black Coal | BW03 | 1 |  | 25 |  | 25 | 25 |  | Committed Upgrade | S | Jul 2022 | 2033 |  | Upgrade / Expansion | Coal | 1014 |  | Mar 2022 | 2022-07-04 15:57
NSW1 | Existing Plant | Bayswater | AGL Macquarie Pty Limited | Turbine - Steam Sub Critical | Black Coal | BW04 | 1 |  | 685 |  | 685 | 685 |  | In Service | S |  | 2033 |  | Existing less Announced Withdrawal | Coal | 1014 |  | Mar 2022 | 2022-07-04 15:57
VIC1 | Existing Plant | Bayswood Timber Hallam VIC | Bayswood Timber | Solar PV - Fixed | Solar |  | 1 |  | 0.15 |  | 0.1502 | 0.1502 |  | In Service | NS |  |  |  | Existing less Announced Withdrawal | Solar | 48 |  |  | 2018-07-31
VIC1 | Existing Plant | Beaconhills College Berwick | TBA | Solar PV - Fixed | Solar |  | 1 |  | 0.2 |  | 0.2002 | 0.2002 |  | In Service | NS |  |  |  | Existing less Announced Withdrawal | Solar | 49 |  |  | 2018-07-31
QLD1 | Project | Beelbee Solar Farm | Darling Downs Solar Farm Pty Ltd | Solar PV - Single axis tracking | Solar |  | 1 |  | 200 |  | 200 | 200 |  | Publicly Announced | SS |  |  |  | Proposed | Solar | 1550 |  | Mar 2022 | 2022-04-20 11:24
TAS1 | Existing Plant | Bell Bay Three | AETV Pty Ltd | Turbine - OCGT | Natural Gas Pipeline | BBTHREE1 | 1 |  | 40 |  | 40 | 40 |  | In Service | S |  | 2040 |  | Existing less Announced Withdrawal | OCGT | 1015 |  | Mar 2022 | 2022-04-19 13:52
TAS1 | Existing Plant | Bell Bay Three | AETV Pty Ltd | Turbine - OCGT | Natural Gas Pipeline | BBTHREE2 | 1 |  | 40 |  | 40 | 40 |  | In Service | S |  | 2040 |  | Existing less Announced Withdrawal | OCGT | 1015 |  | Mar 2022 | 2022-04-19 13:52
TAS1 | Existing Plant | Bell Bay Three | AETV Pty Ltd | Turbine - OCGT | Natural Gas Pipeline | BBTHREE3 | 1 |  | 40 |  | 40 | 40 |  | In Service | S |  | 2040 |  | Existing less Announced Withdrawal | OCGT | 1015 |  | Mar 2022 | 2022-04-19 13:52
NSW1 | Project | Bells Mountain | AGL Energy Limited | Hydro - Dam | Water |  | 1 | 250 | 500 | 250 | 500 | 250 - 500 |  | Publicly Announced | TBA |  |  |  | Proposed | Water | 1697 |  | Mar 2022 | 2022-04-20 12:17
VIC1 | Existing Plant | Bendigo | LMS ENERGY Pty Ltd | Reciprocating Engine - Spark ignition | Landfill Methane / Landfill Gas |  | 1 |  | 0.5 |  | 0.5 | 0.5 |  | In Service | NS |  |  |  | Existing less Announced Withdrawal | Biomass | 1341 |  | Apr 2021 | 2019-10-31 10:00
VIC1 | Project | Berrimal Wind Farm | Acciona Energy Australia Global | Wind Turbine - Onshore | Wind |  | 16 |  | 4.5 |  | 72 | 72 | 0 | Publicly Announced | SS |  |  |  | Proposed | Wind | 1508 |  | Apr 2021 | 2022-04-28 15:03
VIC1 | Project | Berrybank Wind Farm | Berrbank Development Pty ltd | Wind Turbine - Onshore | Wind |  | 26 |  | 4.2 |  | 109.2 | 109.2 |  | Committed | SS | Aug 2022 | 2052 |  | Committed | Wind | 1018 |  | Jun 2022 | 2022-06-30 13:24
VIC1 | Existing Plant | Berrybank Wind Farm | Berrbank Development Pty ltd | Wind Turbine - Onshore | Wind | BRYB1WF1 | 43 |  | 4.2 |  | 180.6 | 180.6 | 0 | In Service | SS |  | 2050 |  | Existing less Announced Withdrawal | Wind | 1018 |  | Jun 2022 | 2022-06-30 13:24
VIC1 | Existing Plant | Berwick | EDL LFG Vic Pty Ltd | Reciprocating Engine - Spark ignition | Landfill Methane / Landfill Gas |  | 1 |  | 0.45 |  | 0.45 | 0.45 |  | In Service | NS |  |  |  | Existing less Announced Withdrawal | Biomass | 1019 |  | Apr 2021 | 2019-10-31 10:00
VIC1 | Existing Plant | Berwick | EDL LFG Vic Pty Ltd | Reciprocating Engine - Spark ignition | Landfill Methane / Landfill Gas |  | 4 |  | 1.03 |  | 4.12 | 4.12 |  | In Service | NS |  |  |  | Existing less Announced Withdrawal | Biomass | 1019 |  | Apr 2021 | 2019-10-31 10:00
NSW1 | Existing Plant | Beryl Solar Farm | FS NSW Project No 1 AT Pty Ltd as trustee of FS NSW Project No 1 Asset Trust | Solar PV - Single axis tracking | Solar | BERYLSF1 | 60 |  | 1.64 |  | 98.4 | 98.4 | 0 | In Service | SS |  | 2049 |  | Existing less Announced Withdrawal | Solar | 1416 |  | Apr 2021 | 2022-05-12 10:23
SA1 | Existing Plant | BHP Olympic Dam Backup Generation | BHP Billiton | Reciprocating Engine - Compression ignition | Diesel |  | 1 |  | 30 |  | 30 | 30 |  | In Service | NS |  |  |  | Existing less Announced Withdrawal | Other | 93 |  |  | 2018-07-31
QLD1 | Project | Big-T Project | BE Power | Storage - Pumped hydro | Water |  | 1 |  | 400 |  | 400 | 400 | 4000 | Publicly Announced | S |  |  |  | Proposed | Water | 1968 | Q00051 |  | 2022-04-28 15:17
VIC1 | Project | Birdwood Energy Reserve | Birdwood Energy Reserve Pty Ltd (ACN 658 507 441) as Trustee for Birdwood Energy Reserve Trust |  | Storage |  | 60 |  |  |  | 402 | 402 |  | Publicly Announced |  |  |  |  | Proposed | Battery Storage |  | V00083
QLD1 | Existing Plant | Birkdale | LMS ENERGY Pty Ltd | Reciprocating Engine - Spark ignition | Landfill Methane / Landfill Gas |  | 1 |  | 0.789 |  | 0.789 | 0.789 |  | In Service | NS |  |  |  | Existing less Announced Withdrawal | Biomass | 1343 |  | Apr 2021 | 2019-10-31 10:00
VIC1 | Project | Birkins Solar Farm | FRV Services Australia |  | Hydrogen | [5 empty] | 100 |  |  | Publicly Announced |  |  |  |  | Proposed | Other |  | V00049
VIC1 | Project | Birkins Solar Farm | FRV Services Australia |  | Other | [5 empty] | 200 |  |  | Publicly Announced |  |  |  |  | Proposed | Battery Storage |  | V00047
VIC1 | Project | Birkins Solar Farm | FRV Services Australia |  | Solar | [5 empty] | 400 |  |  | Publicly Announced |  |  |  |  | Proposed | Solar |  | V00048
NSW1 | Existing Plant | Blackmores | Cogent Energy Pty Ltd | Reciprocating Engine - Compression ignition | Natural Gas Pipeline |  | 2 |  | 0.386 |  | 0.772 | 0.772 |  | In Service | NS |  |  |  | Existing less Announced Withdrawal | Gas other | 1362 |  | Mar 2022 | 2021-03-18 18:36
QLD1 | Project | Blackwater Solar Farm | Total Eren |  | Solar PV |  |  |  | 270 |  | 270 |  |  | Publicly Announced |  |  |  |  | Proposed | Solar |  | Q00048
QLD1 | Project | Blair Athol Solar Power Station | TerraCom Ltd | Solar PV - Fixed | Solar |  | 1 |  | 60 |  | 60 | 60 |  | Publicly Announced | SS |  |  |  | Proposed | Solar | 100 |  |  | 2018-07-31
NSW1 | Existing Plant | Blayney | Blaney and Crookwell WindFarm Pty Ltd | Wind Turbine - Onshore | Wind |  | 15 |  | 0.66 |  | 9.9 | 9.9 |  | In Service | NS |  | 2030 |  | Existing less Announced Withdrawal | Wind | 1020 |  | Mar 2022 | 2022-04-27 10:35
QLD1 | Project | Blenheim Solar Farm | Gatton Solar Farm Pty Ltd |  | Other | [5 empty] | 29.25 |  |  | Publicly Announced |  |  |  |  | Proposed | Battery Storage |  | Q00025
QLD1 | Project | Blenheim Solar Farm | Gatton Solar Farm Pty Ltd |  | Solar | [5 empty] | 106 |  |  | Publicly Announced |  |  |  |  | Proposed | Solar |  | Q00025
NSW1 | Project | Blind Creek Solar Farm | Ms BCSF Holdings Pty Ltd as trustee for the Blind Creek Solar Farm Trust | Storage - Battery | Solar |  | 1 |  | 300 |  | 300 | 300 | 300 | Publicly Announced | TBA |  |  |  | Proposed | Battery Storage | 2017 | N00044 |  | 2022-06-15 16:14
NSW1 | Project | Blind Creek Solar Farm | Ms BCSF Holdings Pty Ltd as trustee for the Blind Creek Solar Farm Trust | Solar PV - Single axis tracking | Solar |  | 73 |  | 4.4 |  | 321.2 | 321.2 |  | Publicly Announced | TBA |  |  |  | Proposed | Solar | 2017 | N00044 |  | 2022-06-15 16:14
NSW1 | Existing Plant | Blowering | Snowy Hydro Ltd | Hydro - Dam | Water | BLOWERNG | 1 |  | 80 |  | 80 | 80 |  | In Service | S |  | 2070 |  | Existing less Announced Withdrawal | Water | 1021 |  | Mar 2022 | 2022-04-14 11:23
SA1 | Existing Plant | Blue Lake Milling Power Plant | Vibe Energy Pty Ltd | Reciprocating Engine - Compression ignition | Diesel |  | 1 |  | 0.505 |  | 0.505 | 0.505 |  | In Service | NS |  |  |  | Existing less Announced Withdrawal | Other | 1302 |  | Mar 2022 | 2022-04-20 09:04
QLD1 | Project | Bluegrass Solar Farm | X-Elio Australia Pty Ltd | Solar PV - Single axis tracking | Solar | BLUEGSF1 | 1 |  | 148 |  | 148 | 148 | 0 | Committed | SS | Dec 2022 | 2057 |  | Committed | Solar | 1903 |  | Jun 2022 | 2022-07-04 12:25
QLD1 | Project | Bluff Solar Farm | Iberdrola Australia Development Pty Ltd | Solar PV - Fixed | Solar |  | 1 | 1 | 85 | 1 | 85 | 1 - 85 |  | Publicly Announced | SS |  |  |  | Proposed | Solar | 1449 |  | Mar 2022 | 2022-04-20 10:45
SA1 | Project | Blyth West BESS | Neoen Australia Pty Ltd | Storage - Battery | Other | [5 empty] | 300 |  |  | Publicly Announced |  |  |  |  | Proposed | Battery Storage |  | S00021
NSW1 | Project | Boco Rock Wind Farm | South Pacific Power Pty Ltd | Wind Turbine - Onshore | Wind | BOCOROC2 | 15 |  | 5.3 |  | 79.5 | 79.5 |  | Publicly Announced | SS |  | 2046 |  | Proposed | Wind | 1022 |  | Mar 2022 | 2022-07-04 10:33
NSW1 | Existing Plant | Boco Rock Wind Farm | South Pacific Power Pty Ltd | Wind Turbine - Onshore | Wind | BOCORWF1 | 9 |  | 1.6 |  | 14.4 | 14.4 |  | In Service | SS |  | 2040 |  | Existing less Announced Withdrawal | Wind | 1022 |  | Mar 2022 | 2022-07-04 10:33
NSW1 | Existing Plant | Boco Rock Wind Farm | South Pacific Power Pty Ltd | Wind Turbine - Onshore | Wind | BOCORWF1 | 58 |  | 1.7 |  | 98.6 | 98.6 |  | In Service | SS |  | 2040 |  | Existing less Announced Withdrawal | Wind | 1022 |  | Mar 2022 | 2022-07-04 10:33
NSW1 | Existing Plant | Bodangora Wind Farm | Bodangora Wind Farm Pty Ltd | Wind Turbine - Onshore | Wind | BODWF1 | 33 |  | 3.43 |  | 113.19 | 113.19 |  | In Service | SS |  | 2049 |  | Existing less Announced Withdrawal | Wind | 1259 |  | Mar 2022 | 2022-04-20 08:29
VIC1 | Existing Plant | Bogong / Mackay | AGL Hydro Partnership | Hydro - Dam | Water | MCKAY1 | 2 |  | 70 |  | 140 | 140 |  | In Service | S |  | 2057 |  | Existing less Announced Withdrawal | Water | 1023 |  | Mar 2022 | 2022-04-14 11:33
VIC1 | Existing Plant | Bogong / Mackay | AGL Hydro Partnership | Hydro - Dam | Water | MCKAY1 | 6 |  | 26.67 |  | 160.02 | 160.02 |  | In Service | S |  | 2057 |  | Existing less Announced Withdrawal | Water | 1023 |  | Mar 2022 | 2022-04-14 11:33
SA1 | Project | Bolivar Power Station | Infigen Energy | Turbine - OCGT | Natural Gas Pipeline | BOLIVPS1 | 1 |  | 123.1 |  | 123.1 | 123.1 |  | Anticipated | S | Dec 2022 | 2045 |  | Anticipated | OCGT | 1533 |  | Jun 2022 | 2022-07-05 11:29
SA1 | Existing Plant | Bolivar Waste Water Treatment | South Australian Water Corporation | Reciprocating Engine - Spark ignition | Biomass | BOLIVAR1 | 3 |  | 2.5 |  | 7.5 | 7.5 |  | In Service | NS |  | 2045 |  | Existing less Announced Withdrawal | Biomass | 1393 |  | Mar 2022 | 2022-04-20 10:26
SA1 | Existing Plant | Bolivar Waste Water Treatment | South Australian Water Corporation | Storage - Battery | Other | BOWWBA1G | 1 |  | 2.46 |  | 2.46 | 2.46 | 5.04 | Committed | S | Aug 2022 | 2045 |  | Existing less Announced Withdrawal | Battery Storage | 1393 |  | Mar 2022 | 2022-04-20 10:26
SA1 | Existing Plant | Bolivar Waste Water Treatment | South Australian Water Corporation | Solar PV - Fixed | Solar | BOWWPV1 | 3 |  | 3.75 |  | 11.25 | 11.25 |  | Committed | SS | Aug 2022 | 2045 |  | Existing less Announced Withdrawal | Solar | 1393 |  | Mar 2022 | 2022-04-20 10:26
QLD1 | Project | Boma Solar Farm | Solis Industria | Solar PV - Single axis tracking | Solar |  | 1 |  | 15 |  | 15 | 15 |  | Publicly Announced | TBA |  |  |  | Proposed | Solar | 1719 |  | Apr 2021 | 2019-10-31 10:00
NSW1 | Existing Plant | Bomen Solar Farm | Spark Infrastructure Holdings No. 6 Pty Limited | Solar PV - Single axis tracking | Solar | BOMENSF1 | 44 |  | 2.75 |  | 121 | 121 | 0 | In Service | SS |  | 2050 |  | Existing less Announced Withdrawal | Solar | 1554 |  | May 2022 | 2022-05-19 10:18
NSW1 | Project | Bonshaw Hybrid Solar Farm | GAIA Australia Pty Ltd |  | Solar PV |  | 39 |  | 5.1282 |  | 200 | 200 |  | Publicly Announced |  |  |  |  | Proposed | Solar |  | N00008
NSW1 | Project | Bonshaw Hybrid Solar Farm | GAIA Australia Pty Ltd |  | Storage | [8 empty] | Publicly Announced |  |  |  |  | Proposed | Battery Storage |  | N00008
NSW1 | Project | Bonshaw Solar Farm | GAIA Australia Pty Ltd | Solar PV - Single axis tracking | Solar |  | 1 |  | 200 |  | 200 | 200 | 0 | Publicly Announced | SS |  | 2053 |  | Proposed | Solar | 1906 |  | Jun 2021 | 2021-07-21 13:12
SA1 | Existing Plant | Bordertown Power Station Gen | Vibe Energy Pty Ltd | Reciprocating Engine - Compression ignition | Diesel |  | 1 |  | 5 |  | 5 | 5 |  | In Service | NS |  |  |  | Existing less Announced Withdrawal | Other | 1511 |  | Apr 2021 | 2021-05-25 13:25
VIC1 | Existing Plant | Boronia Mini Hydro | TBA | Hydro - Dam | Water |  | 1 |  | 0.11 |  | 0.11 | 0.11 |  | In Service | NS |  |  |  | Existing less Announced Withdrawal | Water | 4 |  |  | 2018-07-31
QLD1 | Project | Borumba | Powerlink Queensland | Storage - Pumped hydro | Water |  | 6 |  | 250 |  | 1500 | 1500 | 3600 | Publicly Announced | S | Jun 2030 | 2070 |  | Proposed | Water | 1921 |  | Jun 2022 | 2022-05-18 08:49
QLD1 | Project | Boulder Creek Wind Farm | Epuron Projects Pty Ltd | Wind Turbine - Onshore | Wind |  | 60 |  | 6.2 |  | 372 | 372 |  | Publicly Announced | TBA |  |  |  | Proposed | Wind | 2003 | Q00013 |  | 2022-06-14 15:39
QLD1 | Project | Bouldercombe Battery project | Genex Power Limited | Storage - Battery | Other |  | 40 |  | 1.25 |  | 50 | 50 | 100 | Publicly Announced | S |  | 2042 |  | Proposed | Battery Storage | 1873 | Q00004 | Jun 2022 | 2022-07-05 11:53
QLD1 | Project | Bouldercombe Solar Farm | EEW Eco Energy World Ltd | Solar PV - Fixed | Solar |  | 1 |  | 200 |  | 200 | 200 |  | Publicly Announced | SS |  |  |  | Proposed | Solar | 1458 |  | Sep 2021 | 2019-10-31 10:00
QLD1 | Project | Bouldercombe Solar Farm + BESS | ENEL Green Power Australia Pty Ltd |  | Other | [5 empty] | 150 |  |  | Publicly Announced |  |  |  |  | Proposed | Battery Storage |  | Q00024
QLD1 | Project | Bouldercombe Solar Farm + BESS | ENEL Green Power Australia Pty Ltd |  | Solar | [5 empty] | 286 |  |  | Publicly Announced |  |  |  |  | Proposed | Solar |  | Q00024
NSW1 | Project | Bowmans Creek Wind Farm | Epuron Projects Pty Ltd | Wind Turbine - Onshore | Wind |  | 56 |  | 6.19 |  | 346.64 | 346.64 |  | Publicly Announced | TBA |  |  |  | Proposed | Wind | 2005 | N00061 |  | 2022-06-14 15:39
QLD1 | Existing Plant | Braemar | Braemar Power Project Pty Ltd | Turbine - OCGT | Coal Seam Methane | BRAEMAR1 | 1 |  | 173 |  | 173 | 173 |  | In Service | S |  | 2046 |  | Existing less Announced Withdrawal | OCGT | 1026 |  | Mar 2022 | 2022-04-07 13:46
QLD1 | Existing Plant | Braemar | Braemar Power Project Pty Ltd | Turbine - OCGT | Coal Seam Methane | BRAEMAR2 | 1 |  | 188 |  | 188 | 188 |  | In Service | S |  | 2046 |  | Existing less Announced Withdrawal | OCGT | 1026 |  | Mar 2022 | 2022-04-07 13:46
QLD1 | Existing Plant | Braemar | Braemar Power Project Pty Ltd | Turbine - OCGT | Coal Seam Methane | BRAEMAR3 | 1 |  | 188 |  | 188 | 188 |  | In Service | S |  | 2046 |  | Existing less Announced Withdrawal | OCGT | 1026 |  | Mar 2022 | 2022-04-07 13:46
QLD1 | Existing Plant | Braemar 2 Power Station | NewGen Braemar 2 Partnership comprising Arrow Braemar 2 Pty Ltd and Arrow Southern Generation Pty Ltd | Turbine - OCGT | Coal Seam Methane | BRAEMAR5 | 1 |  | 173 |  | 173 | 173 |  | In Service | S |  | 2049 |  | Existing less Announced Withdrawal | OCGT | 1027 |  | Mar 2022 | 2022-04-14 11:35
QLD1 | Existing Plant | Braemar 2 Power Station | NewGen Braemar 2 Partnership comprising Arrow Braemar 2 Pty Ltd and Arrow Southern Generation Pty Ltd | Turbine - OCGT | Coal Seam Methane | BRAEMAR6 | 1 |  | 173 |  | 173 | 173 |  | In Service | S |  | 2049 |  | Existing less Announced Withdrawal | OCGT | 1027 |  | Mar 2022 | 2022-04-14 11:35
QLD1 | Existing Plant | Braemar 2 Power Station | NewGen Braemar 2 Partnership comprising Arrow Braemar 2 Pty Ltd and Arrow Southern Generation Pty Ltd | Turbine - OCGT | Coal Seam Methane | BRAEMAR7 | 1 |  | 173 |  | 173 | 173 |  | In Service | S |  | 2049 |  | Existing less Announced Withdrawal | OCGT | 1027 |  | Mar 2022 | 2022-04-14 11:35
NSW1 | Project | Brewongle Solar Farm | Photon Energy | Confidential - Confidential | Solar |  | 1 |  | 112 |  | 112 | 112 |  | Publicly Announced | SS |  |  |  | Proposed | Solar | 1592 |  |  | 2019-10-31 10:00
VIC1 | Existing Plant | Bridgewater | Ceramet | Solar PV - Fixed | Solar |  | 1 |  | 1.3 |  | 1.3 | 1.3 |  | In Service | NS |  |  |  | Existing less Announced Withdrawal | Solar | 72 |  |  | 2018-07-31
TAS1 | Project | Bridgewater BESS | Edify Energy Pty Ltd |  | Other | [5 empty] | 100 |  |  | Publicly Announced |  |  |  |  | Proposed | Battery Storage |  | T00009
SA1 | Project | Bridle Track Solar Project | UPC\AC Renewables Australia | Solar PV - Single axis tracking | Solar |  | 1 |  | 300 |  | 300 | 300 | 0 | Publicly Announced | SS | Mar 2024 | 2051 |  | Proposed | Solar | 1686 |  | Jun 2022 | 2022-07-04 15:19
QLD1 | Project | Broadlea Solar Farm | EEW Eco Energy World | Solar PV - Single axis tracking | Solar |  | 1 |  | 90 |  | 90 | 90 |  | Publicly Announced | NS |  |  |  | Proposed | Solar | 1475 |  | Apr 2021 | 2019-10-31 10:00
VIC1 | Existing Plant | Broadmeadows | EDL LFG Vic Pty Ltd | Reciprocating Engine - Spark ignition | Landfill Gas | BROADMDW | 6 |  | 1.03 |  | 6.18 | 6.18 |  | In Service | NS |  | 2029 |  | Existing less Announced Withdrawal | Biomass | 1029 |  | Mar 2022 | 2022-04-14 11:36
QLD1 | Project | Broadsound Solar Farm | Broadsound Solar Farm Pty Ltd | Solar PV - Single axis tracking | Solar |  | 142 |  | 2.5 |  | 355 | 355 | 0 | Publicly Announced | SS |  |  |  | Proposed | Solar | 1718 | Q00021 | Jun 2022 | 2022-06-09 21:39
NSW1 | Existing Plant | Broadwater | Cape Byron Management PTY LTD | Turbine - Steam Sub Critical | Biomass | BWTR1 | 1 |  | 38 |  | 38 | 38 | 0 | In Service | NS |  |  |  | Existing less Announced Withdrawal | Biomass | 1439 |  | Apr 2021 | 2022-04-28 15:36
NSW1 | Project | Brocklehurst Solar Farm | TBA | Solar PV - Fixed | Solar |  | 1 |  | 29 |  | 29 | 29 |  | Publicly Announced | NS |  |  |  | Proposed | Solar | 1640 |  |  | 2019-10-31 10:00
NSW1 | Project | Broken Hill Energy Storage Centre | A-CAES NSW | Storage - Battery | Other | [5 empty] | 200 |  |  | Publicly Announced |  |  |  |  | Proposed | Battery Storage |  | N00067
NSW1 | Existing Plant | Broken Hill GT | Essential Energy | Turbine - OCGT | Diesel | GB01 | 1 |  | 50 |  | 50 | 50 |  | In Service | NS |  | 2026 |  | Existing less Announced Withdrawal | OCGT | 1030 |  | Mar 2022 | 2022-04-21 15:52
NSW1 | Existing Plant | Broken Hill Solar Plant | PARF Company 6 Pty Limited | Solar PV - Fixed | Solar | BROKENH1 | 40 |  | 1.325 |  | 53 | 53 |  | In Service | SS |  | 2043 |  | Existing less Announced Withdrawal | Solar | 1266 |  | Mar 2022 | 2022-04-20 08:31
VIC1 | Existing Plant | Brooklyn | EDL LFG Vic Pty Ltd | Reciprocating Engine - Spark ignition | Landfill Gas | BROOKLYN | 1 |  | 0.65 |  | 0.65 | 0.65 |  | In Service | NS |  | 2022 |  | Existing less Announced Withdrawal | Biomass | 1291 |  | Mar 2022 | 2022-04-20 08:38
VIC1 | Existing Plant | Brooklyn | EDL LFG Vic Pty Ltd | Reciprocating Engine - Spark ignition | Landfill Gas | BROOKLYN | 1 |  | 1.03 |  | 1.03 | 1.03 |  | In Service | NS |  | 2022 |  | Existing less Announced Withdrawal | Biomass | 1291 |  | Mar 2022 | 2022-04-20 08:38
VIC1 | Existing Plant | Brooklyn | EDL LFG Vic Pty Ltd | Reciprocating Engine - Spark ignition | Landfill Gas | BROOKLYN | 1 |  | 1.15 |  | 1.15 | 1.15 |  | In Service | NS |  | 2022 |  | Existing less Announced Withdrawal | Biomass | 1291 |  | Mar 2022 | 2022-04-20 08:38
QLD1 | Project | Brooyer BESS | RES Group |  | Storage | [5 empty] | 250 |  |  | Publicly Announced |  |  |  |  | Proposed | Battery Storage |  | Q00050
NSW1 | Existing Plant | Brown Mountain Hydro Power Station | Cochrane Dam Pty Ltd | Hydro - Dam | Water | BROWNMT | 1 |  | 5 |  | 5 | 5 |  | In Service | NS |  |  |  | Existing less Announced Withdrawal | Water | 3 |  |  | 2018-07-31
QLD1 | Existing Plant | Browns Plains | EDL LFG (Qld) Pty Ltd | Reciprocating Engine - Spark ignition | Landfill Gas | BPLANDF1 | 1 |  | 1.03 |  | 1.03 | 1.03 |  | In Service | NS |  |  |  | Existing less Announced Withdrawal | Biomass | 1031 |  | Mar 2022 | 2022-04-14 11:38
QLD1 | Existing Plant | Browns Plains | EDL LFG (Qld) Pty Ltd | Reciprocating Engine - Spark ignition | Landfill Gas | BPLANDF1 | 1 |  | 1.15 |  | 1.15 | 1.15 |  | In Service | NS |  |  |  | Existing less Announced Withdrawal | Biomass | 1031 |  | Mar 2022 | 2022-04-14 11:38
VIC1 | Project | Bulgana Green Power Hub - BESS | Bulgana Wind Farm Pty Ltd | Storage - Battery | Other | BULBESG1 | 40 |  | 0.5 |  | 20 | 20 | 34 | Committed | S | Nov 2021 |  |  | Committed | Battery Storage | 1590 |  | Jun 2022 | 2022-07-01 11:13
VIC1 | Existing Plant | Bulgana Green Power Hub - Wind Farm | Bulgana Wind Farm Pty Ltd | Wind Turbine - Onshore | Wind | BULGANA1 | 56 |  | 3.65 |  | 204.4 | 204.4 |  | In Service | SS |  | 2049 |  | Existing less Announced Withdrawal | Wind | 1289 |  | Mar 2022 | 2022-04-21 09:22
QLD1 | Project | Bulli Creek Solar Farm – Future Stages | Solar Choice Pty Ltd | Solar PV - Single axis tracking | Solar |  | 205 |  | 5 |  | 1025 | 1025 |  | Publicly Announced | SS |  |  |  | Proposed | Solar | 1417 |  | Jun 2021 | 2021-06-21
QLD1 | Project | Bulli Creek Solar Farm – Stage 1 | Solar Choice Pty Ltd | Solar PV - Single axis tracking | Solar |  | 95 |  | 5 |  | 475 | 475 |  | Publicly Announced | SS |  |  |  | Proposed | Solar | 1417 |  | Jun 2021 | 2021-06-21
QLD1 | Project | Bungaban Wind Farm | Windlab Developments Pty Ltd |  | Wind Turbine | [5 empty] | 1100 |  |  | Publicly Announced |  |  |  |  | Proposed | Wind |  | Q00049
SA1 | Project | Bungala BESS | Enel Green Power Australia Pty Ltd |  | Other | [5 empty] | 40 |  |  | Publicly Announced |  |  |  |  | Proposed | Battery Storage |  | S00019
SA1 | Existing Plant | Bungala One Solar Farm | Enel Green Power Australia Pty Ltd | Solar PV - Single axis tracking | Solar | BNGSF1 | 54 |  | 2.5 |  | 135 | 135 | 0 | In Service | SS |  | 2044 |  | Existing less Announced Withdrawal | Solar | 1589 |  | May 2022 | 2022-05-24 14:55
SA1 | Project | Bungala Three Solar Power Plant | Reach Solar Management Co | Solar PV - Single axis tracking | Solar |  | 39 |  | 2.051 |  | 79.989 | 79.989 | 0 | Publicly Announced | SS |  |  |  | Proposed | Solar | 1483 |  | Apr 2021 | 2022-05-12 11:32
SA1 | Existing Plant | Bungala Two Solar Farm | Enel Green Power | Solar PV - Single axis tracking | Solar | BNGSF2 | 54 |  | 2.5 |  | 135 | 135 |  | In Commissioning | SS | Sep 2021 | 2044 |  | Existing less Announced Withdrawal | Solar | 1587 |  | Nov 2021 | 2022-06-20 11:24
SA1 | Project | Bungama BESS | Risen Energy (Australia) Pty Ltd |  | Other | [5 empty] | 200 |  |  | Publicly Announced |  |  |  |  | Proposed | Battery Storage | 1939 | S00004
SA1 | Project | Bungama Solar | EPS Energy | Solar PV - Single axis tracking | Solar |  | 1 |  | 280 |  | 280 | 280 |  | Publicly Announced | SS |  |  |  | Proposed | Solar | 109 |  |  | 2018-07-31
VIC1 | Existing Plant | Bunurong 260 kW Solar PV Bangholme | TBA | Solar PV - Fixed | Solar |  | 1 |  | 0.26 |  | 0.26 | 0.26 |  | In Service | NS |  |  |  | Existing less Announced Withdrawal | Solar | 50 |  |  | 2018-07-31
QLD1 | Project | Burdekin Solar Farm | Ace Power |  | Solar | [5 empty] | 140 |  |  | Publicly Announced |  |  |  |  | Proposed | Solar |  | Q00035
NSW1 | Existing Plant | Burrendong | AGL Hydro Partnership | Hydro - Dam | Water | BDONGHYD | 1 |  | 19 |  | 19 | 19 |  | In Service | NS |  | 2036 |  | Existing less Announced Withdrawal | Water | 1032 |  | Mar 2022 | 2022-04-14 11:42
NSW1 | Project | Burrendong Wind Farm | Epuron Projects Pty Ltd | Wind Turbine - Onshore | Wind |  | 105 |  | 6.19 |  | 649.95 | 649.95 |  | Publicly Announced | TBA |  |  |  | Proposed | Wind | 2006 | N00065 |  | 2022-06-14 15:40
NSW1 | Existing Plant | Burrinjuck | GSP Energy Pty Ltd | Hydro - Dam | Water | BURRIN | 1 |  | 20 |  | 20 | 20 | 0 | In Service | NS |  | 2060 |  | Existing less Announced Withdrawal | Water | 1033 |  | Apr 2021 | 2022-04-28 10:59
NSW1 | Existing Plant | Burrinjuck | GSP Energy Pty Ltd | Hydro - Dam | Water | BURRIN | 2 |  | 7 |  | 14 | 14 | 0 | In Service | NS |  | 2060 |  | Existing less Announced Withdrawal | Water | 1033 |  | Apr 2021 | 2022-04-28 10:59
TAS1 | Existing Plant | Butlers Gorge | Hydro-Electric Corporation | Hydro - Dam | Water | BUTLERSG | 1 |  | 2.2 |  | 2.2 | 2.2 |  | In Service | NS |  | 2100 |  | Existing less Announced Withdrawal | Water | 1034 |  | Mar 2022 | 2022-04-19 13:56
TAS1 | Existing Plant | Butlers Gorge | Hydro-Electric Corporation | Hydro - Dam | Water | BUTLERSG | 1 |  | 12.2 |  | 12.2 | 12.2 |  | In Service | NS |  | 2100 |  | Existing less Announced Withdrawal | Water | 1034 |  | Mar 2022 | 2022-04-19 13:56
QLD1 | Existing Plant | Callide B | CS Energy | Turbine - Steam Sub Critical | Black Coal | CALL_B_1 | 1 |  | 350 |  | 350 | 350 |  | In Service | S |  | 2028 |  | Existing less Announced Withdrawal | Coal | 1035 |  | Mar 2022 | 2022-06-20 11:09
QLD1 | Existing Plant | Callide B | CS Energy | Turbine - Steam Sub Critical | Black Coal | CALL_B_2 | 1 |  | 350 |  | 350 | 350 |  | In Service | S |  | 2028 |  | Existing less Announced Withdrawal | Coal | 1035 |  | Mar 2022 | 2022-06-20 11:09
QLD1 | Existing Plant | Callide C | Joint Venture; Callide Energy Pty Ltd and IG Power (Callide) Ltd. | Turbine - Steam Super Critical | Black Coal | CPP_3 | 1 |  | 420 |  | 420 | 420 |  | In Service | S |  |  |  | Existing less Announced Withdrawal | Coal | 1036 |  | Mar 2022 | 2022-04-14 11:43
QLD1 | Existing Plant | Callide C | Joint Venture; Callide Energy Pty Ltd and IG Power (Callide) Ltd. | Turbine - Steam Super Critical | Black Coal | CPP_4 | 1 |  | 420 |  | 420 | 420 |  | In Service | S |  |  |  | Existing less Announced Withdrawal | Coal | 1036 |  | Mar 2022 | 2022-04-14 11:43
QLD1 | Project | Callide Wind Farm | DP Green Energy Pty Ltd |  | Wind | [5 empty] | 450 |  |  | Publicly Announced |  |  |  |  | Proposed | Wind |  | Q00016
VIC1 | Project | Campbells Forest Solar Farm | 4067 Pyramid Development Pty Ltd | Solar PV - Single axis tracking | Solar |  | 1 |  | 205 |  | 205 | 205 | 0 | Publicly Announced | SS |  | 2054 |  | Proposed | Solar | 1972 |  | Nov 2021 | 2022-04-28 14:59
SA1 | Existing Plant | Canunda | Canunda Power Pty Ltd | Wind Turbine - Onshore | Wind | CNUNDAWF | 23 |  | 2 |  | 46 | 46 |  | In Service | NS |  | 2035 |  | Existing less Announced Withdrawal | Wind | 1037 |  | Mar 2022 | 2022-04-14 11:45
NSW1 | Project | Capital 2 Wind Farm | Capital Wind Farm 2 Pty Ltd | Wind Turbine - Onshore | Wind |  | 32 | 2.2 | 4.2 | 70.4 | 134.4 | 70.4 - 134.4 |  | Publicly Announced | SS |  |  |  | Proposed | Wind | 1278 | N00085 | Mar 2022 | 2022-04-20 08:36
NSW1 | Project | Capital Battery | Neoen Australia Pty Ltd | Storage - Battery | Other |  | 1 |  | 100 |  | 100 | 100 | 200 | Publicly Announced | TBA | Oct 2022 | 2023 |  | Proposed | Battery Storage | 1890 | N00025 | Jun 2022 | 2022-07-05 10:20
NSW1 | Existing Plant | Capital East Solar Farm P1 | IBERDROLA AUSTRALIA HOLDINGS PTY LIMITED | Solar PV - Fixed | Solar | CESF1 | 4 |  | 0.5 |  | 2 | 2 |  | In Service | NS |  | 2043 |  | Existing less Announced Withdrawal | Solar | 1039 |  | Mar 2022 | 2022-04-19 13:58
NSW1 | Existing Plant | Capital Wind Farm | Renewable Power Ventures Pty Ltd | Wind Turbine - Onshore | Wind | CAPTL_WF | 67 |  | 2.1 |  | 140.7 | 140.7 |  | In Service | NS |  | 2040 |  | Existing less Announced Withdrawal | Wind | 1038 |  | Mar 2022 | 2022-04-14 11:46
QLD1 | Project | Captains Mountain Wind Farm | Vestas |  | Wind Turbine | [5 empty] | 381 |  |  | Publicly Announced |  |  |  |  | Proposed | Wind |  | Q00046
NSW1 | Project | Carag Solar Farm | Enerparc Australia Pty Ltd | Solar PV - Fixed | Solar |  | 3 |  | 5 |  | 15 | 15 |  | Publicly Announced | NS |  |  |  | Proposed | Solar | 1910 |  | Jun 2022 | 2022-07-06 10:07
VIC1 | Existing Plant | Cardinia Creek Mini-Hydro | TBA | Hydro - Dam | Water |  | 1 |  | 0.09 |  | 0.09 | 0.09 |  | In Service | NS |  |  |  | Existing less Announced Withdrawal | Water | 5 |  |  | 2018-07-31
VIC1 | Existing Plant | CARINA WEST H2E | TBA | Turbine - Steam Sub Critical | Bagasse |  | 1 |  | 3.1 |  | 3.1 | 3.1 |  | In Service | NS |  |  |  | Existing less Announced Withdrawal | Biomass | 6 |  |  | 2018-07-31
VIC1 | Project | Carisbrook Solar Farm | ib vogt GmbH / Sun Spot 5 | Solar PV - Single axis tracking | Solar |  | 1 |  | 74 |  | 74 | 74 | 0 | Publicly Announced | SS |  |  |  | Proposed | Solar | 1713 |  | Jun 2022 | 2022-07-06 10:10
SA1 | Project | Carmodys Hill Wind Farm | Georgetown Hills Renewable Energy Pty Ltd | Wind Turbine - Onshore | Wind |  | 45 | 4 | 6.6 | 180 | 297 | 180 - 297 | 0 | Publicly Announced | SS |  |  |  | Proposed | Wind | 1040 |  | Apr 2021 | 2022-04-28 11:07
NSW1 | Project | Carrick Solar Farm | Photon Energy | Solar PV - Fixed | Solar |  | 1 |  | 144 |  | 144 | 144 |  | Publicly Announced | SS |  |  |  | Proposed | Solar | 1593 |  |  | 2019-10-31 10:00
VIC1 | Project | Carwarp Solar Farm - Stage I | Canadian Solar (Australia) Pty Ltd | Solar PV - Single axis tracking | Solar |  | 1 |  | 150 |  | 150 | 150 |  | Publicly Announced | SS |  |  |  | Proposed | Solar | 1687 |  | Nov 2021 | 2021-05-24 15:27
VIC1 | Project | Carwarp Solar Farm - Stage II | Canadian Solar (Australia) Pty Ltd | Solar PV - Single axis tracking | Solar |  | 1 |  | 150 |  | 150 | 150 |  | Publicly Announced | SS |  |  |  | Proposed | Solar | 1688 |  | Apr 2021 | 2021-05-24 16:15
TAS1 | Existing Plant | Catagunya / Liapootah / Wayatinah | Hydro-Electric Corporation | Hydro - Dam | Water | LI_WY_CA | 1 |  | 24 |  | 24 | 24 |  | In Service | S |  | 2100 |  | Existing less Announced Withdrawal | Water | 1041 |  | Mar 2022 | 2022-04-21 09:41
TAS1 | Existing Plant | Catagunya / Liapootah / Wayatinah | Hydro-Electric Corporation | Hydro - Dam | Water | LI_WY_CA | 1 |  | 27 |  | 27 | 27 |  | In Service | S |  | 2100 |  | Existing less Announced Withdrawal | Water | 1041 |  | Mar 2022 | 2022-04-21 09:41
TAS1 | Existing Plant | Catagunya / Liapootah / Wayatinah | Hydro-Electric Corporation | Hydro - Dam | Water | LI_WY_CA | 1 |  | 31.5 |  | 31.5 | 31.5 |  | In Service | S |  | 2100 |  | Existing less Announced Withdrawal | Water | 1041 |  | Mar 2022 | 2022-04-21 09:41
TAS1 | Existing Plant | Catagunya / Liapootah / Wayatinah | Hydro-Electric Corporation | Hydro - Dam | Water | LI_WY_CA | 2 |  | 27.9 |  | 55.8 | 55.8 |  | In Service | S |  | 2100 |  | Existing less Announced Withdrawal | Water | 1041 |  | Mar 2022 | 2022-04-21 09:41
TAS1 | Existing Plant | Catagunya / Liapootah / Wayatinah | Hydro-Electric Corporation | Hydro - Dam | Water | LI_WY_CA | 3 |  | 12.8 |  | 38.4 | 38.4 |  | In Service | S |  | 2100 |  | Existing less Announced Withdrawal | Water | 1041 |  | Mar 2022 | 2022-04-21 09:41
SA1 | Existing Plant | Cathedral Rocks | JV Cathedral Rock Investments Pty Ltd - Acciona Energy Australia Global Pty Ltd and EnergyAustralia Pty Ltd | Wind Turbine - Onshore | Wind | CATHROCK | 33 |  | 2 |  | 66 | 66 |  | In Service | SS |  | 2030 |  | Existing less Announced Withdrawal | Wind | 1042 |  | Mar 2022 | 2022-04-14 12:04
TAS1 | Existing Plant | Cattle Hill Wind Farm | Wild Cattle Hill Pty Ltd | Wind Turbine - Onshore | Wind | CTHLWF1 | 45 |  | 3.2 |  | 144 | 144 |  | In Service | SS |  | 2044 |  | Existing less Announced Withdrawal | Wind | 1260 |  | Jun 2022 | 2022-07-01 10:40
VIC1 | Existing Plant | Cedar Meats Solar Geelong | Cedar Meats | Solar PV - Fixed | Solar |  | 1 |  | 0.2 |  | 0.1998 | 0.1998 |  | In Service | NS |  |  |  | Existing less Announced Withdrawal | Solar | 51 |  |  | 2018-07-31
QLD1 | Project | Central Renewable Energy Zone BESS | Stanwell Corporation Ltd | Storage - Battery | Other |  | 1 |  | 150 |  | 150 | 150 | 150 | Publicly Announced | TBA | Dec 2024 |  |  | Proposed | Battery Storage | 1935 |  | Jun 2022 | 2022-07-04 12:12
NSW1 | Project | Central West Pumped Hydro | ATCO Australia Pumped Hydro Pty Ltd | Hydro - Dam | Water | [5 empty] | 325 |  |  | Publicly Announced |  |  |  |  | Proposed | Water |  | N00054
TAS1 | Existing Plant | Cethana | Hydro-Electric Corporation | Hydro - Dam | Water | CETHANA | 1 |  | 85 |  | 85 | 85 |  | In Service | S |  | 2100 |  | Existing less Announced Withdrawal | Water | 1043 |  | Mar 2022 | 2022-04-21 15:37
TAS1 | Project | Cethana Pumped Hydro Option | Hydro Tasmania |  | Hydro |  | 4 |  | 750 |  | 750 |  |  | Publicly Announced |  |  |  |  | Proposed | Water |  | T00001
SA1 | Project | Chaff Mill (Mintaro) Solar Farm | FRV Services Australia Pty Ltd |  | Other | [5 empty] | 50 |  |  | Publicly Announced |  |  |  |  | Proposed | Battery Storage |  | S00006
SA1 | Project | Chaff Mill (Mintaro) Solar Farm | FRV Services Australia Pty Ltd |  | Solar | [5 empty] | 100 |  |  | Publicly Announced |  |  |  |  | Proposed | Solar |  | S00006
VIC1 | Existing Plant | Challicum Hills | Pacific Hydro Challicum Hills Pty Ltd | Wind Turbine - Onshore | Wind | CHALLHWF | 35 |  | 1.5 |  | 52.5 | 52.5 |  | In Service | NS |  |  |  | Existing less Announced Withdrawal | Wind | 1044 |  | Mar 2022 | 2022-04-27 09:01
QLD1 | Project | Chalumbin Wind Farm | Epuron Projects Pty Ltd | Wind Turbine - Onshore | Wind |  | 94 |  | 7 |  | 658 | 658 |  | Publicly Announced | TBA |  |  |  | Proposed | Wind | 2001 | Q00012 |  | 2022-06-14 15:38
QLD1 | Project | Chances Plain Solar Farm | juwi Renewable Energy Pty Ltd | Solar PV - Single axis tracking | Solar |  | 40 |  | 3 |  | 120 | 120 |  | Publicly Announced | SS |  |  |  | Proposed | Solar | 1856 |  |  | 2020-05-14 23:35
VIC1 | Existing Plant | Chepstowe Wind Farm - VIC | Chepstowe Wind Farm Pty Ltd | Wind Turbine - Onshore | Wind | CHPSTWF1 | 3 |  | 2.05 |  | 6.15 | 6.15 | 0 | In Service | NS |  |  |  | Existing less Announced Withdrawal | Wind | 1261 |  | Apr 2021 | 2022-04-28 17:16
VIC1 | Existing Plant | Cherry Tree Wind Farm | Cherry Tree Wind Farm Pty Limited A.T.F. Cherry Tree Project Trust | Wind Turbine - Onshore | Wind | CHYTWF1 | 16 |  | 3.6 |  | 57.6 | 57.6 |  | In Service | SS |  | 2050 |  | Existing less Announced Withdrawal | Wind | 1263 |  | Mar 2022 | 2022-04-20 08:30
QLD1 | Existing Plant | Childers Solar Farm | Childers Solar Pty Ltd | Solar PV - Single axis tracking | Solar | CHILDSF1 | 37 |  | 1.51 |  | 55.87 | 55.87 | 0 | In Service | SS |  | 2049 |  | Existing less Announced Withdrawal | Solar | 1441 |  | May 2022 | 2022-05-19 08:00
NSW1 | Existing Plant | Chillamurra | TBA | Solar PV - Fixed | Solar |  | 1 |  | 4.77 |  | 4.77 | 4.77 |  | In Service | NS |  |  |  | Existing less Announced Withdrawal | Solar | 11 |  |  | 2018-07-31
QLD1 | Existing Plant | Chillamurra Solar Farm | Chillamurra Solar Pty Ltd | Solar PV - Fixed | Solar |  | 60 |  | 0.06 |  | 3.6 | 3.6 | 0 | In Service | NS |  |  |  | Existing less Announced Withdrawal | Solar | 1498 |  | Apr 2021 | 2022-04-28 17:10
QLD1 | Project | Chinchilla Solar Farm - First Solar | First Solar Australia Pty Ltd | Solar PV - Single axis tracking | Solar |  | 69 |  | 1.64 |  | 113.16 | 113.16 |  | Publicly Announced | SS |  |  |  | Proposed | Solar | 1418 |  |  | 2020-05-15 09:55
NSW1 | Project | Chipping Norton Waste to Energy | Benedict Industries P/L | Turbine - Steam Sub Critical | Other |  | 1 |  | 8 |  | 8 | 8 |  | Publicly Announced | NS |  |  |  | Proposed | Other | 1479 |  | Apr 2021 | 2019-10-31 10:00
SA1 | Project | Christies Beach Wastewater Treatment Plant | South Australian Water Corporation | Storage - Battery | Other | CBWWBA1G | 1 |  | 2.09 |  | 2.09 | 2.09 | 4.32 | Committed | S | Sep 2022 | 2041 |  | Committed | Battery Storage | 1845 |  | Mar 2022 | 2022-04-20 08:43
SA1 | Project | Christies Beach Wastewater Treatment Plant | South Australian Water Corporation | Solar PV - Single axis tracking | Solar | CBWWPV1 | 2 |  | 2.4 |  | 4.8 | 4.8 |  | Committed | SS | Sep 2022 | 2041 |  | Committed | Solar | 1845 |  | Mar 2022 | 2022-04-20 08:43
QLD1 | Existing Plant | Churchill Abattoir | TBA | Solar PV - Fixed | Solar |  | 1 |  | 0.907 |  | 0.9072 | 0.9072 |  | In Service | NS |  |  |  | Existing less Announced Withdrawal | Solar | 89 |  |  | 2018-07-31
QLD1 | Existing Plant | Clare Solar Farm | Clare Asset Co Pty Ltd ATF Clare Asset Trust | Solar PV - Single axis tracking | Solar | CLARESF1 | 69 |  | 1.6 |  | 110.4 | 110.4 |  | In Service | SS |  | 2047 |  | Existing less Announced Withdrawal | Solar | 1383 |  | Mar 2022 | 2022-04-20 10:20
QLD1 | Project | Clarke Creek Solar Farm | Pacific Hydro Australia Development Pty Ltd. | Solar PV - Single axis tracking | Solar |  | 40 | 2.5 | 8.75 | 100 | 350 | 100 - 350 | 0 | Publicly Announced | SS |  |  |  | Proposed | Solar | 1435 |  | Apr 2021 | 2022-04-28 15:20
QLD1 | Project | Clarke Creek Wind and Solar Farm - Solar | Lacour Energy | Solar PV - Fixed | Solar |  | 1 |  | 200 |  | 200 | 200 |  | Publicly Announced | SS |  |  |  | Proposed | Solar | 101 |  |  | 2018-07-31
QLD1 | Project | Clarke Creek Wind Farm | CLARKE CREEK ENERGY PTY LTD | Wind Turbine - Onshore | Wind | CLRKCWF1 | 77 |  | 4.5 |  | 346.5 | 346.5 |  | Committed | SS | Aug 2024 | 2049 |  | Committed | Wind | 1988 |  | Jun 2022 | 2022-07-05 09:54
QLD1 | Project | Clarke Creek Wind Farm | CLARKE CREEK ENERGY PTY LTD | Wind Turbine - Onshore | Wind | CLRKCWF2 | 23 |  | 4.5 |  | 103.5 | 103.5 |  | Committed | SS | Aug 2024 | 2049 |  | Committed | Wind | 1988 |  | Jun 2022 | 2022-07-05 09:54
VIC1 | Existing Plant | Clayton | EDL LFG Vic Pty Ltd | Reciprocating Engine - Spark ignition | Landfill Gas | CLAYTON | 12 |  | 1 |  | 12 | 12 |  | In Service | NS |  | 2025 |  | Existing less Announced Withdrawal | Biomass | 1046 |  | Mar 2022 | 2022-04-14 11:58
QLD1 | Project | CleanCo Wind Farm (Small Mac) | ACCIONA Energy Australia Global Pty Ltd |  | Wind Turbine |  | 18 |  | 5.7 |  | 103 |  |  | Publicly Announced |  |  |  |  | Proposed | Wind |  | Q00005
SA1 | Project | Clements Gap - BESS | Pacific Hydro Clements Gap Pty Ltd | Storage - Battery | Other |  | 1 |  | 60 |  | 60 | 60 | 120 | Publicly Announced | SS |  |  |  | Proposed | Battery Storage | 1993 | S00020 |  | 2021-12-09 11:15
SA1 | Existing Plant | Clements Gap Wind Farm | Pacific Hydro Clements Gap Pty Ltd | Wind Turbine - Onshore | Wind | CLEMGPWF | 27 |  | 2.1 |  | 56.7 | 56.7 |  | In Service | SS |  | 2039 |  | Existing less Announced Withdrawal | Wind | 1047 |  | Jun 2022 | 2022-07-01 15:14
QLD1 | Existing Plant | Clermont Solar Farm | Clermont Asset Co Pty Ltd as Trustee for Clerrmont Solar Unit Trust | Solar PV - Single axis tracking | Solar | CLERMSF1 | 37 |  | 2.5 |  | 92.5 | 92.5 |  | In Service | SS |  | 2049 |  | Existing less Announced Withdrawal | Solar | 1562 |  | May 2022 | 2022-05-18 08:37
VIC1 | Existing Plant | Clover | AGL Hydro Partnership | Hydro - Dam | Water | CLOVER | 2 |  | 14.5 |  | 29 | 29 |  | In Service | NS |  | 2057 |  | Existing less Announced Withdrawal | Water | 1048 |  | Mar 2022 | 2022-04-14 15:23
NSW1 | Existing Plant | Club Merrylands | Club Merrylands | Other - Other | Diesel |  | 1 |  | 0 |  | 0 | 0 |  | In Service | NS |  |  |  | Existing less Announced Withdrawal | Other | 1049 |  |  | 2019-10-31 10:00
TAS1 | Existing Plant | Cluny | Hydro-Electric Corporation | Hydro - Dam | Water | CLUNY | 1 |  | 19 |  | 19 | 19 |  | In Service | NS |  | 2100 |  | Existing less Announced Withdrawal | Water | 1050 |  | Mar 2022 | 2022-04-19 14:00
VIC1 | Existing Plant | Codrington Wind Farm | Energy Pacific (Vic) Pty Ltd | Wind Turbine - Onshore | Wind | CODRNGTON | 14 |  | 1.3 |  | 18.2 | 18.2 |  | In Service | NS |  |  |  | Existing less Announced Withdrawal | Wind | 1051 |  | Apr 2021 | 2020-06-17
VIC1 | Existing Plant | Cohuna Solar Farm | Enel Green Power Australia Pty Ltd | Solar PV - Single axis tracking | Solar | COHUNSF1 | 19 |  | 1.42 |  | 26.98 | 26.98 |  | Committed | SS |  | 2045 |  | Existing less Announced Withdrawal | Solar | 1691 |  | Jun 2022 | 2022-06-20 11:34
NSW1 | Project | Coleambally BESS | Risen Energy (Australia) Pty Ltd |  | Other | [5 empty] | 100 |  |  | Publicly Announced |  |  |  |  | Proposed | Battery Storage | 1940 | N00024
NSW1 | Existing Plant | Coleambally Solar Farm | Coleambally Solar Pty Ltd | Solar PV - Single axis tracking | Solar | COLEASF1 | 90 |  | 1.67 |  | 150.3 | 150.3 |  | In Service | SS |  | 2038 |  | Existing less Announced Withdrawal | Solar | 1420 |  | Mar 2022 | 2022-04-20 10:41
NSW1 | Existing Plant | Collector | Ratch Australia | Wind Turbine - Onshore | Wind | COLWF01 | 54 |  | 4.2 |  | 226.8 | 226.8 |  | In Service | SS |  | 2046 |  | Existing less Announced Withdrawal | Wind | 1052 |  | Mar 2022 | 2022-04-14 15:25
QLD1 | Project | Collinsville Coal Fired Power Station Project | Shine Energy |  | Other | [5 empty] | 990 |  |  | Publicly Announced |  |  |  |  | Proposed | Coal |  | Q00017
QLD1 | Project | Collinsville North Battery Project | TBSOL | Storage - Battery | Other |  | 1 |  | 150 |  | 150 | 150 | 300 | Publicly Announced | TBA |  |  |  | Proposed | Battery Storage | 1734 |  | Mar 2022 | 2020-05-14 16:53
QLD1 | Existing Plant | Collinsville PV | Ratch Australia | Solar PV - Fixed | Solar | CSPVPS1 | 17 |  | 2.5 |  | 42.5 | 42.5 |  | In Service | SS |  | 2044 |  | Existing less Announced Withdrawal | Solar | 1349 |  | Mar 2022 | 2022-04-20 09:24
NSW1 | Existing Plant | Colongra | Snowy Hydro Ltd | Turbine - OCGT | Natural Gas Pipeline | CG1 | 1 |  | 181 |  | 181 | 181 |  | In Service | S |  | 2070 |  | Existing less Announced Withdrawal | OCGT | 1053 |  | Mar 2022 | 2022-04-14 15:31
NSW1 | Existing Plant | Colongra | Snowy Hydro Ltd | Turbine - OCGT | Natural Gas Pipeline | CG2 | 1 |  | 181 |  | 181 | 181 |  | In Service | S |  | 2070 |  | Existing less Announced Withdrawal | OCGT | 1053 |  | Mar 2022 | 2022-04-14 15:31
NSW1 | Existing Plant | Colongra | Snowy Hydro Ltd | Turbine - OCGT | Natural Gas Pipeline | CG3 | 1 |  | 181 |  | 181 | 181 |  | In Service | S |  | 2070 |  | Existing less Announced Withdrawal | OCGT | 1053 |  | Mar 2022 | 2022-04-14 15:31
NSW1 | Existing Plant | Colongra | Snowy Hydro Ltd | Turbine - OCGT | Natural Gas Pipeline | CG4 | 1 |  | 181 |  | 181 | 181 |  | In Service | S |  | 2070 |  | Existing less Announced Withdrawal | OCGT | 1053 |  | Mar 2022 | 2022-04-14 15:31
QLD1 | Project | Columboola Solar Farm | Luminous Energy | Solar PV - Single axis tracking | Solar |  | 79 |  | 2.75 |  | 217.25 | 217.25 | 0 | Committed | SS | Nov 2022 | 2046 |  | Committed | Solar | 1459 |  | Jun 2022 | 2022-05-19 10:17
QLD1 | Existing Plant | Condamine A | QGC Sales QLD Pty Ltd | Turbine - Steam Sub Critical | Coal Seam Methane | CPSA | 1 |  | 57 |  | 57 | 57 |  | In Service | S |  | 2039 |  | Existing less Announced Withdrawal | Gas other | 1054 |  | Jun 2022 | 2022-07-04 16:46
QLD1 | Existing Plant | Condamine A | QGC Sales QLD Pty Ltd | Turbine - CCGT | Coal Seam Methane | CPSA | 2 |  | 43.7 |  | 87.4 | 87.4 |  | In Service | S |  | 2039 |  | Existing less Announced Withdrawal | CCGT | 1054 |  | Jun 2022 | 2022-07-04 16:46
NSW1 | Existing Plant | Condong | Cape Byron Management PTY LTD | Turbine - Steam Sub Critical | Bagasse | CONDONG1 | 1 |  | 30 |  | 30 | 30 | 0 | In Service | NS |  |  |  | Existing less Announced Withdrawal | Biomass | 1055 |  | Apr 2021 | 2022-04-28 15:37
VIC1 | Project | Connewarren BESS | Vena Energy Services (Australia) Pty Ltd |  | Other | [5 empty] | 400 |  |  | Publicly Announced |  |  |  |  | Proposed | Battery Storage |  | V00054
NSW1 | Project | Conroys Gap | Epuron Projects Pty Ltd | Wind Turbine - Onshore | Wind |  | 15 |  | 2 |  | 30 | 30 | 0 | Publicly Announced | SS |  |  |  | Proposed | Wind | 1056 |  | Apr 2021 | 2022-04-28 17:17
VIC1 | Project | Cooba Solar Farm | Venn Artibit Group Pty Ltd |  | Solar | [5 empty] | 270 | 270 |  | Publicly Announced |  |  |  |  | Proposed | Solar |  | V00058
NSW1 | Project | Cooma Solar Farm | BE PRO CM pty ltd | Solar PV - Single axis tracking | Solar |  | 2 |  | 130 |  | 260 | 260 | 0 | Publicly Announced | SS |  |  |  | Proposed | Solar | 1983 |  | Nov 2021 | 2022-04-28 15:29
NSW1 | Project | Cooma Solar Farm (Lightsource) | Lightsource Development Services Australia Pty Ltd |  | Solar | [5 empty] | 100 |  |  | Publicly Announced |  |  |  |  | Proposed | Solar |  | N00009
VIC1 | Existing Plant | Coonooer Bridge Wind Farm | Coonooer Bridge Wind Farm Pty Ltd | Wind Turbine - Onshore | Wind | CBWF1 | 6 |  | 3.3 |  | 19.8 | 19.8 |  | In Service | NS |  | 2036 |  | Existing less Announced Withdrawal | Wind | 1333 |  | Mar 2022 | 2022-07-04 16:16
SA1 | Existing Plant | Coopers Co-gen | AGL | Turbine - CCGT | Natural Gas Pipeline |  | 1 |  | 4.4 |  | 4.4 | 4.4 |  | In Service | NS |  |  |  | Existing less Announced Withdrawal | CCGT | 1542 |  | Apr 2021 | 2019-10-31 10:00
QLD1 | Existing Plant | Coopers Gap Wind Farm | PARF Company 6 Pty Limited | Wind Turbine - Onshore | Wind | COOPGWF1 | 32 |  | 3.83 |  | 122.56 | 122.56 |  | In Commissioning | SS | Apr 2022 | 2044 |  | Existing less Announced Withdrawal | Wind | 1057 |  | Mar 2022 | 2022-04-19 14:01
QLD1 | Existing Plant | Coopers Gap Wind Farm | PARF Company 6 Pty Limited | Wind Turbine - Onshore | Wind | COOPGWF1 | 91 |  | 3.63 |  | 330.33 | 330.33 |  | In Commissioning | SS | Apr 2022 | 2044 |  | Existing less Announced Withdrawal | Wind | 1057 |  | Mar 2022 | 2022-04-19 14:01
NSW1 | Existing Plant | Copeton | AGL | Hydro - Dam | Water | COPTNHYD | 1 |  | 20 |  | 20 | 20 |  | In Service | NS |  |  |  | Existing less Announced Withdrawal | Water | 1058 |  | Mar 2022 | 2022-04-14 15:34
NSW1 | Project | Coppabella Wind Farm | Coppabella Wind Farm Pty Ltd | Wind Turbine - Onshore | Wind |  | 1 |  | 285 |  | 285 | 285 | 0 | Publicly Announced | SS |  |  |  | Proposed | Wind | 1581 | N00029 | Sep 2021 | 2022-04-28 17:10
VIC1 | Existing Plant | Corio | EDL LFG Vic Pty Ltd | Reciprocating Engine - Spark ignition | Landfill Gas | CORIO1 | 1 |  | 1 |  | 1 | 1 |  | In Service | NS |  | 2029 |  | Existing less Announced Withdrawal | Biomass | 1292 |  | Mar 2022 | 2022-04-20 08:45
NSW1 | Existing Plant | Corowa Solar Farm | Corowa Operationsco Pty Ltd as trustee for Corowa Operations Trust | Solar PV - Single axis tracking | Solar | CRWASF1 | 22 |  | 1.636 |  | 35.992 | 35.992 |  | Committed | SS | Sep 2021 | 2051 |  | Existing less Announced Withdrawal | Solar | 1520 |  | Nov 2021 | 2022-04-20 11:18
VIC1 | Project | Cranbourne BESS (Macquarie) | Macquarie Corporate Holdings Pty Ltd |  | Other | [5 empty] | 150 |  |  | Publicly Announced |  |  |  |  | Proposed | Battery Storage |  | V00035
VIC1 | Project | Cranbourne BESS (Maoneng) | Maoneng Australia Pty Ltd |  | Other | [5 empty] | 240 |  |  | Publicly Announced |  |  |  |  | Proposed | Battery Storage |  | V00014
NSW1 | Existing Plant | Crookwell | Blaney and Crookwell WindFarm Pty Ltd | Wind Turbine - Onshore | Wind |  | 8 |  | 0.6 |  | 4.8 | 4.8 |  | In Service | NS |  | 2028 |  | Existing less Announced Withdrawal | Wind | 1060 |  | Mar 2022 | 2022-04-19 14:02
NSW1 | Existing Plant | Crookwell 2 Wind Farm | Crookwell Development Pty Ltd | Wind Turbine - Onshore | Wind | CROOKWF2 | 28 |  | 3.43 |  | 96.04 | 96.04 |  | In Service | SS |  | 2043 |  | Existing less Announced Withdrawal | Wind | 1061 |  | Jun 2022 | 2022-06-30 13:26
NSW1 | Project | Crookwell 3 Wind Farm | Crookwell 3 Development Pty Ltd | Wind Turbine - Onshore | Wind |  | 23 |  | 3.83 |  | 88.09 | 88.09 | 0 | Publicly Announced | SS |  |  |  | Proposed | Wind | 1062 | N00041 | Apr 2021 | 2022-04-28 17:12
QLD1 | Project | Cross Roads Energy Solar Farm | Crossroads Energy Pty Ltd |  | Solar | [5 empty] | 650 |  |  | Publicly Announced |  |  |  |  | Proposed | Solar |  | Q00011
VIC1 | Existing Plant | Crowlands Wind Farm | Pacific Hydro Crowlands Pty Ltd | Wind Turbine - Onshore | Wind | CROWLWF1 | 39 |  | 2.05 |  | 79.95 | 79.95 |  | In Service | SS |  |  |  | Existing less Announced Withdrawal | Wind | 1566 |  | Jun 2022 | 2022-07-01 15:19
VIC1 | Existing Plant | Crown Melbourne | Crown Resorts | Reciprocating Engine - Spark ignition | Natural Gas Pipeline |  | 6 |  | 0.93 |  | 5.58 | 5.58 |  | In Service | NS |  |  |  | Existing less Announced Withdrawal | Gas other | 1354 |  |  | 2019-10-31 10:00
NSW1 | Existing Plant | Crudine Ridge Wind Farm | CRWF Nominees Pty Ltd as trustee of the CRWF Trust | Wind Turbine - Onshore | Wind | CRURWF1 | 37 |  | 3.83 |  | 141.71 | 141.71 |  | In Commissioning | SS | Jun 2022 | 2041 |  | Existing less Announced Withdrawal | Wind | 1281 |  | Mar 2022 | 2022-07-04 10:42
SA1 | Project | Crystal Brook Energy Park - BESS | Neoen Australia Pty Ltd | Storage - Battery | Other |  | 1 |  | 130 |  | 130 | 130 | 400 | Publicly Announced | S |  |  |  | Proposed | Battery Storage | 1953 | S00002 | Nov 2021 | 2022-04-28 15:26
SA1 | Project | Crystal Brook Energy Park - Solar | Neoen Australia Pty Ltd | Solar PV - Fixed | Solar |  | 1 | 100 | 150 | 100 | 150 | 100 - 150 |  | Publicly Announced | SS |  |  |  | Proposed | Solar | 1684 | S00002 | Apr 2021 | 2019-10-31 10:00
SA1 | Project | Crystal Brook Energy Park - Wind | Neoen Australia Pty Ltd | Wind Turbine - Onshore | Wind |  | 1 | 100 | 125 | 100 | 125 | 100 - 125 |  | Publicly Announced | SS |  |  |  | Proposed | Wind | 1685 | S00002 | Apr 2021 | 2019-10-31 10:00
NSW1 | Existing Plant | Cullerin Range Wind Farm | Cullerin Range Wind Farm Pty Ltd | Wind Turbine - Onshore | Wind | CULLRGWF | 15 |  | 2 |  | 30 | 30 |  | In Service | NS |  | 2038 |  | Existing less Announced Withdrawal | Wind | 1064 |  | Mar 2022 | 2022-04-14 15:37
SA1 | Project | Cultana Solar Farm | Cultana Solar Project Company Pty Ltd as trustee for the Cultana Solar Farm Trust | Solar PV - Single axis tracking | Solar |  | 104 |  | 3.437 |  | 357.448 | 357.448 |  | Publicly Announced | SS | Mar 2025 | 2054 |  | Proposed | Solar | 1886 |  | Jun 2022 | 2022-05-18 09:09
NSW1 | Project | Currawarra Solar Farm | RES Australia Pty Ltd | Solar PV - Fixed | Solar |  | 195 |  | 1 |  | 195 | 195 |  | Publicly Announced | SS |  |  |  | Proposed | Solar | 1622 |  | Apr 2021 | 2019-10-31 10:00
QLD1 | Existing Plant | Daandine Power Station | APT Petroleum Pipeline Holdings Pty Ltd. | Reciprocating Engine - Compression ignition | Coal Seam Methane |  | 11 |  | 3.013 |  | 33.143 | 33.143 |  | Withdrawn - Permanent | NS |  |  |  | Withdrawn | Gas other | 1248 |  | Mar 2022 | 2022-04-20 08:22
QLD1 | Project | Dalby Solar Farm | FRV Services Australia Pty Ltd | Solar PV - Fixed | Solar |  | 1 |  | 4.99 |  | 4.99 | 4.99 | 0 | Publicly Announced | NS |  |  |  | Proposed | Solar | 1412 |  | Apr 2021 | 2022-04-28 17:14
SA1 | Existing Plant | Dalrymple BESS | ElectraNet | Storage - Battery | Other | DALNTH01 | 12 |  | 2.5 |  | 30 | 30 | 8 | In Service | S |  | 2030 |  | Existing less Announced Withdrawal | Battery Storage | 1553 |  | Mar 2022 | 2022-04-20 11:22
QLD1 | Existing Plant | Darling Downs | Origin Energy Power Limited | Turbine - CCGT | Coal Seam Methane | DDPS1 | 1 |  | 280 |  | 280 | 280 |  | In Service | S |  | 2045 |  | Existing less Announced Withdrawal | CCGT | 1066 |  | Mar 2022 | 2022-04-14 15:52
QLD1 | Existing Plant | Darling Downs | Origin Energy Power Limited | Turbine - CCGT | Coal Seam Methane | DDPS1 | 3 |  | 121.5 |  | 364.5 | 364.5 |  | In Service | S |  | 2045 |  | Existing less Announced Withdrawal | CCGT | 1066 |  | Mar 2022 | 2022-04-14 15:52
QLD1 | Project | Darling Downs Battery | Origin Energy Electricity Limited | Storage - Battery | Other |  | 1 |  | 500 |  | 500 | 500 | 2000 | Publicly Announced | TBA |  |  |  | Proposed | Battery Storage | 1883 | Q00031 | Mar 2022 | 2022-04-20 16:04
QLD1 | Existing Plant | Darling Downs Solar Farm | Darling Downs Solar Farm Pty Ltd | Solar PV - Fixed | Solar | DDSF1 | 44 |  | 2.75 |  | 121 | 121 |  | In Service | SS |  | 2036 |  | Existing less Announced Withdrawal | Solar | 1545 |  | Mar 2022 | 2022-04-21 15:50
NSW1 | Project | Darlington Point BESS | Risen Energy |  | Other | [5 empty] | 300 |  |  | Publicly Announced |  |  |  |  | Proposed | Battery Storage | 1941 | N00053
NSW1 | Project | Darlington Point Energy Storage System | Edify Energy Pty Ltd | Storage - Battery | Other |  | 1 |  | 25 |  | 25 | 25 | 50 | Anticipated | S | Jul 2023 | 2051 |  | Anticipated | Battery Storage | 2019 | N00021 | Jun 2022 | 2022-06-30 12:39
NSW1 | Existing Plant | Darlington Point Solar Farm | Darlington Point Solar Farm Pty Ltd | Solar PV - Single axis tracking | Solar | DARLSF1 | 108 |  | 2.546 |  | 274.968 | 274.968 |  | In Service | SS |  | 2055 |  | Existing less Announced Withdrawal | Solar | 1518 |  | Mar 2022 | 2022-04-20 11:17
VIC1 | Project | Darlington Wind Farm | Global Power Generation Australia Pty Ltd | Wind Turbine - Onshore | Other |  | 70 |  | 0 |  | 0 | 0 |  | Publicly Announced | SS | Oct 2022 |  |  | Proposed | Wind | 1067 | V00039 |  | 2019-10-31 10:00
NSW1 | Project | Daroobalgie Solar Farm | Pacific Hydro Australia Developments Pty Ltd | Solar PV - Single axis tracking | Solar |  | 32 | 2.5 | 3.125 | 80 | 100 | 80 - 100 | 0 | Publicly Announced | SS |  |  |  | Proposed | Solar | 1570 |  |  | 2022-04-28 15:20
NSW1 | Project | Daroobalgie Solar Farm | Pacific Hydro Pty Ltd |  | Other | [5 empty] | 40 |  |  | Publicly Announced |  |  |  |  | Proposed | Battery Storage |  | N00034
VIC1 | Existing Plant | Dartmouth | AGL Hydro Partnership | Hydro - Dam | Water | DARTM1 | 1 |  | 185 |  | 185 | 185 |  | In Service | S |  | 2057 |  | Existing less Announced Withdrawal | Water | 1068 |  | Mar 2022 | 2022-04-14 15:55
QLD1 | Existing Plant | Daydream Solar Farm | The Daydream Solar Farm Trust | Solar PV - Single axis tracking | Solar | DAYDSF1 | 61 |  | 2.75 |  | 167.75 | 167.75 |  | In Service | SS |  | 2048 |  | Existing less Announced Withdrawal | Solar | 1516 |  | Mar 2022 | 2022-04-20 11:15
NSW1 | Existing Plant | De Bortoli Wines | TBA | Solar PV - Fixed | Solar |  | 1 |  | 0.23 |  | 0.23 | 0.23 |  | In Service | NS |  |  |  | Existing less Announced Withdrawal | Solar | 12 |  |  | 2018-07-31
VIC1 | Project | Dederang BESS | Equis Energy | Storage | Other |  | 90 |  |  |  | 200 |  |  | Publicly Announced |  |  |  |  | Proposed | Battery Storage |  | V00069
VIC1 | Project | Deer Park BESS | Total Eren | Storage - Battery | Other |  | 1 |  | 50 |  | 50 | 50 | 100 | Publicly Announced | S |  |  |  | Proposed | Battery Storage | 1923 | V00021 | Sep 2021 | 2022-04-28 14:57
VIC1 | Project | Delburn Wind Farm | Delburn Wind Farm Pty Ltd | Wind Turbine - Onshore | Wind |  | 33 | 6.2 | 6.6 | 204.6 | 217.8 | 204.6 - 217.8 | 0 | Publicly Announced | SS |  | 2054 |  | Proposed | Wind | 1949 |  | Sep 2021 | 2022-04-28 15:21
TAS1 | Project | Derwent Valley Wind Farm | West Coast Renewable Energy |  | Wind | [5 empty] | 150 |  |  | Publicly Announced |  |  |  |  | Proposed | Wind |  | T00012
TAS1 | Existing Plant | Devils Gate | Hydro-Electric Corporation | Hydro - Dam | Water | DEVILS_G | 1 |  | 60 |  | 60 | 60 |  | In Service | S |  | 2100 |  | Existing less Announced Withdrawal | Water | 1069 |  | Mar 2022 | 2022-04-27 08:51
NSW1 | Existing Plant | DHL6 Solar Horsley Park | TBA | Solar PV - Fixed | Solar |  | 1 |  | 0.1 |  | 0.1 | 0.1 |  | In Service | NS |  |  |  | Existing less Announced Withdrawal | Solar | 13 |  |  | 2018-07-31
VIC1 | Project | Diapur Wind Farm | Diapur Wind Farm Pty Ltd | Wind Turbine - Onshore | Wind |  | 2 |  | 4 |  | 8 | 8 | 0 | Committed | NS | Oct 2021 |  |  | Committed | Wind | 1496 |  | Jun 2022 | 2022-07-01 10:27
NSW1 | Project | Dinawan Energy Hub | Spark Renewables Pty Ltd | Wind Turbine - Onshore | Wind |  | 170 | 6 | 10 | 1020 | 1700 | 1020 - 1700 | 0 | Publicly Announced | SS |  | 2057 |  | Proposed | Wind | 1924 |  | Sep 2021 | 2021-10-19 08:29
QLD1 | Project | Dingo Solar Farm | ESCO Pacific | Solar PV - Single axis tracking | Solar |  | 1 | [6 empty] | Publicly Announced | SS |  |  |  | Proposed | Solar | 1671 |  | Apr 2021 | 2019-10-31 10:00
NSW1 | Project | Donnybrook project | Neoen Australia Pty Ltd |  | Wind Turbine |  | 24 |  | 6 |  | 144 | 144 |  | Publicly Announced |  |  |  |  | Proposed | Wind |  | N00083
NSW1 | Existing Plant | Drayton's Family Wines Solar | TBA | Solar PV - Fixed | Solar |  | 1 |  | 0.2 |  | 0.2 | 0.2 |  | In Service | NS |  |  |  | Existing less Announced Withdrawal | Solar | 14 |  |  | 2018-07-31
SA1 | Existing Plant | Dry Creek GT | Synergen Power Pty Ltd | Turbine - OCGT | Natural Gas Pipeline | DRYCGT1 | 1 |  | 52 |  | 52 | 52 |  | In Service | S |  | 2030 |  | Existing less Announced Withdrawal | OCGT | 1070 |  | Mar 2022 | 2022-04-14 16:01
SA1 | Existing Plant | Dry Creek GT | Synergen Power Pty Ltd | Turbine - OCGT | Natural Gas Pipeline | DRYCGT2 | 1 |  | 52 |  | 52 | 52 |  | In Service | S |  | 2030 |  | Existing less Announced Withdrawal | OCGT | 1070 |  | Mar 2022 | 2022-04-14 16:01
SA1 | Existing Plant | Dry Creek GT | Synergen Power Pty Ltd | Turbine - OCGT | Natural Gas Pipeline | DRYCGT3 | 1 |  | 52 |  | 52 | 52 |  | In Service | S |  | 2030 |  | Existing less Announced Withdrawal | OCGT | 1070 |  | Mar 2022 | 2022-04-14 16:01
QLD1 | Project | Dulacca Solar Farm | juwi Renewable Energy Pty Ltd | Solar PV - Single axis tracking | Solar |  | 28 |  | 3 |  | 84 | 84 |  | Publicly Announced | SS |  |  |  | Proposed | Solar | 1855 |  |  | 2020-05-14 23:35
QLD1 | Project | Dulacca Wind Farm | Dulacca Energy Project Co Pty Ltd | Wind Turbine - Onshore | Wind |  | 43 |  | 4.023 |  | 172.989 | 172.989 |  | Committed | SS | Aug 2023 | 2053 |  | Committed | Wind | 1706 |  | Jun 2022 | 2022-07-04 15:42
NSW1 | Project | Dumaresq Solar Farm | Dumaresq Solar Farm Pty Limited | Solar PV - Single axis tracking | Solar |  | 1 |  | 190 |  | 190 | 190 | 0 | Publicly Announced | SS |  |  |  | Proposed | Solar | 1907 | N00005 | Nov 2021 | 2022-04-28 15:33
QLD1 | Existing Plant | Dunblane Solar Farm | Dunblane Solar Pty Ltd | Solar PV - Fixed | Solar |  | 4 |  | 1.8 |  | 7.2 | 7.2 | 0 | In Service | NS |  |  |  | Existing less Announced Withdrawal | Solar | 1429 |  | Apr 2021 | 2022-04-28 15:19
VIC1 | Existing Plant | Dundonnell Wind Farm | Tilt Renewables | Wind Turbine - Onshore | Wind | DUNDWF1 | 40 |  | 4.2 |  | 168 | 168 |  | In Commissioning | SS | Mar 2022 | 2045 |  | Existing less Announced Withdrawal | Wind | 1303 |  | Mar 2022 | 2022-04-20 16:42
VIC1 | Existing Plant | Dundonnell Wind Farm | Tilt Renewables | Wind Turbine - Onshore | Wind | DUNDWF2 | 11 |  | 4.2 |  | 46.2 | 46.2 |  | In Commissioning | SS | Mar 2022 | 2045 |  | Existing less Announced Withdrawal | Wind | 1303 |  | Mar 2022 | 2022-04-20 16:42
VIC1 | Existing Plant | Dundonnell Wind Farm | Tilt Renewables | Wind Turbine - Onshore | Wind | DUNDWF3 | 29 |  | 4.2 |  | 121.8 | 121.8 |  | In Commissioning | SS | Mar 2022 | 2045 |  | Existing less Announced Withdrawal | Wind | 1303 |  | Mar 2022 | 2022-04-20 16:42
NSW1 | Project | Dunedoo Solar Farm | ib vogt GmbH / Sun Spot 4 | Solar PV - Single axis tracking | Solar |  | 1 |  | 55 |  | 55 | 55 | 0 | Publicly Announced | SS |  |  |  | Proposed | Solar | 1632 |  | Apr 2021 | 2022-04-28 17:09
NSW1 | Project | Dungowan 3,000 MWH PHES | Walcha Energy Pty Ltd | Storage - Pumped hydro | Water |  | 1 |  | 0 |  | 0 | 0 | 0 | Publicly Announced | SS |  |  |  | Proposed | Water | 1926 | N00075 |  | 2022-06-09 14:26
QLD1 | Project | Dysart Solar Farm RED | Tilt Renewables Australia Pty Ltd | Solar PV - Fixed | Solar |  | 100 |  | 1 |  | 100 | 100 |  | Publicly Announced | SS |  |  |  | Proposed | Solar | 1627 |  | Mar 2022 | 2022-04-20 12:55
NSW1 | Existing Plant | Earthpower Technologies Sydney | Earthpower Technologies Sydney | Reciprocating Engine - Spark ignition | Other |  | 1 |  | 3.9 |  | 3.9 | 3.9 | 0 | In Service | NS |  |  |  | Existing less Announced Withdrawal | Other | 1438 |  | Apr 2021 | 2022-04-28 14:54
VIC1 | Project | East Shepparton Renewable Energy Hub | Equis Energy |  | Solar |  |  |  | 115 |  | 115 |  |  | Publicly Announced |  |  |  |  | Proposed | Solar |  | V00066
VIC1 | Project | East Shepparton Renewable Energy Hub | Equis Energy | Storage - Battery | Other | [8 empty] | Publicly Announced |  |  |  |  | Proposed | Battery Storage |  | V00066
NSW1 | Existing Plant | Eastern Creek | EDL LFG NSW Pty Ltd | Reciprocating Engine - Spark ignition | Landfill Gas | EASTCRK | 4 |  | 1.264 |  | 5.056 | 5.056 |  | In Service | NS |  | 2025 |  | Existing less Announced Withdrawal | Biomass | 1328 |  | Mar 2022 | 2022-04-20 09:19
NSW1 | Existing Plant | Eastern Creek 2 Gas Utilisation Facility | LMS Energy Pty Ltd | Reciprocating Engine - Spark ignition | Landfill Gas |  | 6 |  | 1.123 |  | 6.738 | 6.738 |  | In Service | NS |  | 2042 |  | Existing less Announced Withdrawal | Biomass | 1071 |  | Apr 2021 | 2022-06-20 11:10
NSW1 | Project | Eden Offshore Wind Farm | OceanEx Energy | Wind Turbine - Offshore | Wind |  | 1 |  | 2000 |  | 2000 | 2000 |  | Publicly Announced | SS | Jan 2034 |  |  | Proposed | Wind | 2026 |  |  | 2022-06-09 12:54
QLD1 | Project | Edenvale Solar Park | Edenvale Solar Park Pty Ltd | Solar PV - Single axis tracking | Solar |  | 1 |  | 180 |  | 180 | 180 |  | Committed | SS | Feb 2024 | 2053 |  | Committed | Solar | 1902 |  | Jun 2022 | 2022-07-04 12:29
NSW1 | Project | Eglington Solar Farm | Neoen Australia Pty Ltd |  | Solar | [5 empty] | 250 |  |  | Publicly Announced |  |  |  |  | Proposed | Solar | 1965 | N00020
VIC1 | Existing Plant | Eildon | AGL Hydro Partnership | Hydro - Dam | Water | EILDON1 | 1 |  | 7.5 |  | 7.5 | 7.5 |  | In Service | S |  | 2057 |  | Existing less Announced Withdrawal | Water | 1072 |  | Mar 2022 | 2022-04-14 16:03
VIC1 | Existing Plant | Eildon | AGL Hydro Partnership | Hydro - Dam | Water | EILDON1 | 1 |  | 60 |  | 60 | 60 |  | In Service | S |  | 2057 |  | Existing less Announced Withdrawal | Water | 1072 |  | Mar 2022 | 2022-04-14 16:03
VIC1 | Existing Plant | Eildon | AGL Hydro Partnership | Hydro - Dam | Water | EILDON2 | 1 |  | 7.5 |  | 7.5 | 7.5 |  | In Service | S |  | 2057 |  | Existing less Announced Withdrawal | Water | 1072 |  | Mar 2022 | 2022-04-14 16:03
VIC1 | Existing Plant | Eildon | AGL Hydro Partnership | Hydro - Dam | Water | EILDON2 | 1 |  | 60 |  | 60 | 60 |  | In Service | S |  | 2057 |  | Existing less Announced Withdrawal | Water | 1072 |  | Mar 2022 | 2022-04-14 16:03
VIC1 | Existing Plant | Eildon Pondage Power Station (EPPS) | Pacific Hydro Investments Pty Ltd | Hydro - Run of River | Water | EILDON3 | 1 |  | 4.5 |  | 4.5 | 4.5 |  | In Service | NS |  |  |  | Existing less Announced Withdrawal | Water | 1073 |  | Apr 2021 | 2020-08-26 10:08
QLD1 | Project | EIWA Bundaberg Solar Farm | EIWA Bundaberg Solar Pty Ltd | Solar PV - Fixed | Solar |  | 1 |  | 78 |  | 78 | 78 | 0 | Publicly Announced | SS |  |  |  | Proposed | Solar | 1711 |  | Jun 2022 | 2022-06-29 12:25
VIC1 | Project | Elaine Battery Energy Storage System | Acenergy Pty Ltd on behalf of Energy Storage Project No 3 Pty Ltd |  | Other | [5 empty] | 300 |  |  | Publicly Announced |  |  |  |  | Proposed | Battery Storage |  | V00011
VIC1 | Project | Elaine Solar Farm & BESS Hybrid | Elgin Energy Pty Ltd | Solar PV | Solar |  | 40 |  | 176 |  | 150 |  |  | Publicly Announced |  |  |  |  | Proposed | Solar |  | V00080
VIC1 | Existing Plant | Elaine Wind Farm | Northleaf /InfraRed/Macquarie Capital | Wind Turbine - Onshore | Wind | ELAINWF1 | 22 |  | 3.8 |  | 83.6 | 83.6 |  | In Service | SS |  | 2049 |  | Existing less Announced Withdrawal | Wind | 1113 |  | May 2022 | 2022-05-12 10:26
QLD1 | Existing Plant | Emerald Solar Park | Lighthouse Infrastructure Management Limited | Solar PV - Single axis tracking | Solar | EMERASF1 | 32 |  | 2.25 |  | 72 | 72 |  | In Service | SS |  | 2048 |  | Existing less Announced Withdrawal | Solar | 1443 |  | May 2022 | 2022-05-12 10:45
SA1 | Project | Emeroo BESS (Bungala) | Enel Green Power Australia Pty Ltd |  | Storage | [5 empty] | 60 |  |  | Publicly Announced |  |  |  |  | Proposed | Battery Storage |  | S00026
VIC1 | Existing Plant | Epworth Hospital - East Melbourne - Freemasons | Epworth Hospital Ltd | Reciprocating Engine - Compression ignition | Diesel |  | 2 |  | 0.88 |  | 1.76 | 1.76 |  | In Service | NS |  |  |  | Existing less Announced Withdrawal | Other | 1994 |  |  | 2022-01-07 09:20
VIC1 | Existing Plant | Epworth Hospital - Geelong - Waurn Ponds | Epworth Hospital Ltd | Reciprocating Engine - Compression ignition | Diesel |  | 2 |  | 1.5 |  | 3 | 3 |  | In Service | NS |  |  |  | Existing less Announced Withdrawal | Other | 1858 |  |  | 2021-05-25 13:55
NSW1 | Existing Plant | Eraring | Origin Energy Eraring Pty Ltd | Turbine - Steam Sub Critical | Black Coal | ER01 | 1 |  | 720 |  | 720 | 720 |  | In Service - Announced Withdrawal (Permanent) | S |  | 2025 | 2025-08-19 | Announced Withdrawal | Coal | 1074 |  | Mar 2022 | 2022-04-14 16:08
NSW1 | Existing Plant | Eraring | Origin Energy Eraring Pty Ltd | Turbine - Steam Sub Critical | Black Coal | ER02 | 1 |  | 720 |  | 720 | 720 |  | In Service - Announced Withdrawal (Permanent) | S |  | 2025 | 2025-08-19 | Announced Withdrawal | Coal | 1074 |  | Mar 2022 | 2022-04-14 16:08
NSW1 | Existing Plant | Eraring | Origin Energy Eraring Pty Ltd | Turbine - Steam Sub Critical | Black Coal | ER03 | 1 |  | 720 |  | 720 | 720 |  | In Service - Announced Withdrawal (Permanent) | S |  | 2025 | 2025-08-19 | Announced Withdrawal | Coal | 1074 |  | Mar 2022 | 2022-04-14 16:08
NSW1 | Existing Plant | Eraring | Origin Energy Eraring Pty Ltd | Turbine - Steam Sub Critical | Black Coal | ER04 | 1 |  | 720 |  | 720 | 720 |  | In Service - Announced Withdrawal (Permanent) | S |  | 2025 | 2025-08-19 | Announced Withdrawal | Coal | 1074 |  | Mar 2022 | 2022-04-14 16:08
NSW1 | Project | Eraring Big Battery – Stage 1 | Origin Energy Electricity Limited | Storage - Battery | Other |  | 1 |  | 460 |  | 460 | 460 | 920 | Publicly Announced | S | Nov 2023 |  |  | Proposed | Battery Storage | 1870 | N00043 | Mar 2022 | 2022-04-20 07:50
NSW1 | Project | Eraring Big Battery – Stage 2 | Origin Energy Electricity Limited | Storage - Battery | Other |  | 1 |  | 240 |  | 240 | 240 | 480 | Publicly Announced | S |  |  |  | Proposed | Battery Storage | 1870 | N00043 | Mar 2022 | 2022-04-20 07:50
NSW1 | Project | Eraring Big Battery – Stage 3 | Origin Energy Electricity Limited | Storage - Battery | Other |  | 1 |  | 0 |  | 0 | 0 | 1400 | Publicly Announced | S |  |  |  | Proposed | Battery Storage | 1870 | N00043 | Mar 2022 | 2022-04-20 07:50
NSW1 | Existing Plant | Eraring GT | Origin Energy Eraring Pty Ltd | Turbine - OCGT | Diesel | ERGT01 | 1 |  | 41.5 |  | 41.5 | 41.5 |  | In Service | NS |  | 2032 |  | Existing less Announced Withdrawal | OCGT | 1075 |  | Mar 2022 | 2022-04-21 15:38
NSW1 | Existing Plant | Erskine Park | Cogent Energy Pty Ltd | Reciprocating Engine - Compression ignition | Natural Gas Pipeline |  | 1 |  | 0.386 |  | 0.386 | 0.386 |  | In Service | NS |  |  |  | Existing less Announced Withdrawal | Gas other | 1363 |  | Mar 2022 | 2021-03-18 18:37
SA1 | Project | Exmoor | Acciona Energy | Wind Turbine - Onshore | Wind |  | 48 |  | 3 |  | 144 | 144 | 0 | Publicly Announced | SS |  |  |  | Proposed | Wind | 1304 |  | Apr 2021 | 2022-07-05 11:19
VIC1 | Project | Ferguson South Wind Farm | Ferguson Wind Farm Pty Ltd | Wind Turbine - Onshore | Wind |  | 2 |  | 4 |  | 8 | 8 |  | Publicly Announced | NS |  |  |  | Proposed | Wind | 1872 |  |  | 2021-01-20 19:31
VIC1 | Existing Plant | Ferguson Wind Farm | Ferguson Wind Farm Pty Ltd | Wind Turbine - Onshore | Wind | FNWF1 | 3 |  | 4 |  | 12 | 12 | 0 | In Service | NS |  |  |  | Existing less Announced Withdrawal | Wind | 1649 |  | Apr 2021 | 2022-04-28 15:14
NSW1 | Existing Plant | Finley Solar Farm | Finley Solar Farm Pty Ltd as The trustee for Finley Solar Trust | Solar PV - Single axis tracking | Solar | FINLYSF1 | 99 |  | 1.64 |  | 162.36 | 162.36 | 0 | In Service | SS |  | 2049 |  | Existing less Announced Withdrawal | Solar | 1680 |  | May 2022 | 2022-05-19 08:02
NSW1 | Project | Finley Solar Project | Vena Energy | Solar PV - Fixed | Solar |  | 1 |  | 190 |  | 190 | 190 |  | Publicly Announced | SS |  |  |  | Proposed | Solar | 1579 |  | Mar 2022 | 2022-04-20 11:32
TAS1 | Existing Plant | Fisher | Hydro-Electric Corporation | Hydro - Dam | Water | FISHER | 1 |  | 43.2 |  | 43.2 | 43.2 |  | In Service | S |  | 2100 |  | Existing less Announced Withdrawal | Water | 1076 |  | Mar 2022 | 2022-04-19 14:08
VIC1 | Existing Plant | Flavorite Marketing | TBA | Solar PV - Fixed | Solar |  | 1 |  | 0.149 |  | 0.1494 | 0.1494 |  | In Service | NS |  |  |  | Existing less Announced Withdrawal | Solar | 52 |  |  | 2018-07-31
NSW1 | Project | Flyers Creek Wind Farm | Flyers Creek Wind Farm Pty Ltd | Wind Turbine - Onshore | Wind |  | 38 |  | 3.83 |  | 145.54 | 145.54 |  | Publicly Announced | SS |  |  |  | Proposed | Wind | 1268 |  | Jun 2022 | 2022-07-01 10:14
NSW1 | Project | Forbes Solar Farm | Forbes Solar Farm Pty Ltd |  | Solar | [5 empty] | 120 |  |  | Publicly Announced |  |  |  |  | Proposed | Solar |  | N00060
QLD1 | Project | Forsayth Wind Farm | Forsayth Wind Farm Pty Ltd | Wind Turbine - Onshore | Wind |  | 30 | 2.5 | 5.5 | 75 | 165 | 75 - 165 |  | Publicly Announced | SS |  |  |  | Proposed | Wind | 1279 |  | Mar 2022 | 2022-04-20 11:40
VIC1 | Project | Fosterville SF and BESS | FRV Services Australia Pty Ltd | Solar PV | Solar |  | 20 |  |  |  | 80 |  |  | Publicly Announced |  |  |  |  | Proposed | Solar |  | V00073
VIC1 | Project | Fosterville SF and BESS | FRV Services Australia Pty Ltd | Storage | Other |  | 30 |  |  |  | 120 |  |  | Publicly Announced |  |  |  |  | Proposed | Battery Storage |  | V00073
QLD1 | Existing Plant | FPC Green Energy | FPC 30 Limited as Trustee for FPC Green Fund Trust | Turbine - Steam Sub Critical | Green and air dried wood |  | 1 |  | 30 |  | 30 | 30 |  | In Service | NS |  |  |  | Existing less Announced Withdrawal | Biomass | 1 |  |  | 2018-07-31
QLD1 | Existing Plant | Fraser Coast Community Solar Farm | Wide Bay Water Corporation | Solar PV - Fixed | Solar |  | 1 |  | 0.401 |  | 0.401 | 0.401 |  | In Service | NS |  |  |  | Existing less Announced Withdrawal | Solar | 1309 |  | Apr 2021 | 2019-10-31 10:00
QLD1 | Project | Fraser Coast Solar Park | FRASER COAST SOLAR PARK PTY LTD | Solar PV - Single axis tracking | Solar |  | 1 |  | 350 |  | 350 | 350 | 0 | Publicly Announced | SS |  | 2054 |  | Proposed | Solar | 1419 |  | Jun 2021 | 2022-06-29 12:29
VIC1 | Project | Frasers Solar Farm | Frasers Lane Development Pty Ltd | Solar PV - Single axis tracking | Solar |  | 1 |  | 77 |  | 77 | 77 | 0 | Publicly Announced | SS |  | 2054 |  | Proposed | Solar | 1971 |  | Nov 2021 | 2022-04-28 14:58
VIC1 | Project | Fulham Solar Farm | Fulham Solar Farm Pty Ltd | Solar PV - Single axis tracking | Solar |  | 1 |  | 80 |  | 80 | 80 | 0 | Publicly Announced | SS |  |  |  | Proposed | Solar | 1977 |  |  | 2022-04-28 15:21
QLD1 | Existing Plant | Gangarri Solar Farm | Shell New Energies Australia Pty Ltd | Solar PV - Single axis tracking | Solar | GANGARR1 | 54 |  | 3 |  | 162 | 162 |  | In Commissioning | SS | Oct 2022 | 2051 |  | Existing less Announced Withdrawal | Solar | 1538 |  | Jun 2022 | 2022-07-01 15:32
VIC1 | Existing Plant | Gannawarra Energy Storage System | GESS ProjectCo | Storage - Battery | Other | GANNBG1 | 1 |  | 25.33 |  | 25.33 | 25.33 | 50 | In Service | S |  | 2033 |  | Existing less Announced Withdrawal | Battery Storage | 1470 |  | Mar 2022 | 2022-07-04 13:34
VIC1 | Existing Plant | Gannawarra Solar Farm | Gannawarra Solar Farm Pty Ltd | Solar PV - Single axis tracking | Solar | GANNSF1 | 22 |  | 2.5 |  | 55 | 55 |  | In Service | SS |  | 2048 |  | Existing less Announced Withdrawal | Solar | 1396 |  | Mar 2022 | 2022-04-20 10:28
TAS1 | Project | George Town Battery System | Hydro Tasmania Pty ltd |  | Storage |  | 1 |  | 70 |  | 70 | 70 |  | Publicly Announced |  |  |  |  | Proposed | Battery Storage |  | T00016
TAS1 | Project | George Town Solar | Epuron Projects Pty Ltd | Solar PV - Single axis tracking | Solar |  | 2 |  | 2.5 |  | 5 | 5 |  | Publicly Announced | NS |  |  |  | Proposed | Solar | 1489 |  | Apr 2021 | 2019-10-31 10:00
TAS1 | Project | George Town Solar Farm | Sun Spot 9 Pty Ltd |  | Solar PV |  | 130 |  | 358 |  | 358 |  |  | Publicly Announced |  |  |  |  | Proposed | Solar |  | T00017
TAS1 | Project | George Town Wind Farm | West Coast Renewables |  | Wind | [5 empty] | 232 |  |  | Publicly Announced |  |  |  |  | Proposed | Wind |  | T00008
SA1 | Project | Geranium Plains Solar and BESS | Risen Energy (Australia) Pty Ltd |  | Other | [5 empty] | 150 |  |  | Publicly Announced |  |  |  |  | Proposed | Battery Storage | 1943 | S00018
SA1 | Project | Geranium Plains Solar and BESS | Risen Energy (Australia) Pty Ltd |  | Solar | [5 empty] | 250 |  |  | Publicly Announced |  |  |  |  | Proposed | Solar | 1943 | S00018
QLD1 | Existing Plant | German Creek | EDL CSM Qld Pty Ltd | Reciprocating Engine - Spark ignition | Waste Coal Mine Gas | GERMCRK | 4 |  | 3.3 |  | 13.2 | 13.2 |  | In Service | NS |  | 2036 |  | Existing less Announced Withdrawal | Gas other | 1325 |  | Mar 2022 | 2022-04-20 09:15
QLD1 | Existing Plant | German Creek | EDL CSM Qld Pty Ltd | Reciprocating Engine - Spark ignition | Waste Coal Mine Gas | GERMCRK | 16 |  | 1.988 |  | 31.808 | 31.808 |  | In Service | NS |  | 2036 |  | Existing less Announced Withdrawal | Gas other | 1325 |  | Mar 2022 | 2022-04-20 09:15
NSW1 | Project | Gidginbung | Epho | Solar PV - Fixed | Solar |  | 1 |  | 15 |  | 15 | 15 |  | Publicly Announced | NS |  |  |  | Proposed | Solar | 1457 |  | Apr 2021 | 2019-10-31 10:00
NSW1 | Project | Gilgandra Solar Farm | Gilgandra Solar Pty Ltd | Solar PV - Fixed | Solar |  | 1 | 50 | 60 | 50 | 60 | 50 - 60 | 0 | Publicly Announced | SS |  | 2051 |  | Proposed | Solar | 1421
VIC1 | Project | Girgarre Solar Farm | Leeson Group | TBA - TBA | Solar |  | 1 |  | 118 |  | 118 | 118 |  | Publicly Announced | SS |  |  |  | Proposed | Solar | 122 |  |  | 2018-07-31
QLD1 | Existing Plant | Gladstone | Gladstone Power Station Participants | Turbine - Steam Sub Critical | Black Coal | GSTONE1 | 1 |  | 280 |  | 280 | 280 |  | In Service | S |  | 2035 |  | Existing less Announced Withdrawal | Coal | 1077 |  | Mar 2022 | 2022-06-20 11:12
QLD1 | Existing Plant | Gladstone | Gladstone Power Station Participants | Turbine - Steam Sub Critical | Black Coal | GSTONE2 | 1 |  | 280 |  | 280 | 280 |  | In Service | S |  | 2035 |  | Existing less Announced Withdrawal | Coal | 1077 |  | Mar 2022 | 2022-06-20 11:12
QLD1 | Existing Plant | Gladstone | Gladstone Power Station Participants | Turbine - Steam Sub Critical | Black Coal | GSTONE3 | 1 |  | 280 |  | 280 | 280 |  | In Service | S |  | 2035 |  | Existing less Announced Withdrawal | Coal | 1077 |  | Mar 2022 | 2022-06-20 11:12
QLD1 | Existing Plant | Gladstone | Gladstone Power Station Participants | Turbine - Steam Sub Critical | Black Coal | GSTONE4 | 1 |  | 280 |  | 280 | 280 |  | In Service | S |  | 2035 |  | Existing less Announced Withdrawal | Coal | 1077 |  | Mar 2022 | 2022-06-20 11:12
QLD1 | Existing Plant | Gladstone | Gladstone Power Station Participants | Turbine - Steam Sub Critical | Black Coal | GSTONE5 | 1 |  | 280 |  | 280 | 280 |  | In Service | S |  | 2035 |  | Existing less Announced Withdrawal | Coal | 1077 |  | Mar 2022 | 2022-06-20 11:12
QLD1 | Existing Plant | Gladstone | Gladstone Power Station Participants | Turbine - Steam Sub Critical | Black Coal | GSTONE6 | 1 |  | 280 |  | 280 | 280 |  | In Service | S |  | 2035 |  | Existing less Announced Withdrawal | Coal | 1077 |  | Mar 2022 | 2022-06-20 11:12
NSW1 | Project | Glen Innes Wind Farm | Glen Innes WindPower Pty Ltd | Wind Turbine - Onshore | Wind |  | 25 |  | 3.6 |  | 90 | 90 | 0 | Publicly Announced | SS |  |  |  | Proposed | Wind | 1080 |  | Apr 2021 | 2022-04-28 15:21
NSW1 | Existing Plant | Glenbawn | AGL | Hydro - Dam | Water |  | 1 |  | 5 |  | 5 | 5 |  | In Service | NS |  |  |  | Existing less Announced Withdrawal | Water | 1078 |  | Mar 2022 | 2022-04-14 16:12
VIC1 | Project | Glenbrae BESS | ACEnergy | Storage - Battery | Other | [5 empty] | 250 |  |  | Publicly Announced |  |  |  |  | Proposed | Battery Storage |  | V00065
NSW1 | Project | Glenellen Solar Farm | Glenellen Solar Farm Pty Ltd |  | Solar | [5 empty] | 200 |  |  | Publicly Announced |  |  |  |  | Proposed | Solar |  | N00012
VIC1 | Existing Plant | Glenmaggie Hydro | Pacific Hydro Investments Pty Ltd | Hydro - Dam | Water | GLENMAG1 | 1 |  | 1.9 |  | 1.9 | 1.9 |  | In Service | NS |  |  |  | Existing less Announced Withdrawal | Water | 1079 |  | Apr 2021 | 2020-06-17
NSW1 | Existing Plant | Glennies Creek | EDL OCI Pty Ltd | Reciprocating Engine - Spark ignition | Waste Coal Mine Gas | GLENNCRK | 12 |  | 1.065 |  | 12.78 | 12.78 |  | In Service | NS |  | 2027 |  | Existing less Announced Withdrawal | Gas other | 1360 |  | Mar 2022 | 2022-04-20 09:26
TAS1 | Existing Plant | Glenorchy | Sustainable Energy Infrastructure Trust | Reciprocating Engine - Spark ignition | Landfill Gas |  | 2 |  | 1.69 |  | 3.38 | 3.38 |  | In Service | NS |  | 2100 |  | Existing less Announced Withdrawal | Biomass | 1315 |  | Mar 2022 | 2022-04-20 09:09
VIC1 | Project | Glenrowan Solar Farm | ESCO Pacific | Solar PV - Fixed | Solar |  | 140 |  | 1 |  | 140 | 140 |  | Publicly Announced | SS |  |  |  | Proposed | Solar | 1623 |  | Jun 2022 | 2022-07-06 10:06
VIC1 | Existing Plant | Glenrowan West Solar Farm | Glenrowan Sun Farm Pty Ltd | Solar PV - Single axis tracking | Solar | GLRWNSF1 | 48 |  | 2.75 |  | 132 | 132 | 0 | In Service | SS |  | 2051 |  | Existing less Announced Withdrawal | Solar | 1541 |  | May 2022 | 2022-05-18 08:36
VIC1 | Project | Gnarwarre BESS Facility | ACEnergy Pty Ltd | Storage - Battery | Other |  | 100 |  | 2.9 |  | 290 | 290 | 550 | Publicly Announced | S |  |  |  | Proposed | Battery Storage | 1912 | V00033 | Jun 2021 | 2022-04-28 15:08
SA1 | Project | Goat Hill Pumped Hydro | Altura Group | Storage - Pumped hydro | Water |  | 1 |  | 230 |  | 230 | 230 | 1840 | Publicly Announced | S |  |  |  | Proposed | Water | 1491 |  | Mar 2022 | 2022-04-21 09:37
VIC1 | Project | Golden Plains Wind Farm East | Golden Plains Wind Farm Management Pty Ltd | Wind Turbine - Onshore | Wind |  | 122 |  | 6.2 |  | 756.4 | 756.4 |  | Publicly Announced | SS |  | 2053 |  | Proposed | Wind | 1487 | V00061 | May 2022 | 2022-05-18 08:17
VIC1 | Project | Golden Plains Wind Farm West | WestWind Energy | Wind Turbine - Onshore | Wind |  | 93 |  | 6.2 |  | 576.6 | 576.6 |  | Publicly Announced | SS |  | 2054 |  | Proposed | Wind | 1990 | V00004 |  | 2022-05-18 09:07
NSW1 | Project | Goldwind battery | Goldwind | Storage - Battery | Other |  | 1 |  | 12 |  | 12 | 12 | 6.66 | Publicly Announced | TBA |  |  |  | Proposed | Battery Storage | 1891 |  | Apr 2021 | 2022-04-28 17:11
NSW1 | Project | Goldwind reciprocating engine | Goldwind | Reciprocating Engine - Compression ignition | Natural Gas |  | 1 |  | 72 |  | 72 | 72 | 0 | Publicly Announced | TBA |  |  |  | Proposed | Gas other | 1892 |  | Apr 2021 | 2022-04-28 17:11
NSW1 | Existing Plant | Goonumbla Solar Farm | Goonumbla Asset Co Pty Ltd as trustee for the Goonumbla Asset Trust | Solar PV - Single axis tracking | Solar | GOONSF1 | 31 |  | 2.25 |  | 69.75 | 69.75 |  | In Service | SS |  | 2050 |  | Existing less Announced Withdrawal | Solar | 1400 |  | Mar 2022 | 2022-04-20 10:29
VIC1 | Project | Goorambat BESS | ACEnergy Pty Ltd | Storage | Other | [5 empty] | 350 |  |  | Publicly Announced |  |  |  |  | Proposed | Battery Storage |  | V00074
TAS1 | Existing Plant | Gordon | Hydro-Electric Corporation | Hydro - Dam | Water | GORDON | 3 |  | 144 |  | 432 | 432 |  | In Service | S |  | 2100 |  | Existing less Announced Withdrawal | Water | 1081 |  | Mar 2022 | 2022-04-19 14:11
NSW1 | Project | Goulburn Bioenergy | SM Project Company Pty Ltd as truestee for SM Project Trust | Reciprocating Engine - Spark ignition | Biomass |  | 2 |  | 0.8 |  | 1.6 | 1.6 | 0 | Publicly Announced | NS |  | 2038 |  | Proposed | Biomass | 1658 |  | Apr 2021 | 2022-06-29 11:36
NSW1 | Project | Goulburn River BESS | Lightsource Development Services Australia |  | Other | [5 empty] | 500 |  |  | Publicly Announced |  |  |  |  | Proposed | Battery Storage |  | N00052
NSW1 | Project | Goulburn River SF | Lightsource Development Services Australia |  | Solar | [5 empty] | 500 |  |  | Publicly Announced |  |  |  |  | Proposed | Solar |  | N00051
SA1 | Project | Goyder South Hub - BESS | Neoen | Storage - Battery | Other |  | 1 |  | 900 |  | 900 | 900 | 1800 | Publicly Announced | S |  |  |  | Proposed | Battery Storage | 1962 | S00003 | Sep 2021 | 2022-04-28 15:25
SA1 | Project | Goyder South Hub - Solar | Neoen | Solar PV - Single axis tracking | Solar |  | 1 |  | 600 |  | 600 | 600 | 0 | Publicly Announced | SS |  |  |  | Proposed | Solar | 1963 | S00003 | Sep 2021 | 2022-04-28 15:24
SA1 | Project | Goyder South Hub - Wind | Neoen | Wind Turbine - Onshore | Wind |  | 75 | 5.5 | 6.2 | 412.5 | 465 | 412.5 - 465 | 0 | Publicly Announced | SS |  |  |  | Proposed | Wind | 1964 | S00003 | Jun 2022 | 2022-07-05 09:46
NSW1 | Existing Plant | Grange Avenue | EDL LFG NSW Pty Ltd | Reciprocating Engine - Spark ignition | Landfill Gas | GRANGEAV | 1 |  | 1.26 |  | 1.26 | 1.26 |  | In Service | NS |  | 2025 |  | Existing less Announced Withdrawal | Biomass | 1329 |  | Mar 2022 | 2022-04-20 09:19
NSW1 | Project | Granite Hills Wind Farm | Granite Hills Wind Farm Pty Ltd | Wind Turbine - Onshore | Wind |  | 121 |  | 1 |  | 121 | 121 |  | Publicly Announced | SS |  |  |  | Proposed | Wind | 1624 |  | Apr 2021 | 2019-10-31 10:00
TAS1 | Existing Plant | Granville Harbour Wind Farm | Granville Harbour Operations Pty Ltd as trustee for Granville Harbour Operations Trust | Wind Turbine - Onshore | Wind | GRANWF1 | 31 |  | 3.6 |  | 111.6 | 111.6 |  | In Service | SS |  | 2055 |  | Existing less Announced Withdrawal | Wind | 1322 |  | Jun 2022 | 2022-06-30 13:30
NSW1 | Project | Great Western Battery Project | NEOEN Australia | Storage - Battery | Other |  | 1 |  | 500 |  | 500 | 500 | 1000 | Publicly Announced | S |  |  |  | Proposed | Battery Storage | 1869 | N00032 | Apr 2021 | 2021-01-12 15:38
VIC1 | Project | Greater Gippsland Offshore Wind | BlueFloat Energy / Energy Estate | Wind Turbine - Offshore | Wind |  | 1 |  | 1300 |  | 1300 | 1300 |  | Publicly Announced | SS |  |  |  | Proposed | Wind | 2027 | V00051 |  | 2022-06-10 10:56
VIC1 | Project | Greater Southern Offshore Wind | Greater Southern Offshore Wind Farm Project Co Pty Ltd |  | Wind Turbine |  | 100 |  | 1500 |  | 1500 |  |  | Publicly Announced |  |  |  |  | Proposed | Wind |  | V00082
QLD1 | Project | Greenbank BESS | CS Energy |  | Storage | [5 empty] | 200 |  |  | Publicly Announced |  |  |  |  | Proposed | Battery Storage |  | Q00045
NSW1 | Project | Gregadoo Solar Farm | Gregadoo Solar Farm Pty Ltd | Solar PV - Fixed | Solar |  | 1 |  | 45 |  | 45 | 45 |  | Publicly Announced | NS |  |  |  | Proposed | Solar | 1543 | N00028 | Jun 2022 | 2019-10-31 10:00
NSW1 | Existing Plant | Griffith Solar Farm | Griffith Solar Farm Pty Ltd | Solar PV - Single axis tracking | Solar | GRIFSF1 | 1 |  | 29.999 |  | 29.999 | 29.999 |  | In Service | NS |  | 2058 |  | Existing less Announced Withdrawal | Solar | 1403 |  | Mar 2022 | 2022-04-20 10:38
QLD1 | Existing Plant | Grosvenor 1 | EDL Projects Australia Pty Ltd | Reciprocating Engine - Spark ignition | Waste Coal Mine Gas | GROSV1 | 7 |  | 3 |  | 21 | 21 |  | In Service | NS |  | 2038 |  | Existing less Announced Withdrawal | Gas other | 1428 |  | Mar 2022 | 2022-04-20 10:42
QLD1 | Project | Grosvenor 2 Waste Coal Mine Gas Power Station | EDL Projects Australia Pty Ltd | Reciprocating Engine - Spark ignition | Coal Seam Methane |  | 1 |  | 15.205 |  | 15.205 | 15.205 |  | Publicly Announced | NS |  | 2038 |  | Proposed | Gas other | 1582 |  | Mar 2022 | 2022-04-20 11:34
QLD1 | Project | Group Linen - Maryborough | Group Linen | Solar PV - Fixed | Solar |  | 5 |  | 0.033 |  | 0.165 | 0.165 | 0 | Committed* | NS |  |  |  | Committed | Solar | 1556 |  | Jun 2022 | 2022-07-05 13:46
QLD1 | Project | Group Linen - Prince Charles | Group Linen | Solar PV - Fixed | Solar |  | 10 |  | 0.033 |  | 0.33 | 0.33 | 0 | Committed* | NS |  |  |  | Committed | Solar | 1555 |  | Jun 2022 | 2022-07-05 13:42
TAS1 | Project | Guildford Wind Farm | Epuron Projects Pty Ltd | Wind Turbine - Onshore | Wind |  | 80 |  | 3.75 |  | 300 | 300 |  | Publicly Announced | TBA |  |  |  | Proposed | Wind | 2008 | T00005 |  | 2022-06-14 15:40
NSW1 | Project | Gulgong Solar Project | Vena Energy | Solar PV - Single axis tracking | Solar |  | 1 |  | 200 |  | 200 | 200 |  | Publicly Announced | SS |  |  |  | Proposed | Solar | 1580 |  | Mar 2022 | 2022-04-20 11:33
NSW1 | Existing Plant | Gullen Range Solar Farm | New Gullen Range Wind Farm Pty Ltd | Solar PV - Fixed | Solar | GULLRSF1 | 4 |  | 2.5 |  | 10 | 10 | 0 | In Service | SS |  | 2100 |  | Existing less Announced Withdrawal | Solar | 1432 |  | May 2022 | 2022-05-12 10:44
NSW1 | Existing Plant | Gullen Range Wind Farm | New Gullen Range Wind Farm Pty Ltd | Wind Turbine - Onshore | Wind | GULLRWF1 | 17 |  | 1.5 |  | 25.5 | 25.5 | 0 | In Service | SS |  | 2100 |  | Existing less Announced Withdrawal | Wind | 1422 |  | May 2022 | 2022-05-12 10:41
NSW1 | Existing Plant | Gullen Range Wind Farm | New Gullen Range Wind Farm Pty Ltd | Wind Turbine - Onshore | Wind | GULLRWF1 | 56 |  | 2.5 |  | 140 | 140 | 0 | In Service | SS |  | 2100 |  | Existing less Announced Withdrawal | Wind | 1422 |  | May 2022 | 2022-05-12 10:41
NSW1 | Existing Plant | Gullen Range Wind Farm 2 | BEIJING JINGNENG CLEAN ENERGY (AUSTRALIA) HOLDING PTY LTD | Wind Turbine - Onshore | Wind | GULLRWF2 | 31 |  | 3.57 |  | 110.67 | 110.67 | 0 | In Commissioning | SS | Jul 2023 | 2120 |  | Existing less Announced Withdrawal | Wind | 1588 |  | May 2022 | 2022-05-15 08:03
NSW1 | Project | Gundary Solar Farm | Lightsource Development Services Australia Pty Ltd |  | Solar PV |  | 100 |  | 4 |  | 400 | 400 |  | Publicly Announced |  |  |  |  | Proposed | Solar |  | N00081
NSW1 | Project | Gundary Solar Farm | Lightsource Development Services Australia Pty Ltd |  | Storage | [5 empty] | 200 |  |  | Publicly Announced |  |  |  |  | Proposed | Battery Storage |  | N00081
NSW1 | Project | Gunnedah Solar Farm | Gunnedah Solar Farm Pty Ltd | Solar PV - Single axis tracking | Solar | GNNDHSF1 | 1 |  | 110 |  | 110 | 110 | 0 | Committed | SS | Oct 2021 | 2056 |  | Committed | Solar | 1585 |  | Jun 2022 | 2022-04-28 13:45
NSW1 | Project | Gunning Solar Farm (Canadian) | Canadian Solar |  | Other | [5 empty] | 200 |  |  | Publicly Announced |  |  |  |  | Proposed | Battery Storage |  | N00045
NSW1 | Project | Gunning Solar Farm (Canadian) | Canadian Solar |  | Solar | [5 empty] | 250 |  |  | Publicly Announced |  |  |  |  | Proposed | Solar |  | N00045
NSW1 | Project | Gunning Solar Farm (Photon) | Photon Energy | Confidential - Confidential | Solar |  | 1 |  | 300 |  | 300 | 300 |  | Publicly Announced | SS |  |  |  | Proposed | Solar | 1594 |  | Jun 2022 | 2019-10-31
NSW1 | Existing Plant | Gunning Wind Farm | Gunning Wind Energy Developments | Wind Turbine - Onshore | Wind | GUNNING1 | 31 |  | 1.5 |  | 46.5 | 46.5 |  | In Service | SS |  | 2036 |  | Existing less Announced Withdrawal | Wind | 1082 |  | Mar 2022 | 2022-04-14 16:17
NSW1 | Existing Plant | Guthega | Snowy Hydro Ltd | Hydro - Dam | Water | GUTHEGA | 2 |  | 30 |  | 60 | 60 |  | In Service | S |  | 2070 |  | Existing less Announced Withdrawal | Water | 1083 |  | Mar 2022 | 2022-04-21 14:35
VIC1 | Project | GV Community Energy | GV Community Energy | Solar PV - Fixed | Solar |  | 1 |  | 12 |  | 12 | 12 |  | Publicly Announced | NS |  |  |  | Proposed | Solar | 1646 |  |  | 2019-10-31 10:00
QLD1 | Project | Gympie Regional Energy Hub - Stage 1 | SolarQ Pty Ltd | Solar PV - Fixed | Solar |  | 1 |  | 350 |  | 350 | 350 | 0 | Publicly Announced | SS |  |  |  | Proposed | Solar | 1440 |  | Apr 2021 | 2022-04-28 15:01
QLD1 | Project | Gympie Regional Energy Hub - Stage 2 | SolarQ Pty Ltd | Storage - Battery | Other |  | 1 |  | 1000 |  | 1000 | 1000 | 4000 | Publicly Announced | S | Nov 2021 |  |  | Proposed | Battery Storage | 1653 |  | Jun 2022 | 2022-05-03 08:44
QLD1 | Project | Gympie Regional Energy Hub - Stage 3 | SolarQ Pty Ltd | Solar PV - Fixed | Solar |  | 1 |  | 650 |  | 650 | 650 |  | Publicly Announced | SS | Nov 2022 |  |  | Proposed | Solar | 1654 |  | Jun 2022 | 2019-10-31 10:00
VIC1 | Existing Plant | Hallam Road | LMS Energy Pty Ltd | Reciprocating Engine - Spark ignition | Landfill Gas | HALAMRD1 | 8 |  | 1.123 |  | 8.984 | 8.984 |  | In Service | NS |  | 2042 |  | Existing less Announced Withdrawal | Biomass | 1084 |  | Apr 2021 | 2022-06-20 11:13
SA1 | Existing Plant | Hallett 4 North Brown Hill | Brown Hill North Pty Ltd | Wind Turbine - Onshore | Wind | NBHWF1 | 63 |  | 2.1 |  | 132.3 | 132.3 |  | In Service | SS |  | 2036 |  | Existing less Announced Withdrawal | Wind | 1311 |  | Mar 2022 | 2022-04-27 09:21
SA1 | Existing Plant | Hallett 5 The Bluff WF | Eurus Energy | Wind Turbine - Onshore | Wind | BLUFF1 | 25 |  | 2.1 |  | 52.5 | 52.5 |  | In Service | SS |  | 2036 |  | Existing less Announced Withdrawal | Wind | 1085 |  | Mar 2022 | 2022-04-14 16:35
SA1 | Existing Plant | Hallett GT | EnergyAustralia Hallett Pty Ltd | Turbine - OCGT | Natural Gas Pipeline | AGLHAL | 1 |  | 18 |  | 18 | 18 |  | In Service | S |  | 2032 |  | Existing less Announced Withdrawal | OCGT | 1086 |  | Mar 2022 | 2022-07-04 11:27
SA1 | Existing Plant | Hallett GT | EnergyAustralia Hallett Pty Ltd | Turbine - OCGT | Natural Gas Pipeline | AGLHAL | 1 |  | 21.76 |  | 21.76 | 21.76 |  | In Service | S |  | 2032 |  | Existing less Announced Withdrawal | OCGT | 1086 |  | Mar 2022 | 2022-07-04 11:27
SA1 | Existing Plant | Hallett GT | EnergyAustralia Hallett Pty Ltd | Turbine - OCGT | Natural Gas Pipeline | AGLHAL | 1 |  | 25.6 |  | 25.6 | 25.6 |  | In Service | S |  | 2032 |  | Existing less Announced Withdrawal | OCGT | 1086 |  | Mar 2022 | 2022-07-04 11:27
SA1 | Existing Plant | Hallett GT | EnergyAustralia Hallett Pty Ltd | Turbine - OCGT | Natural Gas Pipeline | AGLHAL | 1 |  | 27 |  | 27 | 27 |  | In Service | S |  | 2032 |  | Existing less Announced Withdrawal | OCGT | 1086 |  | Mar 2022 | 2022-07-04 11:27
SA1 | Existing Plant | Hallett GT | EnergyAustralia Hallett Pty Ltd | Turbine - OCGT | Natural Gas Pipeline | AGLHAL | 1 |  | 37.2 |  | 37.2 | 37.2 |  | In Service | S |  | 2050 |  | Existing less Announced Withdrawal | OCGT | 1086 |  | Mar 2022 | 2022-07-04 11:27
SA1 | Existing Plant | Hallett GT | EnergyAustralia Hallett Pty Ltd | Turbine - OCGT | Natural Gas Pipeline | AGLHAL | 2 |  | 18.9 |  | 37.8 | 37.8 |  | In Service | S |  | 2032 |  | Existing less Announced Withdrawal | OCGT | 1086 |  | Mar 2022 | 2022-07-04 11:27
SA1 | Existing Plant | Hallett GT | EnergyAustralia Hallett Pty Ltd | Turbine - OCGT | Natural Gas Pipeline | AGLHAL | 2 |  | 20.75 |  | 41.5 | 41.5 |  | In Service | S |  | 2032 |  | Existing less Announced Withdrawal | OCGT | 1086 |  | Mar 2022 | 2022-07-04 11:27
SA1 | Existing Plant | Hallett GT | EnergyAustralia Hallett Pty Ltd | Turbine - OCGT | Natural Gas Pipeline | AGLHAL | 4 |  | 17 |  | 68 | 68 |  | In Service | S |  | 2032 |  | Existing less Announced Withdrawal | OCGT | 1086 |  | Mar 2022 | 2022-07-04 11:27
SA1 | Existing Plant | Hallett Stage 1 Brown Hill | Palisade Investment Partner Limited | Wind Turbine - Onshore | Wind | HALLWF1 | 45 |  | 2.1 |  | 94.5 | 94.5 |  | In Service | SS |  | 2043 |  | Existing less Announced Withdrawal | Wind | 1087 |  | Mar 2022 | 2022-06-09 12:07
SA1 | Existing Plant | Hallett Stage 2 Hallett Hill | Infrastructure Capital Group Limited | Wind Turbine - Onshore | Wind | HALLWF2 | 34 |  | 2.1 |  | 71.4 | 71.4 |  | In Service | SS |  | 2035 |  | Existing less Announced Withdrawal | Wind | 1088 |  | Mar 2022 | 2022-04-14 17:05
QLD1 | Project | Halys to Chinchilla Dedicated Connection Asset (DCA): Battery | UGL Pty Ltd |  | Other | [5 empty] | 150 |  |  | Publicly Announced |  |  |  |  | Proposed | Battery Storage |  | Q00019
QLD1 | Existing Plant | Hamilton Solar Farm | Hamilton Solar Farm Pty Ltd | Solar PV - Single axis tracking | Solar | HAMISF1 | 23 |  | 2.5 |  | 57.5 | 57.5 |  | In Service | SS |  | 2048 |  | Existing less Announced Withdrawal | Solar | 1408 |  | Mar 2022 | 2022-04-20 10:41
SA1 | Project | Happy Valley Reservoir | South Australian Water Corporation | Storage - Battery | Other | HVWABA1G | 1 |  | 4.41 |  | 4.41 | 4.41 | 8.82 | Committed | S | Sep 2022 | 2041 |  | Committed | Battery Storage | 1846 |  | Mar 2022 | 2022-04-20 08:42
SA1 | Project | Happy Valley Reservoir | South Australian Water Corporation | Solar PV - Single axis tracking | Solar | HVWAPV1 | 3 |  | 2.78 |  | 8.34 | 8.34 |  | Committed | SS | Sep 2022 | 2041 |  | Committed | Solar | 1846 |  | Mar 2022 | 2022-04-20 08:42
QLD1 | Project | Harlin Solar Farm | Harlin Solar Pty Ltd | Solar PV - Single axis tracking | Solar |  | 1 |  | 800 |  | 800 | 800 | 0 | Publicly Announced | SS |  |  |  | Proposed | Solar | 1922 |  | Nov 2021 | 2021-12-21 10:34
QLD1 | Project | Harlin Solar Farm | Harlin Solar Pty Ltd |  | Other | [5 empty] | 240 |  |  | Publicly Announced |  |  |  |  | Proposed | Battery Storage | 1922 | Q00026 | Nov 2021 | 2021-12-21
VIC1 | Project | Hastings Generation Site | Esso Australia Pty Ltd and BHP Petroleum (Bass Strait) Pty Ltd | Turbine - OCGT | N/A |  | 3 |  | 13.95 |  | 41.85 | 41.85 |  | Publicly Announced | S |  |  |  | Proposed | OCGT | 1981 |  |  | 2021-11-04 09:13
QLD1 | Project | Haughton BESS | Pacific Hydro Haughton Solar Farm Pty Ltd | Storage - Battery | Other |  | 1 |  | 45 |  | 45 | 45 | 90 | Publicly Announced | SS |  |  |  | Proposed | Battery Storage | 1992 |  |  | 2021-12-09 11:13
QLD1 | Project | Haughton Solar Farm - Stage 2 | Pacific Hydro Australia Pty Ltd |  | Other | [5 empty] | 250 |  |  | Publicly Announced |  |  |  |  | Proposed | Battery Storage | 1933 | Q00030
QLD1 | Existing Plant | Haughton Solar Farm Stage 1 | Pacific Hydro Haughton Solar Farm Pty Ltd | Solar PV - Single axis tracking | Solar | HAUGHT11 | 81 |  | 1.637 |  | 132.597 | 132.597 |  | In Service | SS |  | 2050 |  | Existing less Announced Withdrawal | Solar | 1564 |  | Jun 2022 | 2022-07-01 14:56
VIC1 | Project | Haunted Gully BESS | Vena Energy Services (Australia) Pty Ltd |  | Other | [5 empty] | 400 |  |  | Publicly Announced |  |  |  |  | Proposed | Battery Storage |  | V00053
VIC1 | Project | Hawkesdale Wind Farm | Ryan Corner Development Pty Ltd | Wind Turbine - Onshore | Wind |  | 26 |  | 4.2 |  | 109.2 | 109.2 | 0 | Publicly Announced | SS |  |  |  | Proposed | Wind | 1089 | V00031 | Apr 2021 | 2022-04-28 17:12
NSW1 | Project | Hay Sun Farm | Overland Sun Farming Pty Ltd | Solar PV - Single axis tracking | Solar |  | 1 |  | 110 |  | 110 | 110 |  | Publicly Announced | SS |  |  |  | Proposed | Solar | 1451 |  | Apr 2021 | 2019-10-31 10:00
QLD1 | Existing Plant | Hayman Solar Farm | The Hayman Solar Farm Trust | Solar PV - Single axis tracking | Solar | HAYMSF1 | 21 |  | 2.75 |  | 57.75 | 57.75 |  | In Service | SS |  | 2048 |  | Existing less Announced Withdrawal | Solar | 1517 |  | Mar 2022 | 2022-04-20 11:16
VIC1 | Project | Hazelwood Battery Energy Storage System Facility | International Power (Energy) Pty Ltd |  | Other | [5 empty] | 413 |  |  | Publicly Announced |  |  |  |  | Proposed | Battery Storage |  | V00007
SA1 | Project | Heathgate Resources Beverley mine - BESS | SunSHIFT | Storage - Battery | Other |  | 1 |  | 1 |  | 1 | 1 |  | Publicly Announced | TBA |  |  |  | Proposed | Battery Storage | 111 |  |  | 2018-07-31
TAS1 | Project | Hellyer Wind Farm | Epuron Projects Pty Ltd | Wind Turbine - Onshore | Wind |  | 40 |  | 5.5 |  | 220 | 220 |  | Publicly Announced | TBA |  |  |  | Proposed | Wind | 2007 | T00004 |  | 2022-06-14 15:40
VIC1 | Project | Hexham | Wind Prospect WA Pty Ltd | Wind Turbine - Onshore | Wind |  | 100 |  | 6 |  | 600 | 600 | 0 | Publicly Announced | SS |  |  |  | Proposed | Wind | 1287 |  | Apr 2021 | 2022-04-28 14:50
VIC1 | Project | Heywood Terminal Station BESS | Vena Energy Services (Australia) Pty Ltd |  | Other | [5 empty] | 400 |  |  | Publicly Announced |  |  |  |  | Proposed | Battery Storage |  | V00052
QLD1 | Project | High Road | Ratch Australia | Wind Turbine - Onshore | Wind |  | 18 | 3.7 | 4.7 | 66.6 | 84.6 | 66.6 - 84.6 |  | Publicly Announced | SS |  |  |  | Proposed | Wind | 1090 |  | Mar 2022 | 2022-04-14 17:08
SA1 | Project | Highbury Pumped Hydro Energy Storage | Tilt Renewables | Storage - Pumped hydro | Water |  | 1 |  | 300 |  | 300 | 300 |  | Publicly Announced | S |  |  |  | Proposed | Water | 1485 |  | Apr 2021 | 2020-05-15 11:49
NSW1 | Project | Hills of Gold Wind Farm | Wind Energy Partners | Wind Turbine - Onshore | Wind |  | 1 |  | 400 |  | 400 | 400 |  | Publicly Announced | SS |  |  |  | Proposed | Wind | 95 |  |  | 2018-07-31
NSW1 | Project | Hillston Sun Farm | Hillston Sun Farm Pty Ltd | Solar PV - Single axis tracking | Solar |  | 40 |  | 2.125 |  | 85 | 85 |  | Committed | SS | Jul 2022 | 2052 |  | Committed | Solar | 1452 |  | Jun 2022 | 2022-06-20 11:19
TAS1 | Existing Plant | Hobart | SUSTAINABLE ENERGY INFRASTRUCTURE | Reciprocating Engine - Spark ignition | Landfill Gas |  | 1 |  | 1 |  | 1 | 1 |  | In Service | NS |  |  |  | Existing less Announced Withdrawal | Biomass | 1314 |  | Mar 2022 | 2022-04-20 09:08
NSW1 | Project | Holbrook SF | X-Elio Australia Pty Ltd |  | Solar | [5 empty] | 250 |  |  | Publicly Announced |  |  |  |  | Proposed | Solar |  | N00069
SA1 | Existing Plant | Hornsdale Power Reserve Unit 1 | Hornsdale Power Reserve Pty Ltd | Storage - Battery | Other | HPRG1 | 1 |  | 50 |  | 50 | 50 | 61.3 | In Service | S |  | 2057 |  | Existing less Announced Withdrawal | Battery Storage | 1610 |  | Mar 2022 | 2022-04-20 14:17
SA1 | Existing Plant | Hornsdale Power Reserve Unit 1 | Hornsdale Power Reserve Pty Ltd | Storage - Battery | Other | HPRG1 | 1 |  | 100 |  | 100 | 100 | 117 | In Service | S |  | 2057 |  | Existing less Announced Withdrawal | Battery Storage | 1610 |  | Mar 2022 | 2022-04-20 14:17
SA1 | Existing Plant | Hornsdale Wind Farm Stage 1 | HWF 1 Pty Ltd | Wind Turbine - Onshore | Wind | HDWF1 | 32 |  | 3.2 |  | 102.4 | 102.4 |  | In Service | SS |  | 2056 |  | Existing less Announced Withdrawal | Wind | 1300 |  | Mar 2022 | 2022-04-20 08:44
SA1 | Existing Plant | Hornsdale Wind Farm Stage 2 | HWF 2 Pty Ltd | Wind Turbine - Onshore | Wind | HDWF2 | 32 |  | 3.2 |  | 102.4 | 102.4 |  | In Service | SS |  | 2057 |  | Existing less Announced Withdrawal | Wind | 1376 |  | Mar 2022 | 2022-04-22 08:34
SA1 | Existing Plant | Hornsdale Wind Farm Stage 3 | HWF 3 Pty Ltd | Wind Turbine - Onshore | Wind | HDWF3 | 35 |  | 3.2 |  | 112 | 112 |  | In Service | SS |  | 2057 |  | Existing less Announced Withdrawal | Wind | 1381 |  | Mar 2022 | 2022-04-20 10:18
VIC1 | Project | Horsham Solar Farm | ESCO Pacific | Solar PV - Fixed | Solar |  | 1 |  | 130 |  | 130 | 130 |  | Publicly Announced | SS |  |  |  | Proposed | Solar | 5006 | V00027 | Sep 2021 | 2019-10-31 10:00
QLD1 | Existing Plant | Hughenden Sun Farm | Hughenden Solar Pty Ltd as Trustee for Hughenden Solar Trust | Solar PV - Single axis tracking | Solar | HUGSF1 | 18 |  | 1 |  | 18 | 18 | 0 | Committed | NS | Apr 2022 | 2048 |  | Existing less Announced Withdrawal | Solar | 1388 |  | Nov 2021 | 2022-04-28 15:15
NSW1 | Project | Hume BESS | GSP Energy Pty Ltd | Storage - Battery | Other |  | 2 |  | 10 |  | 20 | 20 | 40 | Publicly Announced | S |  | 2043 |  | Proposed | Battery Storage | 1878 |  | Apr 2021 | 2022-04-28 17:04
NSW1 | Existing Plant | Hume Dam NSW | GSPOWER | Hydro - Dam | Water | HUMENSW | 1 |  | 29 |  | 29 | 29 |  | In Service | S |  | 2057 |  | Existing less Announced Withdrawal | Water | 1732 |  | Mar 2022 | 2022-04-20 09:17
VIC1 | Existing Plant | Hume Dam VIC | GSP Energy Pty Ltd | Hydro - Dam | Water | HUMEV | 1 |  | 29 |  | 29 | 29 |  | In Service | S |  | 2057 |  | Existing less Announced Withdrawal | Water | 1736 |  | Mar 2022 | 2022-04-20 08:54
NSW1 | Project | Hunter Coast Offshore Wind | Bluefloat Energy / Energy Estate | Wind Turbine - Offshore | Wind |  | 1 |  | 1400 |  | 1400 | 1400 |  | Publicly Announced | SS |  |  |  | Proposed | Wind | 2029 | N00079 |  | 2022-06-10 11:09
NSW1 | Project | Hunter EconomicZone | Snowy Hydro Ltd | Reciprocating Engine - Compression ignition | Diesel |  | 1 |  | 28.8 |  | 28.8 | 28.8 |  | Publicly Announced | NS | Jul 2022 | 2036 |  | Proposed | Other | 1601 |  | Mar 2022 | 2022-07-04 15:06
NSW1 | Existing Plant | Hunter Valley GT | AGL Energy | Turbine - OCGT | Diesel | HVGTS | 2 |  | 25 |  | 50 | 50 |  | Withdrawn - Permanent | S |  |  | 2022-01-01 | Withdrawn | OCGT | 1093 |  | Mar 2022 | 2021-12-21 10:09
VIC1 | Existing Plant | HYMIVC06 Belgrave-Hallam Rd Micro Hydro | South East Water Corporation | Hydro - Dam | Water | HLMSEW01 | 1 |  | 0.25 |  | 0.25 | 0.25 |  | In Service | NS |  |  |  | Existing less Announced Withdrawal | Water | 1565 |  | Apr 2021 | 2021-05-24 15:28
NSW1 | Project | Illawarra Offshore Wind Farm | OceanEx Energy | Wind Turbine - Offshore | Wind |  | 1 |  | 2000 |  | 2000 | 2000 |  | Publicly Announced | SS | Jan 2031 |  |  | Proposed | Wind | 2024 |  |  | 2022-06-09 08:40
QLD1 | Existing Plant | Inkerman Mill | Wilmar Sugar Australia Limited | Turbine - Steam Sub Critical | Bagasse |  | 1 |  | 2.5 |  | 2.5 | 2.5 |  | In Service | NS |  |  |  | Existing less Announced Withdrawal | Biomass | 1094 |  | Mar 2022 | 2022-04-14 17:16
QLD1 | Existing Plant | Inkerman Mill | Wilmar Sugar Australia Limited | Turbine - Steam Sub Critical | Bagasse |  | 1 |  | 10 |  | 10 | 10 |  | In Service | NS |  |  |  | Existing less Announced Withdrawal | Biomass | 1094 |  | Mar 2022 | 2022-04-14 17:16
QLD1 | Project | Innes Park Solar Farm | Enerparc Australia Pty Ltd | Solar PV - Single axis tracking | Solar |  | 6 |  | 4 |  | 24 | 24 |  | Publicly Announced | NS |  | 2054 |  | Proposed | Solar | 1710 |  | Jun 2022 | 2022-07-04 15:38
VIC1 | Project | Inverleigh Solar Farm | TBA | Solar PV - Fixed | Solar |  | 1 |  | 22 |  | 22 | 22 |  | Publicly Announced | SS |  |  |  | Proposed | Solar | 124 |  |  | 2018-07-31
VIC1 | Project | Inverleigh Wind Farm | Inverleigh Wind Farm Pty Ltd | Wind Turbine - Onshore | Wind |  | 16 | 5.5 | 6 | 88 | 96 | 88 - 96 | 0 | Publicly Announced | SS |  |  |  | Proposed | Wind | 1631 |  | Apr 2021 | 2022-04-28 14:53
VIC1 | Project | Inverliegh Wind Farm Storage | Inverleigh Wind Farm Pty Ltd | Storage - Battery | Other |  | 1 | 1 | 12 | 1 | 12 | 1 - 12 | 0 | Publicly Announced | SS |  |  |  | Proposed | Battery Storage | 1673 |  | Apr 2021 | 2022-04-28 14:53
QLD1 | Existing Plant | Invicta Mill | Haughton Sugar Company Pty Limited | Turbine - Steam Sub Critical | Bagasse | INVICTA | 1 |  | 2.5 |  | 2.5 | 2.5 |  | In Service | NS |  | 2031 |  | Existing less Announced Withdrawal | Biomass | 1095 |  | Mar 2022 | 2022-04-19 14:26
QLD1 | Existing Plant | Invicta Mill | Haughton Sugar Company Pty Limited | Turbine - Steam Sub Critical | Bagasse | INVICTA | 1 |  | 9 |  | 9 | 9 |  | In Service | NS |  | 2031 |  | Existing less Announced Withdrawal | Biomass | 1095 |  | Mar 2022 | 2022-04-19 14:26
QLD1 | Existing Plant | Invicta Mill | Haughton Sugar Company Pty Limited | Turbine - Steam Sub Critical | Bagasse | INVICTA | 1 |  | 38.8 |  | 38.8 | 38.8 |  | In Service | NS |  | 2031 |  | Existing less Announced Withdrawal | Biomass | 1095 |  | Mar 2022 | 2022-04-19 14:26
QLD1 | Project | Ipswich Regional Energy Hub - Solar | SolarQ Pty Ltd | Solar PV - Fixed | Solar |  | 1 |  | 1000 |  | 1000 | 1000 |  | Publicly Announced | SS |  |  |  | Proposed | Solar | 103 |  |  | 2018-07-31
QLD1 | Project | Iron Leaf Wind Farm | RES Australia Pty Ltd |  | Wind | [5 empty] | 900 |  |  | Publicly Announced |  |  |  |  | Proposed | Wind |  | Q00009
QLD1 | Project | Isaac Wind Farm | Isaac Wind and Solar Energy Pty Ltd |  | Wind Turbine | [5 empty] | 1064 |  |  | Publicly Announced |  |  |  |  | Proposed | Wind |  | Q00044
QLD1 | Existing Plant | ISIS Central Sugar Mill Co-generation Plant | SUSTAINABLE ENERGY INFRASTRUCTURE | Turbine - Steam Sub Critical | Bagasse | ICSM | 1 |  | 25 |  | 25 | 25 |  | In Service | NS |  |  |  | Existing less Announced Withdrawal | Biomass | 1249 |  | Mar 2022 | 2022-04-20 08:23
NSW1 | Existing Plant | Jacks Gully | EDL LFG NSW Pty Ltd | Reciprocating Engine - Spark ignition | Landfill Gas | JACKSGUL | 2 |  | 1.15 |  | 2.3 | 2.3 |  | In Service | NS |  | 2026 |  | Existing less Announced Withdrawal | Biomass | 1330 |  | Mar 2022 | 2022-04-20 09:21
VIC1 | Existing Plant | Jeeralang A | EnergyAustralia Ecogen Py Ltd | Turbine - OCGT | Natural Gas Pipeline | JLA01 | 1 |  | 53 |  | 53 | 53 |  | In Service | S |  | 2039 |  | Existing less Announced Withdrawal | OCGT | 1373 |  | Mar 2022 | 2022-07-04 15:24
VIC1 | Existing Plant | Jeeralang A | EnergyAustralia Ecogen Py Ltd | Turbine - OCGT | Natural Gas Pipeline | JLA02 | 1 |  | 53 |  | 53 | 53 |  | In Service | S |  | 2039 |  | Existing less Announced Withdrawal | OCGT | 1373 |  | Mar 2022 | 2022-07-04 15:24
VIC1 | Existing Plant | Jeeralang A | EnergyAustralia Ecogen Py Ltd | Turbine - OCGT | Natural Gas Pipeline | JLA03 | 1 |  | 53 |  | 53 | 53 |  | In Service | S |  | 2039 |  | Existing less Announced Withdrawal | OCGT | 1373 |  | Mar 2022 | 2022-07-04 15:24
VIC1 | Existing Plant | Jeeralang A | EnergyAustralia Ecogen Py Ltd | Turbine - OCGT | Natural Gas Pipeline | JLA04 | 1 |  | 53 |  | 53 | 53 |  | In Service | S |  | 2039 |  | Existing less Announced Withdrawal | OCGT | 1373 |  | Mar 2022 | 2022-07-04 15:24
VIC1 | Existing Plant | Jeeralang B | EnergyAustralia Ecogen Pty Ltd | Turbine - OCGT | Natural Gas Pipeline | JLB01 | 1 |  | 76 |  | 76 | 76 |  | In Service | S |  | 2039 |  | Existing less Announced Withdrawal | OCGT | 1374 |  | Mar 2022 | 2022-07-04 13:25
VIC1 | Existing Plant | Jeeralang B | EnergyAustralia Ecogen Pty Ltd | Turbine - OCGT | Natural Gas Pipeline | JLB02 | 1 |  | 76 |  | 76 | 76 |  | In Service | S |  | 2039 |  | Existing less Announced Withdrawal | OCGT | 1374 |  | Mar 2022 | 2022-07-04 13:25
VIC1 | Existing Plant | Jeeralang B | EnergyAustralia Ecogen Pty Ltd | Turbine - OCGT | Natural Gas Pipeline | JLB03 | 1 |  | 76 |  | 76 | 76 |  | In Service | S |  | 2039 |  | Existing less Announced Withdrawal | OCGT | 1374 |  | Mar 2022 | 2022-07-04 13:25
VIC1 | Project | Jeeralang BESS (Maoneng) | Maoneng Australia |  | Other | [5 empty] | 400 |  |  | Publicly Announced |  |  |  |  | Proposed | Battery Storage | 1944 | V00026
NSW1 | Existing Plant | Jemalong Solar | Genex Power | Solar PV - Single axis tracking | Solar | JEMALNG1 | 20 |  | 2.75 |  | 55 | 55 | 0 | In Service | SS |  | 2050 |  | Existing less Announced Withdrawal | Solar | 1521 |  | May 2022 | 2022-05-19 07:03
NSW1 | Project | Jeremiah WF | Jeremiah Wind Farm Pty Ltd |  | Wind | [5 empty] | 400 |  |  | Publicly Announced |  |  |  |  | Proposed | Wind |  | N00068
VIC1 | Existing Plant | Jessica Way Truganina Solar | TBA | Solar PV - Fixed | Solar |  | 1 |  | 0.365 |  | 0.365 | 0.365 |  | In Service | NS |  |  |  | Existing less Announced Withdrawal | Solar | 53 |  |  | 2018-07-31
NSW1 | Existing Plant | Jindabyne | Snowy Hydro Ltd | Hydro - Dam | Water | JNDABNE1 | 1 |  | 1.1 |  | 1.1 | 1.1 |  | In Service | NS |  | 2070 |  | Existing less Announced Withdrawal | Water | 1096 |  | Mar 2022 | 2022-04-14 17:17
VIC1 | Existing Plant | JL King & Co 150kW- Solar- | TBA | Solar PV - Fixed | Solar |  | 1 |  | 0.15 |  | 0.15 | 0.15 |  | In Service | NS |  |  |  | Existing less Announced Withdrawal | Solar | 54 |  |  | 2018-07-31
VIC1 | Project | Joel BESS | ACEnergy Pty Ltd |  | Storage |  | 86 |  |  |  | 296.7 | 296.7 |  | Publicly Announced |  |  |  |  | Proposed | Battery Storage |  | V00076
TAS1 | Existing Plant | John Butters | Hydro-Electric Corporation | Hydro - Dam | Water | JBUTTERS | 1 |  | 144 |  | 144 | 144 |  | In Service | S |  | 2100 |  | Existing less Announced Withdrawal | Water | 1097 |  | Mar 2022 | 2022-04-19 14:28
NSW1 | Existing Plant | Jounama | Snowy Hydro Ltd | Hydro - Dam | Water | JOUNAMA1 | 1 |  | 14.4 |  | 14.4 | 14.4 |  | In Service | NS |  | 2070 |  | Existing less Announced Withdrawal | Water | 1098 |  | Mar 2022 | 2022-04-14 17:19
NSW1 | Existing Plant | Junee Solar Farm | Junee Operationsco Pty Ltd as trustee for Junee Operations Trust | Solar PV - Single axis tracking | Solar | JUNEESF1 | 22 |  | 1.637 |  | 36.014 | 36.014 |  | Committed | SS | Dec 2021 | 2050 |  | Existing less Announced Withdrawal | Solar | 1526 |  | Nov 2021 | 2022-04-20 11:19
QLD1 | Project | Kaban Green Power Hub - Wind Farm | Kaban Wind Farm Pty Ltd as trustee for Kaban Wind Farm Trust | Wind Turbine - Onshore | Wind |  | 28 |  | 5.6 |  | 156.8 | 156.8 |  | Committed | SS | Mar 2023 | 2048 |  | Committed | Wind | 1524 |  | Jun 2022 | 2022-06-30 14:24
QLD1 | Existing Plant | Kalamia Mill | Wilmar Sugar Australia Limited | Turbine - Steam Sub Critical | Bagasse |  | 1 |  | 9 |  | 9 | 9 |  | In Service | NS |  |  |  | Existing less Announced Withdrawal | Biomass | 1099 |  | Mar 2022 | 2022-04-20 14:52
NSW1 | Existing Plant | Kanowna Solar Farm | Kanowna Solar Pty Ltd | Solar PV - Fixed | Solar |  | 2 |  | 2.499 |  | 4.998 | 4.998 | 0 | In Service | NS |  |  |  | Existing less Announced Withdrawal | Solar | 1723 |  | Apr 2021 | 2022-04-28 17:06
VIC1 | Existing Plant | Karadoc Solar Farm | Iraak Sun Farm Pty Ltd | Solar PV - Single axis tracking | Solar | KARSF1 | 38 |  | 2.75 |  | 104.5 | 104.5 |  | In Service | SS |  | 2048 |  | Existing less Announced Withdrawal | Solar | 1424 |  | May 2022 | 2022-05-25 11:21
QLD1 | Project | Karara | CLEANCO | Wind Turbine - Onshore | Wind |  | 18 |  | 5.7 |  | 102.6 | 102.6 |  | Anticipated | SS | Apr 2025 | 2055 |  | Anticipated | Wind | 1887 |  | Jun 2022 | 2022-06-30 13:47
QLD1 | Existing Plant | Kareeya | CleanCo Queensland Limited | Hydro - Run of River | Water | KAREEYA1 | 1 |  | 21.6 |  | 21.6 | 21.6 |  | In Service | S |  | 2037 |  | Existing less Announced Withdrawal | Water | 1100 |  | Mar 2022 | 2022-07-04 15:44
QLD1 | Existing Plant | Kareeya | CleanCo Queensland Limited | Hydro - Run of River | Water | KAREEYA2 | 1 |  | 21.6 |  | 21.6 | 21.6 |  | In Service | S |  | 2037 |  | Existing less Announced Withdrawal | Water | 1100 |  | Mar 2022 | 2022-07-04 15:44
QLD1 | Existing Plant | Kareeya | CleanCo Queensland Limited | Hydro - Run of River | Water | KAREEYA3 | 1 |  | 21.6 |  | 21.6 | 21.6 |  | In Service | S |  | 2037 |  | Existing less Announced Withdrawal | Water | 1100 |  | Mar 2022 | 2022-07-04 15:44
QLD1 | Existing Plant | Kareeya | CleanCo Queensland Limited | Hydro - Run of River | Water | KAREEYA4 | 1 |  | 21.6 |  | 21.6 | 21.6 |  | In Service | S |  | 2037 |  | Existing less Announced Withdrawal | Water | 1100 |  | Mar 2022 | 2022-07-04 15:44
QLD1 | Existing Plant | Kareeya 5 | CleanCo Queensland Limited | Hydro - Dam | Water | KAREEYA5 | 1 |  | 7 |  | 7 | 7 |  | In Service | NS |  | 2037 |  | Existing less Announced Withdrawal | Water | 1101 |  | Mar 2022 | 2022-07-05 11:16
QLD1 | Project | Kariboe Wind Farm | BayWa |  | Wind Turbine |  |  |  | 1000 |  | 1000 |  |  | Publicly Announced |  |  |  |  | Proposed | Wind |  | Q00047
NSW1 | Existing Plant | Keepit | GSP Energy Pty Ltd | Hydro - Dam | Water | KEEPIT | 1 |  | 7.2 |  | 7.2 | 7.2 | 0 | In Service | NS |  |  |  | Existing less Announced Withdrawal | Water | 1102 |  | Apr 2021 | 2022-04-28 15:30
QLD1 | Project | Kelsey Creek Solar Farm | BayWa r.e. Solar Project Pty Ltd | Solar PV - Fixed | Solar |  | 1 |  | 50 |  | 50 | 50 |  | Publicly Announced | SS |  |  |  | Proposed | Solar | 1635 |  |  | 2019-10-31 10:00
QLD1 | Project | Kennedy Energy Park - Phase 1 - Solar | Windlab / Eurus | Solar PV - Single axis tracking | Solar | KEPSF1 | 6 |  | 2.5 |  | 15 | 15 | 0 | Committed | SS | Sep 2022 | 2046 |  | Committed | Solar | 1465 |  | Jun 2022 | 2022-06-30 13:35
QLD1 | Project | Kennedy Energy Park - Phase 1 - Storage | Windlab/Eurus | Storage - Battery | Other | KEPBG1 | 4 |  | 0.5 |  | 2 | 2 | 4 | Committed | NS | Sep 2022 | 2046 |  | Committed | Battery Storage | 1604 |  | Jun 2022 | 2022-06-30 14:28
QLD1 | Project | Kennedy Energy Park - Phase 1 - Wind | Windlab / Eurus | Wind Turbine - Onshore | Wind | KEPWF1 | 12 |  | 3.6 |  | 43.2 | 43.2 |  | Committed | SS | Sep 2022 | 2046 |  | Committed | Wind | 1464 |  | Jun 2022 | 2022-06-30 13:34
QLD1 | Project | Kennedy Energy Park - Phase 2 - Wind | Windlab Developments | Wind Turbine - Onshore | Wind |  | 1 |  | 650 |  | 650 | 650 | 0 | Publicly Announced | SS |  |  |  | Proposed | Wind | 1606 |  | Jun 2022 | 2022-07-04 14:01
VIC1 | Project | Kentbruck Green Power Hub | Neoen Australia Pty Ltd | Storage - Battery | Other |  | 1 |  | 900 |  | 900 | 900 |  | Publicly Announced | S |  |  |  | Proposed | Battery Storage | 137 |  | Apr 2021 | 2019-10-31 10:00
VIC1 | Project | Kentbruck Green Power Hub | Neoen Australia Pty Ltd | Wind Turbine - Onshore | Wind |  | 1 |  | 942 |  | 942 | 942 | 900 | Publicly Announced | SS |  |  |  | Proposed | Wind | 1888 |  | Apr 2021 | 2022-04-28 15:24
VIC1 | Project | Kerang East Storage System | Kerang BESS Pty Ltd | Storage | Other |  | 56 |  |  |  | 100 |  |  | Publicly Announced |  |  |  |  | Proposed | Battery Storage |  | V00067
VIC1 | Project | Kerang Solar Farm | Acciona Energy Australia Global | Solar PV - Single axis tracking | Solar |  | 38 |  | 1.403 |  | 53.314 | 53.314 | 0 | Publicly Announced | SS |  |  |  | Proposed | Solar | 1507 | V00005 | Jun 2022 | 2022-07-05 09:00
VIC1 | Project | Kerang Solar Farm Green Switch | Kerang Solar Plant Pty Ltd | Solar PV - Single axis tracking | Solar |  | 1 |  | 29.9 |  | 29.9 | 29.9 | 0 | Publicly Announced | NS |  |  |  | Proposed | Solar | 1916 |  | Sep 2021 | 2022-04-28 17:08
NSW1 | Project | Kerrs Creek Wind Farm | RES Australia |  | Wind | [5 empty] | 385 |  |  | Publicly Announced |  |  |  |  | Proposed | Wind |  | N00049
SA1 | Project | Keyneton Wind Farm | Pacific Hydro Developments Australia | Wind Turbine - Onshore | Wind |  | 42 | 2.5 | 4.19 | 105 | 175.98 | 105 - 175.98 | 0 | Publicly Announced | SS |  |  |  | Proposed | Wind | 1103 |  | Apr 2021 | 2022-04-28 15:18
VIC1 | Existing Plant | Kiamal Solar Farm - Stage 1 | KSF Project Nominees Pty Ltd ATF KSF Project Trust | Solar PV - Single axis tracking | Solar | KIAMSF1 | 150 |  | 1.333 |  | 199.95 | 199.95 | 0 | In Service | SS |  | 2049 |  | Existing less Announced Withdrawal | Solar | 1602 |  | Jun 2022 | 2022-07-04 14:16
VIC1 | Project | Kiamal Solar Farm - Stage 2 | KSF2 Project Nominees Pty Ltd ATF KSF2 Project Trust | Solar PV - Single axis tracking | Solar |  | 110 |  | 1.364 |  | 150.04 | 150.04 |  | Publicly Announced | SS |  | 2049 |  | Proposed | Solar | 1670 |  | Jun 2022 | 2022-07-05 09:05
VIC1 | Existing Plant | Kiata Wind Farm | Kiata Wind Farm Pty Ltd | Wind Turbine - Onshore | Wind | KiataWF1 | 9 |  | 3.45 |  | 31.05 | 31.05 |  | In Service | SS |  | 2042 |  | Existing less Announced Withdrawal | Wind | 1382 |  | Mar 2022 | 2022-07-04 16:12
QLD1 | Project | Kidston Pumped Storage Hydro Project 250MW | Genex Power Ltd | Storage - Pumped hydro | Water |  | 2 |  | 125 |  | 250 | 250 | 2000 | Committed | S | Feb 2025 | 2105 |  | Committed | Water | 1352 |  | Jun 2022 | 2022-07-01 10:23
QLD1 | Existing Plant | Kidston Solar Project Phase One 50MW | Genex Power Limited | Solar PV - Fixed | Solar | KSP1 | 20 |  | 2.5 |  | 50 | 50 | 0 | In Service | SS |  | 2037 |  | Existing less Announced Withdrawal | Solar | 1378 |  | May 2022 | 2022-07-04 15:52
QLD1 | Project | Kidston Solar Project Phase Two 270MW | Genex Power Limited | Solar PV - Fixed | Solar |  | 1 |  | 270 |  | 270 | 270 | 0 | Publicly Announced | SS |  | 2045 |  | Proposed | Solar | 1406 |  | Jun 2022 | 2022-06-29 10:47
QLD1 | Project | Kidston Stage 3 Wind Project | Genex Power Limited | Wind Turbine - Onshore | Wind |  | 1 |  | 150 |  | 150 | 150 | 0 | Publicly Announced | SS |  | 2045 |  | Proposed | Wind | 1513 |  | Jun 2022 | 2022-07-01 11:00
QLD1 | Project | Kidston Wind Farm | Kidston (Wind Farm) Pty Ltd |  | Wind Turbine | [5 empty] | 204 | 204 |  | Publicly Announced |  |  |  |  | Proposed | Wind |  | Q00043
QLD1 | Project | Kingaroy Solar Farm | Kingaroy Operationsco Pty Ltd | Solar PV - Single axis tracking | Solar |  | 9 |  | 4.444 |  | 39.996 | 39.996 | 0 | Publicly Announced | SS |  |  |  | Proposed | Solar | 1528 |  | Jun 2022 | 2022-04-28 15:29
SA1 | Project | Kingfisher Solar Storage - Solar | Lyon Solar | Solar PV - Single axis tracking | Solar |  | 1 |  | 120 |  | 120 | 120 |  | Publicly Announced | SS |  |  |  | Proposed | Solar | 1395 |  |  | 2019-10-31 10:00
SA1 | Project | Kingfisher Solar Storage - Storage | Lyon Solar | Storage - Battery | Other |  | 1 |  | 100 |  | 100 | 100 |  | Publicly Announced | S |  |  |  | Proposed | Battery Storage | 112 |  |  | 2018-07-31
SA1 | Existing Plant | Kingscote Power Station | SA Power Networks | Reciprocating Engine - Compression ignition | Diesel |  | 4 |  | 2 |  | 8 | 8 | 0 | In Service | NS |  |  |  | Existing less Announced Withdrawal | Other | 1519 |  | Apr 2021 | 2022-04-28 15:04
QLD1 | Project | Koberinga Solar Farm | ESCO Pacific | Solar PV - Fixed | Solar |  | 1 | [6 empty] | Publicly Announced | SS |  |  |  | Proposed | Solar | 1446 |  | Apr 2021 | 2019-10-31 10:00
QLD1 | Project | Kogan Battery Energy Storage System (BESS) | CS Energy Ltd |  | Other | [5 empty] | 200 |  |  | Publicly Announced |  |  |  |  | Proposed | Battery Storage |  | Q00032
QLD1 | Existing Plant | Kogan Creek | CS Energy | Turbine - Steam Super Critical | Black Coal | KPP_1 | 1 |  | 744 |  | 744 | 744 |  | In Service | S |  | 2042 |  | Existing less Announced Withdrawal | Coal | 1104 |  | Mar 2022 | 2022-06-20 11:15
VIC1 | Project | Koorangie Energy Storage System | Edify Energy Pty Ltd |  | Storage |  | 68 |  |  |  | 163.2 | 163.2 |  | Publicly Announced |  |  |  |  | Proposed | Battery Storage |  | V00079
QLD1 | Project | Kumbarilla Renewable Energy Park (K-REP) | Elecseed Pty Ltd | Solar PV - Single axis tracking | Solar |  | 1 |  | 80 |  | 80 | 80 | 0 | Publicly Announced | SS |  |  |  | Proposed | Solar | 1908 | Q00001 | Jun 2021 | 2022-04-28 15:35
NSW1 | Project | Kurri Kurri OCGT | Snowy Hydro Limited | Turbine - OCGT | Natural Gas Pipeline |  | 2 |  | 375 |  | 750 | 750 |  | Committed¹ | S | Dec 2023 |  |  | Committed | OCGT | 1871 |  | Jun 2022 | 2022-07-05 11:31
SA1 | Existing Plant | Ladbroke Grove | Origin Energy Power Limited | Turbine - OCGT | Natural Gas Pipeline | LADBROK1 | 1 |  | 40 |  | 40 | 40 |  | In Service | S |  | 2035 |  | Existing less Announced Withdrawal | OCGT | 1107 |  | Mar 2022 | 2022-04-19 09:11
SA1 | Existing Plant | Ladbroke Grove | Origin Energy Power Limited | Turbine - OCGT | Natural Gas Pipeline | LADBROK2 | 1 |  | 40 |  | 40 | 40 |  | In Service | S |  | 2035 |  | Existing less Announced Withdrawal | OCGT | 1107 |  | Mar 2022 | 2022-04-19 09:11
SA1 | Existing Plant | Lake Bonney 1 Wind Farm | Lake Bonney Wind Power Pty Ltd | Wind Turbine - Onshore | Wind | LKBONNY1 | 46 |  | 1.75 |  | 80.5 | 80.5 |  | In Service | NS |  | 2035 |  | Existing less Announced Withdrawal | Wind | 1108 |  | Mar 2022 | 2022-04-19 09:16
SA1 | Existing Plant | Lake Bonney 2 Wind Farm | Lake Bonney Wind Power Pty Ltd | Wind Turbine - Onshore | Wind | LKBONNY2 | 53 |  | 3 |  | 159 | 159 |  | In Service | SS |  | 2038 |  | Existing less Announced Withdrawal | Wind | 1109 |  | Mar 2022 | 2022-04-19 09:18
SA1 | Existing Plant | Lake Bonney 3 Wind Farm | Lake Bonney Wind Power Pty Ltd | Wind Turbine - Onshore | Wind | LKBONNY3 | 13 |  | 3 |  | 39 | 39 |  | In Service | SS |  | 2040 |  | Existing less Announced Withdrawal | Wind | 1110 |  | Mar 2022 | 2022-04-19 09:19
SA1 | Existing Plant | Lake Bonney BESS1 | Lake Bonney BESS Pty Limited | Storage - Battery | Other | LBBG1 | 1 |  | 25 |  | 25 | 25 | 52 | In Service | S |  | 2034 |  | Existing less Announced Withdrawal | Battery Storage | 1568 |  | Mar 2022 | 2022-04-20 11:26
TAS1 | Existing Plant | Lake Echo | Hydro-Electric Corporation | Hydro - Dam | Water | LK_ECHO | 1 |  | 32.4 |  | 32.4 | 32.4 |  | In Service | S |  | 2100 |  | Existing less Announced Withdrawal | Water | 1111 |  | Mar 2022 | 2022-04-19 14:31
TAS1 | Existing Plant | Lake Margaret | Hydro-Electric Corporation | Hydro - Dam | Water |  | 7 |  | 1.2 |  | 8.4 | 8.4 |  | In Service | NS |  | 2100 |  | Existing less Announced Withdrawal | Water | 1112 |  | Mar 2022 | 2022-04-19 14:32
QLD1 | Existing Plant | Lake Somerset | Seqwater | Hydro - Dam | Water |  | 1 |  | 4.3 |  | 4.3 | 4.3 |  | In Service | NS |  |  |  | Existing less Announced Withdrawal | Water | 1669 |  | Apr 2021 | 2019-10-31 10:00
QLD1 | Project | Lakeland 2 | Lakeland Solar and Storage Pty Ltd | Solar PV - Fixed | Solar |  | 1 |  | 20 |  | 20 | 20 |  | Publicly Announced | NS |  |  |  | Proposed | Solar | 1657 |  | Apr 2021 | 2021-05-24 16:39
QLD1 | Existing Plant | Lakeland Solar and Storage | Lakeland Solar and Storage Pty Limited | Solar PV - Fixed | Solar |  | 12 |  | 1.042 |  | 12.504 | 12.504 | 0 | In Service | NS |  | 2030 |  | Existing less Announced Withdrawal | Solar | 1668 |  | Apr 2021 | 2021-05-24 16:47
QLD1 | Project | Lakeland Wind Farm | Lakeland Wind Farm Pty Ltd | Wind Turbine - Onshore | Wind |  | 17 |  | 4.3 |  | 73.1 | 73.1 |  | Publicly Announced | SS |  |  |  | Proposed | Wind | 1626 |  | May 2022 | 2022-05-15 08:05
QLD1 | Project | Latitude Solar Farm | Kentucky Solar Pty Ltd | Solar PV - Fixed | Solar |  | 2 |  | 2.499 |  | 4.998 | 4.998 |  | Publicly Announced | NS |  |  |  | Proposed | Solar | 1559 |  | Jun 2022 | 2022-04-27 15:42
VIC1 | Project | Latrobe Solar Farm | Canadian Solar (Australia) Pty Ltd |  | Solar | [5 empty] | 400 |  |  | Publicly Announced |  |  |  |  | Proposed | Solar |  | V00009
VIC1 | Project | LaTrobe Valley BESS | Tilt Renewables Australia Pty Ltd | Storage - Battery | Other |  | 1 |  | 100 |  | 100 | 100 | 200 | Publicly Announced | S |  |  |  | Proposed | Battery Storage | 1932 | V00040 | Mar 2022 | 2022-04-19 14:29
VIC1 | Existing Plant | Laverton North | Snowy Hydro Ltd | Turbine - OCGT | Natural Gas Pipeline | LNGS1 | 1 |  | 156 |  | 156 | 156 |  | In Service | S |  | 2070 |  | Existing less Announced Withdrawal | OCGT | 1115 |  | Mar 2022 | 2022-04-19 09:24
VIC1 | Existing Plant | Laverton North | Snowy Hydro Ltd | Turbine - OCGT | Natural Gas Pipeline | LNGS2 | 1 |  | 156 |  | 156 | 156 |  | In Service | S |  | 2070 |  | Existing less Announced Withdrawal | OCGT | 1115 |  | Mar 2022 | 2022-04-19 09:24
SA1 | Project | Leigh Creek Energy Project | Leigh Creek Energy | Turbine - Steam Sub Critical | Gaseous fossil fuels - other |  | 1 |  | 45 |  | 45 | 45 |  | Publicly Announced | NS |  |  |  | Proposed | Gas other | 1534 |  |  | 2019-10-31 10:00
TAS1 | Existing Plant | Lemonthyme / Wilmot | Hydro-Electric Corporation | Hydro - Dam | Water | LEM_WIL | 1 |  | 30.6 |  | 30.6 | 30.6 |  | In Service | S |  | 2100 |  | Existing less Announced Withdrawal | Water | 1116 |  | Mar 2022 | 2022-04-19 14:34
TAS1 | Existing Plant | Lemonthyme / Wilmot | Hydro-Electric Corporation | Hydro - Dam | Water | LEM_WIL | 1 |  | 51 |  | 51 | 51 |  | In Service | S |  | 2100 |  | Existing less Announced Withdrawal | Water | 1116 |  | Mar 2022 | 2022-04-19 14:34
VIC1 | Existing Plant | Leonards Hill | Hepburn Community Wind Park Co-operative Limited | Wind Turbine - Onshore | Wind | HEPWIND1 | 2 |  | 2.05 |  | 4.1 | 4.1 |  | In Service | NS |  |  |  | Existing less Announced Withdrawal | Wind | 1117 |  |  | 2019-10-31 10:00
NSW1 | Existing Plant | Liddell | AGL Macquarie Pty Limited | Turbine - Steam Sub Critical | Black Coal | LD01 | 1 |  | 500 |  | 500 | 500 |  | In Service - Announced Withdrawal (Permanent) | S |  | 2023 | 2023-04-01 | Announced Withdrawal | Coal | 1118 |  | Mar 2022 | 2022-04-19 14:35
NSW1 | Existing Plant | Liddell | AGL Macquarie Pty Limited | Turbine - Steam Sub Critical | Black Coal | LD02 | 1 |  | 500 |  | 500 | 500 |  | In Service - Announced Withdrawal (Permanent) | S |  | 2023 | 2023-04-01 | Announced Withdrawal | Coal | 1118 |  | Mar 2022 | 2022-04-19 14:35
NSW1 | Existing Plant | Liddell | AGL Macquarie Pty Limited | Turbine - Steam Sub Critical | Black Coal | LD03 | 1 |  | 500 |  | 500 | 500 |  | Withdrawn - Permanent | S |  | 2022 | 2022-04-01 | Withdrawn | Coal | 1118 |  | Mar 2022 | 2022-04-19 14:35
NSW1 | Existing Plant | Liddell | AGL Macquarie Pty Limited | Turbine - Steam Sub Critical | Black Coal | LD04 | 1 |  | 500 |  | 500 | 500 |  | In Service - Announced Withdrawal (Permanent) | S |  | 2023 | 2023-04-01 | Announced Withdrawal | Coal | 1118 |  | Mar 2022 | 2022-04-19 14:35
QLD1 | Existing Plant | Lilyvale Solar Farm | Lilyvale Asset Co Pty Ltd ATF Lilyvale Asset Trust | Solar PV - Single axis tracking | Solar | LILYSF1 | 74 |  | 1.6 |  | 118.4 | 118.4 |  | In Commissioning | SS | Jan 2022 | 2048 |  | Existing less Announced Withdrawal | Solar | 1384 |  | Mar 2022 | 2022-04-20 10:22
NSW1 | Existing Plant | Limondale Solar Farm 1 | Limondale Sun Farm Pty Ltd | Solar PV - Single axis tracking | Solar | LIMOSF11 | 100 |  | 2.2 |  | 220 | 220 | 0 | In Commissioning | SS | Sep 2022 | 2050 |  | Existing less Announced Withdrawal | Solar | 1453 |  | May 2022 | 2022-05-12 14:38
NSW1 | Existing Plant | Limondale Solar Farm 2 | Limondale Sun Farm Pty Ltd | Solar PV - Single axis tracking | Solar | LIMOSF21 | 14 |  | 2.07 |  | 28.98 | 28.98 | 0 | In Service | SS |  | 2050 |  | Existing less Announced Withdrawal | Solar | 1675 |  | May 2022 | 2022-05-15 08:15
SA1 | Project | Lincoln Gap Wind Farm - BESS | Lincoln Gap Wind Farm Pty Ltd | Storage - Battery | Other | LGAPWF1 | 1 |  | 10 |  | 10 | 10 | 10 | Anticipated | S | Nov 2022 | 2045 |  | Anticipated | Battery Storage | 1603 |  | Jun 2022 | 2022-07-04 14:04
SA1 | Existing Plant | Lincoln Gap Wind Farm - stage 1 | Lincoln Gap Wind Farm Pty Ltd | Wind Turbine - Onshore | Wind | LGAPWF1 | 35 |  | 3.6 |  | 126 | 126 | 0 | In Service | SS |  | 2045 |  | Existing less Announced Withdrawal | Wind | 1119 |  | May 2022 | 2022-05-17 10:50
SA1 | Existing Plant | Lincoln Gap Wind Farm - stage 2 | Lincoln Gap Wind Farm Pty Ltd | Wind Turbine - Onshore | Wind | LGAPWF2 | 24 |  | 3.6 |  | 86.4 | 86.4 |  | In Commissioning | SS | Feb 2022 | 2045 |  | Existing less Announced Withdrawal | Wind | 1574 |  | May 2022 | 2022-05-17 09:44
SA1 | Project | Lincoln Gap Wind Farm stage 3 | Nexif Energy Australia Pty Ltd | Wind Turbine - Onshore | Wind |  | 40 |  | 7.8 |  | 312 | 312 |  | Publicly Announced | SS |  | 2055 |  | Proposed | Wind | 1885 | S00005 | Jun 2022 | 2022-07-05 11:49
NSW1 | Project | Lismore BESS | Maoneng Australia |  | Other | [5 empty] | 100 |  |  | Publicly Announced |  |  |  |  | Proposed | Battery Storage |  | N00037
VIC1 | Project | Little River BESS | ACEnergy Pty Ltd | Storage | Other | [5 empty] | 350 |  |  | Publicly Announced |  |  |  |  | Proposed | Battery Storage |  | V00075
VIC1 | Project | Little River Solar Farm | Clean Technology Partners |  | Solar | [5 empty] | 279 |  |  | Publicly Announced |  |  |  |  | Proposed | Solar |  | V00008
NSW1 | Project | Liverpool Range Wind Farm | Liverpool Range Wind Farm Pty Ltd | Wind Turbine - Onshore | Wind |  | 223 |  | 6 |  | 1338 | 1338 |  | Publicly Announced | SS | Jun 2027 |  |  | Proposed | Wind | 1120 |  | Mar 2022 | 2022-04-22 08:31
QLD1 | Existing Plant | Llewellyn Motors | Llewellyn Land Pty Ltd ATF Llewellyn Land Unit Trust | Solar PV - Fixed | Solar |  | 12 |  | 0.028 |  | 0.336 | 0.336 | 0 | In Service | NS |  |  |  | Existing less Announced Withdrawal | Solar | 1549 |  | Apr 2021 | 2022-04-28 15:09
NSW1 | Existing Plant | LMCC - Works Depot Power Station | TBA | Solar PV - Fixed | Solar |  | 1 |  | 0.079 |  | 0.0788 | 0.0788 |  | In Service | NS |  |  |  | Existing less Announced Withdrawal | Solar | 15 |  |  | 2018-07-31
QLD1 | Project | Lockyer Energy Management BESS and Generation Facility | Lockyer Energy Management Pty | Storage - Battery | Other | [5 empty] | 750 |  |  | Publicly Announced |  |  |  |  | Proposed | Battery Storage |  | Q00042
QLD1 | Project | Lockyer Valley Energy Project - Phase 1 | Quinbrook Asset Management as Trustee for The Australian Clean Power Trust | Turbine - OCGT | Natural Gas |  | 2 | 58.6 | 60 | 117.2 | 120 | 117.2 - 120 |  | Publicly Announced | S |  |  |  | Proposed | OCGT | 1614 |  | Jun 2022 | 2022-07-05 11:36
QLD1 | Project | Lockyer Valley Energy Project - Phase 1 | Quinbrook Asset Management as Trustee for The Australian Clean Power Trust | Storage - Battery | Solar |  | 430 |  | 1.864 |  | 801.52 | 801.52 | 1700 | Publicly Announced | S |  |  |  | Proposed | Battery Storage | 1614 |  | Jun 2022 | 2022-07-05 11:36
VIC1 | Existing Plant | Longford | Longford Gas Plant | Turbine - OCGT | Natural Gas Pipeline |  | 8 |  | 5.8 |  | 46.4 | 46.4 |  | In Service | NS |  |  |  | Existing less Announced Withdrawal | OCGT | 1121 |  | Apr 2021 | 2019-10-31 10:00
QLD1 | Existing Plant | Longreach Solar Farm | Longreach Asset Company | Solar PV - Fixed | Solar | LRSF1 | 7 |  | 2 |  | 14 | 14 | 0 | In Service | NS |  | 2043 |  | Existing less Announced Withdrawal | Solar | 1667 |  | Apr 2021 | 2022-04-28 15:59
SA1 | Existing Plant | Lonsdale | Lumo Generation SA Pty Ltd | Reciprocating Engine - Compression ignition | Diesel | LONSDALE | 18 |  | 1.15 |  | 20.7 | 20.7 |  | In Service | S |  | 2070 |  | Existing less Announced Withdrawal | Other | 1122 |  | Mar 2022 | 2022-04-19 09:31
QLD1 | Project | Lotus Creek Wind Farm | Epuron Projects Pty Ltd | Wind Turbine - Onshore | Wind |  | 55 |  | 6.2 |  | 341 | 341 |  | Publicly Announced | TBA |  |  |  | Proposed | Wind | 2002 |  |  | 2022-06-14 15:38
VIC1 | Project | Lovely Banks Renewable Energy Hub | Syncline Energy Pty Ltd |  | Other | [5 empty] | 400 |  |  | Publicly Announced |  |  |  |  | Proposed | Battery Storage |  | V00002
TAS1 | Project | Low Head Wind Farm | Low Head Wind Farm Pty Ltd | Wind Turbine - Onshore | Wind |  | 10 |  | 4.2 |  | 42 | 42 |  | Publicly Announced | NS |  |  |  | Proposed | Wind | 1350 |  | Apr 2021 | 2019-10-31 10:00
TAS1 | Existing Plant | Lower Lake Margaret | Hydro-Electric Corporation | Hydro - Dam | Water |  | 1 |  | 3.2 |  | 3.2 | 3.2 |  | In Service | NS |  | 2100 |  | Existing less Announced Withdrawal | Water | 1123 |  | Mar 2022 | 2022-04-19 14:36
VIC1 | Existing Plant | Loy Yang A Power Station | AGL Loy Yang Marketing Pty Ltd | Turbine - Steam Sub Critical | Brown Coal | LYA1 | 1 |  | 560 |  | 560 | 560 |  | In Service | S |  | 2045 |  | Existing less Announced Withdrawal | Coal | 1124 |  | Jun 2022 | 2022-07-01 10:32
VIC1 | Existing Plant | Loy Yang A Power Station | AGL Loy Yang Marketing Pty Ltd | Turbine - Steam Sub Critical | Brown Coal | LYA2 | 1 |  | 530 |  | 530 | 530 |  | In Service | S |  | 2045 |  | Existing less Announced Withdrawal | Coal | 1124 |  | Jun 2022 | 2022-07-01 10:32
VIC1 | Project | Loy Yang A Power Station | AGL Loy Yang Marketing Pty Ltd | Turbine - Steam Sub Critical | Brown Coal | LYA2 | 1 |  | 15 |  | 15 | 15 |  | Anticipated Upgrade | S | Sep 2025 | 2045 |  | Upgrade / Expansion | Coal | 1124 |  | Jun 2022 | 2022-07-01 10:32
VIC1 | Existing Plant | Loy Yang A Power Station | AGL Loy Yang Marketing Pty Ltd | Turbine - Steam Sub Critical | Brown Coal | LYA3 | 1 |  | 560 |  | 560 | 560 |  | In Service | S |  | 2045 |  | Existing less Announced Withdrawal | Coal | 1124 |  | Jun 2022 | 2022-07-01 10:32
VIC1 | Existing Plant | Loy Yang A Power Station | AGL Loy Yang Marketing Pty Ltd | Turbine - Steam Sub Critical | Brown Coal | LYA4 | 1 |  | 560 |  | 560 | 560 |  | In Service | S |  | 2045 |  | Existing less Announced Withdrawal | Coal | 1124 |  | Jun 2022 | 2022-07-01 10:32
VIC1 | Existing Plant | Loy Yang B | Gippsland Power Pty Ltd ABN 30 077 851 079 / LYB Ventures Australia Pty Ltd ABN 57 055 984 499 / Traralgon Power Pty Ltd ABN 64 056 292 623 / Latrobe Power Pty Ltd ABN 42 055 983 563 / LYB Australia Limited ABN 87 055 563 785 | Turbine - Steam Sub Critical | Brown Coal | LOYYB1 | 1 |  | 580 |  | 580 | 580 |  | In Service | S |  | 2047 |  | Existing less Announced Withdrawal | Coal | 1125 |  | Mar 2022 | 2022-04-07 15:13
VIC1 | Existing Plant | Loy Yang B | Gippsland Power Pty Ltd ABN 30 077 851 079 / LYB Ventures Australia Pty Ltd ABN 57 055 984 499 / Traralgon Power Pty Ltd ABN 64 056 292 623 / Latrobe Power Pty Ltd ABN 42 055 983 563 / LYB Australia Limited ABN 87 055 563 785 | Turbine - Steam Sub Critical | Brown Coal | LOYYB2 | 1 |  | 580 |  | 580 | 580 |  | In Service | S |  | 2047 |  | Existing less Announced Withdrawal | Coal | 1125 |  | Mar 2022 | 2022-04-07 15:13
VIC1 | Project | Loy Yang BESS | AGL Energy Ltd | Storage - Battery | Other |  | 1 |  | 200 |  | 200 | 200 | 0 | Publicly Announced | TBA |  |  |  | Proposed | Battery Storage | 1955 | V00038 |  | 2021-10-04 13:42
VIC1 | Project | Lubeck Wind Farm | Wind Prospect Pty Ltd |  | Wind | [5 empty] | 108 |  |  | Publicly Announced |  |  |  |  | Proposed | Wind |  | V00042
NSW1 | Existing Plant | Lucas Heights 2 | EDL LFG NSW Pty Ltd | Reciprocating Engine - Spark ignition | Landfill Gas | LUCAS2S2 | 15 |  | 1.15 |  | 17.25 | 17.25 |  | In Service | NS |  | 2025 |  | Existing less Announced Withdrawal | Biomass | 1127 |  | Mar 2022 | 2022-04-19 09:42
NSW1 | Existing Plant | Lucas Heights I | EDL LFG NSW Pty Ltd | Reciprocating Engine - Spark ignition | Landfill Gas |  | 2 |  | 1.15 |  | 2.3 | 2.3 |  | In Service | NS |  | 2035 |  | Existing less Announced Withdrawal | Biomass | 1126 |  | Mar 2022 | 2022-04-19 09:39
NSW1 | Existing Plant | Lucas Heights I | EDL LFG NSW Pty Ltd | Reciprocating Engine - Spark ignition | Landfill Gas |  | 3 |  | 1.03 |  | 3.09 | 3.09 |  | In Service | NS |  | 2035 |  | Existing less Announced Withdrawal | Biomass | 1126 |  | Mar 2022 | 2022-04-19 09:39
VIC1 | Project | LYA BESS | LOYYANGA | Storage - Battery | Other |  | 1 |  | 0 |  | 0 | 0 | 0 | Publicly Announced | S |  |  |  | Proposed | Battery Storage | 1867 |  |  | 2022-04-27 08:57
VIC1 | Existing Plant | Macarthur Wind Farm | Macarthur Wind Farm Pty Ltd and Meridian Wind Macarthur Pty Ltd | Wind Turbine - Onshore | Wind | MACARTH1 | 140 |  | 3 |  | 420 | 420 |  | In Service | SS |  | 2038 |  | Existing less Announced Withdrawal | Wind | 1128 |  | Mar 2022 | 2022-04-19 09:44
QLD1 | Project | MacIntyre Wind Farm | Macintyre Windfarm Pty Ltd and Arc Energy Macintyre Pty Ltd | Wind Turbine - Onshore | Wind |  | 162 | 3 | 5.7 | 486 | 923.4 | 486 - 923.4 | 0 | Anticipated | SS | Dec 2024 |  |  | Anticipated | Wind | 1332 | Q00006 | Jun 2022 | 2022-07-05 08:46
QLD1 | Existing Plant | Mackay GT | Stanwell Corporation Limited | Turbine - OCGT | Diesel | MACKAYGT | 1 |  | 34 |  | 34 | 34 |  | Withdrawn - Permanent | S |  |  | 2021-04-01 | Withdrawn | OCGT | 1129 |  | Mar 2022 | 2021-05-24 18:41
TAS1 | Existing Plant | Mackintosh | Hydro-Electric Corporation | Hydro - Dam | Water | MACKNTSH | 1 |  | 79.9 |  | 79.9 | 79.9 |  | In Service | S |  | 2100 |  | Existing less Announced Withdrawal | Water | 1130 |  | Mar 2022 | 2022-04-21 10:07
QLD1 | Existing Plant | Macknade Mill | Wilmar Sugar Australia LImited | Turbine - Steam Sub Critical | Bagasse |  | 1 |  | 3 |  | 3 | 3 |  | In Service | NS |  |  |  | Existing less Announced Withdrawal | Biomass | 1131 |  | Mar 2022 | 2022-04-14 16:39
QLD1 | Existing Plant | Macknade Mill | Wilmar Sugar Australia LImited | Turbine - Steam Sub Critical | Bagasse |  | 1 |  | 5 |  | 5 | 5 |  | In Service | NS |  |  |  | Existing less Announced Withdrawal | Biomass | 1131 |  | Mar 2022 | 2022-04-14 16:39
VIC1 | Project | Mallee Solar Farm | juwi Renewable Energy Pty Ltd |  | Solar PV |  | 34 |  | 6.47 |  | 220 | 220 |  | Publicly Announced |  |  |  |  | Proposed | Solar |  | V00030
NSW1 | Existing Plant | Manildra Solar Farm | Manildra Prop Pty Ltd as trustee for the Manildra Asset Trust | Solar PV - Single axis tracking | Solar | MANSLR1 | 20 |  | 2.5 |  | 50 | 50 |  | In Service | SS |  | 2048 |  | Existing less Announced Withdrawal | Solar | 1280 |  | Apr 2021 | 2022-05-12 10:21
SA1 | Existing Plant | Mannum Adelaide Pumping Station No 2 - MAPL2 (Palmer) | South Australian Water Corporation | Solar PV - Single axis tracking | Solar | MAPS2PV1 | 6 |  | 2.8 |  | 16.8 | 16.8 |  | Committed | SS | May 2022 | 2041 |  | Existing less Announced Withdrawal | Solar | 1847 | S00010 | Mar 2022 | 2022-04-20 08:40
SA1 | Project | Mannum Adelaide Pumping Station No 3 - MAPL3 (Tungkillo) | South Australian Water Corporation | Solar PV - Single axis tracking | Solar | MAPS3PV1 | 6 |  | 2.06 |  | 12.36 | 12.36 |  | Committed* | SS | Nov 2022 | 2041 |  | Committed | Solar | 2010 | S00011 | Jun 2022 | 2022-07-05 12:12
SA1 | Project | Mannum BESS | Canadian Solar (Australia) Pty Ltd |  | Other | [5 empty] | 100 |  |  | Publicly Announced |  |  |  |  | Proposed | Battery Storage |  | S00016
SA1 | Project | Mannum Solar Farm | Mannum Solar Farm Pty Ltd | Solar PV - Single axis tracking | Solar |  | 1 |  | 4.95 |  | 4.95 | 4.95 | 0 | Publicly Announced | NS |  |  |  | Proposed | Solar | 1722 |  | Apr 2021 | 2022-04-28 17:18
VIC1 | Project | Mansfield Solar Farm | Biscon Energy Australia Pty Ltd |  | Other | [5 empty] | 0 |  |  | Publicly Announced |  |  |  |  | Proposed | Battery Storage |  | V00036
VIC1 | Project | Mansfield Solar Farm | Biscon Energy Australia Pty Ltd |  | Solar | [5 empty] | 350 |  |  | Publicly Announced |  |  |  |  | Proposed | Solar |  | V00036
NSW1 | Project | Maoneng Battery | Maoneng Australia | Storage - Battery | Other |  | 4 |  | 50 |  | 200 | 200 | 400 | Publicly Announced | S |  |  |  | Proposed | Battery Storage | 143 |  | Apr 2021 | 2019-10-31 10:00
VIC1 | Existing Plant | Maroona Wind Farm | Myamba Developments Pty Ltd | Wind Turbine - Onshore | Wind | MAROOWF1 | 2 |  | 3.6 |  | 7.2 | 7.2 |  | In Service | NS |  |  |  | Existing less Announced Withdrawal | Wind | 1468 |  | Mar 2022 | 2022-04-20 10:51
NSW1 | Project | Marulan - OCGT/CCGT | EnergyAustralia Marulan Pty Ltd | Turbine - Other | Natural Gas Pipeline |  | 1 | 250 | 350 | 250 | 350 | 250 - 350 |  | Publicly Announced | S |  |  |  | Proposed | Gas other | 1132 |  | Jun 2022 | 2022-06-30 13:28
NSW1 | Project | Marulan - OCGT/CCGT | EnergyAustralia Marulan Pty Ltd | Turbine - Other | Natural Gas Pipeline |  | 1 | 250 | 450 | 250 | 450 | 250 - 450 |  | Publicly Announced | S |  |  |  | Proposed | Gas other | 1132 |  | Jun 2022 | 2022-06-30 13:28
QLD1 | Existing Plant | Maryborough Mill | MSF Sugar | Turbine - Steam Super Critical | Bagasse |  | 1 |  | 3.5 |  | 3.5 | 3.5 |  | In Service | NS |  |  |  | Existing less Announced Withdrawal | Biomass | 1308 |  | Apr 2021 | 2019-10-31 10:00
QLD1 | Existing Plant | Maryborough Mill | MSF Sugar | Turbine - Steam Super Critical | Bagasse |  | 2 |  | 2 |  | 4 | 4 |  | In Service | NS |  |  |  | Existing less Announced Withdrawal | Biomass | 1308 |  | Apr 2021 | 2019-10-31 10:00
QLD1 | Existing Plant | Maryrorough Solar Farm | Maryrorough Solar Pty Ltd | Solar PV - Single axis tracking | Solar | MARYRSF1 | 1 |  | 34.5 |  | 34.5 | 34.5 | 0 | In Service | SS |  | 2048 |  | Existing less Announced Withdrawal | Solar | 1689 |  | May 2022 | 2022-05-15 08:07
NSW1 | Project | Maryvale Solar Farm | Photon Energy | Solar PV - Single axis tracking | Solar |  | 1 |  | 125 |  | 125 | 125 |  | Publicly Announced | SS |  |  |  | Proposed | Solar | 1595 |  | Sep 2021 | 2021-06-15
QLD1 | Project | Matthew Flinders College Senior | Matthew Flinders Anglican College | Solar PV - Fixed | Solar |  | 6 |  | 0.033 |  | 0.198 | 0.198 | 0 | Committed* | NS |  |  |  | Committed | Solar | 1551 |  | Jun 2022 | 2022-07-05 13:39
NSW1 | Project | Maxwell Solar Farm | Malabar Coal | Solar PV - Single axis tracking | Solar |  | 1 |  | 25 |  | 25 | 25 |  | Publicly Announced | TBA |  |  |  | Proposed | Solar | 1707 |  | Apr 2021 | 2019-10-31 10:00
QLD1 | Existing Plant | McNamee Partners | McNamee Partners Pty Ltd | Solar PV - Fixed | Solar |  | 8 |  | 0.032 |  | 0.256 | 0.256 | 0 | In Service | NS |  |  |  | Existing less Announced Withdrawal | Solar | 1510 |  | Apr 2021 | 2022-04-28 15:09
VIC1 | Project | Meadow Creek Solar Farm | Clean Technology Partners |  | Solar | [5 empty] | 180 |  |  | Publicly Announced |  |  |  |  | Proposed | Solar |  | V00057
TAS1 | Existing Plant | Meadowbank | Hydro-Electric Corporation | Hydro - Dam | Water | MEADOWBK | 1 |  | 40 |  | 40 | 40 |  | In Service | S |  | 2100 |  | Existing less Announced Withdrawal | Water | 1133 |  | Mar 2022 | 2022-04-21 10:08
VIC1 | Project | Melbourne Renewable Energy Complex | Elgin Energy Pty Ltd | Storage - Battery | Other | [5 empty] | 0 |  |  | Publicly Announced |  |  |  |  | Proposed | Solar |  | V00060
VIC1 | Project | Melbourne Solar Farm | Emergent Technologies |  | Solar | [5 empty] | 350 |  |  | Publicly Announced |  |  |  |  | Proposed | Solar |  | V00024
VIC1 | Project | Melton Renewable Energy Hub | MREH Pty Ltd as trustee for MREH Asset Trust | Storage - Battery | Other |  | 1 |  | 1200 |  | 1200 | 1200 | 1600 | Publicly Announced | S | Mar 2024 | 2065 |  | Proposed | Battery Storage | 1859 | V00001 | Jun 2022 | 2022-07-05 09:31
VIC1 | Project | Meredith Wind Farm | Acciona Solar Pty Ltd |  | Wind | [8 empty] | Publicly Announced |  |  |  |  | Proposed | Wind |  | V00020
NSW1 | Project | Merino Solar Farm | Merino Solar Farm Pty Ltd as trustee for Merino Solar Farm Trust |  | Storage |  | 96 |  | 3.2217 |  | 309.28 | 309.28 |  | Publicly Announced |  |  |  |  | Proposed | Battery Storage |  | N00084
NSW1 | Project | Merino Solar Farm | Merino Solar Farm Pty Ltd as trustee for Merino Solar Farm Trust |  | Solar PV |  | 100 |  | 3.3827 |  | 338.27 | 338.27 |  | Publicly Announced |  |  |  |  | Proposed | Solar |  | N00084
NSW1 | Project | Merriwa SF | Midgar Solar Project Pty Ltd | Storage - Battery | Other | [5 empty] | 400 |  |  | Publicly Announced |  |  |  |  | Proposed | Battery Storage |  | N00072
NSW1 | Project | Merriwa SF | Midgar Solar Project Pty Ltd |  | Solar | [5 empty] | 550 |  |  | Publicly Announced |  |  |  |  | Proposed | Solar |  | N00072
NSW1 | Project | Metz Solar Farm | Metz ProjectCo Pty Ltd as trustee for Metz ProjectCo Trust | Solar PV - Single axis tracking | Solar | METZSF1 | 54 |  | 2.5 |  | 135 | 135 |  | Committed | SS | Sep 2022 | 2052 |  | Committed | Solar | 1628 |  | Jun 2022 | 2022-07-04 12:43
SA1 | Project | Middleback Ranges Pumped Hydro | Zen Energy | Storage - Pumped hydro | Water |  | 1 |  | 90 |  | 90 | 90 | 390 | Publicly Announced | S |  |  |  | Proposed | Water | 132 |  |  | 2019-10-31 10:00
NSW1 | Project | Middlebrook SF & BESS | Middlebrook Solar Farm Pty Ltd | Storage - Battery | Other | [5 empty] | 100 |  |  | Publicly Announced |  |  |  |  | Proposed | Battery Storage |  | N00071
NSW1 | Project | Middlebrook SF & BESS | Middlebrook Solar Farm Pty Ltd |  | Solar | [5 empty] | 350 |  |  | Publicly Announced |  |  |  |  | Proposed | Solar |  | N00071
QLD1 | Existing Plant | Middlemount Solar Farm | Capricorn SF No1 Pty Ltd | Solar PV - Single axis tracking | Solar | MIDDLSF1 | 1 |  | 26 |  | 26 | 26 |  | In Service | SS |  | 2050 |  | Existing less Announced Withdrawal | Solar | 1537 |  | May 2022 | 2022-05-18 10:33
VIC1 | Existing Plant | Midland Highway Orrvale | TBA | Solar PV - Fixed | Solar |  | 1 |  | 0.509 |  | 0.509 | 0.509 |  | In Service | NS |  |  |  | Existing less Announced Withdrawal | Solar | 55 |  |  | 2018-07-31
TAS1 | Existing Plant | Midlands Hydro | TBA | Hydro - Dam | Water |  | 1 |  | 6 |  | 6 | 6 |  | In Service | NS |  |  |  | Existing less Announced Withdrawal | Water | 91 |  |  | 2018-07-31
VIC1 | Project | Mildura Power Station | Ceramet | Solar PV - Single axis tracking | Solar |  | 1 |  | 9.6 |  | 9.6 | 9.6 |  | Publicly Announced | SS |  |  |  | Proposed | Solar | 1430 |  |  | 2019-10-31 10:00
QLD1 | Project | Miles Solar Project | Vena Energy | Solar PV - Fixed | Solar |  | 1 |  | 200 |  | 200 | 200 |  | Publicly Announced | SS |  |  |  | Proposed | Solar | 1576 |  | Mar 2022 | 2022-04-20 11:28
QLD1 | Existing Plant | Millmerran Power Plant | Millmerran Power Partners | Turbine - Steam Super Critical | Black Coal | MPP_1 | 1 |  | 426 |  | 426 | 426 |  | In Service | S |  | 2051 |  | Existing less Announced Withdrawal | Coal | 1134 |  | Mar 2022 | 2022-04-07 15:15
QLD1 | Existing Plant | Millmerran Power Plant | Millmerran Power Partners | Turbine - Steam Super Critical | Black Coal | MPP_2 | 1 |  | 426 |  | 426 | 426 |  | In Service | S |  | 2051 |  | Existing less Announced Withdrawal | Coal | 1134 |  | Mar 2022 | 2022-04-07 15:15
SA1 | Existing Plant | Mintaro GT | Synergen Power Pty Ltd | Turbine - OCGT | Natural Gas Pipeline | MINTARO | 1 |  | 90 |  | 90 | 90 |  | In Service | S |  | 2030 |  | Existing less Announced Withdrawal | OCGT | 1135 |  | Mar 2022 | 2022-04-19 11:02
QLD1 | Project | Mirani Solar Farm | ESCO Pacific | Solar PV - Fixed | Solar |  | 1 | [6 empty] | Publicly Announced | SS |  |  |  | Proposed | Solar | 1445 |  | Apr 2021 | 2019-10-31 10:00
QLD1 | Project | Moah Creek Wind Farm | RES Australia |  | Wind |  | 1 |  | 415 |  | 415 | 415 |  | Publicly Announced |  |  |  |  | Proposed | Wind |  | Q00040
NSW1 | Project | Moama Solar Farm | Moama Operationsco Pty Ltd as trustee for Moama Operations Trust | Solar PV - Single axis tracking | Solar |  | 8 | [6 empty] | Publicly Announced | SS |  |  |  | Proposed | Solar | 1527 |  |  | 2019-10-31 10:00
VIC1 | Project | Moira Solar Farm | X-Elio Australia Pty Ltd | Solar PV - Single axis tracking | Solar |  | 1 |  | 80 |  | 80 | 80 | 0 | Publicly Announced | SS | Jan 2022 |  |  | Proposed | Solar | 1637 |  | Apr 2021 | 2022-04-28 14:47
VIC1 | Project | Mokoan Solar Farm | Lightsource Australia SPV 1 Pty Ltd | Solar PV - Single axis tracking | Solar |  | 1 |  | 46 |  | 46 | 46 |  | Publicly Announced | SS |  |  |  | Proposed | Solar | 1999 |  |  | 2022-03-22 09:40
NSW1 | Existing Plant | Molong Solar Farm | Molong Property Co Pty Ltd as trustee for the Molong Property Trust | Solar PV - Single axis tracking | Solar | MOLNGSF1 | 22 |  | 1.64 |  | 36.08 | 36.08 |  | In Service | SS |  | 2051 |  | Existing less Announced Withdrawal | Solar | 1641 |  | May 2022 | 2022-05-24 14:56
NSW1 | Project | Molong System Strength Battery Pilot | The Trustee for Transgrid Services Trust |  | Storage |  | 18 |  | 5.5 |  | 99 | 99 |  | Publicly Announced |  |  |  |  | Proposed | Battery Storage |  | N00074
NSW1 | Project | Monaro Solar Farm | Terrain Solar Pty Ltd |  | Solar | [5 empty] | 70 |  |  | Publicly Announced |  |  |  |  | Proposed | Solar |  | N00036
VIC1 | Project | Monash BESS | Progressive Green Pty Ltd | Storage - Battery | Other |  | 1 |  | 100 |  | 100 | 100 | 200 | Publicly Announced | S |  |  |  | Proposed | Battery Storage | 1956 | V00045 | Jun 2022 | 2022-05-03 07:56
SA1 | Project | Monash Solar Farm | 1265 Warnecke Rd Pty Ltd |  | Solar | [5 empty] | 100 |  |  | Publicly Announced |  |  |  |  | Proposed | Solar |  | S00001
VIC1 | Project | Moonah Solar Farm | Venn Artibit Group Pty Ltd |  | Solar | [5 empty] | 230 |  |  | Publicly Announced |  |  |  |  | Proposed | Solar |  | V00056
VIC1 | Existing Plant | Moorabool Wind Farm | Moorabool Wind Farm Interface Company Pty Ltd | Wind Turbine - Onshore | Wind | MOORAWF1 | 104 |  | 3 |  | 312 | 312 |  | In Service | SS |  | 2044 |  | Existing less Announced Withdrawal | Wind | 1425 |  | Jun 2022 | 2022-07-04 10:06
NSW1 | Project | Moorambilla Solar Farm | Moorambilla Solar Pty Ltd | Solar PV - Fixed | Solar |  | 1 |  | 5 |  | 5 | 5 |  | Publicly Announced | NS |  |  |  | Proposed | Solar | 1650 |  |  | 2019-10-31 10:00
QLD1 | Existing Plant | Moranbah Generation Project | SUSTAINABLE ENERGY INFRASTRUCTURE | Reciprocating Engine - Compression ignition | Waste Coal Mine Gas | MORANBAH | 8 |  | 1.57 |  | 12.56 | 12.56 |  | In Service | NS |  |  |  | Existing less Announced Withdrawal | Gas other | 1250 |  | Mar 2022 | 2022-04-20 08:28
QLD1 | Existing Plant | Moranbah North | EDL Projects Australia Pty Ltd | Reciprocating Engine - Spark ignition | Waste Coal Mine Gas | MBAHNTH | 21 |  | 3.04 |  | 63.84 | 63.84 |  | In Service | NS |  | 2038 |  | Existing less Announced Withdrawal | Gas other | 1136 |  | Mar 2022 | 2022-04-19 11:05
QLD1 | Existing Plant | Moranbah Workers Solar | TBA | Solar PV - Fixed | Solar |  | 1 |  | 0.214 |  | 0.2138 | 0.2138 |  | In Service | NS |  |  |  | Existing less Announced Withdrawal | Solar | 73 |  |  | 2018-07-31
NSW1 | Existing Plant | Moree Solar Farm | Moree Solar Farm Pty Ltd | Solar PV - Single axis tracking | Solar | MOREESF1 | 56 |  | 1 |  | 56 | 56 |  | In Service | SS |  | 2046 |  | Existing less Announced Withdrawal | Solar | 1318 |  | Mar 2022 | 2022-04-27 10:20
SA1 | Existing Plant | Morgan To Whyalla Pipeline No 1 PS And Water Filtration Plant | South Australian Water Corporation | Solar PV - Single axis tracking | Solar | MWPS1PV1 | 2 |  | 3.06 |  | 6.12 | 6.12 |  | Committed | SS | Aug 2022 | 2031 |  | Existing less Announced Withdrawal | Solar | 1849 |  | Mar 2022 | 2022-04-20 08:07
SA1 | Existing Plant | Morgan To Whyalla Pipeline No 2 PS | South Australian Water Corporation | Solar PV - Single axis tracking | Solar | MWPS2PV1 | 2 |  | 2.94 |  | 5.88 | 5.88 |  | Committed | SS | Jun 2022 | 2041 |  | Existing less Announced Withdrawal | Solar | 1850 |  | Mar 2022 | 2022-04-20 08:02
SA1 | Existing Plant | Morgan To Whyalla Pipeline No 3 PS | South Australian Water Corporation | Solar PV - Single axis tracking | Solar | MWPS3PV1 | 3 |  | 2.46 |  | 7.38 | 7.38 |  | Committed | SS | Jun 2022 | 2045 |  | Existing less Announced Withdrawal | Solar | 1851 |  | Mar 2022 | 2022-04-20 07:59
SA1 | Existing Plant | Morgan To Whyalla Pipeline No 4 PS | South Australian Water Corporation | Solar PV - Single axis tracking | Solar | MWPS4PV1 | 2 |  | 2.94 |  | 5.88 | 5.88 |  | Committed | SS | Aug 2022 | 2041 |  | Existing less Announced Withdrawal | Solar | 1852 |  | Mar 2022 | 2022-04-20 07:56
VIC1 | Project | Mornington BESS | Maoneng Australia Pty Ltd |  | Other | [5 empty] | 240 |  |  | Publicly Announced |  |  |  |  | Proposed | Battery Storage | 1945 | V00003
VIC1 | Existing Plant | Mornington Waste Disposal Facility | LMS Energy Pty Ltd | Reciprocating Engine - Spark ignition | Landfill Methane / Landfill Gas | MORNW | 1 |  | 0.789 |  | 0.789 | 0.789 |  | In Service | NS |  |  |  | Existing less Announced Withdrawal | Biomass | 1137 |  | Apr 2021 | 2019-10-31 10:00
VIC1 | Project | Mortlake | Origin Energy Power Limited | Turbine - OCGT | Natural Gas |  | 1 |  | 50 |  | 50 | 50 |  | Publicly Announced | S |  |  |  | Proposed | OCGT | 1139 |  | Mar 2022 | 2022-04-19 11:07
VIC1 | Project | Mortlake | Origin Energy Power Limited | Turbine - OCGT | Natural Gas |  | 3 |  | 50 |  | 150 | 150 |  | Publicly Announced | S |  |  |  | Proposed | Confidential | 1139 |  | Mar 2022 | 2022-04-19 11:07
VIC1 | Existing Plant | Mortlake | Origin Energy Power Limited | Turbine - OCGT | Natural Gas Pipeline | MORTLK11 | 1 |  | 292 |  | 292 | 292 |  | In Service | S |  | 2047 |  | Existing less Announced Withdrawal | OCGT | 1139 |  | Mar 2022 | 2022-04-19 11:07
VIC1 | Existing Plant | Mortlake | Origin Energy Power Limited | Turbine - OCGT | Natural Gas Pipeline | MORTLK12 | 1 |  | 292 |  | 292 | 292 |  | In Service | S |  | 2047 |  | Existing less Announced Withdrawal | OCGT | 1139 |  | Mar 2022 | 2022-04-19 11:07
VIC1 | Project | Mortlake Battery | Origin Energy Electricity Limited | Storage - Battery | Other |  | 1 |  | 300 |  | 300 | 300 | 900 | Publicly Announced | TBA |  |  |  | Proposed | Battery Storage | 1882 | V00018 | Mar 2022 | 2022-04-20 07:47
VIC1 | Project | Mortlake Energy Hub | brightnightpower_NR | Solar PV - Single axis tracking | Solar |  | 106 |  | 4.39 |  | 465.34 | 465.34 |  | Publicly Announced | SS |  |  |  | Proposed | Solar | 2022 | V00077 |  | 2022-06-07 09:20
VIC1 | Project | Mortlake South Wind Farm | Mortlake South Wind Farm Pty Ltd | Wind Turbine - Onshore | Wind |  | 35 |  | 4.5 |  | 157.5 | 157.5 | 0 | Committed | SS | Mar 2022 |  |  | Committed | Wind | 1138 |  | Jun 2022 | 2022-07-11 14:13
VIC1 | Existing Plant | Mortons Lane Wind Farm | Mortons Lane Windfarm Pty Ltd | Wind Turbine - Onshore | Wind | MLWF1 | 13 |  | 1.5 |  | 19.5 | 19.5 | 0 | In Service | NS |  |  |  | Existing less Announced Withdrawal | Wind | 1331 |  | Apr 2021 | 2022-04-28 15:28
VIC1 | Project | Morwell Battery Energy Storage System | Maoneng Australia Pty Ltd |  | Other | [5 empty] | 230 |  |  | Publicly Announced |  |  |  |  | Proposed | Battery Storage |  | V00012
VIC1 | Project | Morwell Solar | Ratch Australia Corporation | Solar PV - Single axis tracking | Solar |  | 11 | 6 | 7.5 | 66 | 82.5 | 66 - 82.5 |  | Publicly Announced | SS |  |  |  | Proposed | Solar | 2009 |  |  | 2022-04-19 14:20
QLD1 | Existing Plant | Mount Emerald | Ratch Australia | Wind Turbine - Onshore | Wind | MEWF1 | 53 |  | 3.406 |  | 180.518 | 180.518 |  | In Service | SS |  | 2043 |  | Existing less Announced Withdrawal | Wind | 1258 |  | Mar 2022 | 2022-04-20 08:27
VIC1 | Project | Mount Fyans | Woolnorth Wind Farm Holding | Wind Turbine - Onshore | Wind |  | 85 | 4 | 5.4 | 340 | 459 | 340 - 459 |  | Publicly Announced | SS |  |  |  | Proposed | Wind | 1500 |  | Mar 2022 | 2022-04-21 11:24
NSW1 | Existing Plant | Mount Majura | Mount Majura Solar Holdings Pty Ltd | Solar PV - Single axis tracking | Solar |  | 1 |  | 2.3 |  | 2.3 | 2.3 | 0 | In Service | NS |  |  |  | Existing less Announced Withdrawal | Solar | 1448 |  | Apr 2021 | 2022-04-28 15:03
QLD1 | Existing Plant | Mount Sheridan Plaza | TBA | Solar PV - Fixed | Solar |  | 1 |  | 0.3 |  | 0.2995 | 0.2995 |  | In Service | NS |  |  |  | Existing less Announced Withdrawal | Solar | 74 |  |  | 2018-07-31
VIC1 | Existing Plant | Mount Waverley Mini Hydro | TBA | Hydro - Dam | Water |  | 1 |  | 0.355 |  | 0.355 | 0.355 |  | In Service | NS |  |  |  | Existing less Announced Withdrawal | Water | 7 |  |  | 2018-07-31
QLD1 | Project | Moura Solar Farm | Moura Solar Farm SPV Pty Ltd atf the ESCO Solar Farm 4 Trust | Solar PV - Single axis tracking | Solar |  | 36 |  | 2.75 |  | 99 | 99 |  | Committed | SS | Nov 2022 | 2057 |  | Committed | Solar | 1880 |  | Jun 2022 | 2022-05-19 08:14
QLD1 | Project | Mt Cotton Biomass Cogeneration Power Station | Darwalla Milling Co Pty Ltd | Turbine - Steam Sub Critical | Wood Waste |  | 1 |  | 7.6 |  | 7.6 | 7.6 |  | Publicly Announced | S |  |  |  | Proposed | Biomass | 1310 |  |  | 2019-10-31 10:00
QLD1 | Project | Mt Fox Energy Park | Mount Fox Energy Park Pty Ltd |  | Wind | [5 empty] | 342 |  |  | Publicly Announced |  |  |  |  | Proposed | Wind |  | Q00008
VIC1 | Existing Plant | Mt Gellibrand Wind Farm | ACCIONA Energy | Wind Turbine - Onshore | Wind | MTGELWF1 | 44 |  | 3.15 |  | 138.6 | 138.6 |  | In Service | SS |  | 2043 |  | Existing less Announced Withdrawal | Wind | 1141 |  | Mar 2022 | 2022-04-07 15:16
VIC1 | Existing Plant | Mt Mercer Wind Farm | Mt Mercer Windfarm Pty Ltd | Wind Turbine - Onshore | Wind | MERCER01 | 64 |  | 2.05 |  | 131.2 | 131.2 |  | In Service | SS |  | 2043 |  | Existing less Announced Withdrawal | Wind | 1142 |  | Mar 2022 | 2022-04-19 11:09
SA1 | Existing Plant | Mt Millar Wind Farm | MT MILLAR WIND FARM PTY LTD | Wind Turbine - Onshore | Wind | MTMILLAR | 35 |  | 2.065 |  | 72.275 | 72.275 |  | In Service | NS |  | 2035 |  | Existing less Announced Withdrawal | Wind | 1143 |  | Mar 2022 | 2022-04-19 11:11
NSW1 | Existing Plant | Mt Piper | EnergyAustralia NSW Pty Ltd | Turbine - Steam Sub Critical | Black Coal | MP1 | 1 |  | 730 |  | 730 | 730 |  | In Service | S |  | 2040 |  | Existing less Announced Withdrawal | Coal | 1144 |  | Mar 2022 | 2022-07-04 11:47
NSW1 | Existing Plant | Mt Piper | EnergyAustralia NSW Pty Ltd | Turbine - Steam Sub Critical | Black Coal | MP2 | 1 |  | 660 |  | 660 | 660 |  | In Service | S |  | 2040 |  | Existing less Announced Withdrawal | Coal | 1144 |  | Mar 2022 | 2022-07-04 11:47
QLD1 | Project | Mt Rawdon Pumped Hydro Energy Storage Project | ICA Partners Pty Ltd |  | Water | [5 empty] | 1000 |  |  | Publicly Announced |  |  |  |  | Proposed | Water |  | Q00015
QLD1 | Existing Plant | Mt Stuart | Origin Energy Mt Stuart | Turbine - OCGT | Diesel | MSTUART1 | 1 |  | 146 |  | 146 | 146 |  | In Service | S |  | 2033 |  | Existing less Announced Withdrawal | OCGT | 1145 |  | Mar 2022 | 2022-04-19 11:15
QLD1 | Existing Plant | Mt Stuart | Origin Energy Mt Stuart | Turbine - OCGT | Diesel | MSTUART2 | 1 |  | 146 |  | 146 | 146 |  | In Service | S |  | 2033 |  | Existing less Announced Withdrawal | OCGT | 1145 |  | Mar 2022 | 2022-04-19 11:15
QLD1 | Existing Plant | Mt Stuart | Origin Energy Mt Stuart | Turbine - OCGT | Diesel | MSTUART3 | 1 |  | 131.5 |  | 131.5 | 131.5 |  | In Service | S |  | 2044 |  | Existing less Announced Withdrawal | OCGT | 1145 |  | Mar 2022 | 2022-04-19 11:15
NSW1 | Existing Plant | Mugga Lane Solar Park | Mugga Lane Solar Park Pty Ltd | Solar PV - Fixed | Solar | MLSP1 | 20 |  | 0.68 |  | 13.6 | 13.6 |  | In Service | NS |  |  |  | Existing less Announced Withdrawal | Solar | 1335 |  | Apr 2021 | 2019-10-31 10:00
QLD1 | Existing Plant | Mulgrave Central Mill | MSF Sugar | Turbine - Steam Super Critical | Bagasse |  | 1 |  | 9 |  | 9 | 9 | 0 | In Service | NS |  |  |  | Existing less Announced Withdrawal | Biomass | 1306 |  | Apr 2021 | 2022-04-28 15:28
NSW1 | Project | Mulwala Solar Farm | Mulwala Solar Farm Pty Ltd | Solar PV - Single axis tracking | Solar |  | 1 |  | 80 |  | 80 | 80 |  | Publicly Announced | SS |  |  |  | Proposed | Solar | 1998 |  | Jun 2022 | 2022-07-04 12:06
NSW1 | Project | Mumbil Solar Farm | Photon Energy | Solar PV - Fixed | Solar |  | 1 |  | 100 |  | 100 | 100 |  | Publicly Announced | SS |  |  |  | Proposed | Solar | 1596 |  |  | 2019-10-31 10:00
NSW1 | Project | Munmorah BESS | Neoen Australia Pty Ltd |  | Storage |  | 246 |  | 4.6 |  | 1131.6 | 1131.6 |  | Publicly Announced |  |  |  |  | Proposed | Battery Storage |  | N00077
QLD1 | Project | Munna Creek Solar Farm | Renewable Energy System Technologies Pty Ltd | Solar PV - Single axis tracking | Solar |  | 56 |  | 2.75 |  | 154 | 154 | 0 | Anticipated | SS | Apr 2024 | 2053 |  | Anticipated | Solar | 1905 |  | Jun 2022 | 2022-04-28 15:05
VIC1 | Project | Murra Warra Solar Farm | RES Australia Pty Ltd | Solar PV - Fixed | Solar |  | 1 |  | 200 |  | 200 | 200 | 0 | Publicly Announced | SS |  |  |  | Proposed | Solar | 1655 |  | Apr 2021 | 2022-04-28 15:06
VIC1 | Existing Plant | Murra Warra Wind Farm - stage 1 | Murra Warra Project Co Pty Ltd | Wind Turbine - Onshore | Wind | MUWAWF1 | 61 |  | 3.7 |  | 225.7 | 225.7 | 0 | In Service | SS |  | 2049 |  | Existing less Announced Withdrawal | Wind | 1262 |  | May 2022 | 2022-05-12 10:38
VIC1 | Existing Plant | Murra Warra Wind Farm - stage 2 | Murra Warra II Project Co Pty Ltd as Trustee for the Murra Warra II Project Trust | Wind Turbine - Onshore | Wind | MUWAWF2 | 38 |  | 5.5 |  | 209 | 209 |  | Committed | SS | Jul 2022 | 2052 |  | Existing less Announced Withdrawal | Wind | 1506 |  | May 2022 | 2022-05-12 10:47
VIC1 | Existing Plant | Murray 1 | Snowy Hydro Ltd | Hydro - Dam | Water | MURRAY | 10 |  | 95 |  | 950 | 950 |  | In Service | S |  | 2070 |  | Existing less Announced Withdrawal | Water | 1147 |  | Mar 2022 | 2022-04-19 11:17
VIC1 | Existing Plant | Murray 2 | Snowy Hydro Ltd | Hydro - Dam | Water | MURRAY | 4 |  | 138 |  | 552 | 552 |  | In Service | S |  | 2070 |  | Existing less Announced Withdrawal | Water | 1148 |  | Mar 2022 | 2022-04-19 11:18
SA1 | Existing Plant | Murray Bridge - Onkaparinga Pipeline Pump 2 | South Australian Water Corporation | Solar PV - Single axis tracking | Solar | MBPS2PV1 | 6 |  | 2.29 |  | 13.74 | 13.74 |  | Committed | SS | Aug 2022 | 2041 |  | Existing less Announced Withdrawal | Solar | 1853 |  | Mar 2022 | 2022-04-20 07:55
SA1 | Project | Murray Bridge Hahndorf Pumping Station 2 Solar | South Australia Water Corporation (SA Water) Pty Ltd |  | Solar | [5 empty] | 10.3 |  |  | Publicly Announced |  |  |  |  | Proposed | Solar |  | S00012
TAS1 | Existing Plant | Musselroe Wind Farm | Musselroe Wind Farm Pty Ltd | Wind Turbine - Onshore | Wind | MUSSELR1 | 56 |  | 3 |  | 168 | 168 |  | In Service | SS |  | 2050 |  | Existing less Announced Withdrawal | Wind | 1149 |  | Mar 2022 | 2022-04-19 11:19
VIC1 | Project | Naring Solar Farm | Lightsource | Solar PV - Fixed | Solar |  | 1 |  | 60 |  | 60 | 60 |  | Publicly Announced | SS |  |  |  | Proposed | Solar | 126 |  |  | 2018-07-31
VIC1 | Project | Naroghid | Alinta Energy Retail Sales Pty Ltd | Wind Turbine - Onshore | Wind |  | 1 |  | 50 |  | 50 | 50 |  | Publicly Announced | SS |  |  |  | Proposed | Wind | 1467 |  | Mar 2022 | 2022-04-20 10:50
NSW1 | Project | Narrabri Solar Farm | Narrabri Power Pty Ltd |  | Solar | [5 empty] | 120 |  |  | Publicly Announced |  |  |  |  | Proposed | Solar |  | N00059
NSW1 | Project | Narrabri South Solar Farm | Canadian Solar (Australia) Pty Ltd | Solar PV - Single axis tracking | Solar |  | 1 |  | 50 |  | 50 | 50 |  | Publicly Announced | SS |  |  |  | Proposed | Solar | 1656 |  | Apr 2021 | 2019-10-31 10:00
NSW1 | Existing Plant | Narromine Solar Farm | Dubbo Solar Hub Pty Ltd | Solar PV - Single axis tracking | Solar | NASF1 | 1 |  | 10 |  | 10 | 10 |  | In Service | NS |  | 2058 |  | Existing less Announced Withdrawal | Solar | 1380 |  | Mar 2022 | 2022-04-20 10:17
VIC1 | Project | Navarre Wind Farm | Neon Australia Pty Ltd |  | Wind | [5 empty] | 526 |  |  | Publicly Announced |  |  |  |  | Proposed | Wind |  | V00013
SA1 | Existing Plant | NAWMA - LFG - SOLAR | Northern Adelaide Waste Management Authority | Other - Solar + methane | Other |  | 1 |  | 2.393 |  | 2.393 | 2.393 |  | In Service | NS |  |  |  | Existing less Announced Withdrawal | Other | 29 |  |  | 2018-07-31
SA1 | Existing Plant | NAWMA Balefill Site Uleybury | LMS Energy | Reciprocating Engine - Compression ignition | Landfill Gas |  | 1 |  | 1.123 |  | 1.123 | 1.123 |  | In Service | NS |  | 2037 |  | Existing less Announced Withdrawal | Other | 1544 |  | Apr 2021 | 2022-05-04 12:06
SA1 | Existing Plant | NAWMA Balefill Site Uleybury | LMS Energy | Solar PV - Fixed | Solar |  | 46 |  | 0.025 |  | 1.15 | 1.15 |  | In Service | NS |  | 2037 |  | Existing less Announced Withdrawal | Solar | 1544 |  | Apr 2021 | 2022-05-04 12:06
NSW1 | Existing Plant | Nevertire Solar Farm | Elliott Nevertire Solar Pty Ltd as Trustee for the Elliott Nevertire Trust' | Solar PV - Single axis tracking | Solar | NEVERSF1 | 48 |  | 2.18 |  | 104.64 | 104.64 |  | In Service | SS |  | 2049 |  | Existing less Announced Withdrawal | Solar | 1414 |  | May 2022 | 2022-05-17 08:50
NSW1 | Project | New England Solar Farm | UPC\AC Renewables Australia Pty Ltd | Solar PV - Single axis tracking | Solar |  | 222 |  | 1.441 |  | 319.902 | 319.902 |  | Publicly Announced | SS |  |  |  | Proposed | Solar | 1854 |  | Jun 2022 | 2022-07-01 15:34
NSW1 | Project | New England Solar Farm | UPC\AC Renewables Australia Pty Ltd | Solar PV - Single axis tracking | Solar |  | 288 |  | 1.637 |  | 471.456 | 471.456 |  | Committed | SS | May 2023 | 2052 |  | Committed | Solar | 1854 |  | Jun 2022 | 2022-07-01 15:34
NSW1 | Project | New England Solar Farm BESS | UPC Renewables Australia Pty Ltd | Storage - Battery | Other |  | 1 |  | 50 |  | 50 | 50 | 50 | Publicly Announced | S |  |  |  | Proposed | Battery Storage | 1893 | N00030 | Jun 2022 | 2022-07-05 09:36
NSW1 | Project | Newcastle Gas Peaker | AGL Energy Limited | Reciprocating Engine - Compression ignition | Natural Gas |  | 1 |  | 250 |  | 250 | 250 |  | Publicly Announced | S | Jul 2023 |  |  | Proposed | Gas other | 1620 |  | Jun 2022 | 2022-07-04 13:54
NSW1 | Project | Newcastle Offshore Wind | Newcastle Offshore Wind Energy Pty Ltd | Wind Turbine - Offshore | Wind |  | 500 |  | 20 |  | 10000 | 10000 |  | Publicly Announced | SS |  |  |  | Proposed | Wind | 1917 |  | Jun 2021 | 2022-05-03 14:40
VIC1 | Existing Plant | Newhaven College | TBA | Solar PV - Fixed | Solar |  | 1 |  | 0.243 |  | 0.2432 | 0.2432 |  | In Service | NS |  |  |  | Existing less Announced Withdrawal | Solar | 56 |  |  | 2018-07-31
VIC1 | Existing Plant | Newport | EnergyAustralia Ecogen Pty Ltd | Turbine - Steam Sub Critical | Natural Gas Pipeline | NPS | 1 |  | 500 |  | 500 | 500 |  | In Service | S |  | 2039 |  | Existing less Announced Withdrawal | Gas other | 1150 |  | Mar 2022 | 2022-07-04 15:21
VIC1 | Project | Newport Battery Energy Storage System | Energy Australia Pty Ltd |  | Other | [5 empty] | 250 |  |  | Publicly Announced |  |  |  |  | Proposed | Battery Storage |  | V00015
NSW1 | Existing Plant | Nine Network Willoughby | TCN Channel Nine Pty Ltd | Reciprocating Engine - Compression ignition | Diesel | NINEWIL1 | 1 |  | 1.28 |  | 1.28 | 1.28 |  | In Service | NS |  |  |  | Existing less Announced Withdrawal | Other | 1293 |  | Apr 2021 | 2021-05-25 13:55
QLD1 | Existing Plant | Normanton Solar Farm | TBA | Solar PV - Single axis tracking | Solar |  | 1 |  | 4.96 |  | 4.96 | 4.96 |  | In Service | NS |  |  |  | Existing less Announced Withdrawal | Solar | 75 |  |  | 2018-07-31
QLD1 | Project | North Qld Bio-Energy Plant | North Queensland Bio-Energy Corporation Limited | Turbine - Steam Sub Critical | Biomass |  | 1 | 4 | 40 | 4 | 40 | 4 - 40 |  | Publicly Announced | NS |  | 2084 |  | Proposed | Biomass | 1273 |  | Jun 2022 | 2022-07-01 10:19
QLD1 | Project | North Qld Bio-Energy Plant | North Queensland Bio-Energy Corporation Limited | Turbine - Steam Sub Critical | Biomass |  | 2 | 5.5 | 55 | 11 | 110 | 11 - 110 |  | Publicly Announced | S |  | 2085 |  | Proposed | Biomass | 1273 |  | Jun 2022 | 2022-07-01 10:19
SA1 | Project | North West Bend Substation | North West Bend Solar Project Pty Ltd |  | Solar | [5 empty] | 147 |  |  | Publicly Announced |  |  |  |  | Proposed | Solar |  | S00014
NSW1 | Project | Novocastrian Offshore Wind Farm | OceanEx Energy | Wind Turbine - Offshore | Wind |  | 1 |  | 2000 |  | 2000 | 2000 |  | Publicly Announced | SS | Jan 2031 |  |  | Proposed | Wind | 2023 |  |  | 2022-06-09 08:36
VIC1 | Project | Nowingi Solar Storage - Solar | Lyon Solar | Solar PV - Single axis tracking | Solar |  | 1 |  | 250 |  | 250 | 250 |  | Publicly Announced | SS |  |  |  | Proposed | Solar | 1411 |  |  | 2019-10-31 10:00
VIC1 | Project | Nowingi Solar Storage - Storage | Lyon Solar | Storage - Battery | Other |  | 1 |  | 80 |  | 80 | 80 |  | Publicly Announced | S |  |  |  | Proposed | Battery Storage | 127 |  |  | 2018-07-31
NSW1 | Project | NSW Energy Cluster | Alinta Energy Retail Sales Pty Ltd | Wind Turbine - Onshore | Wind |  | 1 |  | 500 |  | 500 | 500 |  | Publicly Announced | SS |  | 2045 |  | Proposed | Wind | 1466 |  | Mar 2022 | 2022-04-20 10:49
NSW1 | Project | NSW Gas Peaker | AGL Energy Limited | Reciprocating Engine - Compression ignition | Natural Gas |  | 1 |  | 500 |  | 500 | 500 |  | Publicly Announced | S |  |  |  | Proposed | Gas other | 1617 |  | Mar 2022 | 2022-04-20 14:16
VIC1 | Existing Plant | Numurkah Solar Farm | Numurkah Solar Farm Pty Ltd | Solar PV - Single axis tracking | Solar | NUMURSF1 | 19 |  | 1.92 |  | 36.48 | 36.48 |  | In Service | SS |  | 2044 |  | Existing less Announced Withdrawal | Solar | 1461 |  | Mar 2022 | 2022-04-21 09:24
VIC1 | Existing Plant | Numurkah Solar Farm | Numurkah Solar Farm Pty Ltd | Solar PV - Single axis tracking | Solar | NUMURSF1 | 37 |  | 2 |  | 74 | 74 |  | In Service | SS |  | 2044 |  | Existing less Announced Withdrawal | Solar | 1461 |  | Mar 2022 | 2022-04-21 09:24
NSW1 | Existing Plant | Nyngan Solar Plant | PARF Company 6 Pty Limited | Solar PV - Fixed | Solar | NYNGAN1 | 77 |  | 1.325 |  | 102.025 | 102.025 |  | In Service | SS |  | 2042 |  | Existing less Announced Withdrawal | Solar | 1323 |  | Mar 2022 | 2022-04-20 09:14
QLD1 | Existing Plant | Oakey 1 Solar Farm | Oakey1 Asset Co Pty Ltd | Solar PV - Fixed | Solar | OAKEY1SF | 1 |  | 25 |  | 25 | 25 |  | In Service | SS |  | 2043 |  | Existing less Announced Withdrawal | Solar | 1386 |  | Mar 2022 | 2022-04-20 10:23
QLD1 | Existing Plant | Oakey 2 Solar Farm | RE Oakey Pty Ltd | Solar PV - Single axis tracking | Solar | OAKEY2SF | 26 |  | 2.14 |  | 55.64 | 55.64 |  | In Commissioning | SS | Apr 2022 | 2049 |  | Existing less Announced Withdrawal | Solar | 1591 |  | Nov 2021 | 2022-05-15 08:01
QLD1 | Existing Plant | Oakey Power Station | Oakey Power Holdings Pty Ltd | Turbine - OCGT | Natural Gas Pipeline | OAKEY1 | 1 |  | 173 |  | 173 | 173 |  | In Service | S |  | 2050 |  | Existing less Announced Withdrawal | OCGT | 1433 |  | Mar 2022 | 2022-04-07 15:31
QLD1 | Existing Plant | Oakey Power Station | Oakey Power Holdings Pty Ltd | Turbine - OCGT | Natural Gas Pipeline | OAKEY2 | 1 |  | 173 |  | 173 | 173 |  | In Service | S |  | 2050 |  | Existing less Announced Withdrawal | OCGT | 1433 |  | Mar 2022 | 2022-04-07 15:31
VIC1 | Existing Plant | Oaklands Hill Wind Farm | Oaklands Hill Wind farm pty ltd | Wind Turbine - Onshore | Wind | OAKLAND1 | 32 |  | 2.1 |  | 67.2 | 67.2 |  | In Service | SS |  | 2037 |  | Existing less Announced Withdrawal | Wind | 1152 |  | Mar 2022 | 2022-04-19 11:23
QLD1 | Existing Plant | Oaky Creek | EDL OCI Pty Ltd | Reciprocating Engine - Spark ignition | Waste Coal Mine Gas | OAKYCREK | 2 |  | 3.044 |  | 6.088 | 6.088 |  | In Service | NS |  | 2025 |  | Existing less Announced Withdrawal | Gas other | 1359 |  | Mar 2022 | 2022-04-20 09:25
QLD1 | Existing Plant | Oaky Creek | EDL OCI Pty Ltd | Reciprocating Engine - Spark ignition | Waste Coal Mine Gas | OAKYCREK | 14 |  | 1.065 |  | 14.91 | 14.91 |  | In Service | NS |  | 2025 |  | Existing less Announced Withdrawal | Gas other | 1359 |  | Mar 2022 | 2022-04-20 09:25
QLD1 | Existing Plant | Oaky Creek 2 | EDL OCI PTY LTD | Reciprocating Engine - Spark ignition | Waste Coal Mine Gas | OAKY2 | 5 |  | 3 |  | 15 | 15 |  | In Service | NS |  | 2025 |  | Existing less Announced Withdrawal | Gas other | 1379 |  | Mar 2022 | 2022-04-20 10:15
NSW1 | Project | Orana BESS | Akaysha Energy | Storage - Battery | Other |  | 80 |  | 3 |  | 240 | 240 | 800 | Anticipated | S | Jan 2025 | 2065 |  | Anticipated | Battery Storage | 2015 |  | Jun 2022 | 2022-07-05 09:58
NSW1 | Project | Orange Grove Sun Farm | Overland Sun Farming Pty Ltd | Solar PV - Single axis tracking | Solar |  | 1 |  | 80 |  | 80 | 80 |  | Publicly Announced | SS |  |  |  | Proposed | Solar | 1540 |  | Apr 2021 | 2019-10-31 10:00
SA1 | Existing Plant | Osborne | Osborne Cogeneration Pty Ltd | Turbine - CCGT | Natural Gas Pipeline | OSB-AG | 1 |  | 62 |  | 62 | 62 |  | In Service - Announced Withdrawal (Permanent) | S |  | 2023 | 2023-12-31 | Announced Withdrawal | CCGT | 1154 |  | Mar 2022 | 2022-04-19 11:24
SA1 | Existing Plant | Osborne | Osborne Cogeneration Pty Ltd | Turbine - CCGT | Natural Gas Pipeline | OSB-AG | 1 |  | 118 |  | 118 | 118 |  | In Service - Announced Withdrawal (Permanent) | S |  | 2023 | 2023-12-31 | Announced Withdrawal | CCGT | 1154 |  | Mar 2022 | 2022-04-19 11:24
NSW1 | Project | Oven Mountain Pumped Storage | Oven Mountain Pumped Storage | Hydro - Dam | Water |  | 1 |  | 600 |  | 600 | 600 | 7200 | Publicly Announced | S |  |  |  | Proposed | Water | 1751 |  |  | 2019-10-31 10:00
NSW1 | Project | Oxley Solar Farm | Oxley Solar Development Pty Ltd | Solar PV - | Solar |  | 1 |  | 300 |  | 300 | 300 |  | Publicly Announced | SS |  |  |  | Proposed | Solar | 139 |  |  | 2019-10-31 10:00
NSW1 | Project | Paling Yards Wind Farm | Global Power Generation Australia Pty Ltd | Wind Turbine - Onshore | Wind |  | 55 |  | 4.2 |  | 231 | 231 | 0 | Publicly Announced | SS |  |  |  | Proposed | Wind | 1155 | N00001 | Apr 2021 | 2022-04-28 17:12
SA1 | Project | Pallamana Solar Farm | RES Australia Pty Ltd | Solar PV - Fixed | Solar |  | 1 |  | 176 |  | 176 | 176 |  | Publicly Announced | SS |  |  |  | Proposed | Solar | 113 |  |  | 2018-07-31
SA1 | Project | Palmer Wind Farm | Tilt Renewables Australia Pty Ltd | Wind Turbine - Onshore | Wind |  | 49 |  | 6 |  | 294 | 294 |  | Publicly Announced | SS |  |  |  | Proposed | Wind | 1337 |  | Mar 2022 | 2022-04-20 09:23
TAS1 | Project | Palmerston Battery Energy Storage System - Akaysha | Akaysha Energy Pty Ltd | Storage - Battery | Other | [5 empty] | 100 |  | 100 | Publicly Announced |  |  |  |  | Proposed | Battery Storage |  | T00014
TAS1 | Project | Palmerston Big Battery | Victorian Big Battery Pty Ltd | Storage - Battery | Other | [5 empty] | 300 |  |  | Publicly Announced |  |  |  |  | Proposed | Battery Storage |  | T00013
TAS1 | Existing Plant | Paloona | Hydro-Electric Corporation | Hydro - Dam | Water | PALOONA | 1 |  | 28 |  | 28 | 28 |  | In Service | NS |  | 2100 |  | Existing less Announced Withdrawal | Water | 1156 |  | Mar 2022 | 2022-04-19 14:37
SA1 | Project | Para Substation/Gould Creek BESS | Maoneng Australia Pty Ltd |  | Other | [5 empty] | 225 |  |  | Publicly Announced |  |  |  |  | Proposed | Battery Storage |  | S00013
NSW1 | Existing Plant | Parkes Shire Council STP | TBA | Solar PV - Fixed | Solar |  | 1 |  | 0.107 |  | 0.1074 | 0.1074 |  | In Service | NS |  |  |  | Existing less Announced Withdrawal | Solar | 16 |  |  | 2018-07-31
NSW1 | Existing Plant | Parkes Shire Council WTP | TBA | Solar PV - Fixed | Solar |  | 1 |  | 0.107 |  | 0.1074 | 0.1074 |  | In Service | NS |  |  |  | Existing less Announced Withdrawal | Solar | 17 |  |  | 2018-07-31
NSW1 | Existing Plant | Parkes Solar Farm | Parkes Solar Farm Pty Ltd | Solar PV - Single axis tracking | Solar | PARSF1 | 1 |  | 55 |  | 55 | 55 |  | In Service | SS |  | 2058 |  | Existing less Announced Withdrawal | Solar | 1402 |  | Mar 2022 | 2022-04-20 10:31
SA1 | Existing Plant | Pedler Creek | EDL LFG SA Pty Ltd | Reciprocating Engine - Spark ignition | Other |  | 3 |  | 1.03 |  | 3.09 | 3.09 |  | In Service | NS |  |  |  | Existing less Announced Withdrawal | Other | 1157 |  | Apr 2021 | 2019-10-31 10:00
SA1 | Existing Plant | Pelican Point | Pelican Point Power Limited | Turbine - CCGT | Natural Gas Pipeline | PPCCGT | 1 |  | 171 |  | 171 | 171 |  | In Service | S |  | 2037 |  | Existing less Announced Withdrawal | CCGT | 1158 |  | Mar 2022 | 2022-04-19 11:28
SA1 | Existing Plant | Pelican Point | Pelican Point Power Limited | Turbine - CCGT | Natural Gas Pipeline | PPCCGT | 2 |  | 179 |  | 358 | 358 |  | In Service | S |  | 2037 |  | Existing less Announced Withdrawal | CCGT | 1158 |  | Mar 2022 | 2022-04-19 11:28
SA1 | Project | Pelican Point S2 | Pelican Point Power Limited | Turbine - OCGT | Natural Gas Pipeline |  | 1 |  | 320 |  | 320 | 320 |  | Publicly Announced | S |  |  |  | Proposed | OCGT | 1399 |  | Mar 2022 | 2020-05-14 17:07
SA1 | Project | Penfield BESS | BESS PENFIELD PTY LTD | Storage - Battery | Other |  | 1 |  | 20 |  | 20 | 20 | 40 | Publicly Announced | S |  | 2037 |  | Proposed | Battery Storage | 1930 |  | Sep 2021 | 2021-10-19 08:29
NSW1 | Existing Plant | Penrith RSL Solar | TBA | Solar PV - Fixed | Solar |  | 1 |  | 0.2 |  | 0.1999 | 0.1999 |  | In Service | NS |  |  |  | Existing less Announced Withdrawal | Solar | 18 |  |  | 2018-07-31
VIC1 | Project | Penshurst | RES Australia Pty Ltd | Wind Turbine - Onshore | Wind |  | 134 |  | 1.478 |  | 198.052 | 198.052 |  | Publicly Announced | SS |  |  |  | Proposed | Wind | 1272 |  |  | 2019-10-31 10:00
VIC1 | Project | Perry Bridge Solar Farm | Perry Bridge Solar Farm Pty Ltd | Solar PV - Single axis tracking | Solar |  | 1 |  | 60 |  | 60 | 60 | 0 | Publicly Announced | SS |  |  |  | Proposed | Solar | 1976 |  |  | 2022-06-20 11:44
SA1 | Existing Plant | Peterborough Solar Farm | Renew Power Group Pty Ltd | Solar PV - Single axis tracking | Solar |  | 2 |  | 2.45 |  | 4.9 | 4.9 |  | In Service | NS |  |  |  | Existing less Announced Withdrawal | Solar | 1535 |  | Apr 2021 | 2019-10-31 10:00
NSW1 | Project | Photon Energy Leeton | Photon Energy Leeton | Confidential - Confidential | Solar |  | 1 |  | 22 |  | 22 | 22 |  | Publicly Announced | NS |  |  |  | Proposed | Solar | 1584 |  |  | 2019-10-31 10:00
NSW1 | Existing Plant | Pindari | AGL Hydro Partnership | Hydro - Dam | Water | PINDARI | 1 |  | 5.772 |  | 5.772 | 5.772 |  | In Service | NS |  |  |  | Existing less Announced Withdrawal | Water | 1159 |  | Mar 2022 | 2022-04-19 11:31
VIC1 | Project | Pine Lodge BESS | ACEnergy | Storage - Battery | Other |  | 1 |  | 250 |  | 250 | 250 | 250 | Publicly Announced | TBA |  |  |  | Proposed | Battery Storage | 1997 | V00063 |  | 2022-03-21 09:48
QLD1 | Existing Plant | Pioneer Sugar Mill | Pioneer Sugar Mills P/L | Turbine - Steam Sub Critical | Bagasse |  | 1 |  | 30.9 |  | 30.9 | 30.9 |  | In Service | NS |  |  |  | Existing less Announced Withdrawal | Biomass | 1160 |  | Mar 2022 | 2022-04-19 11:34
QLD1 | Existing Plant | Pioneer Sugar Mill | Pioneer Sugar Mills P/L | Turbine - Steam Sub Critical | Bagasse |  | 1 |  | 36.9 |  | 36.9 | 36.9 |  | In Service | NS |  |  |  | Existing less Announced Withdrawal | Biomass | 1160 |  | Mar 2022 | 2022-04-19 11:34
QLD1 | Existing Plant | Plane Creek Mill | Wilmar Sugar Australia Limited | Turbine - Steam Sub Critical | Bagasse |  | 1 |  | 4 |  | 4 | 4 |  | In Service | NS |  |  |  | Existing less Announced Withdrawal | Biomass | 1161 |  | Mar 2022 | 2022-04-19 14:39
QLD1 | Existing Plant | Plane Creek Mill | Wilmar Sugar Australia Limited | Turbine - Steam Sub Critical | Bagasse |  | 1 |  | 10 |  | 10 | 10 |  | In Service | NS |  |  |  | Existing less Announced Withdrawal | Biomass | 1161 |  | Mar 2022 | 2022-04-19 14:39
SA1 | Project | Planet Ark Power and Schneider Electric - PV and Battery Microgrid | Planet Ark Power and Schneider Electric | Solar PV - Fixed | Solar |  | 2 |  | 1 |  | 2 | 2 | 2 | Publicly Announced | NS |  |  |  | Proposed | Solar | 1665 |  | Apr 2021 | 2019-10-31 10:00
TAS1 | Existing Plant | Poatina | Hydro-Electric Corporation | Hydro - Dam | Water | POAT110 | 2 |  | 50 |  | 100 | 100 |  | In Service | S |  | 2100 |  | Existing less Announced Withdrawal | Water | 1162 |  | Mar 2022 | 2022-04-21 15:40
TAS1 | Existing Plant | Poatina | Hydro-Electric Corporation | Hydro - Dam | Water | POAT220 | 4 |  | 50 |  | 200 | 200 |  | In Service | S |  | 2100 |  | Existing less Announced Withdrawal | Water | 1162 |  | Mar 2022 | 2022-04-21 15:40
SA1 | Project | Port Augusta Renewable Energy Park - Solar | PAREP 1 Pty Ltd | Solar PV - Fixed | Solar |  | 36 |  | 2.2 |  | 79.2 | 79.2 |  | Committed | SS | Sep 2022 | 2047 |  | Committed | Solar | 1392 | S00025 | Jun 2022 | 2022-07-01 11:00
SA1 | Project | Port Augusta Renewable Energy Park - Wind | PAREP 1 Pty Ltd | Wind Turbine - Onshore | Wind |  | 50 |  | 4.2 |  | 210 | 210 | 0 | Committed | SS | Jul 2022 | 2052 |  | Committed | Wind | 1375 |  | Jun 2022 | 2022-07-01 10:57
NSW1 | Project | Port Kembla Power Station | Australian Industrial Power |  | Other |  | 1 |  |  |  | 660 | 660 |  | Publicly Announced |  |  |  |  | Proposed | Other |  | N00031
NSW1 | Project | Port Kembla/Wollongong Offshore Wind | GEP Developments Pty Ltd | Wind Turbine - Offshore | Wind |  | 150 |  | 20 |  | 3000 | 3000 | 0 | Publicly Announced | SS |  |  |  | Proposed | Wind | 1915 |  | Jun 2021 | 2022-05-03 14:39
TAS1 | Project | Port Latta Wind Farm | Nekon Pty Ltd |  | Wind | [5 empty] | 21 |  |  | Publicly Announced |  |  |  |  | Proposed | Wind |  | T00006
SA1 | Existing Plant | Port Lincoln GT | Synergen Power Pty Ltd | Turbine - OCGT | Diesel | POR01 | 2 |  | 25 |  | 50 | 50 |  | In Service | S |  | 2030 |  | Existing less Announced Withdrawal | OCGT | 1163 |  | Mar 2022 | 2022-04-19 11:35
SA1 | Existing Plant | Port Lincoln GT | Synergen Power Pty Ltd | Turbine - OCGT | Diesel | POR03 | 1 |  | 23.5 |  | 23.5 | 23.5 |  | In Service | S |  | 2030 |  | Existing less Announced Withdrawal | OCGT | 1163 |  | Mar 2022 | 2022-04-19 11:35
SA1 | Project | Port Pirie | Trafigura Hydrogen Australia |  | Solar PV | [5 empty] | 300 | 300 |  | Publicly Announced |  |  |  |  | Proposed | Solar |  | S00024
SA1 | Existing Plant | Port Stanvac 1 | Snowy Hydro Ltd | Reciprocating Engine - Compression ignition | Diesel | PTSTAN1 | 36 |  | 1.6 |  | 57.6 | 57.6 |  | In Service | S |  | 2070 |  | Existing less Announced Withdrawal | Other | 1391 |  | Mar 2022 | 2022-04-20 10:25
VIC1 | Existing Plant | Portland Wind Farm | Pacific Hydro Portland Wind Farm Pty Ltd | Wind Turbine - Onshore | Wind | PORTWF | 29 |  | 2.05 |  | 59.45 | 59.45 |  | In Service | NS |  | 2040 |  | Existing less Announced Withdrawal | Wind | 1165 |  | Mar 2022 | 2022-04-19 13:23
VIC1 | Existing Plant | Portland Wind Farm | Pacific Hydro Portland Wind Farm Pty Ltd | Wind Turbine - Onshore | Wind | PORTWF | 45 |  | 2.05 |  | 92.25 | 92.25 |  | In Service | NS |  |  |  | Existing less Announced Withdrawal | Wind | 1165 |  | Mar 2022 | 2022-04-19 13:23
VIC1 | Project | Portland Wind Farm | Vic Offshore Windfarm Pty Ltd |  | Wind Turbine |  | 33 |  | 495 |  | 495 |  |  | Publicly Announced |  |  |  |  | Proposed | Wind |  | V00081
QLD1 | Project | Powerlink Teebar Creek Substation | Fraser Coast Solar Park Pty Ltd (FCSP) |  | Solar | [5 empty] | 250 |  |  | Publicly Announced |  |  |  |  | Proposed | Solar |  | Q00002
VIC1 | Project | Prairie Solar Farm | Pacific Hydro Australia Developments Pty Ltd | Solar PV - Single axis tracking | Solar |  | 40 | 2.5 | 6.25 | 100 | 250 | 100 - 250 | 0 | Publicly Announced | SS |  |  |  | Proposed | Solar | 1569 |  | Apr 2021 | 2022-04-28 15:17
QLD1 | Existing Plant | Proserpine | Wimar Sugar Proserpine Pty Ltd | Turbine - Steam Sub Critical | Bagasse |  | 1 |  | 6 |  | 6 | 6 |  | In Service | NS |  |  |  | Existing less Announced Withdrawal | Biomass | 1301 |  | Mar 2022 | 2022-04-20 09:03
QLD1 | Existing Plant | Proserpine | Wimar Sugar Proserpine Pty Ltd | Turbine - Steam Sub Critical | Bagasse |  | 1 |  | 11 |  | 11 | 11 |  | In Service | NS |  |  |  | Existing less Announced Withdrawal | Biomass | 1301 |  | Mar 2022 | 2022-04-20 09:03
NSW1 | Existing Plant | Proten - Farm 60 | TBA | Solar PV - Fixed | Solar |  | 1 |  | 0.359 |  | 0.3588 | 0.3588 |  | In Service | NS |  |  |  | Existing less Announced Withdrawal | Solar | 44 |  |  | 2018-07-31
NSW1 | Existing Plant | Proten - Farm 61 | TBA | Solar PV - Fixed | Solar |  | 1 |  | 0.357 |  | 0.3567 | 0.3567 |  | In Service | NS |  |  |  | Existing less Announced Withdrawal | Solar | 45 |  |  | 2018-07-31
NSW1 | Existing Plant | Proten - Farm 74 | TBA | Solar PV - Fixed | Solar |  | 1 |  | 0.25 |  | 0.2499 | 0.2499 |  | In Service | NS |  |  |  | Existing less Announced Withdrawal | Solar | 19 |  |  | 2018-07-31
NSW1 | Existing Plant | Proten - Farm 75 - 79 | TBA | Solar PV - Fixed | Solar |  | 1 |  | 1.211 |  | 1.211 | 1.211 |  | In Service | NS |  |  |  | Existing less Announced Withdrawal | Solar | 46 |  |  | 2018-07-31
VIC1 | Existing Plant | Qenos Cogeneration Facility | SUSTAINABLE ENERGY INFRASTRUCTURE | Turbine - CCGT | Natural Gas Pipeline |  | 1 |  | 21 |  | 21 | 21 |  | In Service | NS |  |  |  | Existing less Announced Withdrawal | CCGT | 1317 |  | Mar 2022 | 2022-04-20 09:11
QLD1 | Project | QLS Offshore Wind Energy | GEP Developments Pty Ltd | Wind Turbine - Offshore | Wind |  | 75 |  | 20 |  | 1500 | 1500 |  | Publicly Announced | SS |  |  |  | Proposed | Wind | 1919 |  | Jun 2021 | 2022-05-03 14:40
SA1 | Project | Quarantine | Origin Energy Power Limited | Turbine - OCGT | Natural Gas Pipeline |  | 1 |  | 165 |  | 165 | 165 |  | Publicly Announced Upgrade | S |  |  |  | Upgrade / Expansion | OCGT | 1166 |  | Mar 2022 | 2022-04-19 11:36
SA1 | Existing Plant | Quarantine | Origin Energy Power Limited | Turbine - OCGT | Natural Gas Pipeline | QPS1 | 1 |  | 29 |  | 29 | 29 |  | In Service | S |  | 2053 |  | Existing less Announced Withdrawal | OCGT | 1166 |  | Mar 2022 | 2022-04-19 11:36
SA1 | Existing Plant | Quarantine | Origin Energy Power Limited | Turbine - OCGT | Natural Gas Pipeline | QPS2 | 1 |  | 24 |  | 24 | 24 |  | In Service | S |  | 2054 |  | Existing less Announced Withdrawal | OCGT | 1166 |  | Mar 2022 | 2022-04-19 11:36
SA1 | Existing Plant | Quarantine | Origin Energy Power Limited | Turbine - OCGT | Natural Gas Pipeline | QPS3 | 1 |  | 29 |  | 29 | 29 |  | In Service | S |  | 2054 |  | Existing less Announced Withdrawal | OCGT | 1166 |  | Mar 2022 | 2022-04-19 11:36
SA1 | Existing Plant | Quarantine | Origin Energy Power Limited | Turbine - OCGT | Natural Gas Pipeline | QPS4 | 1 |  | 24 |  | 24 | 24 |  | In Service | S |  | 2055 |  | Existing less Announced Withdrawal | OCGT | 1166 |  | Mar 2022 | 2022-04-19 11:36
SA1 | Existing Plant | Quarantine | Origin Energy Power Limited | Turbine - OCGT | Natural Gas Pipeline | QPS5 | 1 |  | 128 |  | 128 | 128 |  | In Service | S |  | 2044 |  | Existing less Announced Withdrawal | OCGT | 1166 |  | Mar 2022 | 2022-04-19 11:36
NSW1 | Project | Queanbeyan BESS (Global Power) | Global Power Generation Australia Pty Ltd |  | Other | [5 empty] | 10 |  |  | Publicly Announced |  |  |  |  | Proposed | Battery Storage |  | N00010
NSW1 | Project | Quorn Park Solar Farm | Quorn Park Solar Farm Pty Ltd | Solar PV - Single axis tracking | Solar |  | 1 |  | 80 |  | 80 | 80 |  | Anticipated | SS | Sep 2023 |  |  | Anticipated | Solar | 1857 |  | Jun 2022 | 2022-05-12 13:19
QLD1 | Existing Plant | Racecourse Mill | Mackay Sugar Ltd | Turbine - Steam Sub Critical | Biomass | RACOMIL1 | 1 |  | 3.5 |  | 3.5 | 3.5 |  | In Service | NS |  |  |  | Existing less Announced Withdrawal | Biomass | 1305 |  | Apr 2021 | 2019-10-31 10:00
QLD1 | Existing Plant | Racecourse Mill | Mackay Sugar Ltd | Turbine - Steam Sub Critical | Biomass | RACOMIL1 | 1 |  | 7 |  | 7 | 7 |  | In Service | NS |  |  |  | Existing less Announced Withdrawal | Biomass | 1305 |  | Apr 2021 | 2019-10-31 10:00
QLD1 | Existing Plant | Racecourse Mill | Mackay Sugar Ltd | Turbine - Steam Sub Critical | Biomass | RACOMIL1 | 1 |  | 37.25 |  | 37.25 | 37.25 |  | In Service | NS |  |  |  | Existing less Announced Withdrawal | Biomass | 1305 |  | Apr 2021 | 2019-10-31 10:00
QLD1 | Project | Raglan Solar Farm | EEW Eco Energy World Ltd | Solar PV - Single axis tracking | Solar |  | 1 |  | 234 |  | 234 | 234 | 0 | Publicly Announced | SS |  |  |  | Proposed | Solar | 1474 | Q00014 | Sep 2021 | 2022-04-28 17:20
NSW1 | Project | Rangoon Wind Farm | Meridian Energy Australia | Wind Turbine - Onshore | Wind |  | 19 |  | 6 |  | 114 | 114 | 0 | Publicly Announced | SS |  | 2055 |  | Proposed | Wind | 1877 |  | Apr 2021 | 2022-04-28 17:04
NSW1 | Project | Redbank | Verdant Earth Technologies Limited | Turbine - Steam Sub Critical | Wood Waste | REDBANK1 | 1 | 128 | 151 | 128 | 151 | 128 - 151 |  | Publicly Announced | S |  | 2043 |  | Proposed | Biomass | 1167 |  | May 2022 | 2022-06-14 11:44
VIC1 | Project | Redcliffs Solar & BESS | ACE Power |  | Other | [5 empty] | 60 |  |  | Publicly Announced |  |  |  |  | Proposed | Battery Storage |  | V00055
SA1 | Existing Plant | Redmud Green Energy 10 | TBA | Solar PV - Fixed | Solar |  | 1 |  | 0.212 |  | 0.212 | 0.212 |  | In Service | NS |  |  |  | Existing less Announced Withdrawal | Solar | 30 |  |  | 2018-07-31
SA1 | Existing Plant | Redmud Green Energy 11 | TBA | Solar PV - Fixed | Solar |  | 1 |  | 0.212 |  | 0.212 | 0.212 |  | In Service | NS |  |  |  | Existing less Announced Withdrawal | Solar | 31 |  |  | 2018-07-31
SA1 | Existing Plant | Redmud Green Energy 12 | TBA | Solar PV - Fixed | Solar |  | 1 |  | 0.212 |  | 0.212 | 0.212 |  | In Service | NS |  |  |  | Existing less Announced Withdrawal | Solar | 32 |  |  | 2018-07-31
SA1 | Existing Plant | Redmud Green Energy 13 | TBA | Solar PV - Fixed | Solar |  | 1 |  | 0.212 |  | 0.212 | 0.212 |  | In Service | NS |  |  |  | Existing less Announced Withdrawal | Solar | 33 |  |  | 2018-07-31
SA1 | Existing Plant | Redmud Green Energy 14 | TBA | Solar PV - Fixed | Solar |  | 1 |  | 0.212 |  | 0.212 | 0.212 |  | In Service | NS |  |  |  | Existing less Announced Withdrawal | Solar | 34 |  |  | 2018-07-31
SA1 | Existing Plant | Redmud Green Energy 4 | TBA | Solar PV - Fixed | Solar |  | 1 |  | 0.6 |  | 0.6 | 0.6 |  | In Service | NS |  |  |  | Existing less Announced Withdrawal | Solar | 35 |  |  | 2018-07-31
SA1 | Existing Plant | Redmud Green Energy 5 | TBA | Solar PV - Fixed | Solar |  | 1 |  | 0.212 |  | 0.212 | 0.212 |  | In Service | NS |  |  |  | Existing less Announced Withdrawal | Solar | 36 |  |  | 2018-07-31
SA1 | Existing Plant | Redmud Green Energy 6 | TBA | Solar PV - Fixed | Solar |  | 1 |  | 0.212 |  | 0.212 | 0.212 |  | In Service | NS |  |  |  | Existing less Announced Withdrawal | Solar | 37 |  |  | 2018-07-31
SA1 | Existing Plant | Redmud Green Energy 7 | TBA | Solar PV - Fixed | Solar |  | 1 |  | 0.212 |  | 0.212 | 0.212 |  | In Service | NS |  |  |  | Existing less Announced Withdrawal | Solar | 38 |  |  | 2018-07-31
SA1 | Existing Plant | Redmud Green Energy 8 | TBA | Solar PV - Fixed | Solar |  | 1 |  | 0.212 |  | 0.212 | 0.212 |  | In Service | NS |  |  |  | Existing less Announced Withdrawal | Solar | 39 |  |  | 2018-07-31
SA1 | Existing Plant | Redmud Green Energy 9 | TBA | Solar PV - Fixed | Solar |  | 1 |  | 0.212 |  | 0.212 | 0.212 |  | In Service | NS |  |  |  | Existing less Announced Withdrawal | Solar | 40 |  |  | 2018-07-31
TAS1 | Existing Plant | Reece | Hydro-Electric Corporation | Hydro - Dam | Water | REECE1 | 1 |  | 115.6 |  | 115.6 | 115.6 |  | In Service | S |  | 2100 |  | Existing less Announced Withdrawal | Water | 1168 |  | Mar 2022 | 2022-04-19 14:40
TAS1 | Existing Plant | Reece | Hydro-Electric Corporation | Hydro - Dam | Water | REECE2 | 1 |  | 115.6 |  | 115.6 | 115.6 |  | In Service | S |  | 2100 |  | Existing less Announced Withdrawal | Water | 1168 |  | Mar 2022 | 2022-04-19 14:40
SA1 | Project | Reeves Plains OCGT - stage 1 | Alinta Energy Reeves Plains Pty Ltd | Turbine - OCGT | Natural Gas Pipeline |  | 1 |  | 150 |  | 150 | 150 |  | Publicly Announced | S |  |  |  | Proposed | OCGT | 1522 |  | Mar 2022 | 2022-04-21 15:48
SA1 | Project | Reeves Plains OCGT - stage 2 | Alinta Energy Reeves Plains Pty Ltd | Turbine - OCGT | Natural Gas Pipeline |  | 1 |  | 150 |  | 150 | 150 |  | Publicly Announced | S |  |  |  | Proposed | OCGT | 1523 |  | Mar 2022 | 2022-04-20 11:23
TAS1 | Existing Plant | Remount Power Station | LMS Energy Pty Ltd | Reciprocating Engine - Spark ignition | Landfill Gas | REMOUNT | 1 |  | 1.123 |  | 1.123 | 1.123 | 0 | In Service | NS |  |  |  | Existing less Announced Withdrawal | Biomass | 1169 |  | Apr 2021 | 2021-05-24 16:24
QLD1 | Existing Plant | Renewable Power Australia Limited | Renewable Power Australia Limited as Trustee for FPC Green Fund Trust | Turbine - Steam Sub Critical | Green and air dried wood | RPCG | 1 |  | 30 |  | 30 | 30 |  | In Service | NS |  |  |  | Existing less Announced Withdrawal | Biomass | 1172 |  | Apr 2021 | 2019-10-31 10:00
TAS1 | Existing Plant | Repulse | Hydro-Electric Corporation | Hydro - Dam | Water | REPULSE | 1 |  | 28 |  | 28 | 28 |  | In Service | NS |  | 2100 |  | Existing less Announced Withdrawal | Water | 1170 |  | Mar 2022 | 2022-04-19 14:42
NSW1 | Existing Plant | Revesby Workers Club | Revesby Workers Club | Reciprocating Engine - Compression ignition | Diesel |  | 2 |  | 0 |  | 0 | 0 |  | In Service | NS |  |  |  | Existing less Announced Withdrawal | Other | 1296 |  |  | 2019-10-31 10:00
VIC1 | Existing Plant | REWASTE WOLLERT | TBA | Reciprocating engine - Spark ignition | Landfill Methane / Landfill Gas |  | 1 |  | 1.06 |  | 1.06 | 1.06 |  | In Service | NS |  |  |  | Existing less Announced Withdrawal | Biomass | 57 |  |  | 2018-07-31
NSW1 | Project | Ridgey Creek BESS | Ridgey Creek BESS Pty Ltd |  | Storage | [5 empty] | 130 |  |  | Publicly Announced |  |  |  |  | Proposed | Battery Storage |  | N00076
VIC1 | Project | Rifle Butts Wind Farm | NewEn | TBA - TBA | Wind |  | 1 |  | 40 |  | 40 | 40 |  | Publicly Announced | SS |  |  |  | Proposed | Wind | 128 |  |  | 2018-07-31
NSW1 | Project | Riverina Energy Storage System 1 | Edify Energy Pty Ltd | Storage - Battery | Other |  | 1 |  | 60 |  | 60 | 60 | 120 | Anticipated | S | May 2023 | 2051 |  | Anticipated | Battery Storage | 1936 | N00021 | Jun 2022 | 2022-06-29 16:22
NSW1 | Project | Riverina Energy Storage System 2 | Edify Energy Pty Ltd | Storage - Battery | Other |  | 1 |  | 65 |  | 65 | 65 | 130 | Anticipated | S | Jul 2023 | 2051 |  | Anticipated | Battery Storage | 2018 | N00021 | Jun 2022 | 2022-06-30 11:39
NSW1 | Project | Riverina Solar Farm | Riverina Solar Pty Ltd | Solar PV - Single axis tracking | Solar |  | 360 |  | 0.09 |  | 32.4 | 32.4 |  | Committed | SS | Apr 2023 | 2046 |  | Committed | Solar | 1415 |  | Jun 2022 | 2022-06-30 10:48
SA1 | Project | Riverland Solar Storage - Solar | Lyon Solar | Solar PV - Single axis tracking | Solar |  | 153 |  | 1.654 |  | 253.062 | 253.062 |  | Publicly Announced | SS |  | 2046 |  | Proposed | Solar | 1410 |  |  | 2019-10-31 10:00
SA1 | Project | Riverland Solar Storage - Storage | Lyon Solar | Storage - Battery | Other |  | 1 |  | 100 |  | 100 | 100 |  | Publicly Announced | S |  |  |  | Proposed | Battery Storage | 115 |  |  | 2018-07-31
TAS1 | Project | Robbins Island Wind Farm | UPC Renewables | Wind Turbine - Onshore | Wind |  | 1 |  | 1000 |  | 1000 | 1000 |  | Publicly Announced | SS |  |  |  | Proposed | Wind | 121 |  |  | 2018-07-31
QLD1 | Existing Plant | Rochedale Renewable Energy Facility | LMS Energy Pty Ltd | Reciprocating Engine - Spark ignition | Landfill Gas | ROCHEDAL | 4 |  | 1.123 |  | 4.492 | 4.492 |  | In Service | NS |  | 2042 |  | Existing less Announced Withdrawal | Biomass | 1171 |  | Apr 2021 | 2022-06-20 11:17
QLD1 | Project | Rodds Bay Solar Farm | RBSF NewCo Pty Ltd | Solar PV - Single axis tracking | Solar |  | 181 | 2.273 | 2.75 | 411.413 | 497.75 | 411.413 - 497.75 |  | Publicly Announced | SS |  |  |  | Proposed | Solar | 1561 |  | Jun 2022 | 2022-07-06 09:28
QLD1 | Project | Rolleston Solar Farm | RES Australia Pty Ltd | Solar PV - Fixed | Solar |  | 1 |  | 90 |  | 90 | 90 |  | Publicly Announced | SS |  |  |  | Proposed | Solar | 105 |  |  | 2018-07-31
QLD1 | Project | Rollingstone Solar Farm | ESCO Pacific | Solar PV - Fixed | Solar |  | 1 |  | 117.4 |  | 117.4 | 117.4 |  | Publicly Announced | SS |  |  |  | Proposed | Solar | 1442 |  | Apr 2021 | 2019-10-31 10:00
QLD1 | Existing Plant | Roma | Origin Energy Power Limited | Turbine - OCGT | Natural Gas Pipeline | ROMA_7 | 1 |  | 40 |  | 40 | 40 |  | In Service | S |  | 2034 |  | Existing less Announced Withdrawal | OCGT | 1173 |  | Mar 2022 | 2022-04-19 11:37
QLD1 | Existing Plant | Roma | Origin Energy Power Limited | Turbine - OCGT | Natural Gas Pipeline | ROMA_8 | 1 |  | 40 |  | 40 | 40 |  | In Service | S |  | 2034 |  | Existing less Announced Withdrawal | OCGT | 1173 |  | Mar 2022 | 2022-04-19 11:37
NSW1 | Project | Rosedale SF | Lightsource BP |  | Solar | [5 empty] | 500 |  |  | Publicly Announced |  |  |  |  | Proposed | Solar |  | N00040
QLD1 | Existing Plant | Ross River Solar Farm | Ross River Operations Pty Ltd as the Trustee for the Ross River Operations Trust | Solar PV - Single axis tracking | Solar | RRSF1 | 64 |  | 2 |  | 128 | 128 |  | In Service | SS |  | 2043 |  | Existing less Announced Withdrawal | Solar | 1401 |  | Mar 2022 | 2022-04-07 15:26
TAS1 | Existing Plant | Rowallan | Hydro-Electric Corporation | Hydro - Dam | Water | ROWALLAN | 1 |  | 10.5 |  | 10.5 | 10.5 |  | In Service | NS |  | 2100 |  | Existing less Announced Withdrawal | Water | 1174 |  | Mar 2022 | 2022-04-19 14:43
TAS1 | Project | Rowallan Pumped Hydro Option | Hydro Tasmania |  | Water | [5 empty] | 750 |  |  | Publicly Announced |  |  |  |  | Proposed | Water |  | T00002
NSW1 | Existing Plant | Royalla Solar Farm | Royalla Asset Pty Ltd ATF Royalla Asset Trust | Solar PV - Fixed | Solar | ROYALLA1 | 20 |  | 1 |  | 20 | 20 |  | In Service | NS |  | 2045 |  | Existing less Announced Withdrawal | Solar | 1336 |  | Mar 2022 | 2022-04-20 09:22
VIC1 | Existing Plant | Rubicon Mountain Streams | AGL Hydro Partnership | Hydro - Dam | Water | RUBICON | 5 |  | 2.7 |  | 13.5 | 13.5 |  | In Service | NS |  |  |  | Existing less Announced Withdrawal | Water | 1175 |  | Mar 2022 | 2022-04-19 11:45
NSW1 | Project | Ruby Hills Wind Farm 700MW | Walcha Energy Pty Ltd | Wind Turbine - Onshore | Wind |  | 1 |  | 700 |  | 700 | 700 | 0 | Publicly Announced | SS |  |  |  | Proposed | Wind | 1676 |  | Apr 2021 | 2022-04-28 15:09
QLD1 | Existing Plant | Rugby Run Solar Farm | Adani Rugby Run Pty Ltd | Solar PV - Single axis tracking | Solar | RUGBYR1 | 1 |  | 65 |  | 65 | 65 |  | In Service | SS |  | 2049 |  | Existing less Announced Withdrawal | Solar | 1493 |  | Mar 2022 | 2022-04-20 11:11
VIC1 | Project | Ryan Corner Wind Farm | Ryan Corner Development Pty Ltd | Wind Turbine - Onshore | Wind |  | 56 |  | 4.2 |  | 235.2 | 235.2 | 0 | Publicly Announced | SS |  |  |  | Proposed | Wind | 1176 | V00019 | Apr 2021 | 2022-04-28 17:12
NSW1 | Project | Rye Park Wind Farm | Tilt Renewables Australia Pty Ltd | Wind Turbine - Onshore | Wind |  | 66 |  | 6 |  | 396 | 396 |  | Committed | SS | May 2024 | 2048 |  | Committed | Wind | 1353 | N00046 | Jun 2022 | 2022-04-20 16:28
SA1 | Existing Plant | SA Aquatic & Leasure Centre | TBA | Solar PV - Fixed | Solar |  | 1 |  | 0.512 |  | 0.512 | 0.512 |  | In Service | NS |  |  |  | Existing less Announced Withdrawal | Solar | 41 |  |  | 2018-07-31
SA1 | Existing Plant | SA Government Virtual Power Plant - stage 1 | Government of South Australia | Storage - Battery | Other |  | 1 |  | 0.5 |  | 0.5 | 0.5 |  | In Service | NS |  |  |  | Existing less Announced Withdrawal | Battery Storage | 1607 |  | Apr 2021 | 2019-10-31 10:00
SA1 | Project | SA Government Virtual Power Plant - stage 2 | Government of South Australia | Storage - Battery | Other |  | 1 |  | 5 |  | 5 | 5 |  | Committed* | NS |  |  |  | Committed | Battery Storage | 1608 |  | Apr 2021 | 2019-10-31 10:00
SA1 | Project | SA Government Virtual Power Plant - stage 3 | Government of South Australia | Storage - Battery | Other |  | 1 |  | 245 |  | 245 | 245 |  | Publicly Announced | TBA |  |  |  | Proposed | Battery Storage | 1609 |  | Apr 2021 | 2019-10-31 10:00
VIC1 | Existing Plant | SALE HOSPITAL - SOLAR | TBA | Solar PV - Fixed | Solar |  | 1 |  | 0.264 |  | 0.2636 | 0.2636 |  | In Service | NS |  |  |  | Existing less Announced Withdrawal | Solar | 58 |  |  | 2018-07-31
NSW1 | Project | Salisbury BESS | Walcha Energy Pty Ltd | Storage - Battery | Other |  | 2 |  | 0 |  | 0 | 0 | 150 | Publicly Announced | SS | Dec 2022 |  |  | Proposed | Battery Storage | 1678 |  | Apr 2021 | 2022-06-09 14:27
NSW1 | Project | Salisbury East Solar 350MW | Walcha Energy Pty Ltd | Solar PV - Single axis tracking | Solar |  | 1 |  | 350 |  | 350 | 350 | 0 | Publicly Announced | SS |  |  |  | Proposed | Solar | 1677 |  |  | 2022-04-28 15:12
NSW1 | Project | Salisbury West Solar 350MW | Walcha Energy Pty Ltd | Solar PV - Single axis tracking | Solar |  | 1 |  | 350 |  | 350 | 350 | 0 | Publicly Announced | SS |  |  |  | Proposed | Solar | 1925 |  |  | 2022-06-09 14:27
VIC1 | Existing Plant | Salt Creek Wind Farm | Salt Creek Wind Farm Pty Ltd | Wind Turbine - Onshore | Wind | SALTCRK1 | 15 |  | 3.6 |  | 54 | 54 |  | In Service | SS |  | 2043 |  | Existing less Announced Withdrawal | Wind | 1244 |  | Mar 2022 | 2022-04-22 07:51
NSW1 | Project | Sandigo Solar Farm | ESCO Pacific | Solar PV - Single axis tracking | Solar |  | 1 | 1 | 500 | 1 | 500 | 1 - 500 |  | Publicly Announced | SS |  |  |  | Proposed | Solar | 1618 | N00023 | Apr 2021 | 2019-10-31 10:00
NSW1 | Project | Sapphire Solar Farm | CWP Renewables Pty Ltd | Solar PV - Fixed | Solar |  | 1 |  | 200 |  | 200 | 200 |  | Publicly Announced | SS |  |  |  | Proposed | Solar | 1681 |  | Apr 2021 | 2021-03-18 12:06
NSW1 | Project | Sapphire Wind Farm | SWF1 Operations Holdings Pty Ltd as trustee for SWF1 Hold Trust | Storage - Battery | Other |  | 1 |  | 30 |  | 30 | 30 | 38 | Publicly Announced | TBA | Jun 2023 | 2033 |  | Proposed | Battery Storage | 1270 |  | Jun 2022 | 2022-07-05 12:23
NSW1 | Existing Plant | Sapphire Wind Farm | SWF1 Operations Holdings Pty Ltd as trustee for SWF1 Hold Trust | Wind Turbine - Onshore | Wind | SAPHWF1 | 75 |  | 3.6 |  | 270 | 270 |  | In Service | SS |  | 2043 |  | Existing less Announced Withdrawal | Wind | 1270 |  | Jun 2022 | 2022-07-05 12:23
VIC1 | Existing Plant | SCS Shepparton | TBA | Solar PV - Fixed | Solar |  | 1 |  | 0.3 |  | 0.3 | 0.3 |  | In Service | NS |  |  |  | Existing less Announced Withdrawal | Solar | 59 |  |  | 2018-07-31
SA1 | Existing Plant | Seacliff Mini Hydro | SA Water | Hydro - Dam | Water |  | 1 |  | 1.35 |  | 1.35 | 1.35 |  | In Service | NS |  |  |  | Existing less Announced Withdrawal | Water | 1546 |  | Apr 2021 | 2019-10-31 10:00
NSW1 | Project | Sebastopol Solar Farm | Sebastopol Asset Co | Solar PV - Single axis tracking | Solar | SEBSF1 | 40 |  | 2.25 |  | 90 | 90 | 0 | Committed | SS | Apr 2022 | 2052 |  | Committed | Solar | 1927 |  | Jun 2022 | 2022-07-06 08:41
VIC1 | Project | Seymour Wind Farm | Fera Australia Pty Ltd |  | Wind |  | 1 |  | 600 |  | 600 | 600 |  | Publicly Announced |  |  |  |  | Proposed | Wind |  | V00062
VIC1 | Existing Plant | Shamic Sheetmetal | TBA | Solar PV - Fixed | Solar |  | 1 |  | 0.305 |  | 0.3052 | 0.3052 |  | In Service | NS |  |  |  | Existing less Announced Withdrawal | Solar | 60 |  |  | 2018-07-31
VIC1 | Existing Plant | Shepparton | LMS ENERGY Pty Ltd | Reciprocating Engine - Spark ignition | Municipal Solid Waste |  | 1 |  | 0.78 |  | 0.78 | 0.78 |  | In Service | NS |  |  |  | Existing less Announced Withdrawal | Biomass | 1342 |  | Apr 2021 | 2019-10-31 10:00
VIC1 | Existing Plant | Shepparton Wastewater Treatment Facility | Diamond Energy Pty Ltd | Reciprocating Engine - Spark ignition | Biogas | SHEP1 | 1 |  | 1.1 |  | 1.1 | 1.1 |  | In Service | NS |  | 2038 |  | Existing less Announced Withdrawal | Biomass | 1312 |  | Mar 2022 | 2022-04-20 09:06
NSW1 | Existing Plant | Shoalhaven | Origin Energy Eraring Pty Ltd | Storage - Pumped hydro | Water | SHGEN | 2 |  | 40 |  | 80 | 80 | 480 | In Service | S |  | 2100 |  | Existing less Announced Withdrawal | Water | 1177 |  | Mar 2022 | 2022-04-19 11:52
NSW1 | Existing Plant | Shoalhaven | Origin Energy Eraring Pty Ltd | Storage - Pumped hydro | Water | SHGEN | 2 |  | 80 |  | 160 | 160 | 9200 | In Service | S |  | 2100 |  | Existing less Announced Withdrawal | Water | 1177 |  | Mar 2022 | 2022-04-19 11:52
NSW1 | Project | Shoalhaven Expansion | Origin Energy | CONFIDENTIAL - CONFIDENTIAL | Water |  | 1 |  | 0 |  |  |  | 2853 | Publicly Announced | S |  |  |  | Proposed | Water | 1434 |  | Mar 2022 | 2022-02-13 09:46
NSW1 | Project | Shoalhaven Starches Cogeneration Plant | Shoalhaven Starches Pty Ltd | Other - Other | Natural Gas |  | 2 | 31 | 37.4 | 62 | 74.8 | 62 - 74.8 | 0 | Publicly Announced | NS |  |  |  | Proposed | Gas other | 1951 |  | Sep 2021 | 2022-04-28 17:18
NSW1 | Project | Silver City Energy Storage | A-CAES NSW PTY LTD | Storage - Battery | Other |  | 2 |  | 100 |  | 200 | 200 | 0 | Publicly Announced | S |  |  |  | Proposed | Battery Storage | 2030 |  |  | 2022-06-21 16:03
NSW1 | Existing Plant | Silverton Wind Farm | PARF Company 8 Pty Ltd as trustee for the Silverton Project Trust | Wind Turbine - Onshore | Wind | STWF1 | 58 |  | 3.43 |  | 198.94 | 198.94 |  | In Service | SS |  | 2043 |  | Existing less Announced Withdrawal | Wind | 1178 |  | Mar 2022 | 2022-04-19 11:53
SA1 | Project | Simply Energy VPP | Simply Energy | Storage - Virtual Power Plant | Storage |  | 1 |  | 6 |  | 6 | 6 | 16 | Committed* | NS |  |  |  | Committed | Battery Storage | 117 |  |  | 2018-07-31
QLD1 | Existing Plant | SIPS Staypylton Industrial Power Station | TBA | Solar PV - Fixed | Solar |  | 1 |  | 0.15 |  | 0.15 | 0.15 |  | In Service | NS |  |  |  | Existing less Announced Withdrawal | Solar | 76 |  |  | 2018-07-31
NSW1 | Existing Plant | Smithfield Energy Facility | Smithfield Power Generation Pty Ltd | Turbine - OCGT | Natural Gas Pipeline | SITHE01 | 1 |  | 39.749 |  | 39.749 | 39.749 |  | In Service | S |  | 2044 |  | Existing less Announced Withdrawal | OCGT | 1179 |  | Mar 2022 | 2022-04-19 11:53
NSW1 | Existing Plant | Smithfield Energy Facility | Smithfield Power Generation Pty Ltd | Turbine - OCGT | Natural Gas Pipeline | SITHE01 | 2 |  | 41.742 |  | 83.484 | 83.484 |  | In Service | S |  | 2044 |  | Existing less Announced Withdrawal | OCGT | 1179 |  | Mar 2022 | 2022-04-19 11:53
NSW1 | Existing Plant | Smithfield Energy Facility | Smithfield Power Generation Pty Ltd | Turbine - CCGT | Natural Gas Pipeline | SITHE04 | 1 |  | 61.766 |  | 61.766 | 61.766 |  | In Service | S |  | 2044 |  | Existing less Announced Withdrawal | CCGT | 1179 |  | Mar 2022 | 2022-04-19 11:53
QLD1 | Project | Smoky Creek Solar Farm | Edify Energy | Solar PV - Single axis tracking | Solar |  | 1 |  | 450 |  | 450 | 450 | 0 | Publicly Announced | SS |  |  |  | Proposed | Solar | 1708 |  | Apr 2021 | 2022-04-28 16:11
SA1 | Existing Plant | Snapper Point Power Station | Port Adelaide Energy Pty Ltd | Turbine - OCGT | Diesel | SNAPPER1 | 5 |  | 30.8 |  | 154 | 154 |  | In Commissioning | S | Jun 2022 | 2046 |  | Existing less Announced Withdrawal | OCGT | 1532 |  | Jun 2022 | 2022-07-05 12:03
SA1 | Project | Snowtown North Solar Farm | Tilt Renewables | Solar PV - Fixed | Solar |  | 11 |  | 4 |  | 44 | 44 | 0 | Publicly Announced | SS |  |  |  | Proposed | Solar | 1486 |  | Apr 2021 | 2022-04-28 14:57
SA1 | Project | Snowtown North Solar Farm - BESS | Tilt Renewables | Storage - Battery | Other |  | 1 |  | 20 |  | 20 | 20 |  | Publicly Announced | S |  |  |  | Proposed | Battery Storage | 1600 |  | Apr 2021 | 2020-05-15 11:50
SA1 | Existing Plant | Snowtown S2 Wind Farm | Snowtown Wind Farm Stage 2 Pty Ltd | Wind Turbine - Onshore | Wind | SNOWNTH1 | 48 |  | 3 |  | 144 | 144 |  | In Service | SS |  | 2039 |  | Existing less Announced Withdrawal | Wind | 1181 |  | Mar 2022 | 2022-04-19 11:54
SA1 | Existing Plant | Snowtown S2 Wind Farm | Snowtown Wind Farm Stage 2 Pty Ltd | Wind Turbine - Onshore | Wind | SNOWSTH1 | 42 |  | 3 |  | 126 | 126 |  | In Service | SS |  | 2039 |  | Existing less Announced Withdrawal | Wind | 1181 |  | Mar 2022 | 2022-04-19 11:54
SA1 | Existing Plant | Snowtown Wind Farm | Snowtown Wind Farm Pty Ltd | Wind Turbine - Onshore | Wind | SNOWTWN1 | 47 |  | 2.1 |  | 98.7 | 98.7 |  | In Service | SS |  | 2033 |  | Existing less Announced Withdrawal | Wind | 1180 |  | Mar 2022 | 2022-04-21 11:59
NSW1 | Project | Snowy 2.0 | Snowy Hydro Ltd | Storage - Pumped hydro | Water |  | 6 |  | 340 |  | 2040 | 2040 | 349999.98 | Committed¹ | S | Dec 2026 |  |  | Committed | Water | 1752 |  | Jun 2022 | 2022-07-05 11:25
SA1 | Existing Plant | Snuggery | Synergen Power Pty Ltd | Turbine - OCGT | Diesel | SNUG1 | 3 |  | 21 |  | 63 | 63 |  | In Service | S |  | 2030 |  | Existing less Announced Withdrawal | OCGT | 1182 |  | Mar 2022 | 2022-04-19 11:55
SA1 | Existing Plant | Snuggery | Synergen Power Pty Ltd | Turbine - OCGT | Diesel | SNUGNL1 | 1 |  | 21 |  | 21 | 21 |  | In Service | NS |  | 2030 |  | Existing less Announced Withdrawal | OCGT | 1182 |  | Mar 2022 | 2022-04-19 11:55
QLD1 | Existing Plant | Somerset Dam | Seqwater | Solar PV - Fixed | Solar |  | 1 |  | 3.2 |  | 3.2 | 3.2 |  | In Service | NS |  |  |  | Existing less Announced Withdrawal | Solar | 90 |  |  | 2018-07-31
VIC1 | Existing Plant | Somerton | AGL Hydro partnership | Turbine - OCGT | Natural Gas Pipeline | AGLSOM | 4 |  | 42.5 |  | 170 | 170 |  | In Service | S |  | 2033 |  | Existing less Announced Withdrawal | OCGT | 1183 |  | Mar 2022 | 2022-04-19 11:56
QLD1 | Existing Plant | South Johnstone Mill | MSF Sugar | Turbine - Steam Sub Critical | Bagasse |  | 1 |  | 2 |  | 2 | 2 |  | In Service | NS |  |  |  | Existing less Announced Withdrawal | Biomass | 1307 |  | Apr 2021 | 2022-04-28 15:27
QLD1 | Existing Plant | South Johnstone Mill | MSF Sugar | Turbine - Steam Sub Critical | Bagasse |  | 1 |  | 7.8 |  | 7.8 | 7.8 |  | In Service | NS |  |  |  | Existing less Announced Withdrawal | Biomass | 1307 |  | Apr 2021 | 2022-04-28 15:27
QLD1 | Existing Plant | South Johnstone Mill | MSF Sugar | Turbine - Steam Sub Critical | Bagasse |  | 3 |  | 9.5 |  | 28.5 | 28.5 | 0 | In Service | NS |  |  |  | Existing less Announced Withdrawal | Biomass | 1307 |  | Apr 2021 | 2022-04-28 15:27
QLD1 | Project | South Johnstone Mill (expansion) | MSF Sugar | Turbine - Steam Sub Critical | Bagasse |  | 1 |  | 32 |  | 32 | 32 |  | Publicly Announced | NS |  |  |  | Proposed | Biomass | 106 |  |  | 2018-07-31
NSW1 | Existing Plant | South Keswick Solar Farm | Dubbo Solar Hub Pty Ltd | Solar PV - Single axis tracking | Solar | SKSF1 | 1 |  | 15 |  | 15 | 15 |  | In Service | NS |  | 2058 |  | Existing less Announced Withdrawal | Solar | 1377 |  | Mar 2022 | 2022-04-20 10:14
VIC1 | Project | South Morang Battery Energy Storage System | Maoneng Australia Pty Ltd |  | Other | [5 empty] | 156 |  |  | Publicly Announced |  |  |  |  | Proposed | Battery Storage |  | V00010
QLD1 | Project | South Pine Battery Energy Storage System | Neoen Australia Pty Ltd | Storage - Battery | Other | [5 empty] | 400 |  |  | Publicly Announced |  |  |  |  | Proposed | Battery Storage |  | Q00037
QLD1 | Existing Plant | Southbank Institute of Technology Unit 1 Plant | Southbank Institute of Technology | Reciprocating Engine - Compression ignition | Diesel | STHBKTEC | 1 |  | 1 |  | 1 | 1 |  | In Service | NS |  |  |  | Existing less Announced Withdrawal | Other | 1251 |  |  | 2019-10-31 10:00
VIC1 | Project | Southern Ocean | GEP Developments Pty Ltd | Wind Turbine - Offshore | Wind |  | 100 |  | 15 |  | 1500 | 1500 |  | Publicly Announced | SS |  |  |  | Proposed | Wind | 1920 |  | Jun 2021 | 2021-06-23 13:24
QLD1 | Project | Specimen Hill Wind Farm | Epuron Projects Pty Ltd | Wind Turbine - Onshore | Wind |  | 56 |  | 6 |  | 336 | 336 |  | Publicly Announced | TBA |  |  |  | Proposed | Wind | 2004 |  |  | 2022-06-14 15:39
NSW1 | Project | Springdale Solar Farm | Renew Estate | Solar PV - Single axis tracking | Solar |  | 44 | 2.5 | 2.75 | 110 | 121 | 110 - 121 |  | Publicly Announced | NS |  |  |  | Proposed | Solar | 1560 |  | Apr 2021 | 2019-10-31 10:00
QLD1 | Project | Springdale Wind Farm | Ratch Australia |  | Wind |  | 1 |  | 480 |  | 480 | 480 |  | Publicly Announced |  |  |  |  | Proposed | Wind |  | Q00038
VIC1 | Existing Plant | Springvale | EDL LFG Vic Pty Ltd | Reciprocating Engine - Spark ignition | Landfill Gas | SVALE1 | 4 |  | 1.05 |  | 4.2 | 4.2 |  | In Service | NS |  | 2025 |  | Existing less Announced Withdrawal | Biomass | 1184 |  | Mar 2022 | 2022-04-19 14:45
SA1 | Project | SSE Whyalla Solar Farm | SSE Australia Pty Ltd | Solar PV - Single axis tracking | Solar |  | 180 | [5 empty] | 0 | Publicly Announced | NS |  |  |  | Proposed | Solar | 1558 |  | Apr 2021 | 2022-04-28 15:57
NSW1 | Existing Plant | St George Leagues Club | St George Leagues Club Limited | Reciprocating Engine - Compression ignition | Diesel |  | 1 |  | 1.48 |  | 1.48 | 1.48 |  | In Service | NS |  |  |  | Existing less Announced Withdrawal | Other | 1294 |  | Apr 2021 | 2021-05-25 13:55
TAS1 | Existing Plant | St Patrick's College Launceston | TBA | Solar PV - Fixed | Solar |  | 1 |  | 0.265 |  | 0.2646 | 0.2646 |  | In Service | NS |  |  |  | Existing less Announced Withdrawal | Solar | 27 |  |  | 2018-07-31
TAS1 | Project | St Patricks Plains Wind Farm | Epuron | Wind Turbine - Onshore | Wind |  | 1 |  | 300 |  | 300 | 300 |  | Publicly Announced | SS |  |  |  | Proposed | Wind | 136 | T00015 |  | 2019-10-31 10:00
QLD1 | Existing Plant | St Ursula's College Yeppoon | TBA | Solar PV - Fixed | Solar |  | 1 |  | 0.174 |  | 0.1738 | 0.1738 |  | In Service | NS |  |  |  | Existing less Announced Withdrawal | Solar | 77 |  |  | 2018-07-31
VIC1 | Project | Stanhope BESS Project | Globird Energy Pty Ltd | Storage - Battery | Other |  | 1 |  | 30 |  | 30 | 30 | 40 | Publicly Announced | S |  |  |  | Proposed | Battery Storage | 1970 |  | Nov 2021 | 2021-12-07 14:19
QLD1 | Existing Plant | Stanwell | Stanwell Corporation Limited | Turbine - Steam Sub Critical | Black Coal | STAN-1 | 1 |  | 365 |  | 365 | 365 |  | In Service | S |  | 2043 |  | Existing less Announced Withdrawal | Coal | 1185 |  | Mar 2022 | 2022-04-19 14:47
QLD1 | Existing Plant | Stanwell | Stanwell Corporation Limited | Turbine - Steam Sub Critical | Black Coal | STAN-2 | 1 |  | 365 |  | 365 | 365 |  | In Service | S |  | 2044 |  | Existing less Announced Withdrawal | Coal | 1185 |  | Mar 2022 | 2022-04-19 14:47
QLD1 | Existing Plant | Stanwell | Stanwell Corporation Limited | Turbine - Steam Sub Critical | Black Coal | STAN-3 | 1 |  | 365 |  | 365 | 365 |  | In Service | S |  | 2045 |  | Existing less Announced Withdrawal | Coal | 1185 |  | Mar 2022 | 2022-04-19 14:47
QLD1 | Existing Plant | Stanwell | Stanwell Corporation Limited | Turbine - Steam Sub Critical | Black Coal | STAN-4 | 1 |  | 365 |  | 365 | 365 |  | In Service | S |  | 2046 |  | Existing less Announced Withdrawal | Coal | 1185 |  | Mar 2022 | 2022-04-19 14:47
QLD1 | Project | Stanwell Energy Park - BESS connected to Stanwell Substation | Stanwell Corporation Ltd |  | Other | [5 empty] | 350 |  |  | Publicly Announced |  |  |  |  | Proposed | Battery Storage |  | Q00023
QLD1 | Project | Stanwell Energy Park - BESS connected to Tarong Substation | Stanwell Corporation Ltd |  | Other | [5 empty] | 350 |  |  | Publicly Announced |  |  |  |  | Proposed | Battery Storage | 1935 | Q00022 | Mar 2022
QLD1 | Existing Plant | Stapylton Renewable Energy Facility | LMS Energy Pty Ltd | Reciprocating Engine - Spark ignition | Landfill Gas |  | 4 |  | 1.06 |  | 4.24 | 4.24 |  | In Service | NS |  | 2042 |  | Existing less Announced Withdrawal | Biomass | 1358 |  | Apr 2021 | 2022-04-26 16:05
VIC1 | Project | Star of The South | Star of the South Wind Farm Pty Ltd as trustee for the Star of the South Trust | Wind Turbine - Offshore | Wind |  | 1 |  | 2000 |  | 2000 | 2000 | 0 | Publicly Announced | SS |  |  |  | Proposed | Wind | 1613 | V00044 | Apr 2021 | 2022-04-28 14:59
SA1 | Existing Plant | Starfish Hill | Ratch Australia | Wind Turbine - Onshore | Wind | STARHLWF | 22 |  | 1.5 |  | 33 | 33 |  | In Service | NS |  | 2027 |  | Existing less Announced Withdrawal | Wind | 1186 |  | Mar 2022 | 2022-04-19 14:48
NSW1 | Existing Plant | Stockland Development Wetherill Park | TBA | Solar PV - Fixed | Solar |  | 1 |  | 0.925 |  | 0.9248 | 0.9248 |  | In Service | NS |  |  |  | Existing less Announced Withdrawal | Solar | 20 |  |  | 2018-07-31
VIC1 | Existing Plant | Stockyard Hill Wind Farm | Stockyard Hill Wind Farm Pty Ltd | Wind Turbine - Onshore | Wind | STOCKYD1 | 2 |  | 3 |  | 6 | 6 |  | In Commissioning | SS | May 2022 | 2045 |  | Existing less Announced Withdrawal | Wind | 1187 |  | Jun 2022 | 2022-05-03 14:37
VIC1 | Existing Plant | Stockyard Hill Wind Farm | Stockyard Hill Wind Farm Pty Ltd | Wind Turbine - Onshore | Wind | STOCKYD1 | 19 |  | 3.4 |  | 64.6 | 64.6 |  | In Commissioning | SS | May 2022 | 2045 |  | Existing less Announced Withdrawal | Wind | 1187 |  | Jun 2022 | 2022-05-03 14:37
VIC1 | Existing Plant | Stockyard Hill Wind Farm | Stockyard Hill Wind Farm Pty Ltd | Wind Turbine - Onshore | Wind | STOCKYD1 | 128 |  | 3.57 |  | 456.96 | 456.96 | 0 | In Commissioning | SS | May 2022 | 2045 |  | Existing less Announced Withdrawal | Wind | 1187 |  | Jun 2022 | 2022-05-03 14:37
VIC1 | Project | Stonehaven Gas Turbines | APA Power Holdings Pty Ltd |  | Turbine | [5 empty] | 220 |  |  | Publicly Announced |  |  |  |  | Proposed | OCGT |  | V00029
SA1 | Project | Stony Gap | EnergyAustralia | Wind Turbine - Onshore | Wind |  | 35 |  | 3.4 |  | 119 | 119 |  | Publicly Announced | SS |  |  |  | Proposed | Wind | 1188 |  | Apr 2021 | 2022-06-27 17:00
NSW1 | Project | Stubbo Solar Farm | UPC\AC Renewables Australia | Solar PV - Single axis tracking | Solar |  | 2 |  | 200 |  | 400 | 400 |  | Publicly Announced | SS |  | 2073 |  | Proposed | Solar | 1894 | N00017 | Jun 2021 | 2022-07-01 16:33
NSW1 | Existing Plant | Summer Hill | LMS Energy Pty Ltd | Reciprocating Engine - Spark ignition | Landfill Methane / Landfill Gas |  | 2 |  | 1.123 |  | 2.246 | 2.246 |  | In Service | NS |  |  |  | Existing less Announced Withdrawal | Biomass | 1189 |  | Apr 2021 | 2019-10-31 10:00
SA1 | Project | Summerfield | CI SUMMERFIELD BESS PTY LTD AS TRUSTEE FOR THE CI SUMMERFIELD BESS TRUST | Storage | Other | [5 empty] | 300 |  |  | Publicly Announced |  |  |  |  | Proposed | Battery Storage |  | S00022
NSW1 | Project | Summerhill Solar Farm | City of Newcastle | Solar PV - Fixed | Solar |  | 1 | [6 empty] | Publicly Announced | NS |  |  |  | Proposed | Solar | 1651 |  | Apr 2021 | 2019-10-31 10:00
NSW1 | Project | Summerville Solar Farm | ESCO Pacific Holdings | Solar PV - Fixed | Solar |  | 1 | 4.2 | 90 | 4.2 | 90 | 4.2 - 90 | 0 | Publicly Announced | SS |  |  |  | Proposed | Solar | 1989 | N00064 |  | 2022-04-28 17:17
QLD1 | Existing Plant | Sun Metals Corporation Solar Farm | Sun Metals Corporation Pty Ltd | Solar PV - Fixed | Solar | SMCSF1 | 52 |  | 2.75 |  | 143 | 143 |  | In Service | SS |  | 2042 |  | Existing less Announced Withdrawal | Solar | 1437 |  | Jun 2022 | 2022-06-30 13:32
NSW1 | Project | Sundown SF(Canadian Solar) | Canadian Solar |  | Solar | [5 empty] | 360 |  |  | Publicly Announced |  |  |  |  | Proposed | Solar |  | N00048
NSW1 | Project | Sundown Solar Farm | CWP Renewables Pty Ltd | Solar PV - Fixed | Solar |  | 600 |  | 1 |  | 600 | 600 |  | Publicly Announced | SS |  |  |  | Proposed | Solar | 1616 |  | Apr 2021 | 2019-10-31 10:00
NSW1 | Existing Plant | Sunraysia Solar Farm | Sunraysia Solar Project Pty Ltd | Solar PV - Single axis tracking | Solar | SUNRSF1 | 104 |  | 2.2 |  | 228.8 | 228.8 |  | In Service | SS |  | 2049 |  | Existing less Announced Withdrawal | Solar | 1447 |  | Mar 2022 | 2022-04-20 10:44
QLD1 | Existing Plant | Sunshine Coast Solar Farm | Sunshine Coast Regional Council | Solar PV - Fixed | Solar | VALDORA1 | 1 |  | 15 |  | 15 | 15 | 0 | In Service | NS |  | 2048 |  | Existing less Announced Withdrawal | Solar | 1512 |  | Apr 2021 | 2022-04-28 14:58
QLD1 | Project | Sunshine Energy Solar Farm | Sunshine Energy | Solar PV - Single axis tracking | Solar |  | 1 |  | 1500 |  | 1500 | 1500 |  | Publicly Announced | TBA |  |  |  | Proposed | Solar | 1703 |  |  | 2019-10-31 10:00
NSW1 | Project | Suntop Solar Farm | Suntop Solar Farm Pty Ltd | Solar PV - Single axis tracking | Solar | SUNTPSF1 | 1 |  | 150 |  | 150 | 150 | 0 | Committed | SS | Dec 2021 | 2056 |  | Committed | Solar | 1586 |  | Jun 2022 | 2022-04-28 13:51
QLD1 | Existing Plant | Susan River Solar Farm | Susan River Solar Pty Ltd | Solar PV - Single axis tracking | Solar | SRSF1 | 49 |  | 1.74 |  | 85.26 | 85.26 | 0 | In Service | SS |  | 2049 |  | Existing less Announced Withdrawal | Solar | 1444 |  | Jun 2022 | 2022-04-28 14:57
VIC1 | Existing Plant | Swan Hill Solar Farm 1 Unit 1 | Solar Powerstations Victoria Pty Ltd | Solar PV - Single axis tracking | Solar |  | 3 |  | 2.4 |  | 7.2 | 7.2 | 0 | In Service | NS |  |  |  | Existing less Announced Withdrawal | Solar | 1583 |  | Apr 2021 | 2022-04-28 15:03
VIC1 | Existing Plant | Swan Hill Solar Farm 2 Unit 1 | Solar Powerstations Victoria Pty Ltd | Solar PV - Single axis tracking | Solar |  | 3 |  | 2.4 |  | 7.2 | 7.2 | 0 | In Service | NS |  |  |  | Existing less Announced Withdrawal | Solar | 1611 |  | Apr 2021 | 2022-04-28 15:02
QLD1 | Existing Plant | Swanbank E GT | CleanCo Queensland Limited | Turbine - CCGT | Coal Seam Methane | SWAN_E | 1 |  | 385 |  | 385 | 385 |  | In Service | S |  | 2036 |  | Existing less Announced Withdrawal | CCGT | 1190 |  | Mar 2022 | 2022-07-04 15:47
QLD1 | Existing Plant | Swanbank JV | LMS ENERGY Pty Ltd | Reciprocating Engine - Spark ignition | Landfill Methane / Landfill Gas |  | 1 |  | 0.364 |  | 0.364 | 0.364 |  | In Service | NS |  |  |  | Existing less Announced Withdrawal | Biomass | 1344 |  | Apr 2021 | 2019-10-31 10:00
QLD1 | Existing Plant | Swanbank JV | LMS ENERGY Pty Ltd | Reciprocating Engine - Spark ignition | Landfill Methane / Landfill Gas |  | 1 |  | 1.123 |  | 1.123 | 1.123 |  | In Service | NS |  |  |  | Existing less Announced Withdrawal | Biomass | 1344 |  | Apr 2021 | 2019-10-31 10:00
VIC1 | Existing Plant | Symex | Symex Holding Ltd | Turbine - OCGT | Natural Gas Pipeline |  | 1 |  | 0 |  | 0 | 0 |  | In Service | NS |  |  |  | Existing less Announced Withdrawal | OCGT | 1191 |  |  | 2019-10-31 10:00
QLD1 | Existing Plant | Tableland Mill | MSF Sugar | Turbine - Steam Sub Critical | Other |  | 1 |  | 24 |  | 24 | 24 |  | In Service | NS |  | 2040 |  | Existing less Announced Withdrawal | Other | 1298 |  | Jun 2022 | 2022-07-05 13:54
NSW1 | Existing Plant | Tahmoor | EDL TT Pty Ltd | Reciprocating Engine - Spark ignition | Waste Coal Mine Gas | TAHMOOR1 | 7 |  | 1.065 |  | 7.455 | 7.455 |  | In Service | NS |  | 2035 |  | Existing less Announced Withdrawal | Gas other | 1361 |  | Mar 2022 | 2022-04-20 09:36
SA1 | Existing Plant | Tailem Bend - Solar | Vena Energy | Solar PV - Fixed | Solar | TBSF1 | 54 |  | 2 |  | 108 | 108 |  | In Service | SS |  | 2049 |  | Existing less Announced Withdrawal | Solar | 1397 |  | Mar 2022 | 2022-04-27 09:40
SA1 | Project | Tailem Bend Battery Project | Vena Energy | Storage - Battery | Other |  | 1 |  | 50.8 |  | 50.8 | 50.8 | 84 | Anticipated | TBA | Apr 2024 | 2048 |  | Anticipated | Battery Storage | 1735 | S00023 | Jun 2022 | 2022-07-06 11:00
SA1 | Project | Tailem Bend Stage 2 Solar Project | Vena Energy | Solar PV - Single axis tracking | Solar |  | 1 |  | 105 |  | 105 | 105 |  | Committed | SS | Jul 2023 | 2053 |  | Committed | Solar | 1575 |  | Jun 2022 | 2022-07-04 14:14
NSW1 | Existing Plant | Tallawarra | EnergyAustralia Tallawarra Pty Ltd | Turbine - CCGT | Natural Gas Pipeline | TALWA1 | 1 |  | 440 |  | 440 | 440 |  | In Service | S |  | 2043 |  | Existing less Announced Withdrawal | CCGT | 1192 |  | Mar 2022 | 2022-07-04 13:37
NSW1 | Project | Tallawarra B | EnergyAustralia Tallawarra Pty Ltd | Turbine - OCGT | Natural Gas Pipeline |  | 1 |  | 320 |  | 320 | 320 |  | Committed* | S | Oct 2023 |  |  | Committed | OCGT | 1193 |  | Jun 2022 | 2022-06-30 16:40
TAS1 | Project | Tamar Valley BESS | HYDROTAS | Storage - Battery | Other |  | 1 |  | 70 |  | 70 | 70 | 70 | Publicly Announced | S |  |  |  | Proposed | Battery Storage | 2012 |  |  | 2022-04-19 14:16
TAS1 | Existing Plant | Tamar Valley Combined Cycle | AETV Pty Ltd | Turbine - CCGT | Natural Gas Pipeline | TVCC201 | 1 |  | 68 |  | 68 | 68 |  | In Service | S |  | 2050 |  | Existing less Announced Withdrawal | CCGT | 1194 |  | Mar 2022 | 2022-04-21 11:57
TAS1 | Existing Plant | Tamar Valley Combined Cycle | AETV Pty Ltd | Turbine - CCGT | Natural Gas Pipeline | TVCC201 | 1 |  | 140 |  | 140 | 140 |  | In Service | S |  | 2050 |  | Existing less Announced Withdrawal | CCGT | 1194 |  | Mar 2022 | 2022-04-21 11:57
TAS1 | Existing Plant | Tamar Valley Peaking | AETV Pty Ltd | Turbine - OCGT | Natural Gas Pipeline | TVPP104 | 1 |  | 58 |  | 58 | 58 |  | In Service | S |  | 2050 |  | Existing less Announced Withdrawal | OCGT | 1195 |  | Mar 2022 | 2022-04-19 14:51
NSW1 | Project | Tamworth BESS | Tamworth BESS Project Pty Ltd |  | Other | [5 empty] | 200 |  |  | Publicly Announced |  |  |  |  | Proposed | Battery Storage |  | N00058
NSW1 | Project | Tamworth Solar Farm | Tamworth Solar Farm Pty Ltd | Solar PV - Single axis tracking | Solar |  | 1 |  | 65 |  | 65 | 65 | 0 | Publicly Announced | S |  |  |  | Proposed | Solar | 1881 | N00016 | Jun 2022 | 2022-07-04 12:38
NSW1 | Project | Tara Springs Wind Farm | RES Australia Pty Ltd |  | Wind | [5 empty] | 402 |  |  | Publicly Announced |  |  |  |  | Proposed | Wind |  | N00003
NSW1 | Existing Plant | Taralga Wind Farm | Energy Pacific Vic Pty Ltd | Wind Turbine - Onshore | Wind | TARALGA1 | 9 |  | 3 |  | 27 | 27 |  | In Service | SS |  | 2040 |  | Existing less Announced Withdrawal | Wind | 1196 |  | Jun 2022 | 2022-07-01 14:52
NSW1 | Existing Plant | Taralga Wind Farm | Energy Pacific Vic Pty Ltd | Wind Turbine - Onshore | Wind | TARALGA1 | 21 |  | 1.8 |  | 37.8 | 37.8 |  | In Service | SS |  | 2040 |  | Existing less Announced Withdrawal | Wind | 1196 |  | Jun 2022 | 2022-07-01 14:52
NSW1 | Existing Plant | Taralga Wind Farm | Energy Pacific Vic Pty Ltd | Wind Turbine - Onshore | Wind | TARALGA1 | 21 |  | 2 |  | 42 | 42 |  | In Service | SS |  | 2040 |  | Existing less Announced Withdrawal | Wind | 1196 |  | Jun 2022 | 2022-07-01 14:52
NSW1 | Project | Tarleigh Park Solar Farm | RES Australia Pty Ltd | Solar PV - Fixed | Solar |  | 1 |  | 90 |  | 90 | 90 |  | Publicly Announced | SS |  |  |  | Proposed | Solar | 1630 |  | Apr 2021 | 2019-10-31 10:00
QLD1 | Existing Plant | Tarong | Stanwell Corporation Limited | Turbine - Steam Sub Critical | Black Coal | TARONG#1 | 1 |  | 350 |  | 350 | 350 |  | In Service | S |  | 2036 |  | Existing less Announced Withdrawal | Coal | 1197 |  | Mar 2022 | 2022-04-19 14:54
QLD1 | Existing Plant | Tarong | Stanwell Corporation Limited | Turbine - Steam Sub Critical | Black Coal | TARONG#2 | 1 |  | 350 |  | 350 | 350 |  | In Service | S |  | 2036 |  | Existing less Announced Withdrawal | Coal | 1197 |  | Mar 2022 | 2022-04-19 14:54
QLD1 | Existing Plant | Tarong | Stanwell Corporation Limited | Turbine - Steam Sub Critical | Black Coal | TARONG#3 | 1 |  | 350 |  | 350 | 350 |  | In Service | S |  | 2037 |  | Existing less Announced Withdrawal | Coal | 1197 |  | Mar 2022 | 2022-04-19 14:54
QLD1 | Existing Plant | Tarong | Stanwell Corporation Limited | Turbine - Steam Sub Critical | Black Coal | TARONG#4 | 1 |  | 350 |  | 350 | 350 |  | In Service | S |  | 2037 |  | Existing less Announced Withdrawal | Coal | 1197 |  | Mar 2022 | 2022-04-19 14:54
QLD1 | Existing Plant | Tarong GT | Stanwell Corporation Limited | Turbine - OCGT | Fuel Oil |  | 1 |  | 15 |  | 15 | 15 |  | In Service | NS |  | 2037 |  | Existing less Announced Withdrawal | OCGT | 1198 |  | Mar 2022 | 2022-04-07 15:18
QLD1 | Existing Plant | Tarong North | Stanwell Corporation Limited | Turbine - Steam Super Critical | Black Coal | TNPS1 | 1 |  | 450 |  | 450 | 450 |  | In Service | S |  | 2037 |  | Existing less Announced Withdrawal | Coal | 1199 |  | Mar 2022 | 2022-04-19 14:55
NSW1 | Existing Plant | Taronga Western Plains Zoo | TBA | Solar PV - Fixed | Solar |  | 1 |  | 0.998 |  | 0.9976 | 0.9976 |  | In Service | NS |  |  |  | Existing less Announced Withdrawal | Solar | 21 |  |  | 2018-07-31
TAS1 | Existing Plant | Tarraleah | Hydro-Electric Corporation | Hydro - Dam | Water | TARRALEA | 6 |  | 15 |  | 90 | 90 |  | In Service | S |  | 2100 |  | Existing less Announced Withdrawal | Water | 1200 |  | Mar 2022 | 2022-04-19 14:56
TAS1 | Project | Tarraleah Redevelopment | HYDROTAS | Hydro - Dam | Water |  | 1 |  | 60.666 |  | 60.666 | 60.666 |  | Publicly Announced | S |  |  |  | Proposed | Water | 2014 | T00018 |  | 2022-04-22 09:12
TAS1 | Project | Tarraleah Redevelopment | HYDROTAS | Hydro - Dam | Water |  | 2 |  | 60.667 |  | 121.334 | 121.334 |  | Publicly Announced | S |  |  |  | Proposed | Water | 2014 | T00018 |  | 2022-04-22 09:12
VIC1 | Project | Tarrone GT | AGL Energy Limited | Turbine - OCGT | Natural Gas Pipeline |  | 1 | 500 | 600 | 500 | 600 | 500 - 600 |  | Publicly Announced | S |  |  |  | Proposed | OCGT | 1201 |  | Mar 2022 | 2022-04-20 06:51
VIC1 | Project | Tarrone Wind Farm | Global Power Generation Australia Pty Ltd | Wind Turbine - Onshore | Other |  | 17 |  | 0 |  | 0 | 0 |  | Publicly Announced | SS |  |  |  | Proposed | Wind | 1202 |  |  | 2019-10-31 10:00
SA1 | Existing Plant | Tatiara Meats | Vibe Energy Pty Ltd | Reciprocating Engine - Compression ignition | Diesel | TATIARA1 | 1 |  | 0.5 |  | 0.5 | 0.5 |  | In Service | NS |  |  |  | Existing less Announced Withdrawal | Other | 1295 |  | Mar 2022 | 2022-04-20 08:43
VIC1 | Existing Plant | Tatura Biomass Generator | Diamond Energy Pty Ltd | Reciprocating Engine - Spark ignition | Biogas | TATURA01 | 1 |  | 1.1 |  | 1.1 | 1.1 |  | In Service | NS |  | 2038 |  | Existing less Announced Withdrawal | Biomass | 1313 |  | Mar 2022 | 2022-04-20 09:07
SA1 | Project | Templers BESS | Res Australia | Storage - Battery | Other |  | 1 |  | 115 |  | 115 | 115 | 230 | Publicly Announced | S |  |  |  | Proposed | Battery Storage | 1911 | S00017 | Jun 2021 | 2022-04-28 15:06
SA1 | Project | Templers BESS(GreenPower) | GreenPower Investment Pty Ltd |  | Other | [5 empty] | 200 |  |  | Publicly Announced |  |  |  |  | Proposed | Battery Storage |  | S00009
SA1 | Existing Plant | Temporary Generation North | SA Power Networks | Turbine - OCGT | Diesel | SATGN1 | 5 |  | 30.8 |  | 154 | 154 |  | Withdrawn - Permanent | NS |  | 2020 | 2021-11-25 | Withdrawn | OCGT | 1532 |  | May 2022 | 2021-11-26 08:36
SA1 | Existing Plant | Temporary Generation South | Infigen Energy | Turbine - OCGT | Diesel | SATGS1 | 4 |  | 30.8 |  | 123.2 | 123.2 |  | Withdrawn - Permanent | S |  | 2022 | 2022-05-01 | Withdrawn | OCGT | 1533 |  | Jun 2022 | 2022-07-05 11:29
NSW1 | Project | Tenterfield Solar Farm | Enerparc Australia Pty Ltd | Solar PV - Fixed | Solar |  | 10 |  | 2.93 |  | 29.3 | 29.3 |  | Publicly Announced | NS | Jun 2022 | 2054 |  | Proposed | Solar | 1714 | N00027 | Jun 2022 | 2022-07-05 09:08
VIC1 | Project | Terang Battery Energy Storage System | Acenergy Pty Ltd | Storage - Battery | Other |  |  |  | 2.9 |  | 290 | 290 |  | Publicly Announced | S |  |  |  | Proposed | Battery Storage | 1913 | V00006 | Sep 2021 | 2021-07-21 13:08
VIC1 | Project | Terang Battery Energy Storage System (Tilt Renewables) | Tilt Renewables Australia Pty Ltd | Storage - Battery | Other |  | 1 |  | 200 |  | 200 | 200 | 400 | Publicly Announced | S |  |  |  | Proposed | Battery Storage | 1931 | V00022 | Mar 2022 | 2022-04-19 14:36
SA1 | Existing Plant | Terminal Storage MinI Hydro | Lofty Ranges Power PTY LTD & SA Water Corporation | Hydro - Other | Water |  | 1 |  | 1.86 |  | 1.86 | 1.86 |  | In Service | NS |  |  |  | Existing less Announced Withdrawal | Water | 1204 |  | Apr 2021 | 2019-10-31 10:00
NSW1 | Project | Territory Battery | Neoen Australia Pty Ltd |  | Storage | [5 empty] | 300 |  |  | Publicly Announced |  |  |  |  | Proposed | Battery Storage |  | N00086
NSW1 | Existing Plant | The Drop | Pacific Hydro Investments Pty Ltd | Hydro - Run of River | Water | THEDROP1 | 1 |  | 2.5 |  | 2.5 | 2.5 |  | In Service | NS |  |  |  | Existing less Announced Withdrawal | Water | 1205 |  | Apr 2021 | 2020-06-17
SA1 | Project | The Solar River Project - Stage 1 | The Solar River Project Pty Ltd | Solar PV - Fixed | Solar |  | 1 |  | 200 |  | 200 | 200 |  | Publicly Announced | SS |  |  |  | Proposed | Solar | 118 |  |  | 2018-07-31
SA1 | Project | The Solar River Project - Stage 2 | The Solar River Project Pty Ltd | Solar PV - Fixed | Solar |  | 1 |  | 200 |  | 200 | 200 |  | Publicly Announced | SS |  |  |  | Proposed | Solar | 119 |  |  | 2018-07-31
QLD1 | Project | Theodore Solar Farm | juwi Renewable Energy Pty Ltd | Solar PV - Single axis tracking | Solar |  | 28 |  | 3 |  | 84 | 84 |  | Publicly Announced | SS |  |  |  | Proposed | Solar | 1704 |  | Apr 2021 | 2021-05-25 08:53
VIC1 | Project | Thomastown Terminal Station | Mondo Power Pty Ltd |  | Storage |  | 160 |  |  |  | 320 | 320 |  | Publicly Announced |  |  |  |  | Proposed | Battery Storage |  | V00078
NSW1 | Project | Thunderbolt Energy Hub | Neoen Australia Pty Ltd |  | Wind | [5 empty] | 260 |  |  | Publicly Announced |  |  |  |  | Proposed | Wind |  | N00066
QLD1 | Existing Plant | Ti Tree Bioenergy | Ti Tree Bioenergy | Reciprocating Engine - Spark ignition | Biomass | TITREE | 4 |  | 1.1 |  | 4.4 | 4.4 |  | In Service | NS |  | 2069 |  | Existing less Announced Withdrawal | Biomass | 1321 |  | Apr 2021 | 2019-10-31 10:00
QLD1 | Project | Tieri Solar Farm | FRV Service Australia Pty Ltd | Solar PV - Fixed | Solar |  | 50 |  | 1.54 |  | 77 | 77 | 0 | Publicly Announced | SS |  |  |  | Proposed | Solar | 1539 |  | Apr 2021 | 2022-04-28 17:14
NSW1 | Project | Tilbuster Solar Farm | Enerparc Australia Pty Ltd | Solar PV - Fixed | Solar |  | 152 |  | 1.637 |  | 248.824 | 248.824 |  | Publicly Announced | SS | Mar 2024 | 2054 |  | Proposed | Solar | 1683 | N00015 | Jun 2022 | 2022-07-04 15:15
VIC1 | Existing Plant | Timboon West Wind Farm | Epic Energy South Australia Pty Ltd | Wind Turbine - Onshore | Wind | TIMWEST | 2 |  | 3.6 |  | 7.2 | 7.2 | 0 | In Service | NS |  |  |  | Existing less Announced Withdrawal | Wind | 1494 |  | Apr 2021 | 2022-04-28 17:18
QLD1 | Existing Plant | Todae Solar - DHP 1MW | TBA | Solar PV - Fixed | Solar |  | 1 |  | 0.954 |  | 0.9541 | 0.9541 |  | In Service | NS |  |  |  | Existing less Announced Withdrawal | Solar | 78 |  |  | 2018-07-31
VIC1 | Existing Plant | Todae Solar – La Trobe University Bendigo | TBA | Solar PV - Fixed | Solar |  | 1 |  | 0.35 |  | 0.3498 | 0.3498 |  | In Service | NS |  |  |  | Existing less Announced Withdrawal | Solar | 61 |  |  | 2018-07-31
VIC1 | Existing Plant | Todae Solar – La Trobe University Wodonga | TBA | Solar PV - Fixed | Solar |  | 1 |  | 0.223 |  | 0.223 | 0.223 |  | In Service | NS |  |  |  | Existing less Announced Withdrawal | Solar | 62 |  |  | 2018-07-31
VIC1 | Existing Plant | Todae Solar - Nillumbik | TBA | Solar PV - Fixed | Solar |  | 1 |  | 0.125 |  | 0.1245 | 0.1245 |  | In Service | NS |  |  |  | Existing less Announced Withdrawal | Solar | 8 |  |  | 2018-07-31
NSW1 | Existing Plant | Todae Solar CSU | TBA | Solar PV - Fixed | Solar |  | 1 |  | 1.769 |  | 1.7691 | 1.7691 |  | In Service | NS |  |  |  | Existing less Announced Withdrawal | Solar | 22 |  |  | 2018-07-31
NSW1 | Existing Plant | Todae Solar PE - Llandilo | TBA | Solar PV - Fixed | Solar |  | 1 |  | 0.795 |  | 0.795 | 0.795 |  | In Service | NS |  |  |  | Existing less Announced Withdrawal | Solar | 23 |  |  | 2018-07-31
NSW1 | Existing Plant | Todae Solar- PF Minchinbury | TBA | Solar PV - Fixed | Solar |  | 1 |  | 0.32 |  | 0.3204 | 0.3204 |  | In Service | NS |  |  |  | Existing less Announced Withdrawal | Solar | 24 |  |  | 2018-07-31
VIC1 | Existing Plant | Todae Solar SV - Eltham | TBA | Solar PV - Fixed | Solar |  | 1 |  | 0.184 |  | 0.1842 | 0.1842 |  | In Service | NS |  |  |  | Existing less Announced Withdrawal | Solar | 63 |  |  | 2018-07-31
QLD1 | Existing Plant | Todae Solar SV - Holy Spirit Northside | TBA | Solar PV - Fixed | Solar |  | 1 |  | 0.393 |  | 0.3932 | 0.3932 |  | In Service | NS |  |  |  | Existing less Announced Withdrawal | Solar | 79 |  |  | 2018-07-31
NSW1 | Existing Plant | Todae Solar SV - Mater Clinic | TBA | Solar PV - Fixed | Solar |  | 1 |  | 0.13 |  | 0.1302 | 0.1302 |  | In Service | NS |  |  |  | Existing less Announced Withdrawal | Solar | 25 |  |  | 2018-07-31
NSW1 | Existing Plant | Todae Solar SV - Mater Hospital | TBA | Solar PV - Fixed | Solar |  | 1 |  | 0.28 |  | 0.2801 | 0.2801 |  | In Service | NS |  |  |  | Existing less Announced Withdrawal | Solar | 26 |  |  | 2018-07-31
QLD1 | Existing Plant | Todae Solar SV - Mitchelton | TBA | Solar PV - Fixed | Solar |  | 1 |  | 0.175 |  | 0.1746 | 0.1746 |  | In Service | NS |  |  |  | Existing less Announced Withdrawal | Solar | 80 |  |  | 2018-07-31
QLD1 | Existing Plant | Todae Solar SV - Private Brisbane | TBA | Solar PV - Fixed | Solar |  | 1 |  | 0.171 |  | 0.1705 | 0.1705 |  | In Service | NS |  |  |  | Existing less Announced Withdrawal | Solar | 81 |  |  | 2018-07-31
QLD1 | Existing Plant | Todae Solar SV - Toowoomba | TBA | Solar PV - Fixed | Solar |  | 1 |  | 0.26 |  | 0.2601 | 0.2601 |  | In Service | NS |  |  |  | Existing less Announced Withdrawal | Solar | 82 |  |  | 2018-07-31
QLD1 | Existing Plant | Todae Solar SV Lourdes | TBA | Solar PV - Fixed | Solar |  | 1 |  | 0.264 |  | 0.2637 | 0.2637 |  | In Service | NS |  |  |  | Existing less Announced Withdrawal | Solar | 83 |  |  | 2018-07-31
TAS1 | Existing Plant | Tods Corner | Hydro-Electric Corporation | Storage - Pumped hydro | Water |  | 1 |  | 1.2 |  | 1.2 | 1.2 | 0 | In Service | NS |  | 2100 |  | Existing less Announced Withdrawal | Water | 1206 |  | Mar 2022 | 2022-04-20 06:54
QLD1 | Existing Plant | Tong Park - Agricultural Waste | TBA | TBA - TBA | Bagasse |  | 1 |  | 1.228 |  | 1.228 | 1.228 |  | In Service | NS |  |  |  | Existing less Announced Withdrawal | Biomass | 84 |  |  | 2018-07-31
VIC1 | Existing Plant | Toora | Ratch Australia | Wind Turbine - Onshore | Wind | TOORAWF | 12 |  | 1.75 |  | 21 | 21 |  | In Service | NS |  | 2032 |  | Existing less Announced Withdrawal | Wind | 1208 |  | Mar 2022 | 2022-04-27 09:19
SA1 | Existing Plant | Torrens Island A | AGL SA Generation Pty Limited | Turbine - Steam Sub Critical | Natural Gas Pipeline | TORRA1 | 1 |  | 120 |  | 120 | 120 |  | Withdrawn - Permanent | S |  |  | 2021-09-30 | Withdrawn | Gas other | 1209 |  | Mar 2022 | 2022-04-20
SA1 | Existing Plant | Torrens Island A | AGL SA Generation Pty Limited | Turbine - Steam Sub Critical | Natural Gas Pipeline | TORRA3 | 1 |  | 120 |  | 120 | 120 |  | In Service - Announced Withdrawal (Permanent) | S |  | 2022 | 2022-09-30 | Announced Withdrawal | Gas other | 1209 |  | Mar 2022 | 2022-04-20
SA1 | Existing Plant | Torrens Island B | AGL SA Generation Pty Limited | Turbine - Steam Sub Critical | Natural Gas Pipeline | TORRB1 | 1 |  | 200 |  | 200 | 200 |  | In Service | S |  | 2035 |  | Existing less Announced Withdrawal | Gas other | 1210 |  | Mar 2022 | 2022-04-20 10:32
SA1 | Existing Plant | Torrens Island B | AGL SA Generation Pty Limited | Turbine - Steam Sub Critical | Natural Gas Pipeline | TORRB2 | 1 |  | 200 |  | 200 | 200 |  | In Service | S |  | 2035 |  | Existing less Announced Withdrawal | Gas other | 1210 |  | Mar 2022 | 2022-04-20 10:32
SA1 | Existing Plant | Torrens Island B | AGL SA Generation Pty Limited | Turbine - Steam Sub Critical | Natural Gas Pipeline | TORRB3 | 1 |  | 200 |  | 200 | 200 |  | In Service | S |  | 2035 |  | Existing less Announced Withdrawal | Gas other | 1210 |  | Mar 2022 | 2022-04-20 10:32
SA1 | Existing Plant | Torrens Island B | AGL SA Generation Pty Limited | Turbine - Steam Sub Critical | Natural Gas Pipeline | TORRB4 | 1 |  | 200 |  | 200 | 200 |  | In Service | S |  | 2035 |  | Existing less Announced Withdrawal | Gas other | 1210 |  | Mar 2022 | 2022-04-20 10:32
SA1 | Project | Torrens Island BESS | TIPSCO | Storage - Battery | Other |  | 109 |  | 2.3 |  | 250.7 | 250.7 | 250 | Anticipated | S | Jun 2023 | 2043 |  | Anticipated | Battery Storage | 1866 | S00008 | Jun 2022 | 2022-07-06 11:02
NSW1 | Existing Plant | Tower | EDL CSM NSW Pty Ltd | Reciprocating Engine - Spark ignition | Waste Coal Mine Gas | TOWER | 40 |  | 1.03 |  | 41.2 | 41.2 |  | In Service | NS |  | 2036 |  | Existing less Announced Withdrawal | Gas other | 1211 |  | Mar 2022 | 2022-04-20 06:58
QLD1 | Existing Plant | Townsville Power Station | RATCH-Australia | Turbine - CCGT | Natural Gas Pipeline | YABULU | 1 |  | 160 |  | 160 | 160 |  | In Service | S |  | 2046 |  | Existing less Announced Withdrawal | CCGT | 1724 |  | Mar 2022 | 2022-04-20 09:21
QLD1 | Existing Plant | Townsville Power Station | RATCH-Australia | Turbine - CCGT | Natural Gas Pipeline | YABULU2 | 1 |  | 84 |  | 84 | 84 |  | In Service | S |  | 2046 |  | Existing less Announced Withdrawal | CCGT | 1724 |  | Mar 2022 | 2022-04-20 09:21
TAS1 | Existing Plant | Trevallyn | Hydro-Electric Corporation | Hydro - Dam | Water | TREVALLN | 2 |  | 20 |  | 40 | 40 |  | In Service | S |  | 2100 |  | Existing less Announced Withdrawal | Water | 1213 |  | Mar 2022 | 2022-04-21 15:43
TAS1 | Existing Plant | Trevallyn | Hydro-Electric Corporation | Hydro - Dam | Water | TREVALLN | 2 |  | 26.5 |  | 53 | 53 |  | In Service | S |  | 2100 |  | Existing less Announced Withdrawal | Water | 1213 |  | Mar 2022 | 2022-04-21 15:43
TAS1 | Project | Triabunna Wind Farm | Fera Australia Pty Ltd |  | Wind | [5 empty] | 30 |  |  | Publicly Announced |  |  |  |  | Proposed | Wind |  | T00007
TAS1 | Existing Plant | Tribute | Hydro-Electric Corporation | Hydro - Dam | Water | TRIBUTE | 1 |  | 82.8 |  | 82.8 | 82.8 |  | In Service | S |  | 2100 |  | Existing less Announced Withdrawal | Water | 1214 |  | Mar 2022 | 2022-04-21 15:45
TAS1 | Project | Tribute Pumped Hydro Option | Hydro Tasmania |  | Water | [5 empty] | 750 |  |  | Publicly Announced |  |  |  |  | Proposed | Water |  | T00003
VIC1 | Project | Tulkara Wind Farm | Wind Prospect Pty Ltd |  | Wind | [5 empty] | 234 |  |  | Publicly Announced |  |  |  |  | Proposed | Wind |  | V00043
NSW1 | Existing Plant | Tumut 3 | Snowy Hydro Ltd | Hydro - Dam | Water | TUMUT3 | 6 |  | 250 |  | 1500 | 1500 |  | In Service | S |  | 2070 |  | Existing less Announced Withdrawal | Water | 1215 |  | Mar 2022 | 2022-04-20 07:01
NSW1 | Project | Tumut Pulp and Paper Mill | Visy | Reciprocating Engine - Spark ignition | Other |  | 1 |  | 32 |  | 32 | 32 | 0 | Publicly Announced | S |  |  |  | Proposed | Other | 1638 |  | Apr 2021 | 2022-04-28 14:53
TAS1 | Existing Plant | Tungatinah | Hydro-Electric Corporation | Hydro - Dam | Water | TUNGATIN | 5 |  | 25 |  | 125 | 125 |  | In Service | S |  | 2100 |  | Existing less Announced Withdrawal | Water | 1216 |  | Mar 2022 | 2022-04-21 15:47
SA1 | Project | Twin Creek Wind Farm | RES Australia Pty Ltd | Wind Turbine - Onshore | Wind |  | 42 | 3.6 | 6.6 | 151.2 | 277.2 | 151.2 - 277.2 | 0 | Publicly Announced | SS |  |  |  | Proposed | Wind | 1995 |  |  | 2022-04-28 15:05
QLD1 | Project | Ulinda Park BESS | Ulinda Park ProjectCo Pty Ltd in its capacity as trustee for the Ulinda Park Project Trust | Storage - Battery | Other |  | 52 |  | 3 |  | 156 | 156 | 300 | Anticipated | S | Jan 2024 | 2063 |  | Anticipated | Battery Storage | 2016 |  | Jun 2022 | 2022-07-05 10:01
NSW1 | Project | Ulladulla Offshore Wind Farm | OceanEx Energy | Wind Turbine - Offshore | Wind |  | 1 |  | 2000 |  | 2000 | 2000 |  | Publicly Announced | SS | Jan 2035 |  |  | Proposed | Wind | 2025 |  |  | 2022-06-09 08:47
SA1 | Project | UniSA Solar project | University of South Australia | Solar PV - Fixed | Solar |  | 1 |  | 1.8 |  | 1.8 | 1.8 |  | Publicly Announced | NS |  |  |  | Proposed | Solar | 1666 |  | Apr 2021 | 2019-10-31 10:00
VIC1 | Existing Plant | University of Melbourne Archives Brunswick | TBA | Solar PV - Fixed | Solar |  | 1 |  | 0.092 |  | 0.0916 | 0.0916 |  | In Service | NS |  |  |  | Existing less Announced Withdrawal | Solar | 64 |  |  | 2018-07-31
VIC1 | Existing Plant | University of Melbourne McCoy Carlton | TBA | Solar PV - Fixed | Solar |  | 1 |  | 0.073 |  | 0.0733 | 0.0733 |  | In Service | NS |  |  |  | Existing less Announced Withdrawal | Solar | 65 |  |  | 2018-07-31
VIC1 | Existing Plant | University of Melbourne Performing Arts Centre Southbank | TBA | Solar PV - Fixed | Solar |  | 1 |  | 0.137 |  | 0.1365 | 0.1365 |  | In Service | NS |  |  |  | Existing less Announced Withdrawal | Solar | 66 |  |  | 2018-07-31
VIC1 | Existing Plant | University of Melbourne Peter Hall Parkville | TBA | Solar PV - Fixed | Solar |  | 1 |  | 0.048 |  | 0.0478 | 0.0478 |  | In Service | NS |  |  |  | Existing less Announced Withdrawal | Solar | 67 |  |  | 2018-07-31
VIC1 | Existing Plant | University of Melbourne Sports Centre Parkville | TBA | Solar PV - Fixed | Solar |  | 1 |  | 0.161 |  | 0.1608 | 0.1608 |  | In Service | NS |  |  |  | Existing less Announced Withdrawal | Solar | 68 |  |  | 2018-07-31
VIC1 | Existing Plant | University of Melbourne The Spot Carlton | TBA | Solar PV - Fixed | Solar |  | 1 |  | 0.059 |  | 0.0588 | 0.0588 |  | In Service | NS |  |  |  | Existing less Announced Withdrawal | Solar | 69 |  |  | 2018-07-31
QLD1 | Existing Plant | University of Southern Queensland Toowoomba | TBA | Solar PV - Fixed | Solar |  | 1 |  | 1.09 |  | 1.09 | 1.09 |  | In Service | NS |  |  |  | Existing less Announced Withdrawal | Solar | 85 |  |  | 2018-07-31
QLD1 | Project | Upper Burdekin Wind Farm | Windlab Developments |  | Wind | [5 empty] | 500 |  |  | Publicly Announced |  |  |  |  | Proposed | wind |  | Q00039
NSW1 | Project | Upper Hunter Energy Park - Solar | Upper Hunter Energy Park Pty Ltd | Solar PV - Fixed | Solar |  | 1 | 7 | 35 | 7 | 35 | 7 - 35 | 0 | Publicly Announced | SS |  | 2051 |  | Proposed | Solar | 1660 |  | Apr 2021 | 2022-04-28 15:11
NSW1 | Project | Upper Hunter Energy Park - Wind | Upper Hunter Energy Park Pty Ltd | Wind Turbine - Onshore | Wind |  | 20 | 2.555 | 5 | 51.1 | 100 | 51.1 - 100 | 0 | Publicly Announced | SS |  | 2051 |  | Proposed | Wind | 1275 |  | Jun 2022 | 2022-04-28 15:10
NSW1 | Existing Plant | Upper Tumut | Snowy Hydro Ltd | Hydro - Dam | Water | UPPTUMUT | 4 |  | 72 |  | 288 | 288 |  | In Service | S |  | 2070 |  | Existing less Announced Withdrawal | Water | 1217 |  | Mar 2022 | 2022-04-20 07:04
NSW1 | Existing Plant | Upper Tumut | Snowy Hydro Ltd | Hydro - Dam | Water | UPPTUMUT | 4 |  | 82 |  | 328 | 328 |  | In Service | S |  | 2070 |  | Existing less Announced Withdrawal | Water | 1217 |  | Mar 2022 | 2022-04-20 07:04
NSW1 | Existing Plant | Uranquinty | Origin Energy Uranquinty Power Pty Ltd | Turbine - OCGT | Natural Gas Pipeline | URANQ11 | 1 |  | 166 |  | 166 | 166 |  | In Service | S |  | 2044 |  | Existing less Announced Withdrawal | OCGT | 1218 |  | Mar 2022 | 2022-04-20 07:06
NSW1 | Existing Plant | Uranquinty | Origin Energy Uranquinty Power Pty Ltd | Turbine - OCGT | Natural Gas Pipeline | URANQ12 | 1 |  | 166 |  | 166 | 166 |  | In Service | S |  | 2044 |  | Existing less Announced Withdrawal | OCGT | 1218 |  | Mar 2022 | 2022-04-20 07:06
NSW1 | Existing Plant | Uranquinty | Origin Energy Uranquinty Power Pty Ltd | Turbine - OCGT | Natural Gas Pipeline | URANQ13 | 1 |  | 166 |  | 166 | 166 |  | In Service | S |  | 2044 |  | Existing less Announced Withdrawal | OCGT | 1218 |  | Mar 2022 | 2022-04-20 07:06
NSW1 | Existing Plant | Uranquinty | Origin Energy Uranquinty Power Pty Ltd | Turbine - OCGT | Natural Gas Pipeline | URANQ14 | 1 |  | 166 |  | 166 | 166 |  | In Service | S |  | 2044 |  | Existing less Announced Withdrawal | OCGT | 1218 |  | Mar 2022 | 2022-04-20 07:06
NSW1 | Project | Uungula Wind Farm | Uungula Wind Farm Pty Ltd | Wind Turbine - Onshore | Wind |  | 249 | 1.606 | 2.61 | 399.894 | 649.89 | 399.894 - 649.89 |  | Publicly Announced | SS |  |  |  | Proposed | Wind | 1283 | N00073 | Apr 2021 | 2019-10-31 10:00
NSW1 | Existing Plant | Vales Point B | Delta Electricity | Turbine - Steam Sub Critical | Black Coal | VP5 | 1 |  | 660 |  | 660 | 660 |  | In Service | S |  | 2029 |  | Existing less Announced Withdrawal | Coal | 1219 |  | Mar 2022 | 2022-04-20 07:07
NSW1 | Existing Plant | Vales Point B | Delta Electricity | Turbine - Steam Sub Critical | Black Coal | VP6 | 1 |  | 660 |  | 660 | 660 |  | In Service | S |  | 2029 |  | Existing less Announced Withdrawal | Coal | 1219 |  | Mar 2022 | 2022-04-20 07:07
NSW1 | Project | Vales Point Solar | Delta Electricity | Solar PV - Fixed | Solar |  | 1 |  | 55 |  | 55 | 55 |  | Publicly Announced | SS |  |  |  | Proposed | Solar | 1490 |  | Mar 2022 | 2022-04-21 09:35
VIC1 | Existing Plant | Valley Power | Snowy Hydro Ltd | Turbine - OCGT | Natural Gas Pipeline | VPGS1 | 1 |  | 50 |  | 50 | 50 |  | In Service | S |  | 2070 |  | Existing less Announced Withdrawal | OCGT | 1220 |  | Mar 2022 | 2022-05-25 14:24
VIC1 | Existing Plant | Valley Power | Snowy Hydro Ltd | Turbine - OCGT | Natural Gas Pipeline | VPGS2 | 1 |  | 50 |  | 50 | 50 |  | In Service | S |  | 2070 |  | Existing less Announced Withdrawal | OCGT | 1220 |  | Mar 2022 | 2022-05-25 14:24
VIC1 | Existing Plant | Valley Power | Snowy Hydro Ltd | Turbine - OCGT | Natural Gas Pipeline | VPGS3 | 1 |  | 50 |  | 50 | 50 |  | In Service | S |  | 2070 |  | Existing less Announced Withdrawal | OCGT | 1220 |  | Mar 2022 | 2022-05-25 14:24
VIC1 | Existing Plant | Valley Power | Snowy Hydro Ltd | Turbine - OCGT | Natural Gas Pipeline | VPGS4 | 1 |  | 50 |  | 50 | 50 |  | In Service | S |  | 2070 |  | Existing less Announced Withdrawal | OCGT | 1220 |  | Mar 2022 | 2022-05-25 14:24
VIC1 | Existing Plant | Valley Power | Snowy Hydro Ltd | Turbine - OCGT | Natural Gas Pipeline | VPGS5 | 1 |  | 50 |  | 50 | 50 |  | In Service | S |  | 2070 |  | Existing less Announced Withdrawal | OCGT | 1220 |  | Mar 2022 | 2022-05-25 14:24
VIC1 | Existing Plant | Valley Power | Snowy Hydro Ltd | Turbine - OCGT | Natural Gas Pipeline | VPGS6 | 1 |  | 50 |  | 50 | 50 |  | In Service | S |  | 2070 |  | Existing less Announced Withdrawal | OCGT | 1220 |  | Mar 2022 | 2022-05-25 14:24
VIC1 | Existing Plant | Vawdrey Manufacturing | TBA | Solar PV - Fixed | Solar |  | 1 |  | 0.753 |  | 0.7526 | 0.7526 |  | In Service | NS |  |  |  | Existing less Announced Withdrawal | Solar | 70 |  |  | 2018-07-31
QLD1 | Existing Plant | Victoria Mill | Sucrogen (Herbet) Pty Ltd | Turbine - Steam Sub Critical | Bagasse |  | 1 |  | 5 |  | 5 | 5 |  | In Service | NS |  |  |  | Existing less Announced Withdrawal | Biomass | 1221 |  | Mar 2022 | 2022-04-20 07:10
QLD1 | Existing Plant | Victoria Mill | Sucrogen (Herbet) Pty Ltd | Turbine - Steam Sub Critical | Bagasse |  | 1 |  | 19 |  | 19 | 19 |  | In Service | NS |  |  |  | Existing less Announced Withdrawal | Biomass | 1221 |  | Mar 2022 | 2022-04-20 07:10
VIC1 | Existing Plant | Victorian Big Battery | Victorian Big Battery Pty Ltd | Storage - Battery | Other | VBBG1 | 1 |  | 300 |  | 300 | 300 | 450 | In Service | S |  | 2041 |  | Existing less Announced Withdrawal | Battery Storage | 1864 |  | Jun 2022 | 2022-07-04 12:40
QLD1 | Existing Plant | Vulcan Yatala | TBA | Solar PV - Fixed | Solar |  | 1 |  | 0.197 |  | 0.1966 | 0.1966 |  | In Service | NS |  |  |  | Existing less Announced Withdrawal | Solar | 86 |  |  | 2018-07-31
NSW1 | Project | Wagga North Solar Farm | Wagga Wagga Operationsco Pty Ltd as trustree for Wagga Wagga Operations Trust | Solar PV - Single axis tracking | Solar | WAGGNSF1 | 12 |  | 1.637 |  | 19.644 | 19.644 |  | Committed | SS | Mar 2022 | 2050 |  | Committed | Solar | 1514 |  | Mar 2022 | 2022-04-20 11:13
NSW1 | Project | Wagga North Solar Farm | Wagga Wagga Operationsco Pty Ltd as trustree for Wagga Wagga Operations Trust | Solar PV - Single axis tracking | Solar | WAGGNSF1 | 22 |  | 1.637 |  | 36.014 | 36.014 |  | Committed | SS | Dec 2021 | 2050 |  | Committed | Solar | 1514 |  | Mar 2022 | 2022-04-20 11:13
NSW1 | Project | Wagga North Solar Farm BESS | Wagga Wagga Operationsco Pty Ltd as trustee for the Wagga Wagga Operations Trust |  | Other | [5 empty] | 15 |  |  | Publicly Announced |  |  |  |  | Proposed | Battery Storage |  | N00062
NSW1 | Project | Wagga Wagga Renewable Project | Vena Energy Services (Australia) Pty Ltd |  | Solar PV |  | 49 |  | 4.39 |  | 215.11 | 215.11 |  | Publicly Announced |  |  |  |  | Proposed | Solar |  | N00078
NSW1 | Project | Wagga Wagga Renewable Project | Vena Energy Services (Australia) Pty Ltd |  | Storage |  | 60 |  | 4.39 |  | 263.4 | 263.4 |  | Publicly Announced |  |  |  |  | Proposed | Battery Storage |  | N00078
NSW1 | Project | Wagga Wagga Solar Project | Vena Energy | Solar PV - Single axis tracking | Solar |  | 1 |  | 200 |  | 200 | 200 |  | Publicly Announced | SS |  |  |  | Proposed | Solar | 1578 |  | Mar 2022 | 2022-04-20 11:30
NSW1 | Project | Walcha Energy Project - Brackendale North Wind Farm | Walcha Energy Pty Ltd | Wind Turbine - Onshore | Wind |  | 1 |  | 1 |  | 1 | 1 |  | Publicly Announced | TBA |  |  |  | Proposed | Wind | 1898 |  |  | 2022-04-29 08:28
NSW1 | Project | Walcha Energy Project - Brackendale South Wind Farm | Walcha Energy Pty Ltd | Wind Turbine - Onshore | Wind |  | 1 |  | 1 |  | 1 | 1 |  | Publicly Announced | TBA |  |  |  | Proposed | Wind | 1899 |  |  | 2022-04-29 08:30
NSW1 | Project | Walcha Energy Project - Kangaroo Hills Wind Farm | Walcha Energy Pty Ltd | Wind Turbine - Onshore | Wind |  | 1 |  | 1 |  | 1 | 1 |  | Publicly Announced | TBA |  |  |  | Proposed | Wind | 1895 |  |  | 2022-04-29 07:45
NSW1 | Project | Walcha Energy Project - St Leonards Wind Farm | Walcha Energy Pty Ltd | Wind Turbine - Onshore | Wind |  | 1 |  | 1 |  | 1 | 1 |  | Publicly Announced | TBA |  |  |  | Proposed | Wind | 1897 |  |  | 2022-04-29 07:48
NSW1 | Project | Walcha Energy Project - Tia Wind Farm | Walcha Energy Pty Ltd | Wind Turbine - Onshore | Wind |  | 1 |  | 1 |  | 1 | 1 |  | Publicly Announced | TBA |  |  |  | Proposed | Wind | 1900 |  |  | 2022-04-29 08:33
NSW1 | Project | Walcha Energy Project - Woolbrook Wind Farm | Walcha Energy Pty Ltd | Wind Turbine - Onshore | Wind |  | 1 |  | 1 |  | 1 | 1 |  | Publicly Announced | TBA |  |  |  | Proposed | Wind | 1901 |  |  | 2022-04-29 08:35
NSW1 | Project | Walla Walla Solar Farm | FRV Australia (Walla Walla Asset Co Pty Ltd (ACN 634 728 868) as trustee for the Walla Walla Asset Trust) | Solar PV - Single axis tracking | Solar |  | 152 | 2.25 | 2.5 | 342 | 380 | 342 - 380 |  | Anticipated | SS | Dec 2023 | 2049 |  | Anticipated | Solar | 1712 | N00018 | Jun 2022 | 2022-07-04 15:31
NSW1 | Project | Wallaroo Solar Farm | New Energy development and Univergy Solar Joint venture (SPV) Wallaroo Solar Farm Pty Ltd | Solar PV - Single axis tracking | Solar |  | 36 |  | 3.4 |  | 122.4 | 122.4 | 0 | Publicly Announced | SS |  |  |  | Proposed | Solar | 1861 | N00004 | Jun 2021 | 2022-04-28 15:22
NSW1 | Project | Wallerawang BESS | Greenspot Wallerawang Pty Ltd as trustee for the Greenspot Wallerawang Unit Trust | Storage - Battery | Other |  | 1 | 1 | 500 | 1 | 500 | 1 - 500 | 1000 | Publicly Announced | SS |  | 2050 |  | Proposed | Battery Storage | 1967 | N00035 |  | 2022-04-28 17:10
NSW1 | Existing Plant | Wallgrove Grid Battery project | TransGrid | Storage - Battery | Other | WALGRVG1 | 1 |  | 50 |  | 50 | 50 | 75 | In Commissioning | S | Dec 2021 | 2036 |  | Existing less Announced Withdrawal | Battery Storage | 1874 |  | May 2022 | 2022-07-04 16:08
QLD1 | Project | Wambo Wind Farm | Cubico Sustainable Investments Australia Pty Ltd |  | Wind | [5 empty] | 500 |  |  | Publicly Announced |  |  |  |  | Proposed | Wind |  | Q00028
QLD1 | Project | Wandoan South BESS | Vena Evergy | Storage - Battery | Other | WANDBG1 | 1 |  | 100 |  | 100 | 100 | 150 | Committed | SS | Jul 2022 | 2051 |  | Committed | Battery Storage | 1762 |  | Jun 2022 | 2022-07-05 09:21
QLD1 | Project | Wandoan South Solar Stage 1 | Vena Evergy | Solar PV - Single axis tracking | Solar | WANDSF1 | 1 |  | 160 |  | 160 | 160 |  | Committed | SS | Jun 2023 | 2053 |  | Committed | Solar | 1455 | Q00007 | Jun 2022 | 2022-07-05 08:52
NSW1 | Project | Wandoona Solar Farm | FRV Services Australia |  | Solar | [5 empty] | 800 |  |  | Publicly Announced |  |  |  |  | Proposed | Solar |  | N00002
VIC1 | Project | Wangaratta Solar Farm | Wangaratta Solar Farm Pty Ltd | Solar PV - Single axis tracking | Solar |  | 6 |  | 4.4 |  | 26.4 | 26.4 | 0 | Publicly Announced | NS |  |  |  | Proposed | Solar | 1499 |  | Jun 2022 | 2022-04-28 15:38
VIC1 | Existing Plant | Wantirna Mini Hydro | TBA | Hydro - Dam | Water |  | 1 |  | 0.132 |  | 0.132 | 0.132 |  | In Service | NS |  |  |  | Existing less Announced Withdrawal | Water | 9 |  |  | 2018-07-31
VIC1 | Project | Warracknabeal Wind Farm | WestWind Energy Pty Ltd | Wind Turbine - Onshore | Wind |  | 200 |  | 6.2 |  | 1240 | 1240 |  | Publicly Announced | SS |  | 2058 |  | Proposed | Wind | 1636 |  | Apr 2021 | 2022-05-18 07:33
QLD1 | Project | Warwick Solar Farm | The University of Queensland | Solar PV - Single axis tracking | Solar | WARWSF1 | 8 |  | 4.013 |  | 32.104 | 32.104 | 0 | Committed | SS | Apr 2023 | 2046 |  | Committed | Solar | 1530 |  | Jun 2022 | 2022-06-30 14:26
QLD1 | Project | Warwick Solar Farm | The University of Queensland | Solar PV - Single axis tracking | Solar | WARWSF2 | 8 |  | 4.013 |  | 32.104 | 32.104 | 0 | Committed | SS | Apr 2023 | 2045 |  | Committed | Solar | 1530 |  | Jun 2022 | 2022-06-30 14:26
SA1 | Existing Plant | Waterloo Wind Farm | Waterloo Windfarm Pty Ltd | Wind Turbine - Onshore | Wind | WATERLWF | 6 |  | 3.3 |  | 19.8 | 19.8 |  | In Service | SS |  | 2051 |  | Existing less Announced Withdrawal | Wind | 1223 |  | Mar 2022 | 2022-04-26 11:09
SA1 | Existing Plant | Waterloo Wind Farm | Waterloo Windfarm Pty Ltd | Wind Turbine - Onshore | Wind | WATERLWF | 37 |  | 3 |  | 111 | 111 |  | In Service | SS |  | 2045 |  | Existing less Announced Withdrawal | Wind | 1223 |  | Mar 2022 | 2022-04-26 11:09
VIC1 | Project | Watta Wella Power Station | RES Australia Pty Limited |  | Wind | [5 empty] | 300 |  |  | Publicly Announced |  |  |  |  | Proposed | Wind |  | V00034
SA1 | Existing Plant | Wattle Point | Infrastructure Capital Group | Wind Turbine - Onshore | Wind | WPWF | 55 |  | 1.65 |  | 90.75 | 90.75 |  | In Service | NS |  | 2029 |  | Existing less Announced Withdrawal | Wind | 1224 |  | Mar 2022 | 2022-04-20 07:12
VIC1 | Existing Plant | Waubra | Pyrenees Wind Energy Developments | Wind Turbine - Onshore | Wind | WAUBRAWF | 128 |  | 1.5 |  | 192 | 192 |  | In Service | NS |  | 2034 |  | Existing less Announced Withdrawal | Wind | 1225 |  | Mar 2022 | 2022-04-07 15:19
VIC1 | Project | Waubra North Wind Farm | Acciona |  | Wind | [5 empty] | 307 |  |  | Publicly Announced |  |  |  |  | Proposed | Wind |  | V00046
NSW1 | Project | Wellington BESS | Ampyr Australia Pty Ltd |  | Other | [5 empty] | 500 |  |  | Publicly Announced |  |  |  |  | Proposed | Battery Storage |  | N00055
NSW1 | Project | Wellington North BESS | Lightsource Development Services Australia |  | Other | [5 empty] | 500 |  |  | Publicly Announced |  |  |  |  | Proposed | Battery Storage |  | N00050
NSW1 | Project | Wellington North Solar Farm (AGL) | AGL Hydro Partnership | Solar PV - Fixed | Solar |  | 300 | 0.66 | 1 | 198 | 300 | 198 - 300 |  | Publicly Announced | SS |  |  |  | Proposed | Solar | 1619 |  | Mar 2022 | 2022-04-20 13:01
NSW1 | Project | Wellington North Solar Farm (Lightsource) | Lightsource Development Services Australia Pty Ltd |  | Solar | [5 empty] | 340 |  |  | Publicly Announced |  |  |  |  | Proposed | Solar | 1960 | N00047
NSW1 | Existing Plant | Wellington Solar Farm | Lightsource Australia SPV 4 Pty Ltd | Solar PV - Single axis tracking | Solar | WELLSF1 | 132 |  | 1.637 |  | 216.084 | 216.084 | 0 | In Commissioning | SS | Jun 2022 | 2051 |  | Existing less Announced Withdrawal | Solar | 1515 |  | May 2022 | 2022-05-17 09:32
VIC1 | Existing Plant | Wemen Solar Farm | Wemen Asset Co Pty Ltd as Trustee to Wemen Solar Unit Trust | Solar PV - Single axis tracking | Solar | WEMENSF1 | 39 |  | 2.5 |  | 97.5 | 97.5 |  | In Service | SS |  | 2049 |  | Existing less Announced Withdrawal | Solar | 1563 |  | May 2022 | 2022-05-30 15:26
TAS1 | Project | Wesley Vale Solar | Epuron Projects Pty Ltd | Solar PV - Single axis tracking | Solar |  | 5 |  | 2.5 |  | 12.5 | 12.5 |  | Publicly Announced | SS |  |  |  | Proposed | Solar | 1488 |  | Apr 2021 | 2019-10-31 10:00
NSW1 | Existing Plant | West Illawarra Leagues Club | Western Suburbs Leagues Club | Reciprocating Engine - Compression ignition | Diesel | WESTILL1 | 2 |  | 0.715 |  | 1.43 | 1.43 |  | In Service | NS |  |  |  | Existing less Announced Withdrawal | Other | 1226 |  | Apr 2021 | 2022-01-06 11:42
VIC1 | Existing Plant | West Kiewa | AGL Hydro Partnership | Hydro - Dam | Water | WKIEWA1 | 2 |  | 17 |  | 34 | 34 |  | In Service | S |  | 2057 |  | Existing less Announced Withdrawal | Water | 1227 |  | Mar 2022 | 2022-04-20 07:15
VIC1 | Existing Plant | West Kiewa | AGL Hydro Partnership | Hydro - Dam | Water | WKIEWA2 | 2 |  | 17 |  | 34 | 34 |  | In Service | S |  | 2057 |  | Existing less Announced Withdrawal | Water | 1227 |  | Mar 2022 | 2022-04-20 07:15
VIC1 | Project | West Mokoan Solar Farm | Lightsource Australia SPV 1 Pty Ltd | Solar PV - Single axis tracking | Solar |  | 1 |  | 400 |  | 400 | 400 |  | Publicly Announced | TBA |  |  |  | Proposed | Solar | 2000 |  |  | 2022-03-22 09:49
NSW1 | Existing Plant | West Nowra Landfill Gas Power Generation Facility | Nowra Council | Reciprocating Engine - Spark ignition | Other | AGLNOW1 | 1 |  | 1 |  | 1 | 1 |  | In Service | NS |  |  |  | Existing less Announced Withdrawal | Other | 1253 |  | Mar 2022 | 2022-04-20 08:25
NSW1 | Project | West Wyalong Solar Farm | Lightsource Australia | Solar PV - Single axis tracking | Solar |  | 29 |  | 3.63 |  | 105.27 | 105.27 |  | Committed | SS | Dec 2022 |  |  | Committed | Solar | 1904 |  | Jun 2022 | 2022-06-20 11:38
QLD1 | Project | Western Downs Battery Connection | Neoen | Storage - Battery | Other |  | 1 | 200 | 1000 | 200 | 1000 | 200 - 1000 | 400 | Publicly Announced | S |  |  |  | Proposed | Battery Storage | 1966 | Q00010 | Nov 2021 | 2022-04-28 15:23
QLD1 | Project | Western Downs Gas Peaking Plant | PowerGen P51 Pty Ltd |  | Natural Gas Pipeline | [5 empty] | 207 |  |  | Publicly Announced |  |  |  |  | Proposed | CCGT |  | Q00033
QLD1 | Project | Western Downs Green Power Hub | Western Downs Green Power Hub Pty Ltd | Solar PV - Single axis tracking | Solar | WDGPH1 | 1 |  | 400 |  | 400 | 400 |  | Committed | SS | Jan 2023 | 2047 |  | Committed | Solar | 2011 |  | May 2022 | 2022-04-21 11:39
TAS1 | Project | Western Plains Wind Farm | Epuron Projects Pty Ltd | Confidential - Confidential | Wind |  | 13 |  | 3.077 |  | 40.001 | 40.001 |  | Publicly Announced | SS |  |  |  | Proposed | Wind | 1501 | T00011 | Apr 2021 | 2019-10-31 10:00
NSW1 | Existing Plant | Western Suburbs Leagues Club - Campbelltown, NSW | Western Suburbs Leagues Club | Reciprocating Engine - Compression ignition | Diesel | WESTCBT1 | 1 |  | 1.32 |  | 1.32 | 1.32 |  | In Service | NS |  |  |  | Existing less Announced Withdrawal | Other | 1228 |  |  | 2021-05-25 14:08
NSW1 | Project | Western Sydney Energy & Resource Recovery Centre | Western Sydney Energy & Resource Recovery Centre |  | Other | [5 empty] | 58 |  |  | Publicly Announced |  |  |  |  | Proposed | Other |  | N00042
NSW1 | Existing Plant | White Rock Solar Farm | White Rock Wind Farm Pty Ltd | Solar PV - Fixed | Solar | WRSF1 | 8 |  | 2.5 |  | 20 | 20 |  | In Service | SS |  | 2043 |  | Existing less Announced Withdrawal | Solar | 1662 |  | Mar 2022 | 2022-04-07 15:38
NSW1 | Existing Plant | White Rock Wind Farm - Stage 1 | CECEP Wind Power Australia Pty Ltd | Wind Turbine - Onshore | Wind | WRWF1 | 70 |  | 2.464 |  | 172.48 | 172.48 |  | In Service | SS |  | 2038 |  | Existing less Announced Withdrawal | Wind | 1277 |  | Jun 2022 | 2022-07-05 17:03
NSW1 | Project | White Rock Wind Farm - Stage 2 | White Rock Wind Farm Pty Ltd | Wind Turbine - Onshore | Wind |  | 47 |  | 4.5 |  | 211.5 | 211.5 |  | Publicly Announced | SS |  |  |  | Proposed | Wind | 1661 | N00011 | Jun 2022 | 2022-07-04 14:56
QLD1 | Existing Plant | Whitsunday Solar Farm | Whitsunday Solar Farm Pty Ltd | Solar PV - Single axis tracking | Solar | WHITSF1 | 23 |  | 2.5 |  | 57.5 | 57.5 |  | In Service | SS |  | 2048 |  | Existing less Announced Withdrawal | Solar | 1407 |  | Mar 2022 | 2022-04-20 10:39
QLD1 | Existing Plant | Whitwood Road | LMS Energy Pty Ltd | Reciprocating Engine - Spark ignition | Landfill Methane / Landfill Gas | WHIT1 | 1 |  | 1.123 |  | 1.123 | 1.123 |  | In Service | NS |  |  |  | Existing less Announced Withdrawal | Biomass | 1229 |  | Apr 2021 | 2019-10-31 10:00
SA1 | Project | Whyalla | Adani | Solar PV - Single axis tracking | Solar |  | 66 |  | 2 |  | 132 | 132 |  | Publicly Announced | SS |  |  |  | Proposed | Solar | 1460 |  |  | 2019-10-31 10:00
SA1 | Project | Whyalla Solar Farm | Energy Pacific Vic Pty Ltd | Solar PV - Single axis tracking | Solar |  | 1 |  | 0 |  | 0 | 0 | 0 | Publicly Announced | SS |  |  |  | Proposed | Solar | 1436 |  | Apr 2021 | 2022-04-28 15:17
NSW1 | Existing Plant | Wilga Park Power Station A | Santos | Reciprocating Engine - Spark ignition | Coal Seam Methane | WILGAPK | 2 |  | 3 |  | 6 | 6 |  | In Service | NS |  |  |  | Existing less Announced Withdrawal | Gas other | 1320 |  | Mar 2022 | 2018-05-22 04:53
NSW1 | Existing Plant | Wilga Park Power Station A | Santos | Reciprocating Engine - Spark ignition | Coal Seam Methane | WILGAPK | 4 |  | 1 |  | 4 | 4 |  | In Service | NS |  |  |  | Existing less Announced Withdrawal | Gas other | 1320 |  | Mar 2022 | 2018-05-22 04:53
NSW1 | Existing Plant | Wilga Park Power Station B | Santos | Reciprocating Engine - Spark ignition | Coal Seam Methane | WILGB01 | 2 |  | 3 |  | 6 | 6 |  | In Service | NS |  |  |  | Existing less Announced Withdrawal | Gas other | 1346 |  | Mar 2022 | 2018-05-22 04:55
VIC1 | Project | Willatook | Wind Prospect WA Pty Ltd | Wind Turbine - Onshore | Wind |  | 75 |  | 6 |  | 450 | 450 | 0 | Publicly Announced | SS |  |  |  | Proposed | Wind | 1286 | V00050 | Apr 2021 | 2022-04-28 14:49
VIC1 | Existing Plant | William Hovel | Pacific Hydro Investments Pty Ltd | Hydro - Run of River | Water | WILLHOV1 | 1 |  | 1.8 |  | 1.8 | 1.8 |  | In Service | NS |  |  |  | Existing less Announced Withdrawal | Water | 1230 |  | Apr 2021 | 2020-08-26 10:08
NSW1 | Existing Plant | Williamsdale Solar Farm | OneSun Capital 10MW Operting Pty Ltd | Solar PV - Fixed | Solar |  | 1 |  | 7.566 |  | 7.566 | 7.566 | 0 | In Service | NS |  | 2046 |  | Existing less Announced Withdrawal | Solar | 1405 |  | Apr 2021 | 2022-04-28 15:02
SA1 | Existing Plant | Willogoleche Wind Farm | Willogoleche Power Pty Ltd | Wind Turbine - Onshore | Wind | WGWF1 | 8 |  | 3.43 |  | 27.44 | 27.44 |  | In Service | SS |  | 2043 |  | Existing less Announced Withdrawal | Wind | 1231 |  | Mar 2022 | 2022-04-20 07:28
SA1 | Existing Plant | Willogoleche Wind Farm | Willogoleche Power Pty Ltd | Wind Turbine - Onshore | Wind | WGWF1 | 24 |  | 3.83 |  | 91.92 | 91.92 |  | In Service | SS |  | 2043 |  | Existing less Announced Withdrawal | Wind | 1231 |  | Mar 2022 | 2022-04-20 07:28
VIC1 | Project | Wimmera Plains Wind Farm | Wimmera Plains Energy Facility Pty Ltd |  | Wind | [5 empty] | 416 |  |  | Publicly Announced |  |  |  |  | Proposed | Wind |  | V00059
VIC1 | Project | Winchelsea Gas Turbines | APA Power Holdings Pty Ltd |  | Turbine | [5 empty] | 220 |  |  | Publicly Announced |  |  |  |  | Proposed | OCGT |  | V00028
QLD1 | Existing Plant | Windy Hill | Ratch Australia | Wind Turbine - Onshore | Wind | WHILL1 | 20 |  | 0.6 |  | 12 | 12 |  | In Service | NS |  | 2025 |  | Existing less Announced Withdrawal | Wind | 1232 |  | Mar 2022 | 2022-04-20 07:29
SA1 | Existing Plant | Wingfield 1 | EDL LFG SA Pty Ltd | Reciprocating Engine - Spark ignition | Landfill Gas | WINGF1_1 | 4 |  | 1.025 |  | 4.1 | 4.1 |  | In Service | NS |  | 2035 |  | Existing less Announced Withdrawal | Biomass | 1234 |  | Mar 2022 | 2022-04-20 07:30
SA1 | Existing Plant | Wingfield 2 | EDL LFG SA Pty Ltd | Reciprocating Engine - Spark ignition | Landfill Gas | WINGF2_1 | 4 |  | 1.025 |  | 4.1 | 4.1 |  | In Service | NS |  | 2030 |  | Existing less Announced Withdrawal | Biomass | 1324 |  | Mar 2022 | 2022-04-20 09:14
NSW1 | Project | Winterbourne Wind Farm | WinterbourneWind Pty Ltd | Wind Turbine - Onshore | Wind |  | 126 | 5.6 | 6 | 705.6 | 756 | 705.6 - 756 | 0 | Publicly Announced | SS |  | 2055 |  | Proposed | Wind | 1868 |  | Apr 2021 | 2022-04-28 14:54
VIC1 | Project | Winton Energy Reserve 1 | Lochard Energy | Reciprocating Engine - Spark ignition | Natural Gas |  | 1 |  | 200 |  | 200 | 200 | 0 | Publicly Announced | S |  | 2050 |  | Proposed | Gas other | 1984 |  | Nov 2021 | 2022-04-28 17:05
VIC1 | Project | Winton Energy Reserve 1 | Lochard Energy |  | Other | [5 empty] | 200 |  |  | Publicly Announced |  |  |  |  | Proposed | Battery Storage |  | V00041
VIC1 | Existing Plant | Winton Solar Farm | Winton Asset Co. Pty Ltd as Trustee of the Winton Asset Trust | Solar PV - Single axis tracking | Solar | WINTSF1 | 1 |  | 85 |  | 85 | 85 |  | In Service | SS |  | 2051 |  | Existing less Announced Withdrawal | Solar | 1674 |  | Mar 2022 | 2022-04-20 12:21
QLD1 | Existing Plant | Wivenhoe | CleanCo Queensland Limited | Storage - Pumped hydro | Water | W/HOE#1 | 1 |  | 285 |  | 285 | 285 | 2500 | In Service | S |  | 2084 |  | Existing less Announced Withdrawal | Water | 1235 |  | Mar 2022 | 2022-07-05 11:17
QLD1 | Existing Plant | Wivenhoe | CleanCo Queensland Limited | Storage - Pumped hydro | Water | W/HOE#2 | 1 |  | 285 |  | 285 | 285 | 2500 | In Service | S |  | 2084 |  | Existing less Announced Withdrawal | Water | 1235 |  | Mar 2022 | 2022-07-05 11:17
QLD1 | Existing Plant | Wivenhoe Small Hydro | Stanwell Corporation Limited | Hydro - Dam | Water | WIVENSH | 1 |  | 4.5 |  | 4.5 | 4.5 |  | In Service | NS |  |  |  | Existing less Announced Withdrawal | Water | 1236 |  | Apr 2021 | 2022-04-20 07:32
SA1 | Project | Woakwine Wind Farm | Woakwine Wind Farm Pty Ltd | Wind Turbine - Onshore | Wind |  | 76 | 3 | 4 | 228 | 304 | 228 - 304 |  | Publicly Announced | SS |  |  |  | Proposed | Wind | 1237 |  | Mar 2022 | 2022-04-22 13:17
VIC1 | Project | Wodonga Solar Farm | Wodonga Solar Power | Solar PV - Single axis tracking | Solar |  | 19 |  | 4 |  | 76 | 76 |  | Publicly Announced | SS |  |  |  | Proposed | Solar | 1996 |  |  | 2022-07-04 10:28
NSW1 | Project | Wollar Solar Farm | Wollar Solar Development Pty Ltd | Storage - Battery | Other |  | 1 |  | 0 |  | 0 | 0 | 30 | Publicly Announced | S |  |  |  | Proposed | Battery Storage | 1716 |  | Jun 2022 | 2022-07-05 09:18
NSW1 | Project | Wollar Solar Farm | Wollar Solar Development Pty Ltd | Solar PV - Single axis tracking | Solar |  | 1 |  | 280 |  | 280 | 280 |  | Committed | SS | Dec 2023 | 2053 |  | Committed | Solar | 1716 |  | Jun 2022 | 2022-07-05 09:18
VIC1 | Existing Plant | Wollert | LMS Energy Pty Ltd | Reciprocating Engine - Spark ignition | Landfill Gas | WOLLERT1 | 7 |  | 1.123 |  | 7.861 | 7.861 |  | In Service | NS |  | 2042 |  | Existing less Announced Withdrawal | Biomass | 1238 |  | Mar 2022 | 2022-04-20 07:33
VIC1 | Project | Wollert Gas Turbine | APA Power Holdings Pty Ltd |  | Turbine | [5 empty] | 600 |  |  | Publicly Announced |  |  |  |  | Proposed | OCGT |  | V00023
NSW1 | Project | Wollongong Offshore Wind | Bluefloat Energy / Energy Estate | Wind Turbine - Offshore | Wind |  | 1 |  | 1600 |  | 1600 | 1600 |  | Publicly Announced | SS |  |  |  | Proposed | Wind | 2028 | N00080 |  | 2022-06-10 11:08
VIC1 | Existing Plant | Wonthaggi Wind Farm | Vision Super Pty Ltd | Wind Turbine - Onshore | Wind | WONWP | 6 |  | 2 |  | 12 | 12 |  | In Service | NS |  |  |  | Existing less Announced Withdrawal | Wind | 1239 |  | Apr 2021 | 2019-10-31 10:00
NSW1 | Existing Plant | Woodlawn Bioreactor Energy Generation | Veolia Environmental Services Aust P/L | Reciprocating Engine - Spark ignition | Landfill Gas | WDLNGN01 | 7 |  | 1.065 |  | 7.455 | 7.455 |  | In Service | NS |  |  |  | Existing less Announced Withdrawal | Biomass | 1241 |  | Mar 2022 | 2018-05-25 02:20
NSW1 | Existing Plant | Woodlawn Wind Farm | Woodlawn Wind Pty Ltd | Wind Turbine - Onshore | Wind | WOODLWN1 | 23 |  | 2.1 |  | 48.3 | 48.3 |  | In Service | SS |  | 2041 |  | Existing less Announced Withdrawal | Wind | 1240 |  | Mar 2022 | 2022-04-20 07:34
QLD1 | Existing Plant | Woolcock Centre | TBA | Solar PV - Fixed | Solar |  | 1 |  | 0.296 |  | 0.2956 | 0.2956 |  | In Service | NS |  |  |  | Existing less Announced Withdrawal | Solar | 87 |  |  | 2018-07-31
TAS1 | Existing Plant | Woolnorth Studland Bay / Bluff Point | Woolnorth Wind Farm Finance Pty Ltd | Wind Turbine - Onshore | Wind | WOOLNTH1 | 25 |  | 3 |  | 75 | 75 |  | In Service | NS |  | 2050 |  | Existing less Announced Withdrawal | Wind | 1242 |  | Mar 2022 | 2022-04-20 08:20
TAS1 | Existing Plant | Woolnorth Studland Bay / Bluff Point | Woolnorth Wind Farm Finance Pty Ltd | Wind Turbine - Onshore | Wind | WOOLNTH1 | 37 |  | 1.75 |  | 64.75 | 64.75 |  | In Service | NS |  | 2050 |  | Existing less Announced Withdrawal | Wind | 1242 |  | Mar 2022 | 2022-04-20 08:20
QLD1 | Project | Woolooga Battery Energy Storage System (BESS) | LightsourceBP |  | Other | [5 empty] | 176 |  |  | Publicly Announced |  |  |  |  | Proposed | Battery Storage | 1961 | Q00029 | Sep 2021 | 2021-08-19
QLD1 | Project | Woolooga Solar Farm | Woolooga Fund Pty Ltd | Solar PV - Single axis tracking | Solar |  | 89 |  | 2.5 |  | 222.5 | 222.5 |  | Committed | SS | Sep 2022 |  |  | Committed | Solar | 1672 |  | Jun 2022 | 2022-06-14 11:57
VIC1 | Project | Woolsthorpe Wind Farm | Woolsthorpe Wind Farm Pty Ltd | Wind Turbine - Onshore | Wind |  | 20 |  | 3.65 |  | 73 | 73 |  | Publicly Announced | SS |  |  |  | Proposed | Wind | 1243 |  | Jun 2022 | 2022-05-03 14:38
VIC1 | Project | Wooreen Energy Storage System | EnergyAustralia Holdings Limited | Storage - Battery | Other |  | 1 |  | 350 |  | 350 | 350 | 1400 | Anticipated | TBA | Dec 2025 |  |  | Anticipated | Battery Storage | 1876 |  | Jun 2022 | 2022-06-30 14:44
VIC1 | Project | Wunghnu Solar Farm | ib vogt GmbH / Sun Spot 3 | Solar PV - Single axis tracking | Solar |  | 1 |  | 75 |  | 75 | 75 | 0 | Anticipated | SS |  |  |  | Anticipated | Solar | 1929 |  | Jun 2022 | 2022-06-29 11:44
NSW1 | Project | Wyalong Solar Farm | Wyalong Solar Farm Pty Ltd | Solar PV - Single axis tracking | Solar |  | 38 |  | 1.64 |  | 62.32 | 62.32 | 0 | Committed | SS | Apr 2023 | 2058 |  | Committed | Solar | 1865 |  | Jun 2022 | 2022-05-03 07:55
NSW1 | Existing Plant | Wyangala A | Hydro Power Pty Ltd | Hydro - Dam | Water | WYANGALA | 1 |  | 20 |  | 20 | 20 |  | In Service | NS |  |  |  | Existing less Announced Withdrawal | Water | 1254 |  | Apr 2021 | 2019-10-31 10:00
NSW1 | Existing Plant | Wyangala B | AGL | Hydro - Dam | Water | WYANGALB | 1 |  | 4 |  | 4 | 4 |  | In Service | NS |  |  |  | Existing less Announced Withdrawal | Water | 1255 |  | Apr 2021 | 2019-10-31 10:00
VIC1 | Existing Plant | Wyndham Renewable Energy Facility | LMS Energy Pty Ltd | Reciprocating Engine - Spark ignition | Landfill Methane / Landfill Gas | WYNDW | 1 |  | 0.78 |  | 0.78 | 0.78 |  | In Service | NS |  |  |  | Existing less Announced Withdrawal | Biomass | 1245 |  | Apr 2021 | 2019-10-31 10:00
VIC1 | Existing Plant | Wyndham Renewable Energy Facility | LMS Energy Pty Ltd | Reciprocating Engine - Spark ignition | Landfill Methane / Landfill Gas | WYNDW | 1 |  | 1.123 |  | 1.123 | 1.123 |  | In Service | NS |  |  |  | Existing less Announced Withdrawal | Biomass | 1245 |  | Apr 2021 | 2019-10-31 10:00
NSW1 | Existing Plant | Wyong | LMS ENERGY Pty Ltd | Reciprocating Engine - Spark ignition | Landfill Methane / Landfill Gas | HAUGHT11 | 2 |  | 1.123 |  | 2.246 | 2.246 |  | In Service | NS |  |  |  | Existing less Announced Withdrawal | Biomass | 1339 |  | Apr 2021 | 2019-10-31 10:00
QLD1 | Project | Yabulu Battery Energy Storage Systems | Genex Power Limited |  | Other | [5 empty] | 40 |  |  | Publicly Announced |  |  |  |  | Proposed | Battery Storage |  | Q00003
QLD1 | Project | Yabulu Solar Fram | Ace Power |  | Solar | [5 empty] | 108 |  |  | Publicly Announced |  |  |  |  | Proposed | Solar |  | Q00034
VIC1 | Project | Yallourn 220kV Connection Gas Turbine | Energy Australia Pty Ltd |  | Turbine | [5 empty] | 1000 |  |  | Publicly Announced |  |  |  |  | Proposed | OCGT |  | V00016
VIC1 | Project | Yallourn 500kV Connection Gas Turbine | Energy Australia Pty Ltd |  | Turbine | [5 empty] | 1000 |  |  | Publicly Announced |  |  |  |  | Proposed | OCGT |  | V00017
VIC1 | Existing Plant | Yallourn W | EnergyAustralia Yallourn Pty Ltd | Turbine - Steam Sub Critical | Brown Coal | YWPS1 | 1 |  | 350 |  | 350 | 350 |  | In Service | S |  | 2028 |  | Existing less Announced Withdrawal | Coal | 1247 |  | Mar 2022 | 2022-07-04 12:57
VIC1 | Existing Plant | Yallourn W | EnergyAustralia Yallourn Pty Ltd | Turbine - Steam Sub Critical | Brown Coal | YWPS2 | 1 |  | 350 |  | 350 | 350 |  | In Service | S |  | 2028 |  | Existing less Announced Withdrawal | Coal | 1247 |  | Mar 2022 | 2022-07-04 12:57
VIC1 | Existing Plant | Yallourn W | EnergyAustralia Yallourn Pty Ltd | Turbine - Steam Sub Critical | Brown Coal | YWPS3 | 1 |  | 375 |  | 375 | 375 |  | In Service | S |  | 2028 |  | Existing less Announced Withdrawal | Coal | 1247 |  | Mar 2022 | 2022-07-04 12:57
VIC1 | Existing Plant | Yallourn W | EnergyAustralia Yallourn Pty Ltd | Turbine - Steam Sub Critical | Brown Coal | YWPS4 | 1 |  | 375 |  | 375 | 375 |  | In Service | S |  | 2028 |  | Existing less Announced Withdrawal | Coal | 1247 |  | Mar 2022 | 2022-07-04 12:57
VIC1 | Existing Plant | Yaloak South Wind Farm | Pacific Hydro Yaloak South Pty Ltd | Wind Turbine - Onshore | Wind | YSWF1 | 14 |  | 2.05 |  | 28.7 | 28.7 |  | In Service | NS |  |  |  | Existing less Announced Withdrawal | Wind | 1567 |  | Mar 2022 | 2022-04-20 11:25
SA1 | Existing Plant | Yalumba Winery Solar system (Angaston) | TBA | Solar PV - Fixed | Solar |  | 1 |  | 1.14 |  | 1.14 | 1.14 |  | In Service | NS |  |  |  | Existing less Announced Withdrawal | Solar | 42 |  |  | 2018-07-31
SA1 | Existing Plant | Yalumba Winery Solar system (Oxford Landing) | TBA | Solar PV - Fixed | Solar |  | 1 |  | 0.2 |  | 0.2 | 0.2 |  | In Service | NS |  |  |  | Existing less Announced Withdrawal | Solar | 43 |  |  | 2018-07-31
VIC1 | Existing Plant | Yambuk | Energy Pacific Vic Pty Ltd | Wind Turbine - Onshore | Wind | YAMBUKWF | 20 |  | 1.5 |  | 30 | 30 |  | In Service | NS |  |  |  | Existing less Announced Withdrawal | Wind | 1164 |  | Mar 2022 | 2022-04-19 13:23
NSW1 | Project | Yanco Solar Farm | Sun Spot 6 Pty Ltd | Solar PV - Single axis tracking | Solar |  | 1 |  | 60 |  | 60 | 60 |  | Anticipated | SS |  |  |  | Anticipated | Solar | 1928 |  | Jun 2022 | 2022-07-01 10:41
NSW1 | Project | Yarrabee Solar Power Project | Origin Energy | Solar PV - Single axis tracking | Solar |  | 161 |  | 3.63 |  | 584.43 | 584.43 | 0 | Publicly Announced | SS |  |  |  | Proposed | Solar | 1484 |  | Jun 2022 | 2022-06-29 11:45
QLD1 | Existing Plant | Yarranlea Solar Farm | Yarranlea Solar Pty Ltd | Solar PV - Single axis tracking | Solar | YARANSF1 | 44 |  | 2.34 |  | 102.96 | 102.96 | 0 | In Service | SS |  | 2044 |  | Existing less Announced Withdrawal | Solar | 1599 |  | May 2022 | 2022-06-20 11:25
VIC1 | Existing Plant | Yarrawonga | AGL Hydro Partnership | Hydro - Dam | Water | YWNGAHYD | 2 |  | 4.75 |  | 9.5 | 9.5 |  | In Service | NS |  |  |  | Existing less Announced Withdrawal | Water | 1256 |  | Mar 2022 | 2022-04-20 15:03
QLD1 | Existing Plant | Yarwun 1 | RTA Yarwun Pty Ltd | Turbine - CCGT | Natural Gas Pipeline | YARWUN_1 | 1 |  | 180 |  | 180 | 180 |  | In Service | NS |  |  |  | Existing less Announced Withdrawal | CCGT | 1257 |  | Apr 2021 | 2019-10-31 10:00
NSW1 | Project | Yass Solar Farm | Tetris Energy Pty Ltd |  | Solar | [5 empty] | 80 |  |  | Publicly Announced |  |  |  |  | Proposed | Solar |  | N00013
VIC1 | Existing Plant | Yatpool Solar Farm | Yatpool Sun Farm Pty Ltd | Solar PV - Single axis tracking | Solar | YATSF1 | 16 |  | 2.75 |  | 44 | 44 |  | In Service | SS |  | 2050 |  | Existing less Announced Withdrawal | Solar | 1423 |  | May 2022 | 2022-05-25 11:20
VIC1 | Existing Plant | Yatpool Solar Farm | Yatpool Sun Farm Pty Ltd | Solar PV - Single axis tracking | Solar | YATSF1 | 20 |  | 2.5 |  | 50 | 50 |  | In Service | SS |  | 2050 |  | Existing less Announced Withdrawal | Solar | 1423 |  | May 2022 | 2022-05-25 11:20
VIC1 | Existing Plant | Yawong Wind Farm | Epic Energy South Australia Pty Ltd | Wind Turbine - Onshore | Wind | YAWWF1 | 2 |  | 3.6 |  | 7.2 | 7.2 | 0 | In Service | NS |  |  |  | Existing less Announced Withdrawal | Wind | 1495 |  | Apr 2021 | 2022-04-28 17:17
VIC1 | Existing Plant | Yendon Wind Farm | Northleaf /InfraRed/Macquarie Capital | Wind Turbine - Onshore | Wind | YENDWF1 | 38 |  | 3.8 |  | 144.4 | 144.4 | 0 | In Commissioning | SS | Jun 2022 | 2049 |  | Existing less Announced Withdrawal | Wind | 1114 |  | May 2022 | 2022-05-12 10:55
SA1 | Existing Plant | YES Sunlands | Yates Electrical Services | Solar PV - Fixed | Solar |  | 20 |  | 0.05 |  | 1 | 1 |  | In Service | NS |  |  |  | Existing less Announced Withdrawal | Solar | 1548 |  | Apr 2021 | 2019-10-31 10:00
SA1 | Project | Yorke Peninsula Wind Farm | Senvion Australia | Wind Turbine - Onshore | Wind |  | 187 |  | 3.4 |  | 635.8 | 635.8 |  | Publicly Announced | SS | Nov 2022 |  |  | Proposed | Wind | 1615 |  | Apr 2021 | 2019-10-31 10:00
QLD1 | Project | Yuleba North Solar Project | Vena Energy | Solar PV - Fixed | Solar |  | 1 |  | 150 |  | 150 | 150 |  | Publicly Announced | SS |  |  |  | Proposed | Solar | 1577 |  | Mar 2022 | 2022-04-20 11:29
VIC1 | Existing Plant | Zilzie Winery Solar System | TBA | Solar PV - Fixed | Solar |  | 1 |  | 0.113 |  | 0.1134 | 0.1134 |  | In Service | NS |  |  |  | Existing less Announced Withdrawal | Solar | 71 |  |  | 2018-07-31
Committed* represents projects that have met the requirements to be classified as "Advanced", and construction or installation has commenced.
Snowy 2.0 - Unit Status - Reflects the Commonwealth Government commitment to construct the Snowy 2.0 project.
Battery of the Nation - Full Commercial Use Date - Subject to further interconnection between Victoria and Tasmania and feasibility studies. For more information, please refer to: https://www.hydro.com.au/clean-energy/battery-of-the-nation/pumped-hydro/pumped-hydro-faq
Battery of the Nation - Storage Capacity (MWh) - Average storage capacity of Tasmanian pumped hydro opportunities.
Kurri Kurri OCGT - Unit Status - Reflects the Commonwealth Government commitment to construct the Kurri Kurri OCGT project.

## Scheduled Capacities
Scheduled Capacities
Region | Asset Type | Site Name | DUID | Winter 2022 | Summer Typical 2022-23 | Summer Peak 2022-23 | Winter 2023 | Summer Typical 2023-24 | Summer Peak 2023-24 | Winter 2024 | Summer Typical 2024-25 | Summer Peak 2024-25 | Winter 2025 | Summer Typical 2025-26 | Summer Peak 2025-26 | Winter 2026 | Summer Typical 2026-27 | Summer Peak 2026-27 | Winter 2027 | Summer Typical 2027-28 | Summer Peak 2027-28 | Winter 2028 | Summer Typical 2028-29 | Summer Peak 2028-29 | Winter 2029 | Summer Typical 2029-30 | Summer Peak 2029-30 | Winter 2030 | Summer Typical 2030-31 | Summer Peak 2030-31 | Winter 2031 | Summer Typical 2031-32 | Summer Peak 2031-32 | Owner | Technology Type | Fuel Type | Number of Units | Aggregated Lower Nameplate Capacity (MW) | Aggregated Upper Nameplate Capacity (MW) | Storage Capacity (MWh) | Unit Status | Dispatch Type | Full Commercial Use Date | Expected Closure Year | Closure Date | StatusBucketSummary | FuelBucketSummary | SurveyId | SurveyVersionDateTime
SA1 | Existing Plant | Adelaide Desalination Plant | ADPBA1G | 6 | 6 | 6 | 6 | 6 | 6 | 6 | 6 | 6 | 6 | 6 | 6 | 6 | 6 | 6 | 6 | 6 | 6 | 6 | 6 | 6 | 6 | 6 | 6 | 6 | 6 | 6 | 6 | 6 | 6 | South Australian Water Corporation | Storage - Battery | Other | 1 |  | 6.27 | 12.6 | Committed | S | May 2022 | 2041 |  | Existing less Announced Withdrawal | Battery Storage | 1844 | 2022-04-20 08:44
SA1 | Existing Plant | Adelaide Desalination Plant | ADPPV1 | 11 | 10.56 | 10.34 | 11 | 10.56 | 10.34 | 11 | 10.56 | 10.34 | 11 | 10.56 | 10.34 | 11 | 10.56 | 10.34 | 11 | 10.56 | 10.34 | 11 | 10.56 | 10.34 | 11 | 10.56 | 10.34 | 11 | 10.56 | 10.34 | 11 | 10.56 | 10.34 | South Australian Water Corporation | Solar PV - Fixed | Solar | 4 |  | 11 |  | Committed | SS | May 2022 | 2041 |  | Existing less Announced Withdrawal | Solar | 1844 | 2022-04-20 08:44
SA1 | Existing Plant | Adelaide Desalination Plant | ADPPV2 | 10.72 | 10.72 | 9.96 | 10.72 | 10.72 | 9.96 | 10.72 | 10.72 | 9.96 | 10.72 | 10.72 | 9.96 | 10.72 | 10.72 | 9.96 | 10.72 | 10.72 | 9.96 | 10.72 | 10.72 | 9.96 | 10.72 | 10.72 | 9.96 | 10.72 | 10.72 | 9.96 | 10.72 | 10.72 | 9.96 | South Australian Water Corporation | Solar PV - Fixed | Solar | 4 |  | 13.72 |  | Committed | SS | Jul 2022 | 2041 |  | Existing less Announced Withdrawal | Solar | 1844 | 2022-04-20 08:44
SA1 | Existing Plant | Angaston | ANGAST1 | 49.2 | 49.2 | 49.2 | 49.2 | 49.2 | 49.2 | 49.2 | 49.2 | 49.2 | 49.2 | 49.2 | 49.2 | 49.2 | 49.2 | 49.2 | 49.2 | 49.2 | 49.2 | 49.2 | 49.2 | 49.2 | 49.2 | 49.2 | 49.2 | 49.2 | 49.2 | 49.2 | 49.2 | 49.2 | 49.2 | Snowy Hydro Ltd | Reciprocating Engine - Compression ignition | Diesel | 2 |  | 50 |  | In Service | S |  | 2070 |  | Existing less Announced Withdrawal | Other | 1002 | 2022-04-14 10:56
VIC1 | Existing Plant | Ararat Wind Farm | ARWF1 | 240 | 240 | 150 | 240 | 240 | 150 | 240 | 240 | 150 | 240 | 240 | 150 | 240 | 240 | 150 | 240 | 240 | 150 | 240 | 240 | 150 | 240 | 240 | 150 | 240 | 240 | 150 | 240 | 240 | 150 | Ararat Wind Farm Pty Ltd | Wind Turbine - Onshore | Wind | 75 |  | 240 |  | In Service | SS |  | 2047 |  | Existing less Announced Withdrawal | Wind | 1462 | 2022-04-07 15:37
NSW1 | Project | Avonlie Solar Farm |  | 0 | 0 | 0 | 189.98 | 189.98 | 189.98 | 189.98 | 189.98 | 189.98 | 189.98 | 189.98 | 189.98 | 189.98 | 189.98 | 189.98 | 189.98 | 189.98 | 189.98 | 189.98 | 189.98 | 189.98 | 189.98 | 189.98 | 189.98 | 189.98 | 189.98 | 189.98 | 189.98 | 189.98 | 189.98 | Iberdrola Australia Limited | Solar PV - Single axis tracking | Solar | 70 |  | 254.1 |  | Committed | SS | Oct 2023 | 2058 |  | Committed | Solar | 1715 | 2022-07-05 09:13
VIC1 | Existing Plant | Bairnsdale | BDL01 | 40 | 36 | 27 | 40 | 36 | 27 | 40 | 36 | 27 | 40 | 36 | 27 | 40 | 36 | 27 | 40 | 36 | 27 | 40 | 36 | 27 | 40 | 36 | 27 | 40 | 36 | 27 | 40 | 36 | 27 | Alinta DEBO | Turbine - OCGT | Natural Gas Pipeline | 1 |  | 47 |  | In Service | S |  | 2042 |  | Existing less Announced Withdrawal | OCGT | 1005 | 2022-04-27 08:58
VIC1 | Existing Plant | Bairnsdale | BDL02 | 42 | 37 | 30 | 42 | 37 | 30 | 42 | 37 | 30 | 42 | 37 | 30 | 42 | 37 | 30 | 42 | 37 | 30 | 42 | 37 | 30 | 42 | 37 | 30 | 42 | 37 | 30 | 42 | 37 | 30 | Alinta DEBO | Turbine - OCGT | Natural Gas Pipeline | 1 |  | 47 |  | In Service | S |  | 2042 |  | Existing less Announced Withdrawal | OCGT | 1005 | 2022-04-27 08:58
VIC1 | Existing Plant | Bald Hills Wind Farm | BALDHWF1 | 106.6 | 106.6 | 106.6 | 106.6 | 106.6 | 106.6 | 106.6 | 106.6 | 106.6 | 106.6 | 106.6 | 106.6 | 106.6 | 106.6 | 106.6 | 106.6 | 106.6 | 106.6 | 106.6 | 106.6 | 106.6 | 106.6 | 106.6 | 106.6 | 106.6 | 106.6 | 106.6 | 106.6 | 106.6 | 106.6 | Infrastructure Capital Group | Wind Turbine - Onshore | Wind | 52 |  | 106.6 |  | In Service | SS |  | 2040 |  | Existing less Announced Withdrawal | Wind | 1006 | 2022-04-14 10:57
VIC1 | Existing Plant | Ballarat Energy Storage System | BALBG1 | 29.9 | 29.9 | 28.8 | 29.9 | 29.9 | 28.8 | 29.9 | 29.9 | 28.8 | 29.9 | 29.9 | 28.8 | 29.9 | 29.9 | 28.8 | 29.9 | 29.9 | 28.8 | 29.9 | 29.9 | 28.8 | 19.9 | 19.9 | 19.2 | 19.9 | 19.9 | 19.2 | 19.9 | 19.9 | 19.2 | Ausnet Transmission Group Pty Ltd | Storage - Battery | Other | 1 |  | 30 | 30 | In Service | S |  | 2033 |  | Existing less Announced Withdrawal | Battery Storage | 1469 | 2022-07-04 13:31
NSW1 | Existing Plant | Bango 973 Wind Farm | BANGOWF1 | 159 | 159 | 0 | 159 | 159 | 0 | 159 | 159 | 0 | 159 | 159 | 0 | 159 | 159 | 0 | 159 | 159 | 0 | 159 | 159 | 0 | 159 | 159 | 0 | 159 | 159 | 0 | 159 | 159 | 0 | BWF Nominees Pty Ltd as trustee for the BWF Trust | Wind Turbine - Onshore | Wind | 30 |  | 159 |  | In Service | SS |  | 2045 |  | Existing less Announced Withdrawal | Wind | 1282 | 2022-07-05 09:43
NSW1 | Existing Plant | Bango 999 Wind Farm | BANGOWF2 | 84.8 | 84.8 | 0 | 84.8 | 84.8 | 0 | 84.8 | 84.8 | 0 | 84.8 | 84.8 | 0 | 84.8 | 84.8 | 0 | 84.8 | 84.8 | 0 | 84.8 | 84.8 | 0 | 84.8 | 84.8 | 0 | 84.8 | 84.8 | 0 | 84.8 | 84.8 | 0 | BWF Nominees Pty Ltd as trustee for the BWF Trust | Wind Turbine - Onshore | Wind | 16 |  | 84.8 |  | Committed | SS | Sep 2022 | 2045 |  | Existing less Announced Withdrawal | Wind | 1843 | 2022-07-05 11:08
VIC1 | Existing Plant | Bannerton Solar Park | BANN1 | 88 | 84 | 84 | 88 | 84 | 84 | 88 | 84 | 84 | 88 | 84 | 84 | 88 | 84 | 84 | 88 | 84 | 84 | 88 | 84 | 84 | 88 | 84 | 84 | 88 | 84 | 84 | 88 | 84 | 84 | Foresight Solar Australia Pty Ltd | Solar PV - Single axis tracking | Solar | 40 |  | 100 | 0 | In Service | SS |  | 2049 |  | Existing less Announced Withdrawal | Solar | 1492 | 2022-06-20 11:21
QLD1 | Existing Plant | Barcaldine Power Station | BARCALDN | 37 | 36 | 32 | 37 | 36 | 32 | 37 | 36 | 32 | 37 | 36 | 32 | 37 | 36 | 32 | 37 | 36 | 32 | 37 | 36 | 32 | 37 | 36 | 32 | 37 | 36 | 32 | 37 | 36 | 32 | Ergon Energy Queensland Pty Ltd | Turbine - OCGT | Natural Gas Pipeline | 1 |  | 37 |  | In Service | S |  | 2034 |  | Existing less Announced Withdrawal | OCGT | 1010 | 2022-04-07 13:43
SA1 | Existing Plant | Barker Inlet Power Station | BARKIPS1 | 210 | 210 | 205.2 | 210 | 210 | 205.2 | 210 | 210 | 205.2 | 210 | 210 | 205.2 | 210 | 210 | 205.2 | 210 | 210 | 205.2 | 210 | 210 | 205.2 | 210 | 210 | 205.2 | 210 | 210 | 205.2 | 210 | 210 | 205.2 | AGL Barker Inlet Pty Ltd | Reciprocating Engine - Spark ignition | Natural Gas Pipeline | 12 |  | 210 |  | In Service | S |  | 2044 |  | Existing less Announced Withdrawal | Gas other | 1463 | 2022-04-22 08:38
QLD1 | Existing Plant | Barron Gorge | BARRON-1 | 33 | 33 | 33 | 33 | 33 | 33 | 33 | 33 | 33 | 33 | 33 | 33 | 33 | 33 | 33 | 33 | 33 | 33 | 33 | 33 | 33 | 33 | 33 | 33 | 33 | 33 | 33 | 33 | 33 | 33 | CleanCo Queensland Limited | Hydro - Run of River | Water | 1 |  | 33 |  | In Service | S |  | 2042 |  | Existing less Announced Withdrawal | Water | 1012 | 2022-07-04 15:12
QLD1 | Existing Plant | Barron Gorge | BARRON-2 | 33 | 33 | 33 | 33 | 33 | 33 | 33 | 33 | 33 | 33 | 33 | 33 | 33 | 33 | 33 | 33 | 33 | 33 | 33 | 33 | 33 | 33 | 33 | 33 | 33 | 33 | 33 | 33 | 33 | 33 | CleanCo Queensland Limited | Hydro - Run of River | Water | 1 |  | 33 |  | In Service | S |  | 2042 |  | Existing less Announced Withdrawal | Water | 1012 | 2022-07-04 15:12
TAS1 | Existing Plant | Bastyan | BASTYAN | 81 | 81 | 81 | 81 | 81 | 81 | 81 | 81 | 81 | 81 | 0 | 0 | 84 | 84 | 84 | 84 | 84 | 84 | 84 | 84 | 84 | 84 | 84 | 84 | 84 | 84 | 84 | 84 | 84 | 84 | Hydro-Electric Corporation | Hydro - Dam | Water | 1 |  | 79.9 |  | In Service | S |  | 2100 |  | Existing less Announced Withdrawal | Water | 1013 | 2022-04-19 13:48
NSW1 | Existing Plant | Bayswater | BW01 | 660 | 660 | 630 | 660 | 660 | 630 | 685 | 685 | 655 | 685 | 685 | 655 | 685 | 685 | 655 | 685 | 685 | 655 | 685 | 685 | 655 | 685 | 685 | 655 | 685 | 685 | 655 | 685 | 685 | 655 | AGL Macquarie Pty Limited | Turbine - Steam Sub Critical | Black Coal | 1 |  | 660 |  | In Service | S |  | 2033 |  | Existing less Announced Withdrawal | Coal | 1014 | 2022-07-04 15:57
NSW1 | Existing Plant | Bayswater | BW02 | 685 | 685 | 655 | 685 | 685 | 655 | 685 | 685 | 655 | 685 | 685 | 655 | 685 | 685 | 655 | 685 | 685 | 655 | 685 | 685 | 655 | 685 | 685 | 655 | 685 | 685 | 655 | 685 | 685 | 655 | AGL Macquarie Pty Limited | Turbine - Steam Sub Critical | Black Coal | 1 |  | 660 |  | In Service | S |  | 2033 |  | Existing less Announced Withdrawal | Coal | 1014 | 2022-07-04 15:57
NSW1 | Existing Plant | Bayswater | BW03 | 660 | 660 | 630 | 685 | 685 | 655 | 685 | 685 | 655 | 685 | 685 | 655 | 685 | 685 | 655 | 685 | 685 | 655 | 685 | 685 | 655 | 685 | 685 | 655 | 685 | 685 | 655 | 685 | 685 | 655 | AGL Macquarie Pty Limited | Turbine - Steam Sub Critical | Black Coal | 1 |  | 660 |  | In Service | S |  | 2033 |  | Existing less Announced Withdrawal | Coal | 1014 | 2022-07-04 15:57
NSW1 | Existing Plant | Bayswater | BW04 | 685 | 685 | 655 | 685 | 685 | 655 | 685 | 685 | 655 | 685 | 685 | 655 | 685 | 685 | 655 | 685 | 685 | 655 | 685 | 685 | 655 | 685 | 685 | 655 | 685 | 685 | 655 | 685 | 685 | 655 | AGL Macquarie Pty Limited | Turbine - Steam Sub Critical | Black Coal | 1 |  | 685 |  | In Service | S |  | 2033 |  | Existing less Announced Withdrawal | Coal | 1014 | 2022-07-04 15:57
TAS1 | Existing Plant | Bell Bay Three | BBTHREE1 | 40 | 40 | 40 | 40 | 40 | 40 | 40 | 40 | 40 | 40 | 40 | 40 | 40 | 40 | 40 | 40 | 40 | 40 | 40 | 40 | 40 | 40 | 40 | 40 | 40 | 40 | 40 | 40 | 40 | 40 | AETV Pty Ltd | Turbine - OCGT | Natural Gas Pipeline | 1 |  | 40 |  | In Service | S |  | 2040 |  | Existing less Announced Withdrawal | OCGT | 1015 | 2022-04-19 13:52
TAS1 | Existing Plant | Bell Bay Three | BBTHREE2 | 40 | 40 | 40 | 40 | 40 | 40 | 40 | 40 | 40 | 40 | 40 | 40 | 40 | 40 | 40 | 40 | 40 | 40 | 40 | 40 | 40 | 40 | 40 | 40 | 40 | 40 | 40 | 40 | 40 | 40 | AETV Pty Ltd | Turbine - OCGT | Natural Gas Pipeline | 1 |  | 40 |  | In Service | S |  | 2040 |  | Existing less Announced Withdrawal | OCGT | 1015 | 2022-04-19 13:52
TAS1 | Existing Plant | Bell Bay Three | BBTHREE3 | 25 | 25 | 25 | 25 | 25 | 25 | 25 | 25 | 25 | 25 | 25 | 25 | 25 | 25 | 25 | 25 | 25 | 25 | 25 | 25 | 25 | 25 | 25 | 25 | 25 | 25 | 25 | 25 | 25 | 25 | AETV Pty Ltd | Turbine - OCGT | Natural Gas Pipeline | 1 |  | 40 |  | In Service | S |  | 2040 |  | Existing less Announced Withdrawal | OCGT | 1015 | 2022-04-19 13:52
VIC1 | Project | Berrybank Wind Farm |  | 106.366 | 106.366 | 106.366 | 106.366 | 106.366 | 106.366 | 106.366 | 106.366 | 106.366 | 106.366 | 106.366 | 106.366 | 106.366 | 106.366 | 106.366 | 106.366 | 106.366 | 106.366 | 106.366 | 106.366 | 106.366 | 106.366 | 106.366 | 106.366 | 106.366 | 106.366 | 106.366 | 106.366 | 106.366 | 106.366 | Berrbank Development Pty ltd | Wind Turbine - Onshore | Wind | 26 |  | 109.2 |  | Committed | SS | Aug 2022 | 2052 |  | Committed | Wind | 1018 | 2022-06-30 13:24
VIC1 | Existing Plant | Berrybank Wind Farm | BRYB1WF1 | 175.913 | 175.913 | 175.913 | 175.913 | 175.913 | 175.913 | 175.913 | 175.913 | 175.913 | 175.913 | 175.913 | 175.913 | 175.913 | 175.913 | 175.913 | 175.913 | 175.913 | 175.913 | 175.913 | 175.913 | 175.913 | 175.913 | 175.913 | 175.913 | 175.913 | 175.913 | 175.913 | 175.913 | 175.913 | 175.913 | Berrbank Development Pty ltd | Wind Turbine - Onshore | Wind | 43 |  | 180.6 | 0 | In Service | SS |  | 2050 |  | Existing less Announced Withdrawal | Wind | 1018 | 2022-06-30 13:24
NSW1 | Existing Plant | Beryl Solar Farm | BERYLSF1 | 87 | 87 | 87 | 87 | 87 | 87 | 87 | 87 | 87 | 87 | 87 | 87 | 87 | 87 | 87 | 87 | 87 | 87 | 87 | 87 | 87 | 87 | 87 | 87 | 87 | 87 | 87 | 87 | 87 | 87 | FS NSW Project No 1 AT Pty Ltd as trustee of FS NSW Project No 1 Asset Trust | Solar PV - Single axis tracking | Solar | 60 |  | 98.4 | 0 | In Service | SS |  | 2049 |  | Existing less Announced Withdrawal | Solar | 1416 | 2022-05-12 10:23
NSW1 | Existing Plant | Blowering | BLOWERNG | 0 | 70 | 70 | 70 | 70 | 70 | 70 | 70 | 70 | 70 | 70 | 70 | 70 | 70 | 70 | 70 | 70 | 70 | 70 | 70 | 70 | 70 | 70 | 70 | 70 | 70 | 70 | 70 | 70 | 70 | Snowy Hydro Ltd | Hydro - Dam | Water | 1 |  | 80 |  | In Service | S |  | 2070 |  | Existing less Announced Withdrawal | Water | 1021 | 2022-04-14 11:23
QLD1 | Project | Bluegrass Solar Farm | BLUEGSF1 | 148 | 148 | 148 | 148 | 148 | 148 | 148 | 148 | 148 | 148 | 148 | 148 | 148 | 148 | 148 | 148 | 148 | 148 | 148 | 148 | 148 | 148 | 148 | 148 | 148 | 148 | 148 | 148 | 148 | 148 | X-Elio Australia Pty Ltd | Solar PV - Single axis tracking | Solar | 1 |  | 148 | 0 | Committed | SS | Dec 2022 | 2057 |  | Committed | Solar | 1903 | 2022-07-04 12:25
NSW1 | Existing Plant | Boco Rock Wind Farm | BOCORWF1 | 113.18 | 113.18 | 104.088 | 113.18 | 113.18 | 104.088 | 113.18 | 113.18 | 104.088 | 113.18 | 113.18 | 104.088 | 113.18 | 113.18 | 104.088 | 113.18 | 113.18 | 104.088 | 113.18 | 113.18 | 104.088 | 113.18 | 113.18 | 104.088 | 113.18 | 113.18 | 104.088 | 113.18 | 113.18 | 104.088 | South Pacific Power Pty Ltd | Wind Turbine - Onshore | Wind | 67 |  | 113 |  | In Service | SS |  | 2040 |  | Existing less Announced Withdrawal | Wind | 1022 | 2022-07-04 10:33
NSW1 | Existing Plant | Bodangora Wind Farm | BODWF1 | 113.19 | 113.19 | 113.19 | 113.19 | 113.19 | 113.19 | 113.19 | 113.19 | 113.19 | 113.19 | 113.19 | 113.19 | 113.19 | 113.19 | 113.19 | 113.19 | 113.19 | 113.19 | 113.19 | 113.19 | 113.19 | 113.19 | 113.19 | 113.19 | 113.19 | 113.19 | 113.19 | 113.19 | 113.19 | 113.19 | Bodangora Wind Farm Pty Ltd | Wind Turbine - Onshore | Wind | 33 |  | 113.19 |  | In Service | SS |  | 2049 |  | Existing less Announced Withdrawal | Wind | 1259 | 2022-04-20 08:29
VIC1 | Existing Plant | Bogong / Mackay | MCKAY1 | 300.02 | 300.02 | 300.02 | 300.02 | 300.02 | 300.02 | 300.02 | 300.02 | 300.02 | 300.02 | 300.02 | 300.02 | 300.02 | 300.02 | 300.02 | 300.02 | 300.02 | 300.02 | 300.02 | 300.02 | 300.02 | 300.02 | 300.02 | 300.02 | 300.02 | 300.02 | 300.02 | 300.02 | 300.02 | 300.02 | AGL Hydro Partnership | Hydro - Dam | Water | 8 |  | 300.02 |  | In Service | S |  | 2057 |  | Existing less Announced Withdrawal | Water | 1023 | 2022-04-14 11:33
SA1 | Existing Plant | Bolivar Waste Water Treatment | BOWWBA1G | 2 | 2 | 2 | 2 | 2 | 2 | 2 | 2 | 2 | 2 | 2 | 2 | 2 | 2 | 2 | 2 | 2 | 2 | 2 | 2 | 2 | 2 | 2 | 2 | 2 | 2 | 2 | 2 | 2 | 2 | South Australian Water Corporation | Storage - Battery | Other | 1 |  | 2.46 | 5.04 | Committed | S | Aug 2022 | 2045 |  | Existing less Announced Withdrawal | Battery Storage | 1393 | 2022-04-20 10:26
SA1 | Existing Plant | Bolivar Waste Water Treatment | BOWWPV1 | 11.25 | 10.8 | 10.575 | 11.25 | 10.8 | 10.575 | 11.25 | 10.8 | 10.575 | 11.25 | 10.8 | 10.575 | 11.25 | 10.8 | 10.575 | 11.25 | 10.8 | 10.575 | 11.25 | 10.8 | 10.575 | 11.25 | 10.8 | 10.575 | 11.25 | 10.8 | 10.575 | 11.25 | 10.8 | 10.575 | South Australian Water Corporation | Solar PV - Fixed | Solar | 3 |  | 11.25 |  | Committed | SS | Aug 2022 | 2045 |  | Existing less Announced Withdrawal | Solar | 1393 | 2022-04-20 10:26
NSW1 | Existing Plant | Bomen Solar Farm | BOMENSF1 | 99.88 | 97.24 | 93.72 | 99.88 | 97.24 | 93.72 | 99.88 | 97.24 | 93.72 | 99.88 | 97.24 | 93.72 | 99.88 | 97.24 | 93.72 | 99.88 | 97.24 | 93.72 | 99.88 | 97.24 | 93.72 | 99.88 | 97.24 | 93.72 | 99.88 | 97.24 | 93.72 | 99.88 | 97.24 | 93.72 | Spark Infrastructure Holdings No. 6 Pty Limited | Solar PV - Single axis tracking | Solar | 44 |  | 121 | 0 | In Service | SS |  | 2050 |  | Existing less Announced Withdrawal | Solar | 1554 | 2022-05-19 10:18
QLD1 | Existing Plant | Braemar | BRAEMAR1 | 181 | 173 | 167 | 181 | 173 | 167 | 181 | 173 | 167 | 181 | 173 | 167 | 181 | 173 | 167 | 181 | 173 | 167 | 181 | 173 | 167 | 181 | 173 | 167 | 181 | 173 | 167 | 181 | 173 | 167 | Braemar Power Project Pty Ltd | Turbine - OCGT | Coal Seam Methane | 1 |  | 173 |  | In Service | S |  | 2046 |  | Existing less Announced Withdrawal | OCGT | 1026 | 2022-04-07 13:46
QLD1 | Existing Plant | Braemar | BRAEMAR2 | 181 | 173 | 167 | 181 | 173 | 167 | 181 | 173 | 167 | 181 | 173 | 167 | 181 | 173 | 167 | 181 | 173 | 167 | 181 | 173 | 167 | 181 | 173 | 167 | 181 | 173 | 167 | 181 | 173 | 167 | Braemar Power Project Pty Ltd | Turbine - OCGT | Coal Seam Methane | 1 |  | 188 |  | In Service | S |  | 2046 |  | Existing less Announced Withdrawal | OCGT | 1026 | 2022-04-07 13:46
QLD1 | Existing Plant | Braemar | BRAEMAR3 | 181 | 173 | 167 | 181 | 173 | 167 | 181 | 173 | 167 | 181 | 173 | 167 | 181 | 173 | 167 | 181 | 173 | 167 | 181 | 173 | 167 | 181 | 173 | 167 | 181 | 173 | 167 | 181 | 173 | 167 | Braemar Power Project Pty Ltd | Turbine - OCGT | Coal Seam Methane | 1 |  | 188 |  | In Service | S |  | 2046 |  | Existing less Announced Withdrawal | OCGT | 1026 | 2022-04-07 13:46
QLD1 | Existing Plant | Braemar 2 Power Station | BRAEMAR5 | 173 | 165 | 160 | 173 | 165 | 160 | 173 | 165 | 160 | 173 | 165 | 160 | 173 | 165 | 160 | 173 | 165 | 160 | 173 | 165 | 160 | 173 | 165 | 160 | 173 | 165 | 160 | 173 | 165 | 160 | NewGen Braemar 2 Partnership comprising Arrow Braemar 2 Pty Ltd and Arrow Southern Generation Pty Ltd | Turbine - OCGT | Coal Seam Methane | 1 |  | 173 |  | In Service | S |  | 2049 |  | Existing less Announced Withdrawal | OCGT | 1027 | 2022-04-14 11:35
QLD1 | Existing Plant | Braemar 2 Power Station | BRAEMAR6 | 173 | 165 | 160 | 173 | 165 | 160 | 173 | 165 | 160 | 173 | 165 | 160 | 173 | 165 | 160 | 173 | 165 | 160 | 173 | 165 | 160 | 173 | 165 | 160 | 173 | 165 | 160 | 173 | 165 | 160 | NewGen Braemar 2 Partnership comprising Arrow Braemar 2 Pty Ltd and Arrow Southern Generation Pty Ltd | Turbine - OCGT | Coal Seam Methane | 1 |  | 173 |  | In Service | S |  | 2049 |  | Existing less Announced Withdrawal | OCGT | 1027 | 2022-04-14 11:35
QLD1 | Existing Plant | Braemar 2 Power Station | BRAEMAR7 | 173 | 165 | 160 | 173 | 165 | 160 | 173 | 165 | 160 | 173 | 165 | 160 | 173 | 165 | 160 | 173 | 165 | 160 | 173 | 165 | 160 | 173 | 165 | 160 | 173 | 165 | 160 | 173 | 165 | 160 | NewGen Braemar 2 Partnership comprising Arrow Braemar 2 Pty Ltd and Arrow Southern Generation Pty Ltd | Turbine - OCGT | Coal Seam Methane | 1 |  | 173 |  | In Service | S |  | 2049 |  | Existing less Announced Withdrawal | OCGT | 1027 | 2022-04-14 11:35
NSW1 | Existing Plant | Broken Hill Solar Plant | BROKENH1 | 53 | 53 | 53 | 53 | 53 | 53 | 53 | 53 | 53 | 53 | 53 | 53 | 53 | 53 | 53 | 53 | 53 | 53 | 53 | 53 | 53 | 53 | 53 | 53 | 53 | 53 | 53 | 53 | 53 | 53 | PARF Company 6 Pty Limited | Solar PV - Fixed | Solar | 40 |  | 53 |  | In Service | SS |  | 2043 |  | Existing less Announced Withdrawal | Solar | 1266 | 2022-04-20 08:31
VIC1 | Project | Bulgana Green Power Hub - BESS | BULBESG1 | 20 | 20 | 20 | 20 | 20 | 20 | 20 | 20 | 20 | 20 | 20 | 20 | 20 | 20 | 20 | 20 | 20 | 20 | 20 | 20 | 20 | 20 | 20 | 20 | 20 | 20 | 20 | 20 | 20 | 20 | Bulgana Wind Farm Pty Ltd | Storage - Battery | Other | 40 |  | 20 | 34 | Committed | S | Nov 2021 |  |  | Committed | Battery Storage | 1590 | 2022-07-01 11:13
VIC1 | Existing Plant | Bulgana Green Power Hub - Wind Farm | BULGANA1 | 204.4 | 204.4 | 204.4 | 204.4 | 204.4 | 204.4 | 204.4 | 204.4 | 204.4 | 204.4 | 204.4 | 204.4 | 204.4 | 204.4 | 204.4 | 204.4 | 204.4 | 204.4 | 204.4 | 204.4 | 204.4 | 204.4 | 204.4 | 204.4 | 204.4 | 204.4 | 204.4 | 204.4 | 204.4 | 204.4 | Bulgana Wind Farm Pty Ltd | Wind Turbine - Onshore | Wind | 56 |  | 204.4 |  | In Service | SS |  | 2049 |  | Existing less Announced Withdrawal | Wind | 1289 | 2022-04-21 09:22
SA1 | Existing Plant | Bungala One Solar Farm | BNGSF1 | 109.62 | 109.62 | 104.76 | 109.62 | 109.62 | 104.76 | 109.62 | 109.62 | 104.76 | 109.62 | 109.62 | 104.76 | 109.62 | 109.62 | 104.76 | 109.62 | 109.62 | 104.76 | 109.62 | 109.62 | 104.76 | 109.62 | 109.62 | 104.76 | 109.62 | 109.62 | 104.76 | 109.62 | 109.62 | 104.76 | Enel Green Power Australia Pty Ltd | Solar PV - Single axis tracking | Solar | 54 |  | 135 | 0 | In Service | SS |  | 2044 |  | Existing less Announced Withdrawal | Solar | 1589 | 2022-05-24 14:55
SA1 | Existing Plant | Bungala Two Solar Farm | BNGSF2 | 109.62 | 109.62 | 104.76 | 109.62 | 109.62 | 104.76 | 109.62 | 109.62 | 104.76 | 109.62 | 109.62 | 104.76 | 109.62 | 109.62 | 104.76 | 109.62 | 109.62 | 104.76 | 109.62 | 109.62 | 104.76 | 109.62 | 109.62 | 104.76 | 109.62 | 109.62 | 104.76 | 109.62 | 109.62 | 104.76 | Enel Green Power | Solar PV - Single axis tracking | Solar | 54 |  | 135 |  | In Commissioning | SS | Sep 2021 | 2044 |  | Existing less Announced Withdrawal | Solar | 1587 | 2022-06-20 11:24
QLD1 | Existing Plant | Callide B | CALL_B_1 | 350 | 350 | 350 | 350 | 350 | 350 | 350 | 350 | 350 | 350 | 350 | 350 | 340 | 340 | 340 | 320 | 320 | 320 | 320 | 320 | 320 | 0 | 0 | 0 | 0 | 0 | 0 | 0 | 0 | 0 | CS Energy | Turbine - Steam Sub Critical | Black Coal | 1 |  | 350 |  | In Service | S |  | 2028 |  | Existing less Announced Withdrawal | Coal | 1035 | 2022-06-20 11:09
QLD1 | Existing Plant | Callide B | CALL_B_2 | 350 | 350 | 350 | 350 | 350 | 350 | 350 | 350 | 350 | 350 | 350 | 350 | 340 | 340 | 340 | 320 | 320 | 320 | 320 | 320 | 320 | 0 | 0 | 0 | 0 | 0 | 0 | 0 | 0 | 0 | CS Energy | Turbine - Steam Sub Critical | Black Coal | 1 |  | 350 |  | In Service | S |  | 2028 |  | Existing less Announced Withdrawal | Coal | 1035 | 2022-06-20 11:09
QLD1 | Existing Plant | Callide C | CPP_3 | 466 | 466 | 434 | 466 | 466 | 434 | 466 | 466 | 434 | 466 | 466 | 434 | 466 | 466 | 434 | 466 | 466 | 434 | 466 | 466 | 434 | 466 | 466 | 434 | 466 | 466 | 434 | 466 | 466 | 434 | Joint Venture; Callide Energy Pty Ltd and IG Power (Callide) Ltd. | Turbine - Steam Super Critical | Black Coal | 1 |  | 420 |  | In Service | S |  |  |  | Existing less Announced Withdrawal | Coal | 1036 | 2022-04-14 11:43
QLD1 | Existing Plant | Callide C | CPP_4 | 0 | 0 | 0 | 420 | 420 | 420 | 420 | 420 | 420 | 420 | 420 | 420 | 420 | 420 | 420 | 420 | 420 | 420 | 420 | 420 | 420 | 420 | 420 | 420 | 420 | 420 | 420 | 420 | 420 | 420 | Joint Venture; Callide Energy Pty Ltd and IG Power (Callide) Ltd. | Turbine - Steam Super Critical | Black Coal | 1 |  | 420 |  | In Service | S |  |  |  | Existing less Announced Withdrawal | Coal | 1036 | 2022-04-14 11:43
TAS1 | Existing Plant | Catagunya / Liapootah / Wayatinah | LI_WY_CA | 174 | 174 | 174 | 174 | 174 | 174 | 174 | 174 | 174 | 174 | 174 | 174 | 174 | 174 | 174 | 174 | 174 | 174 | 174 | 174 | 174 | 174 | 174 | 174 | 174 | 174 | 174 | 174 | 174 | 174 | Hydro-Electric Corporation | Hydro - Dam | Water | 8 |  | 176.7 |  | In Service | S |  | 2100 |  | Existing less Announced Withdrawal | Water | 1041 | 2022-04-21 09:41
SA1 | Existing Plant | Cathedral Rocks | CATHROCK | 60.06 | 66 | 0 | 66 | 66 | 0 | 66 | 66 | 0 | 66 | 66 | 0 | 66 | 66 | 0 | 66 | 66 | 0 | 66 | 66 | 0 | 66 | 66 | 0 | 66 | 0 | 0 | 0 | 0 | 0 | JV Cathedral Rock Investments Pty Ltd - Acciona Energy Australia Global Pty Ltd and EnergyAustralia Pty Ltd | Wind Turbine - Onshore | Wind | 33 |  | 66 |  | In Service | SS |  | 2030 |  | Existing less Announced Withdrawal | Wind | 1042 | 2022-04-14 12:04
TAS1 | Existing Plant | Cattle Hill Wind Farm | CTHLWF1 | 144 | 144 | 144 | 144 | 144 | 144 | 144 | 144 | 144 | 144 | 144 | 144 | 144 | 144 | 144 | 144 | 144 | 144 | 144 | 144 | 144 | 144 | 144 | 144 | 144 | 144 | 144 | 144 | 144 | 144 | Wild Cattle Hill Pty Ltd | Wind Turbine - Onshore | Wind | 45 |  | 144 |  | In Service | SS |  | 2044 |  | Existing less Announced Withdrawal | Wind | 1260 | 2022-07-01 10:40
TAS1 | Existing Plant | Cethana | CETHANA | 95 | 95 | 95 | 95 | 95 | 95 | 95 | 95 | 95 | 95 | 0 | 0 | 95 | 95 | 95 | 95 | 95 | 95 | 95 | 95 | 95 | 95 | 95 | 95 | 95 | 95 | 95 | 95 | 95 | 95 | Hydro-Electric Corporation | Hydro - Dam | Water | 1 |  | 85 |  | In Service | S |  | 2100 |  | Existing less Announced Withdrawal | Water | 1043 | 2022-04-21 15:37
VIC1 | Existing Plant | Cherry Tree Wind Farm | CHYTWF1 | 57.6 | 57.6 | 57.6 | 57.6 | 57.6 | 57.6 | 57.6 | 57.6 | 57.6 | 57.6 | 57.6 | 57.6 | 57.6 | 57.6 | 57.6 | 57.6 | 57.6 | 57.6 | 57.6 | 57.6 | 57.6 | 57.6 | 57.6 | 57.6 | 57.6 | 57.6 | 57.6 | 57.6 | 57.6 | 57.6 | Cherry Tree Wind Farm Pty Limited A.T.F. Cherry Tree Project Trust | Wind Turbine - Onshore | Wind | 16 |  | 57.6 |  | In Service | SS |  | 2050 |  | Existing less Announced Withdrawal | Wind | 1263 | 2022-04-20 08:30
QLD1 | Existing Plant | Childers Solar Farm | CHILDSF1 | 55.87 | 55.87 | 55.87 | 55.87 | 55.87 | 55.87 | 55.87 | 55.87 | 55.87 | 55.87 | 55.87 | 55.87 | 55.87 | 55.87 | 55.87 | 55.87 | 55.87 | 55.87 | 55.87 | 55.87 | 55.87 | 55.87 | 55.87 | 55.87 | 55.87 | 55.87 | 55.87 | 55.87 | 55.87 | 55.87 | Childers Solar Pty Ltd | Solar PV - Single axis tracking | Solar | 37 |  | 55.87 | 0 | In Service | SS |  | 2049 |  | Existing less Announced Withdrawal | Solar | 1441 | 2022-05-19 08:00
SA1 | Project | Christies Beach Wastewater Treatment Plant | CBWWBA1G | 2 | 2 | 2 | 2 | 2 | 2 | 2 | 2 | 2 | 2 | 2 | 2 | 2 | 2 | 2 | 2 | 2 | 2 | 2 | 2 | 2 | 2 | 2 | 2 | 2 | 2 | 2 | 2 | 2 | 2 | South Australian Water Corporation | Storage - Battery | Other | 1 |  | 2.09 | 4.32 | Committed | S | Sep 2022 | 2041 |  | Committed | Battery Storage | 1845 | 2022-04-20 08:43
SA1 | Project | Christies Beach Wastewater Treatment Plant | CBWWPV1 | 4.8 | 4.608 | 4.512 | 4.8 | 4.608 | 4.512 | 4.8 | 4.608 | 4.512 | 4.8 | 4.608 | 4.512 | 4.8 | 4.608 | 4.512 | 4.8 | 4.608 | 4.512 | 4.8 | 4.608 | 4.512 | 4.8 | 4.608 | 4.512 | 4.8 | 4.608 | 4.512 | 4.8 | 4.608 | 4.512 | South Australian Water Corporation | Solar PV - Single axis tracking | Solar | 2 |  | 4.8 |  | Committed | SS | Sep 2022 | 2041 |  | Committed | Solar | 1845 | 2022-04-20 08:43
QLD1 | Existing Plant | Clare Solar Farm | CLARESF1 | 99.981 | 96.6 | 95.22 | 99.981 | 96.6 | 95.22 | 99.981 | 96.6 | 95.22 | 99.981 | 96.6 | 95.22 | 99.981 | 96.6 | 95.22 | 99.981 | 96.6 | 95.22 | 99.981 | 96.6 | 95.22 | 99.981 | 96.6 | 95.22 | 99.981 | 96.6 | 95.22 | 99.981 | 96.6 | 95.22 | Clare Asset Co Pty Ltd ATF Clare Asset Trust | Solar PV - Single axis tracking | Solar | 69 |  | 110.4 |  | In Service | SS |  | 2047 |  | Existing less Announced Withdrawal | Solar | 1383 | 2022-04-20 10:20
QLD1 | Project | Clarke Creek Wind Farm | CLRKCWF1 | 0 | 0 | 0 | 0 | 23.1 | 23.1 | 200.2 | 338.03 | 338.03 | 338.03 | 338.03 | 338.03 | 338.03 | 338.03 | 338.03 | 338.03 | 338.03 | 338.03 | 338.03 | 338.03 | 338.03 | 338.03 | 338.03 | 338.03 | 338.03 | 338.03 | 338.03 | 338.03 | 338.03 | 338.03 | CLARKE CREEK ENERGY PTY LTD | Wind Turbine - Onshore | Wind | 77 |  | 346.5 |  | Committed | SS | Aug 2024 | 2049 |  | Committed | Wind | 1988 | 2022-07-05 09:54
QLD1 | Project | Clarke Creek Wind Farm | CLRKCWF2 | 0 | 0 | 0 | 0 | 6.9 | 6.9 | 59.8 | 100.97 | 100.97 | 100.97 | 100.97 | 100.97 | 100.97 | 100.97 | 100.97 | 100.97 | 100.97 | 100.97 | 100.97 | 100.97 | 100.97 | 100.97 | 100.97 | 100.97 | 100.97 | 100.97 | 100.97 | 100.97 | 100.97 | 100.97 | CLARKE CREEK ENERGY PTY LTD | Wind Turbine - Onshore | Wind | 23 |  | 103.5 |  | Committed | SS | Aug 2024 | 2049 |  | Committed | Wind | 1988 | 2022-07-05 09:54
SA1 | Existing Plant | Clements Gap Wind Farm | CLEMGPWF | 56.7 | 56.7 | 56.7 | 56.7 | 56.7 | 56.7 | 56.7 | 56.7 | 56.7 | 56.7 | 56.7 | 56.7 | 56.7 | 56.7 | 56.7 | 56.7 | 56.7 | 56.7 | 56.7 | 56.7 | 56.7 | 56.7 | 56.7 | 56.7 | 56.7 | 56.7 | 56.7 | 56.7 | 56.7 | 56.7 | Pacific Hydro Clements Gap Pty Ltd | Wind Turbine - Onshore | Wind | 27 |  | 56.7 |  | In Service | SS |  | 2039 |  | Existing less Announced Withdrawal | Wind | 1047 | 2022-07-01 15:14
QLD1 | Existing Plant | Clermont Solar Farm | CLERMSF1 | 74.999 | 72.89 | 71.41 | 74.999 | 72.89 | 71.41 | 74.999 | 72.89 | 71.41 | 74.999 | 72.89 | 71.41 | 74.999 | 72.89 | 71.41 | 74.999 | 72.89 | 71.41 | 74.999 | 72.89 | 71.41 | 74.999 | 72.89 | 71.41 | 74.999 | 72.89 | 71.41 | 74.999 | 72.89 | 71.41 | Clermont Asset Co Pty Ltd as Trustee for Clerrmont Solar Unit Trust | Solar PV - Single axis tracking | Solar | 37 |  | 92.5 |  | In Service | SS |  | 2049 |  | Existing less Announced Withdrawal | Solar | 1562 | 2022-05-18 08:37
VIC1 | Existing Plant | Cohuna Solar Farm | COHUNSF1 | 24.51 | 26.98 | 24.51 | 24.51 | 26.98 | 24.51 | 24.51 | 26.98 | 24.51 | 24.51 | 26.98 | 24.51 | 24.51 | 26.98 | 24.51 | 24.51 | 26.98 | 24.51 | 24.51 | 26.98 | 24.51 | 24.51 | 26.98 | 24.51 | 24.51 | 26.98 | 24.51 | 24.51 | 26.98 | 24.51 | Enel Green Power Australia Pty Ltd | Solar PV - Single axis tracking | Solar | 19 |  | 26.98 |  | Committed | SS |  | 2045 |  | Existing less Announced Withdrawal | Solar | 1691 | 2022-06-20 11:34
NSW1 | Existing Plant | Coleambally Solar Farm | COLEASF1 | 150.03 | 150.03 | 150.03 | 150.03 | 150.03 | 150.03 | 150.03 | 150.03 | 150.03 | 150.03 | 150.03 | 150.03 | 150.03 | 150.03 | 150.03 | 150.03 | 150.03 | 150.03 | 150.03 | 150.03 | 150.03 | 150.03 | 150.93 | 150.93 | 150.03 | 150.03 | 150.03 | 150.03 | 150.03 | 150.03 | Coleambally Solar Pty Ltd | Solar PV - Single axis tracking | Solar | 90 |  | 150.3 |  | In Service | SS |  | 2038 |  | Existing less Announced Withdrawal | Solar | 1420 | 2022-04-20 10:41
NSW1 | Existing Plant | Collector | COLWF01 | 218.7 | 210.6 | 124.2 | 218.7 | 210.6 | 124.2 | 218.7 | 210.6 | 124.2 | 218.7 | 210.6 | 124.2 | 218.7 | 210.6 | 124.2 | 218.7 | 210.6 | 124.2 | 218.7 | 210.6 | 124.2 | 218.7 | 210.6 | 124.2 | 218.7 | 210.6 | 124.2 | 218.7 | 210.6 | 124.2 | Ratch Australia | Wind Turbine - Onshore | Wind | 54 |  | 226.8 |  | In Service | SS |  | 2046 |  | Existing less Announced Withdrawal | Wind | 1052 | 2022-04-14 15:25
QLD1 | Existing Plant | Collinsville PV | CSPVPS1 | 42.5 | 41.31 | 39.95 | 42.5 | 41.31 | 39.95 | 42.5 | 41.31 | 39.95 | 42.5 | 41.31 | 39.95 | 42.5 | 41.31 | 39.95 | 42.5 | 41.31 | 39.95 | 42.5 | 41.31 | 39.95 | 42.5 | 41.31 | 39.95 | 42.5 | 41.31 | 39.95 | 42.5 | 41.31 | 39.95 | Ratch Australia | Solar PV - Fixed | Solar | 17 |  | 42.5 |  | In Service | SS |  | 2044 |  | Existing less Announced Withdrawal | Solar | 1349 | 2022-04-20 09:24
NSW1 | Existing Plant | Colongra | CG1 | 181 | 170 | 160 | 181 | 170 | 160 | 181 | 170 | 160 | 181 | 170 | 160 | 181 | 170 | 160 | 181 | 170 | 160 | 181 | 170 | 160 | 181 | 170 | 160 | 181 | 170 | 160 | 181 | 170 | 160 | Snowy Hydro Ltd | Turbine - OCGT | Natural Gas Pipeline | 1 |  | 181 |  | In Service | S |  | 2070 |  | Existing less Announced Withdrawal | OCGT | 1053 | 2022-04-14 15:31
NSW1 | Existing Plant | Colongra | CG2 | 181 | 170 | 160 | 181 | 170 | 160 | 181 | 170 | 160 | 181 | 170 | 160 | 181 | 170 | 160 | 181 | 170 | 160 | 181 | 170 | 160 | 181 | 170 | 160 | 181 | 170 | 160 | 181 | 170 | 160 | Snowy Hydro Ltd | Turbine - OCGT | Natural Gas Pipeline | 1 |  | 181 |  | In Service | S |  | 2070 |  | Existing less Announced Withdrawal | OCGT | 1053 | 2022-04-14 15:31
NSW1 | Existing Plant | Colongra | CG3 | 181 | 170 | 160 | 181 | 170 | 160 | 181 | 170 | 160 | 181 | 170 | 160 | 181 | 170 | 160 | 181 | 170 | 160 | 181 | 170 | 160 | 181 | 170 | 160 | 181 | 170 | 160 | 181 | 170 | 160 | Snowy Hydro Ltd | Turbine - OCGT | Natural Gas Pipeline | 1 |  | 181 |  | In Service | S |  | 2070 |  | Existing less Announced Withdrawal | OCGT | 1053 | 2022-04-14 15:31
NSW1 | Existing Plant | Colongra | CG4 | 181 | 170 | 160 | 181 | 170 | 160 | 181 | 170 | 160 | 181 | 170 | 160 | 181 | 170 | 160 | 181 | 170 | 160 | 181 | 170 | 160 | 181 | 170 | 160 | 181 | 170 | 160 | 181 | 170 | 160 | Snowy Hydro Ltd | Turbine - OCGT | Natural Gas Pipeline | 1 |  | 181 |  | In Service | S |  | 2070 |  | Existing less Announced Withdrawal | OCGT | 1053 | 2022-04-14 15:31
QLD1 | Project | Columboola Solar Farm |  | 161.95 | 161.95 | 161.95 | 161.95 | 161.95 | 161.95 | 161.95 | 161.95 | 161.95 | 161.95 | 161.95 | 161.95 | 161.95 | 161.95 | 161.95 | 161.95 | 161.95 | 161.95 | 161.95 | 161.95 | 161.95 | 161.95 | 161.95 | 161.95 | 161.95 | 161.95 | 161.95 | 161.95 | 161.95 | 161.95 | Luminous Energy | Solar PV - Single axis tracking | Solar | 79 |  | 217.25 | 0 | Committed | SS | Nov 2022 | 2046 |  | Committed | Solar | 1459 | 2022-05-19 10:17
QLD1 | Existing Plant | Condamine A | CPSA | 87.814 | 83.782 | 83.574 | 87.814 | 83.782 | 83.574 | 87.814 | 83.782 | 83.574 | 87.814 | 83.782 | 83.574 | 87.814 | 83.782 | 83.574 | 87.814 | 83.782 | 83.574 | 87.814 | 83.782 | 83.574 | 87.814 | 83.782 | 83.574 | 87.814 | 83.782 | 83.574 | 87.814 | 83.782 | 83.574 | QGC Sales QLD Pty Ltd | Turbine - CCGT | Coal Seam Methane | 2 |  | 87.4 |  | In Service | S |  | 2039 |  | Existing less Announced Withdrawal | CCGT | 1054 | 2022-07-04 16:46
QLD1 | Existing Plant | Condamine A | CPSA | 56.433 | 55.325 | 54.971 | 56.433 | 55.325 | 54.971 | 56.433 | 55.325 | 54.971 | 56.433 | 55.325 | 54.971 | 56.433 | 55.325 | 54.971 | 56.433 | 55.325 | 54.971 | 56.433 | 55.325 | 54.971 | 56.433 | 55.325 | 54.971 | 56.433 | 55.325 | 54.971 | 56.433 | 55.325 | 54.971 | QGC Sales QLD Pty Ltd | Turbine - Steam Sub Critical | Coal Seam Methane | 1 |  | 57 |  | In Service | S |  | 2039 |  | Existing less Announced Withdrawal | Gas other | 1054 | 2022-07-04 16:46
QLD1 | Existing Plant | Coopers Gap Wind Farm | COOPGWF1 | 439.975 | 439.975 | 439.975 | 439.975 | 439.975 | 439.975 | 439.975 | 439.975 | 439.975 | 439.975 | 439.975 | 439.975 | 439.975 | 439.975 | 439.975 | 439.975 | 439.975 | 439.975 | 439.975 | 439.975 | 439.975 | 439.975 | 439.975 | 439.975 | 439.975 | 439.975 | 439.975 | 439.975 | 439.975 | 439.975 | PARF Company 6 Pty Limited | Wind Turbine - Onshore | Wind | 123 |  | 452.89 |  | In Commissioning | SS | Apr 2022 | 2044 |  | Existing less Announced Withdrawal | Wind | 1057 | 2022-04-19 14:01
NSW1 | Existing Plant | Corowa Solar Farm | CRWASF1 | 22 | 30.008 | 30.008 | 30.008 | 30.008 | 30.008 | 30.008 | 30.008 | 30.008 | 30.008 | 30.008 | 30.008 | 30.008 | 30.008 | 30.008 | 30.008 | 30.008 | 30.008 | 30.008 | 30.008 | 30.008 | 30.008 | 30.008 | 30.008 | 30.008 | 30.008 | 30.008 | 30.008 | 30.008 | 30.008 | Corowa Operationsco Pty Ltd as trustee for Corowa Operations Trust | Solar PV - Single axis tracking | Solar | 22 |  | 35.992 |  | Committed | SS | Sep 2021 | 2051 |  | Existing less Announced Withdrawal | Solar | 1520 | 2022-04-20 11:18
NSW1 | Existing Plant | Crookwell 2 Wind Farm | CROOKWF2 | 91 | 91 | 91 | 91 | 91 | 91 | 91 | 91 | 91 | 91 | 91 | 91 | 91 | 91 | 91 | 91 | 91 | 91 | 91 | 91 | 91 | 91 | 91 | 91 | 91 | 91 | 91 | 91 | 91 | 91 | Crookwell Development Pty Ltd | Wind Turbine - Onshore | Wind | 28 |  | 96.04 |  | In Service | SS |  | 2043 |  | Existing less Announced Withdrawal | Wind | 1061 | 2022-06-30 13:26
VIC1 | Existing Plant | Crowlands Wind Farm | CROWLWF1 | 79.95 | 79.95 | 79.95 | 79.95 | 79.95 | 79.95 | 79.95 | 79.95 | 79.95 | 79.95 | 79.95 | 79.95 | 79.95 | 79.95 | 79.95 | 79.95 | 79.95 | 79.95 | 79.95 | 79.95 | 79.95 | 79.95 | 79.95 | 79.95 | 79.95 | 79.95 | 79.95 | 79.95 | 79.95 | 79.95 | Pacific Hydro Crowlands Pty Ltd | Wind Turbine - Onshore | Wind | 39 |  | 79.95 |  | In Service | SS |  |  |  | Existing less Announced Withdrawal | Wind | 1566 | 2022-07-01 15:19
NSW1 | Existing Plant | Crudine Ridge Wind Farm | CRURWF1 | 138.01 | 138.01 | 0 | 138.01 | 138.01 | 0 | 138.01 | 138.01 | 0 | 138.01 | 138.01 | 0 | 138.01 | 138.01 | 0 | 138.01 | 138.01 | 0 | 138.01 | 138.01 | 0 | 138.01 | 138.01 | 0 | 138.01 | 138.01 | 0 | 138.01 | 138.01 | 0 | CRWF Nominees Pty Ltd as trustee of the CRWF Trust | Wind Turbine - Onshore | Wind | 37 |  | 141.71 |  | In Commissioning | SS | Jun 2022 | 2041 |  | Existing less Announced Withdrawal | Wind | 1281 | 2022-07-04 10:42
SA1 | Existing Plant | Dalrymple BESS | DALNTH01 | 30 | 30 | 30 | 30 | 30 | 30 | 30 | 30 | 30 | 30 | 30 | 30 | 30 | 30 | 30 | 30 | 30 | 30 | 30 | 30 | 30 | 30 | 30 | 30 | 30 | 0 | 0 | 0 | 0 | 0 | ElectraNet | Storage - Battery | Other | 12 |  | 30 | 8 | In Service | S |  | 2030 |  | Existing less Announced Withdrawal | Battery Storage | 1553 | 2022-04-20 11:22
QLD1 | Existing Plant | Darling Downs | DDPS1 | 630 | 579 | 563 | 630 | 579 | 563 | 630 | 579 | 563 | 630 | 579 | 563 | 630 | 579 | 563 | 630 | 579 | 563 | 630 | 579 | 563 | 630 | 579 | 563 | 630 | 579 | 563 | 630 | 579 | 563 | Origin Energy Power Limited | Turbine - CCGT | Coal Seam Methane | 4 |  | 644.5 |  | In Service | S |  | 2045 |  | Existing less Announced Withdrawal | CCGT | 1066 | 2022-04-14 15:52
QLD1 | Existing Plant | Darling Downs Solar Farm | DDSF1 | 110 | 108.504 | 108.504 | 110 | 108.504 | 108.504 | 110 | 108.504 | 108.504 | 110 | 108.504 | 108.504 | 110 | 108.504 | 108.504 | 110 | 108.504 | 108.504 | 110 | 108.504 | 108.504 | 110 | 108.504 | 108.504 | 110 | 108.504 | 108.504 | 110 | 108.504 | 108.504 | Darling Downs Solar Farm Pty Ltd | Solar PV - Fixed | Solar | 44 |  | 121 |  | In Service | SS |  | 2036 |  | Existing less Announced Withdrawal | Solar | 1545 | 2022-04-21 15:50
NSW1 | Existing Plant | Darlington Point Solar Farm | DARLSF1 | 274.968 | 266.004 | 263.304 | 274.968 | 266.004 | 263.304 | 274.968 | 266.004 | 263.304 | 274.968 | 266.004 | 263.304 | 274.968 | 266.004 | 263.304 | 274.968 | 266.004 | 263.304 | 274.968 | 266.004 | 263.304 | 274.968 | 266.004 | 263.304 | 274.968 | 266.004 | 263.304 | 274.968 | 266.004 | 263.304 | Darlington Point Solar Farm Pty Ltd | Solar PV - Single axis tracking | Solar | 108 |  | 274.968 |  | In Service | SS |  | 2055 |  | Existing less Announced Withdrawal | Solar | 1518 | 2022-04-20 11:17
VIC1 | Existing Plant | Dartmouth | DARTM1 | 170 | 170 | 170 | 170 | 170 | 170 | 170 | 170 | 170 | 170 | 170 | 170 | 170 | 170 | 170 | 170 | 170 | 170 | 170 | 170 | 170 | 170 | 170 | 170 | 170 | 170 | 170 | 170 | 170 | 170 | AGL Hydro Partnership | Hydro - Dam | Water | 1 |  | 185 |  | In Service | S |  | 2057 |  | Existing less Announced Withdrawal | Water | 1068 | 2022-04-14 15:55
QLD1 | Existing Plant | Daydream Solar Farm | DAYDSF1 | 149.999 | 147.071 | 145.79 | 149.999 | 147.071 | 145.79 | 149.999 | 147.071 | 145.79 | 149.999 | 147.071 | 145.79 | 149.999 | 147.071 | 145.79 | 149.999 | 147.071 | 145.79 | 149.999 | 147.071 | 145.79 | 149.999 | 147.071 | 145.79 | 149.999 | 147.071 | 145.79 | 149.999 | 147.071 | 145.79 | The Daydream Solar Farm Trust | Solar PV - Single axis tracking | Solar | 61 |  | 167.75 |  | In Service | SS |  | 2048 |  | Existing less Announced Withdrawal | Solar | 1516 | 2022-04-20 11:15
TAS1 | Existing Plant | Devils Gate | DEVILS_G | 63 | 63 | 63 | 63 | 63 | 63 | 63 | 63 | 63 | 63 | 63 | 63 | 63 | 63 | 63 | 63 | 63 | 63 | 63 | 63 | 63 | 63 | 0 | 0 | 63 | 63 | 63 | 63 | 63 | 63 | Hydro-Electric Corporation | Hydro - Dam | Water | 1 |  | 60 |  | In Service | S |  | 2100 |  | Existing less Announced Withdrawal | Water | 1069 | 2022-04-27 08:51
SA1 | Existing Plant | Dry Creek GT | DRYCGT1 | 47 | 39 | 37 | 47 | 39 | 37 | 47 | 39 | 37 | 47 | 39 | 37 | 47 | 39 | 37 | 47 | 39 | 37 | 47 | 39 | 37 | 47 | 39 | 37 | 47 | 39 | 37 | 0 | 0 | 0 | Synergen Power Pty Ltd | Turbine - OCGT | Natural Gas Pipeline | 1 |  | 52 |  | In Service | S |  | 2030 |  | Existing less Announced Withdrawal | OCGT | 1070 | 2022-04-14 16:01
SA1 | Existing Plant | Dry Creek GT | DRYCGT2 | 47 | 40 | 37 | 47 | 40 | 37 | 47 | 40 | 37 | 47 | 40 | 37 | 47 | 40 | 37 | 47 | 40 | 37 | 47 | 40 | 37 | 47 | 40 | 37 | 47 | 40 | 37 | 0 | 0 | 0 | Synergen Power Pty Ltd | Turbine - OCGT | Natural Gas Pipeline | 1 |  | 52 |  | In Service | S |  | 2030 |  | Existing less Announced Withdrawal | OCGT | 1070 | 2022-04-14 16:01
SA1 | Existing Plant | Dry Creek GT | DRYCGT3 | 49 | 43 | 38 | 49 | 43 | 38 | 49 | 43 | 38 | 49 | 43 | 38 | 49 | 43 | 38 | 49 | 43 | 38 | 49 | 43 | 38 | 49 | 43 | 38 | 49 | 43 | 38 | 0 | 0 | 0 | Synergen Power Pty Ltd | Turbine - OCGT | Natural Gas Pipeline | 1 |  | 52 |  | In Service | S |  | 2030 |  | Existing less Announced Withdrawal | OCGT | 1070 | 2022-04-14 16:01
QLD1 | Project | Dulacca Wind Farm |  | 0 | 0 | 0 | 172.989 | 147.834 | 103.329 | 172.989 | 147.834 | 103.329 | 172.989 | 147.834 | 103.329 | 172.989 | 147.834 | 103.329 | 172.989 | 147.834 | 103.329 | 172.989 | 147.834 | 103.329 | 172.989 | 147.834 | 103.329 | 172.989 | 147.834 | 103.329 | 172.989 | 147.834 | 103.329 | Dulacca Energy Project Co Pty Ltd | Wind Turbine - Onshore | Wind | 43 |  | 172.989 |  | Committed | SS | Aug 2023 | 2053 |  | Committed | Wind | 1706 | 2022-07-04 15:42
VIC1 | Existing Plant | Dundonnell Wind Farm | DUNDWF1 | 168 | 152 | 108 | 168 | 152 | 108 | 168 | 152 | 108 | 168 | 152 | 108 | 168 | 152 | 108 | 168 | 152 | 108 | 168 | 152 | 108 | 168 | 152 | 108 | 168 | 152 | 108 | 168 | 152 | 108 | Tilt Renewables | Wind Turbine - Onshore | Wind | 40 |  | 168 |  | In Commissioning | SS | Mar 2022 | 2045 |  | Existing less Announced Withdrawal | Wind | 1303 | 2022-04-20 16:42
VIC1 | Existing Plant | Dundonnell Wind Farm | DUNDWF2 | 46.2 | 41.8 | 29.7 | 46.2 | 41.8 | 29.7 | 46.2 | 41.8 | 29.7 | 46.2 | 41.8 | 29.7 | 46.2 | 41.8 | 29.7 | 46.2 | 41.8 | 29.7 | 46.2 | 41.8 | 29.7 | 46.2 | 41.8 | 29.7 | 46.2 | 41.8 | 29.7 | 46.2 | 41.8 | 29.7 | Tilt Renewables | Wind Turbine - Onshore | Wind | 11 |  | 46.2 |  | In Commissioning | SS | Mar 2022 | 2045 |  | Existing less Announced Withdrawal | Wind | 1303 | 2022-04-20 16:42
VIC1 | Existing Plant | Dundonnell Wind Farm | DUNDWF3 | 121.8 | 110.2 | 78.3 | 121.8 | 110.2 | 78.3 | 121.8 | 110.2 | 78.3 | 121.8 | 110.2 | 78.3 | 121.8 | 110.2 | 78.3 | 121.8 | 110.2 | 78.3 | 121.8 | 110.2 | 78.3 | 121.8 | 110.2 | 78.3 | 121.8 | 110.2 | 78.3 | 121.8 | 110.2 | 78.3 | Tilt Renewables | Wind Turbine - Onshore | Wind | 29 |  | 121.8 |  | In Commissioning | SS | Mar 2022 | 2045 |  | Existing less Announced Withdrawal | Wind | 1303 | 2022-04-20 16:42
QLD1 | Project | Edenvale Solar Park |  | 0 | 0 | 0 | 146 | 146 | 146 | 146 | 146 | 146 | 146 | 146 | 146 | 146 | 146 | 146 | 146 | 146 | 146 | 146 | 146 | 146 | 146 | 146 | 146 | 146 | 146 | 146 | 146 | 146 | 146 | Edenvale Solar Park Pty Ltd | Solar PV - Single axis tracking | Solar | 1 |  | 180 |  | Committed | SS | Feb 2024 | 2053 |  | Committed | Solar | 1902 | 2022-07-04 12:29
VIC1 | Existing Plant | Eildon | EILDON1 | 60 | 60 | 60 | 60 | 60 | 60 | 60 | 60 | 60 | 60 | 60 | 60 | 60 | 60 | 60 | 60 | 60 | 60 | 60 | 60 | 60 | 60 | 60 | 60 | 60 | 60 | 60 | 60 | 60 | 60 | AGL Hydro Partnership | Hydro - Dam | Water | 2 |  | 67.5 |  | In Service | S |  | 2057 |  | Existing less Announced Withdrawal | Water | 1072 | 2022-04-14 16:03
VIC1 | Existing Plant | Eildon | EILDON2 | 60 | 60 | 60 | 60 | 60 | 60 | 60 | 60 | 60 | 60 | 60 | 60 | 60 | 60 | 60 | 60 | 60 | 60 | 60 | 60 | 60 | 60 | 60 | 60 | 60 | 60 | 60 | 60 | 60 | 60 | AGL Hydro Partnership | Hydro - Dam | Water | 2 |  | 67.5 |  | In Service | S |  | 2057 |  | Existing less Announced Withdrawal | Water | 1072 | 2022-04-14 16:03
VIC1 | Existing Plant | Elaine Wind Farm | ELAINWF1 | 83.6 | 83.6 | 83.6 | 83.6 | 83.6 | 83.6 | 83.6 | 83.6 | 83.6 | 83.6 | 83.6 | 83.6 | 83.6 | 83.6 | 83.6 | 83.6 | 83.6 | 83.6 | 83.6 | 83.6 | 83.6 | 83.6 | 83.6 | 83.6 | 83.6 | 83.6 | 83.6 | 83.6 | 83.6 | 83.6 | Northleaf /InfraRed/Macquarie Capital | Wind Turbine - Onshore | Wind | 22 |  | 83.6 |  | In Service | SS |  | 2049 |  | Existing less Announced Withdrawal | Wind | 1113 | 2022-05-12 10:26
QLD1 | Existing Plant | Emerald Solar Park | EMERASF1 | 72 | 69.76 | 68.48 | 72 | 69.76 | 68.48 | 72 | 69.76 | 68.48 | 72 | 69.76 | 68.48 | 72 | 69.76 | 68.48 | 72 | 69.76 | 68.48 | 72 | 69.76 | 68.48 | 72 | 69.76 | 68.48 | 72 | 69.76 | 68.48 | 72 | 69.76 | 68.48 | Lighthouse Infrastructure Management Limited | Solar PV - Single axis tracking | Solar | 32 |  | 72 |  | In Service | SS |  | 2048 |  | Existing less Announced Withdrawal | Solar | 1443 | 2022-05-12 10:45
NSW1 | Existing Plant | Eraring | ER01 | 720 | 680 | 680 | 720 | 680 | 680 | 720 | 672 | 680 | 720 | 0 | 0 | 0 | 0 | 0 | 0 | 0 | 0 | 0 | 0 | 0 | 0 | 0 | 0 | 0 | 0 | 0 | 0 | 0 | 0 | Origin Energy Eraring Pty Ltd | Turbine - Steam Sub Critical | Black Coal | 1 |  | 720 |  | In Service - Announced Withdrawal (Permanent) | S |  | 2025 | 2025-08-19 | Announced Withdrawal | Coal | 1074 | 2022-04-14 16:08
NSW1 | Existing Plant | Eraring | ER02 | 720 | 660 | 680 | 720 | 680 | 680 | 720 | 680 | 680 | 720 | 0 | 0 | 0 | 0 | 0 | 0 | 0 | 0 | 0 | 0 | 0 | 0 | 0 | 0 | 0 | 0 | 0 | 0 | 0 | 0 | Origin Energy Eraring Pty Ltd | Turbine - Steam Sub Critical | Black Coal | 1 |  | 720 |  | In Service - Announced Withdrawal (Permanent) | S |  | 2025 | 2025-08-19 | Announced Withdrawal | Coal | 1074 | 2022-04-14 16:08
NSW1 | Existing Plant | Eraring | ER03 | 700 | 680 | 680 | 700 | 660 | 660 | 680 | 670 | 670 | 690 | 0 | 0 | 0 | 0 | 0 | 0 | 0 | 0 | 0 | 0 | 0 | 0 | 0 | 0 | 0 | 0 | 0 |  |  |  | Origin Energy Eraring Pty Ltd | Turbine - Steam Sub Critical | Black Coal | 1 |  | 720 |  | In Service - Announced Withdrawal (Permanent) | S |  | 2025 | 2025-08-19 | Announced Withdrawal | Coal | 1074 | 2022-04-14 16:08
NSW1 | Existing Plant | Eraring | ER04 | 680 | 660 | 660 | 680 | 660 | 660 | 680 | 660 | 660 | 680 | 0 | 0 | 0 | 0 | 0 | 0 | 0 | 0 | 0 | 0 | 0 | 0 | 0 | 0 | 0 | 0 | 0 | 0 | 0 | 0 | Origin Energy Eraring Pty Ltd | Turbine - Steam Sub Critical | Black Coal | 1 |  | 720 |  | In Service - Announced Withdrawal (Permanent) | S |  | 2025 | 2025-08-19 | Announced Withdrawal | Coal | 1074 | 2022-04-14 16:08
NSW1 | Existing Plant | Finley Solar Farm | FINLYSF1 | 132.66 | 129.987 | 116.721 | 132.66 | 129.987 | 116.721 | 132.66 | 129.987 | 116.721 | 132.66 | 129.987 | 116.721 | 132.66 | 129.987 | 116.721 | 132.66 | 129.987 | 116.721 | 132.66 | 129.987 | 116.721 | 132.66 | 129.987 | 116.721 | 132.66 | 129.987 | 116.721 | 132.66 | 129.987 | 116.721 | Finley Solar Farm Pty Ltd as The trustee for Finley Solar Trust | Solar PV - Single axis tracking | Solar | 99 |  | 162.36 | 0 | In Service | SS |  | 2049 |  | Existing less Announced Withdrawal | Solar | 1680 | 2022-05-19 08:02
TAS1 | Existing Plant | Fisher | FISHER | 46 | 46 | 46 | 46 | 46 | 46 | 46 | 0 | 0 | 46 | 46 | 46 | 46 | 46 | 46 | 46 | 46 | 46 | 46 | 0 | 0 | 46 | 46 | 46 | 46 | 46 | 46 | 46 | 46 | 46 | Hydro-Electric Corporation | Hydro - Dam | Water | 1 |  | 43.2 |  | In Service | S |  | 2100 |  | Existing less Announced Withdrawal | Water | 1076 | 2022-04-19 14:08
QLD1 | Existing Plant | Gangarri Solar Farm | GANGARR1 | 119.88 | 119.88 | 119.88 | 119.88 | 119.88 | 119.88 | 119.88 | 119.88 | 119.88 | 119.88 | 119.88 | 119.88 | 119.88 | 119.88 | 119.88 | 119.88 | 119.88 | 119.88 | 119.88 | 119.88 | 119.88 | 119.88 | 119.88 | 119.88 | 119.88 | 119.88 | 119.88 | 119.88 | 119.88 | 119.88 | Shell New Energies Australia Pty Ltd | Solar PV - Single axis tracking | Solar | 54 |  | 162 |  | In Commissioning | SS | Oct 2022 | 2051 |  | Existing less Announced Withdrawal | Solar | 1538 | 2022-07-01 15:32
VIC1 | Existing Plant | Gannawarra Energy Storage System | GANNBG1 | 25.33 | 25.33 | 25.33 | 25.33 | 25.33 | 25.33 | 25.33 | 25.33 | 25.33 | 25.33 | 25.33 | 25.33 | 25.33 | 25.33 | 25.33 | 25.33 | 25.33 | 25.33 | 25.33 | 25.33 | 25.33 | 25.33 | 25.33 | 25.33 | 25.33 | 25.33 | 25.33 | 25.33 | 25.33 | 25.33 | GESS ProjectCo | Storage - Battery | Other | 1 |  | 25.33 | 50 | In Service | S |  | 2033 |  | Existing less Announced Withdrawal | Battery Storage | 1470 | 2022-07-04 13:34
VIC1 | Existing Plant | Gannawarra Solar Farm | GANNSF1 | 50.006 | 49.016 | 47.762 | 50.006 | 49.016 | 47.762 | 50.006 | 49.016 | 47.762 | 50.006 | 49.016 | 47.762 | 50.006 | 49.016 | 47.762 | 50.006 | 49.016 | 47.762 | 50.006 | 49.016 | 47.762 | 50.006 | 49.016 | 47.762 | 50.006 | 49.016 | 47.762 | 50.006 | 49.016 | 47.762 | Gannawarra Solar Farm Pty Ltd | Solar PV - Single axis tracking | Solar | 22 |  | 55 |  | In Service | SS |  | 2048 |  | Existing less Announced Withdrawal | Solar | 1396 | 2022-04-20 10:28
QLD1 | Existing Plant | Gladstone | GSTONE1 | 280 | 280 | 280 | 280 | 280 | 280 | 280 | 280 | 280 | 280 | 280 | 280 | 280 | 280 | 280 | 280 | 280 | 280 | 280 | 280 | 280 | 280 | 280 | 280 | 280 | 280 | 280 | 280 | 280 | 280 | Gladstone Power Station Participants | Turbine - Steam Sub Critical | Black Coal | 1 |  | 280 |  | In Service | S |  | 2035 |  | Existing less Announced Withdrawal | Coal | 1077 | 2022-06-20 11:12
QLD1 | Existing Plant | Gladstone | GSTONE2 | 280 | 280 | 280 | 280 | 280 | 280 | 280 | 280 | 280 | 280 | 280 | 280 | 280 | 280 | 280 | 280 | 280 | 280 | 280 | 280 | 280 | 280 | 280 | 280 | 280 | 280 | 280 | 280 | 280 | 280 | Gladstone Power Station Participants | Turbine - Steam Sub Critical | Black Coal | 1 |  | 280 |  | In Service | S |  | 2035 |  | Existing less Announced Withdrawal | Coal | 1077 | 2022-06-20 11:12
QLD1 | Existing Plant | Gladstone | GSTONE3 | 280 | 280 | 280 | 280 | 280 | 280 | 280 | 280 | 280 | 280 | 280 | 280 | 280 | 280 | 280 | 280 | 280 | 280 | 280 | 280 | 280 | 280 | 280 | 280 | 280 | 280 | 280 | 280 | 280 | 280 | Gladstone Power Station Participants | Turbine - Steam Sub Critical | Black Coal | 1 |  | 280 |  | In Service | S |  | 2035 |  | Existing less Announced Withdrawal | Coal | 1077 | 2022-06-20 11:12
QLD1 | Existing Plant | Gladstone | GSTONE4 | 280 | 280 | 280 | 280 | 280 | 280 | 280 | 280 | 280 | 280 | 280 | 280 | 280 | 280 | 280 | 280 | 280 | 280 | 280 | 280 | 280 | 280 | 280 | 280 | 280 | 280 | 280 | 280 | 280 | 280 | Gladstone Power Station Participants | Turbine - Steam Sub Critical | Black Coal | 1 |  | 280 |  | In Service | S |  | 2035 |  | Existing less Announced Withdrawal | Coal | 1077 | 2022-06-20 11:12
QLD1 | Existing Plant | Gladstone | GSTONE5 | 280 | 280 | 280 | 280 | 280 | 280 | 280 | 280 | 280 | 280 | 280 | 280 | 280 | 280 | 280 | 280 | 280 | 280 | 280 | 280 | 280 | 280 | 280 | 280 | 280 | 280 | 280 | 280 | 280 | 280 | Gladstone Power Station Participants | Turbine - Steam Sub Critical | Black Coal | 1 |  | 280 |  | In Service | S |  | 2035 |  | Existing less Announced Withdrawal | Coal | 1077 | 2022-06-20 11:12
QLD1 | Existing Plant | Gladstone | GSTONE6 | 280 | 280 | 280 | 280 | 280 | 280 | 280 | 280 | 280 | 280 | 280 | 280 | 280 | 280 | 280 | 280 | 280 | 280 | 280 | 280 | 280 | 280 | 280 | 280 | 280 | 280 | 280 | 280 | 280 | 280 | Gladstone Power Station Participants | Turbine - Steam Sub Critical | Black Coal | 1 |  | 280 |  | In Service | S |  | 2035 |  | Existing less Announced Withdrawal | Coal | 1077 | 2022-06-20 11:12
VIC1 | Existing Plant | Glenrowan West Solar Farm | GLRWNSF1 | 110.016 | 106.944 | 102.96 | 110.016 | 106.944 | 102.96 | 110.016 | 106.944 | 102.96 | 110.016 | 106.944 | 102.96 | 110.016 | 106.944 | 102.96 | 110.016 | 106.944 | 102.96 | 110.016 | 106.944 | 102.96 | 110.016 | 106.944 | 102.96 | 110.016 | 106.944 | 102.96 | 110.016 | 106.944 | 102.96 | Glenrowan Sun Farm Pty Ltd | Solar PV - Single axis tracking | Solar | 48 |  | 132 | 0 | In Service | SS |  | 2051 |  | Existing less Announced Withdrawal | Solar | 1541 | 2022-05-18 08:36
NSW1 | Existing Plant | Goonumbla Solar Farm | GOONSF1 | 69.75 | 69.316 | 67.735 | 69.75 | 69.316 | 67.735 | 69.75 | 69.316 | 67.735 | 69.75 | 69.316 | 67.735 | 69.75 | 69.316 | 67.735 | 69.75 | 69.316 | 67.735 | 69.75 | 69.316 | 67.735 | 69.75 | 69.316 | 67.735 | 69.75 | 69.316 | 67.735 | 69.75 | 69.316 | 67.735 | Goonumbla Asset Co Pty Ltd as trustee for the Goonumbla Asset Trust | Solar PV - Single axis tracking | Solar | 31 |  | 69.75 |  | In Service | SS |  | 2050 |  | Existing less Announced Withdrawal | Solar | 1400 | 2022-04-20 10:29
TAS1 | Existing Plant | Gordon | GORDON | 378 | 378 | 378 | 252 | 378 | 378 | 378 | 378 | 378 | 378 | 378 | 378 | 252 | 378 | 378 | 378 | 378 | 378 | 378 | 378 | 378 | 252 | 378 | 378 | 378 | 378 | 378 | 378 | 378 | 378 | Hydro-Electric Corporation | Hydro - Dam | Water | 3 |  | 432 |  | In Service | S |  | 2100 |  | Existing less Announced Withdrawal | Water | 1081 | 2022-04-19 14:11
TAS1 | Existing Plant | Granville Harbour Wind Farm | GRANWF1 | 111.6 | 111.6 | 111.6 | 111.6 | 111.6 | 111.6 | 111.6 | 111.6 | 111.6 | 111.6 | 111.6 | 111.6 | 111.6 | 111.6 | 111.6 | 111.6 | 111.6 | 111.6 | 111.6 | 111.6 | 111.6 | 111.6 | 111.6 | 111.6 | 111.6 | 111.6 | 111.6 | 111.6 | 111.6 | 111.6 | Granville Harbour Operations Pty Ltd as trustee for Granville Harbour Operations Trust | Wind Turbine - Onshore | Wind | 31 |  | 111.6 |  | In Service | SS |  | 2055 |  | Existing less Announced Withdrawal | Wind | 1322 | 2022-06-30 13:30
NSW1 | Existing Plant | Gullen Range Solar Farm | GULLRSF1 | 10 | 10 | 10 | 10 | 10 | 10 | 10 | 10 | 10 | 10 | 10 | 10 | 10 | 10 | 10 | 10 | 10 | 10 | 10 | 10 | 10 | 10 | 10 | 10 | 10 | 10 | 10 | 10 | 10 | 10 | New Gullen Range Wind Farm Pty Ltd | Solar PV - Fixed | Solar | 4 |  | 10 | 0 | In Service | SS |  | 2100 |  | Existing less Announced Withdrawal | Solar | 1432 | 2022-05-12 10:44
NSW1 | Existing Plant | Gullen Range Wind Farm | GULLRWF1 | 165.5 | 165.5 | 165.5 | 165.5 | 165.5 | 165.5 | 165.5 | 165.5 | 165.5 | 165.5 | 165.5 | 165.5 | 165.5 | 165.5 | 165.5 | 165.5 | 165.5 | 165.5 | 165.5 | 165.5 | 165.5 | 165.5 | 165.5 | 165.5 | 165.5 | 165.5 | 165.5 | 165.5 | 165.5 | 165.5 | New Gullen Range Wind Farm Pty Ltd | Wind Turbine - Onshore | Wind | 73 |  | 165.5 | 0 | In Service | SS |  | 2100 |  | Existing less Announced Withdrawal | Wind | 1422 | 2022-05-12 10:41
NSW1 | Existing Plant | Gullen Range Wind Farm 2 | GULLRWF2 | 110.67 | 110.67 | 105.4 | 110.67 | 110.67 | 105.4 | 110.67 | 110.67 | 105.4 | 110.67 | 110.67 | 105.4 | 110.67 | 110.67 | 105.4 | 110.67 | 110.67 | 105.4 | 110.67 | 110.67 | 105.4 | 110.67 | 110.67 | 105.4 | 110.67 | 110.67 | 105.4 | 110.67 | 110.67 | 105.4 | BEIJING JINGNENG CLEAN ENERGY (AUSTRALIA) HOLDING PTY LTD | Wind Turbine - Onshore | Wind | 31 |  | 110.67 | 0 | In Commissioning | SS | Jul 2023 | 2120 |  | Existing less Announced Withdrawal | Wind | 1588 | 2022-05-15 08:03
NSW1 | Project | Gunnedah Solar Farm | GNNDHSF1 | 110 | 110 | 110 | 110 | 110 | 110 | 110 | 110 | 110 | 110 | 110 | 110 | 110 | 110 | 110 | 110 | 110 | 110 | 110 | 110 | 110 | 110 | 110 | 110 | 110 | 110 | 110 |  |  |  | Gunnedah Solar Farm Pty Ltd | Solar PV - Single axis tracking | Solar | 1 |  | 110 | 0 | Committed | SS | Oct 2021 | 2056 |  | Committed | Solar | 1585 | 2022-04-28 13:45
NSW1 | Existing Plant | Gunning Wind Farm | GUNNING1 | 46.5 | 46.5 | 46.5 | 46.5 | 46.5 | 46.5 | 46.5 | 46.5 | 46.5 | 46.5 | 46.5 | 46.5 | 46.5 | 46.5 | 46.5 | 46.5 | 46.5 | 46.5 | 46.5 | 46.5 | 46.5 | 46.5 | 46.5 | 46.5 | 46.5 | 46.5 | 46.5 | 46.5 | 46.5 | 46.5 | Gunning Wind Energy Developments | Wind Turbine - Onshore | Wind | 31 |  | 46.5 |  | In Service | SS |  | 2036 |  | Existing less Announced Withdrawal | Wind | 1082 | 2022-04-14 16:17
NSW1 | Existing Plant | Guthega | GUTHEGA | 68 | 68 | 68 | 68 | 68 | 68 | 68 | 68 | 68 | 68 | 68 | 68 | 68 | 68 | 68 | 68 | 68 | 68 | 68 | 68 | 68 | 68 | 68 | 68 | 68 | 68 | 68 | 68 | 68 | 68 | Snowy Hydro Ltd | Hydro - Dam | Water | 2 |  | 60 |  | In Service | S |  | 2070 |  | Existing less Announced Withdrawal | Water | 1083 | 2022-04-21 14:35
SA1 | Existing Plant | Hallett 4 North Brown Hill | NBHWF1 | 131.985 | 131.985 | 88.2 | 131.985 | 131.985 | 88.2 | 131.985 | 131.985 | 88.2 | 131.985 | 131.985 | 88.2 | 131.985 | 131.985 | 88.2 | 131.985 | 131.985 | 88.2 | 131.985 | 131.985 | 88.2 | 131.985 | 131.985 | 88.2 | 131.985 | 131.985 | 88.2 | 131.985 | 131.985 | 88.2 | Brown Hill North Pty Ltd | Wind Turbine - Onshore | Wind | 63 |  | 132.3 |  | In Service | SS |  | 2036 |  | Existing less Announced Withdrawal | Wind | 1311 | 2022-04-27 09:21
SA1 | Existing Plant | Hallett 5 The Bluff WF | BLUFF1 | 52.5 | 52.5 | 35 | 52.5 | 52.5 | 35 | 52.5 | 52.5 | 35 | 52.5 | 52.5 | 35 | 52.5 | 52.5 | 35 | 52.5 | 52.5 | 35 | 52.5 | 52.5 | 35 | 52.5 | 52.5 | 35 | 52.5 | 52.5 | 35 | 52.5 | 52.5 | 35 | Eurus Energy | Wind Turbine - Onshore | Wind | 25 |  | 52.5 |  | In Service | SS |  | 2036 |  | Existing less Announced Withdrawal | Wind | 1085 | 2022-04-14 16:35
SA1 | Existing Plant | Hallett GT | AGLHAL | 128 | 166 | 143 | 176.5 | 203 | 193 | 216 | 203 | 193 | 216 | 203 | 193 | 216 | 203 | 193 | 216 | 203 | 193 | 216 | 203 | 193 | 216 | 203 | 193 | 216 | 203 | 193 | 216 | 203 | 193 | EnergyAustralia Hallett Pty Ltd | Turbine - OCGT | Natural Gas Pipeline | 12 |  | 239.66 |  | In Service | S |  | 2032 |  | Existing less Announced Withdrawal | OCGT | 1086 | 2022-07-04 11:27
SA1 | Existing Plant | Hallett GT | AGLHAL | 33 | 32 | 30 | 33 | 32 | 30 | 33 | 32 | 30 | 33 | 32 | 30 | 33 | 32 | 30 | 33 | 32 | 30 | 33 | 32 | 30 | 33 | 32 | 30 | 33 | 32 | 30 | 33 | 32 | 30 | EnergyAustralia Hallett Pty Ltd | Turbine - OCGT | Natural Gas Pipeline | 1 |  | 37.2 |  | In Service | S |  | 2050 |  | Existing less Announced Withdrawal | OCGT | 1086 | 2022-07-04 11:27
SA1 | Existing Plant | Hallett Stage 1 Brown Hill | HALLWF1 | 94.5 | 94.5 | 63 | 94.5 | 94.5 | 63 | 94.5 | 94.5 | 63 | 94.5 | 94.5 | 63 | 94.5 | 94.5 | 63 | 94.5 | 94.5 | 63 | 94.5 | 94.5 | 63 | 94.5 | 94.5 | 63 | 94.5 | 94.5 | 63 | 94.5 | 94.5 | 63 | Palisade Investment Partner Limited | Wind Turbine - Onshore | Wind | 45 |  | 94.5 |  | In Service | SS |  | 2043 |  | Existing less Announced Withdrawal | Wind | 1087 | 2022-06-09 12:07
SA1 | Existing Plant | Hallett Stage 2 Hallett Hill | HALLWF2 | 71.4 | 71.4 | 47.6 | 71.4 | 71.4 | 47.6 | 71.4 | 71.4 | 47.6 | 71.4 | 71.4 | 47.6 | 71.4 | 71.4 | 47.6 | 71.4 | 71.4 | 47.6 | 71.4 | 71.4 | 47.6 | 71.4 | 71.4 | 47.6 | 71.4 | 71.4 | 47.6 | 71.4 | 71.4 | 47.6 | Infrastructure Capital Group Limited | Wind Turbine - Onshore | Wind | 34 |  | 71.4 |  | In Service | SS |  | 2035 |  | Existing less Announced Withdrawal | Wind | 1088 | 2022-04-14 17:05
QLD1 | Existing Plant | Hamilton Solar Farm | HAMISF1 | 56.005 | 54.901 | 54.119 | 56.005 | 54.901 | 54.119 | 56.005 | 54.901 | 54.119 | 56.005 | 54.901 | 54.119 | 56.005 | 54.901 | 54.119 | 56.005 | 54.901 | 54.119 | 56.005 | 54.901 | 54.119 | 56.005 | 54.901 | 54.119 | 56.005 | 54.901 | 54.119 | 56.005 | 54.901 | 54.119 | Hamilton Solar Farm Pty Ltd | Solar PV - Single axis tracking | Solar | 23 |  | 57.5 |  | In Service | SS |  | 2048 |  | Existing less Announced Withdrawal | Solar | 1408 | 2022-04-20 10:41
SA1 | Project | Happy Valley Reservoir | HVWABA1G | 4 | 4 | 4 | 4 | 4 | 4 | 4 | 4 | 4 | 4 | 4 | 4 | 4 | 4 | 4 | 4 | 4 | 4 | 4 | 4 | 4 | 4 | 4 | 4 | 4 | 4 | 4 | 4 | 4 | 4 | South Australian Water Corporation | Storage - Battery | Other | 1 |  | 4.41 | 8.82 | Committed | S | Sep 2022 | 2041 |  | Committed | Battery Storage | 1846 | 2022-04-20 08:42
SA1 | Project | Happy Valley Reservoir | HVWAPV1 | 8.328 | 7.992 | 7.827 | 8.328 | 7.992 | 7.827 | 8.328 | 7.992 | 7.827 | 8.328 | 7.992 | 7.827 | 8.328 | 7.992 | 7.827 | 8.328 | 7.992 | 7.827 | 8.328 | 7.992 | 7.827 | 8.328 | 7.992 | 7.827 | 8.328 | 7.992 | 7.827 | 8.328 | 7.992 | 7.827 | South Australian Water Corporation | Solar PV - Single axis tracking | Solar | 3 |  | 8.34 |  | Committed | SS | Sep 2022 | 2041 |  | Committed | Solar | 1846 | 2022-04-20 08:42
QLD1 | Existing Plant | Haughton Solar Farm Stage 1 | HAUGHT11 | 100.035 | 100.035 | 100.035 | 100.035 | 100.035 | 100.035 | 100.035 | 100.035 | 100.035 | 100.035 | 100.035 | 100.035 | 100.035 | 100.035 | 100.035 | 100.035 | 100.035 | 100.035 | 100.035 | 100.035 | 100.035 | 100.035 | 100.035 | 100.035 | 100.035 | 100.035 | 100.035 | 100.035 | 100.035 | 100.035 | Pacific Hydro Haughton Solar Farm Pty Ltd | Solar PV - Single axis tracking | Solar | 81 |  | 132.597 |  | In Service | SS |  | 2050 |  | Existing less Announced Withdrawal | Solar | 1564 | 2022-07-01 14:56
QLD1 | Existing Plant | Hayman Solar Farm | HAYMSF1 | 50.001 | 48.006 | 47.838 | 50.001 | 48.006 | 47.838 | 50.001 | 48.006 | 47.838 | 50.001 | 48.006 | 47.838 | 50.001 | 48.006 | 47.838 | 50.001 | 48.006 | 47.838 | 50.001 | 48.006 | 47.838 | 50.001 | 48.006 | 47.838 | 50.001 | 48.006 | 47.838 | 50.001 | 48.006 | 47.838 | The Hayman Solar Farm Trust | Solar PV - Single axis tracking | Solar | 21 |  | 57.75 |  | In Service | SS |  | 2048 |  | Existing less Announced Withdrawal | Solar | 1517 | 2022-04-20 11:16
NSW1 | Project | Hillston Sun Farm |  | 85 | 85 | 76.52 | 85 | 85 | 76.52 | 85 | 85 | 76.52 | 85 | 85 | 76.52 | 85 | 85 | 76.52 | 85 | 85 | 76.52 | 85 | 85 | 76.52 | 85 | 85 | 76.52 | 85 | 85 | 76.52 | 85 | 85 | 76.52 | Hillston Sun Farm Pty Ltd | Solar PV - Single axis tracking | Solar | 40 |  | 85 |  | Committed | SS | Jul 2022 | 2052 |  | Committed | Solar | 1452 | 2022-06-20 11:19
SA1 | Existing Plant | Hornsdale Power Reserve Unit 1 | HPRG1 | 150 | 150 | 150 | 150 | 150 | 150 | 150 | 150 | 150 | 150 | 150 | 150 | 150 | 150 | 150 | 150 | 150 | 150 | 150 | 150 | 150 | 150 | 150 | 150 | 150 | 150 | 150 | 150 | 150 | 150 | Hornsdale Power Reserve Pty Ltd | Storage - Battery | Other | 2 |  | 150 | 178.3 | In Service | S |  | 2057 |  | Existing less Announced Withdrawal | Battery Storage | 1610 | 2022-04-20 14:17
SA1 | Existing Plant | Hornsdale Wind Farm Stage 1 | HDWF1 | 100 | 100 | 100 | 100 | 100 | 100 | 100 | 100 | 100 | 100 | 100 | 100 | 100 | 100 | 100 | 100 | 100 | 100 | 100 | 100 | 100 | 100 | 100 | 100 | 100 | 100 | 100 | 100 | 100 | 100 | HWF 1 Pty Ltd | Wind Turbine - Onshore | Wind | 32 |  | 102.4 |  | In Service | SS |  | 2056 |  | Existing less Announced Withdrawal | Wind | 1300 | 2022-04-20 08:44
SA1 | Existing Plant | Hornsdale Wind Farm Stage 2 | HDWF2 | 100 | 100 | 100 | 100 | 100 | 100 | 100 | 100 | 100 | 100 | 100 | 100 | 100 | 100 | 100 | 100 | 100 | 100 | 100 | 100 | 100 | 100 | 100 | 100 | 100 | 100 | 100 | 100 | 100 | 100 | HWF 2 Pty Ltd | Wind Turbine - Onshore | Wind | 32 |  | 102.4 |  | In Service | SS |  | 2057 |  | Existing less Announced Withdrawal | Wind | 1376 | 2022-04-22 08:34
SA1 | Existing Plant | Hornsdale Wind Farm Stage 3 | HDWF3 | 108.99 | 108.99 | 108.99 | 108.99 | 108.99 | 108.99 | 108.99 | 108.99 | 108.99 | 108.99 | 108.99 | 108.99 | 108.99 | 108.99 | 108.99 | 108.99 | 108.99 | 108.99 | 108.99 | 108.99 | 108.99 | 108.99 | 108.99 | 108.99 | 108.99 | 108.99 | 108.99 | 108.99 | 108.99 | 108.99 | HWF 3 Pty Ltd | Wind Turbine - Onshore | Wind | 35 |  | 112 |  | In Service | SS |  | 2057 |  | Existing less Announced Withdrawal | Wind | 1381 | 2022-04-20 10:18
NSW1 | Existing Plant | Hume Dam NSW | HUMENSW | 0 | 29 | 29 | 0 | 29 | 29 | 0 | 29 | 29 | 0 | 29 | 29 | 0 | 29 | 29 | 0 | 29 | 29 | 0 | 29 | 29 | 0 | 29 | 29 | 0 | 29 | 29 | 0 | 29 | 29 | GSPOWER | Hydro - Dam | Water | 1 |  | 29 |  | In Service | S |  | 2057 |  | Existing less Announced Withdrawal | Water | 1732 | 2022-04-20 09:17
VIC1 | Existing Plant | Hume Dam VIC | HUMEV | 0 | 29 | 29 | 0 | 29 | 29 | 0 | 29 | 29 | 0 | 29 | 29 | 0 | 29 | 29 | 0 | 29 | 29 | 0 | 29 | 29 | 0 | 29 | 29 | 0 | 29 | 29 | 0 | 29 | 29 | GSP Energy Pty Ltd | Hydro - Dam | Water | 1 |  | 29 |  | In Service | S |  | 2057 |  | Existing less Announced Withdrawal | Water | 1736 | 2022-04-20 08:54
VIC1 | Existing Plant | Jeeralang A | JLA01 | 56 | 50 | 46.6 | 56 | 50 | 46.6 | 56 | 50 | 46.6 | 56 | 50 | 46.6 | 56 | 50 | 46.6 | 56 | 50 | 46.6 | 56 | 50 | 46.6 | 56 | 50 | 46.6 | 56 | 50 | 46.6 | 56 | 50 | 46.6 | EnergyAustralia Ecogen Py Ltd | Turbine - OCGT | Natural Gas Pipeline | 1 |  | 53 |  | In Service | S |  | 2039 |  | Existing less Announced Withdrawal | OCGT | 1373 | 2022-07-04 15:24
VIC1 | Existing Plant | Jeeralang A | JLA02 | 56 | 50 | 46.6 | 56 | 50 | 46.6 | 56 | 50 | 46.6 | 56 | 50 | 46.6 | 56 | 50 | 46.6 | 56 | 50 | 46.6 | 56 | 50 | 46.6 | 56 | 50 | 46.6 | 56 | 50 | 46.6 | 56 | 50 | 46.6 | EnergyAustralia Ecogen Py Ltd | Turbine - OCGT | Natural Gas Pipeline | 1 |  | 53 |  | In Service | S |  | 2039 |  | Existing less Announced Withdrawal | OCGT | 1373 | 2022-07-04 15:24
VIC1 | Existing Plant | Jeeralang A | JLA03 | 55 | 50 | 46.6 | 55 | 50 | 46.6 | 55 | 50 | 46.6 | 55 | 50 | 46.6 | 55 | 50 | 46.6 | 55 | 50 | 46.6 | 55 | 50 | 46.6 | 55 | 50 | 46.6 | 55 | 50 | 46.6 | 55 | 50 | 46.6 | EnergyAustralia Ecogen Py Ltd | Turbine - OCGT | Natural Gas Pipeline | 1 |  | 53 |  | In Service | S |  | 2039 |  | Existing less Announced Withdrawal | OCGT | 1373 | 2022-07-04 15:24
VIC1 | Existing Plant | Jeeralang A | JLA04 | 55 | 50 | 46.6 | 55 | 50 | 46.6 | 55 | 50 | 46.6 | 55 | 50 | 46.6 | 55 | 50 | 46.6 | 55 | 50 | 46.6 | 55 | 50 | 46.6 | 55 | 50 | 46.6 | 55 | 50 | 46.6 | 55 | 50 | 46.6 | EnergyAustralia Ecogen Py Ltd | Turbine - OCGT | Natural Gas Pipeline | 1 |  | 53 |  | In Service | S |  | 2039 |  | Existing less Announced Withdrawal | OCGT | 1373 | 2022-07-04 15:24
VIC1 | Existing Plant | Jeeralang B | JLB01 | 85 | 76 | 70.3 | 85 | 76 | 70.3 | 85 | 76 | 70.3 | 85 | 76 | 70.3 | 85 | 76 | 70.3 | 85 | 76 | 70.3 | 85 | 76 | 70.3 | 85 | 76 | 70.3 | 85 | 76 | 70.3 | 85 | 76 | 70.3 | EnergyAustralia Ecogen Pty Ltd | Turbine - OCGT | Natural Gas Pipeline | 1 |  | 76 |  | In Service | S |  | 2039 |  | Existing less Announced Withdrawal | OCGT | 1374 | 2022-07-04 13:25
VIC1 | Existing Plant | Jeeralang B | JLB02 | 85 | 76 | 70.3 | 85 | 76 | 70.3 | 85 | 76 | 70.3 | 85 | 76 | 70.3 | 85 | 76 | 70.3 | 85 | 76 | 70.3 | 85 | 76 | 70.3 | 85 | 76 | 70.3 | 85 | 76 | 70.3 | 85 | 76 | 70.3 | EnergyAustralia Ecogen Pty Ltd | Turbine - OCGT | Natural Gas Pipeline | 1 |  | 76 |  | In Service | S |  | 2039 |  | Existing less Announced Withdrawal | OCGT | 1374 | 2022-07-04 13:25
VIC1 | Existing Plant | Jeeralang B | JLB03 | 87 | 78 | 72.3 | 87 | 78 | 72.3 | 87 | 78 | 72.3 | 87 | 78 | 72.3 | 87 | 78 | 72.3 | 87 | 78 | 72.3 | 87 | 78 | 72.3 | 87 | 78 | 72.3 | 87 | 78 | 72.3 | 87 | 78 | 72.3 | EnergyAustralia Ecogen Pty Ltd | Turbine - OCGT | Natural Gas Pipeline | 1 |  | 76 |  | In Service | S |  | 2039 |  | Existing less Announced Withdrawal | OCGT | 1374 | 2022-07-04 13:25
NSW1 | Existing Plant | Jemalong Solar | JEMALNG1 | 50 | 50 | 50 | 50 | 50 | 50 | 50 | 50 | 50 | 50 | 50 | 50 | 50 | 50 | 50 | 50 | 50 | 50 | 50 | 50 | 50 | 50 | 50 | 50 | 50 | 50 | 50 | 50 | 50 | 50 | Genex Power | Solar PV - Single axis tracking | Solar | 20 |  | 55 | 0 | In Service | SS |  | 2050 |  | Existing less Announced Withdrawal | Solar | 1521 | 2022-05-19 07:03
TAS1 | Existing Plant | John Butters | JBUTTERS | 140 | 140 | 140 | 140 | 140 | 140 | 140 | 140 | 140 | 140 | 140 | 140 | 140 | 140 | 140 | 140 | 0 | 0 | 144 | 144 | 144 | 144 | 144 | 144 | 144 | 144 | 144 | 144 | 144 | 144 | Hydro-Electric Corporation | Hydro - Dam | Water | 1 |  | 144 |  | In Service | S |  | 2100 |  | Existing less Announced Withdrawal | Water | 1097 | 2022-04-19 14:28
NSW1 | Existing Plant | Junee Solar Farm | JUNEESF1 | 30.008 | 30.008 | 30.008 | 30.008 | 30.008 | 30.008 | 30.008 | 30.008 | 30.008 | 30.008 | 30.008 | 30.008 | 30.008 | 30.008 | 30.008 | 30.008 | 30.008 | 30.008 | 30.008 | 30.008 | 30.008 | 30.008 | 30.008 | 30.008 | 30.008 | 30.008 | 30.008 | 30.008 | 30.008 | 30.008 | Junee Operationsco Pty Ltd as trustee for Junee Operations Trust | Solar PV - Single axis tracking | Solar | 22 |  | 36.014 |  | Committed | SS | Dec 2021 | 2050 |  | Existing less Announced Withdrawal | Solar | 1526 | 2022-04-20 11:19
QLD1 | Project | Kaban Green Power Hub - Wind Farm |  | 0 | 145.6 | 137.2 | 156.8 | 145.6 | 137.2 | 156.8 | 145.6 | 137.2 | 156.8 | 145.6 | 137.2 | 156.8 | 145.6 | 137.2 | 156.8 | 145.6 | 137.2 | 156.8 | 145.6 | 137.2 | 156.8 | 145.6 | 137.2 | 156.8 | 145.6 | 137.2 | 156.8 | 145.6 | 137.2 | Kaban Wind Farm Pty Ltd as trustee for Kaban Wind Farm Trust | Wind Turbine - Onshore | Wind | 28 |  | 156.8 |  | Committed | SS | Mar 2023 | 2048 |  | Committed | Wind | 1524 | 2022-06-30 14:24
VIC1 | Existing Plant | Karadoc Solar Farm | KARSF1 | 90.06 | 90.06 | 90.06 | 90.06 | 90.06 | 90.06 | 90.06 | 90.06 | 90.06 | 90.06 | 90.06 | 90.06 | 90.06 | 90.06 | 90.06 | 90.06 | 90.06 | 90.06 | 90.06 | 90.06 | 90.06 | 90.06 | 90.06 | 90.06 | 90.06 | 90.06 | 90.06 | 90.06 | 90.06 | 90.06 | Iraak Sun Farm Pty Ltd | Solar PV - Single axis tracking | Solar | 38 |  | 104.5 |  | In Service | SS |  | 2048 |  | Existing less Announced Withdrawal | Solar | 1424 | 2022-05-25 11:21
QLD1 | Existing Plant | Kareeya | KAREEYA1 | 21.6 | 21.6 | 21.6 | 21.6 | 21.6 | 21.6 | 21.6 | 21.6 | 21.6 | 21.6 | 21.6 | 21.6 | 21.6 | 21.6 | 21.6 | 21.6 | 21.6 | 21.6 | 21.6 | 21.6 | 21.6 | 21.6 | 21.6 | 21.6 | 21.6 | 21.6 | 21.6 | 21.6 | 21.6 | 21.6 | CleanCo Queensland Limited | Hydro - Run of River | Water | 1 |  | 21.6 |  | In Service | S |  | 2037 |  | Existing less Announced Withdrawal | Water | 1100 | 2022-07-04 15:44
QLD1 | Existing Plant | Kareeya | KAREEYA2 | 21.6 | 21.6 | 21.6 | 21.6 | 21.6 | 21.6 | 21.6 | 21.6 | 21.6 | 21.6 | 21.6 | 21.6 | 21.6 | 21.6 | 21.6 | 21.6 | 21.6 | 21.6 | 21.6 | 21.6 | 21.6 | 21.6 | 21.6 | 21.6 | 21.6 | 21.6 | 21.6 | 21.6 | 21.6 | 21.6 | CleanCo Queensland Limited | Hydro - Run of River | Water | 1 |  | 21.6 |  | In Service | S |  | 2037 |  | Existing less Announced Withdrawal | Water | 1100 | 2022-07-04 15:44
QLD1 | Existing Plant | Kareeya | KAREEYA3 | 21.6 | 21.6 | 21.6 | 21.6 | 21.6 | 21.6 | 21.6 | 21.6 | 21.6 | 21.6 | 21.6 | 21.6 | 21.6 | 21.6 | 21.6 | 21.6 | 21.6 | 21.6 | 21.6 | 21.6 | 21.6 | 21.6 | 21.6 | 21.6 | 21.6 | 21.6 | 21.6 | 21.6 | 21.6 | 21.6 | CleanCo Queensland Limited | Hydro - Run of River | Water | 1 |  | 21.6 |  | In Service | S |  | 2037 |  | Existing less Announced Withdrawal | Water | 1100 | 2022-07-04 15:44
QLD1 | Existing Plant | Kareeya | KAREEYA4 | 21.6 | 21.6 | 21.6 | 21.6 | 21.6 | 21.6 | 21.6 | 21.6 | 21.6 | 21.6 | 21.6 | 21.6 | 21.6 | 21.6 | 21.6 | 21.6 | 21.6 | 21.6 | 21.6 | 21.6 | 21.6 | 21.6 | 21.6 | 21.6 | 21.6 | 21.6 | 21.6 | 21.6 | 21.6 | 21.6 | CleanCo Queensland Limited | Hydro - Run of River | Water | 1 |  | 21.6 |  | In Service | S |  | 2037 |  | Existing less Announced Withdrawal | Water | 1100 | 2022-07-04 15:44
QLD1 | Project | Kennedy Energy Park - Phase 1 - Solar | KEPSF1 | 15 | 14.58 | 14.28 | 15 | 14.58 | 14.28 | 15 | 14.58 | 14.28 | 15 | 14.58 | 14.28 | 15 | 14.58 | 14.28 | 15 | 14.58 | 14.28 | 15 | 14.58 | 14.28 | 15 | 14.58 | 14.28 | 15 | 14.58 | 14.28 | 15 | 14.58 | 14.28 | Windlab / Eurus | Solar PV - Single axis tracking | Solar | 6 |  | 15 | 0 | Committed | SS | Sep 2022 | 2046 |  | Committed | Solar | 1465 | 2022-06-30 13:35
QLD1 | Project | Kennedy Energy Park - Phase 1 - Wind | KEPWF1 | 43.2 | 43.2 | 36 | 43.2 | 43.2 | 36 | 43.2 | 43.2 | 36 | 43.2 | 43.2 | 36 | 43.2 | 43.2 | 36 | 43.2 | 43.2 | 36 | 43.2 | 43.2 | 36 | 43.2 | 43.2 | 36 | 43.2 | 43.2 | 36 | 43.2 | 43.2 | 36 | Windlab / Eurus | Wind Turbine - Onshore | Wind | 12 |  | 43.2 |  | Committed | SS | Sep 2022 | 2046 |  | Committed | Wind | 1464 | 2022-06-30 13:34
VIC1 | Existing Plant | Kiamal Solar Farm - Stage 1 | KIAMSF1 | 199.95 | 199.95 | 189.75 | 199.95 | 199.95 | 189.75 | 199.95 | 199.95 | 189.75 | 199.95 | 199.95 | 189.75 | 199.95 | 199.95 | 189.75 | 199.95 | 199.95 | 189.75 | 199.95 | 199.95 | 189.75 | 199.95 | 199.95 | 189.75 | 199.95 | 199.95 | 189.75 | 199.95 | 199.95 | 189.75 | KSF Project Nominees Pty Ltd ATF KSF Project Trust | Solar PV - Single axis tracking | Solar | 150 |  | 199.95 | 0 | In Service | SS |  | 2049 |  | Existing less Announced Withdrawal | Solar | 1602 | 2022-07-04 14:16
VIC1 | Existing Plant | Kiata Wind Farm | KiataWF1 | 31.05 | 29.7 | 27 | 31.05 | 29.7 | 27 | 31.05 | 29.7 | 27 | 31.05 | 29.7 | 27 | 31.05 | 29.7 | 27 | 31.05 | 29.7 | 27 | 31.05 | 29.7 | 27 | 31.05 | 29.7 | 27 | 31.05 | 29.7 | 27 | 31.05 | 29.7 | 27 | Kiata Wind Farm Pty Ltd | Wind Turbine - Onshore | Wind | 9 |  | 31.05 |  | In Service | SS |  | 2042 |  | Existing less Announced Withdrawal | Wind | 1382 | 2022-07-04 16:12
QLD1 | Project | Kidston Pumped Storage Hydro Project 250MW |  | 0 | 0 | 0 | 0 | 0 | 0 | 0 | 250 | 250 | 250 | 250 | 250 | 250 | 250 | 250 | 250 | 250 | 250 | 250 | 250 | 250 | 250 | 250 | 250 | 250 | 250 | 250 | 250 | 250 | 250 | Genex Power Ltd | Storage - Pumped hydro | Water | 2 |  | 250 | 2000 | Committed | S | Feb 2025 | 2105 |  | Committed | Water | 1352 | 2022-07-01 10:23
QLD1 | Existing Plant | Kidston Solar Project Phase One 50MW | KSP1 | 48.5 | 48.5 | 48.5 | 48.5 | 48.5 | 48.5 | 48.5 | 48.5 | 48.5 | 48.5 | 48.5 | 48.5 | 48.5 | 48.5 | 48.5 | 48.5 | 48.5 | 48.5 | 48.5 | 48.5 | 48.5 | 48.5 | 48.5 | 48.5 | 48.5 | 48.5 | 48.5 | 48.5 | 48.5 | 48.5 | Genex Power Limited | Solar PV - Fixed | Solar | 20 |  | 50 | 0 | In Service | SS |  | 2037 |  | Existing less Announced Withdrawal | Solar | 1378 | 2022-07-04 15:52
QLD1 | Existing Plant | Kogan Creek | KPP_1 | 720 | 720 | 710 | 750 | 730 | 710 | 750 | 730 | 710 | 750 | 730 | 710 | 750 | 730 | 710 | 750 | 730 | 710 | 750 | 730 | 710 | 750 | 730 | 710 | 750 | 730 | 710 | 750 | 730 | 710 | CS Energy | Turbine - Steam Super Critical | Black Coal | 1 |  | 744 |  | In Service | S |  | 2042 |  | Existing less Announced Withdrawal | Coal | 1104 | 2022-06-20 11:15
NSW1 | Project | Kurri Kurri OCGT |  | 0 | 0 | 0 | 0 | 660 | 660 | 660 | 660 | 660 | 660 | 660 | 660 | 660 | 660 | 660 | 660 | 660 | 660 | 660 | 660 | 660 | 660 | 660 | 660 | 660 | 660 | 660 | 660 | 660 | 660 | Snowy Hydro Limited | Turbine - OCGT | Natural Gas Pipeline | 2 |  | 750 |  | Committed¹ | S | Dec 2023 |  |  | Committed | OCGT | 1871 | 2022-07-05 11:31
SA1 | Existing Plant | Ladbroke Grove | LADBROK1 | 42 | 37 | 35 | 42 | 37 | 35 | 42 | 37 | 35 | 42 | 37 | 35 | 42 | 37 | 35 | 42 | 37 | 35 | 42 | 37 | 35 | 42 | 37 | 35 | 42 | 37 | 35 | 42 | 37 | 35 | Origin Energy Power Limited | Turbine - OCGT | Natural Gas Pipeline | 1 |  | 40 |  | In Service | S |  | 2035 |  | Existing less Announced Withdrawal | OCGT | 1107 | 2022-04-19 09:11
SA1 | Existing Plant | Ladbroke Grove | LADBROK2 | 42 | 37 | 35 | 42 | 37 | 35 | 42 | 37 | 35 | 42 | 37 | 35 | 42 | 37 | 35 | 42 | 37 | 35 | 42 | 37 | 35 | 42 | 37 | 35 | 42 | 37 | 35 | 42 | 37 | 35 | Origin Energy Power Limited | Turbine - OCGT | Natural Gas Pipeline | 1 |  | 40 |  | In Service | S |  | 2035 |  | Existing less Announced Withdrawal | OCGT | 1107 | 2022-04-19 09:11
SA1 | Existing Plant | Lake Bonney 2 Wind Farm | LKBONNY2 | 159 | 159 | 159 | 159 | 159 | 159 | 159 | 159 | 159 | 159 | 159 | 159 | 159 | 159 | 159 | 159 | 159 | 159 | 159 | 159 | 159 | 159 | 159 | 159 | 159 | 159 | 159 | 159 | 159 | 159 | Lake Bonney Wind Power Pty Ltd | Wind Turbine - Onshore | Wind | 53 |  | 159 |  | In Service | SS |  | 2038 |  | Existing less Announced Withdrawal | Wind | 1109 | 2022-04-19 09:18
SA1 | Existing Plant | Lake Bonney 3 Wind Farm | LKBONNY3 | 39 | 39 | 39 | 39 | 39 | 39 | 39 | 39 | 39 | 39 | 39 | 39 | 39 | 39 | 39 | 39 | 39 | 39 | 39 | 39 | 39 | 39 | 39 | 39 | 39 | 39 | 39 | 39 | 39 | 39 | Lake Bonney Wind Power Pty Ltd | Wind Turbine - Onshore | Wind | 13 |  | 39 |  | In Service | SS |  | 2040 |  | Existing less Announced Withdrawal | Wind | 1110 | 2022-04-19 09:19
SA1 | Existing Plant | Lake Bonney BESS1 | LBBG1 | 25 | 25 | 25 | 25 | 25 | 25 | 25 | 25 | 25 | 25 | 25 | 25 | 25 | 25 | 25 | 25 | 25 | 25 | 25 | 25 | 25 | 25 | 25 | 25 | 25 | 25 | 25 | 25 | 25 | 25 | Lake Bonney BESS Pty Limited | Storage - Battery | Other | 1 |  | 25 | 52 | In Service | S |  | 2034 |  | Existing less Announced Withdrawal | Battery Storage | 1568 | 2022-04-20 11:26
TAS1 | Existing Plant | Lake Echo | LK_ECHO | 30 | 30 | 30 | 30 | 30 | 30 | 0 | 30 | 30 | 30 | 30 | 30 | 30 | 30 | 30 | 30 | 30 | 30 | 30 | 30 | 30 | 30 | 30 | 30 | 30 | 30 | 30 | 30 | 30 | 30 | Hydro-Electric Corporation | Hydro - Dam | Water | 1 |  | 32.4 |  | In Service | S |  | 2100 |  | Existing less Announced Withdrawal | Water | 1111 | 2022-04-19 14:31
VIC1 | Existing Plant | Laverton North | LNGS1 | 172 | 158 | 151 | 172 | 158 | 151 | 172 | 172 | 168 | 172 | 172 | 168 | 172 | 172 | 168 | 172 | 172 | 168 | 172 | 172 | 168 | 172 | 172 | 168 | 172 | 172 | 168 | 172 | 172 | 168 | Snowy Hydro Ltd | Turbine - OCGT | Natural Gas Pipeline | 1 |  | 156 |  | In Service | S |  | 2070 |  | Existing less Announced Withdrawal | OCGT | 1115 | 2022-04-19 09:24
VIC1 | Existing Plant | Laverton North | LNGS2 | 172 | 158 | 151 | 172 | 172 | 168 | 172 | 172 | 168 | 172 | 172 | 168 | 172 | 172 | 168 | 172 | 172 | 168 | 172 | 172 | 168 | 172 | 172 | 168 | 172 | 172 | 168 | 172 | 172 | 168 | Snowy Hydro Ltd | Turbine - OCGT | Natural Gas Pipeline | 1 |  | 156 |  | In Service | S |  | 2070 |  | Existing less Announced Withdrawal | OCGT | 1115 | 2022-04-19 09:24
TAS1 | Existing Plant | Lemonthyme / Wilmot | LEM_WIL | 87 | 33 | 33 | 33 | 88 | 88 | 88 | 88 | 88 | 88 | 88 | 88 | 88 | 88 | 88 | 88 | 55 | 55 | 88 | 33 | 33 | 88 | 88 | 88 | 88 | 88 | 88 | 88 | 88 | 88 | Hydro-Electric Corporation | Hydro - Dam | Water | 2 |  | 81.6 |  | In Service | S |  | 2100 |  | Existing less Announced Withdrawal | Water | 1116 | 2022-04-19 14:34
NSW1 | Existing Plant | Liddell | LD01 | 420 | 420 | 420 | 0 | 0 | 0 | 0 | 0 | 0 | 0 | 0 | 0 | 0 | 0 | 0 | 0 | 0 | 0 | 0 | 0 | 0 | 0 | 0 | 0 | 0 | 0 | 0 | 0 | 0 | 0 | AGL Macquarie Pty Limited | Turbine - Steam Sub Critical | Black Coal | 1 |  | 500 |  | In Service - Announced Withdrawal (Permanent) | S |  | 2023 | 2023-04-01 | Announced Withdrawal | Coal | 1118 | 2022-04-19 14:35
NSW1 | Existing Plant | Liddell | LD02 | 420 | 420 | 420 | 0 | 0 | 0 | 0 | 0 | 0 | 0 | 0 | 0 | 0 | 0 | 0 | 0 | 0 | 0 | 0 | 0 | 0 | 0 | 0 | 0 | 0 | 0 | 0 | 0 | 0 | 0 | AGL Macquarie Pty Limited | Turbine - Steam Sub Critical | Black Coal | 1 |  | 500 |  | In Service - Announced Withdrawal (Permanent) | S |  | 2023 | 2023-04-01 | Announced Withdrawal | Coal | 1118 | 2022-04-19 14:35
NSW1 | Existing Plant | Liddell | LD04 | 420 | 420 | 420 | 0 | 0 | 0 | 0 | 0 | 0 | 0 | 0 | 0 | 0 | 0 | 0 | 0 | 0 | 0 | 0 | 0 | 0 | 0 | 0 | 0 | 0 | 0 | 0 | 0 | 0 | 0 | AGL Macquarie Pty Limited | Turbine - Steam Sub Critical | Black Coal | 1 |  | 500 |  | In Service - Announced Withdrawal (Permanent) | S |  | 2023 | 2023-04-01 | Announced Withdrawal | Coal | 1118 | 2022-04-19 14:35
QLD1 | Existing Plant | Lilyvale Solar Farm | LILYSF1 | 99.974 | 98.79 | 97.532 | 99.974 | 98.79 | 97.532 | 99.974 | 98.79 | 97.532 | 99.974 | 98.79 | 97.532 | 99.974 | 98.79 | 97.532 | 99.974 | 98.79 | 97.532 | 99.974 | 98.79 | 97.532 | 99.974 | 98.79 | 97.532 | 99.974 | 98.79 | 97.532 | 99.974 | 98.79 | 97.532 | Lilyvale Asset Co Pty Ltd ATF Lilyvale Asset Trust | Solar PV - Single axis tracking | Solar | 74 |  | 118.4 |  | In Commissioning | SS | Jan 2022 | 2048 |  | Existing less Announced Withdrawal | Solar | 1384 | 2022-04-20 10:22
NSW1 | Existing Plant | Limondale Solar Farm 1 | LIMOSF11 | 220 | 214.7 | 207.1 | 220 | 214.7 | 207.1 | 220 | 214.7 | 207.1 | 220 | 214.7 | 207.1 | 220 | 214.7 | 207.1 | 220 | 214.7 | 207.1 | 220 | 214.7 | 207.1 | 220 | 214.7 | 207.1 | 220 | 214.7 | 207.1 | 220 | 214.7 | 207.1 | Limondale Sun Farm Pty Ltd | Solar PV - Single axis tracking | Solar | 100 |  | 220 | 0 | In Commissioning | SS | Sep 2022 | 2050 |  | Existing less Announced Withdrawal | Solar | 1453 | 2022-05-12 14:38
NSW1 | Existing Plant | Limondale Solar Farm 2 | LIMOSF21 | 28.994 | 28.994 | 28.994 | 28.994 | 28.994 | 28.994 | 28.994 | 28.994 | 28.994 | 28.994 | 28.994 | 28.994 | 28.994 | 28.994 | 28.994 | 28.994 | 28.994 | 28.994 | 28.994 | 28.994 | 28.994 | 28.994 | 28.994 | 28.994 | 28.994 | 28.994 | 28.994 | 28.994 | 28.994 | 28.994 | Limondale Sun Farm Pty Ltd | Solar PV - Single axis tracking | Solar | 14 |  | 28.98 | 0 | In Service | SS |  | 2050 |  | Existing less Announced Withdrawal | Solar | 1675 | 2022-05-15 08:15
SA1 | Existing Plant | Lincoln Gap Wind Farm - stage 1 | LGAPWF1 | 126 | 126 | 126 | 126 | 126 | 126 | 126 | 126 | 126 | 126 | 126 | 126 | 126 | 126 | 126 | 126 | 126 | 126 | 126 | 126 | 126 | 126 | 126 | 126 | 126 | 126 | 126 | 126 | 126 | 126 | Lincoln Gap Wind Farm Pty Ltd | Wind Turbine - Onshore | Wind | 35 |  | 126 | 0 | In Service | SS |  | 2045 |  | Existing less Announced Withdrawal | Wind | 1119 | 2022-05-17 10:50
SA1 | Existing Plant | Lincoln Gap Wind Farm - stage 2 | LGAPWF2 | 86.4 | 86.4 | 86.4 | 86.4 | 86.4 | 86.4 | 86.4 | 86.4 | 86.4 | 86.4 | 86.4 | 86.4 | 86.4 | 86.4 | 86.4 | 86.4 | 86.4 | 86.4 | 86.4 | 86.4 | 86.4 | 86.4 | 86.4 | 86.4 | 86.4 | 86.4 | 86.4 | 86.4 | 86.4 | 86.4 | Lincoln Gap Wind Farm Pty Ltd | Wind Turbine - Onshore | Wind | 24 |  | 86.4 |  | In Commissioning | SS | Feb 2022 | 2045 |  | Existing less Announced Withdrawal | Wind | 1574 | 2022-05-17 09:44
SA1 | Existing Plant | Lonsdale | LONSDALE | 21.06 | 21.06 | 21.06 | 21.06 | 21.06 | 21.06 | 21.06 | 21.06 | 21.06 | 21.06 | 21.06 | 21.06 | 21.06 | 21.06 | 21.06 | 21.06 | 21.06 | 21.06 | 21.06 | 21.06 | 21.06 | 21.06 | 21.06 | 21.06 | 21.06 | 21.06 | 21.06 | 21.06 | 21.06 | 21.06 | Lumo Generation SA Pty Ltd | Reciprocating Engine - Compression ignition | Diesel | 18 |  | 20.7 |  | In Service | S |  | 2070 |  | Existing less Announced Withdrawal | Other | 1122 | 2022-04-19 09:31
VIC1 | Existing Plant | Loy Yang A Power Station | LYA1 | 560 | 560 | 540 | 560 | 560 | 540 | 560 | 560 | 540 | 560 | 560 | 540 | 560 | 560 | 540 | 560 | 560 | 540 | 560 | 560 | 540 | 560 | 560 | 540 | 560 | 560 | 540 | 560 | 560 | 540 | AGL Loy Yang Marketing Pty Ltd | Turbine - Steam Sub Critical | Brown Coal | 1 |  | 560 |  | In Service | S |  | 2045 |  | Existing less Announced Withdrawal | Coal | 1124 | 2022-07-01 10:32
VIC1 | Existing Plant | Loy Yang A Power Station | LYA2 | 530 | 530 | 500 | 530 | 530 | 500 | 530 | 530 | 500 | 530 | 530 | 500 | 530 | 530 | 500 | 530 | 530 | 500 | 530 | 530 | 500 | 530 | 530 | 500 | 530 | 530 | 500 | 530 | 530 | 500 | AGL Loy Yang Marketing Pty Ltd | Turbine - Steam Sub Critical | Brown Coal | 1 |  | 530 |  | In Service | S |  | 2045 |  | Existing less Announced Withdrawal | Coal | 1124 | 2022-07-01 10:32
VIC1 | Existing Plant | Loy Yang A Power Station | LYA3 | 560 | 560 | 510 | 560 | 560 | 510 | 560 | 560 | 510 | 560 | 560 | 510 | 560 | 560 | 510 | 560 | 560 | 510 | 560 | 560 | 510 | 560 | 560 | 510 | 560 | 560 | 510 | 560 | 560 | 510 | AGL Loy Yang Marketing Pty Ltd | Turbine - Steam Sub Critical | Brown Coal | 1 |  | 560 |  | In Service | S |  | 2045 |  | Existing less Announced Withdrawal | Coal | 1124 | 2022-07-01 10:32
VIC1 | Existing Plant | Loy Yang A Power Station | LYA4 | 560 | 540 | 530 | 560 | 540 | 530 | 560 | 540 | 530 | 560 | 540 | 530 | 560 | 540 | 530 | 560 | 540 | 530 | 560 | 540 | 530 | 560 | 540 | 530 | 560 | 540 | 530 | 560 | 540 | 530 | AGL Loy Yang Marketing Pty Ltd | Turbine - Steam Sub Critical | Brown Coal | 1 |  | 560 |  | In Service | S |  | 2045 |  | Existing less Announced Withdrawal | Coal | 1124 | 2022-07-01 10:32
VIC1 | Existing Plant | Loy Yang B | LOYYB1 | 580 | 555 | 540 | 580 | 555 | 540 | 580 | 555 | 540 | 580 | 555 | 540 | 580 | 555 | 540 | 580 | 555 | 540 | 580 | 555 | 540 | 580 | 555 | 540 | 580 | 555 | 540 | 580 | 555 | 540 | Gippsland Power Pty Ltd ABN 30 077 851 079 / LYB Ventures Australia Pty Ltd ABN 57 055 984 499 / Traralgon Power Pty Ltd ABN 64 056 292 623 / Latrobe Power Pty Ltd ABN 42 055 983 563 / LYB Australia Limited ABN 87 055 563 785 | Turbine - Steam Sub Critical | Brown Coal | 1 |  | 580 |  | In Service | S |  | 2047 |  | Existing less Announced Withdrawal | Coal | 1125 | 2022-04-07 15:13
VIC1 | Existing Plant | Loy Yang B | LOYYB2 | 580 | 560 | 550 | 580 | 560 | 550 | 580 | 560 | 550 | 580 | 560 | 550 | 580 | 560 | 550 | 580 | 560 | 550 | 580 | 560 | 550 | 580 | 560 | 550 | 580 | 560 | 550 | 580 | 560 | 550 | Gippsland Power Pty Ltd ABN 30 077 851 079 / LYB Ventures Australia Pty Ltd ABN 57 055 984 499 / Traralgon Power Pty Ltd ABN 64 056 292 623 / Latrobe Power Pty Ltd ABN 42 055 983 563 / LYB Australia Limited ABN 87 055 563 785 | Turbine - Steam Sub Critical | Brown Coal | 1 |  | 580 |  | In Service | S |  | 2047 |  | Existing less Announced Withdrawal | Coal | 1125 | 2022-04-07 15:13
VIC1 | Existing Plant | Macarthur Wind Farm | MACARTH1 | 420 | 420 | 420 | 420 | 420 | 420 | 420 | 420 | 420 | 420 | 420 | 420 | 420 | 420 | 420 | 420 | 420 | 420 | 420 | 420 | 420 | 420 | 420 | 420 | 420 | 420 | 420 | 420 | 420 | 420 | Macarthur Wind Farm Pty Ltd and Meridian Wind Macarthur Pty Ltd | Wind Turbine - Onshore | Wind | 140 |  | 420 |  | In Service | SS |  | 2038 |  | Existing less Announced Withdrawal | Wind | 1128 | 2022-04-19 09:44
TAS1 | Existing Plant | Mackintosh | MACKNTSH | 81 | 81 | 81 | 81 | 81 | 81 | 81 | 0 | 0 | 84 | 84 | 84 | 84 | 84 | 84 | 84 | 84 | 84 | 84 | 84 | 84 | 84 | 84 | 84 | 84 | 84 | 84 | 84 | 84 | 84 | Hydro-Electric Corporation | Hydro - Dam | Water | 1 |  | 79.9 |  | In Service | S |  | 2100 |  | Existing less Announced Withdrawal | Water | 1130 | 2022-04-21 10:07
NSW1 | Existing Plant | Manildra Solar Farm | MANSLR1 | 46.7 | 46.7 | 46.7 | 46.7 | 46.7 | 46.7 | 46.7 | 46.7 | 46.7 | 46.7 | 46.7 | 46.7 | 46.7 | 46.7 | 46.7 | 46.7 | 46.7 | 46.7 | 46.7 | 46.7 | 46.7 | 46.7 | 46.7 | 46.7 | 46.7 | 46.7 | 46.7 | 46.7 | 46.7 | 46.7 | Manildra Prop Pty Ltd as trustee for the Manildra Asset Trust | Solar PV - Single axis tracking | Solar | 20 |  | 50 |  | In Service | SS |  | 2048 |  | Existing less Announced Withdrawal | Solar | 1280 | 2022-05-12 10:21
SA1 | Existing Plant | Mannum Adelaide Pumping Station No 2 - MAPL2 (Palmer) | MAPS2PV1 | 16.8 | 16.128 | 15.792 | 16.8 | 16.128 | 15.792 | 16.8 | 16.128 | 15.792 | 16.8 | 16.128 | 15.792 | 16.8 | 16.128 | 15.792 | 16.8 | 16.128 | 15.792 | 16.8 | 16.128 | 15.792 | 16.8 | 16.128 | 15.792 | 16.8 | 16.128 | 15.792 | 16.8 | 16.128 | 15.792 | South Australian Water Corporation | Solar PV - Single axis tracking | Solar | 6 |  | 16.8 |  | Committed | SS | May 2022 | 2041 |  | Existing less Announced Withdrawal | Solar | 1847 | 2022-04-20 08:40
SA1 | Project | Mannum Adelaide Pumping Station No 3 - MAPL3 (Tungkillo) | MAPS3PV1 | 12.36 | 11.88 | 11.64 | 12.36 | 11.88 | 11.64 | 12.36 | 11.88 | 11.64 | 12.36 | 11.88 | 11.64 | 12.36 | 11.88 | 11.64 | 12.36 | 11.88 | 11.64 | 12.36 | 11.88 | 11.64 | 12.36 | 11.88 | 11.64 | 12.36 | 11.88 | 11.64 | 12.36 | 11.88 | 11.64 | South Australian Water Corporation | Solar PV - Single axis tracking | Solar | 6 |  | 12.36 |  | Committed* | SS | Nov 2022 | 2041 |  | Committed | Solar | 2010 | 2022-07-05 12:12
QLD1 | Existing Plant | Maryrorough Solar Farm | MARYRSF1 | 27.3 | 27.3 | 27.3 | 27.3 | 27.3 | 27.3 | 27.3 | 27.3 | 27.3 | 27.3 | 27.3 | 27.3 | 27.3 | 27.3 | 27.3 | 27.3 | 27.3 | 27.3 | 27.3 | 27.3 | 27.3 | 27.3 | 27.3 | 27.3 | 27.3 | 27.3 | 27.3 | 27.3 | 27.3 | 27.3 | Maryrorough Solar Pty Ltd | Solar PV - Single axis tracking | Solar | 1 |  | 34.5 | 0 | In Service | SS |  | 2048 |  | Existing less Announced Withdrawal | Solar | 1689 | 2022-05-15 08:07
TAS1 | Existing Plant | Meadowbank | MEADOWBK | 44 | 20 | 20 | 44 | 20 | 20 | 44 | 44 | 44 | 44 | 0 | 0 | 44 | 44 | 44 | 44 | 44 | 44 | 44 | 44 | 44 | 44 | 44 | 44 | 44 | 44 | 44 | 44 | 44 | 44 | Hydro-Electric Corporation | Hydro - Dam | Water | 1 |  | 40 |  | In Service | S |  | 2100 |  | Existing less Announced Withdrawal | Water | 1133 | 2022-04-21 10:08
NSW1 | Project | Metz Solar Farm | METZSF1 | 115.02 | 111.726 | 107.082 | 115.02 | 111.726 | 107.082 | 115.02 | 111.726 | 107.082 | 115.02 | 111.726 | 107.082 | 115.02 | 111.726 | 107.082 | 115.02 | 111.726 | 107.082 | 115.02 | 111.726 | 107.082 | 115.02 | 111.726 | 107.082 | 115.02 | 111.726 | 107.082 | 115.02 | 111.726 | 107.082 | Metz ProjectCo Pty Ltd as trustee for Metz ProjectCo Trust | Solar PV - Single axis tracking | Solar | 54 |  | 135 |  | Committed | SS | Sep 2022 | 2052 |  | Committed | Solar | 1628 | 2022-07-04 12:43
QLD1 | Existing Plant | Middlemount Solar Farm | MIDDLSF1 | 26 | 26 | 26 | 26 | 26 | 26 | 26 | 26 | 26 | 26 | 26 | 26 | 26 | 26 | 26 | 26 | 26 | 26 | 26 | 26 | 26 | 26 | 26 | 26 | 26 | 26 | 26 | 26 | 26 | 26 | Capricorn SF No1 Pty Ltd | Solar PV - Single axis tracking | Solar | 1 |  | 26 |  | In Service | SS |  | 2050 |  | Existing less Announced Withdrawal | Solar | 1537 | 2022-05-18 10:33
QLD1 | Existing Plant | Millmerran Power Plant | MPP_1 | 426 | 411 | 336 | 426 | 411 | 336 | 426 | 411 | 336 | 426 | 411 | 336 | 426 | 411 | 336 | 426 | 411 | 336 | 426 | 411 | 336 | 426 | 411 | 336 | 426 | 411 | 336 | 426 | 411 | 336 | Millmerran Power Partners | Turbine - Steam Super Critical | Black Coal | 1 |  | 426 |  | In Service | S |  | 2051 |  | Existing less Announced Withdrawal | Coal | 1134 | 2022-04-07 15:15
QLD1 | Existing Plant | Millmerran Power Plant | MPP_2 | 426 | 411 | 336 | 426 | 411 | 336 | 426 | 411 | 336 | 426 | 411 | 336 | 426 | 411 | 336 | 426 | 411 | 336 | 426 | 411 | 336 | 426 | 411 | 336 | 426 | 411 | 336 | 426 | 411 | 336 | Millmerran Power Partners | Turbine - Steam Super Critical | Black Coal | 1 |  | 426 |  | In Service | S |  | 2051 |  | Existing less Announced Withdrawal | Coal | 1134 | 2022-04-07 15:15
SA1 | Existing Plant | Mintaro GT | MINTARO | 90 | 73 | 68 | 90 | 73 | 68 | 90 | 73 | 68 | 90 | 73 | 68 | 90 | 73 | 68 | 90 | 73 | 68 | 90 | 73 | 68 | 90 | 73 | 68 | 90 | 73 | 68 | 0 | 0 | 0 | Synergen Power Pty Ltd | Turbine - OCGT | Natural Gas Pipeline | 1 |  | 90 |  | In Service | S |  | 2030 |  | Existing less Announced Withdrawal | OCGT | 1135 | 2022-04-19 11:02
NSW1 | Existing Plant | Molong Solar Farm | MOLNGSF1 | 32.406 | 32.406 | 32.406 | 32.406 | 32.406 | 32.406 | 32.406 | 32.406 | 32.406 | 32.406 | 32.406 | 32.406 | 32.406 | 32.406 | 32.406 | 32.406 | 32.406 | 32.406 | 32.406 | 32.406 | 32.406 | 32.406 | 32.406 | 32.406 | 32.406 | 32.406 | 32.406 | 32.406 | 32.406 | 32.406 | Molong Property Co Pty Ltd as trustee for the Molong Property Trust | Solar PV - Single axis tracking | Solar | 22 |  | 36.08 |  | In Service | SS |  | 2051 |  | Existing less Announced Withdrawal | Solar | 1641 | 2022-05-24 14:56
VIC1 | Existing Plant | Moorabool Wind Farm | MOORAWF1 | 312 | 312 | 312 | 312 | 312 | 312 | 312 | 312 | 312 | 312 | 312 | 312 | 312 | 312 | 312 | 312 | 312 | 312 | 312 | 312 | 312 | 312 | 312 | 312 | 312 | 312 | 312 | 312 | 312 | 312 | Moorabool Wind Farm Interface Company Pty Ltd | Wind Turbine - Onshore | Wind | 104 |  | 312 |  | In Service | SS |  | 2044 |  | Existing less Announced Withdrawal | Wind | 1425 | 2022-07-04 10:06
NSW1 | Existing Plant | Moree Solar Farm | MOREESF1 | 56 | 56 | 56 | 56 | 56 | 56 | 56 | 56 | 56 | 56 | 56 | 56 | 56 | 56 | 56 | 56 | 56 | 56 | 56 | 56 | 56 | 56 | 56 | 56 | 56 | 56 | 56 | 56 | 56 | 56 | Moree Solar Farm Pty Ltd | Solar PV - Single axis tracking | Solar | 56 |  | 56 |  | In Service | SS |  | 2046 |  | Existing less Announced Withdrawal | Solar | 1318 | 2022-04-27 10:20
SA1 | Existing Plant | Morgan To Whyalla Pipeline No 1 PS And Water Filtration Plant | MWPS1PV1 | 6.128 | 5.882 | 5.76 | 6.128 | 5.882 | 5.76 | 6.128 | 5.882 | 5.76 | 6.128 | 5.882 | 5.76 | 6.128 | 5.882 | 5.76 | 6.128 | 5.882 | 5.76 | 6.128 | 5.882 | 5.76 | 6.128 | 5.882 | 5.76 | 6.128 | 5.882 | 5.76 | 6.128 | 5.882 | 5.76 | South Australian Water Corporation | Solar PV - Single axis tracking | Solar | 2 |  | 6.12 |  | Committed | SS | Aug 2022 | 2031 |  | Existing less Announced Withdrawal | Solar | 1849 | 2022-04-20 08:07
SA1 | Existing Plant | Morgan To Whyalla Pipeline No 2 PS | MWPS2PV1 | 5.86 | 5.626 | 5.508 | 5.86 | 5.626 | 5.508 | 5.86 | 5.626 | 5.508 | 5.86 | 5.626 | 5.508 | 5.86 | 5.626 | 5.508 | 5.86 | 5.626 | 5.508 | 5.86 | 5.626 | 5.508 | 5.86 | 5.626 | 5.508 | 5.86 | 5.626 | 5.508 | 5.86 | 5.626 | 5.508 | South Australian Water Corporation | Solar PV - Single axis tracking | Solar | 2 |  | 5.88 |  | Committed | SS | Jun 2022 | 2041 |  | Existing less Announced Withdrawal | Solar | 1850 | 2022-04-20 08:02
SA1 | Existing Plant | Morgan To Whyalla Pipeline No 3 PS | MWPS3PV1 | 7.371 | 7.077 | 6.93 | 7.371 | 7.077 | 6.93 | 7.371 | 7.077 | 6.93 | 7.371 | 7.077 | 6.93 | 7.371 | 7.077 | 6.93 | 7.371 | 7.077 | 6.93 | 7.371 | 7.077 | 6.93 | 7.371 | 7.077 | 6.93 | 7.371 | 7.077 | 6.93 | 7.371 | 7.077 | 6.93 | South Australian Water Corporation | Solar PV - Single axis tracking | Solar | 3 |  | 7.38 |  | Committed | SS | Jun 2022 | 2045 |  | Existing less Announced Withdrawal | Solar | 1851 | 2022-04-20 07:59
SA1 | Existing Plant | Morgan To Whyalla Pipeline No 4 PS | MWPS4PV1 | 5.86 | 5.626 | 5.508 | 5.86 | 5.626 | 5.508 | 5.86 | 5.626 | 5.508 | 5.86 | 5.626 | 5.508 | 5.86 | 5.626 | 5.508 | 5.86 | 5.626 | 5.508 | 5.86 | 5.626 | 5.508 | 5.86 | 5.626 | 5.508 | 5.86 | 5.626 | 5.508 | 5.86 | 5.626 | 5.508 | South Australian Water Corporation | Solar PV - Single axis tracking | Solar | 2 |  | 5.88 |  | Committed | SS | Aug 2022 | 2041 |  | Existing less Announced Withdrawal | Solar | 1852 | 2022-04-20 07:56
VIC1 | Existing Plant | Mortlake | MORTLK11 | 292 | 266 | 257 | 292 | 266 | 257 | 292 | 266 | 257 | 292 | 266 | 257 | 292 | 266 | 257 | 292 | 266 | 257 | 292 | 266 | 257 | 292 | 266 | 257 | 292 | 266 | 257 | 292 | 266 | 257 | Origin Energy Power Limited | Turbine - OCGT | Natural Gas Pipeline | 1 |  | 292 |  | In Service | S |  | 2047 |  | Existing less Announced Withdrawal | OCGT | 1139 | 2022-04-19 11:07
VIC1 | Existing Plant | Mortlake | MORTLK12 | 292 | 266 | 257 | 292 | 266 | 257 | 292 | 266 | 257 | 292 | 266 | 257 | 292 | 266 | 257 | 292 | 266 | 257 | 292 | 266 | 257 | 292 | 266 | 257 | 292 | 266 | 257 | 292 | 266 | 257 | Origin Energy Power Limited | Turbine - OCGT | Natural Gas Pipeline | 1 |  | 292 |  | In Service | S |  | 2047 |  | Existing less Announced Withdrawal | OCGT | 1139 | 2022-04-19 11:07
VIC1 | Project | Mortlake South Wind Farm |  | 157.5 | 157.5 | 157.5 | 157.5 | 157.5 | 157.5 | 157.5 | 157.5 | 157.5 | 157.5 | 157.5 | 157.5 | 157.5 | 157.5 | 157.5 | 157.5 | 157.5 | 157.5 | 157.5 | 157.5 | 157.5 | 157.5 | 157.5 | 157.5 | 157.5 | 157.5 | 157.5 | 157.5 | 157.5 | 157.5 | Mortlake South Wind Farm Pty Ltd | Wind Turbine - Onshore | Wind | 35 |  | 157.5 | 0 | Committed | SS | Mar 2022 |  |  | Committed | Wind | 1138 | 2022-07-11 14:13
QLD1 | Existing Plant | Mount Emerald | MEWF1 | 180.465 | 180.465 | 166.95 | 180.465 | 180.465 | 166.95 | 180.465 | 180.465 | 166.95 | 180.465 | 180.465 | 166.95 | 180.465 | 180.465 | 166.95 | 180.465 | 180.465 | 166.95 | 180.465 | 180.465 | 166.95 | 180.465 | 180.465 | 166.95 | 180.465 | 180.465 | 166.95 | 180.465 | 180.465 | 166.95 | Ratch Australia | Wind Turbine - Onshore | Wind | 53 |  | 180.518 |  | In Service | SS |  | 2043 |  | Existing less Announced Withdrawal | Wind | 1258 | 2022-04-20 08:27
QLD1 | Project | Moura Solar Farm |  | 0 | 36 | 36 | 81.72 | 81.72 | 81.72 | 81.72 | 81.72 | 81.72 | 81.72 | 81.72 | 81.72 | 81.72 | 81.72 | 81.72 | 81.72 | 81.72 | 81.72 | 81.72 | 81.72 | 81.72 | 81.72 | 81.72 | 81.72 | 81.72 | 81.72 | 81.72 | 81.72 | 81.72 | 81.72 | Moura Solar Farm SPV Pty Ltd atf the ESCO Solar Farm 4 Trust | Solar PV - Single axis tracking | Solar | 36 |  | 99 |  | Committed | SS | Nov 2022 | 2057 |  | Committed | Solar | 1880 | 2022-05-19 08:14
VIC1 | Existing Plant | Mt Gellibrand Wind Farm | MTGELWF1 | 99.88 | 99.88 | 0 | 99.88 | 99.88 | 0 | 99.88 | 99.88 | 0 | 132 | 132 | 0 | 132 | 132 | 0 | 132 | 132 | 0 | 132 | 132 | 0 | 132 | 132 | 0 | 132 | 132 | 0 | 132 | 132 | 0 | ACCIONA Energy | Wind Turbine - Onshore | Wind | 44 |  | 138.6 |  | In Service | SS |  | 2043 |  | Existing less Announced Withdrawal | Wind | 1141 | 2022-04-07 15:16
VIC1 | Existing Plant | Mt Mercer Wind Farm | MERCER01 | 131.2 | 131.2 | 0 | 131.2 | 131.2 | 0 | 131.2 | 131.2 | 0 | 131.2 | 131.2 | 0 | 131.2 | 131.2 | 0 | 131.2 | 131.2 | 0 | 131.2 | 131.2 | 0 | 131.2 | 131.2 | 0 | 131.2 | 131.2 | 0 | 131.2 | 131.2 | 0 | Mt Mercer Windfarm Pty Ltd | Wind Turbine - Onshore | Wind | 64 |  | 131.2 |  | In Service | SS |  | 2043 |  | Existing less Announced Withdrawal | Wind | 1142 | 2022-04-19 11:09
NSW1 | Existing Plant | Mt Piper | MP1 | 730 | 710 | 705 | 730 | 710 | 705 | 730 | 710 | 705 | 730 | 710 | 705 | 730 | 710 | 705 | 730 | 710 | 705 | 730 | 710 | 705 | 730 | 710 | 705 | 730 | 710 | 705 | 730 | 710 | 705 | EnergyAustralia NSW Pty Ltd | Turbine - Steam Sub Critical | Black Coal | 1 |  | 730 |  | In Service | S |  | 2040 |  | Existing less Announced Withdrawal | Coal | 1144 | 2022-07-04 11:47
NSW1 | Existing Plant | Mt Piper | MP2 | 700 | 680 | 675 | 700 | 680 | 675 | 700 | 680 | 675 | 700 | 680 | 675 | 700 | 680 | 675 | 700 | 680 | 675 | 700 | 680 | 675 | 700 | 680 | 675 | 700 | 680 | 675 | 700 | 680 | 675 | EnergyAustralia NSW Pty Ltd | Turbine - Steam Sub Critical | Black Coal | 1 |  | 660 |  | In Service | S |  | 2040 |  | Existing less Announced Withdrawal | Coal | 1144 | 2022-07-04 11:47
QLD1 | Existing Plant | Mt Stuart | MSTUART1 | 140 | 139 | 135 | 140 | 139 | 135 | 140 | 139 | 135 | 140 | 139 | 135 | 140 | 139 | 135 | 140 | 139 | 135 | 140 | 139 | 135 | 140 | 139 | 135 | 140 | 139 | 135 | 140 | 139 | 135 | Origin Energy Mt Stuart | Turbine - OCGT | Diesel | 1 |  | 146 |  | In Service | S |  | 2033 |  | Existing less Announced Withdrawal | OCGT | 1145 | 2022-04-19 11:15
QLD1 | Existing Plant | Mt Stuart | MSTUART2 | 140 | 139 | 135 | 140 | 139 | 135 | 140 | 139 | 135 | 140 | 139 | 135 | 140 | 139 | 135 | 140 | 139 | 135 | 140 | 139 | 135 | 140 | 139 | 135 | 140 | 139 | 135 | 140 | 139 | 135 | Origin Energy Mt Stuart | Turbine - OCGT | Diesel | 1 |  | 146 |  | In Service | S |  | 2033 |  | Existing less Announced Withdrawal | OCGT | 1145 | 2022-04-19 11:15
QLD1 | Existing Plant | Mt Stuart | MSTUART3 | 120 | 118 | 117 | 120 | 118 | 117 | 120 | 118 | 117 | 120 | 118 | 117 | 120 | 118 | 117 | 120 | 118 | 117 | 120 | 118 | 117 | 120 | 118 | 117 | 120 | 118 | 117 | 120 | 118 | 117 | Origin Energy Mt Stuart | Turbine - OCGT | Diesel | 1 |  | 131.5 |  | In Service | S |  | 2044 |  | Existing less Announced Withdrawal | OCGT | 1145 | 2022-04-19 11:15
VIC1 | Existing Plant | Murra Warra Wind Farm - stage 1 | MUWAWF1 | 225.7 | 225.7 | 225.7 | 225.7 | 225.7 | 225.7 | 225.7 | 225.7 | 225.7 | 225.7 | 225.7 | 225.7 | 225.7 | 225.7 | 225.7 | 225.7 | 225.7 | 225.7 | 225.7 | 225.7 | 225.7 | 225.7 | 225.7 | 225.7 | 225.7 | 225.7 | 225.7 | 225.7 | 225.7 | 225.7 | Murra Warra Project Co Pty Ltd | Wind Turbine - Onshore | Wind | 61 |  | 225.7 | 0 | In Service | SS |  | 2049 |  | Existing less Announced Withdrawal | Wind | 1262 | 2022-05-12 10:38
VIC1 | Existing Plant | Murra Warra Wind Farm - stage 2 | MUWAWF2 | 133 | 197.6 | 179.36 | 197.6 | 197.6 | 179.36 | 197.6 | 197.6 | 179.36 | 197.6 | 197.6 | 179.36 | 197.6 | 197.6 | 179.36 | 197.6 | 197.6 | 179.36 | 197.6 | 197.6 | 179.36 | 197.6 | 197.6 | 179.36 | 197.6 | 197.6 | 179.36 | 197.6 | 197.6 | 179.36 | Murra Warra II Project Co Pty Ltd as Trustee for the Murra Warra II Project Trust | Wind Turbine - Onshore | Wind | 38 |  | 209 |  | Committed | SS | Jul 2022 | 2052 |  | Existing less Announced Withdrawal | Wind | 1506 | 2022-05-12 10:47
VIC1 | Existing Plant | Murray 1 | MURRAY | 855 | 950 | 950 | 855 | 950 | 950 | 855 | 950 | 950 | 855 | 950 | 950 | 950 | 950 | 950 | 950 | 950 | 950 | 855 | 950 | 950 | 950 | 950 | 950 | 950 | 950 | 950 | 950 | 950 | 950 | Snowy Hydro Ltd | Hydro - Dam | Water | 10 |  | 950 |  | In Service | S |  | 2070 |  | Existing less Announced Withdrawal | Water | 1147 | 2022-04-19 11:17
VIC1 | Existing Plant | Murray 2 | MURRAY | 575 | 575 | 575 | 437.5 | 587.5 | 587.5 | 450 | 600 | 600 | 600 | 600 | 600 | 600 | 600 | 600 | 600 | 600 | 600 | 600 | 600 | 600 | 600 | 600 | 600 | 600 | 600 | 600 | 600 | 600 | 600 | Snowy Hydro Ltd | Hydro - Dam | Water | 4 |  | 552 |  | In Service | S |  | 2070 |  | Existing less Announced Withdrawal | Water | 1148 | 2022-04-19 11:18
SA1 | Existing Plant | Murray Bridge - Onkaparinga Pipeline Pump 2 | MBPS2PV1 | 13.746 | 13.194 | 12.918 | 13.746 | 13.194 | 12.918 | 13.746 | 13.194 | 12.918 | 13.746 | 13.194 | 12.918 | 13.746 | 13.194 | 12.918 | 13.746 | 13.194 | 12.918 | 13.746 | 13.194 | 12.918 | 13.746 | 13.194 | 12.918 | 13.746 | 13.194 | 12.918 | 13.746 | 13.194 | 12.918 | South Australian Water Corporation | Solar PV - Single axis tracking | Solar | 6 |  | 13.74 |  | Committed | SS | Aug 2022 | 2041 |  | Existing less Announced Withdrawal | Solar | 1853 | 2022-04-20 07:55
TAS1 | Existing Plant | Musselroe Wind Farm | MUSSELR1 | 168 | 168 | 168 | 168 | 168 | 168 | 168 | 168 | 168 | 168 | 168 | 168 | 168 | 168 | 168 | 168 | 168 | 168 | 168 | 168 | 168 | 168 | 168 | 168 | 168 | 168 | 168 | 168 | 168 | 168 | Musselroe Wind Farm Pty Ltd | Wind Turbine - Onshore | Wind | 56 |  | 168 |  | In Service | SS |  | 2050 |  | Existing less Announced Withdrawal | Wind | 1149 | 2022-04-19 11:19
NSW1 | Existing Plant | Nevertire Solar Farm | NEVERSF1 | 104.64 | 104.64 | 104.64 | 104.64 | 104.64 | 104.64 | 104.64 | 104.64 | 104.64 | 104.64 | 104.64 | 104.64 | 104.64 | 104.64 | 104.64 | 104.64 | 104.64 | 104.64 | 104.64 | 104.64 | 104.64 | 104.64 | 104.64 | 104.64 | 104.64 | 104.64 | 104.64 | 104.64 | 104.64 | 104.64 | Elliott Nevertire Solar Pty Ltd as Trustee for the Elliott Nevertire Trust' | Solar PV - Single axis tracking | Solar | 48 |  | 104.64 |  | In Service | SS |  | 2049 |  | Existing less Announced Withdrawal | Solar | 1414 | 2022-05-17 08:50
NSW1 | Project | New England Solar Farm |  | 0 | 0 | 0 | 400.032 | 400.032 | 400.032 | 400.032 | 400.032 | 400.032 | 400.032 | 400.032 | 400.032 | 400.032 | 400.032 | 400.032 | 400.032 | 400.032 | 400.032 | 400.032 | 400.032 | 400.032 | 400.032 | 400.032 | 400.032 | 400.032 | 400.032 | 400.032 | 400.032 | 400.032 | 400.032 | UPC\AC Renewables Australia Pty Ltd | Solar PV - Single axis tracking | Solar | 288 |  | 471.456 |  | Committed | SS | May 2023 | 2052 |  | Committed | Solar | 1854 | 2022-07-01 15:34
VIC1 | Existing Plant | Newport | NPS | 510 | 510 | 475 | 510 | 510 | 475 | 510 | 510 | 475 | 510 | 510 | 475 | 510 | 510 | 475 | 510 | 510 | 475 | 510 | 510 | 475 | 510 | 510 | 475 | 510 | 510 | 475 | 510 | 510 | 475 | EnergyAustralia Ecogen Pty Ltd | Turbine - Steam Sub Critical | Natural Gas Pipeline | 1 |  | 500 |  | In Service | S |  | 2039 |  | Existing less Announced Withdrawal | Gas other | 1150 | 2022-07-04 15:21
VIC1 | Existing Plant | Numurkah Solar Farm | NUMURSF1 | 107.52 | 107.52 | 107.52 | 107.52 | 107.52 | 107.52 | 107.52 | 107.52 | 107.52 | 107.52 | 107.52 | 107.52 | 107.52 | 107.52 | 107.52 | 107.52 | 107.52 | 107.52 | 107.52 | 107.52 | 107.52 | 107.52 | 107.52 | 107.52 | 107.52 | 107.52 | 107.52 | 107.52 | 107.52 | 107.52 | Numurkah Solar Farm Pty Ltd | Solar PV - Single axis tracking | Solar | 56 |  | 110.48 |  | In Service | SS |  | 2044 |  | Existing less Announced Withdrawal | Solar | 1461 | 2022-04-21 09:24
NSW1 | Existing Plant | Nyngan Solar Plant | NYNGAN1 | 102.025 | 102.025 | 102.025 | 102.025 | 102.025 | 102.025 | 102.025 | 102.025 | 102.025 | 102.025 | 102.025 | 102.025 | 102.025 | 102.025 | 102.025 | 102.025 | 102.025 | 102.025 | 102.025 | 102.025 | 102.025 | 102.025 | 102.025 | 102.025 | 102.025 | 102.025 | 102.025 | 102.025 | 102.025 | 102.025 | PARF Company 6 Pty Limited | Solar PV - Fixed | Solar | 77 |  | 102.025 |  | In Service | SS |  | 2042 |  | Existing less Announced Withdrawal | Solar | 1323 | 2022-04-20 09:14
QLD1 | Existing Plant | Oakey 1 Solar Farm | OAKEY1SF | 25 | 24.22 | 23.1 | 25 | 24.22 | 23.1 | 25 | 24.22 | 23.1 | 25 | 24.22 | 23.1 | 25 | 24.22 | 23.1 | 25 | 24.22 | 23.1 | 25 | 24.22 | 23.1 | 25 | 24.22 | 23.1 | 25 | 24.22 | 23.1 | 25 | 24.22 | 23.1 | Oakey1 Asset Co Pty Ltd | Solar PV - Fixed | Solar | 1 |  | 25 |  | In Service | SS |  | 2043 |  | Existing less Announced Withdrawal | Solar | 1386 | 2022-04-20 10:23
QLD1 | Existing Plant | Oakey 2 Solar Farm | OAKEY2SF | 54.99 | 53.43 | 52.312 | 54.99 | 53.43 | 52.312 | 54.99 | 53.43 | 52.312 | 54.99 | 53.43 | 52.312 | 54.99 | 53.43 | 52.312 | 54.99 | 53.43 | 52.312 | 54.99 | 53.43 | 52.312 | 54.99 | 53.43 | 52.312 | 54.99 | 53.43 | 52.312 | 54.99 | 53.43 | 52.312 | RE Oakey Pty Ltd | Solar PV - Single axis tracking | Solar | 26 |  | 55.64 |  | In Commissioning | SS | Apr 2022 | 2049 |  | Existing less Announced Withdrawal | Solar | 1591 | 2022-05-15 08:01
QLD1 | Existing Plant | Oakey Power Station | OAKEY1 | 173 | 150 | 144 | 173 | 150 | 144 | 173 | 150 | 144 | 173 | 150 | 144 | 173 | 150 | 144 | 173 | 150 | 144 | 173 | 150 | 144 | 173 | 150 | 144 | 173 | 150 | 144 | 173 | 150 | 144 | Oakey Power Holdings Pty Ltd | Turbine - OCGT | Natural Gas Pipeline | 1 |  | 173 |  | In Service | S |  | 2050 |  | Existing less Announced Withdrawal | OCGT | 1433 | 2022-04-07 15:31
QLD1 | Existing Plant | Oakey Power Station | OAKEY2 | 173 | 150 | 144 | 173 | 150 | 144 | 173 | 150 | 144 | 173 | 150 | 144 | 173 | 150 | 144 | 173 | 150 | 144 | 173 | 150 | 144 | 173 | 150 | 144 | 173 | 150 | 144 | 173 | 150 | 144 | Oakey Power Holdings Pty Ltd | Turbine - OCGT | Natural Gas Pipeline | 1 |  | 173 |  | In Service | S |  | 2050 |  | Existing less Announced Withdrawal | OCGT | 1433 | 2022-04-07 15:31
VIC1 | Existing Plant | Oaklands Hill Wind Farm | OAKLAND1 | 63.008 | 63.008 | 40.992 | 63.008 | 63.008 | 40.992 | 63.008 | 63.008 | 40.992 | 63.008 | 63.008 | 40.992 | 63.008 | 63.008 | 40.992 | 63.008 | 63.008 | 40.992 | 63.008 | 63.008 | 40.992 | 63.008 | 63.008 | 40.992 | 63.008 | 63.008 | 40.992 | 63.008 | 63.008 | 40.992 | Oaklands Hill Wind farm pty ltd | Wind Turbine - Onshore | Wind | 32 |  | 67.2 |  | In Service | SS |  | 2037 |  | Existing less Announced Withdrawal | Wind | 1152 | 2022-04-19 11:23
SA1 | Existing Plant | Osborne | OSB-AG | 186 | 175 | 172 | 186 | 175 | 172 | 0 | 0 | 0 | 0 | 0 | 0 | 0 | 0 | 0 | 0 | 0 | 0 | 0 | 0 | 0 | 0 | 0 | 0 | [6 empty] | Osborne Cogeneration Pty Ltd | Turbine - CCGT | Natural Gas Pipeline | 2 |  | 180 |  | In Service - Announced Withdrawal (Permanent) | S |  | 2023 | 2023-12-31 | Announced Withdrawal | CCGT | 1154 | 2022-04-19 11:24
NSW1 | Existing Plant | Parkes Solar Farm | PARSF1 | 50.5 | 50.5 | 50.5 | 50.5 | 50.5 | 50.5 | 50.5 | 50.5 | 50.5 | 50.5 | 50.5 | 50.5 | 50.5 | 50.5 | 50.5 | 50.5 | 50.5 | 50.5 | 50.5 | 50.5 | 50.5 | 50.5 | 50.5 | 50.5 | 50.5 | 50.5 | 50.5 | 50.5 | 50.5 | 50.5 | Parkes Solar Farm Pty Ltd | Solar PV - Single axis tracking | Solar | 1 |  | 55 |  | In Service | SS |  | 2058 |  | Existing less Announced Withdrawal | Solar | 1402 | 2022-04-20 10:31
SA1 | Existing Plant | Pelican Point | PPCCGT | 498 | 468 | 416 | 498 | 468 | 416 | 498 | 468 | 416 | 498 | 468 | 416 | 498 | 468 | 416 | 498 | 468 | 416 | 498 | 468 | 416 | 498 | 468 | 416 | 498 | 468 | 416 | 498 | 468 | 416 | Pelican Point Power Limited | Turbine - CCGT | Natural Gas Pipeline | 3 |  | 529 |  | In Service | S |  | 2037 |  | Existing less Announced Withdrawal | CCGT | 1158 | 2022-07-07
TAS1 | Existing Plant | Poatina | POAT110 | 114 | 114 | 114 | 114 | 57 | 57 | 0 | 57 | 57 | 114 | 114 | 114 | 114 | 114 | 114 | 114 | 114 | 114 | 57 | 114 | 114 | 114 | 114 | 114 | 57 | 114 | 114 | 114 | 114 | 114 | Hydro-Electric Corporation | Hydro - Dam | Water | 2 |  | 100 |  | In Service | S |  | 2100 |  | Existing less Announced Withdrawal | Water | 1162 | 2022-04-21 15:40
TAS1 | Existing Plant | Poatina | POAT220 | 228 | 228 | 228 | 171 | 228 | 228 | 0 | 228 | 228 | 171 | 171 | 171 | 228 | 171 | 171 | 171 | 228 | 228 | 228 | 228 | 228 | 171 | 171 | 171 | 171 | 228 | 228 | 228 | 228 | 228 | Hydro-Electric Corporation | Hydro - Dam | Water | 4 |  | 200 |  | In Service | S |  | 2100 |  | Existing less Announced Withdrawal | Water | 1162 | 2022-04-21 15:40
SA1 | Project | Port Augusta Renewable Energy Park - Solar |  | 79.2 | 79.2 | 79.2 | 79.2 | 79.2 | 79.2 | 79.2 | 79.2 | 79.2 | 79.2 | 79.2 | 79.2 | 79.2 | 79.2 | 79.2 | 79.2 | 79.2 | 79.2 | 79.2 | 79.2 | 79.2 | 79.2 | 79.2 | 79.2 | 79.2 | 79.2 | 79.2 | 79.2 | 79.2 | 79.2 | PAREP 1 Pty Ltd | Solar PV - Fixed | Solar | 36 |  | 79.2 |  | Committed | SS | Sep 2022 | 2047 |  | Committed | Solar | 1392 | 2022-07-01 11:00
SA1 | Project | Port Augusta Renewable Energy Park - Wind |  | 210 | 210 | 210 | 210 | 210 | 210 | 210 | 210 | 210 | 210 | 210 | 210 | 210 | 210 | 210 | 210 | 210 | 210 | 210 | 210 | 210 | 210 | 210 | 210 | 210 | 210 | 210 | 210 | 210 | 210 | PAREP 1 Pty Ltd | Wind Turbine - Onshore | Wind | 50 |  | 210 | 0 | Committed | SS | Jul 2022 | 2052 |  | Committed | Wind | 1375 | 2022-07-01 10:57
SA1 | Existing Plant | Port Lincoln GT | POR01 | 50 | 42 | 38 | 50 | 42 | 38 | 50 | 42 | 38 | 50 | 42 | 38 | 50 | 42 | 38 | 50 | 42 | 38 | 50 | 42 | 38 | 50 | 42 | 38 | 50 | 42 | 38 | 0 | 0 | 0 | Synergen Power Pty Ltd | Turbine - OCGT | Diesel | 2 |  | 50 |  | In Service | S |  | 2030 |  | Existing less Announced Withdrawal | OCGT | 1163 | 2022-04-19 11:35
SA1 | Existing Plant | Port Lincoln GT | POR03 | 23.5 | 19 | 18 | 23.5 | 19 | 18 | 23.5 | 19 | 18 | 23.5 | 19 | 18 | 23.5 | 19 | 18 | 23.5 | 19 | 18 | 23.5 | 19 | 18 | 23.5 | 19 | 18 | 23.5 | 19 | 18 | 0 | 0 | 0 | Synergen Power Pty Ltd | Turbine - OCGT | Diesel | 1 |  | 23.5 |  | In Service | S |  | 2030 |  | Existing less Announced Withdrawal | OCGT | 1163 | 2022-04-19 11:35
SA1 | Existing Plant | Port Stanvac 1 | PTSTAN1 | 64.8 | 64.8 | 64.8 | 64.8 | 64.8 | 64.8 | 64.8 | 64.8 | 64.8 | 64.8 | 64.8 | 64.8 | 64.8 | 64.8 | 64.8 | 64.8 | 64.8 | 64.8 | 64.8 | 64.8 | 64.8 | 64.8 | 64.8 | 64.8 | 64.8 | 64.8 | 64.8 | 64.8 | 64.8 | 64.8 | Snowy Hydro Ltd | Reciprocating Engine - Compression ignition | Diesel | 36 |  | 57.6 |  | In Service | S |  | 2070 |  | Existing less Announced Withdrawal | Other | 1391 | 2022-04-20 10:25
SA1 | Existing Plant | Quarantine | QPS1 | 29 | 23 | 21 | 29 | 23 | 21 | 29 | 23 | 21 | 29 | 23 | 21 | 29 | 23 | 21 | 29 | 23 | 21 | 29 | 23 | 21 | 29 | 23 | 21 | 29 | 23 | 21 | 29 | 23 | 21 | Origin Energy Power Limited | Turbine - OCGT | Natural Gas Pipeline | 1 |  | 29 |  | In Service | S |  | 2053 |  | Existing less Announced Withdrawal | OCGT | 1166 | 2022-04-19 11:36
SA1 | Existing Plant | Quarantine | QPS2 | 23 | 20 | 18 | 23 | 20 | 18 | 23 | 20 | 18 | 23 | 20 | 18 | 23 | 20 | 18 | 23 | 20 | 18 | 23 | 20 | 18 | 23 | 20 | 18 | 23 | 20 | 18 | 23 | 20 | 18 | Origin Energy Power Limited | Turbine - OCGT | Natural Gas Pipeline | 1 |  | 24 |  | In Service | S |  | 2054 |  | Existing less Announced Withdrawal | OCGT | 1166 | 2022-04-19 11:36
SA1 | Existing Plant | Quarantine | QPS3 | 29 | 23 | 21 | 29 | 23 | 21 | 29 | 23 | 21 | 29 | 23 | 21 | 29 | 23 | 21 | 29 | 23 | 21 | 29 | 23 | 21 | 29 | 23 | 21 | 29 | 23 | 21 | 29 | 23 | 21 | Origin Energy Power Limited | Turbine - OCGT | Natural Gas Pipeline | 1 |  | 29 |  | In Service | S |  | 2054 |  | Existing less Announced Withdrawal | OCGT | 1166 | 2022-04-19 11:36
SA1 | Existing Plant | Quarantine | QPS4 | 23 | 20 | 18 | 23 | 20 | 18 | 23 | 20 | 18 | 23 | 20 | 18 | 23 | 20 | 18 | 23 | 20 | 18 | 23 | 20 | 18 | 23 | 20 | 18 | 23 | 20 | 18 | 23 | 20 | 18 | Origin Energy Power Limited | Turbine - OCGT | Natural Gas Pipeline | 1 |  | 24 |  | In Service | S |  | 2055 |  | Existing less Announced Withdrawal | OCGT | 1166 | 2022-04-19 11:36
SA1 | Existing Plant | Quarantine | QPS5 | 120 | 114 | 111 | 120 | 114 | 111 | 120 | 114 | 111 | 120 | 114 | 111 | 120 | 114 | 111 | 120 | 114 | 111 | 120 | 114 | 111 | 120 | 114 | 111 | 120 | 114 | 111 | 120 | 114 | 111 | Origin Energy Power Limited | Turbine - OCGT | Natural Gas Pipeline | 1 |  | 128 |  | In Service | S |  | 2044 |  | Existing less Announced Withdrawal | OCGT | 1166 | 2022-04-19 11:36
TAS1 | Existing Plant | Reece | REECE1 | 116 | 116 | 116 | 116 | 116 | 116 | 116 | 116 | 116 | 116 | 116 | 116 | 116 | 0 | 0 | 120 | 120 | 120 | 120 | 120 | 120 | 120 | 120 | 120 | 120 | 120 | 120 | 120 | 120 | 120 | Hydro-Electric Corporation | Hydro - Dam | Water | 1 |  | 115.6 |  | In Service | S |  | 2100 |  | Existing less Announced Withdrawal | Water | 1168 | 2022-04-19 14:40
TAS1 | Existing Plant | Reece | REECE2 | 116 | 116 | 116 | 116 | 116 | 116 | 116 | 116 | 116 | 116 | 116 | 116 | 116 | 116 | 116 | 116 | 116 | 116 | 116 | 0 | 0 | 0 | 120 | 120 | 120 | 120 | 120 | 120 | 120 | 120 | Hydro-Electric Corporation | Hydro - Dam | Water | 1 |  | 115.6 |  | In Service | S |  | 2100 |  | Existing less Announced Withdrawal | Water | 1168 | 2022-04-19 14:40
NSW1 | Project | Riverina Solar Farm |  | 0 | 32.4 | 32.4 | 32.4 | 32.4 | 32.4 | 32.4 | 32.4 | 32.4 | 32.4 | 32.4 | 32.4 | 32.4 | 32.4 | 32.4 | 32.4 | 32.4 | 32.4 | 32.4 | 32.4 | 32.4 | 32.4 | 32.4 | 32.4 | 32.4 | 32.4 | 32.4 | 32.4 | 32.4 | 32.4 | Riverina Solar Pty Ltd | Solar PV - Single axis tracking | Solar | 360 |  | 32.4 |  | Committed | SS | Apr 2023 | 2046 |  | Committed | Solar | 1415 | 2022-06-30 10:48
QLD1 | Existing Plant | Roma | ROMA_7 | 34 | 30 | 27 | 34 | 30 | 27 | 34 | 30 | 27 | 34 | 30 | 27 | 34 | 30 | 27 | 34 | 30 | 27 | 34 | 30 | 27 | 34 | 30 | 27 | 34 | 30 | 27 | 34 | 30 | 27 | Origin Energy Power Limited | Turbine - OCGT | Natural Gas Pipeline | 1 |  | 40 |  | In Service | S |  | 2034 |  | Existing less Announced Withdrawal | OCGT | 1173 | 2022-04-19 11:37
QLD1 | Existing Plant | Roma | ROMA_8 | 34 | 30 | 27 | 34 | 30 | 27 | 34 | 30 | 27 | 34 | 30 | 27 | 34 | 30 | 27 | 34 | 30 | 27 | 34 | 30 | 27 | 34 | 30 | 27 | 34 | 30 | 27 | 34 | 30 | 27 | Origin Energy Power Limited | Turbine - OCGT | Natural Gas Pipeline | 1 |  | 40 |  | In Service | S |  | 2034 |  | Existing less Announced Withdrawal | OCGT | 1173 | 2022-04-19 11:37
QLD1 | Existing Plant | Ross River Solar Farm | RRSF1 | 115.968 | 115.968 | 115.968 | 115.968 | 115.968 | 115.968 | 115.968 | 115.968 | 115.968 | 115.968 | 115.968 | 115.968 | 115.968 | 115.968 | 115.968 | 115.968 | 115.968 | 115.968 | 115.968 | 115.968 | 115.968 | 115.968 | 115.968 | 115.968 | 115.968 | 115.968 | 115.968 | 115.968 | 115.968 | 115.968 | Ross River Operations Pty Ltd as the Trustee for the Ross River Operations Trust | Solar PV - Single axis tracking | Solar | 64 |  | 128 |  | In Service | SS |  | 2043 |  | Existing less Announced Withdrawal | Solar | 1401 | 2022-04-07 15:26
QLD1 | Existing Plant | Rugby Run Solar Farm | RUGBYR1 | 65 | 65 | 65 | 65 | 65 | 65 | 65 | 65 | 65 | 65 | 65 | 65 | 65 | 65 | 65 | 65 | 65 | 65 | 65 | 65 | 65 | 65 | 65 | 65 | 65 | 65 | 65 | 65 | 65 | 65 | Adani Rugby Run Pty Ltd | Solar PV - Single axis tracking | Solar | 1 |  | 65 |  | In Service | SS |  | 2049 |  | Existing less Announced Withdrawal | Solar | 1493 | 2022-04-20 11:11
NSW1 | Project | Rye Park Wind Farm |  | 0 | 0 | 0 | 0 | 335.28 | 225.06 | 386.1 | 335.28 | 225.06 | 386.1 | 335.28 | 225.06 | 386.1 | 335.28 | 225.06 | 386.1 | 335.28 | 225.06 | 386.1 | 335.28 | 225.06 | 386.1 | 335.28 | 225.06 | 386.1 | 335.28 | 225.06 | 386.1 | 335.28 | 225.06 | Tilt Renewables Australia Pty Ltd | Wind Turbine - Onshore | Wind | 66 |  | 396 |  | Committed | SS | May 2024 | 2048 |  | Committed | Wind | 1353 | 2022-04-20 16:28
VIC1 | Existing Plant | Salt Creek Wind Farm | SALTCRK1 | 54 | 51 | 37.5 | 54 | 51 | 37.5 | 54 | 51 | 37.5 | 54 | 51 | 37.5 | 54 | 51 | 37.5 | 54 | 51 | 37.5 | 54 | 51 | 37.5 | 54 | 51 | 37.5 | 54 | 51 | 37.5 | 54 | 51 | 37.5 | Salt Creek Wind Farm Pty Ltd | Wind Turbine - Onshore | Wind | 15 |  | 54 |  | In Service | SS |  | 2043 |  | Existing less Announced Withdrawal | Wind | 1244 | 2022-04-22 07:51
NSW1 | Existing Plant | Sapphire Wind Farm | SAPHWF1 | 270 | 252 | 155.7 | 270 | 252 | 155.7 | 270 | 252 | 155.7 | 270 | 252 | 155.7 | 270 | 252 | 155.7 | 270 | 252 | 155.7 | 270 | 252 | 155.7 | 270 | 252 | 155.7 | 270 | 252 | 155.7 | 270 | 252 | 155.7 | SWF1 Operations Holdings Pty Ltd as trustee for SWF1 Hold Trust | Wind Turbine - Onshore | Wind | 75 |  | 270 |  | In Service | SS |  | 2043 |  | Existing less Announced Withdrawal | Wind | 1270 | 2022-07-05 12:23
NSW1 | Project | Sebastopol Solar Farm | SEBSF1 | 90 | 90 | 85.8 | 90 | 90 | 85.8 | 90 | 90 | 85.8 | 90 | 90 | 85.8 | 90 | 90 | 85.8 | 90 | 90 | 85.8 | 90 | 90 | 85.8 | 90 | 90 | 85.8 | 90 | 90 | 85.8 | 90 | 90 | 85.8 | Sebastopol Asset Co | Solar PV - Single axis tracking | Solar | 40 |  | 90 | 0 | Committed | SS | Apr 2022 | 2052 |  | Committed | Solar | 1927 | 2022-07-06 08:41
NSW1 | Existing Plant | Shoalhaven | SHGEN | 240 | 240 | 240 | 240 | 240 | 240 | 240 | 240 | 240 | 240 | 240 | 240 | 240 | 240 | 240 | 240 | 240 | 240 | 240 | 240 | 240 | 240 | 240 | 240 | 240 | 240 | 240 | 240 | 240 | 240 | Origin Energy Eraring Pty Ltd | Storage - Pumped hydro | Water | 4 |  | 240 | 9680 | In Service | S |  | 2100 |  | Existing less Announced Withdrawal | Water | 1177 | 2022-04-19 11:52
NSW1 | Existing Plant | Silverton Wind Farm | STWF1 | 198.012 | 198.012 | 119.48 | 198.012 | 198.012 | 119.48 | 198.012 | 198.012 | 119.48 | 198.012 | 198.012 | 119.48 | 198.012 | 198.012 | 119.48 | 198.012 | 198.012 | 119.48 | 198.012 | 198.012 | 119.48 | 198.012 | 198.012 | 119.48 | 198.012 | 198.012 | 119.48 | 198.012 | 198.012 | 119.48 | PARF Company 8 Pty Ltd as trustee for the Silverton Project Trust | Wind Turbine - Onshore | Wind | 58 |  | 198.94 |  | In Service | SS |  | 2043 |  | Existing less Announced Withdrawal | Wind | 1178 | 2022-04-19 11:53
NSW1 | Existing Plant | Smithfield Energy Facility | SITHE01 | 125.7 | 108 | 108 | 125.7 | 108 | 108 | 125.7 | 108 | 108 | 125.7 | 108 | 108 | 125.7 | 108 | 108 | 125.7 | 108 | 108 | 125.7 | 108 | 108 | 125.7 | 108 | 108 | 125.7 | 108 | 108 | 125.7 | 108 | 108 | Smithfield Power Generation Pty Ltd | Turbine - OCGT | Natural Gas Pipeline | 3 |  | 123.233 |  | In Service | S |  | 2044 |  | Existing less Announced Withdrawal | OCGT | 1179 | 2022-04-19 11:53
NSW1 | Existing Plant | Smithfield Energy Facility | SITHE04 | 0 | 0 | 0 | 0 | 0 | 0 | 0 | 0 | 0 | 0 | 0 | 0 | 0 | 0 | 0 | 0 | 0 | 0 | 0 | 0 | 0 | 0 | 0 | 0 | 0 | 0 | 0 | 0 | 0 | 0 | Smithfield Power Generation Pty Ltd | Turbine - CCGT | Natural Gas Pipeline | 1 |  | 61.766 |  | In Service | S |  | 2044 |  | Existing less Announced Withdrawal | CCGT | 1179 | 2022-04-19 11:53
SA1 | Existing Plant | Snapper Point Power Station | SNAPPER1 | 156.9 | 138.1 | 123 | 156.9 | 138.1 | 123 | 156.9 | 138.1 | 123 | 156.9 | 138.1 | 123 | 156.9 | 138.1 | 123 | 156.9 | 138.1 | 123 | 156.9 | 138.1 | 123 | 156.9 | 138.1 | 123 | 156.9 | 138.1 | 123 | 156.9 | 138.1 | 123 | Port Adelaide Energy Pty Ltd | Turbine - OCGT | Diesel | 5 |  | 154 |  | In Commissioning | S | Jun 2022 | 2046 |  | Existing less Announced Withdrawal | OCGT | 1532 | 2022-07-05 12:03
SA1 | Existing Plant | Snowtown S2 Wind Farm | SNOWNTH1 | 144 | 144 | 133.2 | 144 | 144 | 133.2 | 144 | 144 | 133.2 | 144 | 144 | 133.2 | 144 | 144 | 133.2 | 144 | 144 | 133.2 | 144 | 144 | 133.2 | 144 | 144 | 133.2 | 144 | 144 | 133.2 | 144 | 144 | 133.2 | Snowtown Wind Farm Stage 2 Pty Ltd | Wind Turbine - Onshore | Wind | 48 |  | 144 |  | In Service | SS |  | 2039 |  | Existing less Announced Withdrawal | Wind | 1181 | 2022-04-19 11:54
SA1 | Existing Plant | Snowtown S2 Wind Farm | SNOWSTH1 | 126 | 126 | 116.55 | 126 | 126 | 116.55 | 126 | 126 | 116.55 | 126 | 126 | 116.55 | 126 | 126 | 116.55 | 126 | 126 | 116.55 | 126 | 126 | 116.55 | 126 | 126 | 116.55 | 126 | 126 | 116.55 | 126 | 126 | 116.55 | Snowtown Wind Farm Stage 2 Pty Ltd | Wind Turbine - Onshore | Wind | 42 |  | 126 |  | In Service | SS |  | 2039 |  | Existing less Announced Withdrawal | Wind | 1181 | 2022-04-19 11:54
SA1 | Existing Plant | Snowtown Wind Farm | SNOWTWN1 | 98.7 | 98.7 | 65.8 | 98.7 | 98.7 | 65.8 | 98.7 | 98.7 | 65.8 | 98.7 | 98.7 | 65.8 | 98.7 | 98.7 | 65.8 | 98.7 | 98.7 | 65.8 | 98.7 | 98.7 | 65.8 | 98.7 | 98.7 | 65.8 | 98.7 | 98.7 | 65.8 | 98.7 | 98.7 | 65.8 | Snowtown Wind Farm Pty Ltd | Wind Turbine - Onshore | Wind | 47 |  | 98.7 |  | In Service | SS |  | 2033 |  | Existing less Announced Withdrawal | Wind | 1180 | 2022-04-21 11:59
NSW1 | Project | Snowy 2.0 |  | 0 | 0 | 0 | 0 | 0 | 0 | 0 | 0 | 0 | 0 | 666 | 666 | 1332 | 1998 | 1998 | 1998 | 1998 | 1998 | 1998 | 1998 | 1998 | 1998 | 1998 | 1998 | 1998 | 1998 | 1998 | 1998 | 1998 | 1998 | Snowy Hydro Ltd | Storage - Pumped hydro | Water | 6 |  | 2040 | 349999.98 | Committed¹ | S | Dec 2026 |  |  | Committed | Water | 1752 | 2022-07-05 11:25
SA1 | Existing Plant | Snuggery | SNUG1 | 63 | 57 | 54 | 63 | 57 | 54 | 63 | 57 | 54 | 63 | 57 | 54 | 63 | 57 | 54 | 63 | 57 | 54 | 63 | 57 | 54 | 63 | 57 | 54 | 63 | 57 | 54 | 0 | 0 | 0 | Synergen Power Pty Ltd | Turbine - OCGT | Diesel | 3 |  | 63 |  | In Service | S |  | 2030 |  | Existing less Announced Withdrawal | OCGT | 1182 | 2022-04-19 11:55
VIC1 | Existing Plant | Somerton | AGLSOM | 170 | 150 | 140 | 170 | 150 | 140 | 170 | 150 | 140 | 170 | 150 | 140 | 170 | 150 | 140 | 170 | 150 | 140 | 170 | 150 | 140 | 170 | 150 | 140 | 170 | 170 | 140 | 170 | 170 | 140 | AGL Hydro partnership | Turbine - OCGT | Natural Gas Pipeline | 4 |  | 170 |  | In Service | S |  | 2033 |  | Existing less Announced Withdrawal | OCGT | 1183 | 2022-04-19 11:56
QLD1 | Existing Plant | Stanwell | STAN-1 | 365 | 365 | 365 | 365 | 365 | 365 | 365 | 365 | 365 | 365 | 365 | 365 | 365 | 365 | 365 | 365 | 365 | 365 | 365 | 365 | 365 | 365 | 365 | 365 | 365 | 365 | 365 | 365 | 365 | 365 | Stanwell Corporation Limited | Turbine - Steam Sub Critical | Black Coal | 1 |  | 365 |  | In Service | S |  | 2043 |  | Existing less Announced Withdrawal | Coal | 1185 | 2022-04-19 14:47
QLD1 | Existing Plant | Stanwell | STAN-2 | 365 | 365 | 365 | 365 | 365 | 365 | 365 | 365 | 365 | 365 | 365 | 365 | 365 | 365 | 365 | 365 | 365 | 365 | 365 | 365 | 365 | 365 | 365 | 365 | 365 | 365 | 365 | 365 | 365 | 365 | Stanwell Corporation Limited | Turbine - Steam Sub Critical | Black Coal | 1 |  | 365 |  | In Service | S |  | 2044 |  | Existing less Announced Withdrawal | Coal | 1185 | 2022-04-19 14:47
QLD1 | Existing Plant | Stanwell | STAN-3 | 365 | 365 | 365 | 365 | 365 | 365 | 365 | 365 | 365 | 365 | 365 | 365 | 365 | 365 | 365 | 365 | 365 | 365 | 365 | 365 | 365 | 365 | 365 | 365 | 365 | 365 | 365 | 365 | 365 | 365 | Stanwell Corporation Limited | Turbine - Steam Sub Critical | Black Coal | 1 |  | 365 |  | In Service | S |  | 2045 |  | Existing less Announced Withdrawal | Coal | 1185 | 2022-04-19 14:47
QLD1 | Existing Plant | Stanwell | STAN-4 | 365 | 365 | 365 | 365 | 365 | 365 | 365 | 365 | 365 | 365 | 365 | 365 | 365 | 365 | 365 | 365 | 365 | 365 | 365 | 365 | 365 | 365 | 365 | 365 | 365 | 365 | 365 | 365 | 365 | 365 | Stanwell Corporation Limited | Turbine - Steam Sub Critical | Black Coal | 1 |  | 365 |  | In Service | S |  | 2046 |  | Existing less Announced Withdrawal | Coal | 1185 | 2022-04-19 14:47
VIC1 | Existing Plant | Stockyard Hill Wind Farm | STOCKYD1 | 527.56 | 527.56 | 527.56 | 527.56 | 527.56 | 527.56 | 527.56 | 527.56 | 527.56 | 527.56 | 527.56 | 527.56 | 527.56 | 527.56 | 527.56 | 527.56 | 527.56 | 527.56 | 527.56 | 527.56 | 527.56 | 527.56 | 527.56 | 527.56 | 527.56 | 527.56 | 527.56 | 527.56 | 527.56 | 527.56 | Stockyard Hill Wind Farm Pty Ltd | Wind Turbine - Onshore | Wind | 149 |  | 527.56 | 0 | In Commissioning | SS | May 2022 | 2045 |  | Existing less Announced Withdrawal | Wind | 1187 | 2022-05-03 14:37
QLD1 | Existing Plant | Sun Metals Corporation Solar Farm | SMCSF1 | 109.2 | 119.6 | 119.6 | 109.2 | 119.6 | 119.6 | 109.2 | 119.6 | 119.6 | 109.2 | 119.6 | 119.6 | 109.2 | 119.6 | 119.6 | 109.2 | 119.6 | 119.6 | 109.2 | 119.6 | 119.6 | 109.2 | 119.6 | 119.6 | 109.2 | 119.6 | 119.6 | 109.2 | 119.6 | 119.6 | Sun Metals Corporation Pty Ltd | Solar PV - Fixed | Solar | 52 |  | 143 |  | In Service | SS |  | 2042 |  | Existing less Announced Withdrawal | Solar | 1437 | 2022-06-30 13:32
NSW1 | Existing Plant | Sunraysia Solar Farm | SUNRSF1 | 199.68 | 199.68 | 191.36 | 199.68 | 199.68 | 191.36 | 199.68 | 199.68 | 191.36 | 199.68 | 199.68 | 191.36 | 199.68 | 199.68 | 191.36 | 199.68 | 199.68 | 191.36 | 199.68 | 199.68 | 191.36 | 199.68 | 199.68 | 191.36 | 199.68 | 199.68 | 191.36 | 199.68 | 199.68 | 191.36 | Sunraysia Solar Project Pty Ltd | Solar PV - Single axis tracking | Solar | 104 |  | 228.8 |  | In Service | SS |  | 2049 |  | Existing less Announced Withdrawal | Solar | 1447 | 2022-04-20 10:44
NSW1 | Project | Suntop Solar Farm | SUNTPSF1 | 150 | 150 | 150 | 150 | 150 | 150 | 150 | 150 | 150 | 150 | 150 | 150 | 150 | 150 | 150 | 150 | 150 | 150 | 150 | 150 | 150 | 150 | 150 | 150 | 150 | 150 | 150 |  |  |  | Suntop Solar Farm Pty Ltd | Solar PV - Single axis tracking | Solar | 1 |  | 150 | 0 | Committed | SS | Dec 2021 | 2056 |  | Committed | Solar | 1586 | 2022-04-28 13:51
QLD1 | Existing Plant | Susan River Solar Farm | SRSF1 | 75.019 | 75.019 | 75.019 | 75.019 | 75.019 | 75.019 | 75.019 | 75.019 | 75.019 | 75.019 | 75.019 | 75.019 | 75.019 | 75.019 | 75.019 | 75.019 | 75.019 | 75.019 | 75.019 | 75.019 | 75.019 | 75.019 | 75.019 | 75.019 | 75.019 | 75.019 | 75.019 |  |  |  | Susan River Solar Pty Ltd | Solar PV - Single axis tracking | Solar | 49 |  | 85.26 | 0 | In Service | SS |  | 2049 |  | Existing less Announced Withdrawal | Solar | 1444 | 2022-04-28 14:57
QLD1 | Existing Plant | Swanbank E GT | SWAN_E | 365 | 355 | 350 | 365 | 355 | 350 | 365 | 355 | 350 | 365 | 355 | 350 | 365 | 355 | 350 | 365 | 355 | 350 | 365 | 355 | 350 | 365 | 355 | 350 | 365 | 355 | 350 | 365 | 355 | 350 | CleanCo Queensland Limited | Turbine - CCGT | Coal Seam Methane | 1 |  | 385 |  | In Service | S |  | 2036 |  | Existing less Announced Withdrawal | CCGT | 1190 | 2022-07-04 15:47
SA1 | Existing Plant | Tailem Bend - Solar | TBSF1 | 94.9968 | 94.9968 | 94.9968 | 94.9968 | 94.9968 | 94.9968 | 94.9968 | 94.9968 | 94.9968 | 94.9968 | 94.9968 | 94.9968 | 94.9968 | 94.9968 | 94.9968 | 94.9968 | 94.9968 | 94.9968 | 94.9968 | 94.9968 | 94.9968 | 94.9968 | 94.9968 | 94.9968 | 94.9968 | 94.9968 | 94.9968 | 94.9968 | 94.9968 | 94.9968 | Vena Energy | Solar PV - Fixed | Solar | 54 |  | 108 |  | In Service | SS |  | 2049 |  | Existing less Announced Withdrawal | Solar | 1397 | 2022-04-27 09:40
SA1 | Project | Tailem Bend Stage 2 Solar Project |  | 0 | 0 | 0 | 87 | 87 | 87 | 87 | 87 | 87 | 87 | 87 | 87 | 87 | 87 | 87 | 87 | 87 | 87 | 87 | 87 | 87 | 87 | 87 | 87 | 87 | 87 | 87 | 87 | 87 | 87 | Vena Energy | Solar PV - Single axis tracking | Solar | 1 |  | 105 |  | Committed | SS | Jul 2023 | 2053 |  | Committed | Solar | 1575 | 2022-07-04 14:14
NSW1 | Existing Plant | Tallawarra | TALWA1 | 425 | 395 | 385 | 425 | 395 | 385 | 425 | 415 | 405 | 425 | 415 | 405 | 425 | 415 | 405 | 425 | 415 | 405 | 425 | 415 | 405 | 425 | 415 | 405 | 440 | 415 | 395 | 425 | 415 | 405 | EnergyAustralia Tallawarra Pty Ltd | Turbine - CCGT | Natural Gas Pipeline | 1 |  | 440 |  | In Service | S |  | 2043 |  | Existing less Announced Withdrawal | CCGT | 1192 | 2022-07-04 13:37
NSW1 | Project | Tallawarra B |  | 0 | 0 | 0 | 0 | 318 | 318 | 320 | 318 | 318 | 320 | 318 | 318 | 320 | 318 | 318 | 320 | 318 | 318 | 320 | 318 | 318 | 320 | 318 | 318 | 320 | 318 | 318 | 320 | 318 | 318 | EnergyAustralia Tallawarra Pty Ltd | Turbine - OCGT | Natural Gas Pipeline | 1 |  | 320 |  | Committed* | S | Oct 2023 |  |  | Committed | OCGT | 1193 | 2022-06-30 16:40
TAS1 | Existing Plant | Tamar Valley Combined Cycle | TVCC201 | 0 | 0 | 0 | 0 | 0 | 0 | 0 | 0 | 0 | 0 | 0 | 0 | 0 | 0 | 0 | 0 | 0 | 0 | 0 | 0 | 0 | 0 | 0 | 0 | 0 | 0 | 0 | 0 | 0 | 0 | AETV Pty Ltd | Turbine - CCGT | Natural Gas Pipeline | 2 |  | 208 |  | In Service | S |  | 2050 |  | Existing less Announced Withdrawal | CCGT | 1194 | 2022-04-21 11:57
TAS1 | Existing Plant | Tamar Valley Peaking | TVPP104 | 58 | 58 | 58 | 58 | 58 | 58 | 58 | 58 | 58 | 58 | 58 | 58 | 58 | 58 | 58 | 58 | 58 | 58 | 58 | 58 | 58 | 58 | 58 | 58 | 58 | 58 | 58 | 58 | 58 | 58 | AETV Pty Ltd | Turbine - OCGT | Natural Gas Pipeline | 1 |  | 58 |  | In Service | S |  | 2050 |  | Existing less Announced Withdrawal | OCGT | 1195 | 2022-04-19 14:51
NSW1 | Existing Plant | Taralga Wind Farm | TARALGA1 | 106.8 | 106.8 | 106.8 | 106.8 | 106.8 | 106.8 | 106.8 | 106.8 | 106.8 | 106.8 | 106.8 | 106.8 | 106.8 | 106.8 | 106.8 | 106.8 | 106.8 | 106.8 | 106.8 | 106.8 | 106.8 | 106.8 | 106.8 | 106.8 | 106.8 | 106.8 | 106.8 | 106.8 | 106.8 | 106.8 | Energy Pacific Vic Pty Ltd | Wind Turbine - Onshore | Wind | 51 |  | 106.8 |  | In Service | SS |  | 2040 |  | Existing less Announced Withdrawal | Wind | 1196 | 2022-07-01 14:52
QLD1 | Existing Plant | Tarong | TARONG#1 | 350 | 350 | 350 | 350 | 350 | 350 | 350 | 350 | 350 | 350 | 350 | 350 | 350 | 350 | 350 | 350 | 350 | 350 | 350 | 350 | 350 | 350 | 350 | 350 | 350 | 350 | 350 | 350 | 350 | 350 | Stanwell Corporation Limited | Turbine - Steam Sub Critical | Black Coal | 1 |  | 350 |  | In Service | S |  | 2036 |  | Existing less Announced Withdrawal | Coal | 1197 | 2022-04-19 14:54
QLD1 | Existing Plant | Tarong | TARONG#2 | 350 | 350 | 350 | 350 | 350 | 350 | 350 | 350 | 350 | 350 | 350 | 350 | 350 | 350 | 350 | 350 | 350 | 350 | 350 | 350 | 350 | 350 | 350 | 350 | 350 | 350 | 350 | 350 | 350 | 350 | Stanwell Corporation Limited | Turbine - Steam Sub Critical | Black Coal | 1 |  | 350 |  | In Service | S |  | 2036 |  | Existing less Announced Withdrawal | Coal | 1197 | 2022-04-19 14:54
QLD1 | Existing Plant | Tarong | TARONG#3 | 350 | 350 | 350 | 350 | 350 | 350 | 350 | 350 | 350 | 350 | 350 | 350 | 350 | 350 | 350 | 350 | 350 | 350 | 350 | 350 | 350 | 350 | 350 | 350 | 350 | 350 | 350 | 350 | 350 | 350 | Stanwell Corporation Limited | Turbine - Steam Sub Critical | Black Coal | 1 |  | 350 |  | In Service | S |  | 2037 |  | Existing less Announced Withdrawal | Coal | 1197 | 2022-04-19 14:54
QLD1 | Existing Plant | Tarong | TARONG#4 | 350 | 350 | 350 | 350 | 350 | 350 | 350 | 350 | 350 | 350 | 350 | 350 | 350 | 350 | 350 | 350 | 350 | 350 | 350 | 350 | 350 | 350 | 350 | 350 | 350 | 350 | 350 | 350 | 350 | 350 | Stanwell Corporation Limited | Turbine - Steam Sub Critical | Black Coal | 1 |  | 350 |  | In Service | S |  | 2037 |  | Existing less Announced Withdrawal | Coal | 1197 | 2022-04-19 14:54
QLD1 | Existing Plant | Tarong North | TNPS1 | 443 | 443 | 443 | 443 | 443 | 443 | 443 | 443 | 443 | 443 | 443 | 443 | 443 | 443 | 443 | 443 | 443 | 443 | 443 | 443 | 443 | 443 | 443 | 443 | 443 | 443 | 443 | 443 | 443 | 443 | Stanwell Corporation Limited | Turbine - Steam Super Critical | Black Coal | 1 |  | 450 |  | In Service | S |  | 2037 |  | Existing less Announced Withdrawal | Coal | 1199 | 2022-04-19 14:55
TAS1 | Existing Plant | Tarraleah | TARRALEA | 72 | 72 | 72 | 72 | 70 | 70 | 72 | 70 | 70 | 70 | 70 | 70 | 70 | 70 | 70 | 70 | 72 | 72 | 72 | 72 | 72 | 72 | 72 | 72 | 72 | 72 | 72 | 72 | 72 | 72 | Hydro-Electric Corporation | Hydro - Dam | Water | 6 |  | 90 |  | In Service | S |  | 2100 |  | Existing less Announced Withdrawal | Water | 1200 | 2022-04-19 14:56
SA1 | Existing Plant | Torrens Island A | TORRA3 | 0 | 0 | 0 | 0 | 0 | 0 | 0 | 0 | 0 | 0 | 0 | 0 | 0 | 0 | 0 | 0 | 0 | 0 | 0 | 0 | 0 | 0 | 0 | 0 | 0 | 0 | 0 | 0 | 0 | 0 | AGL SA Generation Pty Limited | Turbine - Steam Sub Critical | Natural Gas Pipeline | 1 |  | 120 |  | In Service - Announced Withdrawal (Permanent) | S |  | 2022 | 2022-09-30 | Announced Withdrawal | Gas other | 1209 | 2022-04-20 10:31
SA1 | Existing Plant | Torrens Island B | TORRB1 | 0 | 0 | 0 | 0 | 0 | 0 | 0 | 200 | 195 | 200 | 200 | 195 | 200 | 200 | 195 | 200 | 200 | 195 | 200 | 200 | 195 | 200 | 200 | 195 | 200 | 200 | 195 | 200 | 200 | 195 | AGL SA Generation Pty Limited | Turbine - Steam Sub Critical | Natural Gas Pipeline | 1 |  | 200 |  | In Service | S |  | 2035 |  | Existing less Announced Withdrawal | Gas other | 1210 | 2022-04-20 10:32
SA1 | Existing Plant | Torrens Island B | TORRB2 | 200 | 200 | 195 | 200 | 200 | 195 | 200 | 200 | 195 | 200 | 200 | 195 | 200 | 200 | 195 | 200 | 200 | 195 | 200 | 200 | 195 | 200 | 200 | 195 | 200 | 200 | 195 | 200 | 200 | 195 | AGL SA Generation Pty Limited | Turbine - Steam Sub Critical | Natural Gas Pipeline | 1 |  | 200 |  | In Service | S |  | 2035 |  | Existing less Announced Withdrawal | Gas other | 1210 | 2022-04-20 10:32
SA1 | Existing Plant | Torrens Island B | TORRB3 | 200 | 200 | 195 | 200 | 200 | 195 | 200 | 200 | 195 | 200 | 200 | 195 | 200 | 200 | 195 | 200 | 200 | 195 | 200 | 200 | 195 | 200 | 200 | 195 | 200 | 200 | 195 | 200 | 200 | 195 | AGL SA Generation Pty Limited | Turbine - Steam Sub Critical | Natural Gas Pipeline | 1 |  | 200 |  | In Service | S |  | 2035 |  | Existing less Announced Withdrawal | Gas other | 1210 | 2022-04-20 10:32
SA1 | Existing Plant | Torrens Island B | TORRB4 | 200 | 200 | 195 | 200 | 200 | 195 | 200 | 200 | 195 | 200 | 200 | 195 | 200 | 200 | 195 | 200 | 200 | 195 | 200 | 200 | 195 | 200 | 200 | 195 | 200 | 200 | 195 | 200 | 200 | 195 | AGL SA Generation Pty Limited | Turbine - Steam Sub Critical | Natural Gas Pipeline | 1 |  | 200 |  | In Service | S |  | 2035 |  | Existing less Announced Withdrawal | Gas other | 1210 | 2022-04-20 10:32
QLD1 | Existing Plant | Townsville Power Station | YABULU | 165 | 155 | 150 | 165 | 155 | 150 | 165 | 155 | 150 | 165 | 155 | 150 | 165 | 155 | 150 | 165 | 155 | 150 | 165 | 155 | 150 | 165 | 155 | 150 | 165 | 155 | 150 | 165 | 155 | 150 | RATCH-Australia | Turbine - CCGT | Natural Gas Pipeline | 1 |  | 160 |  | In Service | S |  | 2046 |  | Existing less Announced Withdrawal | CCGT | 1724 | 2022-04-20 09:21
QLD1 | Existing Plant | Townsville Power Station | YABULU2 | 82 | 78 | 78 | 82 | 78 | 78 | 82 | 78 | 78 | 81 | 77 | 77 | 81 | 77 | 77 | 81 | 77 | 77 | 81 | 77 | 77 | 81 | 77 | 77 | 81 | 77 | 77 | 81 | 77 | 77 | RATCH-Australia | Turbine - CCGT | Natural Gas Pipeline | 1 |  | 84 |  | In Service | S |  | 2046 |  | Existing less Announced Withdrawal | CCGT | 1724 | 2022-04-20 09:21
TAS1 | Existing Plant | Trevallyn | TREVALLN | 80 | 100 | 100 | 100 | 70 | 70 | 100 | 100 | 100 | 100 | 70 | 70 | 100 | 100 | 100 | 100 | 100 | 100 | 100 | 100 | 100 | 100 | 100 | 100 | 100 | 100 | 100 | 100 | 100 | 100 | Hydro-Electric Corporation | Hydro - Dam | Water | 4 |  | 93 |  | In Service | S |  | 2100 |  | Existing less Announced Withdrawal | Water | 1213 | 2022-04-21 15:43
TAS1 | Existing Plant | Tribute | TRIBUTE | 88 | 88 | 88 | 88 | 88 | 88 | 88 | 88 | 88 | 88 | 88 | 88 | 88 | 88 | 88 | 88 | 88 | 88 | 88 | 88 | 88 | 88 | 0 | 0 | 88 | 88 | 88 | 88 | 88 | 88 | Hydro-Electric Corporation | Hydro - Dam | Water | 1 |  | 82.8 |  | In Service | S |  | 2100 |  | Existing less Announced Withdrawal | Water | 1214 | 2022-04-21 15:45
NSW1 | Existing Plant | Tumut 3 | TUMUT3 | 1800 | 1800 | 1800 | 1800 | 1800 | 1800 | 1800 | 1800 | 1800 | 1800 | 1800 | 1800 | 1800 | 1800 | 1800 | 1800 | 1800 | 1800 | 1800 | 1800 | 1800 | 1800 | 1800 | 1800 | 1800 | 1800 | 1800 | 1800 | 1800 | 1800 | Snowy Hydro Ltd | Hydro - Dam | Water | 6 |  | 1500 |  | In Service | S |  | 2070 |  | Existing less Announced Withdrawal | Water | 1215 | 2022-04-20 07:01
TAS1 | Existing Plant | Tungatinah | TUNGATIN | 130 | 104 | 104 | 130 | 130 | 130 | 130 | 130 | 130 | 130 | 104 | 104 | 130 | 130 | 130 | 130 | 130 | 130 | 130 | 130 | 130 | 130 | 104 | 104 | 130 | 130 | 130 | 130 | 130 | 130 | Hydro-Electric Corporation | Hydro - Dam | Water | 5 |  | 125 |  | In Service | S |  | 2100 |  | Existing less Announced Withdrawal | Water | 1216 | 2022-04-21 15:47
NSW1 | Existing Plant | Upper Tumut | UPPTUMUT | 674 | 674 | 674 | 674 | 674 | 674 | 674 | 674 | 674 | 674 | 674 | 674 | 684 | 694 | 694 | 704 | 704 | 704 | 709 | 714 | 714 | 719 | 724 | 724 | 724 | 724 | 724 | 724 | 724 | 724 | Snowy Hydro Ltd | Hydro - Dam | Water | 8 |  | 616 |  | In Service | S |  | 2070 |  | Existing less Announced Withdrawal | Water | 1217 | 2022-04-20 07:04
NSW1 | Existing Plant | Uranquinty | URANQ11 | 166 | 164 | 160 | 166 | 164 | 160 | 166 | 164 | 160 | 166 | 164 | 160 | 166 | 164 | 160 | 166 | 164 | 160 | 166 | 164 | 160 | 166 | 164 | 160 | 166 | 164 | 160 | 166 | 164 | 160 | Origin Energy Uranquinty Power Pty Ltd | Turbine - OCGT | Natural Gas Pipeline | 1 |  | 166 |  | In Service | S |  | 2044 |  | Existing less Announced Withdrawal | OCGT | 1218 | 2022-04-20 07:06
NSW1 | Existing Plant | Uranquinty | URANQ12 | 166 | 164 | 160 | 166 | 164 | 160 | 166 | 164 | 160 | 166 | 164 | 160 | 166 | 164 | 160 | 166 | 164 | 160 | 166 | 164 | 160 | 166 | 164 | 160 | 166 | 164 | 160 | 166 | 164 | 160 | Origin Energy Uranquinty Power Pty Ltd | Turbine - OCGT | Natural Gas Pipeline | 1 |  | 166 |  | In Service | S |  | 2044 |  | Existing less Announced Withdrawal | OCGT | 1218 | 2022-04-20 07:06
NSW1 | Existing Plant | Uranquinty | URANQ13 | 166 | 164 | 160 | 166 | 164 | 160 | 166 | 164 | 160 | 166 | 164 | 160 | 166 | 164 | 160 | 166 | 164 | 160 | 166 | 164 | 160 | 166 | 164 | 160 | 166 | 164 | 160 | 166 | 164 | 160 | Origin Energy Uranquinty Power Pty Ltd | Turbine - OCGT | Natural Gas Pipeline | 1 |  | 166 |  | In Service | S |  | 2044 |  | Existing less Announced Withdrawal | OCGT | 1218 | 2022-04-20 07:06
NSW1 | Existing Plant | Uranquinty | URANQ14 | 166 | 164 | 160 | 166 | 164 | 160 | 166 | 164 | 160 | 166 | 164 | 160 | 166 | 164 | 160 | 166 | 164 | 160 | 166 | 164 | 160 | 166 | 164 | 160 | 166 | 164 | 160 | 166 | 164 | 160 | Origin Energy Uranquinty Power Pty Ltd | Turbine - OCGT | Natural Gas Pipeline | 1 |  | 166 |  | In Service | S |  | 2044 |  | Existing less Announced Withdrawal | OCGT | 1218 | 2022-04-20 07:06
NSW1 | Existing Plant | Vales Point B | VP5 | 660 | 660 | 660 | 660 | 660 | 660 | 660 | 660 | 660 | 660 | 660 | 660 | 660 | 660 | 660 | 660 | 660 | 660 | 660 | 660 | 660 | 660 | 660 | 660 | 0 | 0 | 0 | 0 | 0 | 0 | Delta Electricity | Turbine - Steam Sub Critical | Black Coal | 1 |  | 660 |  | In Service | S |  | 2029 |  | Existing less Announced Withdrawal | Coal | 1219 | 2022-04-20 07:07
NSW1 | Existing Plant | Vales Point B | VP6 | 660 | 660 | 660 | 660 | 660 | 660 | 660 | 660 | 660 | 660 | 660 | 660 | 660 | 660 | 660 | 660 | 660 | 660 | 660 | 660 | 660 | 660 | 660 | 660 | 0 | 0 | 0 | 0 | 0 | 0 | Delta Electricity | Turbine - Steam Sub Critical | Black Coal | 1 |  | 660 |  | In Service | S |  | 2029 |  | Existing less Announced Withdrawal | Coal | 1219 | 2022-04-20 07:07
VIC1 | Existing Plant | Valley Power | VPGS1 | 56 | 50 | 47.5 | 56 | 50 | 47.5 | 56 | 50 | 47.5 | 56 | 50 | 47.5 | 56 | 50 | 47.5 | 56 | 50 | 47.5 | 56 | 50 | 47.5 | 56 | 50 | 47.5 | 56 | 50 | 47.5 | 56 | 50 | 47.5 | Snowy Hydro Ltd | Turbine - OCGT | Natural Gas Pipeline | 1 |  | 50 |  | In Service | S |  | 2070 |  | Existing less Announced Withdrawal | OCGT | 1220 | 2022-05-25 14:24
VIC1 | Existing Plant | Valley Power | VPGS2 | 56 | 50 | 47.5 | 56 | 50 | 47.5 | 56 | 50 | 47.5 | 56 | 50 | 47.5 | 56 | 50 | 47.5 | 56 | 50 | 47.5 | 56 | 50 | 47.5 | 56 | 50 | 47.5 | 56 | 50 | 47.5 | 56 | 50 | 47.5 | Snowy Hydro Ltd | Turbine - OCGT | Natural Gas Pipeline | 1 |  | 50 |  | In Service | S |  | 2070 |  | Existing less Announced Withdrawal | OCGT | 1220 | 2022-05-25 14:24
VIC1 | Existing Plant | Valley Power | VPGS3 | 56 | 50 | 47.5 | 56 | 50 | 47.5 | 56 | 50 | 47.5 | 56 | 50 | 47.5 | 56 | 50 | 47.5 | 56 | 50 | 47.5 | 56 | 50 | 47.5 | 56 | 50 | 47.5 | 56 | 50 | 47.5 | 56 | 50 | 47.5 | Snowy Hydro Ltd | Turbine - OCGT | Natural Gas Pipeline | 1 |  | 50 |  | In Service | S |  | 2070 |  | Existing less Announced Withdrawal | OCGT | 1220 | 2022-05-25 14:24
VIC1 | Existing Plant | Valley Power | VPGS4 | 56 | 50 | 47.5 | 56 | 50 | 47.5 | 56 | 50 | 47.5 | 56 | 50 | 47.5 | 56 | 50 | 47.5 | 56 | 50 | 47.5 | 56 | 50 | 47.5 | 56 | 50 | 47.5 | 56 | 50 | 47.5 | 56 | 50 | 47.5 | Snowy Hydro Ltd | Turbine - OCGT | Natural Gas Pipeline | 1 |  | 50 |  | In Service | S |  | 2070 |  | Existing less Announced Withdrawal | OCGT | 1220 | 2022-05-25 14:24
VIC1 | Existing Plant | Valley Power | VPGS5 | 56 | 50 | 47.5 | 56 | 50 | 47.5 | 56 | 50 | 47.5 | 56 | 50 | 47.5 | 56 | 50 | 47.5 | 56 | 50 | 47.5 | 56 | 50 | 47.5 | 56 | 50 | 47.5 | 56 | 50 | 47.5 | 56 | 50 | 47.5 | Snowy Hydro Ltd | Turbine - OCGT | Natural Gas Pipeline | 1 |  | 50 |  | In Service | S |  | 2070 |  | Existing less Announced Withdrawal | OCGT | 1220 | 2022-05-25 14:24
VIC1 | Existing Plant | Valley Power | VPGS6 | 56 | 50 | 47.5 | 56 | 50 | 47.5 | 56 | 50 | 47.5 | 56 | 50 | 47.5 | 56 | 50 | 47.5 | 56 | 50 | 47.5 | 56 | 50 | 47.5 | 56 | 50 | 47.5 | 56 | 50 | 47.5 | 56 | 50 | 47.5 | Snowy Hydro Ltd | Turbine - OCGT | Natural Gas Pipeline | 1 |  | 50 |  | In Service | S |  | 2070 |  | Existing less Announced Withdrawal | OCGT | 1220 | 2022-05-25 14:24
VIC1 | Existing Plant | Victorian Big Battery | VBBG1 | 300 | 50 | 50 | 300 | 50 | 50 | 300 | 50 | 50 | 300 | 50 | 50 | 300 | 50 | 50 | 300 | 50 | 50 | 300 | 50 | 50 | 300 | 50 | 50 | 300 | 50 | 50 | 300 | 50 | 50 | Victorian Big Battery Pty Ltd | Storage - Battery | Other | 1 |  | 300 | 450 | In Service | S |  | 2041 |  | Existing less Announced Withdrawal | Battery Storage | 1864 | 2022-07-04 12:40
NSW1 | Project | Wagga North Solar Farm | WAGGNSF1 | 30.008 | 30.008 | 30.008 | 30.008 | 30.008 | 30.008 | 30.008 | 30.008 | 30.008 | 30.008 | 30.008 | 30.008 | 30.008 | 30.008 | 30.008 | 30.008 | 30.008 | 30.008 | 30.008 | 30.008 | 30.008 | 30.008 | 30.008 | 30.008 | 30.008 | 30.008 | 30.008 | 30.008 | 30.008 | 30.008 | Wagga Wagga Operationsco Pty Ltd as trustree for Wagga Wagga Operations Trust | Solar PV - Single axis tracking | Solar | 22 |  | 36.014 |  | Committed | SS | Dec 2021 | 2050 |  | Committed | Solar | 1514 | 2022-04-20 11:13
NSW1 | Project | Wagga North Solar Farm | WAGGNSF1 | 16.368 | 16.368 | 16.368 | 16.368 | 16.368 | 16.368 | 16.368 | 16.368 | 16.368 | 16.368 | 16.368 | 16.368 | 16.368 | 16.368 | 16.368 | 16.368 | 16.368 | 16.368 | 16.368 | 16.368 | 16.368 | 16.368 | 16.368 | 16.368 | 16.368 | 16.368 | 16.368 | 16.368 | 16.368 | 16.368 | Wagga Wagga Operationsco Pty Ltd as trustree for Wagga Wagga Operations Trust | Solar PV - Single axis tracking | Solar | 12 |  | 19.644 |  | Committed | SS | Mar 2022 | 2050 |  | Committed | Solar | 1514 | 2022-04-20 11:13
NSW1 | Existing Plant | Wallgrove Grid Battery project | WALGRVG1 | 50 | 50 | 50 | 50 | 50 | 50 | 50 | 50 | 50 | 50 | 50 | 50 | 50 | 50 | 50 | 50 | 50 | 50 | 50 | 50 | 50 | 50 | 50 | 50 | 50 | 50 | 50 | 50 | 50 | 50 | TransGrid | Storage - Battery | Other | 1 |  | 50 | 75 | In Commissioning | S | Dec 2021 | 2036 |  | Existing less Announced Withdrawal | Battery Storage | 1874 | 2022-07-04 16:08
QLD1 | Project | Wandoan South BESS | WANDBG1 | 100 | 100 | 100 | 100 | 100 | 100 | 100 | 100 | 100 | 100 | 100 | 100 | 100 | 100 | 100 | 100 | 100 | 100 | 100 | 100 | 100 | 100 | 100 | 100 | 100 | 100 | 100 | 100 | 100 | 100 | Vena Evergy | Storage - Battery | Other | 1 |  | 100 | 150 | Committed | SS | Jul 2022 | 2051 |  | Committed | Battery Storage | 1762 | 2022-07-05 09:21
QLD1 | Project | Wandoan South Solar Stage 1 | WANDSF1 | 0 | 0 | 0 | 125 | 125 | 125 | 125 | 125 | 125 | 125 | 125 | 125 | 125 | 125 | 125 | 125 | 125 | 125 | 125 | 125 | 125 | 125 | 125 | 125 | 125 | 125 | 125 | 125 | 125 | 125 | Vena Evergy | Solar PV - Single axis tracking | Solar | 1 |  | 160 |  | Committed | SS | Jun 2023 | 2053 |  | Committed | Solar | 1455 | 2022-07-05 08:52
QLD1 | Project | Warwick Solar Farm | WARWSF1 | 16.104 | 16.104 | 16.104 | 32.104 | 32.104 | 32.104 | 32.104 | 32.104 | 32.104 | 32.104 | 32.104 | 32.104 | 32.104 | 32.104 | 32.104 | 32.104 | 32.104 | 32.104 | 32.104 | 32.104 | 32.104 | 32.104 | 32.104 | 32.104 | 32.104 | 32.104 | 32.104 | 32.104 | 32.104 | 32.104 | The University of Queensland | Solar PV - Single axis tracking | Solar | 8 |  | 32.104 | 0 | Committed | SS | Apr 2023 | 2046 |  | Committed | Solar | 1530 | 2022-06-30 14:26
QLD1 | Project | Warwick Solar Farm | WARWSF2 | 16.104 | 16.104 | 16.104 | 32.104 | 32.104 | 32.104 | 32.104 | 32.104 | 32.104 | 32.104 | 32.104 | 32.104 | 32.104 | 32.104 | 32.104 | 32.104 | 32.104 | 32.104 | 32.104 | 32.104 | 32.104 | 32.104 | 32.104 | 32.104 | 32.104 | 32.104 | 32.104 | 32.104 | 32.104 | 32.104 | The University of Queensland | Solar PV - Single axis tracking | Solar | 8 |  | 32.104 | 0 | Committed | SS | Apr 2023 | 2045 |  | Committed | Solar | 1530 | 2022-06-30 14:26
SA1 | Existing Plant | Waterloo Wind Farm | WATERLWF | 111 | 111 | 0 | 111 | 111 | 0 | 111 | 111 | 0 | 111 | 111 | 0 | 111 | 111 | 0 | 111 | 111 | 0 | 111 | 111 | 0 | 111 | 111 | 0 | 111 | 111 | 0 | 111 | 111 | 0 | Waterloo Windfarm Pty Ltd | Wind Turbine - Onshore | Wind | 37 |  | 111 |  | In Service | SS |  | 2045 |  | Existing less Announced Withdrawal | Wind | 1223 | 2022-04-26 11:09
SA1 | Existing Plant | Waterloo Wind Farm | WATERLWF | 19.8 | 19.8 | 9 | 19.8 | 19.8 | 9 | 19.8 | 19.8 | 9 | 19.8 | 19.8 | 9 | 19.8 | 19.8 | 9 | 19.8 | 19.8 | 9 | 19.8 | 19.8 | 9 | 19.8 | 19.8 | 9 | 19.8 | 19.8 | 9 | 19.8 | 19.8 | 9 | Waterloo Windfarm Pty Ltd | Wind Turbine - Onshore | Wind | 6 |  | 19.8 |  | In Service | SS |  | 2051 |  | Existing less Announced Withdrawal | Wind | 1223 | 2022-04-26 11:09
NSW1 | Existing Plant | Wellington Solar Farm | WELLSF1 | 169.884 | 169.884 | 169.884 | 169.884 | 169.884 | 169.884 | 169.884 | 169.884 | 169.884 | 169.884 | 169.884 | 169.884 | 169.884 | 169.884 | 169.884 | 169.884 | 169.884 | 169.884 | 169.884 | 169.884 | 169.884 | 169.884 | 169.884 | 169.884 | 169.884 | 169.884 | 169.884 | 169.884 | 169.884 | 169.884 | Lightsource Australia SPV 4 Pty Ltd | Solar PV - Single axis tracking | Solar | 132 |  | 216.084 | 0 | In Commissioning | SS | Jun 2022 | 2051 |  | Existing less Announced Withdrawal | Solar | 1515 | 2022-05-17 09:32
VIC1 | Existing Plant | Wemen Solar Farm | WEMENSF1 | 87.984 | 85.527 | 82.368 | 87.984 | 85.527 | 82.368 | 87.984 | 85.527 | 82.368 | 87.984 | 85.527 | 82.368 | 87.984 | 85.527 | 82.368 | 87.984 | 85.527 | 82.368 | 87.984 | 85.527 | 82.368 | 87.984 | 85.527 | 82.368 | 87.984 | 85.527 | 82.368 | 87.984 | 85.527 | 82.368 | Wemen Asset Co Pty Ltd as Trustee to Wemen Solar Unit Trust | Solar PV - Single axis tracking | Solar | 39 |  | 97.5 |  | In Service | SS |  | 2049 |  | Existing less Announced Withdrawal | Solar | 1563 | 2022-05-30 15:26
VIC1 | Existing Plant | West Kiewa | WKIEWA1 | 34 | 34 | 34 | 34 | 34 | 34 | 34 | 34 | 34 | 34 | 34 | 34 | 34 | 34 | 34 | 34 | 34 | 34 | 34 | 34 | 34 | 34 | 34 | 34 | 34 | 34 | 34 | 34 | 34 | 34 | AGL Hydro Partnership | Hydro - Dam | Water | 2 |  | 34 |  | In Service | S |  | 2057 |  | Existing less Announced Withdrawal | Water | 1227 | 2022-04-20 07:15
VIC1 | Existing Plant | West Kiewa | WKIEWA2 | 34 | 34 | 34 | 34 | 34 | 34 | 34 | 34 | 34 | 34 | 34 | 34 | 34 | 34 | 34 | 34 | 34 | 34 | 34 | 34 | 34 | 34 | 34 | 34 | 34 | 34 | 34 | 34 | 34 | 34 | AGL Hydro Partnership | Hydro - Dam | Water | 2 |  | 34 |  | In Service | S |  | 2057 |  | Existing less Announced Withdrawal | Water | 1227 | 2022-04-20 07:15
NSW1 | Project | West Wyalong Solar Farm |  | 90.016 | 90.016 | 90.016 | 90.016 | 90.016 | 90.016 | 90.016 | 90.016 | 90.016 | 90.016 | 90.016 | 90.016 | 90.016 | 90.016 | 90.016 | 90.016 | 90.016 | 90.016 | 90.016 | 90.016 | 90.016 | 90.016 | 90.016 | 90.016 | 90.016 | 90.016 | 90.016 | 90.016 | 91.06 | 90.016 | Lightsource Australia | Solar PV - Single axis tracking | Solar | 29 |  | 105.27 |  | Committed | SS | Dec 2022 |  |  | Committed | Solar | 1904 | 2022-06-20 11:38
QLD1 | Project | Western Downs Green Power Hub | WDGPH1 | 400 | 400 | 395 | 400 | 400 | 395 | 400 | 400 | 395 | 400 | 400 | 395 | 400 | 400 | 395 | 400 | 400 | 395 | 400 | 400 | 395 | 400 | 400 | 395 | 400 | 400 | 395 | 400 | 400 | 395 | Western Downs Green Power Hub Pty Ltd | Solar PV - Single axis tracking | Solar | 1 |  | 400 |  | Committed | SS | Jan 2023 | 2047 |  | Committed | Solar | 2011 | 2022-04-21 11:39
NSW1 | Existing Plant | White Rock Solar Farm | WRSF1 | 20 | 20 | 20 | 20 | 20 | 20 | 20 | 20 | 20 | 20 | 20 | 20 | 20 | 20 | 20 | 20 | 20 | 20 | 20 | 20 | 20 | 20 | 20 | 20 | 20 | 20 | 20 | 20 | 20 | 20 | White Rock Wind Farm Pty Ltd | Solar PV - Fixed | Solar | 8 |  | 20 |  | In Service | SS |  | 2043 |  | Existing less Announced Withdrawal | Solar | 1662 | 2022-04-07 15:38
NSW1 | Existing Plant | White Rock Wind Farm - Stage 1 | WRWF1 | 172.48 | 172.48 | 0 | 172.48 | 172.48 | 0 | 172.48 | 172.48 | 0 | 172.48 | 172.48 | 0 | 172.48 | 172.48 | 0 | 172.48 | 172.48 | 0 | 172.48 | 172.48 | 0 | 172.48 | 172.48 | 0 | 172.48 | 172.48 | 0 | 172.48 | 172.48 | 0 | CECEP Wind Power Australia Pty Ltd | Wind Turbine - Onshore | Wind | 70 |  | 172.48 |  | In Service | SS |  | 2038 |  | Existing less Announced Withdrawal | Wind | 1277 | 2022-07-05 17:03
QLD1 | Existing Plant | Whitsunday Solar Farm | WHITSF1 | 56.005 | 54.901 | 54.119 | 56.005 | 54.901 | 54.119 | 56.005 | 54.901 | 54.119 | 56.005 | 54.901 | 54.119 | 56.005 | 54.901 | 54.119 | 56.005 | 54.901 | 54.119 | 56.005 | 54.901 | 54.119 | 56.005 | 54.901 | 54.119 | 56.005 | 54.901 | 54.119 | 56.005 | 54.901 | 54.119 | Whitsunday Solar Farm Pty Ltd | Solar PV - Single axis tracking | Solar | 23 |  | 57.5 |  | In Service | SS |  | 2048 |  | Existing less Announced Withdrawal | Solar | 1407 | 2022-04-20 10:39
SA1 | Existing Plant | Willogoleche Wind Farm | WGWF1 | 119.36 | 119.36 | 0 | 119.36 | 119.36 | 0 | 119.36 | 119.36 | 0 | 119.36 | 119.36 | 0 | 119.36 | 119.36 | 0 | 119.36 | 119.36 | 0 | 119.36 | 119.36 | 0 | 119.36 | 119.36 | 0 | 119.36 | 119.36 | 0 | 119.36 | 119.36 | 0 | Willogoleche Power Pty Ltd | Wind Turbine - Onshore | Wind | 32 |  | 119.36 |  | In Service | SS |  | 2043 |  | Existing less Announced Withdrawal | Wind | 1231 | 2022-04-20 07:28
VIC1 | Existing Plant | Winton Solar Farm | WINTSF1 | 85 | 85 | 84.99 | 85 | 85 | 84.99 | 85 | 85 | 84.99 | 85 | 85 | 84.99 | 85 | 85 | 84.99 | 85 | 85 | 84.99 | 85 | 85 | 84.99 | 85 | 85 | 84.99 | 85 | 85 | 84.99 | 85 | 85 | 84.99 | Winton Asset Co. Pty Ltd as Trustee of the Winton Asset Trust | Solar PV - Single axis tracking | Solar | 1 |  | 85 |  | In Service | SS | Jun 2022 | 2051 |  | Existing less Announced Withdrawal | Solar | 1674 | 2022-04-20 12:21
QLD1 | Existing Plant | Wivenhoe | W/HOE#1 | 285 | 285 | 285 | 285 | 285 | 285 | 285 | 285 | 285 | 285 | 285 | 285 | 285 | 285 | 285 | 285 | 285 | 285 | 285 | 285 | 285 | 285 | 285 | 285 | 285 | 285 | 285 | 285 | 285 | 285 | CleanCo Queensland Limited | Storage - Pumped hydro | Water | 1 |  | 285 | 2500 | In Service | S |  | 2084 |  | Existing less Announced Withdrawal | Water | 1235 | 2022-07-05 11:17
QLD1 | Existing Plant | Wivenhoe | W/HOE#2 | 285 | 285 | 285 | 285 | 285 | 285 | 285 | 285 | 285 | 285 | 285 | 285 | 285 | 285 | 285 | 285 | 285 | 285 | 285 | 285 | 285 | 285 | 285 | 285 | 285 | 285 | 285 | 285 | 285 | 285 | CleanCo Queensland Limited | Storage - Pumped hydro | Water | 1 |  | 285 | 2500 | In Service | S |  | 2084 |  | Existing less Announced Withdrawal | Water | 1235 | 2022-07-05 11:17
NSW1 | Project | Wollar Solar Farm |  | 0 | 0 | 0 | 280 | 280 | 280 | 280 | 280 | 280 | 280 | 280 | 280 | 280 | 280 | 280 | 280 | 280 | 280 | 280 | 280 | 280 | 280 | 280 | 280 | 280 | 280 | 280 | 280 | 280 | 280 | Wollar Solar Development Pty Ltd | Solar PV - Single axis tracking | Solar | 1 |  | 280 |  | Committed | SS | Dec 2023 | 2053 |  | Committed | Solar | 1716 | 2022-07-05 09:18
NSW1 | Existing Plant | Woodlawn Wind Farm | WOODLWN1 | 48.3 | 48.3 | 48.3 | 48.3 | 48.3 | 48.3 | 48.3 | 48.3 | 48.3 | 48.3 | 48.3 | 48.3 | 48.3 | 48.3 | 48.3 | 48.3 | 48.3 | 48.3 | 48.3 | 48.3 | 48.3 | 48.3 | 48.3 | 48.3 | 48.3 | 48.3 | 48.3 | 48.3 | 48.3 | 48.3 | Woodlawn Wind Pty Ltd | Wind Turbine - Onshore | Wind | 23 |  | 48.3 |  | In Service | SS |  | 2041 |  | Existing less Announced Withdrawal | Wind | 1240 | 2022-04-20 07:34
QLD1 | Project | Woolooga Solar Farm |  | 175.953 | 175.953 | 157.53 | 175.953 | 175.953 | 157.53 | 175.953 | 175.953 | 157.53 | 175.953 | 175.953 | 157.53 | 175.953 | 175.953 | 157.53 | 175.953 | 175.953 | 157.53 | 175.953 | 175.953 | 157.53 | 175.953 | 175.953 | 157.53 | 175.953 | 175.953 | 157.53 | 175.953 | 175.953 | 157.53 | Woolooga Fund Pty Ltd | Solar PV - Single axis tracking | Solar | 89 |  | 222.5 |  | Committed | SS | Sep 2022 |  |  | Committed | Solar | 1672 | 2022-06-14 11:57
NSW1 | Project | Wyalong Solar Farm |  | 0 | 10.602 | 10.602 | 53.01 | 53.01 | 53.01 | 53.01 | 53.01 | 53.01 | 53.01 | 53.01 | 53.01 | 53.01 | 53.01 | 53.01 | 53.01 | 53.01 | 53.01 | 53.01 | 53.01 | 53.01 | 53.01 | 53.01 | 53.01 | 53.01 | 53.01 | 53.01 | 53.01 | 53.01 | 53.01 | Wyalong Solar Farm Pty Ltd | Solar PV - Single axis tracking | Solar | 38 |  | 62.32 | 0 | Committed | SS | Apr 2023 | 2058 |  | Committed | Solar | 1865 | 2022-05-03 07:55
VIC1 | Existing Plant | Yallourn W | YWPS1 | 380 | 360 | 350 | 380 | 360 | 350 | 380 | 360 | 350 | 380 | 360 | 350 | 380 | 360 | 350 | 380 | 360 | 350 | 380 | 0 | 0 | 0 | 0 | 0 | 0 | 0 | 0 | 0 | 0 | 0 | EnergyAustralia Yallourn Pty Ltd | Turbine - Steam Sub Critical | Brown Coal | 1 |  | 350 |  | In Service | S |  | 2028 |  | Existing less Announced Withdrawal | Coal | 1247 | 2022-07-04 12:57
VIC1 | Existing Plant | Yallourn W | YWPS2 | 370 | 350 | 340 | 370 | 350 | 340 | 370 | 350 | 340 | 370 | 350 | 340 | 370 | 350 | 340 | 370 | 350 | 340 | 370 | 0 | 0 | 0 | 0 | 0 | 0 | 0 | 0 | 0 | 0 | 0 | EnergyAustralia Yallourn Pty Ltd | Turbine - Steam Sub Critical | Brown Coal | 1 |  | 350 |  | In Service | S |  | 2028 |  | Existing less Announced Withdrawal | Coal | 1247 | 2022-07-04 12:57
VIC1 | Existing Plant | Yallourn W | YWPS3 | 395 | 370 | 360 | 395 | 370 | 360 | 395 | 370 | 360 | 395 | 370 | 360 | 395 | 370 | 360 | 395 | 370 | 360 | 395 | 0 | 0 | 0 | 0 | 0 | 0 | 0 | 0 | 0 | 0 | 0 | EnergyAustralia Yallourn Pty Ltd | Turbine - Steam Sub Critical | Brown Coal | 1 |  | 375 |  | In Service | S |  | 2028 |  | Existing less Announced Withdrawal | Coal | 1247 | 2022-07-04 12:57
VIC1 | Existing Plant | Yallourn W | YWPS4 | 395 | 370 | 360 | 395 | 370 | 360 | 395 | 370 | 360 | 395 | 370 | 360 | 395 | 370 | 360 | 395 | 370 | 360 | 395 | 0 | 0 | 0 | 0 | 0 | 0 | 0 | 0 | 0 | 0 | 0 | EnergyAustralia Yallourn Pty Ltd | Turbine - Steam Sub Critical | Brown Coal | 1 |  | 375 |  | In Service | S |  | 2028 |  | Existing less Announced Withdrawal | Coal | 1247 | 2022-07-04 12:57
QLD1 | Existing Plant | Yarranlea Solar Farm | YARANSF1 | 102.96 | 102.96 | 102.96 | 102.96 | 102.96 | 102.96 | 102.96 | 102.96 | 102.96 | 102.96 | 102.96 | 102.96 | 102.96 | 102.96 | 102.96 | 102.96 | 102.96 | 102.96 | 102.96 | 102.96 | 102.96 | 102.96 | 102.96 | 102.96 | 102.96 | 102.96 | 102.96 | 102.96 | 102.96 | 102.96 | Yarranlea Solar Pty Ltd | Solar PV - Single axis tracking | Solar | 44 |  | 102.96 | 0 | In Service | SS |  | 2044 |  | Existing less Announced Withdrawal | Solar | 1599 | 2022-06-20 11:25
VIC1 | Existing Plant | Yatpool Solar Farm | YATSF1 | 81 | 81 | 81 | 81 | 81 | 81 | 81 | 81 | 81 | 81 | 81 | 81 | 81 | 81 | 81 | 81 | 81 | 81 | 81 | 81 | 81 | 81 | 81 | 81 | 81 | 81 | 81 | 81 | 81 | 81 | Yatpool Sun Farm Pty Ltd | Solar PV - Single axis tracking | Solar | 36 |  | 94 |  | In Service | SS |  | 2050 |  | Existing less Announced Withdrawal | Solar | 1423 | 2022-05-25 11:20
VIC1 | Existing Plant | Yendon Wind Farm | YENDWF1 | 144.4 | 144.4 | 144.4 | 144.4 | 144.4 | 144.4 | 144.4 | 144.4 | 144.4 | 144.4 | 144.4 | 144.4 | 144.4 | 144.4 | 144.4 | 144.4 | 144.4 | 144.4 | 144.4 | 144.4 | 144.4 | 144.4 | 144.4 | 144.4 | 144.4 | 144.4 | 144.4 | 144.4 | 144.4 | 144.4 | Northleaf /InfraRed/Macquarie Capital | Wind Turbine - Onshore | Wind | 38 |  | 144.4 | 0 | In Commissioning | SS | Jun 2022 | 2049 |  | Existing less Announced Withdrawal | Wind | 1114 | 2022-05-12 10:55
*Please note Summer Typical capacities are not collected for Tasmanian generators, instead Summer Peak capacities apply throughout summer.

## Site name changes
Previous Site Name | Updated Site Name | Effective from Publication Date
Queanbeyan Battery | Capital Battery | 2022-07-22
Kentucky Solar Farm | Latitude Solar Farm | 2022-06-15
Temporary Generation South | Bolivar Power Stataion | 2022-05-31
Bouldercombe Battery | Bouldercombe Battery project | 2021-10-15
Deer Park Battery Energy Storage System | Deer Park BESS | 2021-10-15
Glenrowan West Sun Farm | Glenrowan West Solar Farm | 2021-10-15
Jeeralang battery | Wooreen Energy Storage System | 2021-10-15
Nhill Wind Farm | Diapur Wind Farm | 2021-10-15
Biala Wind Farm | Gullen Range Wind Farm 2 | 2021-07-07
Bulli Creek Solar Farm | Bulli Creek Solar Farm – Stage 1/Bulli Creek Solar Farm – Future Stages | 2021-07-07
Guunedah Solar Farm | Gunnedah Solar Farm | 2021-07-07
Suntop Solar Farm Pty Ltd | Suntop Solar Farm | 2021-07-07
Teebar Solar One | Fraser Coast Solar Park | 2021-07-07
Channel Nine - Willoughby, NSW | Nine Network Willoughby | 2021-05-04
Ferguson North Wind Farm | Ferguson Wind Farm | 2021-05-04
Gilgandara Solar Farm | Gilgandra Solar Farm | 2021-05-04
Walcha Energy Project - Salisbury BESS | Salisbury BESS | 2021-05-04
Walcha Energy Project - Salisbury East Solar | Salisbury East Solar 350MW | 2021-05-04
Walcha Energy Project - Salisbury West Solar | Salisbury West Solar 350MW | 2021-05-04
Walcha Energy Project Storage - Dungowan PHES | Dungowan 3,000 MWH PHES | 2021-05-04
Western Suburbs Leagues Club - Illawarra - Unanderra, NSW | West Illawarra Leagues Club | 2021-05-04
Ferguson Wind Farm | Ferguson North Wind Farm | 2021-01-29
Ferguson Wind Farm | Ferguson South Wind Farm | 2021-01-29
Walcha Energy Project - Winterbourne Wind Farm | Winterbourne Wind Farm | 2021-01-29
AGL Battery (Maoneng) | Maoneng Battery | 2020-07-29
Bango Wind Farm | Bango 973 Wind Farm Bango 999 Wind Farm | 2020-07-22
Bells Mountain Pumped Hydro | Bells Mountain | 2020-07-22
Bells Mountain Pumped Hydro | Bells Mountain | 2020-07-22
Millmerran | Millmerran Power Plant | 2020-07-22
Walcha Energy Project - Salisbury East Solar | Walcha Energy Project - Salisbury East Solar 350MW | 2020-07-22
Bundaberg 2 Solar Farm | EIWA Bundaberg Solar Farm | 2020-04-30
Glenrowan Sun Farm | Glenrowan West Sun Farm | 2020-04-30
Mt Millar | Mt Millar Wind Farm | 2020-04-30
Lal Lal Wind Energy Facility - Elaine end | Elaine Wind Farm | 2019-11-12
Lal Lal Wind Energy Facility - Yendon end | Yendon Wind Farm | 2019-11-12
Oakey Solar Farm | Oakey 1 Solar Farm | 2019-11-12
Winton Asset Co. Pty Ltd as Trustee of the Winton Asset Trust | Winton Solar Farm | 2019-11-12
Ballarat Base Hospital | Ballarat Base Hospital Plant | 2019-07-18
Bannerton Solar Farm | Bannerton Solar Park | 2019-07-18
Battery of the Nation - Stage 1 | Battery of the Nation - Stage 1 | 2019-07-18
Battery of the Nation - Stage 2 | Battery of the Nation - Stage 2a | 2019-07-18
Battery of the Nation - Stage 3 | Battery of the Nation - Stage 2b | 2019-07-18
Battery of the Nation - Stage 4 | Battery of the Nation - Stage 3a | 2019-07-18
Battery of the Nation - Stage 5 | Battery of the Nation - Stage 3b | 2019-07-18
Berrybank Wind Farm - Stage 1 | Berrybank Wind Farm | 2019-07-18
Berrybank Wind Farm - Stage 2 | Berrybank Wind Farm | 2019-07-18
Beryl/Gulgong Solar Project | Gulgong Solar Project | 2019-07-18
Bordertown Power Station Gen | Vibe Energy - Bordertown Power Station Gen - Bordertown, SA | 2019-07-18
Brigalow Solar Farm | Maryrorough Solar Farm | 2019-07-18
Broadwater and Condong Co-generation plants | Broadwater | 2019-07-18
Broadwater and Condong Co-generation plants | Condong | 2019-07-18
Chepstowe Wind Farm | Chepstowe Wind Farm - VIC | 2019-07-18
Codrington | Codrington Wind Farm | 2019-07-18
Collinsville North Solar | Collinsville North Battery Project | 2019-07-18
Collinsville North Solar | Collinsville North Solar Project | 2019-07-18
Columboola | Columboola Solar Farm | 2019-07-18
Dalby | Dalby Solar Farm | 2019-07-18
Delga Solar Farm | Gangarri Solar Farm | 2019-07-18
Eildon Small Hydro | Eildon Pondage Power Station (EPPS) | 2019-07-18
ESCRI Dalrymple | Dalrymple BESS | 2019-07-18
Finley/Canalla Solar Project | Finley Solar Project | 2019-07-18
Hallet Repower | Hallet GT | 2019-07-18
Haughton Solar Farm | Haughton Solar Farm Stage 1 | 2019-07-18
Hume NSW | Hume Dam NSW | 2019-07-18
Hume VIC | Hume Dam VIC | 2019-07-18
Inverleigh Storage | Inverleigh Wind Farm Storage | 2019-07-18
Keyneton | Keyneton Wind Farm | 2019-07-18
Lake Bonney Battery Energy Storage | Lake Bonney BESS1 | 2019-07-18
Limondale Solar Plant 1 | Limondale Solar Farm 1 | 2019-07-18
Limondale Solar Plant 2 | Limondale Solar Farm 2 | 2019-07-18
Loy Yang A | Loy Yang A Power Station | 2019-07-18
Mallee Solar Park | Mallee Solar Farm | 2019-07-18
Manildra Photovoltaic Solar Farm | Manildra Solar Farm | 2019-07-18
McIntyre | MacIntyre Wind Farm | 2019-07-18
Moira Solar Farm | Wunghnu Solar Farm | 2019-07-18
Mortlake expansion | Mortlake | 2019-07-18
Mortlake South | Mortlake South Wind Farm | 2019-07-18
Mt Gellibrand | Mt Gellibrand Wind Farm | 2019-07-18
Nine Network Willoughby | Channel Nine - Willoughby, NSW | 2019-07-18
Quarantine expansion | Quarantine | 2019-07-18
Spencer Gulf Pumped Storage Hydro | Cultana Pumped Hydro Energy Storage | 2019-07-18
St George Leagues Club | St George Leagues Club - Kogarah, NSW | 2019-07-18
Stockyard Hill | Stockyard Hill Wind Farm | 2019-07-18
Suntop Solar Farm | Suntop Solar Farm Pty Ltd | 2019-07-18
Tatiara Meats | Vibe Energy - Tatiara Meat Gen, Bordertown, SA | 2019-07-18
Walcha Energy Project - Solar | Walcha Energy Project - Salisbury East Solar | 2019-07-18
Walcha Energy Project - Solar | Walcha Energy Project - Salisbury West Solar | 2019-07-18
Walcha Energy Project - Storage | Walcha Energy Project Storage - Dungowan PHES | 2019-07-18
Walcha Energy Project - Storage | Walcha Energy Project Storage - Salisbury BESS | 2019-07-18
Walcha Energy Project - Wind | Walcha Energy Project - Ruby Hills Wind Farm | 2019-07-18
Walcha Energy Project - Wind | Walcha Energy Project - Winterbourne Wind Farm | 2019-07-18
West Illawarra Leagues Club | Western Suburbs Leagues Club - Illawarra - Unanderra, NSW | 2019-07-18
Western Suburbs League Club Campbelltown | Western Suburbs Leagues Club - Campbelltown, NSW | 2019-07-18
Wild Cattle Hill Wind Farm | Cattle Hill Wind Farm | 2019-07-18
Winton Solar Farm | Winton Asset Co. Pty Ltd as Trustee of the Winton Asset Trust | 2019-07-18
Yarranlea Solar | Yarranlea Solar Farm | 2019-07-18