## Cover
2014 Electricity Statement of Opportunities: data and figures
This spreadsheet contains the data and figures included in the 2014 Electricity Statement of Opportunities (ESOO) publication.
Contact
For further information about the data and graphs contained in this spreadsheet, please contact the System Capacity team as follows:
| Phone: | (08) 9254 4300
| Email: | capacity@imowa.com.au
Abbreviations
| AEMO | Australian Energy Market Operator
| ABS | Australian Bureau of Statistics
| CCGT | Combined cycle gas turbine
| GWh | Gigawatt-hour
| IMO | Independent Market Operator
| IRCR | Individual Reserve Capacity Requirement
| kW | Kilowatt
| MW | Megawatt
| NEM | National Electricity Market
| NIEIR | National Institute of Economic and Industry Research
| OCGT | Open cycle gas turbine
| PoE | Probability of exceedance
| PV | Photovoltaic
| SWIS | South West interconnected system
| WEM | Wholesale Electricity Market

## Contents
Table of contents
Figure 2.1: Daily peak demand and average temperature, December 2014 to February 2015
Figure 2.2: Load duration curves, 2010-11 to 2014-15
Figure 2.3: Load duration curve, WEM and NEM, 2014
Figure 2.4: Critical peak demand, WEM and NEM, 2014
Figure 2.5: Daily day-time demand profile, observed and estimated without solar PV, 5 January 2015
Figure 2.6: Peak day load profiles, 2009-10 to 2014-15
Figure 3.1: Contribution of large loads to total system load, 2014-15
Figure 3.2: IRCR response for 20 customers, January 2015
Figure 3.3: Average size of monthly solar PV system installations, January 2011 to January 2015
Figure 3.4: Monthly and cumulative installed solar PV system capacity, December 2010 to January 2015
Figure 4.1: Components of peak demand forecasts
Figure 4.2: Comparison of GSP forecasts, NIEIR and Western Australian Treasury, 2009-10 to 2018-19
Figure 4.3: Installed solar PV system capacity, 2009-10 to 2024-25
Figure 4.4: Peak demand reduction from solar PV systems, 2009-10 to 2024-25
Figure 4.5: Peak demand, expected case, 2009-10 to 2024-25
Figure 4.6: Peak demand forecasts under different PoE scenarios, expected case, 2015-16 to 2024-25
Figure 4.7: Peak demand, 10 per cent PoE, under different economic growth scenarios, 2009-10 to 2024-25
Figure 4.8: Winter peak demand, expected case forecasts, 2010 to 2025
Figure 4.9: Energy forecasts under different economic growth scenarios, 2009-10 to 2024-25
Figure 4:10: Comparison of 10 per cent PoE, peak demand forecasts from PeakSim and the current methodology, 2015-16 to 2024-25
Figure 5.1: Peak demand forecast variance analysis, 2014-15, 10 per cent PoE expected case
Figure 5.2: Sent out energy variance analysis, 2014-15
Figure 5.3: Change between peak demand 10 per cent PoE, expected case forecasts, 2010 to 2015 forecasts
Figure 5.4: Change between peak demand 10 per cent PoE forecasts for 2015-16, 2014 SEDO and 2015 forecasts
Figure 5.5: Change between sent out energy expected case forecasts, 2010 to 2015 forecasts
Figure 6.1: Proportion of Capacity Credits by Market Participant, Capacity Year 2005-06 to 2015-16
Figure 6.2: Percentage of Capacity Credits by fuel type, 2005-06 to 2015-16
Figure 6.3: Energy generation by fuel type, 2007 to 2014 calendar year
Figure 6.4: Base load generation capacity compared to actual base load, 2007-08 to 2015-16
Figure 6.5: Mid-merit load generation capacity compared to actual mid-merit load, 2007-08 to 2015-16
Figure 6.6: Peaking load generation capacity compared to actual peaking load, 2007-08 to 2015-16
Figure 6.7: Renewable and non-renewable electricity generation, 2007 to 2014 calendar year
Figure 6.8: Renewable energy map for the SWIS
Figure 6.9: Average age of generation capacity, Synergy and other Market Participants, 2005-06 to 2015-16
Figure 6.10: Entry and exit of generation capacity in the SWIS by fuel type, 2007 to 2015
Figure 6.11: Total monthly average outage percentage, September 2006 to March 2015
Figure 7.1: Supply-demand balance, 2015-16 to 2024-25
Figure 7.2: SWIS capacity outlook, 2016-17
Figure 7.3: SWIS capacity outlook, 2017-18
Figure B.1: Availability Curve for 2015-16
Figure B.2: Availability Curve for 2016-17
Figure B.3: Availability Curve for 2017-18

## fig2.1
Figure 2.1: Daily peak demand and average temperature, December 2014 to February 2015
Source: IMO
|  | Daily peak demand | Daily average temperature
| 2014-12-01 | 2423.9506 | 21.2
| 2014-12-02 | 2370.7413 | 20.3
| 2014-12-03 | 2236.0326 | 20
| 2014-12-04 | 2336.809 | 19.3
| 2014-12-05 | 2263.4567 | 20.35
| 2014-12-06 | 2181.6218 | 21.7
| 2014-12-07 | 2323.8152 | 22.45
| 2014-12-08 | 2428.7441 | 21.4
| 2014-12-09 | 2391.5224 | 18.15
| 2014-12-10 | 2384.2168 | 20.05
| 2014-12-11 | 2760.7365 | 25.1
| 2014-12-12 | 2393.0115 | 21.7
| 2014-12-13 | 2185.1824 | 18.95
| 2014-12-14 | 2236.8695 | 19.35
| 2014-12-15 | 2395.5489 | 19.4
| 2014-12-16 | 2334.8835 | 18.45
| 2014-12-17 | 2233.266 | 18.5
| 2014-12-18 | 2421.1074 | 22.95
| 2014-12-19 | 3060.6524 | 27
| 2014-12-20 | 2367.9729 | 23.75
| 2014-12-21 | 2294.8492 | 22.55
| 2014-12-22 | 2501.5119 | 22.9
| 2014-12-23 | 2672.1987 | 24.35
| 2014-12-24 | 2612.6802 | 24.6
| 2014-12-25 | 2229.5081 | 23.7
| 2014-12-26 | 2282.2022 | 24.2
| 2014-12-27 | 2562.788 | 25.85
| 2014-12-28 | 2406.8576 | 24.1
| 2014-12-29 | 2937.0481 | 26.75
| 2014-12-30 | 3133.2495 | 29.45
| 2014-12-31 | 2521.0804 | 23.35
| 2015-01-01 | 2237.6748 | 22.95
| 2015-01-02 | 2284.353 | 20.9
| 2015-01-03 | 2188.4193 | 22.65
| 2015-01-04 | 2769.8345 | 25.45
| 2015-01-05 | 3743.8162 | 33.8
| 2015-01-06 | 3058.3719 | 27.8
| 2015-01-07 | 3073.4073 | 27.05
| 2015-01-08 | 2667.2987 | 23.95
| 2015-01-09 | 2504.6547 | 22.6
| 2015-01-10 | 2348.5252 | 23.4
| 2015-01-11 | 2398.3926 | 24.3
| 2015-01-12 | 2946.1535 | 25.5
| 2015-01-13 | 3059.2037 | 25.4
| 2015-01-14 | 2749.4777 | 23.35
| 2015-01-15 | 2613.0256 | 24.3
| 2015-01-16 | 2649.2413 | 24.3
| 2015-01-17 | 3056.4185 | 27.8
| 2015-01-18 | 2611.7887 | 24.1
| 2015-01-19 | 2709.244 | 23.35
| 2015-01-20 | 3417.2271 | 27.5
| 2015-01-21 | 3248.946 | 27.8
| 2015-01-22 | 2607.6296 | 25.8
| 2015-01-23 | 2652.0112 | 23.15
| 2015-01-24 | 2300.1664 | 23
| 2015-01-25 | 2498.8024 | 25.25
| 2015-01-26 | 2903.2472 | 26.9
| 2015-01-27 | 3626.044 | 30.6
| 2015-01-28 | 3675.562 | 29.6
| 2015-01-29 | 3387.3947 | 28.45
| 2015-01-30 | 3384.9067 | 27.55
| 2015-01-31 | 2655.365 | 25.25
| 2015-02-01 | 2756.7944 | 27.35
| 2015-02-02 | 3017.336 | 25.8
| 2015-02-03 | 3295.9679 | 29.6
| 2015-02-04 | 3226.8898 | 26.2
| 2015-02-05 | 2971.4303 | 24.9
| 2015-02-06 | 2817.7347 | 24.1
| 2015-02-07 | 2821.3737 | 26
| 2015-02-08 | 3372.1178 | 30.05
| 2015-02-09 | 3354.1729 | 26.8
| 2015-02-10 | 3355.3245 | 26.7
| 2015-02-11 | 3385.9936 | 28.2
| 2015-02-12 | 2936.7236 | 26.1
| 2015-02-13 | 2734.1506 | 24.2
| 2015-02-14 | 2168.465 | 21.75
| 2015-02-15 | 2388.1244 | 22.15
| 2015-02-16 | 3018.2211 | 25.55
| 2015-02-17 | 3066.3177 | 25.55
| 2015-02-18 | 3320.1213 | 26.55
| 2015-02-19 | 3114.8853 | 26.05
| 2015-02-20 | 2722.1669 | 25.05
| 2015-02-21 | 2228.1598 | 21.7
| 2015-02-22 | 2497.4465 | 23.35
| 2015-02-23 | 3041.5269 | 24.95
| 2015-02-24 | 3517.4332 | 29.7
| 2015-02-25 | 3497.6508 | 28.75
| 2015-02-26 | 3378.306 | 27.6
| 2015-02-27 | 2596.2357 | 23.6
| 2015-02-28 | 2436.0706 | 24.55

## fig2.2
Figure 2.2: Load duration curves, 2010-11 to 2014-15
Source: IMO
| Percentage of time | 2014-15 | 2013-14 | 2012-13 | 2011-12 | 2010-11
| 0.005708% | 100% | 100% | 100% | 100% | 100%
| 0.01142% | 99.95% | 99.57% | 99.66% | 99.83% | 99.85%
| 0.01712% | 98.8% | 99.57% | 99.39% | 99.58% | 99.45%
| 0.02283% | 98.23% | 99.39% | 98.48% | 99.33% | 99.44%
| 0.02854% | 97.64% | 99.21% | 98.17% | 99.25% | 98.92%
| 0.03425% | 97.41% | 99.2% | 98.02% | 98.62% | 98.88%
| 0.03995% | 97.39% | 98.72% | 97.9% | 98.16% | 98.73%
| 0.04566% | 97.36% | 98.59% | 97.6% | 98.11% | 98.72%
| 0.05137% | 96.98% | 98.48% | 97.36% | 97.2% | 98.67%
| 0.05708% | 96.81% | 98.3% | 97.28% | 96.26% | 98.66%
| 0.06279% | 96.71% | 98.27% | 96.97% | 95.37% | 98.49%
| 0.06849% | 96.61% | 97.66% | 96.92% | 95.34% | 98.13%
| 0.0742% | 96.35% | 97.56% | 96.86% | 94.91% | 98.04%
| 0.07991% | 96.31% | 97.19% | 96.82% | 94.68% | 97.97%
| 0.08562% | 96.28% | 97.03% | 96.82% | 94.44% | 97.81%
| 0.09132% | 95.99% | 96.95% | 96.79% | 94.35% | 97.49%
| 0.09703% | 95.88% | 96.93% | 96.76% | 94.33% | 97.46%
| 0.1027% | 95.7% | 96.89% | 96.74% | 94.3% | 97.45%
| 0.1084% | 95.68% | 96.87% | 96.7% | 94.29% | 97.43%
| 0.1142% | 95.62% | 96.82% | 96.66% | 93.97% | 97.08%
| 0.1199% | 95.57% | 96.82% | 96.61% | 93.92% | 97.08%
| 0.1256% | 95.47% | 96.68% | 96.54% | 93.88% | 97.06%
| 0.1313% | 95.43% | 96.62% | 96.44% | 93.83% | 97.01%
| 0.137% | 95.39% | 96.61% | 96.41% | 93.51% | 96.91%
| 0.1427% | 95.19% | 96.4% | 96.4% | 93.44% | 96.87%
| 0.1484% | 95.19% | 96.4% | 96.38% | 93.32% | 96.63%
| 0.1541% | 95.11% | 96.35% | 96.19% | 92.91% | 96.27%
| 0.1598% | 94.67% | 96.29% | 96.17% | 92.74% | 96.16%
| 0.1655% | 94.59% | 96.24% | 96.04% | 92.71% | 95.86%
| 0.1712% | 94.37% | 96.17% | 95.78% | 92.66% | 95.79%
| 0.1769% | 94.35% | 95.97% | 95.77% | 92.54% | 95.78%
| 0.1826% | 94.26% | 95.96% | 95.64% | 92.49% | 95.71%
| 0.1884% | 94.21% | 95.75% | 95.63% | 92.49% | 95.7%
| 0.1941% | 93.42% | 95.7% | 95.58% | 92.37% | 95.69%
| 0.1998% | 93.32% | 95.46% | 95.56% | 92.33% | 95.68%
| 0.2055% | 93.22% | 95.4% | 95.51% | 92.26% | 95.62%
| 0.2112% | 93.2% | 95.4% | 95.39% | 92.07% | 95.58%
| 0.2169% | 93.17% | 95.1% | 95.37% | 92.05% | 95.55%
| 0.2226% | 92.91% | 95.03% | 95.33% | 91.94% | 95.53%
| 0.2283% | 92.72% | 94.86% | 95.31% | 91.63% | 95.48%
| 0.234% | 92.72% | 94.74% | 95.27% | 91.54% | 95.36%
| 0.2397% | 92.32% | 94.67% | 95.15% | 91.38% | 95.26%
| 0.2454% | 92.23% | 94.56% | 95.09% | 91.36% | 95.24%
| 0.2511% | 92.18% | 94.48% | 94.93% | 91.33% | 95.22%
| 0.2568% | 92.07% | 94.46% | 94.88% | 91.25% | 95.19%
| 0.2626% | 92.04% | 94.43% | 94.76% | 91.23% | 95.15%
| 0.2683% | 91.92% | 94.3% | 94.66% | 91.12% | 95.1%
| 0.274% | 91.92% | 94.29% | 94.64% | 90.95% | 95.04%
| 0.2797% | 91.9% | 94.23% | 94.63% | 90.9% | 94.65%
| 0.2854% | 91.8% | 94.22% | 94.62% | 90.9% | 94.54%
| 0.2911% | 91.8% | 94.2% | 94.59% | 90.88% | 94.52%
| 0.2968% | 91.64% | 94.15% | 94.57% | 90.86% | 94.47%
| 0.3025% | 91.48% | 93.97% | 94.56% | 90.86% | 94.36%
| 0.3082% | 91.32% | 93.96% | 94.51% | 90.72% | 94.35%
| 0.3139% | 91.28% | 93.87% | 94.41% | 90.58% | 94.33%
| 0.3196% | 91.28% | 93.85% | 94.37% | 90.55% | 94.29%
| 0.3253% | 91.08% | 93.82% | 94.34% | 90.52% | 94.28%
| 0.3311% | 91.07% | 93.69% | 94.28% | 90.52% | 94.22%
| 0.3368% | 90.93% | 93.64% | 94.27% | 90.48% | 94.11%
| 0.3425% | 90.7% | 93.58% | 94.01% | 90.43% | 94.04%
| 0.3482% | 90.63% | 93.54% | 94.01% | 90.43% | 93.98%
| 0.3539% | 90.59% | 93.51% | 93.99% | 90.24% | 93.95%
| 0.3596% | 90.41% | 93.4% | 93.99% | 90.12% | 93.81%
| 0.3653% | 90.39% | 93.35% | 93.94% | 90.04% | 93.69%
| 0.371% | 90.38% | 93.27% | 93.82% | 90.03% | 93.56%
| 0.3767% | 90.37% | 93.24% | 93.81% | 89.86% | 93.45%
| 0.3824% | 90.36% | 93.2% | 93.72% | 89.73% | 93.38%
| 0.3881% | 90.2% | 93.11% | 93.68% | 89.66% | 93.37%
| 0.3938% | 90.13% | 93.1% | 93.57% | 89.63% | 93.35%
| 0.3995% | 90.03% | 93.05% | 93.56% | 89.59% | 93.28%
| 0.4053% | 90.01% | 92.96% | 93.48% | 89.48% | 93.24%
| 0.411% | 89.99% | 92.81% | 93.37% | 89.42% | 93.23%
| 0.4167% | 89.98% | 92.75% | 93.34% | 89.35% | 93.04%
| 0.4224% | 89.97% | 92.73% | 93.29% | 89.35% | 92.69%
| 0.4281% | 89.92% | 92.63% | 93.27% | 89.32% | 92.65%
| 0.4338% | 89.84% | 92.54% | 93.26% | 89.28% | 92.62%
| 0.4395% | 89.83% | 92.52% | 93.24% | 89.27% | 92.54%
| 0.4452% | 89.82% | 92.49% | 93.23% | 89.03% | 92.33%
| 0.4509% | 89.71% | 92.45% | 93.2% | 89.02% | 92.23%
| 0.4566% | 89.71% | 92.42% | 93.01% | 89.01% | 92.22%
| 0.4623% | 89.69% | 92.26% | 92.96% | 88.98% | 92.19%
| 0.468% | 89.61% | 92.25% | 92.95% | 88.95% | 92.18%
| 0.4737% | 89.6% | 92.12% | 92.79% | 88.92% | 92.14%
| 0.4795% | 89.57% | 92.03% | 92.76% | 88.84% | 92.09%
| 0.4852% | 89.55% | 92.01% | 92.73% | 88.8% | 92.05%
| 0.4909% | 89.5% | 91.92% | 92.67% | 88.78% | 92.03%
| 0.4966% | 89.5% | 91.91% | 92.64% | 88.57% | 92%
| 0.5023% | 89.5% | 91.86% | 92.63% | 88.54% | 91.99%
| 0.508% | 89.47% | 91.8% | 92.53% | 88.51% | 91.96%
| 0.5137% | 89.39% | 91.75% | 92.51% | 88.41% | 91.89%
| 0.5194% | 89.38% | 91.64% | 92.43% | 88.4% | 91.88%
| 0.5251% | 89.38% | 91.61% | 92.39% | 88.4% | 91.77%
| 0.5308% | 89.33% | 91.52% | 92.36% | 88.39% | 91.73%
| 0.5365% | 89.32% | 91.48% | 92.34% | 88.34% | 91.72%
| 0.5422% | 89.31% | 91.29% | 92.28% | 88.3% | 91.66%
| 0.5479% | 89.28% | 91.23% | 92.13% | 88.28% | 91.66%
| 0.5537% | 89.24% | 91.21% | 91.98% | 88.27% | 91.65%
| 0.5594% | 89.17% | 91.17% | 91.95% | 88.26% | 91.65%
| 0.5651% | 89.13% | 91.14% | 91.89% | 88.14% | 91.63%
| 0.5708% | 89.1% | 91.08% | 91.89% | 88.06% | 91.63%
| 0.5765% | 89.05% | 91.07% | 91.86% | 88% | 91.61%
| 0.5822% | 89.02% | 90.85% | 91.86% | 87.95% | 91.6%
| 0.5879% | 89.02% | 90.84% | 91.84% | 87.89% | 91.51%
| 0.5936% | 89.01% | 90.8% | 91.81% | 87.85% | 91.37%
| 0.5993% | 89% | 90.76% | 91.78% | 87.77% | 91.34%
| 0.605% | 88.99% | 90.75% | 91.74% | 87.76% | 91.3%
| 0.6107% | 88.97% | 90.71% | 91.73% | 87.72% | 91.24%
| 0.6164% | 88.9% | 90.71% | 91.7% | 87.65% | 91.12%
| 0.6221% | 88.87% | 90.53% | 91.69% | 87.6% | 90.95%
| 0.6279% | 88.77% | 90.45% | 91.64% | 87.53% | 90.85%
| 0.6336% | 88.76% | 90.44% | 91.58% | 87.49% | 90.79%
| 0.6393% | 88.71% | 90.33% | 91.49% | 87.34% | 90.77%
| 0.645% | 88.59% | 90.2% | 91.44% | 87.31% | 90.77%
| 0.6507% | 88.54% | 90.2% | 91.42% | 87.28% | 90.75%
| 0.6564% | 88.53% | 90.08% | 91.42% | 87.27% | 90.72%
| 0.6621% | 88.51% | 90.01% | 91.33% | 87.26% | 90.68%
| 0.6678% | 88.48% | 89.97% | 91.32% | 87.26% | 90.62%
| 0.6735% | 88.44% | 89.93% | 91.26% | 87.25% | 90.48%
| 0.6792% | 88.44% | 89.92% | 91.25% | 87.23% | 90.46%
| 0.6849% | 88.43% | 89.83% | 91.17% | 87.2% | 90.43%
| 0.6906% | 88.41% | 89.77% | 91.14% | 87.19% | 90.41%
| 0.6963% | 88.28% | 89.62% | 91.13% | 87.1% | 90.38%
| 0.7021% | 88.25% | 89.58% | 91.11% | 87.1% | 90.3%
| 0.7078% | 88.25% | 89.57% | 91.08% | 87.05% | 90.3%
| 0.7135% | 88.23% | 89.54% | 91.01% | 87% | 90.28%
| 0.7192% | 88.19% | 89.36% | 91.01% | 86.99% | 90.26%
| 0.7249% | 88.17% | 89.33% | 90.95% | 86.99% | 90.14%
| 0.7306% | 88.14% | 89.17% | 90.91% | 86.93% | 90.1%
| 0.7363% | 88.12% | 89.12% | 90.88% | 86.92% | 90.09%
| 0.742% | 88.1% | 89.05% | 90.74% | 86.82% | 90.06%
| 0.7477% | 88.05% | 89.03% | 90.7% | 86.81% | 90.05%
| 0.7534% | 87.99% | 88.99% | 90.68% | 86.8% | 90.04%
| 0.7591% | 87.97% | 88.97% | 90.67% | 86.76% | 90.04%
| 0.7648% | 87.91% | 88.95% | 90.62% | 86.75% | 90.03%
| 0.7705% | 87.88% | 88.93% | 90.4% | 86.75% | 90.01%
| 0.7763% | 87.83% | 88.92% | 90.36% | 86.66% | 90%
| 0.782% | 87.8% | 88.83% | 90.19% | 86.64% | 89.9%
| 0.7877% | 87.77% | 88.72% | 90.14% | 86.61% | 89.85%
| 0.7934% | 87.75% | 88.71% | 90.09% | 86.59% | 89.85%
| 0.7991% | 87.75% | 88.71% | 90.07% | 86.56% | 89.85%
| 0.8048% | 87.7% | 88.66% | 90.02% | 86.49% | 89.74%
| 0.8105% | 87.66% | 88.64% | 90% | 86.43% | 89.73%
| 0.8162% | 87.56% | 88.6% | 90% | 86.4% | 89.65%
| 0.8219% | 87.47% | 88.59% | 90% | 86.38% | 89.63%
| 0.8276% | 87.42% | 88.53% | 89.86% | 86.35% | 89.62%
| 0.8333% | 87.36% | 88.53% | 89.78% | 86.23% | 89.6%
| 0.839% | 87.3% | 88.52% | 89.74% | 86.14% | 89.59%
| 0.8447% | 87.3% | 88.48% | 89.73% | 86.03% | 89.5%
| 0.8505% | 87.14% | 88.39% | 89.67% | 85.92% | 89.49%
| 0.8562% | 87.13% | 88.38% | 89.59% | 85.92% | 89.48%
| 0.8619% | 87.07% | 88.37% | 89.58% | 85.85% | 89.36%
| 0.8676% | 86.98% | 88.29% | 89.57% | 85.85% | 89.33%
| 0.8733% | 86.95% | 88.28% | 89.55% | 85.84% | 89.26%
| 0.879% | 86.95% | 88.24% | 89.46% | 85.81% | 89.24%
| 0.8847% | 86.91% | 88.24% | 89.46% | 85.8% | 89.23%
| 0.8904% | 86.89% | 88.2% | 89.44% | 85.75% | 89.22%
| 0.8961% | 86.86% | 88.08% | 89.3% | 85.74% | 89.2%
| 0.9018% | 86.78% | 88.05% | 89.27% | 85.73% | 89.19%
| 0.9075% | 86.77% | 88.04% | 89.08% | 85.71% | 89.17%
| 0.9132% | 86.71% | 88.02% | 89.05% | 85.68% | 89.17%
| 0.9189% | 86.68% | 87.99% | 89.02% | 85.6% | 89.03%
| 0.9247% | 86.66% | 87.98% | 88.99% | 85.53% | 89.03%
| 0.9304% | 86.61% | 87.98% | 88.96% | 85.51% | 89.01%
| 0.9361% | 86.6% | 87.97% | 88.92% | 85.42% | 89%
| 0.9418% | 86.55% | 87.97% | 88.92% | 85.41% | 88.98%
| 0.9475% | 86.54% | 87.95% | 88.84% | 85.32% | 88.97%
| 0.9532% | 86.53% | 87.94% | 88.8% | 85.29% | 88.92%
| 0.9589% | 86.5% | 87.88% | 88.78% | 85.2% | 88.89%
| 0.9646% | 86.5% | 87.87% | 88.78% | 85.16% | 88.86%
| 0.9703% | 86.46% | 87.87% | 88.76% | 85.06% | 88.83%
| 0.976% | 86.45% | 87.86% | 88.74% | 85.05% | 88.81%
| 0.9817% | 86.45% | 87.8% | 88.67% | 84.97% | 88.8%
| 0.9874% | 86.45% | 87.79% | 88.66% | 84.95% | 88.8%
| 0.9932% | 86.45% | 87.71% | 88.64% | 84.91% | 88.79%
| 0.9989% | 86.43% | 87.65% | 88.62% | 84.9% | 88.77%
| 1.005% | 86.39% | 87.63% | 88.58% | 84.9% | 88.67%
| 1.01% | 86.37% | 87.61% | 88.51% | 84.88% | 88.66%
| 1.016% | 86.34% | 87.59% | 88.43% | 84.85% | 88.65%
| 1.022% | 86.29% | 87.58% | 88.39% | 84.85% | 88.62%
| 1.027% | 86.26% | 87.55% | 88.38% | 84.79% | 88.62%
| 1.033% | 86.23% | 87.54% | 88.38% | 84.79% | 88.49%
| 1.039% | 86.22% | 87.53% | 88.33% | 84.78% | 88.48%
| 1.045% | 86.2% | 87.5% | 88.25% | 84.74% | 88.45%
| 1.05% | 86.16% | 87.5% | 88.25% | 84.7% | 88.36%
| 1.056% | 86.13% | 87.49% | 88.14% | 84.64% | 88.34%
| 1.062% | 85.87% | 87.48% | 88.13% | 84.6% | 88.31%
| 1.067% | 85.71% | 87.46% | 88.06% | 84.56% | 88.27%
| 1.073% | 85.71% | 87.46% | 88.06% | 84.55% | 88.26%
| 1.079% | 85.68% | 87.46% | 88.03% | 84.54% | 88.26%
| 1.084% | 85.66% | 87.45% | 88.01% | 84.51% | 88.16%
| 1.09% | 85.59% | 87.44% | 87.96% | 84.5% | 88.12%
| 1.096% | 85.59% | 87.4% | 87.95% | 84.5% | 88.12%
| 1.102% | 85.55% | 87.38% | 87.93% | 84.5% | 88.1%
| 1.107% | 85.53% | 87.33% | 87.92% | 84.48% | 88.09%
| 1.113% | 85.5% | 87.3% | 87.9% | 84.45% | 88.07%
| 1.119% | 85.43% | 87.3% | 87.8% | 84.42% | 88.06%
| 1.124% | 85.42% | 87.23% | 87.75% | 84.42% | 88.05%
| 1.13% | 85.38% | 87.21% | 87.74% | 84.4% | 87.96%
| 1.136% | 85.35% | 87.21% | 87.67% | 84.4% | 87.95%
| 1.142% | 85.34% | 87.2% | 87.54% | 84.36% | 87.92%
| 1.147% | 85.31% | 87.19% | 87.52% | 84.32% | 87.92%
| 1.153% | 85.28% | 87.19% | 87.46% | 84.31% | 87.91%
| 1.159% | 85.28% | 87.18% | 87.38% | 84.25% | 87.91%
| 1.164% | 85.27% | 87.16% | 87.34% | 84.24% | 87.9%
| 1.17% | 85.23% | 87.14% | 87.23% | 84.18% | 87.84%
| 1.176% | 85.17% | 87.12% | 87.15% | 84.17% | 87.77%
| 1.182% | 85.13% | 87.11% | 87.07% | 84.14% | 87.72%
| 1.187% | 85.08% | 86.98% | 87.04% | 84.11% | 87.72%
| 1.193% | 85.08% | 86.96% | 86.99% | 84.08% | 87.7%
| 1.199% | 85.06% | 86.94% | 86.96% | 84.06% | 87.68%
| 1.204% | 85.04% | 86.86% | 86.84% | 84.03% | 87.68%
| 1.21% | 85.01% | 86.86% | 86.83% | 84.03% | 87.67%
| 1.216% | 84.97% | 86.81% | 86.83% | 83.97% | 87.64%
| 1.221% | 84.96% | 86.79% | 86.78% | 83.97% | 87.63%
| 1.227% | 84.93% | 86.79% | 86.76% | 83.86% | 87.56%
| 1.233% | 84.9% | 86.77% | 86.59% | 83.84% | 87.56%
| 1.239% | 84.89% | 86.71% | 86.52% | 83.84% | 87.51%
| 1.244% | 84.87% | 86.68% | 86.52% | 83.82% | 87.48%
| 1.25% | 84.78% | 86.66% | 86.4% | 83.77% | 87.45%
| 1.256% | 84.71% | 86.61% | 86.37% | 83.7% | 87.44%
| 1.261% | 84.69% | 86.6% | 86.35% | 83.69% | 87.4%
| 1.267% | 84.68% | 86.6% | 86.29% | 83.66% | 87.31%
| 1.273% | 84.66% | 86.6% | 86.29% | 83.65% | 87.29%
| 1.279% | 84.65% | 86.56% | 86.28% | 83.64% | 87.22%
| 1.284% | 84.62% | 86.5% | 86.16% | 83.63% | 87.19%
| 1.29% | 84.61% | 86.49% | 86.15% | 83.61% | 87.17%
| 1.296% | 84.6% | 86.48% | 86.15% | 83.58% | 87.15%
| 1.301% | 84.59% | 86.47% | 86.14% | 83.53% | 87.14%
| 1.307% | 84.59% | 86.45% | 86.05% | 83.51% | 87.14%
| 1.313% | 84.58% | 86.44% | 86.02% | 83.51% | 87.13%
| 1.318% | 84.52% | 86.41% | 85.92% | 83.5% | 87.11%
| 1.324% | 84.44% | 86.38% | 85.91% | 83.45% | 87.1%
| 1.33% | 84.43% | 86.33% | 85.79% | 83.32% | 87.09%
| 1.336% | 84.4% | 86.28% | 85.78% | 83.25% | 87.06%
| 1.341% | 84.4% | 86.27% | 85.77% | 83.21% | 87%
| 1.347% | 84.4% | 86.21% | 85.73% | 83.2% | 87%
| 1.353% | 84.34% | 86.21% | 85.64% | 83.19% | 86.97%
| 1.358% | 84.29% | 86.21% | 85.59% | 83.18% | 86.95%
| 1.364% | 84.27% | 86.15% | 85.55% | 83.11% | 86.93%
| 1.37% | 84.26% | 86.08% | 85.52% | 83.1% | 86.93%
| 1.376% | 84.25% | 86% | 85.49% | 83.07% | 86.89%
| 1.381% | 84.17% | 85.97% | 85.46% | 83.06% | 86.85%
| 1.387% | 84.11% | 85.92% | 85.45% | 83.05% | 86.82%
| 1.393% | 83.97% | 85.85% | 85.4% | 83.01% | 86.79%
| 1.398% | 83.93% | 85.84% | 85.38% | 83% | 86.78%
| 1.404% | 83.88% | 85.82% | 85.36% | 82.98% | 86.76%
| 1.41% | 83.86% | 85.73% | 85.36% | 82.97% | 86.76%
| 1.416% | 83.85% | 85.68% | 85.35% | 82.97% | 86.75%
| 1.421% | 83.83% | 85.65% | 85.33% | 82.97% | 86.73%
| 1.427% | 83.78% | 85.61% | 85.33% | 82.95% | 86.73%
| 1.433% | 83.73% | 85.6% | 85.3% | 82.95% | 86.72%
| 1.438% | 83.71% | 85.59% | 85.16% | 82.93% | 86.68%
| 1.444% | 83.62% | 85.59% | 85.08% | 82.82% | 86.66%
| 1.45% | 83.61% | 85.5% | 85.04% | 82.81% | 86.64%
| 1.455% | 83.58% | 85.39% | 85.01% | 82.7% | 86.63%
| 1.461% | 83.55% | 85.38% | 84.98% | 82.68% | 86.59%
| 1.467% | 83.54% | 85.38% | 84.98% | 82.68% | 86.55%
| 1.473% | 83.54% | 85.35% | 84.91% | 82.55% | 86.51%
| 1.478% | 83.47% | 85.34% | 84.9% | 82.54% | 86.5%
| 1.484% | 83.45% | 85.32% | 84.84% | 82.53% | 86.5%
| 1.49% | 83.39% | 85.32% | 84.84% | 82.52% | 86.49%
| 1.495% | 83.36% | 85.32% | 84.78% | 82.5% | 86.44%
| 1.501% | 83.26% | 85.25% | 84.77% | 82.49% | 86.4%
| 1.507% | 83.24% | 85.22% | 84.75% | 82.47% | 86.38%
| 1.513% | 83.17% | 85.22% | 84.68% | 82.46% | 86.37%
| 1.518% | 83.17% | 85.2% | 84.57% | 82.45% | 86.34%
| 1.524% | 83.15% | 85.15% | 84.57% | 82.45% | 86.33%
| 1.53% | 83.11% | 85.15% | 84.54% | 82.37% | 86.3%
| 1.535% | 83.1% | 85.12% | 84.5% | 82.36% | 86.29%
| 1.541% | 83.09% | 85.11% | 84.48% | 82.36% | 86.28%
| 1.547% | 83.07% | 85.09% | 84.44% | 82.34% | 86.27%
| 1.553% | 83.02% | 85.09% | 84.42% | 82.34% | 86.22%
| 1.558% | 82.94% | 85.05% | 84.42% | 82.27% | 86.2%
| 1.564% | 82.84% | 85.04% | 84.41% | 82.25% | 86.16%
| 1.57% | 82.83% | 85.02% | 84.41% | 82.2% | 86.13%
| 1.575% | 82.83% | 84.96% | 84.32% | 82.18% | 86.12%
| 1.581% | 82.82% | 84.96% | 84.28% | 82.18% | 86.12%
| 1.587% | 82.8% | 84.92% | 84.24% | 82.16% | 86.11%
| 1.592% | 82.79% | 84.92% | 84.23% | 82.14% | 86.11%
| 1.598% | 82.76% | 84.89% | 84.14% | 82.13% | 86.08%
| 1.604% | 82.74% | 84.88% | 84.03% | 82.1% | 86.07%
| 1.61% | 82.73% | 84.86% | 84.03% | 82.08% | 86.07%
| 1.615% | 82.68% | 84.84% | 84.02% | 82.07% | 86.06%
| 1.621% | 82.65% | 84.81% | 83.97% | 82.04% | 86.04%
| 1.627% | 82.65% | 84.8% | 83.96% | 82.02% | 86.03%
| 1.632% | 82.64% | 84.77% | 83.95% | 81.98% | 86.01%
| 1.638% | 82.64% | 84.73% | 83.91% | 81.96% | 86.01%
| 1.644% | 82.63% | 84.7% | 83.9% | 81.92% | 85.93%
| 1.65% | 82.62% | 84.68% | 83.9% | 81.89% | 85.88%
| 1.655% | 82.61% | 84.67% | 83.87% | 81.89% | 85.88%
| 1.661% | 82.6% | 84.65% | 83.86% | 81.87% | 85.79%
| 1.667% | 82.46% | 84.65% | 83.8% | 81.87% | 85.71%
| 1.672% | 82.45% | 84.6% | 83.77% | 81.87% | 85.64%
| 1.678% | 82.44% | 84.59% | 83.76% | 81.83% | 85.63%
| 1.684% | 82.4% | 84.59% | 83.7% | 81.81% | 85.62%
| 1.689% | 82.38% | 84.59% | 83.68% | 81.8% | 85.61%
| 1.695% | 82.37% | 84.59% | 83.66% | 81.8% | 85.6%
| 1.701% | 82.34% | 84.56% | 83.61% | 81.79% | 85.57%
| 1.707% | 82.32% | 84.54% | 83.59% | 81.72% | 85.52%
| 1.712% | 82.32% | 84.51% | 83.55% | 81.72% | 85.52%
| 1.718% | 82.26% | 84.5% | 83.53% | 81.7% | 85.51%
| 1.724% | 82.25% | 84.47% | 83.53% | 81.7% | 85.51%
| 1.729% | 82.25% | 84.45% | 83.49% | 81.7% | 85.48%
| 1.735% | 82.22% | 84.45% | 83.46% | 81.63% | 85.47%
| 1.741% | 82.18% | 84.45% | 83.46% | 81.58% | 85.47%
| 1.747% | 82.17% | 84.45% | 83.46% | 81.57% | 85.47%
| 1.752% | 82.16% | 84.44% | 83.4% | 81.55% | 85.45%
| 1.758% | 82.12% | 84.37% | 83.33% | 81.49% | 85.42%
| 1.764% | 82.01% | 84.32% | 83.28% | 81.45% | 85.39%
| 1.769% | 82% | 84.32% | 83.27% | 81.42% | 85.37%
| 1.775% | 81.98% | 84.28% | 83.27% | 81.42% | 85.34%
| 1.781% | 81.95% | 84.25% | 83.25% | 81.4% | 85.3%
| 1.787% | 81.94% | 84.22% | 83.24% | 81.39% | 85.29%
| 1.792% | 81.94% | 84.19% | 83.17% | 81.37% | 85.25%
| 1.798% | 81.94% | 84.18% | 83.16% | 81.36% | 85.22%
| 1.804% | 81.91% | 84.16% | 83.12% | 81.31% | 85.21%
| 1.809% | 81.87% | 84.15% | 83.11% | 81.3% | 85.19%
| 1.815% | 81.86% | 84.12% | 83.1% | 81.28% | 85.17%
| 1.821% | 81.83% | 84.05% | 83.1% | 81.28% | 85.16%
| 1.826% | 81.82% | 83.97% | 83.07% | 81.26% | 85.15%
| 1.832% | 81.7% | 83.94% | 83.05% | 81.24% | 85.12%
| 1.838% | 81.7% | 83.93% | 83.02% | 81.19% | 85.11%
| 1.844% | 81.67% | 83.83% | 82.99% | 81.18% | 85.07%
| 1.849% | 81.61% | 83.83% | 82.99% | 81.17% | 85.03%
| 1.855% | 81.6% | 83.81% | 82.98% | 81.16% | 85.01%
| 1.861% | 81.6% | 83.79% | 82.96% | 81.14% | 84.97%
| 1.866% | 81.59% | 83.77% | 82.96% | 81.11% | 84.94%
| 1.872% | 81.53% | 83.76% | 82.96% | 81.05% | 84.93%
| 1.878% | 81.53% | 83.69% | 82.94% | 81.04% | 84.92%
| 1.884% | 81.48% | 83.67% | 82.9% | 81% | 84.92%
| 1.889% | 81.47% | 83.63% | 82.87% | 80.98% | 84.89%
| 1.895% | 81.46% | 83.59% | 82.86% | 80.97% | 84.82%
| 1.901% | 81.38% | 83.55% | 82.84% | 80.95% | 84.81%
| 1.906% | 81.33% | 83.5% | 82.84% | 80.9% | 84.77%
| 1.912% | 81.27% | 83.47% | 82.81% | 80.89% | 84.76%
| 1.918% | 81.25% | 83.44% | 82.8% | 80.87% | 84.76%
| 1.924% | 81.21% | 83.42% | 82.76% | 80.87% | 84.7%
| 1.929% | 81.21% | 83.41% | 82.73% | 80.87% | 84.7%
| 1.935% | 81.2% | 83.39% | 82.7% | 80.86% | 84.64%
| 1.941% | 81.17% | 83.38% | 82.68% | 80.85% | 84.61%
| 1.946% | 81.14% | 83.38% | 82.63% | 80.85% | 84.58%
| 1.952% | 81.12% | 83.36% | 82.61% | 80.84% | 84.57%
| 1.958% | 81.11% | 83.35% | 82.6% | 80.83% | 84.56%
| 1.963% | 81.1% | 83.34% | 82.59% | 80.83% | 84.54%
| 1.969% | 81.09% | 83.31% | 82.59% | 80.8% | 84.49%
| 1.975% | 81.06% | 83.28% | 82.58% | 80.75% | 84.49%
| 1.981% | 81.05% | 83.26% | 82.56% | 80.7% | 84.48%
| 1.986% | 81.02% | 83.25% | 82.55% | 80.69% | 84.46%
| 1.992% | 81.02% | 83.24% | 82.47% | 80.69% | 84.43%
| 1.998% | 81.02% | 83.24% | 82.44% | 80.68% | 84.42%
| 2.003% | 81.01% | 83.22% | 82.43% | 80.68% | 84.4%
| 2.009% | 80.98% | 83.21% | 82.41% | 80.67% | 84.4%
| 2.015% | 80.97% | 83.21% | 82.37% | 80.67% | 84.4%
| 2.021% | 80.95% | 83.2% | 82.35% | 80.63% | 84.37%
| 2.026% | 80.95% | 83.2% | 82.25% | 80.62% | 84.37%
| 2.032% | 80.94% | 83.15% | 82.22% | 80.61% | 84.37%
| 2.038% | 80.93% | 83.02% | 82.17% | 80.59% | 84.36%
| 2.043% | 80.91% | 83.01% | 82.17% | 80.53% | 84.35%
| 2.049% | 80.9% | 83% | 82.14% | 80.52% | 84.34%
| 2.055% | 80.88% | 82.99% | 82.1% | 80.49% | 84.33%
| 2.061% | 80.88% | 82.96% | 82.09% | 80.48% | 84.31%
| 2.066% | 80.88% | 82.96% | 82.01% | 80.44% | 84.3%
| 2.072% | 80.86% | 82.95% | 81.97% | 80.38% | 84.29%
| 2.078% | 80.79% | 82.92% | 81.95% | 80.37% | 84.28%
| 2.083% | 80.73% | 82.91% | 81.93% | 80.36% | 84.2%
| 2.089% | 80.71% | 82.89% | 81.92% | 80.3% | 84.19%
| 2.095% | 80.68% | 82.87% | 81.9% | 80.28% | 84.19%
| 2.1% | 80.62% | 82.86% | 81.88% | 80.26% | 84.14%
| 2.106% | 80.6% | 82.8% | 81.87% | 80.26% | 84.13%
| 2.112% | 80.59% | 82.79% | 81.84% | 80.23% | 84.13%
| 2.118% | 80.59% | 82.77% | 81.8% | 80.23% | 84.1%
| 2.123% | 80.55% | 82.75% | 81.79% | 80.19% | 84.09%
| 2.129% | 80.55% | 82.72% | 81.78% | 80.19% | 84.05%
| 2.135% | 80.55% | 82.71% | 81.77% | 80.19% | 84.02%
| 2.14% | 80.55% | 82.71% | 81.77% | 80.16% | 84.02%
| 2.146% | 80.54% | 82.69% | 81.73% | 80.14% | 83.99%
| 2.152% | 80.52% | 82.66% | 81.71% | 80.13% | 83.99%
| 2.158% | 80.45% | 82.64% | 81.7% | 80.1% | 83.98%
| 2.163% | 80.45% | 82.6% | 81.65% | 80.1% | 83.95%
| 2.169% | 80.44% | 82.6% | 81.59% | 80.09% | 83.94%
| 2.175% | 80.4% | 82.57% | 81.58% | 80.05% | 83.88%
| 2.18% | 80.39% | 82.54% | 81.58% | 80.01% | 83.88%
| 2.186% | 80.37% | 82.52% | 81.57% | 79.99% | 83.86%
| 2.192% | 80.36% | 82.48% | 81.5% | 79.99% | 83.86%
| 2.197% | 80.35% | 82.48% | 81.49% | 79.99% | 83.85%
| 2.203% | 80.33% | 82.46% | 81.48% | 79.94% | 83.84%
| 2.209% | 80.32% | 82.46% | 81.48% | 79.93% | 83.83%
| 2.215% | 80.31% | 82.41% | 81.47% | 79.92% | 83.77%
| 2.22% | 80.3% | 82.39% | 81.41% | 79.89% | 83.76%
| 2.226% | 80.3% | 82.38% | 81.4% | 79.86% | 83.74%
| 2.232% | 80.22% | 82.36% | 81.4% | 79.86% | 83.72%
| 2.237% | 80.2% | 82.36% | 81.36% | 79.85% | 83.68%
| 2.243% | 80.18% | 82.35% | 81.35% | 79.85% | 83.68%
| 2.249% | 80.16% | 82.32% | 81.35% | 79.82% | 83.67%
| 2.255% | 80.16% | 82.31% | 81.28% | 79.81% | 83.65%
| 2.26% | 80.14% | 82.29% | 81.28% | 79.78% | 83.63%
| 2.266% | 80.14% | 82.27% | 81.25% | 79.78% | 83.59%
| 2.272% | 80.14% | 82.27% | 81.23% | 79.74% | 83.59%
| 2.277% | 80.13% | 82.26% | 81.2% | 79.72% | 83.54%
| 2.283% | 80.12% | 82.25% | 81.17% | 79.68% | 83.54%
| 2.289% | 80.12% | 82.24% | 81.16% | 79.68% | 83.54%
| 2.295% | 80.11% | 82.22% | 81.16% | 79.62% | 83.52%
| 2.3% | 80.11% | 82.19% | 81.16% | 79.61% | 83.52%
| 2.306% | 80.1% | 82.17% | 81.16% | 79.52% | 83.52%
| 2.312% | 80.1% | 82.11% | 81.14% | 79.49% | 83.45%
| 2.317% | 80.04% | 82.09% | 81.1% | 79.48% | 83.43%
| 2.323% | 80.04% | 81.99% | 81.1% | 79.45% | 83.41%
| 2.329% | 80.03% | 81.99% | 81.08% | 79.45% | 83.4%
| 2.334% | 80.01% | 81.98% | 81.06% | 79.44% | 83.34%
| 2.34% | 80% | 81.95% | 81.04% | 79.38% | 83.32%
| 2.346% | 80% | 81.92% | 81.04% | 79.35% | 83.3%
| 2.352% | 79.98% | 81.84% | 81.04% | 79.33% | 83.19%
| 2.357% | 79.98% | 81.81% | 81.03% | 79.31% | 83.15%
| 2.363% | 79.96% | 81.8% | 81% | 79.31% | 83.13%
| 2.369% | 79.94% | 81.8% | 80.98% | 79.29% | 83.11%
| 2.374% | 79.93% | 81.78% | 80.96% | 79.28% | 83.08%
| 2.38% | 79.92% | 81.75% | 80.96% | 79.27% | 83%
| 2.386% | 79.9% | 81.74% | 80.95% | 79.24% | 82.98%
| 2.392% | 79.87% | 81.74% | 80.93% | 79.19% | 82.96%
| 2.397% | 79.87% | 81.71% | 80.92% | 79.19% | 82.96%
| 2.403% | 79.86% | 81.7% | 80.9% | 79.15% | 82.94%
| 2.409% | 79.86% | 81.7% | 80.84% | 79.13% | 82.91%
| 2.414% | 79.84% | 81.69% | 80.83% | 79.13% | 82.8%
| 2.42% | 79.83% | 81.68% | 80.79% | 79.12% | 82.79%
| 2.426% | 79.81% | 81.66% | 80.79% | 79.09% | 82.78%
| 2.432% | 79.79% | 81.6% | 80.79% | 79.08% | 82.76%
| 2.437% | 79.78% | 81.59% | 80.79% | 79.06% | 82.71%
| 2.443% | 79.77% | 81.58% | 80.79% | 79.05% | 82.68%
| 2.449% | 79.77% | 81.58% | 80.79% | 79.05% | 82.68%
| 2.454% | 79.74% | 81.56% | 80.77% | 79.05% | 82.62%
| 2.46% | 79.7% | 81.54% | 80.74% | 79.04% | 82.62%
| 2.466% | 79.7% | 81.5% | 80.74% | 79.03% | 82.59%
| 2.471% | 79.69% | 81.49% | 80.61% | 79% | 82.59%
| 2.477% | 79.69% | 81.49% | 80.59% | 79% | 82.59%
| 2.483% | 79.68% | 81.48% | 80.59% | 78.99% | 82.58%
| 2.489% | 79.68% | 81.43% | 80.57% | 78.99% | 82.58%
| 2.494% | 79.68% | 81.36% | 80.55% | 78.98% | 82.56%
| 2.5% | 79.66% | 81.34% | 80.54% | 78.97% | 82.51%
| 2.506% | 79.66% | 81.33% | 80.53% | 78.93% | 82.51%
| 2.511% | 79.64% | 81.32% | 80.42% | 78.91% | 82.51%
| 2.517% | 79.64% | 81.32% | 80.42% | 78.9% | 82.45%
| 2.523% | 79.64% | 81.31% | 80.42% | 78.89% | 82.45%
| 2.529% | 79.63% | 81.31% | 80.41% | 78.89% | 82.4%
| 2.534% | 79.62% | 81.29% | 80.37% | 78.87% | 82.37%
| 2.54% | 79.6% | 81.28% | 80.36% | 78.83% | 82.37%
| 2.546% | 79.58% | 81.28% | 80.34% | 78.8% | 82.37%
| 2.551% | 79.55% | 81.26% | 80.33% | 78.78% | 82.37%
| 2.557% | 79.49% | 81.24% | 80.31% | 78.77% | 82.36%
| 2.563% | 79.48% | 81.2% | 80.29% | 78.77% | 82.36%
| 2.568% | 79.48% | 81.19% | 80.27% | 78.7% | 82.35%
| 2.574% | 79.45% | 81.18% | 80.24% | 78.68% | 82.32%
| 2.58% | 79.41% | 81.17% | 80.23% | 78.64% | 82.27%
| 2.586% | 79.38% | 81.14% | 80.22% | 78.64% | 82.23%
| 2.591% | 79.35% | 81.1% | 80.19% | 78.63% | 82.22%
| 2.597% | 79.33% | 81.02% | 80.14% | 78.58% | 82.21%
| 2.603% | 79.31% | 81.01% | 80.14% | 78.58% | 82.2%
| 2.608% | 79.29% | 80.99% | 80.12% | 78.53% | 82.19%
| 2.614% | 79.29% | 80.98% | 80.11% | 78.53% | 82.19%
| 2.62% | 79.28% | 80.96% | 80.08% | 78.53% | 82.18%
| 2.626% | 79.26% | 80.96% | 80.05% | 78.52% | 82.15%
| 2.631% | 79.25% | 80.93% | 80.04% | 78.5% | 82.15%
| 2.637% | 79.25% | 80.93% | 79.99% | 78.49% | 82.15%
| 2.643% | 79.22% | 80.91% | 79.99% | 78.48% | 82.14%
| 2.648% | 79.22% | 80.87% | 79.98% | 78.48% | 82.12%
| 2.654% | 79.19% | 80.85% | 79.96% | 78.47% | 82.12%
| 2.66% | 79.17% | 80.84% | 79.95% | 78.46% | 82.11%
| 2.666% | 79.17% | 80.84% | 79.93% | 78.46% | 82.11%
| 2.671% | 79.17% | 80.84% | 79.93% | 78.42% | 82.07%
| 2.677% | 79.14% | 80.83% | 79.92% | 78.41% | 82.06%
| 2.683% | 79.08% | 80.82% | 79.9% | 78.39% | 82.01%
| 2.688% | 79.04% | 80.81% | 79.9% | 78.33% | 82.01%
| 2.694% | 79.03% | 80.81% | 79.9% | 78.33% | 81.94%
| 2.7% | 79.02% | 80.81% | 79.88% | 78.32% | 81.93%
| 2.705% | 79% | 80.79% | 79.86% | 78.27% | 81.92%
| 2.711% | 78.98% | 80.79% | 79.85% | 78.25% | 81.9%
| 2.717% | 78.97% | 80.77% | 79.84% | 78.19% | 81.89%
| 2.723% | 78.94% | 80.74% | 79.82% | 78.18% | 81.89%
| 2.728% | 78.92% | 80.74% | 79.82% | 78.18% | 81.88%
| 2.734% | 78.91% | 80.69% | 79.8% | 78.18% | 81.87%
| 2.74% | 78.9% | 80.68% | 79.79% | 78.18% | 81.87%
| 2.745% | 78.9% | 80.68% | 79.78% | 78.13% | 81.78%
| 2.751% | 78.88% | 80.68% | 79.77% | 78.12% | 81.73%
| 2.757% | 78.87% | 80.68% | 79.74% | 78.11% | 81.72%
| 2.763% | 78.87% | 80.67% | 79.71% | 78.11% | 81.69%
| 2.768% | 78.86% | 80.67% | 79.68% | 78.11% | 81.66%
| 2.774% | 78.83% | 80.67% | 79.66% | 77.98% | 81.64%
| 2.78% | 78.82% | 80.66% | 79.66% | 77.97% | 81.62%
| 2.785% | 78.8% | 80.63% | 79.65% | 77.97% | 81.62%
| 2.791% | 78.78% | 80.59% | 79.63% | 77.96% | 81.6%
| 2.797% | 78.76% | 80.56% | 79.62% | 77.94% | 81.6%
| 2.803% | 78.75% | 80.54% | 79.59% | 77.93% | 81.58%
| 2.808% | 78.72% | 80.52% | 79.58% | 77.88% | 81.55%
| 2.814% | 78.71% | 80.5% | 79.55% | 77.87% | 81.55%
| 2.82% | 78.7% | 80.5% | 79.51% | 77.83% | 81.54%
| 2.825% | 78.69% | 80.44% | 79.51% | 77.83% | 81.49%
| 2.831% | 78.69% | 80.42% | 79.49% | 77.75% | 81.48%
| 2.837% | 78.68% | 80.37% | 79.48% | 77.73% | 81.47%
| 2.842% | 78.66% | 80.31% | 79.48% | 77.73% | 81.43%
| 2.848% | 78.65% | 80.31% | 79.48% | 77.73% | 81.41%
| 2.854% | 78.64% | 80.3% | 79.48% | 77.69% | 81.41%
| 2.86% | 78.63% | 80.3% | 79.46% | 77.67% | 81.38%
| 2.865% | 78.63% | 80.3% | 79.44% | 77.67% | 81.34%
| 2.871% | 78.62% | 80.26% | 79.44% | 77.64% | 81.32%
| 2.877% | 78.58% | 80.25% | 79.44% | 77.59% | 81.31%
| 2.882% | 78.58% | 80.24% | 79.42% | 77.59% | 81.27%
| 2.888% | 78.56% | 80.24% | 79.38% | 77.59% | 81.24%
| 2.894% | 78.56% | 80.24% | 79.37% | 77.58% | 81.23%
| 2.9% | 78.55% | 80.23% | 79.33% | 77.58% | 81.23%
| 2.905% | 78.54% | 80.23% | 79.33% | 77.57% | 81.17%
| 2.911% | 78.54% | 80.2% | 79.3% | 77.56% | 81.16%
| 2.917% | 78.52% | 80.19% | 79.3% | 77.55% | 81.16%
| 2.922% | 78.52% | 80.18% | 79.29% | 77.54% | 81.16%
| 2.928% | 78.49% | 80.16% | 79.28% | 77.5% | 81.14%
| 2.934% | 78.48% | 80.15% | 79.27% | 77.5% | 81.14%
| 2.939% | 78.46% | 80.12% | 79.26% | 77.46% | 81.13%
| 2.945% | 78.45% | 80.11% | 79.24% | 77.45% | 81.07%
| 2.951% | 78.44% | 80.05% | 79.2% | 77.42% | 81.04%
| 2.957% | 78.43% | 80.04% | 79.2% | 77.4% | 81.04%
| 2.962% | 78.41% | 80.03% | 79.17% | 77.37% | 81.04%
| 2.968% | 78.4% | 80.02% | 79.16% | 77.36% | 81.03%
| 2.974% | 78.4% | 80.02% | 79.14% | 77.35% | 81.02%
| 2.979% | 78.39% | 80.02% | 79.13% | 77.34% | 81.02%
| 2.985% | 78.37% | 80.01% | 79.11% | 77.33% | 81.01%
| 2.991% | 78.35% | 79.98% | 79.07% | 77.33% | 81.01%
| 2.997% | 78.35% | 79.98% | 79.05% | 77.32% | 80.97%
| 3.002% | 78.35% | 79.98% | 79.03% | 77.32% | 80.97%
| 3.008% | 78.34% | 79.94% | 79.03% | 77.32% | 80.97%
| 3.014% | 78.33% | 79.93% | 78.98% | 77.32% | 80.96%
| 3.019% | 78.32% | 79.91% | 78.97% | 77.3% | 80.95%
| 3.025% | 78.32% | 79.9% | 78.97% | 77.29% | 80.94%
| 3.031% | 78.31% | 79.87% | 78.97% | 77.23% | 80.91%
| 3.037% | 78.28% | 79.87% | 78.94% | 77.23% | 80.9%
| 3.042% | 78.22% | 79.85% | 78.93% | 77.22% | 80.84%
| 3.048% | 78.21% | 79.8% | 78.92% | 77.21% | 80.8%
| 3.054% | 78.21% | 79.79% | 78.91% | 77.2% | 80.8%
| 3.059% | 78.19% | 79.76% | 78.9% | 77.18% | 80.79%
| 3.065% | 78.16% | 79.75% | 78.88% | 77.18% | 80.74%
| 3.071% | 78.14% | 79.75% | 78.87% | 77.16% | 80.73%
| 3.076% | 78.12% | 79.74% | 78.86% | 77.15% | 80.72%
| 3.082% | 78.12% | 79.74% | 78.86% | 77.15% | 80.71%
| 3.088% | 78.08% | 79.72% | 78.85% | 77.13% | 80.7%
| 3.094% | 78.02% | 79.7% | 78.83% | 77.13% | 80.69%
| 3.099% | 77.99% | 79.68% | 78.83% | 77.12% | 80.66%
| 3.105% | 77.98% | 79.67% | 78.8% | 77.1% | 80.65%
| 3.111% | 77.97% | 79.66% | 78.79% | 77.09% | 80.65%
| 3.116% | 77.91% | 79.63% | 78.77% | 77.07% | 80.62%
| 3.122% | 77.9% | 79.62% | 78.76% | 77.06% | 80.6%
| 3.128% | 77.89% | 79.59% | 78.72% | 77.06% | 80.57%
| 3.134% | 77.89% | 79.54% | 78.71% | 77.04% | 80.56%
| 3.139% | 77.88% | 79.52% | 78.69% | 77.03% | 80.46%
| 3.145% | 77.84% | 79.5% | 78.68% | 77.02% | 80.44%
| 3.151% | 77.84% | 79.49% | 78.66% | 77% | 80.43%
| 3.156% | 77.83% | 79.47% | 78.65% | 77% | 80.41%
| 3.162% | 77.8% | 79.46% | 78.64% | 76.96% | 80.4%
| 3.168% | 77.79% | 79.45% | 78.6% | 76.94% | 80.39%
| 3.174% | 77.78% | 79.44% | 78.57% | 76.93% | 80.38%
| 3.179% | 77.78% | 79.43% | 78.55% | 76.92% | 80.38%
| 3.185% | 77.77% | 79.42% | 78.54% | 76.89% | 80.38%
| 3.191% | 77.74% | 79.41% | 78.52% | 76.88% | 80.36%
| 3.196% | 77.74% | 79.36% | 78.51% | 76.88% | 80.32%
| 3.202% | 77.73% | 79.36% | 78.44% | 76.87% | 80.32%
| 3.208% | 77.71% | 79.31% | 78.43% | 76.87% | 80.32%
| 3.213% | 77.7% | 79.28% | 78.41% | 76.85% | 80.28%
| 3.219% | 77.7% | 79.27% | 78.4% | 76.84% | 80.21%
| 3.225% | 77.7% | 79.27% | 78.39% | 76.84% | 80.2%
| 3.231% | 77.7% | 79.27% | 78.38% | 76.82% | 80.19%
| 3.236% | 77.69% | 79.26% | 78.38% | 76.8% | 80.18%
| 3.242% | 77.68% | 79.26% | 78.36% | 76.8% | 80.11%
| 3.248% | 77.68% | 79.21% | 78.34% | 76.74% | 80.09%
| 3.253% | 77.62% | 79.2% | 78.33% | 76.74% | 80.09%
| 3.259% | 77.6% | 79.19% | 78.29% | 76.73% | 80.06%
| 3.265% | 77.6% | 79.18% | 78.27% | 76.71% | 80.01%
| 3.271% | 77.58% | 79.17% | 78.26% | 76.65% | 79.98%
| 3.276% | 77.57% | 79.16% | 78.26% | 76.65% | 79.94%
| 3.282% | 77.55% | 79.15% | 78.21% | 76.62% | 79.91%
| 3.288% | 77.55% | 79.13% | 78.2% | 76.62% | 79.91%
| 3.293% | 77.54% | 79.12% | 78.19% | 76.61% | 79.91%
| 3.299% | 77.53% | 79.1% | 78.18% | 76.61% | 79.88%
| 3.305% | 77.53% | 79.08% | 78.17% | 76.58% | 79.88%
| 3.311% | 77.5% | 79.06% | 78.16% | 76.55% | 79.87%
| 3.316% | 77.5% | 79.06% | 78.16% | 76.55% | 79.84%
| 3.322% | 77.48% | 79.06% | 78.1% | 76.53% | 79.82%
| 3.328% | 77.47% | 79.05% | 78.09% | 76.5% | 79.82%
| 3.333% | 77.47% | 79.05% | 78.09% | 76.5% | 79.82%
| 3.339% | 77.47% | 79.04% | 78.08% | 76.49% | 79.81%
| 3.345% | 77.44% | 79.03% | 78.08% | 76.49% | 79.8%
| 3.35% | 77.41% | 79.02% | 78.05% | 76.48% | 79.78%
| 3.356% | 77.4% | 79.02% | 78.03% | 76.46% | 79.77%
| 3.362% | 77.4% | 79.02% | 77.99% | 76.45% | 79.77%
| 3.368% | 77.39% | 79% | 77.98% | 76.44% | 79.77%
| 3.373% | 77.38% | 79% | 77.96% | 76.44% | 79.76%
| 3.379% | 77.38% | 79% | 77.95% | 76.44% | 79.71%
| 3.385% | 77.37% | 78.99% | 77.91% | 76.41% | 79.69%
| 3.39% | 77.36% | 78.98% | 77.9% | 76.39% | 79.68%
| 3.396% | 77.36% | 78.97% | 77.89% | 76.38% | 79.68%
| 3.402% | 77.35% | 78.96% | 77.88% | 76.38% | 79.64%
| 3.408% | 77.35% | 78.95% | 77.87% | 76.35% | 79.63%
| 3.413% | 77.29% | 78.93% | 77.86% | 76.33% | 79.6%
| 3.419% | 77.29% | 78.92% | 77.86% | 76.3% | 79.59%
| 3.425% | 77.29% | 78.92% | 77.84% | 76.3% | 79.58%
| 3.43% | 77.29% | 78.89% | 77.83% | 76.29% | 79.58%
| 3.436% | 77.28% | 78.88% | 77.82% | 76.22% | 79.55%
| 3.442% | 77.28% | 78.88% | 77.81% | 76.22% | 79.54%
| 3.447% | 77.27% | 78.87% | 77.8% | 76.17% | 79.52%
| 3.453% | 77.23% | 78.87% | 77.8% | 76.15% | 79.51%
| 3.459% | 77.22% | 78.83% | 77.79% | 76.15% | 79.51%
| 3.465% | 77.22% | 78.8% | 77.75% | 76.13% | 79.5%
| 3.47% | 77.21% | 78.8% | 77.74% | 76.12% | 79.46%
| 3.476% | 77.2% | 78.76% | 77.74% | 76.12% | 79.45%
| 3.482% | 77.18% | 78.75% | 77.73% | 76.11% | 79.4%
| 3.487% | 77.17% | 78.73% | 77.69% | 76.1% | 79.4%
| 3.493% | 77.15% | 78.73% | 77.66% | 76.07% | 79.39%
| 3.499% | 77.15% | 78.71% | 77.65% | 76.06% | 79.37%
| 3.505% | 77.14% | 78.68% | 77.64% | 76.05% | 79.35%
| 3.51% | 77.14% | 78.66% | 77.63% | 75.99% | 79.35%
| 3.516% | 77.14% | 78.64% | 77.6% | 75.94% | 79.31%
| 3.522% | 77.14% | 78.64% | 77.57% | 75.94% | 79.28%
| 3.527% | 77.13% | 78.64% | 77.57% | 75.94% | 79.27%
| 3.533% | 77.13% | 78.64% | 77.56% | 75.94% | 79.27%
| 3.539% | 77.13% | 78.62% | 77.56% | 75.94% | 79.27%
| 3.545% | 77.12% | 78.58% | 77.55% | 75.92% | 79.23%
| 3.55% | 77.1% | 78.58% | 77.5% | 75.9% | 79.23%
| 3.556% | 77.09% | 78.58% | 77.49% | 75.9% | 79.22%
| 3.562% | 77.07% | 78.57% | 77.48% | 75.89% | 79.2%
| 3.567% | 77.06% | 78.55% | 77.48% | 75.85% | 79.19%
| 3.573% | 77.06% | 78.55% | 77.46% | 75.85% | 79.16%
| 3.579% | 77.06% | 78.54% | 77.45% | 75.85% | 79.15%
| 3.584% | 77.04% | 78.54% | 77.45% | 75.84% | 79.11%
| 3.59% | 77.03% | 78.53% | 77.45% | 75.83% | 79.1%
| 3.596% | 77.01% | 78.53% | 77.44% | 75.82% | 79.09%
| 3.602% | 76.98% | 78.51% | 77.43% | 75.78% | 79.08%
| 3.607% | 76.94% | 78.5% | 77.43% | 75.77% | 79.07%
| 3.613% | 76.94% | 78.49% | 77.42% | 75.76% | 79.02%
| 3.619% | 76.91% | 78.47% | 77.42% | 75.76% | 78.99%
| 3.624% | 76.88% | 78.46% | 77.42% | 75.75% | 78.99%
| 3.63% | 76.88% | 78.46% | 77.39% | 75.74% | 78.97%
| 3.636% | 76.87% | 78.45% | 77.38% | 75.74% | 78.96%
| 3.642% | 76.87% | 78.43% | 77.36% | 75.74% | 78.95%
| 3.647% | 76.87% | 78.38% | 77.36% | 75.74% | 78.91%
| 3.653% | 76.85% | 78.35% | 77.34% | 75.71% | 78.91%
| 3.659% | 76.83% | 78.31% | 77.33% | 75.7% | 78.88%
| 3.664% | 76.81% | 78.3% | 77.32% | 75.7% | 78.88%
| 3.67% | 76.79% | 78.29% | 77.29% | 75.69% | 78.88%
| 3.676% | 76.78% | 78.23% | 77.27% | 75.67% | 78.87%
| 3.682% | 76.77% | 78.2% | 77.26% | 75.66% | 78.84%
| 3.687% | 76.76% | 78.18% | 77.26% | 75.65% | 78.81%
| 3.693% | 76.76% | 78.18% | 77.25% | 75.65% | 78.81%
| 3.699% | 76.74% | 78.18% | 77.24% | 75.63% | 78.81%
| 3.704% | 76.73% | 78.18% | 77.21% | 75.62% | 78.8%
| 3.71% | 76.73% | 78.17% | 77.21% | 75.61% | 78.78%
| 3.716% | 76.71% | 78.17% | 77.21% | 75.61% | 78.77%
| 3.721% | 76.71% | 78.16% | 77.21% | 75.58% | 78.77%
| 3.727% | 76.69% | 78.15% | 77.2% | 75.57% | 78.75%
| 3.733% | 76.67% | 78.14% | 77.18% | 75.57% | 78.74%
| 3.739% | 76.67% | 78.12% | 77.15% | 75.57% | 78.73%
| 3.744% | 76.66% | 78.12% | 77.14% | 75.57% | 78.71%
| 3.75% | 76.66% | 78.1% | 77.13% | 75.56% | 78.71%
| 3.756% | 76.64% | 78.07% | 77.13% | 75.53% | 78.7%
| 3.761% | 76.62% | 78.06% | 77.12% | 75.52% | 78.7%
| 3.767% | 76.61% | 78.04% | 77.11% | 75.52% | 78.66%
| 3.773% | 76.6% | 78.03% | 77.1% | 75.52% | 78.64%
| 3.779% | 76.59% | 78.01% | 77.09% | 75.51% | 78.63%
| 3.784% | 76.59% | 78% | 77.07% | 75.45% | 78.61%
| 3.79% | 76.57% | 78% | 77.05% | 75.43% | 78.6%
| 3.796% | 76.56% | 78% | 77.03% | 75.41% | 78.59%
| 3.801% | 76.54% | 77.99% | 77.02% | 75.41% | 78.54%
| 3.807% | 76.53% | 77.99% | 77.01% | 75.39% | 78.52%
| 3.813% | 76.51% | 77.98% | 77.01% | 75.37% | 78.51%
| 3.818% | 76.5% | 77.97% | 77.01% | 75.36% | 78.51%
| 3.824% | 76.5% | 77.96% | 77.01% | 75.29% | 78.49%
| 3.83% | 76.49% | 77.96% | 77% | 75.28% | 78.47%
| 3.836% | 76.49% | 77.95% | 76.99% | 75.27% | 78.43%
| 3.841% | 76.49% | 77.94% | 76.98% | 75.27% | 78.41%
| 3.847% | 76.47% | 77.92% | 76.96% | 75.27% | 78.34%
| 3.853% | 76.47% | 77.92% | 76.95% | 75.25% | 78.33%
| 3.858% | 76.47% | 77.92% | 76.93% | 75.24% | 78.32%
| 3.864% | 76.45% | 77.89% | 76.93% | 75.23% | 78.31%
| 3.87% | 76.44% | 77.88% | 76.91% | 75.23% | 78.3%
| 3.876% | 76.41% | 77.88% | 76.9% | 75.22% | 78.3%
| 3.881% | 76.4% | 77.87% | 76.86% | 75.21% | 78.29%
| 3.887% | 76.37% | 77.86% | 76.86% | 75.21% | 78.28%
| 3.893% | 76.37% | 77.86% | 76.86% | 75.2% | 78.27%
| 3.898% | 76.36% | 77.85% | 76.85% | 75.2% | 78.27%
| 3.904% | 76.36% | 77.85% | 76.84% | 75.2% | 78.26%
| 3.91% | 76.34% | 77.83% | 76.83% | 75.19% | 78.24%
| 3.916% | 76.34% | 77.81% | 76.83% | 75.18% | 78.24%
| 3.921% | 76.33% | 77.8% | 76.83% | 75.18% | 78.23%
| 3.927% | 76.33% | 77.78% | 76.81% | 75.17% | 78.19%
| 3.933% | 76.32% | 77.77% | 76.8% | 75.17% | 78.18%
| 3.938% | 76.31% | 77.76% | 76.79% | 75.12% | 78.17%
| 3.944% | 76.29% | 77.76% | 76.79% | 75.11% | 78.16%
| 3.95% | 76.27% | 77.74% | 76.78% | 75.1% | 78.16%
| 3.955% | 76.25% | 77.74% | 76.76% | 75.1% | 78.12%
| 3.961% | 76.25% | 77.74% | 76.74% | 75.1% | 78.12%
| 3.967% | 76.25% | 77.74% | 76.74% | 75.07% | 78.1%
| 3.973% | 76.24% | 77.74% | 76.74% | 75.06% | 78.09%
| 3.978% | 76.24% | 77.71% | 76.7% | 75.02% | 78.06%
| 3.984% | 76.23% | 77.69% | 76.69% | 75.01% | 78.06%
| 3.99% | 76.22% | 77.66% | 76.68% | 75.01% | 78.06%
| 3.995% | 76.22% | 77.65% | 76.67% | 74.99% | 78.06%
| 4.001% | 76.2% | 77.64% | 76.63% | 74.98% | 78.05%
| 4.007% | 76.18% | 77.6% | 76.6% | 74.96% | 78.04%
| 4.013% | 76.16% | 77.58% | 76.59% | 74.96% | 78.03%
| 4.018% | 76.16% | 77.58% | 76.5% | 74.96% | 78.02%
| 4.024% | 76.14% | 77.56% | 76.5% | 74.93% | 78.01%
| 4.03% | 76.13% | 77.55% | 76.5% | 74.92% | 78.01%
| 4.035% | 76.11% | 77.54% | 76.47% | 74.89% | 77.99%
| 4.041% | 76.08% | 77.53% | 76.45% | 74.86% | 77.99%
| 4.047% | 76.07% | 77.53% | 76.44% | 74.85% | 77.97%
| 4.053% | 76.04% | 77.53% | 76.44% | 74.85% | 77.93%
| 4.058% | 76.02% | 77.5% | 76.43% | 74.84% | 77.91%
| 4.064% | 76% | 77.49% | 76.41% | 74.83% | 77.91%
| 4.07% | 75.98% | 77.48% | 76.4% | 74.83% | 77.91%
| 4.075% | 75.98% | 77.48% | 76.4% | 74.82% | 77.9%
| 4.081% | 75.97% | 77.48% | 76.33% | 74.82% | 77.88%
| 4.087% | 75.97% | 77.47% | 76.32% | 74.82% | 77.87%
| 4.092% | 75.96% | 77.46% | 76.32% | 74.78% | 77.87%
| 4.098% | 75.96% | 77.46% | 76.31% | 74.78% | 77.85%
| 4.104% | 75.96% | 77.45% | 76.28% | 74.77% | 77.78%
| 4.11% | 75.95% | 77.44% | 76.27% | 74.76% | 77.77%
| 4.115% | 75.94% | 77.42% | 76.24% | 74.76% | 77.73%
| 4.121% | 75.93% | 77.41% | 76.23% | 74.75% | 77.72%
| 4.127% | 75.92% | 77.41% | 76.2% | 74.75% | 77.68%
| 4.132% | 75.92% | 77.41% | 76.2% | 74.74% | 77.67%
| 4.138% | 75.91% | 77.4% | 76.2% | 74.72% | 77.67%
| 4.144% | 75.9% | 77.4% | 76.17% | 74.72% | 77.66%
| 4.15% | 75.9% | 77.4% | 76.16% | 74.71% | 77.64%
| 4.155% | 75.89% | 77.39% | 76.12% | 74.7% | 77.63%
| 4.161% | 75.89% | 77.39% | 76.11% | 74.67% | 77.6%
| 4.167% | 75.87% | 77.38% | 76.09% | 74.65% | 77.6%
| 4.172% | 75.86% | 77.38% | 76.08% | 74.65% | 77.58%
| 4.178% | 75.85% | 77.37% | 76.07% | 74.62% | 77.56%
| 4.184% | 75.84% | 77.35% | 76.07% | 74.62% | 77.55%
| 4.189% | 75.83% | 77.34% | 76.06% | 74.61% | 77.52%
| 4.195% | 75.82% | 77.32% | 76.06% | 74.59% | 77.52%
| 4.201% | 75.82% | 77.31% | 76.05% | 74.57% | 77.51%
| 4.207% | 75.81% | 77.31% | 76.05% | 74.57% | 77.51%
| 4.212% | 75.81% | 77.31% | 76.04% | 74.57% | 77.48%
| 4.218% | 75.79% | 77.31% | 76.03% | 74.57% | 77.48%
| 4.224% | 75.79% | 77.3% | 76.01% | 74.56% | 77.47%
| 4.229% | 75.77% | 77.28% | 76% | 74.56% | 77.42%
| 4.235% | 75.76% | 77.27% | 75.96% | 74.56% | 77.42%
| 4.241% | 75.74% | 77.26% | 75.96% | 74.56% | 77.4%
| 4.247% | 75.74% | 77.26% | 75.95% | 74.53% | 77.39%
| 4.252% | 75.74% | 77.26% | 75.93% | 74.51% | 77.35%
| 4.258% | 75.74% | 77.24% | 75.91% | 74.5% | 77.35%
| 4.264% | 75.74% | 77.22% | 75.9% | 74.5% | 77.34%
| 4.269% | 75.74% | 77.21% | 75.85% | 74.49% | 77.34%
| 4.275% | 75.74% | 77.2% | 75.85% | 74.48% | 77.33%
| 4.281% | 75.73% | 77.2% | 75.84% | 74.48% | 77.32%
| 4.287% | 75.72% | 77.2% | 75.84% | 74.47% | 77.32%
| 4.292% | 75.72% | 77.19% | 75.81% | 74.46% | 77.31%
| 4.298% | 75.72% | 77.18% | 75.81% | 74.44% | 77.28%
| 4.304% | 75.71% | 77.16% | 75.81% | 74.39% | 77.28%
| 4.309% | 75.71% | 77.15% | 75.77% | 74.37% | 77.27%
| 4.315% | 75.7% | 77.14% | 75.74% | 74.36% | 77.26%
| 4.321% | 75.69% | 77.12% | 75.73% | 74.33% | 77.26%
| 4.326% | 75.68% | 77.12% | 75.72% | 74.28% | 77.23%
| 4.332% | 75.65% | 77.11% | 75.71% | 74.27% | 77.22%
| 4.338% | 75.65% | 77.1% | 75.7% | 74.24% | 77.19%
| 4.344% | 75.64% | 77.09% | 75.69% | 74.22% | 77.18%
| 4.349% | 75.62% | 77.09% | 75.68% | 74.21% | 77.16%
| 4.355% | 75.61% | 77.08% | 75.68% | 74.21% | 77.14%
| 4.361% | 75.61% | 77.07% | 75.67% | 74.2% | 77.14%
| 4.366% | 75.6% | 77.06% | 75.66% | 74.18% | 77.13%
| 4.372% | 75.59% | 77.06% | 75.66% | 74.17% | 77.13%
| 4.378% | 75.59% | 77.05% | 75.65% | 74.15% | 77.12%
| 4.384% | 75.59% | 77.04% | 75.65% | 74.14% | 77.12%
| 4.389% | 75.56% | 77.04% | 75.63% | 74.13% | 77.09%
| 4.395% | 75.54% | 77.04% | 75.62% | 74.13% | 77.07%
| 4.401% | 75.54% | 77.03% | 75.62% | 74.12% | 77.05%
| 4.406% | 75.54% | 76.99% | 75.59% | 74.12% | 77.03%
| 4.412% | 75.53% | 76.99% | 75.59% | 74.12% | 77.01%
| 4.418% | 75.53% | 76.98% | 75.54% | 74.11% | 77.01%
| 4.424% | 75.51% | 76.98% | 75.54% | 74.1% | 76.98%
| 4.429% | 75.51% | 76.97% | 75.53% | 74.09% | 76.98%
| 4.435% | 75.5% | 76.95% | 75.52% | 74.09% | 76.98%
| 4.441% | 75.49% | 76.94% | 75.51% | 74.09% | 76.98%
| 4.446% | 75.47% | 76.94% | 75.51% | 74.08% | 76.98%
| 4.452% | 75.46% | 76.94% | 75.49% | 74.07% | 76.93%
| 4.458% | 75.45% | 76.9% | 75.49% | 74.04% | 76.92%
| 4.463% | 75.45% | 76.9% | 75.47% | 74.04% | 76.91%
| 4.469% | 75.44% | 76.87% | 75.47% | 74.02% | 76.9%
| 4.475% | 75.44% | 76.87% | 75.45% | 74.02% | 76.9%
| 4.481% | 75.42% | 76.85% | 75.44% | 74.02% | 76.88%
| 4.486% | 75.41% | 76.85% | 75.43% | 73.98% | 76.87%
| 4.492% | 75.39% | 76.81% | 75.4% | 73.94% | 76.82%
| 4.498% | 75.38% | 76.8% | 75.38% | 73.89% | 76.82%
| 4.503% | 75.38% | 76.79% | 75.36% | 73.87% | 76.81%
| 4.509% | 75.34% | 76.78% | 75.35% | 73.86% | 76.8%
| 4.515% | 75.34% | 76.78% | 75.34% | 73.86% | 76.8%
| 4.521% | 75.33% | 76.76% | 75.33% | 73.85% | 76.8%
| 4.526% | 75.33% | 76.76% | 75.32% | 73.84% | 76.79%
| 4.532% | 75.3% | 76.74% | 75.3% | 73.83% | 76.79%
| 4.538% | 75.29% | 76.73% | 75.28% | 73.83% | 76.78%
| 4.543% | 75.28% | 76.71% | 75.27% | 73.83% | 76.74%
| 4.549% | 75.27% | 76.71% | 75.25% | 73.81% | 76.71%
| 4.555% | 75.26% | 76.71% | 75.24% | 73.81% | 76.69%
| 4.561% | 75.25% | 76.7% | 75.23% | 73.8% | 76.68%
| 4.566% | 75.22% | 76.69% | 75.23% | 73.79% | 76.67%
| 4.572% | 75.21% | 76.68% | 75.22% | 73.78% | 76.67%
| 4.578% | 75.18% | 76.68% | 75.22% | 73.78% | 76.67%
| 4.583% | 75.16% | 76.67% | 75.21% | 73.77% | 76.67%
| 4.589% | 75.15% | 76.66% | 75.19% | 73.75% | 76.65%
| 4.595% | 75.15% | 76.65% | 75.19% | 73.75% | 76.64%
| 4.6% | 75.14% | 76.65% | 75.18% | 73.74% | 76.63%
| 4.606% | 75.14% | 76.65% | 75.16% | 73.74% | 76.56%
| 4.612% | 75.14% | 76.64% | 75.14% | 73.73% | 76.55%
| 4.618% | 75.12% | 76.62% | 75.14% | 73.73% | 76.5%
| 4.623% | 75.11% | 76.62% | 75.12% | 73.71% | 76.5%
| 4.629% | 75.08% | 76.62% | 75.12% | 73.69% | 76.48%
| 4.635% | 75.06% | 76.6% | 75.12% | 73.67% | 76.48%
| 4.64% | 75.04% | 76.6% | 75.12% | 73.66% | 76.47%
| 4.646% | 75.04% | 76.56% | 75.12% | 73.64% | 76.46%
| 4.652% | 75% | 76.55% | 75.11% | 73.63% | 76.46%
| 4.658% | 74.99% | 76.54% | 75.11% | 73.62% | 76.45%
| 4.663% | 74.97% | 76.52% | 75.1% | 73.61% | 76.43%
| 4.669% | 74.97% | 76.51% | 75.06% | 73.61% | 76.42%
| 4.675% | 74.96% | 76.5% | 75.05% | 73.61% | 76.4%
| 4.68% | 74.96% | 76.49% | 75.05% | 73.61% | 76.4%
| 4.686% | 74.95% | 76.48% | 75.02% | 73.58% | 76.39%
| 4.692% | 74.92% | 76.48% | 75.01% | 73.58% | 76.38%
| 4.697% | 74.92% | 76.45% | 75.01% | 73.54% | 76.38%
| 4.703% | 74.91% | 76.43% | 75.01% | 73.53% | 76.37%
| 4.709% | 74.91% | 76.43% | 75.01% | 73.51% | 76.36%
| 4.715% | 74.88% | 76.42% | 75% | 73.51% | 76.33%
| 4.72% | 74.88% | 76.41% | 75% | 73.46% | 76.31%
| 4.726% | 74.85% | 76.41% | 74.99% | 73.46% | 76.29%
| 4.732% | 74.85% | 76.4% | 74.99% | 73.45% | 76.27%
| 4.737% | 74.84% | 76.4% | 74.97% | 73.45% | 76.27%
| 4.743% | 74.84% | 76.38% | 74.96% | 73.43% | 76.27%
| 4.749% | 74.83% | 76.37% | 74.96% | 73.42% | 76.26%
| 4.755% | 74.83% | 76.36% | 74.94% | 73.42% | 76.26%
| 4.76% | 74.8% | 76.36% | 74.94% | 73.42% | 76.26%
| 4.766% | 74.79% | 76.35% | 74.94% | 73.42% | 76.25%
| 4.772% | 74.78% | 76.34% | 74.93% | 73.37% | 76.24%
| 4.777% | 74.78% | 76.33% | 74.93% | 73.37% | 76.23%
| 4.783% | 74.77% | 76.32% | 74.91% | 73.35% | 76.22%
| 4.789% | 74.76% | 76.32% | 74.87% | 73.34% | 76.21%
| 4.795% | 74.74% | 76.31% | 74.87% | 73.32% | 76.17%
| 4.8% | 74.71% | 76.3% | 74.86% | 73.32% | 76.16%
| 4.806% | 74.7% | 76.3% | 74.86% | 73.32% | 76.12%
| 4.812% | 74.7% | 76.29% | 74.85% | 73.28% | 76.12%
| 4.817% | 74.69% | 76.29% | 74.85% | 73.28% | 76.08%
| 4.823% | 74.68% | 76.27% | 74.84% | 73.28% | 76.08%
| 4.829% | 74.68% | 76.26% | 74.82% | 73.25% | 76.07%
| 4.834% | 74.67% | 76.24% | 74.82% | 73.25% | 76.07%
| 4.84% | 74.66% | 76.24% | 74.82% | 73.25% | 76.04%
| 4.846% | 74.65% | 76.23% | 74.81% | 73.24% | 76.03%
| 4.852% | 74.63% | 76.22% | 74.81% | 73.24% | 76.03%
| 4.857% | 74.62% | 76.21% | 74.8% | 73.23% | 75.99%
| 4.863% | 74.62% | 76.2% | 74.8% | 73.22% | 75.98%
| 4.869% | 74.61% | 76.19% | 74.78% | 73.22% | 75.97%
| 4.874% | 74.61% | 76.14% | 74.76% | 73.19% | 75.96%
| 4.88% | 74.6% | 76.14% | 74.76% | 73.17% | 75.96%
| 4.886% | 74.6% | 76.12% | 74.76% | 73.16% | 75.95%
| 4.892% | 74.59% | 76.12% | 74.71% | 73.14% | 75.94%
| 4.897% | 74.58% | 76.07% | 74.7% | 73.13% | 75.89%
| 4.903% | 74.58% | 76.06% | 74.7% | 73.12% | 75.89%
| 4.909% | 74.57% | 76.05% | 74.7% | 73.11% | 75.87%
| 4.914% | 74.56% | 76.04% | 74.7% | 73.1% | 75.85%
| 4.92% | 74.56% | 76.03% | 74.68% | 73.09% | 75.83%
| 4.926% | 74.55% | 76.03% | 74.68% | 73.09% | 75.82%
| 4.932% | 74.55% | 76% | 74.68% | 73.08% | 75.81%
| 4.937% | 74.55% | 76% | 74.66% | 73.07% | 75.8%
| 4.943% | 74.53% | 75.98% | 74.64% | 73.07% | 75.78%
| 4.949% | 74.52% | 75.96% | 74.63% | 73.06% | 75.77%
| 4.954% | 74.52% | 75.95% | 74.62% | 73.04% | 75.75%
| 4.96% | 74.51% | 75.94% | 74.61% | 73.03% | 75.74%
| 4.966% | 74.5% | 75.92% | 74.61% | 73.03% | 75.73%
| 4.971% | 74.49% | 75.92% | 74.58% | 73.01% | 75.73%
| 4.977% | 74.49% | 75.92% | 74.56% | 73% | 75.72%
| 4.983% | 74.48% | 75.91% | 74.53% | 72.99% | 75.71%
| 4.989% | 74.46% | 75.9% | 74.53% | 72.99% | 75.69%
| 4.994% | 74.44% | 75.88% | 74.52% | 72.99% | 75.67%
| 5% | 74.43% | 75.87% | 74.51% | 72.99% | 75.67%
| 5.006% | 74.43% | 75.86% | 74.51% | 72.98% | 75.66%
| 5.011% | 74.43% | 75.86% | 74.51% | 72.97% | 75.6%
| 5.017% | 74.41% | 75.85% | 74.5% | 72.97% | 75.59%
| 5.023% | 74.41% | 75.85% | 74.48% | 72.96% | 75.58%
| 5.029% | 74.4% | 75.85% | 74.48% | 72.96% | 75.58%
| 5.034% | 74.39% | 75.82% | 74.48% | 72.96% | 75.57%
| 5.04% | 74.36% | 75.78% | 74.47% | 72.95% | 75.57%
| 5.046% | 74.35% | 75.77% | 74.47% | 72.95% | 75.56%
| 5.051% | 74.34% | 75.77% | 74.46% | 72.93% | 75.55%
| 5.057% | 74.34% | 75.77% | 74.45% | 72.93% | 75.55%
| 5.063% | 74.33% | 75.75% | 74.41% | 72.93% | 75.55%
| 5.068% | 74.32% | 75.75% | 74.41% | 72.89% | 75.54%
| 5.074% | 74.32% | 75.74% | 74.39% | 72.88% | 75.53%
| 5.08% | 74.32% | 75.72% | 74.38% | 72.88% | 75.51%
| 5.086% | 74.31% | 75.71% | 74.36% | 72.85% | 75.49%
| 5.091% | 74.31% | 75.71% | 74.36% | 72.84% | 75.45%
| 5.097% | 74.3% | 75.71% | 74.36% | 72.83% | 75.43%
| 5.103% | 74.27% | 75.67% | 74.35% | 72.83% | 75.42%
| 5.108% | 74.26% | 75.64% | 74.35% | 72.82% | 75.41%
| 5.114% | 74.26% | 75.63% | 74.35% | 72.81% | 75.36%
| 5.12% | 74.26% | 75.63% | 74.34% | 72.81% | 75.34%
| 5.126% | 74.23% | 75.62% | 74.32% | 72.81% | 75.34%
| 5.131% | 74.23% | 75.61% | 74.31% | 72.79% | 75.31%
| 5.137% | 74.22% | 75.6% | 74.31% | 72.78% | 75.31%
| 5.143% | 74.19% | 75.6% | 74.28% | 72.76% | 75.3%
| 5.148% | 74.18% | 75.6% | 74.28% | 72.76% | 75.3%
| 5.154% | 74.17% | 75.59% | 74.28% | 72.75% | 75.29%
| 5.16% | 74.17% | 75.59% | 74.28% | 72.75% | 75.27%
| 5.166% | 74.16% | 75.59% | 74.27% | 72.74% | 75.26%
| 5.171% | 74.16% | 75.58% | 74.25% | 72.73% | 75.25%
| 5.177% | 74.16% | 75.58% | 74.23% | 72.73% | 75.24%
| 5.183% | 74.14% | 75.57% | 74.23% | 72.72% | 75.23%
| 5.188% | 74.13% | 75.56% | 74.22% | 72.72% | 75.22%
| 5.194% | 74.13% | 75.55% | 74.21% | 72.72% | 75.22%
| 5.2% | 74.12% | 75.55% | 74.21% | 72.71% | 75.21%
| 5.205% | 74.12% | 75.54% | 74.2% | 72.7% | 75.21%
| 5.211% | 74.11% | 75.54% | 74.2% | 72.7% | 75.21%
| 5.217% | 74.07% | 75.53% | 74.18% | 72.69% | 75.2%
| 5.223% | 74.06% | 75.51% | 74.16% | 72.68% | 75.2%
| 5.228% | 74.06% | 75.5% | 74.16% | 72.68% | 75.19%
| 5.234% | 74.04% | 75.5% | 74.13% | 72.66% | 75.14%
| 5.24% | 74.03% | 75.5% | 74.13% | 72.66% | 75.14%
| 5.245% | 74.02% | 75.49% | 74.12% | 72.65% | 75.13%
| 5.251% | 74.02% | 75.48% | 74.11% | 72.65% | 75.13%
| 5.257% | 74% | 75.45% | 74.11% | 72.63% | 75.11%
| 5.263% | 73.98% | 75.44% | 74.1% | 72.62% | 75.1%
| 5.268% | 73.98% | 75.44% | 74.09% | 72.61% | 75.09%
| 5.274% | 73.97% | 75.43% | 74.08% | 72.61% | 75.09%
| 5.28% | 73.96% | 75.42% | 74.07% | 72.58% | 75.09%
| 5.285% | 73.95% | 75.42% | 74.06% | 72.58% | 75.08%
| 5.291% | 73.95% | 75.42% | 74.05% | 72.56% | 75.08%
| 5.297% | 73.95% | 75.41% | 74.05% | 72.56% | 75.07%
| 5.303% | 73.95% | 75.41% | 74.04% | 72.52% | 75.07%
| 5.308% | 73.94% | 75.41% | 74.03% | 72.49% | 75.06%
| 5.314% | 73.93% | 75.39% | 74.03% | 72.48% | 75.04%
| 5.32% | 73.92% | 75.39% | 74.02% | 72.46% | 75.03%
| 5.325% | 73.88% | 75.38% | 74.02% | 72.46% | 75.02%
| 5.331% | 73.87% | 75.37% | 74.01% | 72.45% | 75.01%
| 5.337% | 73.87% | 75.37% | 73.98% | 72.45% | 75%
| 5.342% | 73.84% | 75.36% | 73.96% | 72.44% | 75%
| 5.348% | 73.83% | 75.34% | 73.96% | 72.43% | 74.98%
| 5.354% | 73.81% | 75.33% | 73.95% | 72.42% | 74.98%
| 5.36% | 73.81% | 75.33% | 73.92% | 72.42% | 74.96%
| 5.365% | 73.8% | 75.32% | 73.92% | 72.41% | 74.94%
| 5.371% | 73.78% | 75.32% | 73.92% | 72.41% | 74.92%
| 5.377% | 73.78% | 75.3% | 73.91% | 72.4% | 74.91%
| 5.382% | 73.77% | 75.29% | 73.9% | 72.38% | 74.89%
| 5.388% | 73.76% | 75.27% | 73.89% | 72.37% | 74.89%
| 5.394% | 73.75% | 75.25% | 73.88% | 72.37% | 74.88%
| 5.4% | 73.75% | 75.24% | 73.88% | 72.36% | 74.88%
| 5.405% | 73.73% | 75.23% | 73.85% | 72.33% | 74.87%
| 5.411% | 73.71% | 75.22% | 73.85% | 72.32% | 74.86%
| 5.417% | 73.7% | 75.21% | 73.85% | 72.32% | 74.86%
| 5.422% | 73.7% | 75.2% | 73.85% | 72.32% | 74.86%
| 5.428% | 73.7% | 75.17% | 73.83% | 72.29% | 74.84%
| 5.434% | 73.69% | 75.16% | 73.83% | 72.29% | 74.84%
| 5.439% | 73.68% | 75.15% | 73.82% | 72.28% | 74.83%
| 5.445% | 73.67% | 75.15% | 73.81% | 72.28% | 74.81%
| 5.451% | 73.67% | 75.14% | 73.8% | 72.28% | 74.81%
| 5.457% | 73.64% | 75.13% | 73.8% | 72.27% | 74.81%
| 5.462% | 73.63% | 75.13% | 73.78% | 72.26% | 74.8%
| 5.468% | 73.63% | 75.13% | 73.78% | 72.26% | 74.8%
| 5.474% | 73.63% | 75.12% | 73.78% | 72.25% | 74.8%
| 5.479% | 73.59% | 75.12% | 73.77% | 72.22% | 74.79%
| 5.485% | 73.57% | 75.11% | 73.75% | 72.2% | 74.78%
| 5.491% | 73.53% | 75.1% | 73.75% | 72.19% | 74.78%
| 5.497% | 73.53% | 75.1% | 73.74% | 72.19% | 74.76%
| 5.502% | 73.52% | 75.08% | 73.73% | 72.18% | 74.74%
| 5.508% | 73.52% | 75.07% | 73.71% | 72.17% | 74.72%
| 5.514% | 73.52% | 75.05% | 73.71% | 72.17% | 74.7%
| 5.519% | 73.52% | 75.04% | 73.69% | 72.17% | 74.66%
| 5.525% | 73.51% | 75.04% | 73.69% | 72.15% | 74.66%
| 5.531% | 73.48% | 75.03% | 73.67% | 72.14% | 74.66%
| 5.537% | 73.48% | 75.03% | 73.64% | 72.13% | 74.65%
| 5.542% | 73.48% | 75.03% | 73.64% | 72.13% | 74.65%
| 5.548% | 73.47% | 75.02% | 73.64% | 72.12% | 74.65%
| 5.554% | 73.47% | 75.02% | 73.64% | 72.12% | 74.64%
| 5.559% | 73.45% | 75.02% | 73.64% | 72.1% | 74.63%
| 5.565% | 73.43% | 75.01% | 73.63% | 72.09% | 74.6%
| 5.571% | 73.42% | 75% | 73.62% | 72.08% | 74.59%
| 5.576% | 73.42% | 74.98% | 73.6% | 72.07% | 74.57%
| 5.582% | 73.42% | 74.97% | 73.6% | 72.07% | 74.56%
| 5.588% | 73.42% | 74.97% | 73.59% | 72.06% | 74.55%
| 5.594% | 73.41% | 74.95% | 73.58% | 72.05% | 74.55%
| 5.599% | 73.4% | 74.92% | 73.58% | 72.05% | 74.54%
| 5.605% | 73.39% | 74.91% | 73.57% | 72.05% | 74.53%
| 5.611% | 73.39% | 74.91% | 73.57% | 72.04% | 74.51%
| 5.616% | 73.38% | 74.9% | 73.55% | 72.03% | 74.51%
| 5.622% | 73.38% | 74.9% | 73.54% | 72.02% | 74.5%
| 5.628% | 73.37% | 74.89% | 73.54% | 72% | 74.5%
| 5.634% | 73.35% | 74.89% | 73.51% | 71.99% | 74.46%
| 5.639% | 73.34% | 74.88% | 73.5% | 71.99% | 74.43%
| 5.645% | 73.34% | 74.86% | 73.48% | 71.99% | 74.43%
| 5.651% | 73.33% | 74.86% | 73.48% | 71.98% | 74.41%
| 5.656% | 73.33% | 74.85% | 73.48% | 71.97% | 74.41%
| 5.662% | 73.32% | 74.85% | 73.47% | 71.94% | 74.4%
| 5.668% | 73.31% | 74.84% | 73.46% | 71.94% | 74.38%
| 5.674% | 73.31% | 74.84% | 73.45% | 71.94% | 74.38%
| 5.679% | 73.31% | 74.84% | 73.44% | 71.93% | 74.37%
| 5.685% | 73.31% | 74.84% | 73.43% | 71.93% | 74.36%
| 5.691% | 73.29% | 74.83% | 73.42% | 71.93% | 74.36%
| 5.696% | 73.28% | 74.83% | 73.42% | 71.93% | 74.35%
| 5.702% | 73.27% | 74.81% | 73.42% | 71.9% | 74.35%
| 5.708% | 73.27% | 74.8% | 73.39% | 71.88% | 74.34%
| 5.713% | 73.24% | 74.79% | 73.38% | 71.86% | 74.34%
| 5.719% | 73.24% | 74.78% | 73.37% | 71.86% | 74.3%
| 5.725% | 73.24% | 74.78% | 73.36% | 71.85% | 74.29%
| 5.731% | 73.24% | 74.77% | 73.33% | 71.85% | 74.27%
| 5.736% | 73.23% | 74.77% | 73.31% | 71.85% | 74.25%
| 5.742% | 73.21% | 74.76% | 73.31% | 71.85% | 74.25%
| 5.748% | 73.2% | 74.74% | 73.29% | 71.83% | 74.22%
| 5.753% | 73.18% | 74.73% | 73.29% | 71.83% | 74.2%
| 5.759% | 73.18% | 74.72% | 73.29% | 71.83% | 74.2%
| 5.765% | 73.17% | 74.68% | 73.27% | 71.83% | 74.19%
| 5.771% | 73.17% | 74.68% | 73.27% | 71.83% | 74.17%
| 5.776% | 73.15% | 74.66% | 73.23% | 71.81% | 74.16%
| 5.782% | 73.15% | 74.64% | 73.23% | 71.78% | 74.14%
| 5.788% | 73.15% | 74.63% | 73.22% | 71.78% | 74.11%
| 5.793% | 73.13% | 74.61% | 73.2% | 71.75% | 74.1%
| 5.799% | 73.13% | 74.6% | 73.19% | 71.75% | 74.09%
| 5.805% | 73.1% | 74.59% | 73.19% | 71.75% | 74.09%
| 5.811% | 73.09% | 74.59% | 73.17% | 71.74% | 74.08%
| 5.816% | 73.07% | 74.57% | 73.16% | 71.74% | 74.07%
| 5.822% | 73.07% | 74.57% | 73.16% | 71.73% | 74.07%
| 5.828% | 73.06% | 74.57% | 73.12% | 71.72% | 74.06%
| 5.833% | 73.06% | 74.56% | 73.12% | 71.7% | 74.04%
| 5.839% | 73.06% | 74.55% | 73.12% | 71.7% | 74.03%
| 5.845% | 73.05% | 74.54% | 73.12% | 71.67% | 74%
| 5.85% | 73.04% | 74.54% | 73.11% | 71.65% | 74%
| 5.856% | 73.04% | 74.54% | 73.11% | 71.64% | 74%
| 5.862% | 73.03% | 74.53% | 73.1% | 71.64% | 74%
| 5.868% | 73.02% | 74.52% | 73.09% | 71.63% | 73.99%
| 5.873% | 73.01% | 74.52% | 73.09% | 71.61% | 73.99%
| 5.879% | 73.01% | 74.51% | 73.09% | 71.61% | 73.96%
| 5.885% | 73.01% | 74.51% | 73.08% | 71.6% | 73.95%
| 5.89% | 73% | 74.51% | 73.08% | 71.57% | 73.94%
| 5.896% | 72.99% | 74.46% | 73.07% | 71.56% | 73.94%
| 5.902% | 72.98% | 74.45% | 73.07% | 71.55% | 73.94%
| 5.908% | 72.98% | 74.44% | 73.06% | 71.54% | 73.94%
| 5.913% | 72.97% | 74.43% | 73.04% | 71.54% | 73.93%
| 5.919% | 72.96% | 74.42% | 73.04% | 71.53% | 73.92%
| 5.925% | 72.95% | 74.41% | 73.02% | 71.51% | 73.91%
| 5.93% | 72.95% | 74.41% | 73.01% | 71.49% | 73.91%
| 5.936% | 72.94% | 74.41% | 73.01% | 71.48% | 73.89%
| 5.942% | 72.94% | 74.39% | 73% | 71.47% | 73.87%
| 5.947% | 72.93% | 74.38% | 72.99% | 71.44% | 73.87%
| 5.953% | 72.93% | 74.38% | 72.98% | 71.42% | 73.86%
| 5.959% | 72.92% | 74.38% | 72.98% | 71.42% | 73.85%
| 5.965% | 72.92% | 74.38% | 72.97% | 71.42% | 73.85%
| 5.97% | 72.92% | 74.38% | 72.97% | 71.41% | 73.83%
| 5.976% | 72.92% | 74.37% | 72.95% | 71.39% | 73.83%
| 5.982% | 72.91% | 74.36% | 72.93% | 71.38% | 73.82%
| 5.987% | 72.91% | 74.36% | 72.92% | 71.38% | 73.81%
| 5.993% | 72.9% | 74.35% | 72.9% | 71.38% | 73.8%
| 5.999% | 72.85% | 74.35% | 72.9% | 71.37% | 73.76%
| 6.005% | 72.84% | 74.33% | 72.89% | 71.36% | 73.75%
| 6.01% | 72.84% | 74.33% | 72.88% | 71.35% | 73.74%
| 6.016% | 72.83% | 74.32% | 72.87% | 71.35% | 73.74%
| 6.022% | 72.81% | 74.31% | 72.85% | 71.33% | 73.72%
| 6.027% | 72.8% | 74.3% | 72.84% | 71.33% | 73.71%
| 6.033% | 72.78% | 74.28% | 72.84% | 71.33% | 73.71%
| 6.039% | 72.78% | 74.27% | 72.83% | 71.32% | 73.7%
| 6.045% | 72.77% | 74.25% | 72.82% | 71.31% | 73.7%
| 6.05% | 72.76% | 74.24% | 72.81% | 71.31% | 73.69%
| 6.056% | 72.75% | 74.24% | 72.79% | 71.3% | 73.69%
| 6.062% | 72.75% | 74.24% | 72.79% | 71.3% | 73.69%
| 6.067% | 72.75% | 74.22% | 72.78% | 71.29% | 73.66%
| 6.073% | 72.74% | 74.22% | 72.76% | 71.28% | 73.65%
| 6.079% | 72.73% | 74.22% | 72.76% | 71.28% | 73.64%
| 6.084% | 72.73% | 74.22% | 72.75% | 71.28% | 73.64%
| 6.09% | 72.72% | 74.2% | 72.73% | 71.26% | 73.63%
| 6.096% | 72.71% | 74.18% | 72.72% | 71.25% | 73.62%
| 6.102% | 72.71% | 74.18% | 72.72% | 71.24% | 73.61%
| 6.107% | 72.7% | 74.18% | 72.71% | 71.23% | 73.58%
| 6.113% | 72.7% | 74.16% | 72.7% | 71.23% | 73.57%
| 6.119% | 72.7% | 74.16% | 72.7% | 71.22% | 73.56%
| 6.124% | 72.69% | 74.15% | 72.69% | 71.21% | 73.54%
| 6.13% | 72.68% | 74.15% | 72.67% | 71.2% | 73.54%
| 6.136% | 72.67% | 74.15% | 72.66% | 71.19% | 73.54%
| 6.142% | 72.67% | 74.15% | 72.66% | 71.19% | 73.53%
| 6.147% | 72.66% | 74.14% | 72.65% | 71.17% | 73.51%
| 6.153% | 72.66% | 74.14% | 72.65% | 71.16% | 73.5%
| 6.159% | 72.64% | 74.13% | 72.64% | 71.15% | 73.49%
| 6.164% | 72.61% | 74.12% | 72.64% | 71.13% | 73.49%
| 6.17% | 72.61% | 74.11% | 72.62% | 71.13% | 73.49%
| 6.176% | 72.61% | 74.1% | 72.62% | 71.13% | 73.49%
| 6.182% | 72.61% | 74.1% | 72.61% | 71.12% | 73.46%
| 6.187% | 72.6% | 74.08% | 72.61% | 71.11% | 73.4%
| 6.193% | 72.6% | 74.08% | 72.61% | 71.11% | 73.39%
| 6.199% | 72.59% | 74.08% | 72.59% | 71.1% | 73.37%
| 6.204% | 72.58% | 74.08% | 72.58% | 71.1% | 73.36%
| 6.21% | 72.57% | 74.07% | 72.57% | 71.09% | 73.36%
| 6.216% | 72.57% | 74.06% | 72.56% | 71.09% | 73.35%
| 6.221% | 72.57% | 74.05% | 72.54% | 71.08% | 73.32%
| 6.227% | 72.57% | 74.02% | 72.54% | 71.07% | 73.32%
| 6.233% | 72.56% | 74% | 72.52% | 71.07% | 73.31%
| 6.239% | 72.56% | 74% | 72.51% | 71.07% | 73.3%
| 6.244% | 72.56% | 74% | 72.5% | 71.07% | 73.29%
| 6.25% | 72.55% | 74% | 72.48% | 71.06% | 73.29%
| 6.256% | 72.54% | 73.98% | 72.48% | 71.05% | 73.28%
| 6.261% | 72.54% | 73.95% | 72.46% | 71.05% | 73.28%
| 6.267% | 72.54% | 73.94% | 72.46% | 71.03% | 73.27%
| 6.273% | 72.54% | 73.94% | 72.45% | 71.02% | 73.26%
| 6.279% | 72.53% | 73.94% | 72.45% | 71.02% | 73.25%
| 6.284% | 72.51% | 73.93% | 72.44% | 71.01% | 73.23%
| 6.29% | 72.51% | 73.92% | 72.44% | 71.01% | 73.22%
| 6.296% | 72.5% | 73.92% | 72.44% | 71% | 73.22%
| 6.301% | 72.5% | 73.91% | 72.43% | 70.99% | 73.22%
| 6.307% | 72.48% | 73.91% | 72.43% | 70.99% | 73.18%
| 6.313% | 72.48% | 73.91% | 72.41% | 70.98% | 73.17%
| 6.318% | 72.48% | 73.9% | 72.4% | 70.97% | 73.17%
| 6.324% | 72.48% | 73.9% | 72.39% | 70.96% | 73.12%
| 6.33% | 72.47% | 73.89% | 72.38% | 70.95% | 73.1%
| 6.336% | 72.47% | 73.89% | 72.38% | 70.95% | 73.09%
| 6.341% | 72.45% | 73.87% | 72.38% | 70.93% | 73.08%
| 6.347% | 72.44% | 73.87% | 72.37% | 70.93% | 73.08%
| 6.353% | 72.43% | 73.86% | 72.36% | 70.92% | 73.06%
| 6.358% | 72.43% | 73.86% | 72.36% | 70.9% | 73.05%
| 6.364% | 72.43% | 73.85% | 72.35% | 70.87% | 73.05%
| 6.37% | 72.42% | 73.85% | 72.32% | 70.87% | 73.05%
| 6.376% | 72.42% | 73.83% | 72.3% | 70.84% | 73.03%
| 6.381% | 72.42% | 73.82% | 72.3% | 70.84% | 73.02%
| 6.387% | 72.4% | 73.81% | 72.29% | 70.83% | 73.02%
| 6.393% | 72.4% | 73.8% | 72.26% | 70.82% | 73.02%
| 6.398% | 72.39% | 73.79% | 72.25% | 70.82% | 73%
| 6.404% | 72.38% | 73.79% | 72.25% | 70.81% | 72.97%
| 6.41% | 72.38% | 73.79% | 72.25% | 70.81% | 72.97%
| 6.416% | 72.38% | 73.78% | 72.24% | 70.8% | 72.95%
| 6.421% | 72.38% | 73.77% | 72.24% | 70.78% | 72.94%
| 6.427% | 72.37% | 73.76% | 72.24% | 70.77% | 72.94%
| 6.433% | 72.37% | 73.75% | 72.23% | 70.76% | 72.94%
| 6.438% | 72.37% | 73.75% | 72.22% | 70.74% | 72.93%
| 6.444% | 72.34% | 73.74% | 72.22% | 70.74% | 72.93%
| 6.45% | 72.34% | 73.74% | 72.22% | 70.72% | 72.9%
| 6.455% | 72.33% | 73.74% | 72.21% | 70.72% | 72.9%
| 6.461% | 72.32% | 73.73% | 72.21% | 70.72% | 72.89%
| 6.467% | 72.32% | 73.73% | 72.2% | 70.69% | 72.87%
| 6.473% | 72.31% | 73.73% | 72.2% | 70.68% | 72.86%
| 6.478% | 72.3% | 73.71% | 72.18% | 70.67% | 72.85%
| 6.484% | 72.29% | 73.69% | 72.17% | 70.66% | 72.85%
| 6.49% | 72.29% | 73.69% | 72.15% | 70.65% | 72.84%
| 6.495% | 72.29% | 73.68% | 72.15% | 70.65% | 72.84%
| 6.501% | 72.26% | 73.68% | 72.14% | 70.65% | 72.83%
| 6.507% | 72.26% | 73.68% | 72.14% | 70.64% | 72.8%
| 6.513% | 72.26% | 73.67% | 72.13% | 70.63% | 72.8%
| 6.518% | 72.25% | 73.66% | 72.12% | 70.62% | 72.78%
| 6.524% | 72.25% | 73.66% | 72.11% | 70.62% | 72.78%
| 6.53% | 72.25% | 73.65% | 72.09% | 70.62% | 72.78%
| 6.535% | 72.25% | 73.63% | 72.09% | 70.62% | 72.77%
| 6.541% | 72.24% | 73.62% | 72.08% | 70.61% | 72.76%
| 6.547% | 72.23% | 73.62% | 72.08% | 70.61% | 72.76%
| 6.553% | 72.23% | 73.6% | 72.07% | 70.61% | 72.72%
| 6.558% | 72.23% | 73.59% | 72.07% | 70.61% | 72.71%
| 6.564% | 72.23% | 73.58% | 72.06% | 70.6% | 72.71%
| 6.57% | 72.23% | 73.58% | 72.06% | 70.6% | 72.7%
| 6.575% | 72.22% | 73.57% | 72.06% | 70.58% | 72.69%
| 6.581% | 72.21% | 73.55% | 72.04% | 70.55% | 72.69%
| 6.587% | 72.21% | 73.55% | 72.04% | 70.54% | 72.69%
| 6.592% | 72.2% | 73.54% | 72.04% | 70.5% | 72.67%
| 6.598% | 72.2% | 73.54% | 72.03% | 70.46% | 72.67%
| 6.604% | 72.2% | 73.53% | 72.03% | 70.44% | 72.66%
| 6.61% | 72.19% | 73.53% | 72.02% | 70.43% | 72.65%
| 6.615% | 72.19% | 73.53% | 72.02% | 70.43% | 72.65%
| 6.621% | 72.18% | 73.52% | 72.01% | 70.42% | 72.64%
| 6.627% | 72.17% | 73.52% | 72% | 70.41% | 72.63%
| 6.632% | 72.17% | 73.52% | 72% | 70.4% | 72.63%
| 6.638% | 72.17% | 73.51% | 72% | 70.4% | 72.63%
| 6.644% | 72.17% | 73.51% | 71.99% | 70.38% | 72.62%
| 6.65% | 72.16% | 73.48% | 71.97% | 70.37% | 72.62%
| 6.655% | 72.16% | 73.46% | 71.97% | 70.37% | 72.61%
| 6.661% | 72.14% | 73.46% | 71.95% | 70.36% | 72.6%
| 6.667% | 72.14% | 73.46% | 71.95% | 70.36% | 72.59%
| 6.672% | 72.14% | 73.45% | 71.95% | 70.35% | 72.59%
| 6.678% | 72.14% | 73.45% | 71.94% | 70.34% | 72.59%
| 6.684% | 72.14% | 73.44% | 71.94% | 70.34% | 72.58%
| 6.689% | 72.13% | 73.43% | 71.91% | 70.34% | 72.57%
| 6.695% | 72.12% | 73.42% | 71.9% | 70.33% | 72.56%
| 6.701% | 72.12% | 73.4% | 71.9% | 70.32% | 72.55%
| 6.707% | 72.11% | 73.4% | 71.89% | 70.31% | 72.55%
| 6.712% | 72.11% | 73.38% | 71.88% | 70.3% | 72.54%
| 6.718% | 72.11% | 73.38% | 71.87% | 70.3% | 72.54%
| 6.724% | 72.11% | 73.38% | 71.86% | 70.29% | 72.52%
| 6.729% | 72.09% | 73.36% | 71.85% | 70.29% | 72.52%
| 6.735% | 72.08% | 73.36% | 71.84% | 70.29% | 72.51%
| 6.741% | 72.07% | 73.35% | 71.83% | 70.28% | 72.48%
| 6.747% | 72.06% | 73.35% | 71.83% | 70.27% | 72.47%
| 6.752% | 72.05% | 73.33% | 71.83% | 70.26% | 72.47%
| 6.758% | 72.04% | 73.33% | 71.83% | 70.26% | 72.47%
| 6.764% | 72.04% | 73.32% | 71.81% | 70.25% | 72.47%
| 6.769% | 72.03% | 73.32% | 71.81% | 70.25% | 72.46%
| 6.775% | 72.02% | 73.31% | 71.8% | 70.25% | 72.46%
| 6.781% | 72.02% | 73.31% | 71.76% | 70.25% | 72.44%
| 6.787% | 72% | 73.29% | 71.75% | 70.24% | 72.43%
| 6.792% | 72% | 73.29% | 71.74% | 70.23% | 72.42%
| 6.798% | 71.99% | 73.28% | 71.74% | 70.22% | 72.42%
| 6.804% | 71.99% | 73.27% | 71.74% | 70.21% | 72.42%
| 6.809% | 71.99% | 73.25% | 71.73% | 70.21% | 72.41%
| 6.815% | 71.98% | 73.25% | 71.73% | 70.2% | 72.39%
| 6.821% | 71.98% | 73.24% | 71.73% | 70.18% | 72.38%
| 6.826% | 71.98% | 73.23% | 71.71% | 70.18% | 72.38%
| 6.832% | 71.97% | 73.22% | 71.7% | 70.18% | 72.37%
| 6.838% | 71.96% | 73.22% | 71.7% | 70.18% | 72.32%
| 6.844% | 71.96% | 73.22% | 71.69% | 70.17% | 72.32%
| 6.849% | 71.96% | 73.21% | 71.69% | 70.17% | 72.31%
| 6.855% | 71.94% | 73.2% | 71.69% | 70.16% | 72.31%
| 6.861% | 71.94% | 73.2% | 71.68% | 70.13% | 72.31%
| 6.866% | 71.93% | 73.2% | 71.68% | 70.13% | 72.31%
| 6.872% | 71.92% | 73.19% | 71.67% | 70.12% | 72.3%
| 6.878% | 71.91% | 73.18% | 71.67% | 70.11% | 72.28%
| 6.884% | 71.9% | 73.16% | 71.65% | 70.11% | 72.27%
| 6.889% | 71.9% | 73.14% | 71.63% | 70.1% | 72.26%
| 6.895% | 71.89% | 73.12% | 71.62% | 70.09% | 72.25%
| 6.901% | 71.89% | 73.11% | 71.62% | 70.09% | 72.24%
| 6.906% | 71.89% | 73.1% | 71.61% | 70.08% | 72.24%
| 6.912% | 71.89% | 73.09% | 71.6% | 70.08% | 72.22%
| 6.918% | 71.88% | 73.09% | 71.6% | 70.06% | 72.21%
| 6.924% | 71.88% | 73.09% | 71.59% | 70.06% | 72.21%
| 6.929% | 71.87% | 73.08% | 71.59% | 70.06% | 72.2%
| 6.935% | 71.85% | 73.08% | 71.59% | 70.06% | 72.19%
| 6.941% | 71.85% | 73.08% | 71.57% | 70.06% | 72.19%
| 6.946% | 71.84% | 73.07% | 71.55% | 70.05% | 72.17%
| 6.952% | 71.84% | 73.07% | 71.54% | 70.04% | 72.17%
| 6.958% | 71.83% | 73.07% | 71.54% | 70.03% | 72.16%
| 6.963% | 71.83% | 73.06% | 71.54% | 70.02% | 72.16%
| 6.969% | 71.81% | 73.06% | 71.53% | 70.02% | 72.15%
| 6.975% | 71.8% | 73.06% | 71.51% | 70.02% | 72.14%
| 6.981% | 71.8% | 73.06% | 71.5% | 70.01% | 72.14%
| 6.986% | 71.79% | 73.06% | 71.5% | 70.01% | 72.14%
| 6.992% | 71.79% | 73.06% | 71.5% | 70.01% | 72.13%
| 6.998% | 71.79% | 73.06% | 71.5% | 69.99% | 72.13%
| 7.003% | 71.79% | 73.05% | 71.49% | 69.99% | 72.13%
| 7.009% | 71.77% | 73.03% | 71.49% | 69.98% | 72.11%
| 7.015% | 71.76% | 73.02% | 71.47% | 69.98% | 72.1%
| 7.021% | 71.76% | 73.01% | 71.47% | 69.97% | 72.1%
| 7.026% | 71.76% | 73.01% | 71.47% | 69.96% | 72.1%
| 7.032% | 71.76% | 73% | 71.47% | 69.95% | 72.09%
| 7.038% | 71.75% | 73% | 71.46% | 69.94% | 72.08%
| 7.043% | 71.75% | 72.99% | 71.46% | 69.94% | 72.07%
| 7.049% | 71.75% | 72.99% | 71.46% | 69.94% | 72.05%
| 7.055% | 71.74% | 72.99% | 71.45% | 69.94% | 72.05%
| 7.061% | 71.74% | 72.98% | 71.44% | 69.94% | 72.04%
| 7.066% | 71.74% | 72.96% | 71.43% | 69.92% | 72.02%
| 7.072% | 71.74% | 72.96% | 71.42% | 69.92% | 72.01%
| 7.078% | 71.72% | 72.95% | 71.41% | 69.92% | 72.01%
| 7.083% | 71.72% | 72.94% | 71.39% | 69.92% | 72%
| 7.089% | 71.71% | 72.93% | 71.39% | 69.91% | 71.99%
| 7.095% | 71.7% | 72.92% | 71.39% | 69.91% | 71.98%
| 7.1% | 71.7% | 72.92% | 71.39% | 69.91% | 71.95%
| 7.106% | 71.68% | 72.9% | 71.38% | 69.9% | 71.93%
| 7.112% | 71.68% | 72.88% | 71.38% | 69.89% | 71.93%
| 7.118% | 71.67% | 72.88% | 71.36% | 69.89% | 71.92%
| 7.123% | 71.67% | 72.87% | 71.35% | 69.84% | 71.91%
| 7.129% | 71.67% | 72.86% | 71.35% | 69.83% | 71.9%
| 7.135% | 71.66% | 72.86% | 71.33% | 69.83% | 71.89%
| 7.14% | 71.66% | 72.85% | 71.32% | 69.82% | 71.89%
| 7.146% | 71.65% | 72.84% | 71.32% | 69.81% | 71.88%
| 7.152% | 71.62% | 72.84% | 71.32% | 69.8% | 71.86%
| 7.158% | 71.62% | 72.83% | 71.32% | 69.79% | 71.85%
| 7.163% | 71.61% | 72.83% | 71.31% | 69.79% | 71.85%
| 7.169% | 71.6% | 72.82% | 71.31% | 69.77% | 71.84%
| 7.175% | 71.59% | 72.82% | 71.3% | 69.76% | 71.84%
| 7.18% | 71.59% | 72.8% | 71.3% | 69.74% | 71.84%
| 7.186% | 71.59% | 72.8% | 71.29% | 69.74% | 71.84%
| 7.192% | 71.59% | 72.79% | 71.28% | 69.73% | 71.83%
| 7.197% | 71.58% | 72.79% | 71.27% | 69.72% | 71.83%
| 7.203% | 71.57% | 72.79% | 71.26% | 69.72% | 71.82%
| 7.209% | 71.57% | 72.78% | 71.25% | 69.72% | 71.82%
| 7.215% | 71.55% | 72.78% | 71.25% | 69.71% | 71.82%
| 7.22% | 71.55% | 72.78% | 71.24% | 69.7% | 71.82%
| 7.226% | 71.54% | 72.75% | 71.24% | 69.69% | 71.8%
| 7.232% | 71.54% | 72.75% | 71.23% | 69.68% | 71.8%
| 7.237% | 71.54% | 72.74% | 71.23% | 69.68% | 71.79%
| 7.243% | 71.53% | 72.74% | 71.22% | 69.67% | 71.79%
| 7.249% | 71.51% | 72.74% | 71.21% | 69.64% | 71.78%
| 7.255% | 71.5% | 72.73% | 71.2% | 69.63% | 71.78%
| 7.26% | 71.5% | 72.72% | 71.2% | 69.62% | 71.77%
| 7.266% | 71.49% | 72.7% | 71.18% | 69.62% | 71.76%
| 7.272% | 71.47% | 72.67% | 71.17% | 69.61% | 71.75%
| 7.277% | 71.47% | 72.67% | 71.15% | 69.6% | 71.75%
| 7.283% | 71.46% | 72.66% | 71.15% | 69.6% | 71.75%
| 7.289% | 71.46% | 72.66% | 71.15% | 69.59% | 71.75%
| 7.295% | 71.46% | 72.63% | 71.14% | 69.59% | 71.75%
| 7.3% | 71.45% | 72.63% | 71.14% | 69.59% | 71.74%
| 7.306% | 71.45% | 72.62% | 71.13% | 69.59% | 71.73%
| 7.312% | 71.45% | 72.62% | 71.13% | 69.59% | 71.73%
| 7.317% | 71.43% | 72.61% | 71.12% | 69.58% | 71.72%
| 7.323% | 71.43% | 72.6% | 71.11% | 69.58% | 71.72%
| 7.329% | 71.42% | 72.6% | 71.11% | 69.58% | 71.71%
| 7.334% | 71.42% | 72.59% | 71.09% | 69.58% | 71.7%
| 7.34% | 71.41% | 72.59% | 71.08% | 69.57% | 71.7%
| 7.346% | 71.39% | 72.58% | 71.08% | 69.57% | 71.69%
| 7.352% | 71.38% | 72.58% | 71.08% | 69.56% | 71.68%
| 7.357% | 71.36% | 72.58% | 71.07% | 69.53% | 71.68%
| 7.363% | 71.35% | 72.58% | 71.07% | 69.52% | 71.64%
| 7.369% | 71.35% | 72.57% | 71.07% | 69.52% | 71.64%
| 7.374% | 71.35% | 72.56% | 71.07% | 69.51% | 71.62%
| 7.38% | 71.34% | 72.55% | 71.06% | 69.51% | 71.61%
| 7.386% | 71.34% | 72.55% | 71.06% | 69.49% | 71.61%
| 7.392% | 71.32% | 72.55% | 71.06% | 69.49% | 71.6%
| 7.397% | 71.31% | 72.53% | 71.06% | 69.48% | 71.59%
| 7.403% | 71.31% | 72.53% | 71.06% | 69.47% | 71.59%
| 7.409% | 71.31% | 72.53% | 71.06% | 69.47% | 71.58%
| 7.414% | 71.3% | 72.53% | 71.04% | 69.47% | 71.58%
| 7.42% | 71.3% | 72.52% | 71.04% | 69.44% | 71.57%
| 7.426% | 71.29% | 72.52% | 71.03% | 69.44% | 71.57%
| 7.432% | 71.29% | 72.5% | 71.03% | 69.43% | 71.56%
| 7.437% | 71.28% | 72.5% | 71.02% | 69.43% | 71.56%
| 7.443% | 71.28% | 72.49% | 71.02% | 69.43% | 71.55%
| 7.449% | 71.27% | 72.48% | 71.02% | 69.42% | 71.55%
| 7.454% | 71.27% | 72.47% | 71.02% | 69.41% | 71.54%
| 7.46% | 71.26% | 72.46% | 71% | 69.41% | 71.53%
| 7.466% | 71.26% | 72.45% | 71% | 69.4% | 71.52%
| 7.471% | 71.23% | 72.44% | 71% | 69.4% | 71.52%
| 7.477% | 71.22% | 72.43% | 70.99% | 69.39% | 71.51%
| 7.483% | 71.22% | 72.43% | 70.99% | 69.39% | 71.51%
| 7.489% | 71.21% | 72.42% | 70.99% | 69.38% | 71.51%
| 7.494% | 71.2% | 72.42% | 70.99% | 69.37% | 71.5%
| 7.5% | 71.2% | 72.4% | 70.99% | 69.37% | 71.49%
| 7.506% | 71.2% | 72.4% | 70.98% | 69.36% | 71.49%
| 7.511% | 71.19% | 72.39% | 70.98% | 69.35% | 71.48%
| 7.517% | 71.19% | 72.37% | 70.97% | 69.34% | 71.45%
| 7.523% | 71.18% | 72.37% | 70.97% | 69.34% | 71.45%
| 7.529% | 71.18% | 72.36% | 70.97% | 69.33% | 71.44%
| 7.534% | 71.17% | 72.35% | 70.96% | 69.33% | 71.44%
| 7.54% | 71.17% | 72.34% | 70.96% | 69.33% | 71.43%
| 7.546% | 71.17% | 72.34% | 70.95% | 69.32% | 71.42%
| 7.551% | 71.17% | 72.34% | 70.95% | 69.31% | 71.41%
| 7.557% | 71.17% | 72.33% | 70.94% | 69.3% | 71.4%
| 7.563% | 71.16% | 72.32% | 70.94% | 69.3% | 71.39%
| 7.568% | 71.16% | 72.31% | 70.94% | 69.3% | 71.39%
| 7.574% | 71.16% | 72.31% | 70.92% | 69.3% | 71.38%
| 7.58% | 71.15% | 72.3% | 70.91% | 69.29% | 71.37%
| 7.586% | 71.14% | 72.29% | 70.9% | 69.28% | 71.37%
| 7.591% | 71.14% | 72.29% | 70.89% | 69.26% | 71.37%
| 7.597% | 71.13% | 72.29% | 70.89% | 69.26% | 71.36%
| 7.603% | 71.13% | 72.28% | 70.88% | 69.25% | 71.36%
| 7.608% | 71.13% | 72.27% | 70.88% | 69.23% | 71.34%
| 7.614% | 71.11% | 72.27% | 70.86% | 69.23% | 71.33%
| 7.62% | 71.11% | 72.26% | 70.85% | 69.22% | 71.33%
| 7.626% | 71.11% | 72.26% | 70.84% | 69.22% | 71.33%
| 7.631% | 71.1% | 72.25% | 70.84% | 69.2% | 71.33%
| 7.637% | 71.1% | 72.25% | 70.84% | 69.19% | 71.31%
| 7.643% | 71.1% | 72.25% | 70.83% | 69.18% | 71.3%
| 7.648% | 71.1% | 72.24% | 70.82% | 69.17% | 71.29%
| 7.654% | 71.1% | 72.24% | 70.82% | 69.16% | 71.29%
| 7.66% | 71.09% | 72.24% | 70.8% | 69.13% | 71.28%
| 7.666% | 71.09% | 72.24% | 70.78% | 69.13% | 71.28%
| 7.671% | 71.08% | 72.24% | 70.77% | 69.11% | 71.28%
| 7.677% | 71.08% | 72.23% | 70.76% | 69.11% | 71.28%
| 7.683% | 71.08% | 72.23% | 70.76% | 69.1% | 71.28%
| 7.688% | 71.07% | 72.23% | 70.75% | 69.1% | 71.27%
| 7.694% | 71.07% | 72.22% | 70.75% | 69.09% | 71.26%
| 7.7% | 71.06% | 72.2% | 70.75% | 69.09% | 71.24%
| 7.705% | 71.06% | 72.2% | 70.74% | 69.08% | 71.24%
| 7.711% | 71.04% | 72.2% | 70.73% | 69.07% | 71.23%
| 7.717% | 71.04% | 72.19% | 70.72% | 69.07% | 71.23%
| 7.723% | 71.03% | 72.19% | 70.72% | 69.06% | 71.22%
| 7.728% | 71.03% | 72.18% | 70.72% | 69.06% | 71.2%
| 7.734% | 71.02% | 72.18% | 70.71% | 69.05% | 71.2%
| 7.74% | 71.01% | 72.17% | 70.71% | 69.05% | 71.2%
| 7.745% | 71% | 72.16% | 70.69% | 69.05% | 71.19%
| 7.751% | 70.99% | 72.16% | 70.69% | 69.05% | 71.19%
| 7.757% | 70.99% | 72.16% | 70.68% | 69.05% | 71.19%
| 7.763% | 70.99% | 72.15% | 70.66% | 69.04% | 71.17%
| 7.768% | 70.98% | 72.14% | 70.66% | 69.02% | 71.17%
| 7.774% | 70.97% | 72.14% | 70.65% | 69.01% | 71.16%
| 7.78% | 70.97% | 72.13% | 70.65% | 69.01% | 71.15%
| 7.785% | 70.95% | 72.12% | 70.63% | 69.01% | 71.15%
| 7.791% | 70.95% | 72.11% | 70.62% | 69% | 71.14%
| 7.797% | 70.95% | 72.1% | 70.62% | 69% | 71.12%
| 7.803% | 70.94% | 72.1% | 70.6% | 68.99% | 71.11%
| 7.808% | 70.94% | 72.09% | 70.6% | 68.99% | 71.09%
| 7.814% | 70.93% | 72.08% | 70.6% | 68.99% | 71.09%
| 7.82% | 70.93% | 72.07% | 70.6% | 68.98% | 71.07%
| 7.825% | 70.92% | 72.06% | 70.59% | 68.98% | 71.07%
| 7.831% | 70.91% | 72.06% | 70.58% | 68.98% | 71.05%
| 7.837% | 70.9% | 72.06% | 70.58% | 68.97% | 71.05%
| 7.842% | 70.9% | 72.04% | 70.57% | 68.97% | 71.05%
| 7.848% | 70.88% | 72.04% | 70.57% | 68.96% | 71.05%
| 7.854% | 70.88% | 72.03% | 70.56% | 68.96% | 71.04%
| 7.86% | 70.88% | 72.03% | 70.56% | 68.94% | 71.01%
| 7.865% | 70.88% | 72.02% | 70.56% | 68.93% | 71%
| 7.871% | 70.87% | 72.02% | 70.55% | 68.92% | 71%
| 7.877% | 70.87% | 72% | 70.54% | 68.91% | 71%
| 7.882% | 70.86% | 71.98% | 70.54% | 68.9% | 71%
| 7.888% | 70.85% | 71.98% | 70.54% | 68.9% | 70.98%
| 7.894% | 70.85% | 71.97% | 70.53% | 68.89% | 70.98%
| 7.9% | 70.85% | 71.96% | 70.53% | 68.89% | 70.95%
| 7.905% | 70.84% | 71.95% | 70.52% | 68.88% | 70.93%
| 7.911% | 70.83% | 71.94% | 70.52% | 68.87% | 70.92%
| 7.917% | 70.83% | 71.94% | 70.51% | 68.87% | 70.92%
| 7.922% | 70.83% | 71.94% | 70.51% | 68.86% | 70.91%
| 7.928% | 70.81% | 71.94% | 70.5% | 68.86% | 70.91%
| 7.934% | 70.8% | 71.94% | 70.5% | 68.84% | 70.9%
| 7.939% | 70.8% | 71.93% | 70.49% | 68.84% | 70.89%
| 7.945% | 70.8% | 71.92% | 70.48% | 68.84% | 70.86%
| 7.951% | 70.78% | 71.92% | 70.47% | 68.84% | 70.86%
| 7.957% | 70.77% | 71.91% | 70.47% | 68.83% | 70.86%
| 7.962% | 70.77% | 71.91% | 70.47% | 68.82% | 70.86%
| 7.968% | 70.77% | 71.91% | 70.46% | 68.81% | 70.85%
| 7.974% | 70.75% | 71.91% | 70.45% | 68.79% | 70.85%
| 7.979% | 70.75% | 71.91% | 70.45% | 68.79% | 70.85%
| 7.985% | 70.73% | 71.9% | 70.44% | 68.78% | 70.84%
| 7.991% | 70.73% | 71.89% | 70.44% | 68.78% | 70.84%
| 7.997% | 70.73% | 71.89% | 70.41% | 68.78% | 70.84%
| 8.002% | 70.72% | 71.89% | 70.41% | 68.77% | 70.84%
| 8.008% | 70.72% | 71.88% | 70.4% | 68.76% | 70.84%
| 8.014% | 70.7% | 71.87% | 70.39% | 68.76% | 70.84%
| 8.019% | 70.7% | 71.86% | 70.38% | 68.76% | 70.83%
| 8.025% | 70.69% | 71.85% | 70.38% | 68.76% | 70.83%
| 8.031% | 70.68% | 71.85% | 70.38% | 68.76% | 70.82%
| 8.037% | 70.68% | 71.85% | 70.37% | 68.76% | 70.81%
| 8.042% | 70.68% | 71.85% | 70.37% | 68.76% | 70.81%
| 8.048% | 70.67% | 71.84% | 70.37% | 68.76% | 70.81%
| 8.054% | 70.67% | 71.82% | 70.35% | 68.75% | 70.81%
| 8.059% | 70.65% | 71.82% | 70.35% | 68.74% | 70.81%
| 8.065% | 70.65% | 71.82% | 70.35% | 68.73% | 70.8%
| 8.071% | 70.65% | 71.81% | 70.35% | 68.72% | 70.8%
| 8.076% | 70.65% | 71.8% | 70.33% | 68.72% | 70.8%
| 8.082% | 70.64% | 71.79% | 70.32% | 68.72% | 70.8%
| 8.088% | 70.63% | 71.79% | 70.32% | 68.7% | 70.8%
| 8.094% | 70.63% | 71.78% | 70.3% | 68.69% | 70.79%
| 8.099% | 70.63% | 71.78% | 70.3% | 68.69% | 70.79%
| 8.105% | 70.63% | 71.78% | 70.3% | 68.69% | 70.79%
| 8.111% | 70.62% | 71.76% | 70.3% | 68.68% | 70.79%
| 8.116% | 70.61% | 71.76% | 70.29% | 68.68% | 70.78%
| 8.122% | 70.6% | 71.73% | 70.29% | 68.67% | 70.77%
| 8.128% | 70.59% | 71.72% | 70.28% | 68.66% | 70.76%
| 8.134% | 70.59% | 71.71% | 70.27% | 68.66% | 70.76%
| 8.139% | 70.59% | 71.71% | 70.25% | 68.65% | 70.75%
| 8.145% | 70.58% | 71.7% | 70.25% | 68.65% | 70.75%
| 8.151% | 70.57% | 71.7% | 70.25% | 68.64% | 70.75%
| 8.156% | 70.57% | 71.7% | 70.24% | 68.64% | 70.74%
| 8.162% | 70.57% | 71.7% | 70.23% | 68.64% | 70.74%
| 8.168% | 70.57% | 71.69% | 70.23% | 68.63% | 70.73%
| 8.174% | 70.56% | 71.68% | 70.23% | 68.63% | 70.73%
| 8.179% | 70.55% | 71.68% | 70.23% | 68.63% | 70.73%
| 8.185% | 70.55% | 71.68% | 70.22% | 68.62% | 70.72%
| 8.191% | 70.54% | 71.68% | 70.22% | 68.6% | 70.71%
| 8.196% | 70.54% | 71.68% | 70.21% | 68.6% | 70.71%
| 8.202% | 70.54% | 71.66% | 70.2% | 68.59% | 70.7%
| 8.208% | 70.53% | 71.66% | 70.19% | 68.58% | 70.7%
| 8.213% | 70.53% | 71.65% | 70.19% | 68.58% | 70.66%
| 8.219% | 70.53% | 71.65% | 70.18% | 68.57% | 70.66%
| 8.225% | 70.52% | 71.64% | 70.17% | 68.56% | 70.65%
| 8.231% | 70.52% | 71.64% | 70.17% | 68.55% | 70.65%
| 8.236% | 70.52% | 71.63% | 70.16% | 68.54% | 70.64%
| 8.242% | 70.51% | 71.63% | 70.16% | 68.54% | 70.63%
| 8.248% | 70.5% | 71.62% | 70.15% | 68.53% | 70.63%
| 8.253% | 70.5% | 71.6% | 70.14% | 68.53% | 70.63%
| 8.259% | 70.49% | 71.6% | 70.14% | 68.52% | 70.62%
| 8.265% | 70.47% | 71.6% | 70.14% | 68.51% | 70.62%
| 8.271% | 70.45% | 71.58% | 70.13% | 68.51% | 70.61%
| 8.276% | 70.44% | 71.58% | 70.12% | 68.51% | 70.61%
| 8.282% | 70.44% | 71.58% | 70.12% | 68.5% | 70.59%
| 8.288% | 70.43% | 71.58% | 70.11% | 68.5% | 70.59%
| 8.293% | 70.43% | 71.58% | 70.11% | 68.49% | 70.58%
| 8.299% | 70.43% | 71.57% | 70.11% | 68.49% | 70.58%
| 8.305% | 70.42% | 71.57% | 70.11% | 68.49% | 70.58%
| 8.311% | 70.42% | 71.57% | 70.11% | 68.48% | 70.58%
| 8.316% | 70.42% | 71.57% | 70.1% | 68.47% | 70.58%
| 8.322% | 70.42% | 71.57% | 70.08% | 68.47% | 70.57%
| 8.328% | 70.41% | 71.56% | 70.08% | 68.47% | 70.56%
| 8.333% | 70.41% | 71.56% | 70.07% | 68.46% | 70.56%
| 8.339% | 70.39% | 71.56% | 70.07% | 68.45% | 70.56%
| 8.345% | 70.38% | 71.53% | 70.07% | 68.45% | 70.55%
| 8.35% | 70.37% | 71.52% | 70.07% | 68.45% | 70.55%
| 8.356% | 70.37% | 71.52% | 70.06% | 68.44% | 70.54%
| 8.362% | 70.36% | 71.51% | 70.06% | 68.44% | 70.52%
| 8.368% | 70.36% | 71.5% | 70.04% | 68.44% | 70.52%
| 8.373% | 70.35% | 71.5% | 70.04% | 68.44% | 70.52%
| 8.379% | 70.35% | 71.5% | 70.04% | 68.44% | 70.52%
| 8.385% | 70.35% | 71.49% | 70.02% | 68.43% | 70.52%
| 8.39% | 70.34% | 71.48% | 70.02% | 68.43% | 70.5%
| 8.396% | 70.34% | 71.48% | 70.01% | 68.41% | 70.5%
| 8.402% | 70.34% | 71.48% | 70.01% | 68.4% | 70.49%
| 8.408% | 70.34% | 71.46% | 69.99% | 68.4% | 70.47%
| 8.413% | 70.34% | 71.46% | 69.99% | 68.39% | 70.45%
| 8.419% | 70.34% | 71.46% | 69.98% | 68.39% | 70.44%
| 8.425% | 70.33% | 71.45% | 69.98% | 68.39% | 70.43%
| 8.43% | 70.33% | 71.44% | 69.97% | 68.38% | 70.42%
| 8.436% | 70.32% | 71.43% | 69.96% | 68.38% | 70.42%
| 8.442% | 70.31% | 71.43% | 69.95% | 68.37% | 70.41%
| 8.447% | 70.31% | 71.43% | 69.94% | 68.37% | 70.4%
| 8.453% | 70.29% | 71.41% | 69.94% | 68.37% | 70.4%
| 8.459% | 70.29% | 71.41% | 69.92% | 68.37% | 70.39%
| 8.465% | 70.28% | 71.41% | 69.91% | 68.35% | 70.38%
| 8.47% | 70.28% | 71.4% | 69.89% | 68.34% | 70.38%
| 8.476% | 70.27% | 71.4% | 69.89% | 68.33% | 70.37%
| 8.482% | 70.26% | 71.4% | 69.89% | 68.32% | 70.36%
| 8.487% | 70.26% | 71.4% | 69.88% | 68.32% | 70.34%
| 8.493% | 70.25% | 71.39% | 69.88% | 68.32% | 70.34%
| 8.499% | 70.25% | 71.38% | 69.88% | 68.32% | 70.34%
| 8.505% | 70.24% | 71.38% | 69.87% | 68.32% | 70.34%
| 8.51% | 70.24% | 71.37% | 69.86% | 68.31% | 70.34%
| 8.516% | 70.24% | 71.37% | 69.86% | 68.3% | 70.33%
| 8.522% | 70.23% | 71.36% | 69.85% | 68.3% | 70.31%
| 8.527% | 70.23% | 71.36% | 69.85% | 68.3% | 70.31%
| 8.533% | 70.23% | 71.35% | 69.85% | 68.3% | 70.3%
| 8.539% | 70.21% | 71.35% | 69.84% | 68.29% | 70.3%
| 8.545% | 70.21% | 71.35% | 69.84% | 68.29% | 70.29%
| 8.55% | 70.2% | 71.33% | 69.84% | 68.29% | 70.28%
| 8.556% | 70.19% | 71.33% | 69.84% | 68.28% | 70.28%
| 8.562% | 70.19% | 71.33% | 69.83% | 68.28% | 70.27%
| 8.567% | 70.19% | 71.32% | 69.82% | 68.27% | 70.27%
| 8.573% | 70.18% | 71.32% | 69.81% | 68.26% | 70.26%
| 8.579% | 70.17% | 71.32% | 69.8% | 68.25% | 70.26%
| 8.584% | 70.17% | 71.31% | 69.8% | 68.25% | 70.26%
| 8.59% | 70.17% | 71.31% | 69.8% | 68.24% | 70.25%
| 8.596% | 70.17% | 71.31% | 69.79% | 68.24% | 70.24%
| 8.602% | 70.16% | 71.31% | 69.79% | 68.23% | 70.24%
| 8.607% | 70.16% | 71.31% | 69.79% | 68.21% | 70.24%
| 8.613% | 70.15% | 71.31% | 69.79% | 68.19% | 70.22%
| 8.619% | 70.15% | 71.3% | 69.79% | 68.19% | 70.21%
| 8.624% | 70.15% | 71.3% | 69.78% | 68.19% | 70.21%
| 8.63% | 70.15% | 71.3% | 69.78% | 68.19% | 70.2%
| 8.636% | 70.15% | 71.3% | 69.78% | 68.18% | 70.2%
| 8.642% | 70.15% | 71.28% | 69.77% | 68.16% | 70.19%
| 8.647% | 70.14% | 71.27% | 69.77% | 68.16% | 70.18%
| 8.653% | 70.13% | 71.26% | 69.76% | 68.14% | 70.18%
| 8.659% | 70.13% | 71.26% | 69.76% | 68.13% | 70.17%
| 8.664% | 70.11% | 71.25% | 69.75% | 68.13% | 70.17%
| 8.67% | 70.09% | 71.25% | 69.74% | 68.13% | 70.17%
| 8.676% | 70.09% | 71.24% | 69.74% | 68.13% | 70.16%
| 8.682% | 70.08% | 71.24% | 69.74% | 68.12% | 70.16%
| 8.687% | 70.06% | 71.24% | 69.73% | 68.12% | 70.15%
| 8.693% | 70.06% | 71.24% | 69.72% | 68.12% | 70.14%
| 8.699% | 70.06% | 71.23% | 69.72% | 68.12% | 70.14%
| 8.704% | 70.05% | 71.23% | 69.71% | 68.11% | 70.13%
| 8.71% | 70.05% | 71.22% | 69.71% | 68.11% | 70.13%
| 8.716% | 70.05% | 71.21% | 69.7% | 68.1% | 70.12%
| 8.721% | 70.04% | 71.21% | 69.7% | 68.1% | 70.12%
| 8.727% | 70.04% | 71.2% | 69.7% | 68.09% | 70.11%
| 8.733% | 70.04% | 71.2% | 69.7% | 68.09% | 70.11%
| 8.739% | 70.03% | 71.2% | 69.68% | 68.08% | 70.11%
| 8.744% | 70% | 71.2% | 69.68% | 68.08% | 70.1%
| 8.75% | 70% | 71.19% | 69.68% | 68.07% | 70.09%
| 8.756% | 69.99% | 71.18% | 69.67% | 68.07% | 70.09%
| 8.761% | 69.98% | 71.18% | 69.65% | 68.07% | 70.08%
| 8.767% | 69.97% | 71.17% | 69.65% | 68.06% | 70.08%
| 8.773% | 69.97% | 71.16% | 69.63% | 68.06% | 70.07%
| 8.779% | 69.97% | 71.16% | 69.62% | 68.06% | 70.07%
| 8.784% | 69.96% | 71.16% | 69.62% | 68.05% | 70.07%
| 8.79% | 69.96% | 71.16% | 69.61% | 68.04% | 70.06%
| 8.796% | 69.95% | 71.16% | 69.6% | 68.04% | 70.05%
| 8.801% | 69.95% | 71.16% | 69.6% | 68.03% | 70.05%
| 8.807% | 69.95% | 71.16% | 69.6% | 68.03% | 70.05%
| 8.813% | 69.95% | 71.16% | 69.6% | 68.02% | 70.03%
| 8.818% | 69.94% | 71.15% | 69.59% | 68% | 70.03%
| 8.824% | 69.94% | 71.14% | 69.59% | 68% | 70.03%
| 8.83% | 69.92% | 71.13% | 69.58% | 68% | 70.03%
| 8.836% | 69.92% | 71.13% | 69.58% | 67.98% | 70.02%
| 8.841% | 69.91% | 71.12% | 69.58% | 67.98% | 70.02%
| 8.847% | 69.88% | 71.11% | 69.56% | 67.98% | 70.01%
| 8.853% | 69.87% | 71.09% | 69.56% | 67.97% | 70%
| 8.858% | 69.86% | 71.08% | 69.56% | 67.96% | 69.99%
| 8.864% | 69.86% | 71.08% | 69.53% | 67.95% | 69.99%
| 8.87% | 69.86% | 71.08% | 69.53% | 67.93% | 69.98%
| 8.876% | 69.85% | 71.07% | 69.53% | 67.93% | 69.97%
| 8.881% | 69.84% | 71.07% | 69.52% | 67.92% | 69.97%
| 8.887% | 69.84% | 71.07% | 69.51% | 67.92% | 69.95%
| 8.893% | 69.82% | 71.06% | 69.51% | 67.91% | 69.94%
| 8.898% | 69.82% | 71.06% | 69.49% | 67.9% | 69.93%
| 8.904% | 69.82% | 71.06% | 69.49% | 67.9% | 69.92%
| 8.91% | 69.82% | 71.03% | 69.49% | 67.9% | 69.91%
| 8.916% | 69.82% | 71.03% | 69.48% | 67.88% | 69.91%
| 8.921% | 69.82% | 71.03% | 69.47% | 67.87% | 69.91%
| 8.927% | 69.82% | 71.02% | 69.46% | 67.86% | 69.89%
| 8.933% | 69.82% | 71.01% | 69.45% | 67.85% | 69.89%
| 8.938% | 69.81% | 71.01% | 69.45% | 67.85% | 69.89%
| 8.944% | 69.8% | 71.01% | 69.44% | 67.85% | 69.89%
| 8.95% | 69.79% | 71% | 69.44% | 67.84% | 69.89%
| 8.955% | 69.79% | 71% | 69.43% | 67.84% | 69.88%
| 8.961% | 69.78% | 70.99% | 69.43% | 67.83% | 69.88%
| 8.967% | 69.78% | 70.99% | 69.43% | 67.82% | 69.87%
| 8.973% | 69.78% | 70.99% | 69.43% | 67.82% | 69.86%
| 8.978% | 69.77% | 70.98% | 69.43% | 67.8% | 69.86%
| 8.984% | 69.77% | 70.98% | 69.42% | 67.8% | 69.85%
| 8.99% | 69.77% | 70.97% | 69.42% | 67.78% | 69.85%
| 8.995% | 69.76% | 70.97% | 69.42% | 67.78% | 69.84%
| 9.001% | 69.76% | 70.97% | 69.4% | 67.77% | 69.83%
| 9.007% | 69.76% | 70.96% | 69.39% | 67.75% | 69.83%
| 9.013% | 69.76% | 70.96% | 69.39% | 67.75% | 69.82%
| 9.018% | 69.75% | 70.96% | 69.38% | 67.75% | 69.82%
| 9.024% | 69.75% | 70.95% | 69.38% | 67.74% | 69.79%
| 9.03% | 69.75% | 70.94% | 69.38% | 67.74% | 69.78%
| 9.035% | 69.74% | 70.93% | 69.37% | 67.74% | 69.77%
| 9.041% | 69.73% | 70.92% | 69.37% | 67.74% | 69.76%
| 9.047% | 69.72% | 70.91% | 69.34% | 67.74% | 69.76%
| 9.053% | 69.72% | 70.91% | 69.34% | 67.73% | 69.75%
| 9.058% | 69.7% | 70.91% | 69.34% | 67.72% | 69.75%
| 9.064% | 69.7% | 70.91% | 69.33% | 67.72% | 69.73%
| 9.07% | 69.7% | 70.9% | 69.32% | 67.71% | 69.73%
| 9.075% | 69.69% | 70.9% | 69.31% | 67.67% | 69.73%
| 9.081% | 69.69% | 70.89% | 69.3% | 67.67% | 69.72%
| 9.087% | 69.69% | 70.88% | 69.29% | 67.66% | 69.71%
| 9.092% | 69.69% | 70.87% | 69.28% | 67.65% | 69.71%
| 9.098% | 69.68% | 70.86% | 69.27% | 67.65% | 69.7%
| 9.104% | 69.67% | 70.84% | 69.27% | 67.65% | 69.7%
| 9.11% | 69.67% | 70.84% | 69.26% | 67.65% | 69.7%
| 9.115% | 69.67% | 70.83% | 69.26% | 67.64% | 69.69%
| 9.121% | 69.67% | 70.83% | 69.26% | 67.63% | 69.68%
| 9.127% | 69.67% | 70.81% | 69.26% | 67.6% | 69.68%
| 9.132% | 69.66% | 70.8% | 69.26% | 67.6% | 69.68%
| 9.138% | 69.66% | 70.8% | 69.25% | 67.59% | 69.67%
| 9.144% | 69.66% | 70.8% | 69.25% | 67.58% | 69.66%
| 9.15% | 69.64% | 70.8% | 69.25% | 67.58% | 69.66%
| 9.155% | 69.64% | 70.79% | 69.25% | 67.57% | 69.64%
| 9.161% | 69.64% | 70.79% | 69.25% | 67.57% | 69.63%
| 9.167% | 69.63% | 70.79% | 69.24% | 67.56% | 69.63%
| 9.172% | 69.62% | 70.78% | 69.24% | 67.56% | 69.62%
| 9.178% | 69.62% | 70.76% | 69.23% | 67.56% | 69.62%
| 9.184% | 69.61% | 70.76% | 69.22% | 67.55% | 69.62%
| 9.189% | 69.61% | 70.75% | 69.22% | 67.55% | 69.62%
| 9.195% | 69.6% | 70.75% | 69.22% | 67.55% | 69.61%
| 9.201% | 69.6% | 70.75% | 69.22% | 67.55% | 69.61%
| 9.207% | 69.6% | 70.74% | 69.22% | 67.55% | 69.61%
| 9.212% | 69.59% | 70.73% | 69.21% | 67.55% | 69.59%
| 9.218% | 69.59% | 70.73% | 69.21% | 67.54% | 69.59%
| 9.224% | 69.59% | 70.72% | 69.21% | 67.54% | 69.59%
| 9.229% | 69.58% | 70.72% | 69.2% | 67.52% | 69.58%
| 9.235% | 69.58% | 70.68% | 69.2% | 67.51% | 69.57%
| 9.241% | 69.58% | 70.68% | 69.19% | 67.5% | 69.56%
| 9.247% | 69.58% | 70.67% | 69.19% | 67.5% | 69.55%
| 9.252% | 69.57% | 70.66% | 69.19% | 67.49% | 69.55%
| 9.258% | 69.57% | 70.66% | 69.18% | 67.49% | 69.55%
| 9.264% | 69.57% | 70.65% | 69.17% | 67.49% | 69.55%
| 9.269% | 69.56% | 70.64% | 69.17% | 67.49% | 69.54%
| 9.275% | 69.55% | 70.64% | 69.17% | 67.48% | 69.53%
| 9.281% | 69.54% | 70.62% | 69.17% | 67.47% | 69.53%
| 9.287% | 69.54% | 70.61% | 69.16% | 67.47% | 69.51%
| 9.292% | 69.54% | 70.6% | 69.15% | 67.45% | 69.51%
| 9.298% | 69.53% | 70.6% | 69.15% | 67.43% | 69.5%
| 9.304% | 69.53% | 70.58% | 69.15% | 67.43% | 69.5%
| 9.309% | 69.52% | 70.58% | 69.14% | 67.42% | 69.49%
| 9.315% | 69.52% | 70.58% | 69.13% | 67.42% | 69.49%
| 9.321% | 69.51% | 70.58% | 69.13% | 67.41% | 69.49%
| 9.326% | 69.5% | 70.55% | 69.13% | 67.4% | 69.48%
| 9.332% | 69.5% | 70.54% | 69.12% | 67.4% | 69.48%
| 9.338% | 69.5% | 70.54% | 69.12% | 67.39% | 69.47%
| 9.344% | 69.49% | 70.53% | 69.11% | 67.39% | 69.46%
| 9.349% | 69.48% | 70.53% | 69.11% | 67.39% | 69.46%
| 9.355% | 69.48% | 70.51% | 69.09% | 67.38% | 69.45%
| 9.361% | 69.47% | 70.51% | 69.09% | 67.38% | 69.44%
| 9.366% | 69.47% | 70.51% | 69.08% | 67.36% | 69.44%
| 9.372% | 69.47% | 70.51% | 69.08% | 67.36% | 69.44%
| 9.378% | 69.47% | 70.5% | 69.07% | 67.36% | 69.44%
| 9.384% | 69.45% | 70.5% | 69.07% | 67.35% | 69.43%
| 9.389% | 69.45% | 70.49% | 69.06% | 67.35% | 69.42%
| 9.395% | 69.44% | 70.49% | 69.06% | 67.35% | 69.4%
| 9.401% | 69.44% | 70.49% | 69.06% | 67.34% | 69.39%
| 9.406% | 69.42% | 70.48% | 69.06% | 67.33% | 69.39%
| 9.412% | 69.42% | 70.48% | 69.04% | 67.32% | 69.39%
| 9.418% | 69.42% | 70.47% | 69.04% | 67.31% | 69.39%
| 9.424% | 69.42% | 70.47% | 69.04% | 67.3% | 69.39%
| 9.429% | 69.41% | 70.46% | 69.04% | 67.3% | 69.38%
| 9.435% | 69.4% | 70.46% | 69.04% | 67.3% | 69.38%
| 9.441% | 69.4% | 70.46% | 69.03% | 67.3% | 69.37%
| 9.446% | 69.39% | 70.45% | 69.03% | 67.3% | 69.37%
| 9.452% | 69.37% | 70.45% | 69.03% | 67.3% | 69.37%
| 9.458% | 69.37% | 70.45% | 69.02% | 67.3% | 69.36%
| 9.463% | 69.37% | 70.45% | 69.02% | 67.29% | 69.36%
| 9.469% | 69.36% | 70.43% | 69.01% | 67.29% | 69.36%
| 9.475% | 69.36% | 70.42% | 69.01% | 67.28% | 69.35%
| 9.481% | 69.35% | 70.42% | 68.99% | 67.26% | 69.35%
| 9.486% | 69.35% | 70.41% | 68.99% | 67.26% | 69.35%
| 9.492% | 69.35% | 70.4% | 68.99% | 67.26% | 69.34%
| 9.498% | 69.34% | 70.4% | 68.99% | 67.25% | 69.33%
| 9.503% | 69.34% | 70.4% | 68.98% | 67.25% | 69.33%
| 9.509% | 69.34% | 70.38% | 68.98% | 67.23% | 69.31%
| 9.515% | 69.33% | 70.36% | 68.98% | 67.23% | 69.31%
| 9.521% | 69.33% | 70.36% | 68.97% | 67.23% | 69.31%
| 9.526% | 69.32% | 70.35% | 68.97% | 67.22% | 69.31%
| 9.532% | 69.32% | 70.35% | 68.97% | 67.21% | 69.3%
| 9.538% | 69.31% | 70.35% | 68.96% | 67.2% | 69.3%
| 9.543% | 69.31% | 70.34% | 68.96% | 67.19% | 69.29%
| 9.549% | 69.31% | 70.34% | 68.96% | 67.18% | 69.28%
| 9.555% | 69.31% | 70.33% | 68.95% | 67.17% | 69.28%
| 9.561% | 69.31% | 70.33% | 68.95% | 67.17% | 69.27%
| 9.566% | 69.3% | 70.33% | 68.95% | 67.16% | 69.26%
| 9.572% | 69.3% | 70.32% | 68.94% | 67.16% | 69.25%
| 9.578% | 69.29% | 70.32% | 68.94% | 67.15% | 69.25%
| 9.583% | 69.28% | 70.31% | 68.93% | 67.14% | 69.24%
| 9.589% | 69.27% | 70.3% | 68.92% | 67.14% | 69.23%
| 9.595% | 69.27% | 70.3% | 68.92% | 67.14% | 69.23%
| 9.6% | 69.26% | 70.3% | 68.91% | 67.12% | 69.23%
| 9.606% | 69.26% | 70.29% | 68.91% | 67.12% | 69.23%
| 9.612% | 69.25% | 70.28% | 68.9% | 67.11% | 69.22%
| 9.618% | 69.25% | 70.28% | 68.89% | 67.11% | 69.22%
| 9.623% | 69.25% | 70.28% | 68.89% | 67.1% | 69.22%
| 9.629% | 69.24% | 70.27% | 68.89% | 67.1% | 69.22%
| 9.635% | 69.22% | 70.27% | 68.88% | 67.09% | 69.2%
| 9.64% | 69.22% | 70.27% | 68.88% | 67.08% | 69.2%
| 9.646% | 69.22% | 70.27% | 68.88% | 67.07% | 69.19%
| 9.652% | 69.22% | 70.26% | 68.88% | 67.07% | 69.19%
| 9.658% | 69.21% | 70.25% | 68.87% | 67.07% | 69.19%
| 9.663% | 69.21% | 70.25% | 68.87% | 67.07% | 69.19%
| 9.669% | 69.21% | 70.24% | 68.87% | 67.07% | 69.18%
| 9.675% | 69.2% | 70.24% | 68.86% | 67.06% | 69.18%
| 9.68% | 69.2% | 70.23% | 68.86% | 67.06% | 69.18%
| 9.686% | 69.2% | 70.23% | 68.86% | 67.04% | 69.17%
| 9.692% | 69.19% | 70.22% | 68.86% | 67.04% | 69.17%
| 9.697% | 69.19% | 70.22% | 68.85% | 67.03% | 69.16%
| 9.703% | 69.19% | 70.22% | 68.85% | 67.03% | 69.15%
| 9.709% | 69.19% | 70.21% | 68.83% | 67.02% | 69.15%
| 9.715% | 69.18% | 70.21% | 68.82% | 67.01% | 69.13%
| 9.72% | 69.18% | 70.21% | 68.82% | 67.01% | 69.13%
| 9.726% | 69.18% | 70.21% | 68.81% | 67% | 69.12%
| 9.732% | 69.17% | 70.21% | 68.81% | 66.99% | 69.12%
| 9.737% | 69.17% | 70.2% | 68.8% | 66.99% | 69.12%
| 9.743% | 69.16% | 70.19% | 68.8% | 66.98% | 69.12%
| 9.749% | 69.15% | 70.18% | 68.79% | 66.98% | 69.11%
| 9.755% | 69.15% | 70.17% | 68.79% | 66.98% | 69.11%
| 9.76% | 69.14% | 70.17% | 68.78% | 66.98% | 69.1%
| 9.766% | 69.14% | 70.17% | 68.78% | 66.97% | 69.1%
| 9.772% | 69.14% | 70.16% | 68.77% | 66.96% | 69.09%
| 9.777% | 69.14% | 70.16% | 68.77% | 66.95% | 69.09%
| 9.783% | 69.13% | 70.16% | 68.77% | 66.95% | 69.08%
| 9.789% | 69.13% | 70.15% | 68.77% | 66.95% | 69.06%
| 9.795% | 69.13% | 70.13% | 68.76% | 66.95% | 69.06%
| 9.8% | 69.13% | 70.13% | 68.76% | 66.95% | 69.05%
| 9.806% | 69.12% | 70.12% | 68.75% | 66.93% | 69.05%
| 9.812% | 69.1% | 70.12% | 68.75% | 66.93% | 69.04%
| 9.817% | 69.09% | 70.12% | 68.73% | 66.93% | 69.03%
| 9.823% | 69.08% | 70.12% | 68.73% | 66.92% | 69.03%
| 9.829% | 69.08% | 70.12% | 68.73% | 66.92% | 69.03%
| 9.834% | 69.07% | 70.12% | 68.71% | 66.91% | 69.02%
| 9.84% | 69.07% | 70.11% | 68.7% | 66.91% | 69.01%
| 9.846% | 69.06% | 70.11% | 68.7% | 66.91% | 69%
| 9.852% | 69.06% | 70.11% | 68.7% | 66.9% | 69%
| 9.857% | 69.04% | 70.1% | 68.69% | 66.89% | 68.99%
| 9.863% | 69.04% | 70.1% | 68.69% | 66.88% | 68.98%
| 9.869% | 69.04% | 70.1% | 68.69% | 66.87% | 68.98%
| 9.874% | 69.04% | 70.1% | 68.69% | 66.86% | 68.98%
| 9.88% | 69.03% | 70.09% | 68.68% | 66.86% | 68.97%
| 9.886% | 69.03% | 70.09% | 68.68% | 66.86% | 68.97%
| 9.892% | 69.03% | 70.08% | 68.68% | 66.85% | 68.96%
| 9.897% | 69.03% | 70.08% | 68.67% | 66.85% | 68.95%
| 9.903% | 69.03% | 70.08% | 68.67% | 66.85% | 68.95%
| 9.909% | 69.02% | 70.08% | 68.67% | 66.85% | 68.95%
| 9.914% | 69.02% | 70.08% | 68.67% | 66.84% | 68.94%
| 9.92% | 69.02% | 70.06% | 68.65% | 66.84% | 68.94%
| 9.926% | 69.01% | 70.06% | 68.64% | 66.83% | 68.94%
| 9.932% | 69.01% | 70.06% | 68.64% | 66.83% | 68.93%
| 9.937% | 69.01% | 70.05% | 68.63% | 66.83% | 68.93%
| 9.943% | 69.01% | 70.05% | 68.63% | 66.82% | 68.91%
| 9.949% | 69.01% | 70.05% | 68.61% | 66.8% | 68.9%
| 9.954% | 69.01% | 70.04% | 68.61% | 66.8% | 68.9%
| 9.96% | 68.99% | 70.04% | 68.61% | 66.79% | 68.9%
| 9.966% | 68.98% | 70.03% | 68.6% | 66.76% | 68.89%
| 9.971% | 68.98% | 70.03% | 68.6% | 66.75% | 68.89%
| 9.977% | 68.97% | 70.03% | 68.6% | 66.74% | 68.88%
| 9.983% | 68.97% | 70.02% | 68.58% | 66.73% | 68.88%
| 9.989% | 68.97% | 70.02% | 68.58% | 66.73% | 68.87%
| 9.994% | 68.96% | 70.02% | 68.58% | 66.72% | 68.86%
| 10% | 68.96% | 70.02% | 68.57% | 66.71% | 68.85%
| 10.01% | 68.96% | 70.01% | 68.56% | 66.71% | 68.84%
| 10.01% | 68.96% | 70% | 68.55% | 66.7% | 68.84%
| 10.02% | 68.95% | 70% | 68.54% | 66.7% | 68.83%
| 10.02% | 68.94% | 70% | 68.54% | 66.7% | 68.83%
| 10.03% | 68.94% | 69.99% | 68.54% | 66.7% | 68.82%
| 10.03% | 68.94% | 69.99% | 68.54% | 66.69% | 68.82%
| 10.04% | 68.93% | 69.99% | 68.53% | 66.68% | 68.81%
| 10.05% | 68.92% | 69.99% | 68.53% | 66.68% | 68.81%
| 10.05% | 68.91% | 69.98% | 68.52% | 66.66% | 68.8%
| 10.06% | 68.91% | 69.97% | 68.52% | 66.65% | 68.8%
| 10.06% | 68.91% | 69.97% | 68.52% | 66.65% | 68.8%
| 10.07% | 68.89% | 69.97% | 68.52% | 66.65% | 68.79%
| 10.07% | 68.88% | 69.97% | 68.52% | 66.65% | 68.78%
| 10.08% | 68.87% | 69.95% | 68.51% | 66.64% | 68.77%
| 10.09% | 68.87% | 69.95% | 68.51% | 66.64% | 68.77%
| 10.09% | 68.87% | 69.95% | 68.51% | 66.64% | 68.77%
| 10.1% | 68.86% | 69.94% | 68.5% | 66.63% | 68.76%
| 10.1% | 68.86% | 69.94% | 68.5% | 66.63% | 68.75%
| 10.11% | 68.86% | 69.94% | 68.5% | 66.62% | 68.74%
| 10.11% | 68.85% | 69.93% | 68.5% | 66.62% | 68.74%
| 10.12% | 68.85% | 69.93% | 68.5% | 66.61% | 68.74%
| 10.13% | 68.85% | 69.92% | 68.49% | 66.6% | 68.74%
| 10.13% | 68.84% | 69.92% | 68.49% | 66.6% | 68.73%
| 10.14% | 68.84% | 69.92% | 68.48% | 66.6% | 68.73%
| 10.14% | 68.83% | 69.9% | 68.48% | 66.59% | 68.73%
| 10.15% | 68.83% | 69.89% | 68.47% | 66.59% | 68.72%
| 10.15% | 68.83% | 69.88% | 68.47% | 66.59% | 68.72%
| 10.16% | 68.83% | 69.88% | 68.47% | 66.58% | 68.72%
| 10.17% | 68.83% | 69.87% | 68.46% | 66.58% | 68.71%
| 10.17% | 68.82% | 69.87% | 68.46% | 66.57% | 68.71%
| 10.18% | 68.82% | 69.87% | 68.46% | 66.57% | 68.71%
| 10.18% | 68.82% | 69.87% | 68.46% | 66.56% | 68.71%
| 10.19% | 68.82% | 69.87% | 68.46% | 66.55% | 68.71%
| 10.19% | 68.8% | 69.86% | 68.45% | 66.54% | 68.7%
| 10.2% | 68.8% | 69.86% | 68.45% | 66.54% | 68.7%
| 10.21% | 68.8% | 69.84% | 68.44% | 66.54% | 68.69%
| 10.21% | 68.8% | 69.84% | 68.41% | 66.53% | 68.69%
| 10.22% | 68.8% | 69.83% | 68.41% | 66.53% | 68.68%
| 10.22% | 68.79% | 69.83% | 68.4% | 66.52% | 68.68%
| 10.23% | 68.78% | 69.83% | 68.38% | 66.51% | 68.68%
| 10.23% | 68.78% | 69.82% | 68.38% | 66.51% | 68.67%
| 10.24% | 68.78% | 69.82% | 68.38% | 66.5% | 68.67%
| 10.25% | 68.78% | 69.82% | 68.38% | 66.49% | 68.67%
| 10.25% | 68.77% | 69.81% | 68.38% | 66.49% | 68.66%
| 10.26% | 68.77% | 69.8% | 68.37% | 66.47% | 68.66%
| 10.26% | 68.77% | 69.79% | 68.37% | 66.46% | 68.66%
| 10.27% | 68.76% | 69.79% | 68.36% | 66.45% | 68.65%
| 10.27% | 68.76% | 69.78% | 68.36% | 66.45% | 68.65%
| 10.28% | 68.74% | 69.77% | 68.36% | 66.45% | 68.64%
| 10.29% | 68.74% | 69.77% | 68.36% | 66.45% | 68.63%
| 10.29% | 68.73% | 69.76% | 68.34% | 66.44% | 68.63%
| 10.3% | 68.73% | 69.76% | 68.33% | 66.44% | 68.63%
| 10.3% | 68.72% | 69.76% | 68.33% | 66.43% | 68.62%
| 10.31% | 68.72% | 69.75% | 68.32% | 66.43% | 68.62%
| 10.31% | 68.72% | 69.75% | 68.32% | 66.4% | 68.62%
| 10.32% | 68.72% | 69.75% | 68.31% | 66.4% | 68.6%
| 10.33% | 68.72% | 69.75% | 68.31% | 66.4% | 68.6%
| 10.33% | 68.72% | 69.75% | 68.31% | 66.39% | 68.6%
| 10.34% | 68.71% | 69.73% | 68.3% | 66.39% | 68.59%
| 10.34% | 68.71% | 69.73% | 68.3% | 66.39% | 68.59%
| 10.35% | 68.71% | 69.73% | 68.29% | 66.38% | 68.58%
| 10.35% | 68.71% | 69.72% | 68.27% | 66.37% | 68.58%
| 10.36% | 68.71% | 69.72% | 68.27% | 66.36% | 68.57%
| 10.37% | 68.71% | 69.72% | 68.26% | 66.36% | 68.57%
| 10.37% | 68.7% | 69.71% | 68.26% | 66.35% | 68.57%
| 10.38% | 68.7% | 69.71% | 68.26% | 66.35% | 68.57%
| 10.38% | 68.69% | 69.7% | 68.26% | 66.35% | 68.56%
| 10.39% | 68.69% | 69.7% | 68.26% | 66.33% | 68.55%
| 10.39% | 68.69% | 69.7% | 68.26% | 66.32% | 68.54%
| 10.4% | 68.68% | 69.69% | 68.25% | 66.32% | 68.54%
| 10.41% | 68.68% | 69.69% | 68.24% | 66.3% | 68.54%
| 10.41% | 68.68% | 69.69% | 68.24% | 66.3% | 68.54%
| 10.42% | 68.68% | 69.69% | 68.23% | 66.3% | 68.54%
| 10.42% | 68.68% | 69.68% | 68.23% | 66.3% | 68.53%
| 10.43% | 68.68% | 69.68% | 68.22% | 66.29% | 68.52%
| 10.43% | 68.68% | 69.67% | 68.22% | 66.29% | 68.52%
| 10.44% | 68.68% | 69.67% | 68.21% | 66.26% | 68.52%
| 10.45% | 68.68% | 69.66% | 68.21% | 66.24% | 68.51%
| 10.45% | 68.66% | 69.66% | 68.21% | 66.24% | 68.51%
| 10.46% | 68.66% | 69.65% | 68.2% | 66.24% | 68.5%
| 10.46% | 68.66% | 69.65% | 68.2% | 66.23% | 68.5%
| 10.47% | 68.66% | 69.65% | 68.2% | 66.22% | 68.49%
| 10.47% | 68.66% | 69.64% | 68.2% | 66.22% | 68.48%
| 10.48% | 68.65% | 69.64% | 68.19% | 66.22% | 68.47%
| 10.49% | 68.65% | 69.63% | 68.18% | 66.21% | 68.47%
| 10.49% | 68.65% | 69.63% | 68.17% | 66.21% | 68.46%
| 10.5% | 68.63% | 69.63% | 68.17% | 66.21% | 68.46%
| 10.5% | 68.63% | 69.63% | 68.17% | 66.2% | 68.46%
| 10.51% | 68.62% | 69.62% | 68.17% | 66.2% | 68.45%
| 10.51% | 68.61% | 69.61% | 68.17% | 66.2% | 68.45%
| 10.52% | 68.61% | 69.61% | 68.16% | 66.2% | 68.45%
| 10.53% | 68.61% | 69.6% | 68.16% | 66.19% | 68.45%
| 10.53% | 68.61% | 69.6% | 68.16% | 66.19% | 68.44%
| 10.54% | 68.61% | 69.6% | 68.16% | 66.19% | 68.44%
| 10.54% | 68.6% | 69.59% | 68.14% | 66.18% | 68.44%
| 10.55% | 68.6% | 69.59% | 68.14% | 66.17% | 68.43%
| 10.55% | 68.59% | 69.59% | 68.12% | 66.17% | 68.42%
| 10.56% | 68.59% | 69.59% | 68.12% | 66.17% | 68.42%
| 10.57% | 68.59% | 69.58% | 68.12% | 66.17% | 68.41%
| 10.57% | 68.58% | 69.58% | 68.12% | 66.15% | 68.41%
| 10.58% | 68.58% | 69.58% | 68.12% | 66.14% | 68.41%
| 10.58% | 68.55% | 69.58% | 68.11% | 66.13% | 68.4%
| 10.59% | 68.54% | 69.58% | 68.11% | 66.13% | 68.38%
| 10.59% | 68.53% | 69.57% | 68.11% | 66.11% | 68.38%
| 10.6% | 68.53% | 69.57% | 68.1% | 66.11% | 68.38%
| 10.61% | 68.53% | 69.57% | 68.1% | 66.11% | 68.37%
| 10.61% | 68.53% | 69.57% | 68.09% | 66.11% | 68.37%
| 10.62% | 68.53% | 69.57% | 68.08% | 66.11% | 68.37%
| 10.62% | 68.52% | 69.57% | 68.07% | 66.1% | 68.37%
| 10.63% | 68.52% | 69.56% | 68.07% | 66.09% | 68.36%
| 10.63% | 68.52% | 69.56% | 68.07% | 66.09% | 68.36%
| 10.64% | 68.51% | 69.54% | 68.07% | 66.08% | 68.36%
| 10.64% | 68.51% | 69.53% | 68.06% | 66.07% | 68.36%
| 10.65% | 68.51% | 69.53% | 68.06% | 66.07% | 68.35%
| 10.66% | 68.5% | 69.53% | 68.05% | 66.07% | 68.34%
| 10.66% | 68.5% | 69.53% | 68.04% | 66.07% | 68.33%
| 10.67% | 68.5% | 69.52% | 68.04% | 66.05% | 68.33%
| 10.67% | 68.49% | 69.52% | 68.03% | 66.04% | 68.33%
| 10.68% | 68.49% | 69.51% | 68.03% | 66.03% | 68.32%
| 10.68% | 68.49% | 69.5% | 68.03% | 66.03% | 68.32%
| 10.69% | 68.49% | 69.5% | 68.02% | 66% | 68.31%
| 10.7% | 68.49% | 69.5% | 68.02% | 66% | 68.31%
| 10.7% | 68.49% | 69.5% | 68.01% | 66% | 68.3%
| 10.71% | 68.48% | 69.49% | 68.01% | 66% | 68.3%
| 10.71% | 68.47% | 69.49% | 68.01% | 65.99% | 68.3%
| 10.72% | 68.47% | 69.49% | 68% | 65.99% | 68.3%
| 10.72% | 68.47% | 69.49% | 67.99% | 65.98% | 68.29%
| 10.73% | 68.46% | 69.48% | 67.99% | 65.97% | 68.28%
| 10.74% | 68.46% | 69.48% | 67.99% | 65.97% | 68.28%
| 10.74% | 68.46% | 69.48% | 67.98% | 65.96% | 68.28%
| 10.75% | 68.45% | 69.47% | 67.98% | 65.96% | 68.27%
| 10.75% | 68.44% | 69.46% | 67.98% | 65.96% | 68.26%
| 10.76% | 68.44% | 69.46% | 67.98% | 65.95% | 68.26%
| 10.76% | 68.44% | 69.46% | 67.96% | 65.95% | 68.26%
| 10.77% | 68.43% | 69.45% | 67.96% | 65.94% | 68.26%
| 10.78% | 68.43% | 69.45% | 67.95% | 65.93% | 68.26%
| 10.78% | 68.42% | 69.45% | 67.95% | 65.93% | 68.26%
| 10.79% | 68.42% | 69.45% | 67.94% | 65.93% | 68.25%
| 10.79% | 68.41% | 69.45% | 67.94% | 65.93% | 68.25%
| 10.8% | 68.41% | 69.44% | 67.94% | 65.92% | 68.24%
| 10.8% | 68.4% | 69.43% | 67.93% | 65.92% | 68.24%
| 10.81% | 68.4% | 69.43% | 67.93% | 65.92% | 68.23%
| 10.82% | 68.4% | 69.43% | 67.93% | 65.89% | 68.23%
| 10.82% | 68.39% | 69.43% | 67.92% | 65.89% | 68.23%
| 10.83% | 68.39% | 69.43% | 67.92% | 65.89% | 68.23%
| 10.83% | 68.39% | 69.43% | 67.92% | 65.89% | 68.23%
| 10.84% | 68.39% | 69.43% | 67.91% | 65.89% | 68.22%
| 10.84% | 68.39% | 69.42% | 67.91% | 65.89% | 68.22%
| 10.85% | 68.38% | 69.42% | 67.9% | 65.88% | 68.21%
| 10.86% | 68.38% | 69.42% | 67.9% | 65.88% | 68.19%
| 10.86% | 68.37% | 69.41% | 67.9% | 65.88% | 68.18%
| 10.87% | 68.36% | 69.41% | 67.89% | 65.87% | 68.18%
| 10.87% | 68.36% | 69.41% | 67.89% | 65.86% | 68.17%
| 10.88% | 68.35% | 69.41% | 67.89% | 65.86% | 68.16%
| 10.88% | 68.35% | 69.4% | 67.88% | 65.86% | 68.16%
| 10.89% | 68.35% | 69.4% | 67.88% | 65.86% | 68.15%
| 10.9% | 68.35% | 69.4% | 67.88% | 65.85% | 68.15%
| 10.9% | 68.35% | 69.4% | 67.87% | 65.85% | 68.15%
| 10.91% | 68.35% | 69.4% | 67.87% | 65.85% | 68.14%
| 10.91% | 68.35% | 69.4% | 67.87% | 65.85% | 68.14%
| 10.92% | 68.34% | 69.39% | 67.85% | 65.83% | 68.14%
| 10.92% | 68.33% | 69.39% | 67.83% | 65.82% | 68.13%
| 10.93% | 68.33% | 69.38% | 67.83% | 65.81% | 68.13%
| 10.94% | 68.33% | 69.38% | 67.83% | 65.81% | 68.13%
| 10.94% | 68.32% | 69.38% | 67.83% | 65.81% | 68.13%
| 10.95% | 68.32% | 69.38% | 67.83% | 65.8% | 68.13%
| 10.95% | 68.32% | 69.38% | 67.83% | 65.8% | 68.12%
| 10.96% | 68.31% | 69.37% | 67.83% | 65.8% | 68.12%
| 10.96% | 68.31% | 69.37% | 67.82% | 65.79% | 68.12%
| 10.97% | 68.31% | 69.37% | 67.82% | 65.79% | 68.12%
| 10.98% | 68.31% | 69.36% | 67.82% | 65.79% | 68.11%
| 10.98% | 68.3% | 69.36% | 67.81% | 65.78% | 68.1%
| 10.99% | 68.3% | 69.35% | 67.81% | 65.78% | 68.1%
| 10.99% | 68.3% | 69.34% | 67.81% | 65.78% | 68.1%
| 11% | 68.3% | 69.34% | 67.8% | 65.78% | 68.1%
| 11% | 68.29% | 69.33% | 67.78% | 65.78% | 68.09%
| 11.01% | 68.29% | 69.33% | 67.78% | 65.78% | 68.09%
| 11.02% | 68.29% | 69.32% | 67.78% | 65.77% | 68.09%
| 11.02% | 68.27% | 69.32% | 67.78% | 65.76% | 68.08%
| 11.03% | 68.27% | 69.31% | 67.78% | 65.76% | 68.08%
| 11.03% | 68.26% | 69.3% | 67.77% | 65.76% | 68.08%
| 11.04% | 68.26% | 69.29% | 67.76% | 65.75% | 68.07%
| 11.04% | 68.26% | 69.28% | 67.76% | 65.75% | 68.07%
| 11.05% | 68.26% | 69.28% | 67.76% | 65.75% | 68.07%
| 11.06% | 68.26% | 69.28% | 67.75% | 65.74% | 68.07%
| 11.06% | 68.25% | 69.28% | 67.75% | 65.73% | 68.05%
| 11.07% | 68.25% | 69.28% | 67.73% | 65.73% | 68.05%
| 11.07% | 68.23% | 69.27% | 67.73% | 65.72% | 68.04%
| 11.08% | 68.23% | 69.27% | 67.72% | 65.72% | 68.04%
| 11.08% | 68.23% | 69.27% | 67.71% | 65.71% | 68.04%
| 11.09% | 68.23% | 69.26% | 67.71% | 65.71% | 68.03%
| 11.1% | 68.22% | 69.26% | 67.71% | 65.71% | 68.02%
| 11.1% | 68.22% | 69.26% | 67.71% | 65.71% | 68.02%
| 11.11% | 68.22% | 69.25% | 67.7% | 65.7% | 68.02%
| 11.11% | 68.22% | 69.25% | 67.7% | 65.7% | 68%
| 11.12% | 68.22% | 69.24% | 67.7% | 65.7% | 68%
| 11.12% | 68.2% | 69.24% | 67.7% | 65.69% | 67.99%
| 11.13% | 68.2% | 69.24% | 67.7% | 65.69% | 67.99%
| 11.14% | 68.2% | 69.23% | 67.69% | 65.69% | 67.97%
| 11.14% | 68.19% | 69.23% | 67.69% | 65.69% | 67.97%
| 11.15% | 68.18% | 69.23% | 67.69% | 65.68% | 67.97%
| 11.15% | 68.18% | 69.23% | 67.69% | 65.67% | 67.96%
| 11.16% | 68.18% | 69.22% | 67.68% | 65.67% | 67.95%
| 11.16% | 68.17% | 69.22% | 67.67% | 65.66% | 67.94%
| 11.17% | 68.16% | 69.22% | 67.67% | 65.64% | 67.94%
| 11.18% | 68.15% | 69.21% | 67.67% | 65.63% | 67.93%
| 11.18% | 68.15% | 69.21% | 67.66% | 65.62% | 67.93%
| 11.19% | 68.15% | 69.21% | 67.66% | 65.62% | 67.93%
| 11.19% | 68.15% | 69.21% | 67.66% | 65.62% | 67.93%
| 11.2% | 68.14% | 69.2% | 67.65% | 65.62% | 67.92%
| 11.2% | 68.14% | 69.2% | 67.65% | 65.61% | 67.92%
| 11.21% | 68.14% | 69.2% | 67.65% | 65.61% | 67.91%
| 11.22% | 68.14% | 69.2% | 67.65% | 65.6% | 67.91%
| 11.22% | 68.14% | 69.19% | 67.64% | 65.6% | 67.91%
| 11.23% | 68.13% | 69.19% | 67.64% | 65.59% | 67.9%
| 11.23% | 68.13% | 69.19% | 67.63% | 65.58% | 67.9%
| 11.24% | 68.12% | 69.19% | 67.63% | 65.58% | 67.89%
| 11.24% | 68.12% | 69.18% | 67.62% | 65.58% | 67.88%
| 11.25% | 68.12% | 69.18% | 67.6% | 65.58% | 67.88%
| 11.26% | 68.11% | 69.18% | 67.6% | 65.57% | 67.88%
| 11.26% | 68.11% | 69.18% | 67.6% | 65.57% | 67.87%
| 11.27% | 68.11% | 69.17% | 67.58% | 65.57% | 67.87%
| 11.27% | 68.11% | 69.17% | 67.58% | 65.57% | 67.86%
| 11.28% | 68.11% | 69.17% | 67.58% | 65.56% | 67.85%
| 11.28% | 68.11% | 69.17% | 67.58% | 65.55% | 67.85%
| 11.29% | 68.11% | 69.16% | 67.58% | 65.55% | 67.85%
| 11.3% | 68.1% | 69.16% | 67.58% | 65.55% | 67.84%
| 11.3% | 68.1% | 69.15% | 67.58% | 65.55% | 67.83%
| 11.31% | 68.1% | 69.15% | 67.57% | 65.55% | 67.83%
| 11.31% | 68.1% | 69.15% | 67.57% | 65.55% | 67.83%
| 11.32% | 68.09% | 69.15% | 67.57% | 65.55% | 67.82%
| 11.32% | 68.09% | 69.14% | 67.56% | 65.54% | 67.81%
| 11.33% | 68.09% | 69.14% | 67.56% | 65.53% | 67.81%
| 11.34% | 68.09% | 69.13% | 67.56% | 65.53% | 67.81%
| 11.34% | 68.09% | 69.13% | 67.56% | 65.53% | 67.81%
| 11.35% | 68.09% | 69.13% | 67.56% | 65.52% | 67.79%
| 11.35% | 68.09% | 69.12% | 67.54% | 65.52% | 67.79%
| 11.36% | 68.09% | 69.12% | 67.54% | 65.52% | 67.78%
| 11.36% | 68.09% | 69.12% | 67.54% | 65.51% | 67.78%
| 11.37% | 68.08% | 69.12% | 67.54% | 65.51% | 67.78%
| 11.38% | 68.08% | 69.11% | 67.53% | 65.51% | 67.78%
| 11.38% | 68.08% | 69.1% | 67.52% | 65.51% | 67.78%
| 11.39% | 68.08% | 69.1% | 67.52% | 65.5% | 67.76%
| 11.39% | 68.08% | 69.1% | 67.51% | 65.5% | 67.76%
| 11.4% | 68.08% | 69.1% | 67.51% | 65.5% | 67.76%
| 11.4% | 68.08% | 69.09% | 67.51% | 65.49% | 67.76%
| 11.41% | 68.07% | 69.09% | 67.51% | 65.49% | 67.75%
| 11.42% | 68.06% | 69.08% | 67.51% | 65.49% | 67.75%
| 11.42% | 68.06% | 69.08% | 67.51% | 65.49% | 67.75%
| 11.43% | 68.06% | 69.08% | 67.49% | 65.48% | 67.75%
| 11.43% | 68.05% | 69.08% | 67.46% | 65.48% | 67.75%
| 11.44% | 68.05% | 69.08% | 67.46% | 65.47% | 67.74%
| 11.44% | 68.05% | 69.07% | 67.46% | 65.47% | 67.74%
| 11.45% | 68.05% | 69.07% | 67.45% | 65.46% | 67.74%
| 11.46% | 68.04% | 69.07% | 67.45% | 65.44% | 67.73%
| 11.46% | 68.04% | 69.06% | 67.45% | 65.44% | 67.73%
| 11.47% | 68.04% | 69.05% | 67.44% | 65.44% | 67.73%
| 11.47% | 68.04% | 69.05% | 67.44% | 65.43% | 67.73%
| 11.48% | 68.04% | 69.05% | 67.44% | 65.43% | 67.7%
| 11.48% | 68.04% | 69.04% | 67.43% | 65.42% | 67.69%
| 11.49% | 68.03% | 69.04% | 67.42% | 65.41% | 67.69%
| 11.5% | 68.03% | 69.03% | 67.42% | 65.41% | 67.68%
| 11.5% | 68.03% | 69.03% | 67.42% | 65.4% | 67.65%
| 11.51% | 68.02% | 69.03% | 67.42% | 65.39% | 67.65%
| 11.51% | 68.02% | 69.03% | 67.41% | 65.39% | 67.64%
| 11.52% | 68.01% | 69.03% | 67.39% | 65.39% | 67.64%
| 11.52% | 68.01% | 69.02% | 67.39% | 65.38% | 67.64%
| 11.53% | 68.01% | 69.01% | 67.39% | 65.38% | 67.63%
| 11.54% | 68.01% | 69.01% | 67.38% | 65.36% | 67.63%
| 11.54% | 68% | 69.01% | 67.38% | 65.35% | 67.63%
| 11.55% | 67.99% | 69.01% | 67.38% | 65.34% | 67.63%
| 11.55% | 67.99% | 69.01% | 67.38% | 65.34% | 67.63%
| 11.56% | 67.99% | 69% | 67.38% | 65.34% | 67.62%
| 11.56% | 67.98% | 68.99% | 67.38% | 65.34% | 67.62%
| 11.57% | 67.98% | 68.99% | 67.37% | 65.33% | 67.62%
| 11.58% | 67.98% | 68.98% | 67.37% | 65.33% | 67.62%
| 11.58% | 67.97% | 68.98% | 67.37% | 65.33% | 67.62%
| 11.59% | 67.97% | 68.97% | 67.36% | 65.33% | 67.61%
| 11.59% | 67.97% | 68.97% | 67.36% | 65.33% | 67.61%
| 11.6% | 67.97% | 68.97% | 67.36% | 65.32% | 67.61%
| 11.6% | 67.96% | 68.95% | 67.35% | 65.32% | 67.6%
| 11.61% | 67.96% | 68.95% | 67.35% | 65.32% | 67.59%
| 11.62% | 67.96% | 68.95% | 67.35% | 65.31% | 67.58%
| 11.62% | 67.95% | 68.94% | 67.33% | 65.31% | 67.58%
| 11.63% | 67.94% | 68.94% | 67.33% | 65.3% | 67.57%
| 11.63% | 67.94% | 68.93% | 67.33% | 65.29% | 67.57%
| 11.64% | 67.94% | 68.92% | 67.33% | 65.28% | 67.57%
| 11.64% | 67.94% | 68.92% | 67.33% | 65.28% | 67.57%
| 11.65% | 67.93% | 68.92% | 67.32% | 65.28% | 67.56%
| 11.66% | 67.93% | 68.91% | 67.32% | 65.28% | 67.55%
| 11.66% | 67.92% | 68.91% | 67.31% | 65.27% | 67.55%
| 11.67% | 67.92% | 68.91% | 67.31% | 65.26% | 67.55%
| 11.67% | 67.92% | 68.91% | 67.3% | 65.25% | 67.54%
| 11.68% | 67.91% | 68.91% | 67.3% | 65.25% | 67.54%
| 11.68% | 67.91% | 68.91% | 67.3% | 65.24% | 67.54%
| 11.69% | 67.9% | 68.9% | 67.29% | 65.23% | 67.54%
| 11.7% | 67.9% | 68.89% | 67.28% | 65.23% | 67.53%
| 11.7% | 67.9% | 68.89% | 67.28% | 65.23% | 67.52%
| 11.71% | 67.89% | 68.89% | 67.27% | 65.23% | 67.52%
| 11.71% | 67.89% | 68.88% | 67.27% | 65.23% | 67.52%
| 11.72% | 67.88% | 68.88% | 67.26% | 65.22% | 67.51%
| 11.72% | 67.88% | 68.87% | 67.26% | 65.22% | 67.51%
| 11.73% | 67.87% | 68.87% | 67.25% | 65.21% | 67.51%
| 11.74% | 67.87% | 68.87% | 67.25% | 65.21% | 67.51%
| 11.74% | 67.87% | 68.86% | 67.24% | 65.21% | 67.51%
| 11.75% | 67.86% | 68.86% | 67.24% | 65.21% | 67.51%
| 11.75% | 67.86% | 68.85% | 67.24% | 65.21% | 67.5%
| 11.76% | 67.86% | 68.85% | 67.23% | 65.2% | 67.5%
| 11.76% | 67.85% | 68.85% | 67.22% | 65.2% | 67.5%
| 11.77% | 67.85% | 68.85% | 67.22% | 65.2% | 67.5%
| 11.78% | 67.85% | 68.85% | 67.21% | 65.19% | 67.5%
| 11.78% | 67.85% | 68.84% | 67.21% | 65.19% | 67.49%
| 11.79% | 67.85% | 68.84% | 67.21% | 65.18% | 67.49%
| 11.79% | 67.84% | 68.83% | 67.21% | 65.18% | 67.48%
| 11.8% | 67.84% | 68.83% | 67.2% | 65.18% | 67.48%
| 11.8% | 67.83% | 68.83% | 67.19% | 65.17% | 67.47%
| 11.81% | 67.82% | 68.83% | 67.19% | 65.17% | 67.47%
| 11.82% | 67.82% | 68.82% | 67.17% | 65.17% | 67.47%
| 11.82% | 67.81% | 68.82% | 67.17% | 65.16% | 67.47%
| 11.83% | 67.81% | 68.81% | 67.17% | 65.16% | 67.46%
| 11.83% | 67.81% | 68.81% | 67.17% | 65.15% | 67.46%
| 11.84% | 67.81% | 68.8% | 67.17% | 65.15% | 67.46%
| 11.84% | 67.8% | 68.8% | 67.16% | 65.15% | 67.45%
| 11.85% | 67.8% | 68.8% | 67.16% | 65.14% | 67.44%
| 11.86% | 67.8% | 68.79% | 67.16% | 65.14% | 67.44%
| 11.86% | 67.77% | 68.79% | 67.14% | 65.14% | 67.42%
| 11.87% | 67.77% | 68.79% | 67.12% | 65.14% | 67.42%
| 11.87% | 67.76% | 68.78% | 67.12% | 65.14% | 67.41%
| 11.88% | 67.76% | 68.78% | 67.12% | 65.13% | 67.41%
| 11.88% | 67.76% | 68.77% | 67.11% | 65.12% | 67.4%
| 11.89% | 67.76% | 68.77% | 67.11% | 65.1% | 67.4%
| 11.89% | 67.75% | 68.76% | 67.11% | 65.1% | 67.39%
| 11.9% | 67.75% | 68.76% | 67.11% | 65.1% | 67.38%
| 11.91% | 67.75% | 68.76% | 67.1% | 65.1% | 67.38%
| 11.91% | 67.74% | 68.75% | 67.1% | 65.09% | 67.36%
| 11.92% | 67.74% | 68.75% | 67.1% | 65.09% | 67.36%
| 11.92% | 67.74% | 68.75% | 67.09% | 65.09% | 67.35%
| 11.93% | 67.73% | 68.75% | 67.09% | 65.09% | 67.35%
| 11.93% | 67.73% | 68.75% | 67.08% | 65.08% | 67.35%
| 11.94% | 67.72% | 68.74% | 67.08% | 65.07% | 67.35%
| 11.95% | 67.72% | 68.74% | 67.08% | 65.07% | 67.34%
| 11.95% | 67.71% | 68.73% | 67.07% | 65.06% | 67.34%
| 11.96% | 67.71% | 68.73% | 67.05% | 65.06% | 67.33%
| 11.96% | 67.7% | 68.72% | 67.05% | 65.06% | 67.33%
| 11.97% | 67.69% | 68.72% | 67.04% | 65.06% | 67.33%
| 11.97% | 67.69% | 68.72% | 67.04% | 65.05% | 67.33%
| 11.98% | 67.69% | 68.72% | 67.04% | 65.05% | 67.33%
| 11.99% | 67.68% | 68.7% | 67.04% | 65.05% | 67.33%
| 11.99% | 67.68% | 68.69% | 67.04% | 65.04% | 67.32%
| 12% | 67.68% | 68.68% | 67.04% | 65.04% | 67.32%
| 12% | 67.67% | 68.68% | 67.04% | 65.04% | 67.32%
| 12.01% | 67.67% | 68.68% | 67.03% | 65.03% | 67.32%
| 12.01% | 67.66% | 68.68% | 67.03% | 65.03% | 67.31%
| 12.02% | 67.66% | 68.68% | 67.01% | 65.03% | 67.31%
| 12.03% | 67.64% | 68.67% | 67.01% | 65.03% | 67.31%
| 12.03% | 67.63% | 68.67% | 67.01% | 65.02% | 67.31%
| 12.04% | 67.62% | 68.67% | 67.01% | 65.02% | 67.31%
| 12.04% | 67.62% | 68.67% | 67.01% | 65.01% | 67.3%
| 12.05% | 67.62% | 68.67% | 67.01% | 65% | 67.29%
| 12.05% | 67.61% | 68.67% | 67.01% | 64.99% | 67.29%
| 12.06% | 67.6% | 68.66% | 67.01% | 64.99% | 67.29%
| 12.07% | 67.6% | 68.66% | 67% | 64.99% | 67.29%
| 12.07% | 67.6% | 68.65% | 66.99% | 64.97% | 67.27%
| 12.08% | 67.6% | 68.64% | 66.98% | 64.97% | 67.27%
| 12.08% | 67.59% | 68.64% | 66.98% | 64.97% | 67.26%
| 12.09% | 67.59% | 68.64% | 66.98% | 64.97% | 67.26%
| 12.09% | 67.58% | 68.63% | 66.98% | 64.96% | 67.25%
| 12.1% | 67.57% | 68.62% | 66.96% | 64.96% | 67.24%
| 12.11% | 67.57% | 68.62% | 66.96% | 64.96% | 67.24%
| 12.11% | 67.57% | 68.61% | 66.95% | 64.96% | 67.24%
| 12.12% | 67.57% | 68.61% | 66.95% | 64.95% | 67.23%
| 12.12% | 67.56% | 68.6% | 66.95% | 64.95% | 67.23%
| 12.13% | 67.56% | 68.6% | 66.93% | 64.94% | 67.22%
| 12.13% | 67.56% | 68.6% | 66.93% | 64.93% | 67.22%
| 12.14% | 67.54% | 68.6% | 66.93% | 64.93% | 67.21%
| 12.15% | 67.54% | 68.6% | 66.92% | 64.93% | 67.21%
| 12.15% | 67.53% | 68.6% | 66.92% | 64.93% | 67.2%
| 12.16% | 67.52% | 68.59% | 66.91% | 64.91% | 67.2%
| 12.16% | 67.52% | 68.59% | 66.91% | 64.91% | 67.2%
| 12.17% | 67.52% | 68.59% | 66.91% | 64.91% | 67.2%
| 12.17% | 67.51% | 68.59% | 66.91% | 64.9% | 67.19%
| 12.18% | 67.51% | 68.58% | 66.91% | 64.9% | 67.19%
| 12.19% | 67.51% | 68.58% | 66.9% | 64.89% | 67.19%
| 12.19% | 67.51% | 68.58% | 66.9% | 64.89% | 67.19%
| 12.2% | 67.5% | 68.58% | 66.9% | 64.89% | 67.18%
| 12.2% | 67.5% | 68.57% | 66.89% | 64.89% | 67.18%
| 12.21% | 67.5% | 68.56% | 66.88% | 64.89% | 67.18%
| 12.21% | 67.49% | 68.56% | 66.88% | 64.89% | 67.18%
| 12.22% | 67.49% | 68.55% | 66.87% | 64.87% | 67.18%
| 12.23% | 67.48% | 68.55% | 66.87% | 64.86% | 67.18%
| 12.23% | 67.47% | 68.54% | 66.87% | 64.85% | 67.17%
| 12.24% | 67.47% | 68.54% | 66.86% | 64.85% | 67.17%
| 12.24% | 67.47% | 68.54% | 66.86% | 64.85% | 67.17%
| 12.25% | 67.47% | 68.53% | 66.85% | 64.85% | 67.16%
| 12.25% | 67.46% | 68.53% | 66.84% | 64.85% | 67.16%
| 12.26% | 67.46% | 68.52% | 66.84% | 64.84% | 67.15%
| 12.27% | 67.46% | 68.52% | 66.84% | 64.84% | 67.14%
| 12.27% | 67.46% | 68.52% | 66.84% | 64.84% | 67.14%
| 12.28% | 67.45% | 68.52% | 66.83% | 64.84% | 67.14%
| 12.28% | 67.44% | 68.51% | 66.82% | 64.82% | 67.13%
| 12.29% | 67.44% | 68.51% | 66.82% | 64.81% | 67.13%
| 12.29% | 67.44% | 68.51% | 66.81% | 64.8% | 67.13%
| 12.3% | 67.43% | 68.51% | 66.81% | 64.79% | 67.12%
| 12.31% | 67.41% | 68.51% | 66.81% | 64.79% | 67.11%
| 12.31% | 67.41% | 68.51% | 66.79% | 64.79% | 67.11%
| 12.32% | 67.4% | 68.51% | 66.79% | 64.78% | 67.11%
| 12.32% | 67.4% | 68.5% | 66.79% | 64.78% | 67.1%
| 12.33% | 67.4% | 68.49% | 66.79% | 64.78% | 67.1%
| 12.33% | 67.4% | 68.49% | 66.78% | 64.77% | 67.08%
| 12.34% | 67.4% | 68.49% | 66.78% | 64.77% | 67.07%
| 12.35% | 67.39% | 68.49% | 66.77% | 64.77% | 67.07%
| 12.35% | 67.39% | 68.49% | 66.77% | 64.76% | 67.06%
| 12.36% | 67.39% | 68.48% | 66.76% | 64.76% | 67.06%
| 12.36% | 67.39% | 68.48% | 66.76% | 64.74% | 67.06%
| 12.37% | 67.38% | 68.47% | 66.75% | 64.74% | 67.06%
| 12.37% | 67.38% | 68.46% | 66.74% | 64.72% | 67.06%
| 12.38% | 67.37% | 68.45% | 66.73% | 64.72% | 67.05%
| 12.39% | 67.37% | 68.45% | 66.73% | 64.72% | 67.05%
| 12.39% | 67.36% | 68.45% | 66.73% | 64.71% | 67.05%
| 12.4% | 67.35% | 68.45% | 66.73% | 64.71% | 67.04%
| 12.4% | 67.35% | 68.44% | 66.72% | 64.7% | 67.03%
| 12.41% | 67.35% | 68.44% | 66.72% | 64.69% | 67.03%
| 12.41% | 67.34% | 68.44% | 66.71% | 64.69% | 67.02%
| 12.42% | 67.34% | 68.44% | 66.71% | 64.69% | 67.01%
| 12.43% | 67.33% | 68.43% | 66.71% | 64.68% | 67%
| 12.43% | 67.33% | 68.43% | 66.71% | 64.68% | 67%
| 12.44% | 67.33% | 68.43% | 66.71% | 64.68% | 66.99%
| 12.44% | 67.33% | 68.42% | 66.7% | 64.67% | 66.98%
| 12.45% | 67.32% | 68.42% | 66.7% | 64.66% | 66.98%
| 12.45% | 67.31% | 68.41% | 66.7% | 64.66% | 66.97%
| 12.46% | 67.31% | 68.41% | 66.7% | 64.66% | 66.96%
| 12.47% | 67.3% | 68.39% | 66.68% | 64.64% | 66.94%
| 12.47% | 67.29% | 68.39% | 66.68% | 64.63% | 66.94%
| 12.48% | 67.28% | 68.38% | 66.68% | 64.63% | 66.93%
| 12.48% | 67.28% | 68.38% | 66.67% | 64.63% | 66.93%
| 12.49% | 67.28% | 68.38% | 66.67% | 64.63% | 66.93%
| 12.49% | 67.28% | 68.37% | 66.66% | 64.63% | 66.92%
| 12.5% | 67.27% | 68.37% | 66.65% | 64.63% | 66.92%
| 12.51% | 67.26% | 68.37% | 66.65% | 64.62% | 66.89%
| 12.51% | 67.26% | 68.36% | 66.65% | 64.61% | 66.89%
| 12.52% | 67.26% | 68.36% | 66.64% | 64.61% | 66.88%
| 12.52% | 67.26% | 68.36% | 66.64% | 64.6% | 66.88%
| 12.53% | 67.25% | 68.35% | 66.64% | 64.59% | 66.87%
| 12.53% | 67.24% | 68.35% | 66.64% | 64.59% | 66.87%
| 12.54% | 67.24% | 68.34% | 66.63% | 64.58% | 66.86%
| 12.55% | 67.24% | 68.34% | 66.61% | 64.57% | 66.86%
| 12.55% | 67.24% | 68.33% | 66.61% | 64.57% | 66.84%
| 12.56% | 67.22% | 68.33% | 66.61% | 64.56% | 66.84%
| 12.56% | 67.22% | 68.33% | 66.6% | 64.56% | 66.84%
| 12.57% | 67.21% | 68.32% | 66.6% | 64.56% | 66.83%
| 12.57% | 67.2% | 68.32% | 66.6% | 64.56% | 66.82%
| 12.58% | 67.2% | 68.31% | 66.59% | 64.55% | 66.82%
| 12.59% | 67.19% | 68.31% | 66.59% | 64.54% | 66.82%
| 12.59% | 67.19% | 68.31% | 66.59% | 64.54% | 66.82%
| 12.6% | 67.18% | 68.31% | 66.58% | 64.54% | 66.82%
| 12.6% | 67.18% | 68.3% | 66.58% | 64.54% | 66.81%
| 12.61% | 67.17% | 68.3% | 66.58% | 64.53% | 66.8%
| 12.61% | 67.17% | 68.3% | 66.58% | 64.53% | 66.79%
| 12.62% | 67.17% | 68.3% | 66.58% | 64.52% | 66.79%
| 12.63% | 67.17% | 68.3% | 66.58% | 64.52% | 66.79%
| 12.63% | 67.17% | 68.29% | 66.57% | 64.52% | 66.78%
| 12.64% | 67.16% | 68.29% | 66.55% | 64.52% | 66.77%
| 12.64% | 67.16% | 68.29% | 66.55% | 64.5% | 66.77%
| 12.65% | 67.15% | 68.29% | 66.55% | 64.48% | 66.77%
| 12.65% | 67.15% | 68.28% | 66.55% | 64.47% | 66.77%
| 12.66% | 67.14% | 68.28% | 66.55% | 64.46% | 66.76%
| 12.67% | 67.14% | 68.28% | 66.55% | 64.46% | 66.75%
| 12.67% | 67.14% | 68.28% | 66.55% | 64.46% | 66.75%
| 12.68% | 67.14% | 68.27% | 66.55% | 64.46% | 66.75%
| 12.68% | 67.14% | 68.27% | 66.55% | 64.46% | 66.74%
| 12.69% | 67.14% | 68.27% | 66.55% | 64.44% | 66.73%
| 12.69% | 67.14% | 68.27% | 66.54% | 64.43% | 66.73%
| 12.7% | 67.13% | 68.26% | 66.54% | 64.43% | 66.73%
| 12.71% | 67.12% | 68.26% | 66.54% | 64.43% | 66.73%
| 12.71% | 67.12% | 68.26% | 66.54% | 64.43% | 66.73%
| 12.72% | 67.11% | 68.26% | 66.53% | 64.42% | 66.72%
| 12.72% | 67.11% | 68.25% | 66.53% | 64.42% | 66.72%
| 12.73% | 67.11% | 68.25% | 66.53% | 64.42% | 66.72%
| 12.73% | 67.11% | 68.25% | 66.53% | 64.42% | 66.71%
| 12.74% | 67.1% | 68.24% | 66.52% | 64.41% | 66.71%
| 12.75% | 67.08% | 68.24% | 66.52% | 64.4% | 66.7%
| 12.75% | 67.08% | 68.24% | 66.51% | 64.4% | 66.7%
| 12.76% | 67.08% | 68.23% | 66.51% | 64.4% | 66.69%
| 12.76% | 67.08% | 68.23% | 66.51% | 64.39% | 66.69%
| 12.77% | 67.07% | 68.23% | 66.51% | 64.39% | 66.69%
| 12.77% | 67.07% | 68.21% | 66.51% | 64.39% | 66.68%
| 12.78% | 67.07% | 68.21% | 66.5% | 64.38% | 66.68%
| 12.79% | 67.07% | 68.2% | 66.5% | 64.37% | 66.68%
| 12.79% | 67.07% | 68.2% | 66.5% | 64.37% | 66.68%
| 12.8% | 67.06% | 68.2% | 66.49% | 64.37% | 66.67%
| 12.8% | 67.06% | 68.2% | 66.49% | 64.36% | 66.67%
| 12.81% | 67.05% | 68.2% | 66.49% | 64.36% | 66.67%
| 12.81% | 67.05% | 68.2% | 66.48% | 64.36% | 66.66%
| 12.82% | 67.05% | 68.19% | 66.48% | 64.36% | 66.65%
| 12.83% | 67.05% | 68.19% | 66.48% | 64.35% | 66.65%
| 12.83% | 67.04% | 68.17% | 66.48% | 64.35% | 66.65%
| 12.84% | 67.04% | 68.17% | 66.47% | 64.35% | 66.64%
| 12.84% | 67.04% | 68.17% | 66.47% | 64.35% | 66.64%
| 12.85% | 67.03% | 68.17% | 66.47% | 64.34% | 66.64%
| 12.85% | 67.02% | 68.17% | 66.47% | 64.32% | 66.62%
| 12.86% | 67.02% | 68.17% | 66.46% | 64.32% | 66.62%
| 12.87% | 67.02% | 68.17% | 66.46% | 64.31% | 66.62%
| 12.87% | 67.02% | 68.16% | 66.46% | 64.31% | 66.61%
| 12.88% | 67.01% | 68.16% | 66.46% | 64.31% | 66.61%
| 12.88% | 67.01% | 68.16% | 66.46% | 64.3% | 66.61%
| 12.89% | 67.01% | 68.16% | 66.46% | 64.3% | 66.61%
| 12.89% | 67.01% | 68.16% | 66.45% | 64.29% | 66.6%
| 12.9% | 67.01% | 68.15% | 66.44% | 64.28% | 66.6%
| 12.91% | 67% | 68.15% | 66.44% | 64.28% | 66.6%
| 12.91% | 66.99% | 68.15% | 66.44% | 64.28% | 66.59%
| 12.92% | 66.99% | 68.15% | 66.44% | 64.28% | 66.58%
| 12.92% | 66.99% | 68.14% | 66.44% | 64.27% | 66.58%
| 12.93% | 66.98% | 68.14% | 66.43% | 64.26% | 66.58%
| 12.93% | 66.98% | 68.14% | 66.43% | 64.26% | 66.57%
| 12.94% | 66.97% | 68.14% | 66.43% | 64.26% | 66.56%
| 12.95% | 66.97% | 68.14% | 66.43% | 64.26% | 66.56%
| 12.95% | 66.97% | 68.13% | 66.42% | 64.25% | 66.56%
| 12.96% | 66.96% | 68.12% | 66.42% | 64.25% | 66.56%
| 12.96% | 66.96% | 68.12% | 66.41% | 64.25% | 66.55%
| 12.97% | 66.96% | 68.12% | 66.4% | 64.25% | 66.55%
| 12.97% | 66.95% | 68.12% | 66.4% | 64.25% | 66.55%
| 12.98% | 66.95% | 68.12% | 66.39% | 64.24% | 66.55%
| 12.99% | 66.94% | 68.11% | 66.39% | 64.24% | 66.55%
| 12.99% | 66.94% | 68.11% | 66.39% | 64.24% | 66.54%
| 13% | 66.94% | 68.1% | 66.38% | 64.24% | 66.52%
| 13% | 66.94% | 68.1% | 66.38% | 64.23% | 66.52%
| 13.01% | 66.94% | 68.09% | 66.38% | 64.22% | 66.52%
| 13.01% | 66.94% | 68.09% | 66.38% | 64.22% | 66.52%
| 13.02% | 66.93% | 68.09% | 66.38% | 64.21% | 66.51%
| 13.03% | 66.93% | 68.09% | 66.38% | 64.21% | 66.51%
| 13.03% | 66.92% | 68.09% | 66.37% | 64.21% | 66.5%
| 13.04% | 66.92% | 68.08% | 66.37% | 64.21% | 66.5%
| 13.04% | 66.92% | 68.08% | 66.37% | 64.2% | 66.49%
| 13.05% | 66.92% | 68.08% | 66.37% | 64.2% | 66.49%
| 13.05% | 66.92% | 68.07% | 66.37% | 64.2% | 66.49%
| 13.06% | 66.92% | 68.07% | 66.37% | 64.19% | 66.48%
| 13.07% | 66.92% | 68.07% | 66.36% | 64.19% | 66.48%
| 13.07% | 66.91% | 68.07% | 66.36% | 64.19% | 66.47%
| 13.08% | 66.89% | 68.06% | 66.36% | 64.19% | 66.47%
| 13.08% | 66.89% | 68.06% | 66.36% | 64.19% | 66.47%
| 13.09% | 66.89% | 68.06% | 66.35% | 64.19% | 66.47%
| 13.09% | 66.88% | 68.06% | 66.34% | 64.18% | 66.47%
| 13.1% | 66.88% | 68.05% | 66.34% | 64.18% | 66.47%
| 13.11% | 66.88% | 68.05% | 66.33% | 64.18% | 66.46%
| 13.11% | 66.88% | 68.05% | 66.33% | 64.17% | 66.46%
| 13.12% | 66.88% | 68.05% | 66.33% | 64.17% | 66.46%
| 13.12% | 66.88% | 68.05% | 66.32% | 64.17% | 66.45%
| 13.13% | 66.87% | 68.04% | 66.32% | 64.17% | 66.45%
| 13.13% | 66.87% | 68.03% | 66.32% | 64.16% | 66.45%
| 13.14% | 66.87% | 68.03% | 66.31% | 64.15% | 66.44%
| 13.14% | 66.86% | 68.03% | 66.31% | 64.15% | 66.43%
| 13.15% | 66.86% | 68.03% | 66.31% | 64.14% | 66.42%
| 13.16% | 66.85% | 68.02% | 66.31% | 64.14% | 66.42%
| 13.16% | 66.85% | 68.02% | 66.31% | 64.14% | 66.41%
| 13.17% | 66.83% | 68.02% | 66.3% | 64.13% | 66.41%
| 13.17% | 66.83% | 68.02% | 66.3% | 64.12% | 66.41%
| 13.18% | 66.83% | 68.02% | 66.3% | 64.12% | 66.41%
| 13.18% | 66.82% | 68.02% | 66.29% | 64.12% | 66.41%
| 13.19% | 66.82% | 68.01% | 66.29% | 64.12% | 66.4%
| 13.2% | 66.82% | 68.01% | 66.29% | 64.11% | 66.4%
| 13.2% | 66.81% | 68.01% | 66.29% | 64.11% | 66.4%
| 13.21% | 66.81% | 68.01% | 66.29% | 64.11% | 66.4%
| 13.21% | 66.8% | 68.01% | 66.28% | 64.11% | 66.39%
| 13.22% | 66.8% | 68.01% | 66.27% | 64.11% | 66.39%
| 13.22% | 66.8% | 68.01% | 66.27% | 64.1% | 66.38%
| 13.23% | 66.8% | 68.01% | 66.27% | 64.1% | 66.38%
| 13.24% | 66.8% | 68.01% | 66.26% | 64.1% | 66.38%
| 13.24% | 66.79% | 68% | 66.26% | 64.1% | 66.38%
| 13.25% | 66.79% | 68% | 66.26% | 64.1% | 66.38%
| 13.25% | 66.79% | 68% | 66.26% | 64.1% | 66.37%
| 13.26% | 66.79% | 67.99% | 66.25% | 64.1% | 66.37%
| 13.26% | 66.79% | 67.99% | 66.24% | 64.1% | 66.36%
| 13.27% | 66.78% | 67.99% | 66.24% | 64.09% | 66.36%
| 13.28% | 66.78% | 67.98% | 66.23% | 64.08% | 66.35%
| 13.28% | 66.77% | 67.98% | 66.23% | 64.08% | 66.35%
| 13.29% | 66.77% | 67.98% | 66.23% | 64.07% | 66.35%
| 13.29% | 66.76% | 67.98% | 66.22% | 64.07% | 66.33%
| 13.3% | 66.76% | 67.97% | 66.21% | 64.06% | 66.33%
| 13.3% | 66.76% | 67.96% | 66.19% | 64.04% | 66.33%
| 13.31% | 66.76% | 67.96% | 66.19% | 64.04% | 66.33%
| 13.32% | 66.76% | 67.96% | 66.19% | 64.03% | 66.32%
| 13.32% | 66.75% | 67.95% | 66.18% | 64.03% | 66.32%
| 13.33% | 66.75% | 67.95% | 66.18% | 64.03% | 66.32%
| 13.33% | 66.74% | 67.95% | 66.18% | 64.02% | 66.32%
| 13.34% | 66.73% | 67.95% | 66.18% | 64.02% | 66.32%
| 13.34% | 66.73% | 67.94% | 66.17% | 64.02% | 66.31%
| 13.35% | 66.73% | 67.94% | 66.17% | 64.01% | 66.31%
| 13.36% | 66.73% | 67.93% | 66.17% | 64.01% | 66.31%
| 13.36% | 66.73% | 67.93% | 66.16% | 64.01% | 66.31%
| 13.37% | 66.72% | 67.93% | 66.16% | 64.01% | 66.3%
| 13.37% | 66.72% | 67.92% | 66.15% | 64.01% | 66.3%
| 13.38% | 66.71% | 67.92% | 66.15% | 64.01% | 66.3%
| 13.38% | 66.71% | 67.91% | 66.15% | 64% | 66.29%
| 13.39% | 66.7% | 67.91% | 66.14% | 64% | 66.29%
| 13.4% | 66.7% | 67.91% | 66.14% | 64% | 66.29%
| 13.4% | 66.7% | 67.9% | 66.14% | 63.99% | 66.29%
| 13.41% | 66.69% | 67.89% | 66.13% | 63.99% | 66.29%
| 13.41% | 66.69% | 67.89% | 66.13% | 63.99% | 66.28%
| 13.42% | 66.69% | 67.89% | 66.13% | 63.99% | 66.28%
| 13.42% | 66.68% | 67.89% | 66.13% | 63.98% | 66.28%
| 13.43% | 66.68% | 67.89% | 66.12% | 63.97% | 66.28%
| 13.44% | 66.68% | 67.88% | 66.11% | 63.97% | 66.27%
| 13.44% | 66.68% | 67.88% | 66.11% | 63.96% | 66.27%
| 13.45% | 66.67% | 67.88% | 66.1% | 63.96% | 66.26%
| 13.45% | 66.67% | 67.87% | 66.1% | 63.96% | 66.25%
| 13.46% | 66.67% | 67.87% | 66.1% | 63.95% | 66.25%
| 13.46% | 66.67% | 67.87% | 66.1% | 63.94% | 66.25%
| 13.47% | 66.67% | 67.87% | 66.09% | 63.94% | 66.24%
| 13.48% | 66.67% | 67.84% | 66.09% | 63.94% | 66.24%
| 13.48% | 66.66% | 67.84% | 66.09% | 63.94% | 66.23%
| 13.49% | 66.66% | 67.83% | 66.09% | 63.93% | 66.23%
| 13.49% | 66.65% | 67.83% | 66.08% | 63.93% | 66.22%
| 13.5% | 66.65% | 67.83% | 66.08% | 63.93% | 66.22%
| 13.5% | 66.65% | 67.83% | 66.08% | 63.93% | 66.22%
| 13.51% | 66.64% | 67.82% | 66.06% | 63.92% | 66.21%
| 13.52% | 66.63% | 67.82% | 66.06% | 63.92% | 66.21%
| 13.52% | 66.63% | 67.82% | 66.05% | 63.92% | 66.2%
| 13.53% | 66.63% | 67.82% | 66.04% | 63.91% | 66.2%
| 13.53% | 66.62% | 67.82% | 66.04% | 63.91% | 66.2%
| 13.54% | 66.62% | 67.82% | 66.04% | 63.9% | 66.19%
| 13.54% | 66.61% | 67.81% | 66.04% | 63.9% | 66.19%
| 13.55% | 66.61% | 67.81% | 66.04% | 63.89% | 66.18%
| 13.56% | 66.6% | 67.81% | 66.03% | 63.88% | 66.18%
| 13.56% | 66.59% | 67.81% | 66.03% | 63.88% | 66.17%
| 13.57% | 66.59% | 67.81% | 66.02% | 63.87% | 66.16%
| 13.57% | 66.59% | 67.8% | 66.02% | 63.87% | 66.16%
| 13.58% | 66.59% | 67.79% | 66.01% | 63.86% | 66.16%
| 13.58% | 66.59% | 67.79% | 66% | 63.85% | 66.16%
| 13.59% | 66.58% | 67.79% | 66% | 63.85% | 66.15%
| 13.6% | 66.56% | 67.79% | 65.99% | 63.84% | 66.15%
| 13.6% | 66.56% | 67.79% | 65.98% | 63.84% | 66.15%
| 13.61% | 66.55% | 67.79% | 65.98% | 63.83% | 66.14%
| 13.61% | 66.54% | 67.77% | 65.98% | 63.83% | 66.14%
| 13.62% | 66.54% | 67.77% | 65.98% | 63.82% | 66.14%
| 13.62% | 66.54% | 67.77% | 65.98% | 63.82% | 66.13%
| 13.63% | 66.54% | 67.76% | 65.97% | 63.82% | 66.13%
| 13.64% | 66.54% | 67.76% | 65.96% | 63.82% | 66.13%
| 13.64% | 66.53% | 67.76% | 65.96% | 63.81% | 66.13%
| 13.65% | 66.53% | 67.76% | 65.95% | 63.81% | 66.13%
| 13.65% | 66.53% | 67.75% | 65.94% | 63.81% | 66.12%
| 13.66% | 66.53% | 67.75% | 65.94% | 63.8% | 66.12%
| 13.66% | 66.52% | 67.74% | 65.94% | 63.8% | 66.11%
| 13.67% | 66.52% | 67.74% | 65.93% | 63.8% | 66.11%
| 13.68% | 66.52% | 67.73% | 65.93% | 63.78% | 66.11%
| 13.68% | 66.51% | 67.73% | 65.92% | 63.77% | 66.11%
| 13.69% | 66.51% | 67.73% | 65.92% | 63.77% | 66.1%
| 13.69% | 66.51% | 67.73% | 65.92% | 63.77% | 66.1%
| 13.7% | 66.5% | 67.72% | 65.92% | 63.75% | 66.1%
| 13.7% | 66.5% | 67.72% | 65.91% | 63.75% | 66.09%
| 13.71% | 66.5% | 67.71% | 65.91% | 63.75% | 66.09%
| 13.72% | 66.5% | 67.7% | 65.9% | 63.75% | 66.08%
| 13.72% | 66.5% | 67.7% | 65.89% | 63.75% | 66.08%
| 13.73% | 66.5% | 67.7% | 65.89% | 63.74% | 66.08%
| 13.73% | 66.5% | 67.69% | 65.89% | 63.73% | 66.08%
| 13.74% | 66.49% | 67.68% | 65.89% | 63.73% | 66.07%
| 13.74% | 66.49% | 67.68% | 65.89% | 63.73% | 66.07%
| 13.75% | 66.49% | 67.68% | 65.88% | 63.73% | 66.06%
| 13.76% | 66.48% | 67.68% | 65.88% | 63.73% | 66.06%
| 13.76% | 66.47% | 67.68% | 65.88% | 63.73% | 66.06%
| 13.77% | 66.46% | 67.67% | 65.88% | 63.72% | 66.04%
| 13.77% | 66.46% | 67.67% | 65.88% | 63.72% | 66.04%
| 13.78% | 66.46% | 67.66% | 65.87% | 63.71% | 66.04%
| 13.78% | 66.46% | 67.66% | 65.87% | 63.71% | 66.03%
| 13.79% | 66.45% | 67.65% | 65.87% | 63.71% | 66.03%
| 13.8% | 66.45% | 67.65% | 65.87% | 63.71% | 66.02%
| 13.8% | 66.45% | 67.65% | 65.87% | 63.71% | 66.02%
| 13.81% | 66.45% | 67.65% | 65.87% | 63.7% | 66%
| 13.81% | 66.45% | 67.65% | 65.86% | 63.7% | 66%
| 13.82% | 66.44% | 67.64% | 65.86% | 63.69% | 65.99%
| 13.82% | 66.44% | 67.64% | 65.86% | 63.69% | 65.99%
| 13.83% | 66.44% | 67.64% | 65.86% | 63.69% | 65.99%
| 13.84% | 66.44% | 67.64% | 65.86% | 63.68% | 65.98%
| 13.84% | 66.44% | 67.64% | 65.85% | 63.67% | 65.97%
| 13.85% | 66.43% | 67.63% | 65.83% | 63.66% | 65.97%
| 13.85% | 66.42% | 67.63% | 65.82% | 63.66% | 65.97%
| 13.86% | 66.42% | 67.63% | 65.82% | 63.64% | 65.96%
| 13.86% | 66.42% | 67.62% | 65.82% | 63.64% | 65.94%
| 13.87% | 66.42% | 67.62% | 65.82% | 63.64% | 65.94%
| 13.88% | 66.42% | 67.62% | 65.81% | 63.64% | 65.94%
| 13.88% | 66.42% | 67.61% | 65.81% | 63.63% | 65.94%
| 13.89% | 66.42% | 67.61% | 65.8% | 63.63% | 65.92%
| 13.89% | 66.41% | 67.6% | 65.8% | 63.62% | 65.91%
| 13.9% | 66.41% | 67.59% | 65.8% | 63.62% | 65.91%
| 13.9% | 66.41% | 67.59% | 65.8% | 63.62% | 65.9%
| 13.91% | 66.41% | 67.58% | 65.79% | 63.61% | 65.89%
| 13.92% | 66.4% | 67.58% | 65.79% | 63.6% | 65.88%
| 13.92% | 66.4% | 67.58% | 65.79% | 63.6% | 65.88%
| 13.93% | 66.4% | 67.58% | 65.79% | 63.6% | 65.87%
| 13.93% | 66.39% | 67.57% | 65.79% | 63.6% | 65.86%
| 13.94% | 66.39% | 67.57% | 65.79% | 63.6% | 65.86%
| 13.94% | 66.38% | 67.57% | 65.78% | 63.6% | 65.85%
| 13.95% | 66.38% | 67.57% | 65.78% | 63.59% | 65.85%
| 13.96% | 66.38% | 67.56% | 65.78% | 63.59% | 65.85%
| 13.96% | 66.37% | 67.56% | 65.78% | 63.59% | 65.85%
| 13.97% | 66.37% | 67.56% | 65.77% | 63.59% | 65.85%
| 13.97% | 66.37% | 67.55% | 65.77% | 63.59% | 65.85%
| 13.98% | 66.37% | 67.55% | 65.77% | 63.59% | 65.85%
| 13.98% | 66.37% | 67.55% | 65.77% | 63.58% | 65.85%
| 13.99% | 66.37% | 67.55% | 65.77% | 63.58% | 65.84%
| 14% | 66.36% | 67.55% | 65.77% | 63.58% | 65.84%
| 14% | 66.36% | 67.54% | 65.76% | 63.57% | 65.84%
| 14.01% | 66.36% | 67.54% | 65.76% | 63.56% | 65.84%
| 14.01% | 66.35% | 67.54% | 65.76% | 63.56% | 65.84%
| 14.02% | 66.35% | 67.53% | 65.75% | 63.56% | 65.83%
| 14.02% | 66.35% | 67.53% | 65.75% | 63.55% | 65.83%
| 14.03% | 66.35% | 67.53% | 65.75% | 63.55% | 65.82%
| 14.04% | 66.35% | 67.52% | 65.74% | 63.54% | 65.82%
| 14.04% | 66.34% | 67.52% | 65.74% | 63.54% | 65.81%
| 14.05% | 66.34% | 67.52% | 65.74% | 63.54% | 65.81%
| 14.05% | 66.33% | 67.52% | 65.74% | 63.54% | 65.8%
| 14.06% | 66.33% | 67.51% | 65.74% | 63.53% | 65.8%
| 14.06% | 66.32% | 67.51% | 65.73% | 63.53% | 65.8%
| 14.07% | 66.32% | 67.51% | 65.73% | 63.52% | 65.8%
| 14.08% | 66.32% | 67.5% | 65.73% | 63.52% | 65.8%
| 14.08% | 66.32% | 67.5% | 65.73% | 63.52% | 65.78%
| 14.09% | 66.32% | 67.5% | 65.72% | 63.52% | 65.78%
| 14.09% | 66.31% | 67.5% | 65.72% | 63.52% | 65.78%
| 14.1% | 66.31% | 67.49% | 65.72% | 63.51% | 65.77%
| 14.1% | 66.31% | 67.49% | 65.72% | 63.51% | 65.76%
| 14.11% | 66.3% | 67.49% | 65.72% | 63.51% | 65.76%
| 14.12% | 66.3% | 67.48% | 65.72% | 63.51% | 65.76%
| 14.12% | 66.3% | 67.48% | 65.72% | 63.5% | 65.75%
| 14.13% | 66.29% | 67.48% | 65.72% | 63.5% | 65.75%
| 14.13% | 66.29% | 67.47% | 65.72% | 63.49% | 65.75%
| 14.14% | 66.29% | 67.47% | 65.71% | 63.49% | 65.75%
| 14.14% | 66.27% | 67.47% | 65.71% | 63.49% | 65.74%
| 14.15% | 66.27% | 67.46% | 65.71% | 63.48% | 65.74%
| 14.16% | 66.27% | 67.46% | 65.71% | 63.48% | 65.73%
| 14.16% | 66.26% | 67.46% | 65.7% | 63.48% | 65.73%
| 14.17% | 66.26% | 67.46% | 65.7% | 63.48% | 65.72%
| 14.17% | 66.26% | 67.46% | 65.69% | 63.47% | 65.72%
| 14.18% | 66.26% | 67.46% | 65.69% | 63.47% | 65.71%
| 14.18% | 66.26% | 67.46% | 65.69% | 63.46% | 65.67%
| 14.19% | 66.25% | 67.45% | 65.68% | 63.46% | 65.67%
| 14.2% | 66.25% | 67.45% | 65.68% | 63.45% | 65.67%
| 14.2% | 66.25% | 67.44% | 65.68% | 63.45% | 65.66%
| 14.21% | 66.24% | 67.44% | 65.68% | 63.44% | 65.66%
| 14.21% | 66.24% | 67.44% | 65.67% | 63.44% | 65.66%
| 14.22% | 66.24% | 67.44% | 65.67% | 63.44% | 65.65%
| 14.22% | 66.24% | 67.43% | 65.67% | 63.43% | 65.65%
| 14.23% | 66.24% | 67.43% | 65.66% | 63.43% | 65.65%
| 14.24% | 66.24% | 67.43% | 65.66% | 63.43% | 65.65%
| 14.24% | 66.24% | 67.42% | 65.65% | 63.43% | 65.65%
| 14.25% | 66.24% | 67.42% | 65.65% | 63.43% | 65.63%
| 14.25% | 66.23% | 67.42% | 65.65% | 63.42% | 65.62%
| 14.26% | 66.22% | 67.42% | 65.64% | 63.42% | 65.62%
| 14.26% | 66.22% | 67.41% | 65.63% | 63.41% | 65.62%
| 14.27% | 66.21% | 67.41% | 65.63% | 63.4% | 65.62%
| 14.28% | 66.21% | 67.4% | 65.63% | 63.4% | 65.61%
| 14.28% | 66.21% | 67.4% | 65.62% | 63.4% | 65.61%
| 14.29% | 66.21% | 67.39% | 65.62% | 63.39% | 65.61%
| 14.29% | 66.19% | 67.38% | 65.62% | 63.39% | 65.6%
| 14.3% | 66.18% | 67.38% | 65.62% | 63.39% | 65.6%
| 14.3% | 66.18% | 67.36% | 65.62% | 63.39% | 65.59%
| 14.31% | 66.18% | 67.36% | 65.62% | 63.38% | 65.59%
| 14.32% | 66.17% | 67.36% | 65.61% | 63.38% | 65.59%
| 14.32% | 66.17% | 67.35% | 65.61% | 63.38% | 65.59%
| 14.33% | 66.17% | 67.35% | 65.61% | 63.38% | 65.58%
| 14.33% | 66.16% | 67.34% | 65.61% | 63.38% | 65.58%
| 14.34% | 66.16% | 67.34% | 65.61% | 63.38% | 65.58%
| 14.34% | 66.15% | 67.34% | 65.6% | 63.37% | 65.58%
| 14.35% | 66.15% | 67.34% | 65.6% | 63.37% | 65.57%
| 14.36% | 66.14% | 67.34% | 65.6% | 63.37% | 65.57%
| 14.36% | 66.14% | 67.34% | 65.6% | 63.36% | 65.56%
| 14.37% | 66.14% | 67.33% | 65.6% | 63.36% | 65.56%
| 14.37% | 66.13% | 67.33% | 65.59% | 63.36% | 65.55%
| 14.38% | 66.13% | 67.32% | 65.59% | 63.35% | 65.53%
| 14.38% | 66.13% | 67.32% | 65.59% | 63.35% | 65.53%
| 14.39% | 66.13% | 67.32% | 65.59% | 63.35% | 65.53%
| 14.39% | 66.12% | 67.32% | 65.58% | 63.34% | 65.52%
| 14.4% | 66.12% | 67.32% | 65.58% | 63.34% | 65.52%
| 14.41% | 66.12% | 67.32% | 65.58% | 63.33% | 65.52%
| 14.41% | 66.11% | 67.31% | 65.57% | 63.33% | 65.51%
| 14.42% | 66.1% | 67.31% | 65.57% | 63.33% | 65.51%
| 14.42% | 66.1% | 67.31% | 65.57% | 63.33% | 65.51%
| 14.43% | 66.1% | 67.31% | 65.57% | 63.33% | 65.51%
| 14.43% | 66.09% | 67.3% | 65.57% | 63.32% | 65.5%
| 14.44% | 66.09% | 67.3% | 65.57% | 63.32% | 65.5%
| 14.45% | 66.09% | 67.3% | 65.56% | 63.32% | 65.5%
| 14.45% | 66.09% | 67.3% | 65.56% | 63.31% | 65.5%
| 14.46% | 66.09% | 67.3% | 65.56% | 63.31% | 65.49%
| 14.46% | 66.09% | 67.3% | 65.56% | 63.31% | 65.49%
| 14.47% | 66.08% | 67.29% | 65.55% | 63.31% | 65.48%
| 14.47% | 66.08% | 67.29% | 65.55% | 63.3% | 65.48%
| 14.48% | 66.08% | 67.29% | 65.55% | 63.3% | 65.48%
| 14.49% | 66.08% | 67.28% | 65.54% | 63.3% | 65.48%
| 14.49% | 66.07% | 67.28% | 65.54% | 63.3% | 65.47%
| 14.5% | 66.07% | 67.28% | 65.54% | 63.29% | 65.47%
| 14.5% | 66.07% | 67.28% | 65.54% | 63.28% | 65.46%
| 14.51% | 66.06% | 67.28% | 65.53% | 63.28% | 65.45%
| 14.51% | 66.06% | 67.27% | 65.53% | 63.28% | 65.45%
| 14.52% | 66.05% | 67.27% | 65.53% | 63.28% | 65.45%
| 14.53% | 66.05% | 67.27% | 65.53% | 63.28% | 65.45%
| 14.53% | 66.05% | 67.27% | 65.52% | 63.28% | 65.44%
| 14.54% | 66.05% | 67.27% | 65.51% | 63.28% | 65.44%
| 14.54% | 66.04% | 67.27% | 65.5% | 63.28% | 65.44%
| 14.55% | 66.03% | 67.27% | 65.5% | 63.27% | 65.43%
| 14.55% | 66.03% | 67.26% | 65.5% | 63.27% | 65.43%
| 14.56% | 66.03% | 67.26% | 65.49% | 63.26% | 65.42%
| 14.57% | 66.03% | 67.26% | 65.49% | 63.26% | 65.42%
| 14.57% | 66.02% | 67.26% | 65.49% | 63.26% | 65.41%
| 14.58% | 66.02% | 67.26% | 65.49% | 63.25% | 65.41%
| 14.58% | 66.02% | 67.26% | 65.49% | 63.25% | 65.4%
| 14.59% | 66.02% | 67.25% | 65.49% | 63.25% | 65.39%
| 14.59% | 66.02% | 67.25% | 65.48% | 63.25% | 65.38%
| 14.6% | 66.01% | 67.25% | 65.48% | 63.25% | 65.38%
| 14.61% | 66.01% | 67.25% | 65.48% | 63.24% | 65.38%
| 14.61% | 66.01% | 67.24% | 65.48% | 63.23% | 65.38%
| 14.62% | 66.01% | 67.24% | 65.47% | 63.22% | 65.37%
| 14.62% | 66.01% | 67.24% | 65.47% | 63.22% | 65.37%
| 14.63% | 65.99% | 67.24% | 65.46% | 63.21% | 65.37%
| 14.63% | 65.99% | 67.24% | 65.46% | 63.21% | 65.37%
| 14.64% | 65.99% | 67.24% | 65.46% | 63.2% | 65.36%
| 14.65% | 65.99% | 67.23% | 65.46% | 63.2% | 65.36%
| 14.65% | 65.98% | 67.23% | 65.45% | 63.2% | 65.35%
| 14.66% | 65.98% | 67.23% | 65.45% | 63.19% | 65.34%
| 14.66% | 65.98% | 67.23% | 65.45% | 63.19% | 65.34%
| 14.67% | 65.96% | 67.23% | 65.44% | 63.18% | 65.34%
| 14.67% | 65.96% | 67.22% | 65.44% | 63.18% | 65.34%
| 14.68% | 65.96% | 67.22% | 65.44% | 63.18% | 65.33%
| 14.69% | 65.96% | 67.22% | 65.44% | 63.18% | 65.33%
| 14.69% | 65.95% | 67.21% | 65.43% | 63.17% | 65.33%
| 14.7% | 65.95% | 67.21% | 65.43% | 63.17% | 65.33%
| 14.7% | 65.95% | 67.21% | 65.43% | 63.17% | 65.32%
| 14.71% | 65.94% | 67.21% | 65.42% | 63.17% | 65.32%
| 14.71% | 65.93% | 67.21% | 65.41% | 63.16% | 65.31%
| 14.72% | 65.93% | 67.2% | 65.41% | 63.16% | 65.31%
| 14.73% | 65.92% | 67.2% | 65.41% | 63.15% | 65.3%
| 14.73% | 65.92% | 67.2% | 65.41% | 63.15% | 65.3%
| 14.74% | 65.92% | 67.2% | 65.41% | 63.13% | 65.3%
| 14.74% | 65.91% | 67.2% | 65.4% | 63.12% | 65.3%
| 14.75% | 65.91% | 67.19% | 65.4% | 63.12% | 65.3%
| 14.75% | 65.91% | 67.19% | 65.39% | 63.12% | 65.3%
| 14.76% | 65.9% | 67.18% | 65.39% | 63.12% | 65.3%
| 14.77% | 65.9% | 67.18% | 65.39% | 63.12% | 65.3%
| 14.77% | 65.9% | 67.18% | 65.39% | 63.12% | 65.29%
| 14.78% | 65.89% | 67.18% | 65.38% | 63.11% | 65.29%
| 14.78% | 65.89% | 67.18% | 65.38% | 63.11% | 65.29%
| 14.79% | 65.89% | 67.17% | 65.38% | 63.11% | 65.29%
| 14.79% | 65.88% | 67.17% | 65.37% | 63.11% | 65.28%
| 14.8% | 65.88% | 67.17% | 65.37% | 63.11% | 65.28%
| 14.81% | 65.86% | 67.16% | 65.37% | 63.11% | 65.28%
| 14.81% | 65.86% | 67.16% | 65.36% | 63.1% | 65.28%
| 14.82% | 65.86% | 67.16% | 65.36% | 63.1% | 65.28%
| 14.82% | 65.86% | 67.15% | 65.36% | 63.1% | 65.27%
| 14.83% | 65.85% | 67.15% | 65.35% | 63.09% | 65.27%
| 14.83% | 65.85% | 67.15% | 65.34% | 63.09% | 65.27%
| 14.84% | 65.85% | 67.14% | 65.34% | 63.09% | 65.27%
| 14.85% | 65.84% | 67.13% | 65.33% | 63.09% | 65.27%
| 14.85% | 65.83% | 67.13% | 65.33% | 63.08% | 65.27%
| 14.86% | 65.83% | 67.12% | 65.33% | 63.08% | 65.26%
| 14.86% | 65.83% | 67.12% | 65.32% | 63.07% | 65.26%
| 14.87% | 65.82% | 67.12% | 65.32% | 63.07% | 65.26%
| 14.87% | 65.82% | 67.11% | 65.32% | 63.07% | 65.25%
| 14.88% | 65.81% | 67.11% | 65.32% | 63.06% | 65.25%
| 14.89% | 65.81% | 67.11% | 65.31% | 63.06% | 65.25%
| 14.89% | 65.81% | 67.11% | 65.31% | 63.06% | 65.25%
| 14.9% | 65.81% | 67.11% | 65.31% | 63.05% | 65.25%
| 14.9% | 65.81% | 67.1% | 65.3% | 63.05% | 65.25%
| 14.91% | 65.81% | 67.1% | 65.29% | 63.05% | 65.24%
| 14.91% | 65.8% | 67.1% | 65.29% | 63.05% | 65.23%
| 14.92% | 65.8% | 67.1% | 65.29% | 63.04% | 65.23%
| 14.93% | 65.79% | 67.08% | 65.28% | 63.03% | 65.23%
| 14.93% | 65.79% | 67.07% | 65.28% | 63.03% | 65.22%
| 14.94% | 65.79% | 67.07% | 65.28% | 63.03% | 65.21%
| 14.94% | 65.79% | 67.07% | 65.27% | 63.03% | 65.21%
| 14.95% | 65.78% | 67.07% | 65.27% | 63.03% | 65.21%
| 14.95% | 65.77% | 67.06% | 65.27% | 63.03% | 65.21%
| 14.96% | 65.76% | 67.06% | 65.27% | 63.03% | 65.19%
| 14.97% | 65.76% | 67.06% | 65.25% | 63.02% | 65.18%
| 14.97% | 65.76% | 67.06% | 65.25% | 63.02% | 65.18%
| 14.98% | 65.76% | 67.04% | 65.25% | 63.01% | 65.18%
| 14.98% | 65.76% | 67.04% | 65.25% | 63.01% | 65.17%
| 14.99% | 65.76% | 67.04% | 65.24% | 63% | 65.17%
| 14.99% | 65.75% | 67.03% | 65.24% | 62.99% | 65.17%
| 15% | 65.75% | 67.03% | 65.23% | 62.99% | 65.16%
| 15.01% | 65.74% | 67.03% | 65.23% | 62.99% | 65.16%
| 15.01% | 65.74% | 67.02% | 65.23% | 62.99% | 65.15%
| 15.02% | 65.74% | 67.02% | 65.22% | 62.98% | 65.15%
| 15.02% | 65.74% | 67.02% | 65.21% | 62.98% | 65.15%
| 15.03% | 65.73% | 67.02% | 65.21% | 62.98% | 65.15%
| 15.03% | 65.73% | 67.01% | 65.21% | 62.97% | 65.15%
| 15.04% | 65.72% | 67.01% | 65.21% | 62.97% | 65.14%
| 15.05% | 65.72% | 67.01% | 65.21% | 62.97% | 65.14%
| 15.05% | 65.71% | 67.01% | 65.2% | 62.97% | 65.14%
| 15.06% | 65.71% | 67% | 65.2% | 62.97% | 65.14%
| 15.06% | 65.7% | 67% | 65.2% | 62.96% | 65.13%
| 15.07% | 65.7% | 67% | 65.2% | 62.96% | 65.13%
| 15.07% | 65.7% | 67% | 65.2% | 62.96% | 65.13%
| 15.08% | 65.7% | 66.99% | 65.19% | 62.95% | 65.13%
| 15.09% | 65.7% | 66.99% | 65.18% | 62.95% | 65.13%
| 15.09% | 65.68% | 66.99% | 65.17% | 62.95% | 65.13%
| 15.1% | 65.67% | 66.99% | 65.17% | 62.95% | 65.12%
| 15.1% | 65.67% | 66.99% | 65.17% | 62.95% | 65.11%
| 15.11% | 65.67% | 66.98% | 65.17% | 62.94% | 65.1%
| 15.11% | 65.67% | 66.98% | 65.17% | 62.94% | 65.1%
| 15.12% | 65.67% | 66.98% | 65.17% | 62.94% | 65.1%
| 15.13% | 65.66% | 66.95% | 65.16% | 62.93% | 65.1%
| 15.13% | 65.66% | 66.95% | 65.16% | 62.92% | 65.1%
| 15.14% | 65.65% | 66.95% | 65.16% | 62.92% | 65.1%
| 15.14% | 65.65% | 66.95% | 65.15% | 62.91% | 65.1%
| 15.15% | 65.65% | 66.94% | 65.15% | 62.91% | 65.09%
| 15.15% | 65.64% | 66.94% | 65.14% | 62.91% | 65.09%
| 15.16% | 65.64% | 66.94% | 65.13% | 62.91% | 65.09%
| 15.17% | 65.63% | 66.94% | 65.13% | 62.91% | 65.09%
| 15.17% | 65.62% | 66.93% | 65.12% | 62.9% | 65.09%
| 15.18% | 65.62% | 66.93% | 65.12% | 62.9% | 65.09%
| 15.18% | 65.62% | 66.92% | 65.12% | 62.9% | 65.08%
| 15.19% | 65.62% | 66.92% | 65.11% | 62.9% | 65.06%
| 15.19% | 65.62% | 66.91% | 65.1% | 62.9% | 65.06%
| 15.2% | 65.62% | 66.91% | 65.08% | 62.9% | 65.06%
| 15.21% | 65.62% | 66.91% | 65.08% | 62.89% | 65.05%
| 15.21% | 65.62% | 66.91% | 65.08% | 62.88% | 65.05%
| 15.22% | 65.61% | 66.9% | 65.07% | 62.88% | 65.04%
| 15.22% | 65.61% | 66.9% | 65.07% | 62.87% | 65.04%
| 15.23% | 65.61% | 66.9% | 65.07% | 62.87% | 65.04%
| 15.23% | 65.61% | 66.9% | 65.07% | 62.87% | 65.03%
| 15.24% | 65.61% | 66.9% | 65.06% | 62.87% | 65.03%
| 15.25% | 65.6% | 66.89% | 65.06% | 62.87% | 65.03%
| 15.25% | 65.6% | 66.89% | 65.06% | 62.87% | 65.03%
| 15.26% | 65.6% | 66.89% | 65.05% | 62.86% | 65.03%
| 15.26% | 65.6% | 66.89% | 65.04% | 62.86% | 65.03%
| 15.27% | 65.59% | 66.88% | 65.04% | 62.86% | 65.03%
| 15.27% | 65.59% | 66.88% | 65.04% | 62.85% | 65.03%
| 15.28% | 65.58% | 66.87% | 65.03% | 62.85% | 65.03%
| 15.29% | 65.58% | 66.87% | 65.03% | 62.85% | 65.02%
| 15.29% | 65.57% | 66.87% | 65.03% | 62.85% | 65.02%
| 15.3% | 65.57% | 66.86% | 65.03% | 62.85% | 65.01%
| 15.3% | 65.57% | 66.86% | 65.03% | 62.84% | 65%
| 15.31% | 65.56% | 66.86% | 65.02% | 62.84% | 65%
| 15.31% | 65.56% | 66.86% | 65.02% | 62.83% | 65%
| 15.32% | 65.56% | 66.86% | 65.02% | 62.82% | 64.99%
| 15.33% | 65.55% | 66.86% | 65.01% | 62.82% | 64.99%
| 15.33% | 65.55% | 66.86% | 65.01% | 62.81% | 64.99%
| 15.34% | 65.55% | 66.85% | 65.01% | 62.81% | 64.98%
| 15.34% | 65.54% | 66.85% | 65% | 62.8% | 64.98%
| 15.35% | 65.54% | 66.85% | 65% | 62.8% | 64.98%
| 15.35% | 65.54% | 66.84% | 65% | 62.8% | 64.98%
| 15.36% | 65.54% | 66.84% | 65% | 62.8% | 64.97%
| 15.37% | 65.54% | 66.83% | 65% | 62.79% | 64.97%
| 15.37% | 65.54% | 66.83% | 64.99% | 62.79% | 64.97%
| 15.38% | 65.53% | 66.82% | 64.99% | 62.78% | 64.96%
| 15.38% | 65.53% | 66.82% | 64.99% | 62.78% | 64.96%
| 15.39% | 65.53% | 66.82% | 64.97% | 62.78% | 64.96%
| 15.39% | 65.53% | 66.81% | 64.97% | 62.77% | 64.95%
| 15.4% | 65.52% | 66.81% | 64.97% | 62.76% | 64.95%
| 15.41% | 65.51% | 66.81% | 64.97% | 62.76% | 64.94%
| 15.41% | 65.51% | 66.8% | 64.96% | 62.76% | 64.94%
| 15.42% | 65.51% | 66.8% | 64.96% | 62.76% | 64.93%
| 15.42% | 65.51% | 66.8% | 64.96% | 62.76% | 64.93%
| 15.43% | 65.51% | 66.8% | 64.95% | 62.75% | 64.93%
| 15.43% | 65.5% | 66.79% | 64.95% | 62.75% | 64.92%
| 15.44% | 65.5% | 66.79% | 64.95% | 62.75% | 64.91%
| 15.45% | 65.5% | 66.78% | 64.95% | 62.74% | 64.91%
| 15.45% | 65.5% | 66.78% | 64.94% | 62.73% | 64.91%
| 15.46% | 65.5% | 66.78% | 64.94% | 62.73% | 64.9%
| 15.46% | 65.49% | 66.78% | 64.94% | 62.73% | 64.9%
| 15.47% | 65.49% | 66.77% | 64.93% | 62.72% | 64.9%
| 15.47% | 65.49% | 66.77% | 64.93% | 62.72% | 64.9%
| 15.48% | 65.49% | 66.77% | 64.92% | 62.72% | 64.89%
| 15.49% | 65.49% | 66.76% | 64.92% | 62.72% | 64.89%
| 15.49% | 65.49% | 66.76% | 64.92% | 62.72% | 64.89%
| 15.5% | 65.48% | 66.74% | 64.92% | 62.72% | 64.89%
| 15.5% | 65.48% | 66.74% | 64.92% | 62.72% | 64.88%
| 15.51% | 65.47% | 66.74% | 64.91% | 62.71% | 64.88%
| 15.51% | 65.47% | 66.73% | 64.91% | 62.71% | 64.88%
| 15.52% | 65.47% | 66.73% | 64.9% | 62.71% | 64.88%
| 15.53% | 65.46% | 66.73% | 64.9% | 62.7% | 64.87%
| 15.53% | 65.45% | 66.73% | 64.9% | 62.7% | 64.86%
| 15.54% | 65.45% | 66.73% | 64.9% | 62.68% | 64.85%
| 15.54% | 65.45% | 66.72% | 64.89% | 62.68% | 64.85%
| 15.55% | 65.45% | 66.72% | 64.89% | 62.68% | 64.85%
| 15.55% | 65.45% | 66.72% | 64.89% | 62.68% | 64.85%
| 15.56% | 65.44% | 66.71% | 64.89% | 62.67% | 64.85%
| 15.57% | 65.43% | 66.7% | 64.88% | 62.67% | 64.84%
| 15.57% | 65.43% | 66.7% | 64.87% | 62.67% | 64.84%
| 15.58% | 65.43% | 66.7% | 64.87% | 62.67% | 64.84%
| 15.58% | 65.42% | 66.69% | 64.86% | 62.67% | 64.83%
| 15.59% | 65.42% | 66.69% | 64.86% | 62.66% | 64.83%
| 15.59% | 65.42% | 66.69% | 64.86% | 62.66% | 64.82%
| 15.6% | 65.41% | 66.68% | 64.86% | 62.66% | 64.82%
| 15.61% | 65.4% | 66.68% | 64.86% | 62.65% | 64.82%
| 15.61% | 65.4% | 66.68% | 64.86% | 62.65% | 64.82%
| 15.62% | 65.4% | 66.67% | 64.85% | 62.65% | 64.82%
| 15.62% | 65.4% | 66.67% | 64.85% | 62.64% | 64.82%
| 15.63% | 65.4% | 66.67% | 64.85% | 62.64% | 64.82%
| 15.63% | 65.39% | 66.67% | 64.85% | 62.64% | 64.81%
| 15.64% | 65.39% | 66.67% | 64.85% | 62.64% | 64.81%
| 15.64% | 65.39% | 66.66% | 64.85% | 62.64% | 64.81%
| 15.65% | 65.38% | 66.66% | 64.85% | 62.64% | 64.8%
| 15.66% | 65.38% | 66.66% | 64.84% | 62.63% | 64.8%
| 15.66% | 65.38% | 66.66% | 64.84% | 62.63% | 64.8%
| 15.67% | 65.38% | 66.65% | 64.83% | 62.62% | 64.79%
| 15.67% | 65.38% | 66.65% | 64.83% | 62.62% | 64.79%
| 15.68% | 65.37% | 66.65% | 64.83% | 62.62% | 64.78%
| 15.68% | 65.37% | 66.65% | 64.83% | 62.62% | 64.78%
| 15.69% | 65.36% | 66.65% | 64.83% | 62.62% | 64.77%
| 15.7% | 65.36% | 66.64% | 64.83% | 62.61% | 64.77%
| 15.7% | 65.36% | 66.64% | 64.82% | 62.61% | 64.77%
| 15.71% | 65.35% | 66.64% | 64.82% | 62.61% | 64.77%
| 15.71% | 65.35% | 66.64% | 64.82% | 62.6% | 64.76%
| 15.72% | 65.34% | 66.64% | 64.82% | 62.59% | 64.76%
| 15.72% | 65.34% | 66.63% | 64.81% | 62.59% | 64.75%
| 15.73% | 65.34% | 66.63% | 64.81% | 62.59% | 64.75%
| 15.74% | 65.34% | 66.62% | 64.81% | 62.59% | 64.75%
| 15.74% | 65.34% | 66.61% | 64.8% | 62.58% | 64.75%
| 15.75% | 65.34% | 66.61% | 64.8% | 62.58% | 64.74%
| 15.75% | 65.33% | 66.61% | 64.79% | 62.58% | 64.74%
| 15.76% | 65.33% | 66.61% | 64.79% | 62.58% | 64.74%
| 15.76% | 65.33% | 66.6% | 64.79% | 62.58% | 64.73%
| 15.77% | 65.33% | 66.6% | 64.79% | 62.58% | 64.73%
| 15.78% | 65.33% | 66.6% | 64.79% | 62.58% | 64.73%
| 15.78% | 65.32% | 66.59% | 64.78% | 62.58% | 64.73%
| 15.79% | 65.32% | 66.59% | 64.78% | 62.58% | 64.72%
| 15.79% | 65.32% | 66.58% | 64.77% | 62.58% | 64.71%
| 15.8% | 65.32% | 66.58% | 64.77% | 62.57% | 64.71%
| 15.8% | 65.32% | 66.58% | 64.77% | 62.57% | 64.7%
| 15.81% | 65.31% | 66.57% | 64.77% | 62.57% | 64.68%
| 15.82% | 65.31% | 66.57% | 64.77% | 62.56% | 64.68%
| 15.82% | 65.31% | 66.57% | 64.77% | 62.56% | 64.68%
| 15.83% | 65.3% | 66.57% | 64.77% | 62.55% | 64.67%
| 15.83% | 65.3% | 66.56% | 64.76% | 62.54% | 64.67%
| 15.84% | 65.29% | 66.56% | 64.75% | 62.54% | 64.66%
| 15.84% | 65.29% | 66.56% | 64.75% | 62.53% | 64.66%
| 15.85% | 65.29% | 66.55% | 64.75% | 62.53% | 64.66%
| 15.86% | 65.28% | 66.55% | 64.74% | 62.52% | 64.65%
| 15.86% | 65.28% | 66.55% | 64.74% | 62.52% | 64.65%
| 15.87% | 65.28% | 66.54% | 64.74% | 62.51% | 64.65%
| 15.87% | 65.28% | 66.54% | 64.74% | 62.51% | 64.65%
| 15.88% | 65.27% | 66.54% | 64.74% | 62.51% | 64.64%
| 15.88% | 65.27% | 66.54% | 64.73% | 62.51% | 64.64%
| 15.89% | 65.27% | 66.54% | 64.73% | 62.51% | 64.63%
| 15.9% | 65.27% | 66.53% | 64.73% | 62.51% | 64.63%
| 15.9% | 65.26% | 66.53% | 64.73% | 62.51% | 64.63%
| 15.91% | 65.26% | 66.53% | 64.72% | 62.5% | 64.63%
| 15.91% | 65.26% | 66.53% | 64.72% | 62.49% | 64.63%
| 15.92% | 65.26% | 66.51% | 64.72% | 62.49% | 64.62%
| 15.92% | 65.25% | 66.51% | 64.72% | 62.48% | 64.62%
| 15.93% | 65.24% | 66.51% | 64.72% | 62.48% | 64.62%
| 15.94% | 65.24% | 66.51% | 64.72% | 62.48% | 64.61%
| 15.94% | 65.24% | 66.51% | 64.71% | 62.48% | 64.61%
| 15.95% | 65.24% | 66.5% | 64.71% | 62.47% | 64.61%
| 15.95% | 65.23% | 66.5% | 64.7% | 62.47% | 64.61%
| 15.96% | 65.23% | 66.49% | 64.7% | 62.47% | 64.61%
| 15.96% | 65.23% | 66.49% | 64.69% | 62.47% | 64.6%
| 15.97% | 65.22% | 66.49% | 64.69% | 62.47% | 64.6%
| 15.98% | 65.22% | 66.49% | 64.68% | 62.47% | 64.6%
| 15.98% | 65.21% | 66.48% | 64.68% | 62.47% | 64.6%
| 15.99% | 65.21% | 66.48% | 64.68% | 62.47% | 64.6%
| 15.99% | 65.21% | 66.48% | 64.68% | 62.47% | 64.59%
| 16% | 65.21% | 66.48% | 64.68% | 62.47% | 64.59%
| 16% | 65.2% | 66.47% | 64.67% | 62.46% | 64.59%
| 16.01% | 65.2% | 66.46% | 64.66% | 62.46% | 64.59%
| 16.02% | 65.2% | 66.45% | 64.66% | 62.46% | 64.59%
| 16.02% | 65.19% | 66.45% | 64.65% | 62.46% | 64.58%
| 16.03% | 65.19% | 66.44% | 64.65% | 62.46% | 64.57%
| 16.03% | 65.18% | 66.44% | 64.65% | 62.46% | 64.57%
| 16.04% | 65.18% | 66.44% | 64.64% | 62.45% | 64.56%
| 16.04% | 65.18% | 66.44% | 64.64% | 62.44% | 64.55%
| 16.05% | 65.18% | 66.44% | 64.64% | 62.44% | 64.55%
| 16.06% | 65.18% | 66.43% | 64.63% | 62.44% | 64.54%
| 16.06% | 65.18% | 66.43% | 64.62% | 62.44% | 64.53%
| 16.07% | 65.18% | 66.43% | 64.62% | 62.43% | 64.53%
| 16.07% | 65.18% | 66.42% | 64.62% | 62.43% | 64.52%
| 16.08% | 65.17% | 66.41% | 64.62% | 62.43% | 64.51%
| 16.08% | 65.16% | 66.41% | 64.61% | 62.42% | 64.51%
| 16.09% | 65.16% | 66.41% | 64.61% | 62.42% | 64.51%
| 16.1% | 65.15% | 66.4% | 64.61% | 62.42% | 64.51%
| 16.1% | 65.14% | 66.4% | 64.61% | 62.42% | 64.51%
| 16.11% | 65.14% | 66.4% | 64.6% | 62.42% | 64.51%
| 16.11% | 65.14% | 66.4% | 64.6% | 62.41% | 64.5%
| 16.12% | 65.14% | 66.39% | 64.6% | 62.41% | 64.5%
| 16.12% | 65.13% | 66.39% | 64.6% | 62.41% | 64.5%
| 16.13% | 65.13% | 66.38% | 64.6% | 62.41% | 64.5%
| 16.14% | 65.13% | 66.38% | 64.59% | 62.41% | 64.49%
| 16.14% | 65.12% | 66.37% | 64.59% | 62.4% | 64.49%
| 16.15% | 65.12% | 66.37% | 64.59% | 62.4% | 64.49%
| 16.15% | 65.12% | 66.36% | 64.58% | 62.4% | 64.49%
| 16.16% | 65.12% | 66.36% | 64.57% | 62.39% | 64.49%
| 16.16% | 65.11% | 66.35% | 64.57% | 62.39% | 64.49%
| 16.17% | 65.11% | 66.35% | 64.57% | 62.39% | 64.48%
| 16.18% | 65.11% | 66.35% | 64.57% | 62.39% | 64.48%
| 16.18% | 65.11% | 66.34% | 64.57% | 62.39% | 64.48%
| 16.19% | 65.1% | 66.34% | 64.57% | 62.38% | 64.48%
| 16.19% | 65.1% | 66.33% | 64.56% | 62.38% | 64.48%
| 16.2% | 65.1% | 66.33% | 64.55% | 62.37% | 64.47%
| 16.2% | 65.1% | 66.32% | 64.55% | 62.36% | 64.47%
| 16.21% | 65.1% | 66.32% | 64.55% | 62.36% | 64.47%
| 16.22% | 65.09% | 66.32% | 64.55% | 62.35% | 64.47%
| 16.22% | 65.09% | 66.32% | 64.55% | 62.35% | 64.47%
| 16.23% | 65.09% | 66.32% | 64.55% | 62.35% | 64.46%
| 16.23% | 65.08% | 66.32% | 64.54% | 62.35% | 64.45%
| 16.24% | 65.08% | 66.32% | 64.53% | 62.35% | 64.45%
| 16.24% | 65.08% | 66.31% | 64.53% | 62.34% | 64.45%
| 16.25% | 65.08% | 66.31% | 64.53% | 62.34% | 64.45%
| 16.26% | 65.08% | 66.31% | 64.53% | 62.34% | 64.45%
| 16.26% | 65.08% | 66.31% | 64.53% | 62.34% | 64.44%
| 16.27% | 65.07% | 66.31% | 64.52% | 62.34% | 64.43%
| 16.27% | 65.07% | 66.31% | 64.52% | 62.34% | 64.42%
| 16.28% | 65.07% | 66.31% | 64.51% | 62.33% | 64.42%
| 16.28% | 65.07% | 66.31% | 64.51% | 62.33% | 64.41%
| 16.29% | 65.06% | 66.31% | 64.51% | 62.33% | 64.41%
| 16.3% | 65.06% | 66.3% | 64.51% | 62.32% | 64.41%
| 16.3% | 65.05% | 66.29% | 64.51% | 62.32% | 64.41%
| 16.31% | 65.05% | 66.29% | 64.5% | 62.32% | 64.4%
| 16.31% | 65.05% | 66.29% | 64.5% | 62.31% | 64.4%
| 16.32% | 65.05% | 66.29% | 64.5% | 62.31% | 64.4%
| 16.32% | 65.04% | 66.29% | 64.49% | 62.31% | 64.4%
| 16.33% | 65.04% | 66.28% | 64.49% | 62.31% | 64.39%
| 16.34% | 65.04% | 66.28% | 64.49% | 62.31% | 64.39%
| 16.34% | 65.03% | 66.28% | 64.49% | 62.3% | 64.38%
| 16.35% | 65.03% | 66.28% | 64.49% | 62.3% | 64.38%
| 16.35% | 65.03% | 66.28% | 64.49% | 62.29% | 64.38%
| 16.36% | 65.02% | 66.27% | 64.48% | 62.29% | 64.38%
| 16.36% | 65.02% | 66.27% | 64.48% | 62.29% | 64.37%
| 16.37% | 65.02% | 66.27% | 64.48% | 62.29% | 64.37%
| 16.38% | 65.02% | 66.26% | 64.48% | 62.29% | 64.37%
| 16.38% | 65.01% | 66.25% | 64.47% | 62.28% | 64.36%
| 16.39% | 65% | 66.25% | 64.47% | 62.28% | 64.36%
| 16.39% | 64.99% | 66.25% | 64.47% | 62.28% | 64.36%
| 16.4% | 64.99% | 66.24% | 64.47% | 62.28% | 64.36%
| 16.4% | 64.99% | 66.24% | 64.46% | 62.27% | 64.36%
| 16.41% | 64.97% | 66.24% | 64.46% | 62.27% | 64.35%
| 16.42% | 64.97% | 66.23% | 64.45% | 62.27% | 64.34%
| 16.42% | 64.96% | 66.23% | 64.44% | 62.26% | 64.34%
| 16.43% | 64.96% | 66.23% | 64.43% | 62.26% | 64.34%
| 16.43% | 64.96% | 66.23% | 64.42% | 62.26% | 64.34%
| 16.44% | 64.95% | 66.23% | 64.42% | 62.26% | 64.34%
| 16.44% | 64.95% | 66.23% | 64.41% | 62.26% | 64.33%
| 16.45% | 64.95% | 66.23% | 64.41% | 62.26% | 64.32%
| 16.46% | 64.95% | 66.22% | 64.41% | 62.25% | 64.31%
| 16.46% | 64.94% | 66.22% | 64.4% | 62.24% | 64.31%
| 16.47% | 64.94% | 66.21% | 64.4% | 62.24% | 64.31%
| 16.47% | 64.94% | 66.2% | 64.4% | 62.24% | 64.31%
| 16.48% | 64.94% | 66.2% | 64.4% | 62.24% | 64.3%
| 16.48% | 64.94% | 66.19% | 64.4% | 62.24% | 64.29%
| 16.49% | 64.93% | 66.19% | 64.4% | 62.24% | 64.29%
| 16.5% | 64.93% | 66.19% | 64.4% | 62.24% | 64.29%
| 16.5% | 64.93% | 66.19% | 64.39% | 62.23% | 64.29%
| 16.51% | 64.93% | 66.18% | 64.39% | 62.23% | 64.28%
| 16.51% | 64.91% | 66.18% | 64.38% | 62.23% | 64.28%
| 16.52% | 64.91% | 66.17% | 64.38% | 62.23% | 64.28%
| 16.52% | 64.91% | 66.17% | 64.38% | 62.22% | 64.28%
| 16.53% | 64.91% | 66.16% | 64.38% | 62.22% | 64.27%
| 16.54% | 64.91% | 66.16% | 64.38% | 62.22% | 64.27%
| 16.54% | 64.9% | 66.16% | 64.37% | 62.22% | 64.27%
| 16.55% | 64.9% | 66.16% | 64.37% | 62.22% | 64.26%
| 16.55% | 64.9% | 66.15% | 64.37% | 62.22% | 64.26%
| 16.56% | 64.9% | 66.15% | 64.37% | 62.22% | 64.26%
| 16.56% | 64.89% | 66.15% | 64.37% | 62.21% | 64.25%
| 16.57% | 64.89% | 66.15% | 64.37% | 62.21% | 64.25%
| 16.58% | 64.89% | 66.15% | 64.36% | 62.2% | 64.25%
| 16.58% | 64.88% | 66.14% | 64.36% | 62.2% | 64.25%
| 16.59% | 64.88% | 66.14% | 64.36% | 62.19% | 64.24%
| 16.59% | 64.87% | 66.13% | 64.36% | 62.19% | 64.24%
| 16.6% | 64.87% | 66.12% | 64.35% | 62.19% | 64.24%
| 16.6% | 64.87% | 66.12% | 64.35% | 62.18% | 64.23%
| 16.61% | 64.87% | 66.12% | 64.34% | 62.18% | 64.23%
| 16.62% | 64.87% | 66.12% | 64.33% | 62.17% | 64.23%
| 16.62% | 64.86% | 66.12% | 64.33% | 62.17% | 64.23%
| 16.63% | 64.86% | 66.12% | 64.32% | 62.17% | 64.21%
| 16.63% | 64.86% | 66.11% | 64.32% | 62.17% | 64.21%
| 16.64% | 64.86% | 66.11% | 64.32% | 62.17% | 64.21%
| 16.64% | 64.86% | 66.11% | 64.31% | 62.16% | 64.2%
| 16.65% | 64.86% | 66.11% | 64.31% | 62.16% | 64.2%
| 16.66% | 64.86% | 66.11% | 64.3% | 62.16% | 64.19%
| 16.66% | 64.86% | 66.1% | 64.3% | 62.16% | 64.18%
| 16.67% | 64.85% | 66.1% | 64.3% | 62.16% | 64.17%
| 16.67% | 64.85% | 66.09% | 64.3% | 62.15% | 64.17%
| 16.68% | 64.84% | 66.09% | 64.3% | 62.15% | 64.16%
| 16.68% | 64.83% | 66.09% | 64.3% | 62.14% | 64.16%
| 16.69% | 64.83% | 66.09% | 64.29% | 62.14% | 64.16%
| 16.7% | 64.82% | 66.08% | 64.29% | 62.13% | 64.16%
| 16.7% | 64.82% | 66.08% | 64.29% | 62.13% | 64.16%
| 16.71% | 64.82% | 66.08% | 64.28% | 62.13% | 64.16%
| 16.71% | 64.82% | 66.08% | 64.28% | 62.13% | 64.16%
| 16.72% | 64.81% | 66.07% | 64.28% | 62.13% | 64.15%
| 16.72% | 64.81% | 66.06% | 64.27% | 62.13% | 64.15%
| 16.73% | 64.81% | 66.06% | 64.27% | 62.13% | 64.15%
| 16.74% | 64.81% | 66.06% | 64.27% | 62.12% | 64.14%
| 16.74% | 64.81% | 66.05% | 64.27% | 62.12% | 64.14%
| 16.75% | 64.8% | 66.05% | 64.26% | 62.12% | 64.14%
| 16.75% | 64.8% | 66.05% | 64.26% | 62.12% | 64.14%
| 16.76% | 64.8% | 66.05% | 64.26% | 62.12% | 64.14%
| 16.76% | 64.8% | 66.05% | 64.26% | 62.12% | 64.14%
| 16.77% | 64.78% | 66.04% | 64.25% | 62.12% | 64.14%
| 16.78% | 64.77% | 66.04% | 64.25% | 62.12% | 64.13%
| 16.78% | 64.77% | 66.03% | 64.25% | 62.11% | 64.13%
| 16.79% | 64.77% | 66.03% | 64.24% | 62.11% | 64.13%
| 16.79% | 64.76% | 66.02% | 64.24% | 62.11% | 64.13%
| 16.8% | 64.76% | 66.02% | 64.24% | 62.11% | 64.13%
| 16.8% | 64.76% | 66.01% | 64.23% | 62.11% | 64.13%
| 16.81% | 64.76% | 66.01% | 64.23% | 62.11% | 64.12%
| 16.82% | 64.75% | 66% | 64.22% | 62.11% | 64.12%
| 16.82% | 64.75% | 66% | 64.22% | 62.1% | 64.12%
| 16.83% | 64.75% | 66% | 64.22% | 62.1% | 64.11%
| 16.83% | 64.75% | 66% | 64.22% | 62.1% | 64.11%
| 16.84% | 64.75% | 66% | 64.22% | 62.1% | 64.11%
| 16.84% | 64.74% | 66% | 64.21% | 62.1% | 64.1%
| 16.85% | 64.74% | 65.99% | 64.21% | 62.1% | 64.1%
| 16.86% | 64.73% | 65.99% | 64.21% | 62.1% | 64.1%
| 16.86% | 64.73% | 65.99% | 64.21% | 62.1% | 64.1%
| 16.87% | 64.73% | 65.99% | 64.21% | 62.09% | 64.1%
| 16.87% | 64.73% | 65.99% | 64.21% | 62.09% | 64.1%
| 16.88% | 64.73% | 65.98% | 64.21% | 62.09% | 64.09%
| 16.88% | 64.72% | 65.98% | 64.2% | 62.09% | 64.09%
| 16.89% | 64.72% | 65.98% | 64.2% | 62.09% | 64.09%
| 16.89% | 64.72% | 65.98% | 64.2% | 62.09% | 64.09%
| 16.9% | 64.72% | 65.97% | 64.2% | 62.09% | 64.08%
| 16.91% | 64.72% | 65.97% | 64.2% | 62.09% | 64.08%
| 16.91% | 64.71% | 65.97% | 64.19% | 62.08% | 64.08%
| 16.92% | 64.71% | 65.96% | 64.19% | 62.08% | 64.07%
| 16.92% | 64.71% | 65.96% | 64.18% | 62.08% | 64.06%
| 16.93% | 64.71% | 65.96% | 64.18% | 62.08% | 64.06%
| 16.93% | 64.7% | 65.96% | 64.18% | 62.08% | 64.06%
| 16.94% | 64.7% | 65.96% | 64.17% | 62.08% | 64.04%
| 16.95% | 64.7% | 65.96% | 64.17% | 62.08% | 64.04%
| 16.95% | 64.69% | 65.96% | 64.17% | 62.08% | 64.04%
| 16.96% | 64.69% | 65.95% | 64.17% | 62.07% | 64.03%
| 16.96% | 64.69% | 65.95% | 64.16% | 62.07% | 64.03%
| 16.97% | 64.68% | 65.95% | 64.16% | 62.07% | 64.03%
| 16.97% | 64.67% | 65.95% | 64.16% | 62.06% | 64.03%
| 16.98% | 64.67% | 65.95% | 64.16% | 62.06% | 64.03%
| 16.99% | 64.67% | 65.94% | 64.15% | 62.06% | 64.03%
| 16.99% | 64.66% | 65.94% | 64.15% | 62.06% | 64.02%
| 17% | 64.65% | 65.94% | 64.14% | 62.06% | 64.02%
| 17% | 64.65% | 65.94% | 64.14% | 62.06% | 64.02%
| 17.01% | 64.65% | 65.94% | 64.14% | 62.05% | 64.01%
| 17.01% | 64.65% | 65.94% | 64.14% | 62.05% | 64.01%
| 17.02% | 64.65% | 65.94% | 64.14% | 62.04% | 64%
| 17.03% | 64.64% | 65.94% | 64.13% | 62.04% | 64%
| 17.03% | 64.64% | 65.94% | 64.13% | 62.04% | 64%
| 17.04% | 64.64% | 65.93% | 64.13% | 62.04% | 64%
| 17.04% | 64.63% | 65.93% | 64.13% | 62.03% | 63.99%
| 17.05% | 64.63% | 65.92% | 64.13% | 62.03% | 63.99%
| 17.05% | 64.63% | 65.92% | 64.13% | 62.03% | 63.98%
| 17.06% | 64.63% | 65.92% | 64.13% | 62.03% | 63.98%
| 17.07% | 64.62% | 65.92% | 64.13% | 62.02% | 63.98%
| 17.07% | 64.62% | 65.91% | 64.11% | 62.02% | 63.97%
| 17.08% | 64.61% | 65.91% | 64.11% | 62.02% | 63.97%
| 17.08% | 64.61% | 65.91% | 64.11% | 62.02% | 63.96%
| 17.09% | 64.61% | 65.89% | 64.1% | 62% | 63.96%
| 17.09% | 64.6% | 65.89% | 64.1% | 62% | 63.96%
| 17.1% | 64.6% | 65.88% | 64.1% | 62% | 63.95%
| 17.11% | 64.59% | 65.87% | 64.1% | 62% | 63.95%
| 17.11% | 64.59% | 65.87% | 64.1% | 61.99% | 63.94%
| 17.12% | 64.58% | 65.87% | 64.1% | 61.99% | 63.94%
| 17.12% | 64.58% | 65.86% | 64.09% | 61.99% | 63.94%
| 17.13% | 64.58% | 65.85% | 64.09% | 61.99% | 63.94%
| 17.13% | 64.57% | 65.85% | 64.09% | 61.99% | 63.94%
| 17.14% | 64.57% | 65.85% | 64.09% | 61.99% | 63.93%
| 17.15% | 64.57% | 65.85% | 64.09% | 61.98% | 63.93%
| 17.15% | 64.57% | 65.85% | 64.09% | 61.98% | 63.93%
| 17.16% | 64.57% | 65.85% | 64.08% | 61.97% | 63.92%
| 17.16% | 64.56% | 65.84% | 64.08% | 61.96% | 63.92%
| 17.17% | 64.56% | 65.84% | 64.08% | 61.96% | 63.92%
| 17.17% | 64.56% | 65.83% | 64.07% | 61.95% | 63.92%
| 17.18% | 64.56% | 65.83% | 64.07% | 61.95% | 63.92%
| 17.19% | 64.56% | 65.83% | 64.07% | 61.94% | 63.92%
| 17.19% | 64.56% | 65.83% | 64.07% | 61.94% | 63.91%
| 17.2% | 64.55% | 65.82% | 64.07% | 61.94% | 63.9%
| 17.2% | 64.54% | 65.81% | 64.07% | 61.94% | 63.9%
| 17.21% | 64.54% | 65.81% | 64.06% | 61.93% | 63.89%
| 17.21% | 64.54% | 65.81% | 64.06% | 61.93% | 63.89%
| 17.22% | 64.53% | 65.81% | 64.06% | 61.93% | 63.89%
| 17.23% | 64.53% | 65.8% | 64.06% | 61.92% | 63.89%
| 17.23% | 64.53% | 65.8% | 64.05% | 61.92% | 63.89%
| 17.24% | 64.53% | 65.8% | 64.05% | 61.92% | 63.87%
| 17.24% | 64.52% | 65.8% | 64.05% | 61.92% | 63.87%
| 17.25% | 64.52% | 65.8% | 64.05% | 61.91% | 63.87%
| 17.25% | 64.52% | 65.79% | 64.04% | 61.91% | 63.86%
| 17.26% | 64.52% | 65.79% | 64.03% | 61.91% | 63.86%
| 17.27% | 64.51% | 65.79% | 64.03% | 61.9% | 63.86%
| 17.27% | 64.51% | 65.79% | 64.03% | 61.9% | 63.86%
| 17.28% | 64.51% | 65.78% | 64.03% | 61.9% | 63.85%
| 17.28% | 64.5% | 65.78% | 64.03% | 61.89% | 63.85%
| 17.29% | 64.5% | 65.77% | 64.02% | 61.89% | 63.85%
| 17.29% | 64.5% | 65.77% | 64.02% | 61.89% | 63.85%
| 17.3% | 64.5% | 65.77% | 64.02% | 61.88% | 63.84%
| 17.31% | 64.49% | 65.75% | 64.02% | 61.88% | 63.83%
| 17.31% | 64.49% | 65.75% | 64.01% | 61.88% | 63.83%
| 17.32% | 64.49% | 65.75% | 64.01% | 61.87% | 63.83%
| 17.32% | 64.49% | 65.75% | 64.01% | 61.87% | 63.82%
| 17.33% | 64.48% | 65.75% | 64.01% | 61.87% | 63.82%
| 17.33% | 64.48% | 65.75% | 64% | 61.87% | 63.82%
| 17.34% | 64.47% | 65.74% | 64% | 61.87% | 63.82%
| 17.35% | 64.47% | 65.73% | 64% | 61.86% | 63.82%
| 17.35% | 64.47% | 65.73% | 64% | 61.86% | 63.81%
| 17.36% | 64.47% | 65.73% | 63.99% | 61.85% | 63.81%
| 17.36% | 64.46% | 65.72% | 63.99% | 61.85% | 63.81%
| 17.37% | 64.46% | 65.72% | 63.98% | 61.84% | 63.81%
| 17.37% | 64.46% | 65.71% | 63.98% | 61.84% | 63.8%
| 17.38% | 64.45% | 65.71% | 63.98% | 61.83% | 63.8%
| 17.39% | 64.44% | 65.71% | 63.98% | 61.83% | 63.8%
| 17.39% | 64.44% | 65.7% | 63.98% | 61.83% | 63.8%
| 17.4% | 64.44% | 65.69% | 63.97% | 61.83% | 63.79%
| 17.4% | 64.43% | 65.68% | 63.97% | 61.83% | 63.79%
| 17.41% | 64.43% | 65.68% | 63.97% | 61.82% | 63.79%
| 17.41% | 64.43% | 65.68% | 63.97% | 61.82% | 63.79%
| 17.42% | 64.43% | 65.68% | 63.97% | 61.82% | 63.79%
| 17.43% | 64.43% | 65.68% | 63.97% | 61.81% | 63.79%
| 17.43% | 64.42% | 65.67% | 63.96% | 61.81% | 63.78%
| 17.44% | 64.42% | 65.67% | 63.96% | 61.81% | 63.78%
| 17.44% | 64.42% | 65.67% | 63.96% | 61.81% | 63.78%
| 17.45% | 64.42% | 65.67% | 63.96% | 61.8% | 63.78%
| 17.45% | 64.42% | 65.66% | 63.96% | 61.8% | 63.77%
| 17.46% | 64.42% | 65.66% | 63.96% | 61.78% | 63.77%
| 17.47% | 64.41% | 65.66% | 63.96% | 61.78% | 63.77%
| 17.47% | 64.41% | 65.65% | 63.96% | 61.78% | 63.77%
| 17.48% | 64.4% | 65.65% | 63.95% | 61.78% | 63.76%
| 17.48% | 64.4% | 65.65% | 63.95% | 61.78% | 63.76%
| 17.49% | 64.4% | 65.65% | 63.94% | 61.77% | 63.76%
| 17.49% | 64.4% | 65.65% | 63.94% | 61.77% | 63.75%
| 17.5% | 64.4% | 65.65% | 63.94% | 61.77% | 63.75%
| 17.51% | 64.4% | 65.65% | 63.94% | 61.77% | 63.75%
| 17.51% | 64.4% | 65.64% | 63.93% | 61.77% | 63.75%
| 17.52% | 64.4% | 65.63% | 63.92% | 61.76% | 63.75%
| 17.52% | 64.39% | 65.62% | 63.92% | 61.76% | 63.74%
| 17.53% | 64.39% | 65.61% | 63.92% | 61.75% | 63.74%
| 17.53% | 64.39% | 65.61% | 63.92% | 61.75% | 63.74%
| 17.54% | 64.39% | 65.61% | 63.92% | 61.75% | 63.74%
| 17.55% | 64.39% | 65.61% | 63.91% | 61.74% | 63.73%
| 17.55% | 64.39% | 65.61% | 63.91% | 61.74% | 63.73%
| 17.56% | 64.38% | 65.61% | 63.91% | 61.74% | 63.73%
| 17.56% | 64.38% | 65.6% | 63.91% | 61.74% | 63.72%
| 17.57% | 64.38% | 65.6% | 63.91% | 61.74% | 63.72%
| 17.57% | 64.38% | 65.6% | 63.91% | 61.73% | 63.72%
| 17.58% | 64.37% | 65.6% | 63.9% | 61.73% | 63.72%
| 17.59% | 64.37% | 65.59% | 63.9% | 61.72% | 63.71%
| 17.59% | 64.37% | 65.59% | 63.9% | 61.72% | 63.71%
| 17.6% | 64.36% | 65.59% | 63.9% | 61.72% | 63.71%
| 17.6% | 64.36% | 65.59% | 63.89% | 61.72% | 63.7%
| 17.61% | 64.36% | 65.59% | 63.89% | 61.72% | 63.7%
| 17.61% | 64.36% | 65.59% | 63.89% | 61.71% | 63.7%
| 17.62% | 64.36% | 65.58% | 63.89% | 61.71% | 63.7%
| 17.63% | 64.36% | 65.58% | 63.89% | 61.71% | 63.7%
| 17.63% | 64.35% | 65.58% | 63.89% | 61.7% | 63.69%
| 17.64% | 64.35% | 65.57% | 63.88% | 61.7% | 63.69%
| 17.64% | 64.35% | 65.57% | 63.88% | 61.7% | 63.69%
| 17.65% | 64.35% | 65.56% | 63.88% | 61.7% | 63.69%
| 17.65% | 64.34% | 65.56% | 63.88% | 61.7% | 63.69%
| 17.66% | 64.34% | 65.56% | 63.88% | 61.69% | 63.68%
| 17.67% | 64.34% | 65.56% | 63.88% | 61.69% | 63.68%
| 17.67% | 64.34% | 65.56% | 63.88% | 61.69% | 63.68%
| 17.68% | 64.34% | 65.56% | 63.87% | 61.69% | 63.67%
| 17.68% | 64.33% | 65.55% | 63.87% | 61.68% | 63.67%
| 17.69% | 64.33% | 65.55% | 63.87% | 61.68% | 63.67%
| 17.69% | 64.33% | 65.55% | 63.86% | 61.68% | 63.67%
| 17.7% | 64.33% | 65.55% | 63.86% | 61.67% | 63.67%
| 17.71% | 64.33% | 65.55% | 63.86% | 61.67% | 63.67%
| 17.71% | 64.32% | 65.55% | 63.85% | 61.67% | 63.67%
| 17.72% | 64.3% | 65.54% | 63.85% | 61.67% | 63.67%
| 17.72% | 64.3% | 65.54% | 63.85% | 61.66% | 63.66%
| 17.73% | 64.3% | 65.54% | 63.85% | 61.66% | 63.66%
| 17.73% | 64.29% | 65.54% | 63.84% | 61.66% | 63.66%
| 17.74% | 64.29% | 65.53% | 63.84% | 61.66% | 63.66%
| 17.75% | 64.29% | 65.53% | 63.84% | 61.65% | 63.65%
| 17.75% | 64.29% | 65.53% | 63.83% | 61.64% | 63.65%
| 17.76% | 64.29% | 65.53% | 63.82% | 61.64% | 63.65%
| 17.76% | 64.28% | 65.52% | 63.82% | 61.64% | 63.64%
| 17.77% | 64.28% | 65.52% | 63.82% | 61.64% | 63.64%
| 17.77% | 64.27% | 65.52% | 63.82% | 61.64% | 63.64%
| 17.78% | 64.26% | 65.52% | 63.82% | 61.63% | 63.64%
| 17.79% | 64.26% | 65.51% | 63.81% | 61.63% | 63.64%
| 17.79% | 64.25% | 65.51% | 63.81% | 61.63% | 63.63%
| 17.8% | 64.25% | 65.5% | 63.81% | 61.63% | 63.63%
| 17.8% | 64.25% | 65.5% | 63.81% | 61.63% | 63.63%
| 17.81% | 64.24% | 65.49% | 63.8% | 61.62% | 63.63%
| 17.81% | 64.24% | 65.49% | 63.79% | 61.62% | 63.63%
| 17.82% | 64.24% | 65.48% | 63.79% | 61.62% | 63.63%
| 17.83% | 64.24% | 65.48% | 63.79% | 61.62% | 63.62%
| 17.83% | 64.23% | 65.48% | 63.79% | 61.61% | 63.62%
| 17.84% | 64.23% | 65.48% | 63.78% | 61.61% | 63.62%
| 17.84% | 64.23% | 65.48% | 63.78% | 61.61% | 63.61%
| 17.85% | 64.22% | 65.48% | 63.78% | 61.61% | 63.61%
| 17.85% | 64.22% | 65.48% | 63.78% | 61.61% | 63.61%
| 17.86% | 64.22% | 65.47% | 63.77% | 61.6% | 63.61%
| 17.87% | 64.21% | 65.47% | 63.76% | 61.6% | 63.61%
| 17.87% | 64.21% | 65.47% | 63.76% | 61.6% | 63.61%
| 17.88% | 64.21% | 65.47% | 63.76% | 61.6% | 63.6%
| 17.88% | 64.2% | 65.47% | 63.76% | 61.6% | 63.6%
| 17.89% | 64.2% | 65.46% | 63.75% | 61.59% | 63.6%
| 17.89% | 64.19% | 65.46% | 63.75% | 61.59% | 63.59%
| 17.9% | 64.19% | 65.45% | 63.75% | 61.58% | 63.59%
| 17.91% | 64.18% | 65.45% | 63.74% | 61.58% | 63.58%
| 17.91% | 64.18% | 65.45% | 63.74% | 61.58% | 63.58%
| 17.92% | 64.18% | 65.44% | 63.73% | 61.57% | 63.58%
| 17.92% | 64.18% | 65.44% | 63.73% | 61.57% | 63.58%
| 17.93% | 64.17% | 65.44% | 63.73% | 61.56% | 63.58%
| 17.93% | 64.17% | 65.43% | 63.72% | 61.56% | 63.57%
| 17.94% | 64.17% | 65.43% | 63.72% | 61.56% | 63.57%
| 17.95% | 64.16% | 65.43% | 63.72% | 61.56% | 63.56%
| 17.95% | 64.16% | 65.43% | 63.72% | 61.55% | 63.56%
| 17.96% | 64.16% | 65.43% | 63.72% | 61.55% | 63.55%
| 17.96% | 64.16% | 65.42% | 63.72% | 61.54% | 63.55%
| 17.97% | 64.16% | 65.41% | 63.71% | 61.54% | 63.55%
| 17.97% | 64.16% | 65.41% | 63.71% | 61.54% | 63.55%
| 17.98% | 64.16% | 65.41% | 63.71% | 61.54% | 63.55%
| 17.99% | 64.15% | 65.41% | 63.71% | 61.54% | 63.54%
| 17.99% | 64.15% | 65.39% | 63.7% | 61.54% | 63.54%
| 18% | 64.15% | 65.39% | 63.7% | 61.53% | 63.54%
| 18% | 64.14% | 65.39% | 63.7% | 61.53% | 63.54%
| 18.01% | 64.14% | 65.39% | 63.69% | 61.53% | 63.53%
| 18.01% | 64.14% | 65.39% | 63.69% | 61.53% | 63.53%
| 18.02% | 64.13% | 65.38% | 63.69% | 61.53% | 63.53%
| 18.03% | 64.13% | 65.38% | 63.69% | 61.52% | 63.52%
| 18.03% | 64.12% | 65.38% | 63.69% | 61.52% | 63.52%
| 18.04% | 64.12% | 65.38% | 63.69% | 61.51% | 63.52%
| 18.04% | 64.12% | 65.38% | 63.69% | 61.51% | 63.52%
| 18.05% | 64.12% | 65.37% | 63.69% | 61.5% | 63.51%
| 18.05% | 64.11% | 65.37% | 63.68% | 61.5% | 63.51%
| 18.06% | 64.1% | 65.37% | 63.68% | 61.5% | 63.5%
| 18.07% | 64.1% | 65.36% | 63.67% | 61.5% | 63.5%
| 18.07% | 64.09% | 65.36% | 63.67% | 61.49% | 63.5%
| 18.08% | 64.09% | 65.35% | 63.67% | 61.49% | 63.49%
| 18.08% | 64.09% | 65.35% | 63.67% | 61.49% | 63.49%
| 18.09% | 64.08% | 65.33% | 63.67% | 61.49% | 63.48%
| 18.09% | 64.08% | 65.33% | 63.67% | 61.49% | 63.48%
| 18.1% | 64.07% | 65.33% | 63.67% | 61.48% | 63.48%
| 18.11% | 64.07% | 65.33% | 63.67% | 61.48% | 63.48%
| 18.11% | 64.07% | 65.32% | 63.66% | 61.47% | 63.48%
| 18.12% | 64.07% | 65.32% | 63.66% | 61.47% | 63.47%
| 18.12% | 64.07% | 65.32% | 63.66% | 61.47% | 63.47%
| 18.13% | 64.06% | 65.32% | 63.66% | 61.46% | 63.47%
| 18.13% | 64.06% | 65.31% | 63.66% | 61.46% | 63.46%
| 18.14% | 64.05% | 65.3% | 63.65% | 61.46% | 63.46%
| 18.14% | 64.05% | 65.3% | 63.65% | 61.46% | 63.45%
| 18.15% | 64.05% | 65.3% | 63.64% | 61.45% | 63.45%
| 18.16% | 64.05% | 65.29% | 63.64% | 61.45% | 63.45%
| 18.16% | 64.04% | 65.29% | 63.64% | 61.45% | 63.44%
| 18.17% | 64.04% | 65.29% | 63.64% | 61.45% | 63.44%
| 18.17% | 64.04% | 65.29% | 63.63% | 61.45% | 63.44%
| 18.18% | 64.04% | 65.29% | 63.63% | 61.44% | 63.44%
| 18.18% | 64.03% | 65.28% | 63.63% | 61.44% | 63.43%
| 18.19% | 64.03% | 65.28% | 63.62% | 61.44% | 63.43%
| 18.2% | 64.03% | 65.28% | 63.62% | 61.44% | 63.43%
| 18.2% | 64.03% | 65.28% | 63.62% | 61.44% | 63.43%
| 18.21% | 64.03% | 65.28% | 63.61% | 61.43% | 63.42%
| 18.21% | 64.02% | 65.28% | 63.61% | 61.42% | 63.42%
| 18.22% | 64.02% | 65.27% | 63.6% | 61.41% | 63.42%
| 18.22% | 64.01% | 65.27% | 63.6% | 61.41% | 63.42%
| 18.23% | 64.01% | 65.27% | 63.6% | 61.41% | 63.42%
| 18.24% | 64.01% | 65.27% | 63.59% | 61.41% | 63.42%
| 18.24% | 64.01% | 65.27% | 63.59% | 61.41% | 63.41%
| 18.25% | 64.01% | 65.26% | 63.58% | 61.4% | 63.41%
| 18.25% | 64.01% | 65.26% | 63.58% | 61.4% | 63.41%
| 18.26% | 64% | 65.26% | 63.58% | 61.4% | 63.41%
| 18.26% | 64% | 65.26% | 63.58% | 61.4% | 63.4%
| 18.27% | 64% | 65.26% | 63.58% | 61.4% | 63.4%
| 18.28% | 64% | 65.25% | 63.58% | 61.4% | 63.39%
| 18.28% | 63.99% | 65.25% | 63.57% | 61.39% | 63.39%
| 18.29% | 63.99% | 65.25% | 63.57% | 61.39% | 63.39%
| 18.29% | 63.99% | 65.25% | 63.57% | 61.38% | 63.39%
| 18.3% | 63.99% | 65.25% | 63.56% | 61.38% | 63.38%
| 18.3% | 63.99% | 65.25% | 63.56% | 61.38% | 63.38%
| 18.31% | 63.98% | 65.24% | 63.56% | 61.37% | 63.38%
| 18.32% | 63.98% | 65.24% | 63.55% | 61.37% | 63.38%
| 18.32% | 63.98% | 65.24% | 63.55% | 61.36% | 63.37%
| 18.33% | 63.98% | 65.24% | 63.55% | 61.36% | 63.36%
| 18.33% | 63.97% | 65.23% | 63.55% | 61.36% | 63.36%
| 18.34% | 63.97% | 65.23% | 63.55% | 61.35% | 63.36%
| 18.34% | 63.97% | 65.23% | 63.54% | 61.35% | 63.36%
| 18.35% | 63.97% | 65.22% | 63.54% | 61.35% | 63.36%
| 18.36% | 63.97% | 65.22% | 63.54% | 61.35% | 63.36%
| 18.36% | 63.97% | 65.22% | 63.54% | 61.35% | 63.35%
| 18.37% | 63.97% | 65.21% | 63.54% | 61.35% | 63.35%
| 18.37% | 63.96% | 65.21% | 63.53% | 61.35% | 63.35%
| 18.38% | 63.96% | 65.21% | 63.51% | 61.35% | 63.34%
| 18.38% | 63.96% | 65.21% | 63.5% | 61.34% | 63.34%
| 18.39% | 63.95% | 65.2% | 63.5% | 61.34% | 63.34%
| 18.4% | 63.95% | 65.2% | 63.5% | 61.33% | 63.34%
| 18.4% | 63.95% | 65.2% | 63.5% | 61.33% | 63.34%
| 18.41% | 63.95% | 65.2% | 63.5% | 61.32% | 63.34%
| 18.41% | 63.95% | 65.19% | 63.5% | 61.32% | 63.33%
| 18.42% | 63.95% | 65.19% | 63.5% | 61.32% | 63.33%
| 18.42% | 63.95% | 65.19% | 63.5% | 61.32% | 63.32%
| 18.43% | 63.94% | 65.19% | 63.49% | 61.32% | 63.32%
| 18.44% | 63.94% | 65.18% | 63.48% | 61.32% | 63.32%
| 18.44% | 63.94% | 65.18% | 63.48% | 61.32% | 63.31%
| 18.45% | 63.94% | 65.18% | 63.48% | 61.31% | 63.31%
| 18.45% | 63.94% | 65.18% | 63.48% | 61.31% | 63.31%
| 18.46% | 63.94% | 65.17% | 63.48% | 61.31% | 63.3%
| 18.46% | 63.93% | 65.17% | 63.47% | 61.31% | 63.3%
| 18.47% | 63.93% | 65.17% | 63.47% | 61.3% | 63.29%
| 18.48% | 63.93% | 65.17% | 63.47% | 61.3% | 63.29%
| 18.48% | 63.92% | 65.17% | 63.47% | 61.3% | 63.29%
| 18.49% | 63.92% | 65.17% | 63.46% | 61.3% | 63.29%
| 18.49% | 63.92% | 65.16% | 63.46% | 61.29% | 63.29%
| 18.5% | 63.92% | 65.16% | 63.46% | 61.29% | 63.29%
| 18.5% | 63.92% | 65.16% | 63.46% | 61.29% | 63.29%
| 18.51% | 63.91% | 65.14% | 63.46% | 61.29% | 63.28%
| 18.52% | 63.91% | 65.14% | 63.45% | 61.29% | 63.28%
| 18.52% | 63.91% | 65.14% | 63.45% | 61.29% | 63.28%
| 18.53% | 63.91% | 65.14% | 63.44% | 61.28% | 63.28%
| 18.53% | 63.91% | 65.14% | 63.44% | 61.28% | 63.27%
| 18.54% | 63.9% | 65.14% | 63.44% | 61.28% | 63.27%
| 18.54% | 63.9% | 65.13% | 63.44% | 61.28% | 63.26%
| 18.55% | 63.9% | 65.13% | 63.43% | 61.28% | 63.26%
| 18.56% | 63.89% | 65.13% | 63.43% | 61.27% | 63.26%
| 18.56% | 63.89% | 65.13% | 63.43% | 61.27% | 63.26%
| 18.57% | 63.89% | 65.12% | 63.43% | 61.26% | 63.26%
| 18.57% | 63.89% | 65.12% | 63.43% | 61.26% | 63.25%
| 18.58% | 63.88% | 65.12% | 63.43% | 61.26% | 63.25%
| 18.58% | 63.88% | 65.12% | 63.42% | 61.26% | 63.25%
| 18.59% | 63.88% | 65.11% | 63.42% | 61.26% | 63.25%
| 18.6% | 63.88% | 65.11% | 63.41% | 61.26% | 63.24%
| 18.6% | 63.87% | 65.1% | 63.41% | 61.25% | 63.24%
| 18.61% | 63.87% | 65.1% | 63.41% | 61.25% | 63.24%
| 18.61% | 63.87% | 65.1% | 63.41% | 61.25% | 63.24%
| 18.62% | 63.86% | 65.1% | 63.41% | 61.25% | 63.24%
| 18.62% | 63.86% | 65.1% | 63.4% | 61.25% | 63.24%
| 18.63% | 63.86% | 65.1% | 63.4% | 61.24% | 63.24%
| 18.64% | 63.86% | 65.1% | 63.4% | 61.24% | 63.23%
| 18.64% | 63.85% | 65.1% | 63.4% | 61.24% | 63.23%
| 18.65% | 63.85% | 65.1% | 63.39% | 61.23% | 63.22%
| 18.65% | 63.85% | 65.1% | 63.39% | 61.23% | 63.22%
| 18.66% | 63.85% | 65.09% | 63.39% | 61.23% | 63.22%
| 18.66% | 63.84% | 65.09% | 63.38% | 61.23% | 63.22%
| 18.67% | 63.84% | 65.08% | 63.38% | 61.23% | 63.22%
| 18.68% | 63.84% | 65.08% | 63.38% | 61.23% | 63.22%
| 18.68% | 63.83% | 65.08% | 63.36% | 61.22% | 63.22%
| 18.69% | 63.83% | 65.08% | 63.36% | 61.22% | 63.21%
| 18.69% | 63.83% | 65.08% | 63.36% | 61.22% | 63.21%
| 18.7% | 63.83% | 65.07% | 63.36% | 61.22% | 63.2%
| 18.7% | 63.83% | 65.07% | 63.36% | 61.21% | 63.2%
| 18.71% | 63.83% | 65.07% | 63.36% | 61.21% | 63.2%
| 18.72% | 63.83% | 65.07% | 63.35% | 61.21% | 63.2%
| 18.72% | 63.82% | 65.06% | 63.35% | 61.21% | 63.19%
| 18.73% | 63.82% | 65.06% | 63.35% | 61.2% | 63.19%
| 18.73% | 63.82% | 65.06% | 63.35% | 61.2% | 63.19%
| 18.74% | 63.82% | 65.06% | 63.35% | 61.19% | 63.18%
| 18.74% | 63.82% | 65.05% | 63.33% | 61.19% | 63.18%
| 18.75% | 63.81% | 65.05% | 63.33% | 61.19% | 63.17%
| 18.76% | 63.81% | 65.05% | 63.33% | 61.19% | 63.17%
| 18.76% | 63.81% | 65.05% | 63.33% | 61.18% | 63.17%
| 18.77% | 63.81% | 65.05% | 63.33% | 61.18% | 63.17%
| 18.77% | 63.81% | 65.04% | 63.33% | 61.18% | 63.17%
| 18.78% | 63.8% | 65.04% | 63.32% | 61.18% | 63.16%
| 18.78% | 63.8% | 65.04% | 63.32% | 61.18% | 63.16%
| 18.79% | 63.8% | 65.03% | 63.32% | 61.18% | 63.16%
| 18.8% | 63.8% | 65.03% | 63.32% | 61.17% | 63.16%
| 18.8% | 63.8% | 65.03% | 63.31% | 61.17% | 63.16%
| 18.81% | 63.8% | 65.03% | 63.31% | 61.16% | 63.16%
| 18.81% | 63.8% | 65.03% | 63.31% | 61.16% | 63.15%
| 18.82% | 63.8% | 65.03% | 63.31% | 61.16% | 63.15%
| 18.82% | 63.79% | 65.03% | 63.31% | 61.16% | 63.15%
| 18.83% | 63.79% | 65.03% | 63.31% | 61.16% | 63.15%
| 18.84% | 63.79% | 65.02% | 63.3% | 61.15% | 63.14%
| 18.84% | 63.79% | 65.02% | 63.3% | 61.15% | 63.14%
| 18.85% | 63.79% | 65.02% | 63.3% | 61.15% | 63.14%
| 18.85% | 63.78% | 65.01% | 63.3% | 61.14% | 63.14%
| 18.86% | 63.78% | 65.01% | 63.3% | 61.14% | 63.14%
| 18.86% | 63.78% | 65.01% | 63.3% | 61.14% | 63.13%
| 18.87% | 63.78% | 65.01% | 63.29% | 61.14% | 63.12%
| 18.88% | 63.77% | 65.01% | 63.29% | 61.14% | 63.1%
| 18.88% | 63.77% | 65.01% | 63.29% | 61.14% | 63.1%
| 18.89% | 63.77% | 65% | 63.29% | 61.13% | 63.1%
| 18.89% | 63.77% | 65% | 63.29% | 61.13% | 63.1%
| 18.9% | 63.76% | 65% | 63.29% | 61.13% | 63.1%
| 18.9% | 63.76% | 64.99% | 63.29% | 61.13% | 63.09%
| 18.91% | 63.76% | 64.99% | 63.29% | 61.13% | 63.09%
| 18.92% | 63.75% | 64.99% | 63.28% | 61.12% | 63.09%
| 18.92% | 63.75% | 64.99% | 63.28% | 61.12% | 63.09%
| 18.93% | 63.75% | 64.99% | 63.27% | 61.12% | 63.09%
| 18.93% | 63.74% | 64.98% | 63.27% | 61.12% | 63.09%
| 18.94% | 63.74% | 64.98% | 63.27% | 61.12% | 63.09%
| 18.94% | 63.74% | 64.98% | 63.27% | 61.11% | 63.08%
| 18.95% | 63.73% | 64.98% | 63.27% | 61.11% | 63.08%
| 18.96% | 63.73% | 64.98% | 63.26% | 61.11% | 63.08%
| 18.96% | 63.73% | 64.97% | 63.26% | 61.11% | 63.08%
| 18.97% | 63.73% | 64.97% | 63.26% | 61.1% | 63.08%
| 18.97% | 63.73% | 64.97% | 63.26% | 61.09% | 63.08%
| 18.98% | 63.73% | 64.97% | 63.26% | 61.09% | 63.07%
| 18.98% | 63.72% | 64.97% | 63.26% | 61.09% | 63.07%
| 18.99% | 63.72% | 64.97% | 63.26% | 61.09% | 63.06%
| 19% | 63.72% | 64.96% | 63.25% | 61.09% | 63.06%
| 19% | 63.72% | 64.96% | 63.25% | 61.08% | 63.06%
| 19.01% | 63.72% | 64.96% | 63.24% | 61.08% | 63.06%
| 19.01% | 63.71% | 64.96% | 63.24% | 61.08% | 63.05%
| 19.02% | 63.71% | 64.95% | 63.24% | 61.08% | 63.05%
| 19.02% | 63.71% | 64.95% | 63.23% | 61.08% | 63.04%
| 19.03% | 63.71% | 64.95% | 63.23% | 61.07% | 63.04%
| 19.04% | 63.71% | 64.95% | 63.23% | 61.07% | 63.04%
| 19.04% | 63.71% | 64.94% | 63.23% | 61.06% | 63.03%
| 19.05% | 63.7% | 64.94% | 63.23% | 61.06% | 63.03%
| 19.05% | 63.7% | 64.94% | 63.23% | 61.06% | 63.03%
| 19.06% | 63.7% | 64.93% | 63.23% | 61.05% | 63.02%
| 19.06% | 63.7% | 64.93% | 63.23% | 61.05% | 63.02%
| 19.07% | 63.7% | 64.93% | 63.22% | 61.05% | 63.02%
| 19.08% | 63.69% | 64.93% | 63.22% | 61.05% | 63.02%
| 19.08% | 63.69% | 64.93% | 63.22% | 61.05% | 63.02%
| 19.09% | 63.68% | 64.93% | 63.21% | 61.05% | 63.01%
| 19.09% | 63.68% | 64.93% | 63.21% | 61.04% | 63.01%
| 19.1% | 63.68% | 64.92% | 63.21% | 61.04% | 63.01%
| 19.1% | 63.67% | 64.92% | 63.21% | 61.04% | 63.01%
| 19.11% | 63.67% | 64.92% | 63.21% | 61.03% | 63.01%
| 19.12% | 63.67% | 64.92% | 63.21% | 61.03% | 63%
| 19.12% | 63.65% | 64.91% | 63.21% | 61.03% | 63%
| 19.13% | 63.65% | 64.91% | 63.2% | 61.03% | 63%
| 19.13% | 63.65% | 64.91% | 63.2% | 61.02% | 63%
| 19.14% | 63.65% | 64.91% | 63.2% | 61.02% | 62.99%
| 19.14% | 63.65% | 64.91% | 63.2% | 61.02% | 62.99%
| 19.15% | 63.64% | 64.91% | 63.2% | 61.02% | 62.99%
| 19.16% | 63.64% | 64.91% | 63.2% | 61.02% | 62.99%
| 19.16% | 63.64% | 64.9% | 63.19% | 61.02% | 62.99%
| 19.17% | 63.62% | 64.89% | 63.19% | 61.02% | 62.98%
| 19.17% | 63.62% | 64.89% | 63.19% | 61.02% | 62.98%
| 19.18% | 63.62% | 64.89% | 63.19% | 61.02% | 62.98%
| 19.18% | 63.62% | 64.88% | 63.19% | 61.02% | 62.98%
| 19.19% | 63.62% | 64.88% | 63.19% | 61.01% | 62.98%
| 19.2% | 63.62% | 64.88% | 63.19% | 61% | 62.98%
| 19.2% | 63.62% | 64.88% | 63.18% | 61% | 62.98%
| 19.21% | 63.61% | 64.88% | 63.17% | 61% | 62.97%
| 19.21% | 63.61% | 64.87% | 63.17% | 61% | 62.97%
| 19.22% | 63.6% | 64.87% | 63.17% | 61% | 62.97%
| 19.22% | 63.6% | 64.87% | 63.16% | 60.99% | 62.97%
| 19.23% | 63.59% | 64.87% | 63.16% | 60.99% | 62.96%
| 19.24% | 63.59% | 64.87% | 63.16% | 60.99% | 62.96%
| 19.24% | 63.59% | 64.86% | 63.16% | 60.99% | 62.96%
| 19.25% | 63.59% | 64.86% | 63.16% | 60.98% | 62.95%
| 19.25% | 63.59% | 64.85% | 63.16% | 60.97% | 62.94%
| 19.26% | 63.59% | 64.85% | 63.16% | 60.97% | 62.92%
| 19.26% | 63.59% | 64.84% | 63.15% | 60.97% | 62.92%
| 19.27% | 63.58% | 64.84% | 63.15% | 60.96% | 62.92%
| 19.28% | 63.58% | 64.84% | 63.15% | 60.96% | 62.92%
| 19.28% | 63.58% | 64.84% | 63.15% | 60.96% | 62.91%
| 19.29% | 63.57% | 64.84% | 63.15% | 60.96% | 62.91%
| 19.29% | 63.57% | 64.84% | 63.15% | 60.96% | 62.91%
| 19.3% | 63.56% | 64.84% | 63.14% | 60.95% | 62.91%
| 19.3% | 63.56% | 64.83% | 63.14% | 60.95% | 62.91%
| 19.31% | 63.56% | 64.83% | 63.14% | 60.95% | 62.91%
| 19.32% | 63.56% | 64.83% | 63.14% | 60.95% | 62.91%
| 19.32% | 63.56% | 64.83% | 63.14% | 60.95% | 62.91%
| 19.33% | 63.56% | 64.83% | 63.13% | 60.95% | 62.9%
| 19.33% | 63.55% | 64.83% | 63.12% | 60.94% | 62.9%
| 19.34% | 63.55% | 64.82% | 63.12% | 60.94% | 62.9%
| 19.34% | 63.55% | 64.82% | 63.12% | 60.94% | 62.9%
| 19.35% | 63.55% | 64.82% | 63.12% | 60.92% | 62.9%
| 19.36% | 63.55% | 64.81% | 63.11% | 60.92% | 62.89%
| 19.36% | 63.55% | 64.81% | 63.11% | 60.92% | 62.89%
| 19.37% | 63.55% | 64.81% | 63.11% | 60.92% | 62.89%
| 19.37% | 63.55% | 64.8% | 63.1% | 60.92% | 62.89%
| 19.38% | 63.55% | 64.8% | 63.1% | 60.92% | 62.88%
| 19.38% | 63.55% | 64.8% | 63.1% | 60.92% | 62.88%
| 19.39% | 63.54% | 64.8% | 63.1% | 60.91% | 62.88%
| 19.39% | 63.54% | 64.8% | 63.09% | 60.91% | 62.88%
| 19.4% | 63.54% | 64.8% | 63.09% | 60.91% | 62.88%
| 19.41% | 63.54% | 64.8% | 63.09% | 60.9% | 62.88%
| 19.41% | 63.54% | 64.79% | 63.09% | 60.9% | 62.87%
| 19.42% | 63.54% | 64.79% | 63.09% | 60.89% | 62.87%
| 19.42% | 63.53% | 64.79% | 63.08% | 60.89% | 62.87%
| 19.43% | 63.52% | 64.78% | 63.08% | 60.89% | 62.86%
| 19.43% | 63.52% | 64.77% | 63.08% | 60.88% | 62.86%
| 19.44% | 63.52% | 64.77% | 63.08% | 60.88% | 62.86%
| 19.45% | 63.52% | 64.76% | 63.08% | 60.88% | 62.85%
| 19.45% | 63.51% | 64.76% | 63.08% | 60.88% | 62.84%
| 19.46% | 63.51% | 64.76% | 63.07% | 60.87% | 62.84%
| 19.46% | 63.51% | 64.76% | 63.06% | 60.87% | 62.84%
| 19.47% | 63.5% | 64.75% | 63.06% | 60.87% | 62.84%
| 19.47% | 63.5% | 64.75% | 63.06% | 60.86% | 62.84%
| 19.48% | 63.48% | 64.75% | 63.05% | 60.86% | 62.84%
| 19.49% | 63.48% | 64.75% | 63.05% | 60.86% | 62.83%
| 19.49% | 63.47% | 64.74% | 63.05% | 60.86% | 62.83%
| 19.5% | 63.47% | 64.74% | 63.04% | 60.85% | 62.82%
| 19.5% | 63.47% | 64.74% | 63.03% | 60.85% | 62.82%
| 19.51% | 63.47% | 64.74% | 63.03% | 60.85% | 62.82%
| 19.51% | 63.47% | 64.73% | 63.03% | 60.85% | 62.81%
| 19.52% | 63.47% | 64.73% | 63.03% | 60.85% | 62.81%
| 19.53% | 63.46% | 64.73% | 63.02% | 60.84% | 62.81%
| 19.53% | 63.46% | 64.73% | 63.02% | 60.84% | 62.8%
| 19.54% | 63.45% | 64.73% | 63.02% | 60.84% | 62.8%
| 19.54% | 63.45% | 64.73% | 63.02% | 60.84% | 62.8%
| 19.55% | 63.45% | 64.73% | 63.02% | 60.84% | 62.8%
| 19.55% | 63.45% | 64.72% | 63.02% | 60.84% | 62.8%
| 19.56% | 63.45% | 64.72% | 63.01% | 60.84% | 62.8%
| 19.57% | 63.44% | 64.72% | 63.01% | 60.83% | 62.79%
| 19.57% | 63.44% | 64.71% | 63.01% | 60.83% | 62.79%
| 19.58% | 63.43% | 64.71% | 63.01% | 60.83% | 62.79%
| 19.58% | 63.43% | 64.71% | 63.01% | 60.83% | 62.78%
| 19.59% | 63.43% | 64.71% | 63.01% | 60.83% | 62.78%
| 19.59% | 63.43% | 64.71% | 63% | 60.83% | 62.77%
| 19.6% | 63.43% | 64.71% | 63% | 60.82% | 62.77%
| 19.61% | 63.43% | 64.7% | 63% | 60.82% | 62.77%
| 19.61% | 63.42% | 64.68% | 63% | 60.82% | 62.77%
| 19.62% | 63.42% | 64.68% | 63% | 60.82% | 62.76%
| 19.62% | 63.41% | 64.67% | 63% | 60.82% | 62.76%
| 19.63% | 63.41% | 64.67% | 63% | 60.82% | 62.76%
| 19.63% | 63.41% | 64.67% | 63% | 60.81% | 62.76%
| 19.64% | 63.41% | 64.67% | 63% | 60.81% | 62.76%
| 19.65% | 63.41% | 64.67% | 63% | 60.81% | 62.76%
| 19.65% | 63.41% | 64.67% | 62.99% | 60.8% | 62.76%
| 19.66% | 63.41% | 64.66% | 62.99% | 60.8% | 62.76%
| 19.66% | 63.4% | 64.65% | 62.99% | 60.8% | 62.75%
| 19.67% | 63.4% | 64.65% | 62.99% | 60.8% | 62.75%
| 19.67% | 63.4% | 64.65% | 62.99% | 60.8% | 62.74%
| 19.68% | 63.4% | 64.65% | 62.99% | 60.8% | 62.74%
| 19.69% | 63.39% | 64.65% | 62.99% | 60.8% | 62.73%
| 19.69% | 63.37% | 64.65% | 62.99% | 60.79% | 62.73%
| 19.7% | 63.37% | 64.63% | 62.98% | 60.79% | 62.73%
| 19.7% | 63.37% | 64.63% | 62.98% | 60.79% | 62.72%
| 19.71% | 63.37% | 64.62% | 62.98% | 60.79% | 62.72%
| 19.71% | 63.36% | 64.62% | 62.98% | 60.79% | 62.72%
| 19.72% | 63.36% | 64.62% | 62.98% | 60.78% | 62.72%
| 19.73% | 63.36% | 64.62% | 62.97% | 60.77% | 62.71%
| 19.73% | 63.35% | 64.62% | 62.97% | 60.77% | 62.71%
| 19.74% | 63.35% | 64.62% | 62.97% | 60.77% | 62.71%
| 19.74% | 63.35% | 64.61% | 62.97% | 60.76% | 62.71%
| 19.75% | 63.34% | 64.61% | 62.96% | 60.76% | 62.71%
| 19.75% | 63.33% | 64.61% | 62.96% | 60.76% | 62.71%
| 19.76% | 63.33% | 64.61% | 62.96% | 60.76% | 62.71%
| 19.77% | 63.33% | 64.61% | 62.95% | 60.76% | 62.71%
| 19.77% | 63.33% | 64.6% | 62.95% | 60.76% | 62.71%
| 19.78% | 63.33% | 64.6% | 62.95% | 60.76% | 62.7%
| 19.78% | 63.32% | 64.6% | 62.95% | 60.75% | 62.7%
| 19.79% | 63.32% | 64.6% | 62.94% | 60.75% | 62.7%
| 19.79% | 63.31% | 64.6% | 62.94% | 60.75% | 62.7%
| 19.8% | 63.31% | 64.6% | 62.94% | 60.75% | 62.69%
| 19.81% | 63.31% | 64.59% | 62.94% | 60.75% | 62.69%
| 19.81% | 63.3% | 64.59% | 62.94% | 60.75% | 62.69%
| 19.82% | 63.3% | 64.59% | 62.94% | 60.75% | 62.69%
| 19.82% | 63.3% | 64.59% | 62.94% | 60.74% | 62.69%
| 19.83% | 63.3% | 64.58% | 62.94% | 60.74% | 62.68%
| 19.83% | 63.29% | 64.58% | 62.93% | 60.74% | 62.68%
| 19.84% | 63.29% | 64.58% | 62.93% | 60.74% | 62.68%
| 19.85% | 63.28% | 64.58% | 62.93% | 60.74% | 62.68%
| 19.85% | 63.28% | 64.58% | 62.93% | 60.73% | 62.67%
| 19.86% | 63.28% | 64.58% | 62.93% | 60.72% | 62.67%
| 19.86% | 63.28% | 64.57% | 62.92% | 60.72% | 62.67%
| 19.87% | 63.28% | 64.57% | 62.92% | 60.72% | 62.67%
| 19.87% | 63.28% | 64.57% | 62.92% | 60.72% | 62.66%
| 19.88% | 63.28% | 64.57% | 62.91% | 60.72% | 62.66%
| 19.89% | 63.27% | 64.56% | 62.91% | 60.72% | 62.66%
| 19.89% | 63.27% | 64.56% | 62.91% | 60.72% | 62.66%
| 19.9% | 63.27% | 64.56% | 62.9% | 60.72% | 62.65%
| 19.9% | 63.27% | 64.56% | 62.9% | 60.71% | 62.65%
| 19.91% | 63.27% | 64.55% | 62.9% | 60.71% | 62.65%
| 19.91% | 63.27% | 64.55% | 62.9% | 60.71% | 62.65%
| 19.92% | 63.26% | 64.55% | 62.89% | 60.71% | 62.65%
| 19.93% | 63.26% | 64.55% | 62.89% | 60.7% | 62.64%
| 19.93% | 63.26% | 64.55% | 62.89% | 60.7% | 62.64%
| 19.94% | 63.26% | 64.55% | 62.89% | 60.7% | 62.63%
| 19.94% | 63.26% | 64.54% | 62.89% | 60.7% | 62.63%
| 19.95% | 63.26% | 64.54% | 62.88% | 60.7% | 62.63%
| 19.95% | 63.25% | 64.54% | 62.88% | 60.7% | 62.63%
| 19.96% | 63.25% | 64.54% | 62.87% | 60.7% | 62.63%
| 19.97% | 63.25% | 64.53% | 62.87% | 60.7% | 62.63%
| 19.97% | 63.25% | 64.53% | 62.86% | 60.7% | 62.63%
| 19.98% | 63.25% | 64.53% | 62.86% | 60.69% | 62.63%
| 19.98% | 63.25% | 64.52% | 62.86% | 60.69% | 62.63%
| 19.99% | 63.25% | 64.52% | 62.86% | 60.68% | 62.63%
| 19.99% | 63.24% | 64.52% | 62.86% | 60.68% | 62.62%
| 20% | 63.23% | 64.52% | 62.86% | 60.68% | 62.62%
| 20.01% | 63.23% | 64.52% | 62.86% | 60.68% | 62.62%
| 20.01% | 63.23% | 64.52% | 62.85% | 60.68% | 62.62%
| 20.02% | 63.22% | 64.51% | 62.85% | 60.67% | 62.62%
| 20.02% | 63.22% | 64.51% | 62.85% | 60.67% | 62.61%
| 20.03% | 63.22% | 64.51% | 62.85% | 60.66% | 62.61%
| 20.03% | 63.22% | 64.51% | 62.85% | 60.66% | 62.61%
| 20.04% | 63.22% | 64.51% | 62.85% | 60.66% | 62.61%
| 20.05% | 63.21% | 64.51% | 62.85% | 60.66% | 62.61%
| 20.05% | 63.21% | 64.5% | 62.85% | 60.66% | 62.61%
| 20.06% | 63.21% | 64.5% | 62.85% | 60.66% | 62.61%
| 20.06% | 63.2% | 64.5% | 62.85% | 60.66% | 62.6%
| 20.07% | 63.2% | 64.5% | 62.85% | 60.66% | 62.59%
| 20.07% | 63.2% | 64.49% | 62.84% | 60.66% | 62.59%
| 20.08% | 63.19% | 64.49% | 62.84% | 60.65% | 62.59%
| 20.09% | 63.19% | 64.49% | 62.84% | 60.65% | 62.59%
| 20.09% | 63.18% | 64.49% | 62.84% | 60.65% | 62.59%
| 20.1% | 63.17% | 64.49% | 62.84% | 60.65% | 62.59%
| 20.1% | 63.17% | 64.48% | 62.84% | 60.64% | 62.59%
| 20.11% | 63.17% | 64.48% | 62.84% | 60.64% | 62.58%
| 20.11% | 63.17% | 64.48% | 62.83% | 60.63% | 62.58%
| 20.12% | 63.16% | 64.48% | 62.83% | 60.62% | 62.57%
| 20.13% | 63.16% | 64.47% | 62.83% | 60.62% | 62.57%
| 20.13% | 63.16% | 64.47% | 62.82% | 60.62% | 62.56%
| 20.14% | 63.16% | 64.46% | 62.82% | 60.62% | 62.56%
| 20.14% | 63.15% | 64.46% | 62.82% | 60.62% | 62.55%
| 20.15% | 63.15% | 64.46% | 62.82% | 60.62% | 62.55%
| 20.15% | 63.15% | 64.46% | 62.82% | 60.61% | 62.55%
| 20.16% | 63.14% | 64.45% | 62.82% | 60.61% | 62.55%
| 20.17% | 63.14% | 64.45% | 62.82% | 60.61% | 62.55%
| 20.17% | 63.14% | 64.45% | 62.82% | 60.61% | 62.55%
| 20.18% | 63.14% | 64.45% | 62.81% | 60.61% | 62.54%
| 20.18% | 63.14% | 64.45% | 62.8% | 60.6% | 62.54%
| 20.19% | 63.14% | 64.44% | 62.8% | 60.6% | 62.54%
| 20.19% | 63.13% | 64.44% | 62.8% | 60.6% | 62.53%
| 20.2% | 63.13% | 64.44% | 62.79% | 60.6% | 62.53%
| 20.21% | 63.13% | 64.44% | 62.79% | 60.6% | 62.53%
| 20.21% | 63.13% | 64.43% | 62.78% | 60.6% | 62.53%
| 20.22% | 63.13% | 64.43% | 62.78% | 60.6% | 62.53%
| 20.22% | 63.12% | 64.43% | 62.78% | 60.6% | 62.53%
| 20.23% | 63.12% | 64.42% | 62.77% | 60.6% | 62.52%
| 20.23% | 63.12% | 64.42% | 62.77% | 60.6% | 62.52%
| 20.24% | 63.12% | 64.42% | 62.77% | 60.59% | 62.52%
| 20.25% | 63.12% | 64.42% | 62.77% | 60.59% | 62.51%
| 20.25% | 63.11% | 64.42% | 62.77% | 60.59% | 62.51%
| 20.26% | 63.11% | 64.41% | 62.76% | 60.59% | 62.51%
| 20.26% | 63.11% | 64.41% | 62.76% | 60.59% | 62.51%
| 20.27% | 63.11% | 64.41% | 62.76% | 60.59% | 62.51%
| 20.27% | 63.11% | 64.4% | 62.76% | 60.59% | 62.51%
| 20.28% | 63.1% | 64.4% | 62.76% | 60.59% | 62.51%
| 20.29% | 63.1% | 64.4% | 62.76% | 60.58% | 62.51%
| 20.29% | 63.1% | 64.4% | 62.75% | 60.58% | 62.51%
| 20.3% | 63.1% | 64.39% | 62.75% | 60.58% | 62.51%
| 20.3% | 63.09% | 64.39% | 62.75% | 60.58% | 62.51%
| 20.31% | 63.09% | 64.39% | 62.74% | 60.57% | 62.5%
| 20.31% | 63.09% | 64.39% | 62.74% | 60.56% | 62.5%
| 20.32% | 63.09% | 64.38% | 62.73% | 60.56% | 62.5%
| 20.33% | 63.09% | 64.38% | 62.73% | 60.56% | 62.5%
| 20.33% | 63.09% | 64.38% | 62.73% | 60.56% | 62.5%
| 20.34% | 63.08% | 64.38% | 62.73% | 60.56% | 62.49%
| 20.34% | 63.08% | 64.38% | 62.73% | 60.56% | 62.49%
| 20.35% | 63.08% | 64.37% | 62.73% | 60.56% | 62.49%
| 20.35% | 63.08% | 64.37% | 62.72% | 60.56% | 62.49%
| 20.36% | 63.07% | 64.37% | 62.72% | 60.56% | 62.48%
| 20.37% | 63.07% | 64.37% | 62.72% | 60.55% | 62.48%
| 20.37% | 63.07% | 64.37% | 62.71% | 60.55% | 62.48%
| 20.38% | 63.07% | 64.36% | 62.71% | 60.55% | 62.48%
| 20.38% | 63.07% | 64.36% | 62.71% | 60.54% | 62.47%
| 20.39% | 63.07% | 64.36% | 62.71% | 60.54% | 62.47%
| 20.39% | 63.07% | 64.35% | 62.71% | 60.54% | 62.47%
| 20.4% | 63.06% | 64.35% | 62.71% | 60.54% | 62.47%
| 20.41% | 63.06% | 64.34% | 62.71% | 60.54% | 62.47%
| 20.41% | 63.06% | 64.34% | 62.71% | 60.54% | 62.47%
| 20.42% | 63.06% | 64.33% | 62.7% | 60.53% | 62.46%
| 20.42% | 63.06% | 64.33% | 62.7% | 60.53% | 62.45%
| 20.43% | 63.05% | 64.33% | 62.7% | 60.53% | 62.45%
| 20.43% | 63.05% | 64.33% | 62.7% | 60.53% | 62.44%
| 20.44% | 63.05% | 64.33% | 62.7% | 60.53% | 62.44%
| 20.45% | 63.05% | 64.33% | 62.7% | 60.52% | 62.44%
| 20.45% | 63.05% | 64.33% | 62.7% | 60.52% | 62.44%
| 20.46% | 63.04% | 64.33% | 62.69% | 60.51% | 62.43%
| 20.46% | 63.04% | 64.33% | 62.69% | 60.51% | 62.42%
| 20.47% | 63.04% | 64.32% | 62.69% | 60.51% | 62.42%
| 20.47% | 63.04% | 64.32% | 62.68% | 60.51% | 62.41%
| 20.48% | 63.04% | 64.32% | 62.68% | 60.51% | 62.41%
| 20.49% | 63.03% | 64.32% | 62.68% | 60.5% | 62.41%
| 20.49% | 63.03% | 64.32% | 62.68% | 60.5% | 62.4%
| 20.5% | 63.03% | 64.31% | 62.68% | 60.5% | 62.4%
| 20.5% | 63.03% | 64.31% | 62.68% | 60.5% | 62.4%
| 20.51% | 63.02% | 64.31% | 62.68% | 60.49% | 62.4%
| 20.51% | 63.02% | 64.31% | 62.68% | 60.49% | 62.4%
| 20.52% | 63.02% | 64.3% | 62.68% | 60.49% | 62.39%
| 20.53% | 63.01% | 64.3% | 62.68% | 60.49% | 62.39%
| 20.53% | 63.01% | 64.3% | 62.67% | 60.49% | 62.38%
| 20.54% | 63.01% | 64.3% | 62.67% | 60.49% | 62.37%
| 20.54% | 63.01% | 64.29% | 62.67% | 60.49% | 62.37%
| 20.55% | 63.01% | 64.29% | 62.67% | 60.49% | 62.37%
| 20.55% | 63.01% | 64.29% | 62.67% | 60.49% | 62.37%
| 20.56% | 63% | 64.29% | 62.67% | 60.49% | 62.37%
| 20.57% | 63% | 64.28% | 62.67% | 60.49% | 62.37%
| 20.57% | 63% | 64.28% | 62.67% | 60.48% | 62.36%
| 20.58% | 63% | 64.28% | 62.66% | 60.48% | 62.36%
| 20.58% | 62.99% | 64.28% | 62.66% | 60.48% | 62.36%
| 20.59% | 62.99% | 64.27% | 62.65% | 60.47% | 62.36%
| 20.59% | 62.99% | 64.27% | 62.65% | 60.47% | 62.35%
| 20.6% | 62.99% | 64.27% | 62.65% | 60.46% | 62.35%
| 20.61% | 62.99% | 64.27% | 62.65% | 60.46% | 62.35%
| 20.61% | 62.99% | 64.27% | 62.65% | 60.46% | 62.35%
| 20.62% | 62.99% | 64.27% | 62.65% | 60.45% | 62.35%
| 20.62% | 62.98% | 64.25% | 62.65% | 60.45% | 62.34%
| 20.63% | 62.98% | 64.24% | 62.65% | 60.45% | 62.34%
| 20.63% | 62.98% | 64.24% | 62.65% | 60.45% | 62.34%
| 20.64% | 62.98% | 64.24% | 62.65% | 60.45% | 62.33%
| 20.64% | 62.97% | 64.24% | 62.64% | 60.45% | 62.33%
| 20.65% | 62.97% | 64.23% | 62.64% | 60.45% | 62.33%
| 20.66% | 62.97% | 64.23% | 62.64% | 60.44% | 62.32%
| 20.66% | 62.97% | 64.23% | 62.64% | 60.43% | 62.31%
| 20.67% | 62.96% | 64.23% | 62.63% | 60.43% | 62.31%
| 20.67% | 62.96% | 64.22% | 62.63% | 60.43% | 62.31%
| 20.68% | 62.96% | 64.22% | 62.63% | 60.42% | 62.31%
| 20.68% | 62.96% | 64.22% | 62.63% | 60.42% | 62.31%
| 20.69% | 62.95% | 64.22% | 62.62% | 60.42% | 62.31%
| 20.7% | 62.95% | 64.21% | 62.62% | 60.42% | 62.31%
| 20.7% | 62.94% | 64.21% | 62.62% | 60.41% | 62.31%
| 20.71% | 62.93% | 64.21% | 62.62% | 60.41% | 62.31%
| 20.71% | 62.93% | 64.21% | 62.62% | 60.41% | 62.3%
| 20.72% | 62.93% | 64.21% | 62.62% | 60.41% | 62.3%
| 20.72% | 62.93% | 64.2% | 62.61% | 60.41% | 62.3%
| 20.73% | 62.93% | 64.2% | 62.61% | 60.4% | 62.29%
| 20.74% | 62.93% | 64.2% | 62.61% | 60.4% | 62.29%
| 20.74% | 62.93% | 64.2% | 62.61% | 60.4% | 62.29%
| 20.75% | 62.92% | 64.2% | 62.61% | 60.4% | 62.29%
| 20.75% | 62.92% | 64.19% | 62.61% | 60.4% | 62.28%
| 20.76% | 62.92% | 64.19% | 62.6% | 60.39% | 62.28%
| 20.76% | 62.92% | 64.19% | 62.6% | 60.39% | 62.27%
| 20.77% | 62.91% | 64.19% | 62.6% | 60.39% | 62.27%
| 20.78% | 62.91% | 64.18% | 62.59% | 60.39% | 62.27%
| 20.78% | 62.91% | 64.18% | 62.59% | 60.39% | 62.26%
| 20.79% | 62.91% | 64.18% | 62.59% | 60.39% | 62.26%
| 20.79% | 62.91% | 64.18% | 62.59% | 60.39% | 62.26%
| 20.8% | 62.91% | 64.18% | 62.59% | 60.39% | 62.25%
| 20.8% | 62.91% | 64.18% | 62.59% | 60.39% | 62.25%
| 20.81% | 62.91% | 64.17% | 62.58% | 60.39% | 62.24%
| 20.82% | 62.9% | 64.17% | 62.57% | 60.38% | 62.23%
| 20.82% | 62.9% | 64.17% | 62.57% | 60.38% | 62.23%
| 20.83% | 62.9% | 64.17% | 62.57% | 60.38% | 62.23%
| 20.83% | 62.9% | 64.16% | 62.57% | 60.37% | 62.23%
| 20.84% | 62.9% | 64.16% | 62.56% | 60.37% | 62.23%
| 20.84% | 62.9% | 64.15% | 62.56% | 60.37% | 62.23%
| 20.85% | 62.89% | 64.15% | 62.56% | 60.37% | 62.22%
| 20.86% | 62.89% | 64.15% | 62.56% | 60.37% | 62.22%
| 20.86% | 62.89% | 64.15% | 62.56% | 60.37% | 62.22%
| 20.87% | 62.88% | 64.15% | 62.55% | 60.37% | 62.22%
| 20.87% | 62.88% | 64.14% | 62.55% | 60.37% | 62.22%
| 20.88% | 62.88% | 64.14% | 62.55% | 60.37% | 62.22%
| 20.88% | 62.87% | 64.14% | 62.55% | 60.37% | 62.21%
| 20.89% | 62.87% | 64.14% | 62.54% | 60.37% | 62.21%
| 20.9% | 62.87% | 64.14% | 62.54% | 60.37% | 62.2%
| 20.9% | 62.87% | 64.14% | 62.54% | 60.36% | 62.2%
| 20.91% | 62.87% | 64.13% | 62.54% | 60.36% | 62.19%
| 20.91% | 62.86% | 64.12% | 62.54% | 60.36% | 62.19%
| 20.92% | 62.86% | 64.12% | 62.52% | 60.36% | 62.19%
| 20.92% | 62.86% | 64.12% | 62.52% | 60.36% | 62.19%
| 20.93% | 62.86% | 64.12% | 62.52% | 60.36% | 62.18%
| 20.94% | 62.86% | 64.11% | 62.52% | 60.35% | 62.17%
| 20.94% | 62.85% | 64.11% | 62.51% | 60.35% | 62.17%
| 20.95% | 62.85% | 64.1% | 62.51% | 60.35% | 62.17%
| 20.95% | 62.85% | 64.1% | 62.51% | 60.35% | 62.17%
| 20.96% | 62.84% | 64.09% | 62.51% | 60.35% | 62.17%
| 20.96% | 62.84% | 64.09% | 62.51% | 60.34% | 62.17%
| 20.97% | 62.84% | 64.09% | 62.51% | 60.34% | 62.17%
| 20.98% | 62.84% | 64.09% | 62.51% | 60.34% | 62.16%
| 20.98% | 62.83% | 64.09% | 62.5% | 60.34% | 62.16%
| 20.99% | 62.83% | 64.09% | 62.5% | 60.33% | 62.16%
| 20.99% | 62.83% | 64.09% | 62.5% | 60.33% | 62.15%
| 21% | 62.83% | 64.08% | 62.5% | 60.33% | 62.15%
| 21% | 62.83% | 64.08% | 62.5% | 60.33% | 62.15%
| 21.01% | 62.83% | 64.08% | 62.49% | 60.33% | 62.15%
| 21.02% | 62.83% | 64.08% | 62.49% | 60.33% | 62.15%
| 21.02% | 62.83% | 64.08% | 62.49% | 60.32% | 62.14%
| 21.03% | 62.82% | 64.07% | 62.49% | 60.32% | 62.14%
| 21.03% | 62.82% | 64.07% | 62.48% | 60.32% | 62.14%
| 21.04% | 62.82% | 64.06% | 62.47% | 60.31% | 62.14%
| 21.04% | 62.82% | 64.06% | 62.47% | 60.31% | 62.14%
| 21.05% | 62.81% | 64.06% | 62.46% | 60.3% | 62.14%
| 21.06% | 62.81% | 64.06% | 62.45% | 60.3% | 62.14%
| 21.06% | 62.81% | 64.06% | 62.45% | 60.3% | 62.13%
| 21.07% | 62.81% | 64.05% | 62.45% | 60.29% | 62.13%
| 21.07% | 62.8% | 64.04% | 62.44% | 60.29% | 62.13%
| 21.08% | 62.8% | 64.04% | 62.44% | 60.29% | 62.12%
| 21.08% | 62.8% | 64.03% | 62.44% | 60.29% | 62.12%
| 21.09% | 62.8% | 64.03% | 62.44% | 60.29% | 62.12%
| 21.1% | 62.8% | 64.03% | 62.43% | 60.29% | 62.12%
| 21.1% | 62.8% | 64.02% | 62.43% | 60.29% | 62.11%
| 21.11% | 62.79% | 64.02% | 62.43% | 60.28% | 62.11%
| 21.11% | 62.79% | 64.02% | 62.43% | 60.28% | 62.11%
| 21.12% | 62.79% | 64.01% | 62.42% | 60.28% | 62.11%
| 21.12% | 62.79% | 64.01% | 62.42% | 60.28% | 62.1%
| 21.13% | 62.79% | 64.01% | 62.42% | 60.28% | 62.1%
| 21.14% | 62.79% | 64.01% | 62.42% | 60.27% | 62.1%
| 21.14% | 62.78% | 64.01% | 62.42% | 60.27% | 62.1%
| 21.15% | 62.78% | 64.01% | 62.42% | 60.27% | 62.1%
| 21.15% | 62.78% | 64.01% | 62.42% | 60.26% | 62.1%
| 21.16% | 62.78% | 64.01% | 62.42% | 60.26% | 62.1%
| 21.16% | 62.78% | 64% | 62.42% | 60.26% | 62.09%
| 21.17% | 62.77% | 64% | 62.41% | 60.25% | 62.09%
| 21.18% | 62.77% | 63.99% | 62.41% | 60.25% | 62.09%
| 21.18% | 62.77% | 63.99% | 62.41% | 60.25% | 62.09%
| 21.19% | 62.77% | 63.99% | 62.41% | 60.25% | 62.08%
| 21.19% | 62.77% | 63.99% | 62.4% | 60.24% | 62.08%
| 21.2% | 62.76% | 63.99% | 62.4% | 60.24% | 62.07%
| 21.2% | 62.76% | 63.99% | 62.4% | 60.24% | 62.07%
| 21.21% | 62.76% | 63.99% | 62.4% | 60.23% | 62.07%
| 21.22% | 62.75% | 63.99% | 62.4% | 60.23% | 62.07%
| 21.22% | 62.75% | 63.98% | 62.4% | 60.23% | 62.07%
| 21.23% | 62.75% | 63.98% | 62.39% | 60.23% | 62.06%
| 21.23% | 62.75% | 63.98% | 62.39% | 60.22% | 62.06%
| 21.24% | 62.75% | 63.98% | 62.39% | 60.22% | 62.06%
| 21.24% | 62.75% | 63.98% | 62.39% | 60.22% | 62.06%
| 21.25% | 62.75% | 63.97% | 62.39% | 60.22% | 62.06%
| 21.26% | 62.75% | 63.97% | 62.38% | 60.21% | 62.06%
| 21.26% | 62.74% | 63.97% | 62.38% | 60.21% | 62.05%
| 21.27% | 62.74% | 63.97% | 62.38% | 60.21% | 62.05%
| 21.27% | 62.73% | 63.97% | 62.38% | 60.21% | 62.04%
| 21.28% | 62.73% | 63.96% | 62.38% | 60.21% | 62.04%
| 21.28% | 62.73% | 63.96% | 62.38% | 60.21% | 62.04%
| 21.29% | 62.73% | 63.96% | 62.37% | 60.21% | 62.04%
| 21.3% | 62.73% | 63.96% | 62.37% | 60.2% | 62.04%
| 21.3% | 62.73% | 63.95% | 62.37% | 60.2% | 62.04%
| 21.31% | 62.73% | 63.95% | 62.37% | 60.2% | 62.03%
| 21.31% | 62.72% | 63.95% | 62.36% | 60.2% | 62.03%
| 21.32% | 62.72% | 63.95% | 62.36% | 60.2% | 62.03%
| 21.32% | 62.72% | 63.95% | 62.36% | 60.19% | 62.02%
| 21.33% | 62.72% | 63.94% | 62.36% | 60.19% | 62.02%
| 21.34% | 62.7% | 63.94% | 62.36% | 60.19% | 62.01%
| 21.34% | 62.7% | 63.94% | 62.36% | 60.19% | 62.01%
| 21.35% | 62.7% | 63.94% | 62.36% | 60.19% | 62.01%
| 21.35% | 62.69% | 63.94% | 62.36% | 60.18% | 62%
| 21.36% | 62.69% | 63.93% | 62.36% | 60.18% | 62%
| 21.36% | 62.69% | 63.93% | 62.35% | 60.18% | 62%
| 21.37% | 62.69% | 63.93% | 62.35% | 60.18% | 62%
| 21.38% | 62.69% | 63.93% | 62.35% | 60.17% | 62%
| 21.38% | 62.69% | 63.93% | 62.35% | 60.17% | 62%
| 21.39% | 62.69% | 63.92% | 62.35% | 60.17% | 61.99%
| 21.39% | 62.68% | 63.92% | 62.35% | 60.17% | 61.98%
| 21.4% | 62.68% | 63.92% | 62.35% | 60.16% | 61.98%
| 21.4% | 62.68% | 63.91% | 62.35% | 60.16% | 61.97%
| 21.41% | 62.68% | 63.91% | 62.34% | 60.15% | 61.97%
| 21.42% | 62.68% | 63.91% | 62.34% | 60.15% | 61.97%
| 21.42% | 62.67% | 63.9% | 62.34% | 60.15% | 61.97%
| 21.43% | 62.67% | 63.9% | 62.34% | 60.15% | 61.97%
| 21.43% | 62.67% | 63.9% | 62.33% | 60.14% | 61.97%
| 21.44% | 62.67% | 63.9% | 62.33% | 60.14% | 61.97%
| 21.44% | 62.67% | 63.9% | 62.33% | 60.14% | 61.97%
| 21.45% | 62.67% | 63.89% | 62.33% | 60.14% | 61.97%
| 21.46% | 62.66% | 63.89% | 62.32% | 60.14% | 61.96%
| 21.46% | 62.66% | 63.89% | 62.32% | 60.13% | 61.96%
| 21.47% | 62.66% | 63.88% | 62.32% | 60.13% | 61.96%
| 21.47% | 62.66% | 63.88% | 62.32% | 60.13% | 61.96%
| 21.48% | 62.65% | 63.88% | 62.32% | 60.13% | 61.95%
| 21.48% | 62.65% | 63.87% | 62.32% | 60.13% | 61.95%
| 21.49% | 62.65% | 63.87% | 62.32% | 60.13% | 61.95%
| 21.5% | 62.65% | 63.87% | 62.31% | 60.13% | 61.95%
| 21.5% | 62.64% | 63.86% | 62.31% | 60.13% | 61.94%
| 21.51% | 62.64% | 63.86% | 62.31% | 60.12% | 61.94%
| 21.51% | 62.64% | 63.86% | 62.31% | 60.12% | 61.94%
| 21.52% | 62.64% | 63.86% | 62.31% | 60.12% | 61.94%
| 21.52% | 62.64% | 63.85% | 62.3% | 60.12% | 61.94%
| 21.53% | 62.64% | 63.85% | 62.3% | 60.12% | 61.94%
| 21.54% | 62.64% | 63.85% | 62.29% | 60.12% | 61.94%
| 21.54% | 62.64% | 63.84% | 62.29% | 60.12% | 61.93%
| 21.55% | 62.63% | 63.84% | 62.29% | 60.12% | 61.93%
| 21.55% | 62.63% | 63.84% | 62.29% | 60.11% | 61.93%
| 21.56% | 62.63% | 63.84% | 62.29% | 60.11% | 61.93%
| 21.56% | 62.63% | 63.83% | 62.29% | 60.11% | 61.93%
| 21.57% | 62.63% | 63.83% | 62.29% | 60.1% | 61.93%
| 21.58% | 62.63% | 63.83% | 62.29% | 60.1% | 61.93%
| 21.58% | 62.63% | 63.83% | 62.29% | 60.1% | 61.92%
| 21.59% | 62.63% | 63.83% | 62.29% | 60.1% | 61.92%
| 21.59% | 62.62% | 63.83% | 62.29% | 60.1% | 61.92%
| 21.6% | 62.62% | 63.83% | 62.29% | 60.1% | 61.92%
| 21.6% | 62.62% | 63.82% | 62.28% | 60.1% | 61.92%
| 21.61% | 62.62% | 63.82% | 62.28% | 60.1% | 61.91%
| 21.62% | 62.62% | 63.82% | 62.28% | 60.09% | 61.91%
| 21.62% | 62.61% | 63.82% | 62.28% | 60.09% | 61.91%
| 21.63% | 62.61% | 63.81% | 62.28% | 60.09% | 61.91%
| 21.63% | 62.61% | 63.81% | 62.28% | 60.08% | 61.91%
| 21.64% | 62.61% | 63.8% | 62.27% | 60.08% | 61.9%
| 21.64% | 62.6% | 63.8% | 62.27% | 60.08% | 61.9%
| 21.65% | 62.6% | 63.8% | 62.27% | 60.08% | 61.9%
| 21.66% | 62.6% | 63.8% | 62.27% | 60.08% | 61.89%
| 21.66% | 62.6% | 63.8% | 62.27% | 60.08% | 61.89%
| 21.67% | 62.6% | 63.8% | 62.27% | 60.07% | 61.89%
| 21.67% | 62.6% | 63.8% | 62.26% | 60.07% | 61.89%
| 21.68% | 62.59% | 63.79% | 62.26% | 60.06% | 61.89%
| 21.68% | 62.59% | 63.79% | 62.26% | 60.06% | 61.89%
| 21.69% | 62.59% | 63.79% | 62.26% | 60.06% | 61.88%
| 21.7% | 62.59% | 63.79% | 62.26% | 60.06% | 61.88%
| 21.7% | 62.59% | 63.79% | 62.26% | 60.06% | 61.88%
| 21.71% | 62.58% | 63.79% | 62.26% | 60.06% | 61.88%
| 21.71% | 62.58% | 63.79% | 62.25% | 60.06% | 61.88%
| 21.72% | 62.57% | 63.79% | 62.25% | 60.06% | 61.87%
| 21.72% | 62.57% | 63.78% | 62.25% | 60.05% | 61.87%
| 21.73% | 62.56% | 63.78% | 62.25% | 60.05% | 61.87%
| 21.74% | 62.56% | 63.78% | 62.25% | 60.05% | 61.86%
| 21.74% | 62.56% | 63.77% | 62.24% | 60.05% | 61.86%
| 21.75% | 62.56% | 63.77% | 62.24% | 60.05% | 61.86%
| 21.75% | 62.56% | 63.77% | 62.24% | 60.05% | 61.86%
| 21.76% | 62.55% | 63.77% | 62.24% | 60.05% | 61.86%
| 21.76% | 62.55% | 63.76% | 62.23% | 60.05% | 61.86%
| 21.77% | 62.55% | 63.76% | 62.23% | 60.05% | 61.86%
| 21.78% | 62.55% | 63.76% | 62.23% | 60.05% | 61.86%
| 21.78% | 62.55% | 63.76% | 62.22% | 60.04% | 61.85%
| 21.79% | 62.55% | 63.76% | 62.22% | 60.04% | 61.85%
| 21.79% | 62.55% | 63.76% | 62.22% | 60.04% | 61.85%
| 21.8% | 62.55% | 63.76% | 62.21% | 60.04% | 61.84%
| 21.8% | 62.54% | 63.76% | 62.21% | 60.04% | 61.84%
| 21.81% | 62.53% | 63.76% | 62.21% | 60.03% | 61.84%
| 21.82% | 62.53% | 63.75% | 62.21% | 60.03% | 61.84%
| 21.82% | 62.53% | 63.75% | 62.21% | 60.03% | 61.84%
| 21.83% | 62.53% | 63.75% | 62.2% | 60.03% | 61.83%
| 21.83% | 62.53% | 63.75% | 62.2% | 60.03% | 61.83%
| 21.84% | 62.52% | 63.75% | 62.19% | 60.03% | 61.82%
| 21.84% | 62.52% | 63.74% | 62.19% | 60.02% | 61.82%
| 21.85% | 62.52% | 63.74% | 62.19% | 60.02% | 61.82%
| 21.86% | 62.52% | 63.74% | 62.19% | 60.02% | 61.82%
| 21.86% | 62.52% | 63.74% | 62.19% | 60.01% | 61.82%
| 21.87% | 62.51% | 63.74% | 62.18% | 60.01% | 61.82%
| 21.87% | 62.5% | 63.73% | 62.18% | 60.01% | 61.81%
| 21.88% | 62.5% | 63.73% | 62.18% | 60.01% | 61.81%
| 21.88% | 62.5% | 63.73% | 62.18% | 60.01% | 61.81%
| 21.89% | 62.5% | 63.73% | 62.18% | 60% | 61.81%
| 21.89% | 62.5% | 63.73% | 62.18% | 60% | 61.81%
| 21.9% | 62.49% | 63.72% | 62.17% | 60% | 61.81%
| 21.91% | 62.49% | 63.72% | 62.17% | 60% | 61.81%
| 21.91% | 62.49% | 63.72% | 62.17% | 59.99% | 61.81%
| 21.92% | 62.49% | 63.72% | 62.17% | 59.99% | 61.79%
| 21.92% | 62.49% | 63.72% | 62.17% | 59.99% | 61.79%
| 21.93% | 62.49% | 63.71% | 62.17% | 59.98% | 61.79%
| 21.93% | 62.49% | 63.71% | 62.16% | 59.98% | 61.79%
| 21.94% | 62.49% | 63.71% | 62.16% | 59.97% | 61.79%
| 21.95% | 62.49% | 63.71% | 62.16% | 59.97% | 61.78%
| 21.95% | 62.49% | 63.71% | 62.16% | 59.97% | 61.78%
| 21.96% | 62.48% | 63.7% | 62.15% | 59.97% | 61.78%
| 21.96% | 62.48% | 63.7% | 62.15% | 59.97% | 61.78%
| 21.97% | 62.48% | 63.7% | 62.15% | 59.97% | 61.77%
| 21.97% | 62.48% | 63.7% | 62.15% | 59.96% | 61.76%
| 21.98% | 62.48% | 63.7% | 62.15% | 59.96% | 61.76%
| 21.99% | 62.47% | 63.7% | 62.14% | 59.96% | 61.76%
| 21.99% | 62.47% | 63.7% | 62.14% | 59.95% | 61.76%
| 22% | 62.47% | 63.7% | 62.14% | 59.95% | 61.76%
| 22% | 62.47% | 63.69% | 62.14% | 59.95% | 61.75%
| 22.01% | 62.47% | 63.68% | 62.14% | 59.95% | 61.75%
| 22.01% | 62.46% | 63.68% | 62.14% | 59.94% | 61.75%
| 22.02% | 62.46% | 63.68% | 62.14% | 59.94% | 61.74%
| 22.03% | 62.46% | 63.68% | 62.14% | 59.94% | 61.74%
| 22.03% | 62.46% | 63.68% | 62.13% | 59.94% | 61.73%
| 22.04% | 62.46% | 63.68% | 62.13% | 59.94% | 61.73%
| 22.04% | 62.46% | 63.68% | 62.13% | 59.94% | 61.72%
| 22.05% | 62.46% | 63.67% | 62.13% | 59.94% | 61.72%
| 22.05% | 62.45% | 63.67% | 62.13% | 59.93% | 61.72%
| 22.06% | 62.45% | 63.67% | 62.13% | 59.93% | 61.72%
| 22.07% | 62.45% | 63.67% | 62.13% | 59.92% | 61.72%
| 22.07% | 62.45% | 63.67% | 62.12% | 59.92% | 61.72%
| 22.08% | 62.44% | 63.67% | 62.12% | 59.92% | 61.71%
| 22.08% | 62.44% | 63.66% | 62.12% | 59.92% | 61.71%
| 22.09% | 62.44% | 63.66% | 62.12% | 59.91% | 61.71%
| 22.09% | 62.44% | 63.66% | 62.11% | 59.91% | 61.71%
| 22.1% | 62.44% | 63.66% | 62.11% | 59.91% | 61.71%
| 22.11% | 62.44% | 63.66% | 62.11% | 59.91% | 61.71%
| 22.11% | 62.44% | 63.66% | 62.11% | 59.9% | 61.7%
| 22.12% | 62.44% | 63.66% | 62.11% | 59.9% | 61.7%
| 22.12% | 62.43% | 63.66% | 62.11% | 59.9% | 61.69%
| 22.13% | 62.43% | 63.65% | 62.11% | 59.9% | 61.69%
| 22.13% | 62.43% | 63.65% | 62.11% | 59.9% | 61.69%
| 22.14% | 62.43% | 63.65% | 62.11% | 59.9% | 61.69%
| 22.15% | 62.43% | 63.65% | 62.1% | 59.9% | 61.69%
| 22.15% | 62.42% | 63.65% | 62.1% | 59.9% | 61.69%
| 22.16% | 62.42% | 63.65% | 62.1% | 59.9% | 61.68%
| 22.16% | 62.42% | 63.65% | 62.1% | 59.89% | 61.68%
| 22.17% | 62.42% | 63.64% | 62.09% | 59.89% | 61.68%
| 22.17% | 62.42% | 63.64% | 62.09% | 59.89% | 61.68%
| 22.18% | 62.42% | 63.64% | 62.09% | 59.89% | 61.68%
| 22.19% | 62.42% | 63.63% | 62.09% | 59.89% | 61.67%
| 22.19% | 62.42% | 63.63% | 62.08% | 59.89% | 61.67%
| 22.2% | 62.41% | 63.63% | 62.08% | 59.89% | 61.67%
| 22.2% | 62.41% | 63.63% | 62.07% | 59.88% | 61.67%
| 22.21% | 62.41% | 63.63% | 62.07% | 59.88% | 61.67%
| 22.21% | 62.41% | 63.63% | 62.07% | 59.88% | 61.67%
| 22.22% | 62.41% | 63.63% | 62.06% | 59.88% | 61.67%
| 22.23% | 62.41% | 63.63% | 62.06% | 59.88% | 61.66%
| 22.23% | 62.4% | 63.63% | 62.06% | 59.88% | 61.66%
| 22.24% | 62.4% | 63.63% | 62.06% | 59.87% | 61.66%
| 22.24% | 62.4% | 63.63% | 62.06% | 59.87% | 61.66%
| 22.25% | 62.4% | 63.62% | 62.05% | 59.87% | 61.66%
| 22.25% | 62.4% | 63.62% | 62.05% | 59.87% | 61.66%
| 22.26% | 62.4% | 63.62% | 62.05% | 59.87% | 61.65%
| 22.27% | 62.39% | 63.62% | 62.05% | 59.87% | 61.65%
| 22.27% | 62.39% | 63.61% | 62.04% | 59.86% | 61.65%
| 22.28% | 62.39% | 63.61% | 62.04% | 59.86% | 61.65%
| 22.28% | 62.39% | 63.6% | 62.04% | 59.85% | 61.65%
| 22.29% | 62.39% | 63.6% | 62.04% | 59.85% | 61.65%
| 22.29% | 62.38% | 63.6% | 62.04% | 59.85% | 61.65%
| 22.3% | 62.38% | 63.59% | 62.04% | 59.85% | 61.65%
| 22.31% | 62.38% | 63.59% | 62.04% | 59.85% | 61.64%
| 22.31% | 62.38% | 63.59% | 62.03% | 59.85% | 61.64%
| 22.32% | 62.38% | 63.59% | 62.03% | 59.85% | 61.64%
| 22.32% | 62.37% | 63.59% | 62.03% | 59.84% | 61.64%
| 22.33% | 62.37% | 63.59% | 62.02% | 59.84% | 61.64%
| 22.33% | 62.37% | 63.59% | 62.02% | 59.84% | 61.64%
| 22.34% | 62.37% | 63.58% | 62.02% | 59.84% | 61.64%
| 22.35% | 62.37% | 63.58% | 62.02% | 59.84% | 61.63%
| 22.35% | 62.37% | 63.58% | 62.02% | 59.83% | 61.63%
| 22.36% | 62.36% | 63.58% | 62.02% | 59.83% | 61.63%
| 22.36% | 62.36% | 63.58% | 62.01% | 59.82% | 61.62%
| 22.37% | 62.36% | 63.58% | 62.01% | 59.82% | 61.62%
| 22.37% | 62.36% | 63.58% | 62.01% | 59.82% | 61.62%
| 22.38% | 62.35% | 63.58% | 62.01% | 59.82% | 61.62%
| 22.39% | 62.35% | 63.57% | 62.01% | 59.82% | 61.61%
| 22.39% | 62.35% | 63.57% | 62.01% | 59.82% | 61.61%
| 22.4% | 62.35% | 63.57% | 62.01% | 59.82% | 61.61%
| 22.4% | 62.35% | 63.57% | 62% | 59.82% | 61.61%
| 22.41% | 62.35% | 63.57% | 62% | 59.81% | 61.61%
| 22.41% | 62.35% | 63.57% | 62% | 59.81% | 61.61%
| 22.42% | 62.35% | 63.57% | 62% | 59.81% | 61.61%
| 22.43% | 62.34% | 63.56% | 61.99% | 59.81% | 61.61%
| 22.43% | 62.34% | 63.56% | 61.99% | 59.8% | 61.6%
| 22.44% | 62.34% | 63.56% | 61.99% | 59.8% | 61.6%
| 22.44% | 62.34% | 63.56% | 61.99% | 59.8% | 61.6%
| 22.45% | 62.33% | 63.56% | 61.99% | 59.8% | 61.59%
| 22.45% | 62.33% | 63.56% | 61.99% | 59.8% | 61.59%
| 22.46% | 62.33% | 63.56% | 61.99% | 59.79% | 61.59%
| 22.47% | 62.33% | 63.56% | 61.98% | 59.79% | 61.59%
| 22.47% | 62.33% | 63.55% | 61.98% | 59.79% | 61.58%
| 22.48% | 62.33% | 63.55% | 61.98% | 59.79% | 61.58%
| 22.48% | 62.33% | 63.55% | 61.98% | 59.79% | 61.58%
| 22.49% | 62.32% | 63.55% | 61.98% | 59.79% | 61.58%
| 22.49% | 62.32% | 63.55% | 61.98% | 59.79% | 61.58%
| 22.5% | 62.32% | 63.55% | 61.97% | 59.78% | 61.58%
| 22.51% | 62.32% | 63.55% | 61.96% | 59.78% | 61.57%
| 22.51% | 62.31% | 63.54% | 61.96% | 59.78% | 61.57%
| 22.52% | 62.31% | 63.54% | 61.96% | 59.78% | 61.57%
| 22.52% | 62.31% | 63.54% | 61.95% | 59.77% | 61.57%
| 22.53% | 62.3% | 63.54% | 61.95% | 59.77% | 61.57%
| 22.53% | 62.3% | 63.53% | 61.95% | 59.77% | 61.56%
| 22.54% | 62.3% | 63.53% | 61.95% | 59.76% | 61.56%
| 22.55% | 62.3% | 63.53% | 61.95% | 59.76% | 61.56%
| 22.55% | 62.3% | 63.53% | 61.95% | 59.76% | 61.56%
| 22.56% | 62.29% | 63.52% | 61.95% | 59.76% | 61.56%
| 22.56% | 62.29% | 63.52% | 61.95% | 59.76% | 61.56%
| 22.57% | 62.29% | 63.51% | 61.94% | 59.76% | 61.55%
| 22.57% | 62.28% | 63.51% | 61.94% | 59.76% | 61.55%
| 22.58% | 62.28% | 63.51% | 61.94% | 59.76% | 61.55%
| 22.59% | 62.28% | 63.5% | 61.94% | 59.75% | 61.55%
| 22.59% | 62.28% | 63.5% | 61.94% | 59.75% | 61.55%
| 22.6% | 62.28% | 63.5% | 61.94% | 59.75% | 61.55%
| 22.6% | 62.28% | 63.49% | 61.94% | 59.74% | 61.54%
| 22.61% | 62.27% | 63.49% | 61.94% | 59.74% | 61.53%
| 22.61% | 62.27% | 63.49% | 61.93% | 59.74% | 61.53%
| 22.62% | 62.27% | 63.49% | 61.93% | 59.73% | 61.53%
| 22.63% | 62.27% | 63.49% | 61.93% | 59.73% | 61.53%
| 22.63% | 62.27% | 63.49% | 61.93% | 59.73% | 61.52%
| 22.64% | 62.27% | 63.48% | 61.93% | 59.73% | 61.52%
| 22.64% | 62.27% | 63.48% | 61.92% | 59.73% | 61.52%
| 22.65% | 62.27% | 63.48% | 61.92% | 59.73% | 61.52%
| 22.65% | 62.26% | 63.48% | 61.92% | 59.72% | 61.51%
| 22.66% | 62.26% | 63.47% | 61.92% | 59.72% | 61.51%
| 22.67% | 62.26% | 63.47% | 61.91% | 59.72% | 61.51%
| 22.67% | 62.26% | 63.47% | 61.91% | 59.72% | 61.5%
| 22.68% | 62.26% | 63.47% | 61.91% | 59.72% | 61.49%
| 22.68% | 62.26% | 63.47% | 61.9% | 59.71% | 61.49%
| 22.69% | 62.25% | 63.47% | 61.9% | 59.71% | 61.48%
| 22.69% | 62.25% | 63.47% | 61.9% | 59.71% | 61.48%
| 22.7% | 62.25% | 63.46% | 61.9% | 59.7% | 61.48%
| 22.71% | 62.24% | 63.46% | 61.9% | 59.7% | 61.48%
| 22.71% | 62.24% | 63.46% | 61.9% | 59.7% | 61.47%
| 22.72% | 62.24% | 63.46% | 61.9% | 59.7% | 61.47%
| 22.72% | 62.24% | 63.46% | 61.9% | 59.69% | 61.47%
| 22.73% | 62.24% | 63.46% | 61.9% | 59.69% | 61.47%
| 22.73% | 62.23% | 63.45% | 61.89% | 59.69% | 61.47%
| 22.74% | 62.23% | 63.45% | 61.89% | 59.69% | 61.46%
| 22.75% | 62.23% | 63.45% | 61.89% | 59.69% | 61.46%
| 22.75% | 62.23% | 63.45% | 61.89% | 59.69% | 61.46%
| 22.76% | 62.23% | 63.45% | 61.88% | 59.69% | 61.46%
| 22.76% | 62.23% | 63.45% | 61.88% | 59.68% | 61.46%
| 22.77% | 62.23% | 63.44% | 61.88% | 59.68% | 61.45%
| 22.77% | 62.22% | 63.44% | 61.88% | 59.68% | 61.45%
| 22.78% | 62.22% | 63.44% | 61.88% | 59.68% | 61.45%
| 22.79% | 62.22% | 63.44% | 61.88% | 59.68% | 61.45%
| 22.79% | 62.22% | 63.44% | 61.88% | 59.68% | 61.44%
| 22.8% | 62.22% | 63.44% | 61.87% | 59.68% | 61.44%
| 22.8% | 62.21% | 63.43% | 61.87% | 59.67% | 61.44%
| 22.81% | 62.21% | 63.43% | 61.87% | 59.67% | 61.44%
| 22.81% | 62.21% | 63.43% | 61.87% | 59.66% | 61.44%
| 22.82% | 62.21% | 63.43% | 61.87% | 59.66% | 61.44%
| 22.83% | 62.21% | 63.42% | 61.87% | 59.66% | 61.42%
| 22.83% | 62.21% | 63.42% | 61.87% | 59.66% | 61.42%
| 22.84% | 62.21% | 63.42% | 61.87% | 59.66% | 61.42%
| 22.84% | 62.2% | 63.41% | 61.87% | 59.65% | 61.41%
| 22.85% | 62.2% | 63.41% | 61.87% | 59.65% | 61.41%
| 22.85% | 62.2% | 63.41% | 61.87% | 59.65% | 61.41%
| 22.86% | 62.2% | 63.41% | 61.86% | 59.65% | 61.41%
| 22.87% | 62.2% | 63.4% | 61.86% | 59.65% | 61.41%
| 22.87% | 62.2% | 63.4% | 61.86% | 59.65% | 61.4%
| 22.88% | 62.2% | 63.4% | 61.86% | 59.64% | 61.4%
| 22.88% | 62.2% | 63.4% | 61.86% | 59.64% | 61.39%
| 22.89% | 62.19% | 63.4% | 61.86% | 59.64% | 61.39%
| 22.89% | 62.19% | 63.39% | 61.86% | 59.64% | 61.39%
| 22.9% | 62.19% | 63.39% | 61.86% | 59.63% | 61.39%
| 22.91% | 62.19% | 63.39% | 61.86% | 59.63% | 61.39%
| 22.91% | 62.19% | 63.39% | 61.85% | 59.63% | 61.38%
| 22.92% | 62.18% | 63.39% | 61.85% | 59.63% | 61.38%
| 22.92% | 62.18% | 63.38% | 61.84% | 59.63% | 61.38%
| 22.93% | 62.18% | 63.38% | 61.84% | 59.63% | 61.38%
| 22.93% | 62.18% | 63.38% | 61.84% | 59.63% | 61.38%
| 22.94% | 62.17% | 63.38% | 61.83% | 59.62% | 61.38%
| 22.95% | 62.17% | 63.38% | 61.83% | 59.62% | 61.38%
| 22.95% | 62.17% | 63.38% | 61.83% | 59.62% | 61.37%
| 22.96% | 62.17% | 63.37% | 61.83% | 59.62% | 61.37%
| 22.96% | 62.16% | 63.37% | 61.83% | 59.62% | 61.37%
| 22.97% | 62.16% | 63.37% | 61.83% | 59.61% | 61.37%
| 22.97% | 62.16% | 63.36% | 61.83% | 59.61% | 61.37%
| 22.98% | 62.16% | 63.36% | 61.83% | 59.61% | 61.37%
| 22.99% | 62.16% | 63.36% | 61.82% | 59.61% | 61.36%
| 22.99% | 62.15% | 63.36% | 61.82% | 59.61% | 61.36%
| 23% | 62.15% | 63.36% | 61.82% | 59.6% | 61.36%
| 23% | 62.15% | 63.36% | 61.82% | 59.6% | 61.36%
| 23.01% | 62.15% | 63.36% | 61.82% | 59.6% | 61.36%
| 23.01% | 62.15% | 63.36% | 61.82% | 59.59% | 61.35%
| 23.02% | 62.14% | 63.35% | 61.82% | 59.59% | 61.35%
| 23.03% | 62.14% | 63.35% | 61.81% | 59.59% | 61.34%
| 23.03% | 62.14% | 63.35% | 61.81% | 59.59% | 61.34%
| 23.04% | 62.14% | 63.35% | 61.81% | 59.58% | 61.34%
| 23.04% | 62.13% | 63.34% | 61.81% | 59.58% | 61.34%
| 23.05% | 62.13% | 63.34% | 61.81% | 59.58% | 61.33%
| 23.05% | 62.13% | 63.34% | 61.81% | 59.58% | 61.33%
| 23.06% | 62.13% | 63.33% | 61.81% | 59.58% | 61.33%
| 23.07% | 62.13% | 63.33% | 61.81% | 59.58% | 61.32%
| 23.07% | 62.13% | 63.33% | 61.8% | 59.57% | 61.32%
| 23.08% | 62.13% | 63.33% | 61.8% | 59.56% | 61.32%
| 23.08% | 62.13% | 63.33% | 61.8% | 59.56% | 61.31%
| 23.09% | 62.12% | 63.33% | 61.8% | 59.56% | 61.31%
| 23.09% | 62.12% | 63.32% | 61.8% | 59.55% | 61.31%
| 23.1% | 62.12% | 63.32% | 61.8% | 59.55% | 61.31%
| 23.11% | 62.11% | 63.32% | 61.8% | 59.55% | 61.31%
| 23.11% | 62.11% | 63.32% | 61.8% | 59.55% | 61.31%
| 23.12% | 62.11% | 63.32% | 61.79% | 59.55% | 61.3%
| 23.12% | 62.11% | 63.32% | 61.79% | 59.54% | 61.3%
| 23.13% | 62.11% | 63.32% | 61.79% | 59.54% | 61.3%
| 23.13% | 62.1% | 63.32% | 61.79% | 59.54% | 61.3%
| 23.14% | 62.1% | 63.32% | 61.79% | 59.53% | 61.3%
| 23.14% | 62.1% | 63.32% | 61.79% | 59.53% | 61.3%
| 23.15% | 62.1% | 63.32% | 61.79% | 59.53% | 61.29%
| 23.16% | 62.1% | 63.32% | 61.79% | 59.52% | 61.29%
| 23.16% | 62.1% | 63.31% | 61.79% | 59.52% | 61.29%
| 23.17% | 62.1% | 63.31% | 61.79% | 59.51% | 61.29%
| 23.17% | 62.09% | 63.31% | 61.79% | 59.51% | 61.29%
| 23.18% | 62.09% | 63.31% | 61.79% | 59.51% | 61.28%
| 23.18% | 62.09% | 63.31% | 61.78% | 59.5% | 61.28%
| 23.19% | 62.09% | 63.3% | 61.78% | 59.5% | 61.28%
| 23.2% | 62.09% | 63.3% | 61.78% | 59.5% | 61.28%
| 23.2% | 62.09% | 63.3% | 61.77% | 59.49% | 61.28%
| 23.21% | 62.08% | 63.3% | 61.77% | 59.49% | 61.27%
| 23.21% | 62.08% | 63.3% | 61.77% | 59.49% | 61.27%
| 23.22% | 62.08% | 63.29% | 61.77% | 59.49% | 61.27%
| 23.22% | 62.08% | 63.29% | 61.76% | 59.49% | 61.27%
| 23.23% | 62.08% | 63.29% | 61.76% | 59.49% | 61.27%
| 23.24% | 62.07% | 63.29% | 61.76% | 59.49% | 61.26%
| 23.24% | 62.07% | 63.29% | 61.76% | 59.48% | 61.26%
| 23.25% | 62.07% | 63.29% | 61.76% | 59.48% | 61.26%
| 23.25% | 62.07% | 63.29% | 61.76% | 59.48% | 61.26%
| 23.26% | 62.07% | 63.29% | 61.75% | 59.48% | 61.26%
| 23.26% | 62.06% | 63.29% | 61.75% | 59.47% | 61.26%
| 23.27% | 62.06% | 63.29% | 61.74% | 59.47% | 61.26%
| 23.28% | 62.06% | 63.28% | 61.74% | 59.47% | 61.25%
| 23.28% | 62.05% | 63.28% | 61.74% | 59.47% | 61.25%
| 23.29% | 62.05% | 63.28% | 61.74% | 59.47% | 61.25%
| 23.29% | 62.05% | 63.28% | 61.74% | 59.47% | 61.25%
| 23.3% | 62.05% | 63.27% | 61.74% | 59.46% | 61.25%
| 23.3% | 62.05% | 63.27% | 61.74% | 59.46% | 61.24%
| 23.31% | 62.05% | 63.27% | 61.74% | 59.46% | 61.24%
| 23.32% | 62.04% | 63.27% | 61.73% | 59.46% | 61.24%
| 23.32% | 62.04% | 63.27% | 61.73% | 59.45% | 61.24%
| 23.33% | 62.04% | 63.26% | 61.73% | 59.45% | 61.23%
| 23.33% | 62.04% | 63.26% | 61.73% | 59.45% | 61.23%
| 23.34% | 62.04% | 63.26% | 61.73% | 59.44% | 61.23%
| 23.34% | 62.03% | 63.26% | 61.73% | 59.44% | 61.22%
| 23.35% | 62.03% | 63.26% | 61.72% | 59.44% | 61.22%
| 23.36% | 62.03% | 63.25% | 61.72% | 59.44% | 61.22%
| 23.36% | 62.03% | 63.25% | 61.72% | 59.44% | 61.22%
| 23.37% | 62.02% | 63.25% | 61.72% | 59.44% | 61.22%
| 23.37% | 62.01% | 63.25% | 61.71% | 59.44% | 61.22%
| 23.38% | 62.01% | 63.24% | 61.71% | 59.43% | 61.22%
| 23.38% | 62.01% | 63.24% | 61.71% | 59.43% | 61.21%
| 23.39% | 62.01% | 63.24% | 61.71% | 59.43% | 61.21%
| 23.4% | 62.01% | 63.24% | 61.71% | 59.42% | 61.21%
| 23.4% | 62.01% | 63.24% | 61.71% | 59.42% | 61.21%
| 23.41% | 62% | 63.23% | 61.71% | 59.42% | 61.21%
| 23.41% | 62% | 63.23% | 61.71% | 59.42% | 61.2%
| 23.42% | 62% | 63.23% | 61.7% | 59.41% | 61.2%
| 23.42% | 61.99% | 63.22% | 61.7% | 59.41% | 61.2%
| 23.43% | 61.99% | 63.22% | 61.7% | 59.41% | 61.19%
| 23.44% | 61.99% | 63.22% | 61.7% | 59.41% | 61.19%
| 23.44% | 61.98% | 63.21% | 61.69% | 59.4% | 61.18%
| 23.45% | 61.98% | 63.21% | 61.69% | 59.4% | 61.18%
| 23.45% | 61.98% | 63.21% | 61.69% | 59.4% | 61.18%
| 23.46% | 61.98% | 63.21% | 61.69% | 59.4% | 61.18%
| 23.46% | 61.98% | 63.21% | 61.69% | 59.4% | 61.17%
| 23.47% | 61.98% | 63.21% | 61.69% | 59.4% | 61.17%
| 23.48% | 61.98% | 63.21% | 61.68% | 59.4% | 61.17%
| 23.48% | 61.98% | 63.2% | 61.68% | 59.39% | 61.17%
| 23.49% | 61.97% | 63.2% | 61.68% | 59.39% | 61.17%
| 23.49% | 61.97% | 63.2% | 61.68% | 59.39% | 61.17%
| 23.5% | 61.97% | 63.2% | 61.68% | 59.39% | 61.16%
| 23.5% | 61.97% | 63.2% | 61.68% | 59.38% | 61.16%
| 23.51% | 61.97% | 63.2% | 61.68% | 59.38% | 61.16%
| 23.52% | 61.97% | 63.2% | 61.68% | 59.37% | 61.15%
| 23.52% | 61.96% | 63.19% | 61.68% | 59.37% | 61.15%
| 23.53% | 61.96% | 63.19% | 61.67% | 59.37% | 61.15%
| 23.53% | 61.96% | 63.19% | 61.66% | 59.36% | 61.15%
| 23.54% | 61.95% | 63.19% | 61.65% | 59.36% | 61.15%
| 23.54% | 61.95% | 63.19% | 61.65% | 59.36% | 61.14%
| 23.55% | 61.95% | 63.18% | 61.65% | 59.36% | 61.14%
| 23.56% | 61.95% | 63.18% | 61.65% | 59.35% | 61.14%
| 23.56% | 61.95% | 63.18% | 61.64% | 59.35% | 61.14%
| 23.57% | 61.95% | 63.18% | 61.64% | 59.35% | 61.13%
| 23.57% | 61.95% | 63.18% | 61.64% | 59.35% | 61.13%
| 23.58% | 61.94% | 63.17% | 61.64% | 59.34% | 61.13%
| 23.58% | 61.94% | 63.17% | 61.63% | 59.34% | 61.13%
| 23.59% | 61.94% | 63.17% | 61.63% | 59.34% | 61.13%
| 23.6% | 61.94% | 63.17% | 61.63% | 59.34% | 61.12%
| 23.6% | 61.94% | 63.17% | 61.63% | 59.34% | 61.12%
| 23.61% | 61.94% | 63.17% | 61.63% | 59.34% | 61.12%
| 23.61% | 61.94% | 63.17% | 61.63% | 59.34% | 61.12%
| 23.62% | 61.94% | 63.16% | 61.63% | 59.34% | 61.12%
| 23.62% | 61.93% | 63.16% | 61.63% | 59.34% | 61.12%
| 23.63% | 61.93% | 63.16% | 61.62% | 59.33% | 61.12%
| 23.64% | 61.93% | 63.16% | 61.62% | 59.33% | 61.12%
| 23.64% | 61.93% | 63.16% | 61.62% | 59.33% | 61.12%
| 23.65% | 61.93% | 63.15% | 61.62% | 59.33% | 61.11%
| 23.65% | 61.93% | 63.15% | 61.62% | 59.33% | 61.11%
| 23.66% | 61.93% | 63.15% | 61.62% | 59.33% | 61.11%
| 23.66% | 61.93% | 63.15% | 61.62% | 59.33% | 61.11%
| 23.67% | 61.92% | 63.15% | 61.61% | 59.33% | 61.1%
| 23.68% | 61.92% | 63.15% | 61.61% | 59.33% | 61.1%
| 23.68% | 61.92% | 63.14% | 61.61% | 59.33% | 61.1%
| 23.69% | 61.92% | 63.14% | 61.61% | 59.32% | 61.09%
| 23.69% | 61.92% | 63.14% | 61.6% | 59.32% | 61.09%
| 23.7% | 61.91% | 63.14% | 61.6% | 59.32% | 61.09%
| 23.7% | 61.91% | 63.14% | 61.6% | 59.32% | 61.09%
| 23.71% | 61.91% | 63.14% | 61.6% | 59.31% | 61.09%
| 23.72% | 61.91% | 63.13% | 61.6% | 59.31% | 61.08%
| 23.72% | 61.91% | 63.13% | 61.59% | 59.31% | 61.08%
| 23.73% | 61.91% | 63.13% | 61.59% | 59.31% | 61.07%
| 23.73% | 61.9% | 63.13% | 61.59% | 59.3% | 61.07%
| 23.74% | 61.9% | 63.12% | 61.58% | 59.3% | 61.07%
| 23.74% | 61.9% | 63.12% | 61.58% | 59.3% | 61.07%
| 23.75% | 61.9% | 63.12% | 61.58% | 59.29% | 61.07%
| 23.76% | 61.9% | 63.12% | 61.57% | 59.29% | 61.06%
| 23.76% | 61.9% | 63.12% | 61.57% | 59.29% | 61.06%
| 23.77% | 61.89% | 63.12% | 61.57% | 59.29% | 61.06%
| 23.77% | 61.89% | 63.12% | 61.57% | 59.29% | 61.05%
| 23.78% | 61.88% | 63.12% | 61.57% | 59.29% | 61.05%
| 23.78% | 61.88% | 63.12% | 61.57% | 59.28% | 61.04%
| 23.79% | 61.88% | 63.12% | 61.57% | 59.28% | 61.04%
| 23.8% | 61.88% | 63.11% | 61.56% | 59.28% | 61.04%
| 23.8% | 61.88% | 63.11% | 61.55% | 59.28% | 61.04%
| 23.81% | 61.87% | 63.09% | 61.55% | 59.28% | 61.04%
| 23.81% | 61.87% | 63.09% | 61.55% | 59.27% | 61.03%
| 23.82% | 61.87% | 63.09% | 61.54% | 59.27% | 61.03%
| 23.82% | 61.87% | 63.09% | 61.54% | 59.27% | 61.03%
| 23.83% | 61.87% | 63.09% | 61.54% | 59.27% | 61.03%
| 23.84% | 61.87% | 63.08% | 61.53% | 59.27% | 61.03%
| 23.84% | 61.86% | 63.08% | 61.53% | 59.27% | 61.03%
| 23.85% | 61.86% | 63.08% | 61.53% | 59.27% | 61.03%
| 23.85% | 61.86% | 63.07% | 61.53% | 59.27% | 61.01%
| 23.86% | 61.86% | 63.07% | 61.53% | 59.26% | 61.01%
| 23.86% | 61.85% | 63.06% | 61.53% | 59.26% | 61.01%
| 23.87% | 61.85% | 63.06% | 61.53% | 59.26% | 61%
| 23.88% | 61.84% | 63.06% | 61.52% | 59.26% | 61%
| 23.88% | 61.84% | 63.06% | 61.52% | 59.26% | 61%
| 23.89% | 61.84% | 63.06% | 61.52% | 59.26% | 60.99%
| 23.89% | 61.84% | 63.06% | 61.52% | 59.26% | 60.99%
| 23.9% | 61.84% | 63.05% | 61.52% | 59.26% | 60.99%
| 23.9% | 61.84% | 63.05% | 61.52% | 59.26% | 60.99%
| 23.91% | 61.83% | 63.05% | 61.51% | 59.25% | 60.98%
| 23.92% | 61.83% | 63.05% | 61.51% | 59.25% | 60.98%
| 23.92% | 61.83% | 63.05% | 61.51% | 59.25% | 60.98%
| 23.93% | 61.83% | 63.04% | 61.5% | 59.25% | 60.98%
| 23.93% | 61.82% | 63.04% | 61.5% | 59.24% | 60.97%
| 23.94% | 61.82% | 63.04% | 61.49% | 59.24% | 60.96%
| 23.94% | 61.82% | 63.03% | 61.49% | 59.24% | 60.96%
| 23.95% | 61.81% | 63.03% | 61.49% | 59.24% | 60.96%
| 23.96% | 61.81% | 63.03% | 61.49% | 59.23% | 60.96%
| 23.96% | 61.81% | 63.02% | 61.48% | 59.23% | 60.96%
| 23.97% | 61.81% | 63.02% | 61.48% | 59.23% | 60.96%
| 23.97% | 61.81% | 63.02% | 61.48% | 59.23% | 60.96%
| 23.98% | 61.8% | 63.02% | 61.48% | 59.23% | 60.96%
| 23.98% | 61.8% | 63.02% | 61.48% | 59.23% | 60.96%
| 23.99% | 61.8% | 63.01% | 61.48% | 59.23% | 60.95%
| 24% | 61.8% | 63.01% | 61.48% | 59.22% | 60.95%
| 24% | 61.79% | 63.01% | 61.48% | 59.22% | 60.95%
| 24.01% | 61.79% | 63.01% | 61.47% | 59.22% | 60.94%
| 24.01% | 61.79% | 63.01% | 61.47% | 59.22% | 60.94%
| 24.02% | 61.79% | 63.01% | 61.47% | 59.22% | 60.94%
| 24.02% | 61.79% | 63% | 61.47% | 59.21% | 60.94%
| 24.03% | 61.78% | 63% | 61.47% | 59.21% | 60.94%
| 24.04% | 61.77% | 63% | 61.46% | 59.21% | 60.94%
| 24.04% | 61.77% | 63% | 61.46% | 59.21% | 60.94%
| 24.05% | 61.76% | 62.99% | 61.46% | 59.21% | 60.94%
| 24.05% | 61.76% | 62.99% | 61.46% | 59.21% | 60.93%
| 24.06% | 61.76% | 62.98% | 61.46% | 59.21% | 60.93%
| 24.06% | 61.76% | 62.98% | 61.46% | 59.2% | 60.93%
| 24.07% | 61.75% | 62.98% | 61.45% | 59.2% | 60.93%
| 24.08% | 61.75% | 62.98% | 61.45% | 59.2% | 60.93%
| 24.08% | 61.75% | 62.97% | 61.45% | 59.2% | 60.92%
| 24.09% | 61.75% | 62.97% | 61.45% | 59.2% | 60.92%
| 24.09% | 61.74% | 62.96% | 61.45% | 59.19% | 60.91%
| 24.1% | 61.74% | 62.96% | 61.45% | 59.19% | 60.91%
| 24.1% | 61.74% | 62.96% | 61.45% | 59.19% | 60.91%
| 24.11% | 61.74% | 62.96% | 61.44% | 59.19% | 60.91%
| 24.12% | 61.74% | 62.96% | 61.44% | 59.19% | 60.9%
| 24.12% | 61.74% | 62.96% | 61.44% | 59.19% | 60.9%
| 24.13% | 61.73% | 62.96% | 61.44% | 59.18% | 60.9%
| 24.13% | 61.73% | 62.95% | 61.44% | 59.18% | 60.9%
| 24.14% | 61.73% | 62.95% | 61.43% | 59.18% | 60.9%
| 24.14% | 61.72% | 62.95% | 61.43% | 59.18% | 60.9%
| 24.15% | 61.72% | 62.95% | 61.43% | 59.18% | 60.89%
| 24.16% | 61.72% | 62.95% | 61.43% | 59.17% | 60.89%
| 24.16% | 61.72% | 62.95% | 61.43% | 59.17% | 60.89%
| 24.17% | 61.72% | 62.94% | 61.43% | 59.16% | 60.89%
| 24.17% | 61.72% | 62.94% | 61.43% | 59.16% | 60.89%
| 24.18% | 61.72% | 62.94% | 61.43% | 59.16% | 60.89%
| 24.18% | 61.72% | 62.93% | 61.42% | 59.16% | 60.89%
| 24.19% | 61.71% | 62.93% | 61.42% | 59.16% | 60.88%
| 24.2% | 61.71% | 62.93% | 61.42% | 59.16% | 60.88%
| 24.2% | 61.71% | 62.93% | 61.42% | 59.16% | 60.88%
| 24.21% | 61.71% | 62.92% | 61.41% | 59.16% | 60.88%
| 24.21% | 61.71% | 62.91% | 61.41% | 59.16% | 60.88%
| 24.22% | 61.71% | 62.91% | 61.41% | 59.15% | 60.87%
| 24.22% | 61.71% | 62.91% | 61.4% | 59.15% | 60.87%
| 24.23% | 61.7% | 62.91% | 61.4% | 59.15% | 60.86%
| 24.24% | 61.7% | 62.9% | 61.4% | 59.15% | 60.86%
| 24.24% | 61.7% | 62.9% | 61.4% | 59.15% | 60.86%
| 24.25% | 61.7% | 62.9% | 61.4% | 59.15% | 60.86%
| 24.25% | 61.7% | 62.89% | 61.4% | 59.15% | 60.85%
| 24.26% | 61.69% | 62.89% | 61.4% | 59.14% | 60.85%
| 24.26% | 61.69% | 62.89% | 61.4% | 59.14% | 60.85%
| 24.27% | 61.69% | 62.89% | 61.39% | 59.14% | 60.85%
| 24.28% | 61.69% | 62.89% | 61.39% | 59.14% | 60.85%
| 24.28% | 61.69% | 62.88% | 61.39% | 59.14% | 60.85%
| 24.29% | 61.69% | 62.88% | 61.39% | 59.14% | 60.85%
| 24.29% | 61.69% | 62.88% | 61.39% | 59.14% | 60.84%
| 24.3% | 61.68% | 62.88% | 61.39% | 59.14% | 60.84%
| 24.3% | 61.68% | 62.88% | 61.39% | 59.14% | 60.84%
| 24.31% | 61.68% | 62.88% | 61.39% | 59.13% | 60.83%
| 24.32% | 61.68% | 62.87% | 61.39% | 59.13% | 60.83%
| 24.32% | 61.68% | 62.87% | 61.39% | 59.13% | 60.83%
| 24.33% | 61.68% | 62.87% | 61.38% | 59.13% | 60.82%
| 24.33% | 61.68% | 62.87% | 61.38% | 59.12% | 60.82%
| 24.34% | 61.68% | 62.87% | 61.38% | 59.12% | 60.82%
| 24.34% | 61.68% | 62.87% | 61.38% | 59.12% | 60.81%
| 24.35% | 61.67% | 62.87% | 61.38% | 59.12% | 60.81%
| 24.36% | 61.67% | 62.86% | 61.37% | 59.11% | 60.81%
| 24.36% | 61.67% | 62.86% | 61.37% | 59.1% | 60.81%
| 24.37% | 61.67% | 62.86% | 61.37% | 59.1% | 60.81%
| 24.37% | 61.67% | 62.86% | 61.37% | 59.1% | 60.8%
| 24.38% | 61.67% | 62.85% | 61.37% | 59.09% | 60.8%
| 24.38% | 61.67% | 62.85% | 61.37% | 59.09% | 60.8%
| 24.39% | 61.66% | 62.85% | 61.37% | 59.09% | 60.8%
| 24.39% | 61.66% | 62.85% | 61.37% | 59.09% | 60.8%
| 24.4% | 61.66% | 62.85% | 61.36% | 59.09% | 60.79%
| 24.41% | 61.65% | 62.85% | 61.36% | 59.09% | 60.79%
| 24.41% | 61.65% | 62.85% | 61.36% | 59.08% | 60.79%
| 24.42% | 61.65% | 62.85% | 61.36% | 59.08% | 60.79%
| 24.42% | 61.65% | 62.84% | 61.36% | 59.08% | 60.78%
| 24.43% | 61.65% | 62.83% | 61.35% | 59.07% | 60.78%
| 24.43% | 61.65% | 62.83% | 61.35% | 59.07% | 60.78%
| 24.44% | 61.65% | 62.83% | 61.35% | 59.07% | 60.78%
| 24.45% | 61.64% | 62.83% | 61.35% | 59.07% | 60.78%
| 24.45% | 61.64% | 62.83% | 61.35% | 59.06% | 60.78%
| 24.46% | 61.64% | 62.83% | 61.35% | 59.06% | 60.78%
| 24.46% | 61.64% | 62.82% | 61.35% | 59.05% | 60.78%
| 24.47% | 61.64% | 62.82% | 61.35% | 59.05% | 60.77%
| 24.47% | 61.64% | 62.82% | 61.35% | 59.05% | 60.77%
| 24.48% | 61.63% | 62.82% | 61.34% | 59.05% | 60.77%
| 24.49% | 61.63% | 62.81% | 61.34% | 59.05% | 60.77%
| 24.49% | 61.63% | 62.81% | 61.34% | 59.05% | 60.77%
| 24.5% | 61.63% | 62.8% | 61.34% | 59.05% | 60.77%
| 24.5% | 61.63% | 62.8% | 61.34% | 59.05% | 60.77%
| 24.51% | 61.63% | 62.79% | 61.33% | 59.05% | 60.77%
| 24.51% | 61.63% | 62.79% | 61.33% | 59.04% | 60.77%
| 24.52% | 61.63% | 62.79% | 61.33% | 59.04% | 60.77%
| 24.53% | 61.62% | 62.78% | 61.33% | 59.04% | 60.77%
| 24.53% | 61.62% | 62.78% | 61.33% | 59.03% | 60.77%
| 24.54% | 61.62% | 62.78% | 61.33% | 59.03% | 60.76%
| 24.54% | 61.62% | 62.77% | 61.33% | 59.03% | 60.76%
| 24.55% | 61.62% | 62.77% | 61.32% | 59.03% | 60.76%
| 24.55% | 61.62% | 62.77% | 61.32% | 59.03% | 60.76%
| 24.56% | 61.62% | 62.77% | 61.32% | 59.03% | 60.76%
| 24.57% | 61.62% | 62.77% | 61.32% | 59.03% | 60.76%
| 24.57% | 61.62% | 62.77% | 61.32% | 59.02% | 60.76%
| 24.58% | 61.62% | 62.76% | 61.32% | 59.02% | 60.76%
| 24.58% | 61.62% | 62.75% | 61.32% | 59.02% | 60.75%
| 24.59% | 61.62% | 62.75% | 61.32% | 59.02% | 60.75%
| 24.59% | 61.62% | 62.75% | 61.32% | 59.02% | 60.75%
| 24.6% | 61.61% | 62.75% | 61.31% | 59.02% | 60.75%
| 24.61% | 61.61% | 62.75% | 61.31% | 59.02% | 60.75%
| 24.61% | 61.61% | 62.75% | 61.31% | 59.02% | 60.74%
| 24.62% | 61.61% | 62.75% | 61.3% | 59.02% | 60.74%
| 24.62% | 61.61% | 62.74% | 61.3% | 59.02% | 60.74%
| 24.63% | 61.61% | 62.74% | 61.3% | 59.01% | 60.73%
| 24.63% | 61.61% | 62.74% | 61.3% | 59.01% | 60.73%
| 24.64% | 61.6% | 62.73% | 61.3% | 59.01% | 60.73%
| 24.65% | 61.6% | 62.73% | 61.3% | 59.01% | 60.72%
| 24.65% | 61.6% | 62.73% | 61.3% | 59.01% | 60.72%
| 24.66% | 61.6% | 62.73% | 61.3% | 59.01% | 60.72%
| 24.66% | 61.6% | 62.72% | 61.3% | 59.01% | 60.71%
| 24.67% | 61.6% | 62.72% | 61.3% | 59% | 60.71%
| 24.67% | 61.6% | 62.72% | 61.3% | 59% | 60.71%
| 24.68% | 61.59% | 62.71% | 61.3% | 59% | 60.71%
| 24.69% | 61.59% | 62.71% | 61.29% | 59% | 60.71%
| 24.69% | 61.58% | 62.71% | 61.29% | 59% | 60.7%
| 24.7% | 61.58% | 62.71% | 61.29% | 59% | 60.7%
| 24.7% | 61.58% | 62.71% | 61.29% | 59% | 60.7%
| 24.71% | 61.58% | 62.71% | 61.29% | 58.99% | 60.7%
| 24.71% | 61.58% | 62.71% | 61.29% | 58.99% | 60.7%
| 24.72% | 61.58% | 62.71% | 61.29% | 58.98% | 60.7%
| 24.73% | 61.58% | 62.71% | 61.28% | 58.98% | 60.69%
| 24.73% | 61.58% | 62.7% | 61.28% | 58.98% | 60.69%
| 24.74% | 61.58% | 62.7% | 61.28% | 58.98% | 60.69%
| 24.74% | 61.58% | 62.7% | 61.28% | 58.98% | 60.69%
| 24.75% | 61.57% | 62.7% | 61.28% | 58.98% | 60.69%
| 24.75% | 61.56% | 62.7% | 61.28% | 58.97% | 60.69%
| 24.76% | 61.56% | 62.7% | 61.28% | 58.97% | 60.68%
| 24.77% | 61.56% | 62.69% | 61.28% | 58.97% | 60.67%
| 24.77% | 61.56% | 62.69% | 61.28% | 58.97% | 60.67%
| 24.78% | 61.56% | 62.69% | 61.27% | 58.97% | 60.67%
| 24.78% | 61.56% | 62.69% | 61.27% | 58.97% | 60.67%
| 24.79% | 61.55% | 62.68% | 61.27% | 58.97% | 60.67%
| 24.79% | 61.55% | 62.68% | 61.27% | 58.97% | 60.67%
| 24.8% | 61.55% | 62.68% | 61.27% | 58.97% | 60.67%
| 24.81% | 61.55% | 62.68% | 61.27% | 58.97% | 60.67%
| 24.81% | 61.55% | 62.68% | 61.27% | 58.96% | 60.67%
| 24.82% | 61.55% | 62.67% | 61.27% | 58.96% | 60.66%
| 24.82% | 61.55% | 62.67% | 61.26% | 58.96% | 60.66%
| 24.83% | 61.54% | 62.67% | 61.26% | 58.96% | 60.66%
| 24.83% | 61.54% | 62.66% | 61.26% | 58.96% | 60.66%
| 24.84% | 61.54% | 62.66% | 61.26% | 58.95% | 60.66%
| 24.85% | 61.54% | 62.66% | 61.26% | 58.95% | 60.66%
| 24.85% | 61.54% | 62.66% | 61.26% | 58.95% | 60.66%
| 24.86% | 61.54% | 62.66% | 61.25% | 58.95% | 60.66%
| 24.86% | 61.53% | 62.65% | 61.25% | 58.95% | 60.66%
| 24.87% | 61.53% | 62.65% | 61.25% | 58.95% | 60.66%
| 24.87% | 61.52% | 62.65% | 61.25% | 58.95% | 60.66%
| 24.88% | 61.52% | 62.65% | 61.25% | 58.94% | 60.66%
| 24.89% | 61.52% | 62.64% | 61.25% | 58.94% | 60.66%
| 24.89% | 61.52% | 62.64% | 61.25% | 58.94% | 60.65%
| 24.9% | 61.52% | 62.64% | 61.25% | 58.93% | 60.65%
| 24.9% | 61.51% | 62.64% | 61.25% | 58.93% | 60.65%
| 24.91% | 61.51% | 62.63% | 61.24% | 58.93% | 60.65%
| 24.91% | 61.51% | 62.63% | 61.24% | 58.93% | 60.65%
| 24.92% | 61.51% | 62.63% | 61.24% | 58.92% | 60.65%
| 24.93% | 61.51% | 62.63% | 61.24% | 58.92% | 60.65%
| 24.93% | 61.5% | 62.63% | 61.24% | 58.92% | 60.64%
| 24.94% | 61.5% | 62.62% | 61.24% | 58.92% | 60.64%
| 24.94% | 61.5% | 62.62% | 61.24% | 58.92% | 60.64%
| 24.95% | 61.5% | 62.62% | 61.24% | 58.92% | 60.64%
| 24.95% | 61.5% | 62.62% | 61.24% | 58.92% | 60.63%
| 24.96% | 61.5% | 62.62% | 61.23% | 58.91% | 60.63%
| 24.97% | 61.5% | 62.62% | 61.23% | 58.91% | 60.63%
| 24.97% | 61.5% | 62.62% | 61.23% | 58.91% | 60.63%
| 24.98% | 61.5% | 62.62% | 61.23% | 58.91% | 60.63%
| 24.98% | 61.49% | 62.62% | 61.23% | 58.91% | 60.63%
| 24.99% | 61.48% | 62.62% | 61.22% | 58.91% | 60.63%
| 24.99% | 61.48% | 62.61% | 61.22% | 58.9% | 60.62%
| 25% | 61.48% | 62.61% | 61.22% | 58.9% | 60.62%
| 25.01% | 61.48% | 62.61% | 61.22% | 58.9% | 60.62%
| 25.01% | 61.47% | 62.61% | 61.21% | 58.9% | 60.62%
| 25.02% | 61.47% | 62.6% | 61.21% | 58.9% | 60.62%
| 25.02% | 61.47% | 62.6% | 61.21% | 58.9% | 60.61%
| 25.03% | 61.47% | 62.6% | 61.21% | 58.9% | 60.61%
| 25.03% | 61.47% | 62.6% | 61.21% | 58.9% | 60.61%
| 25.04% | 61.47% | 62.6% | 61.21% | 58.89% | 60.61%
| 25.05% | 61.47% | 62.6% | 61.21% | 58.89% | 60.61%
| 25.05% | 61.47% | 62.6% | 61.21% | 58.89% | 60.61%
| 25.06% | 61.47% | 62.59% | 61.2% | 58.89% | 60.61%
| 25.06% | 61.47% | 62.59% | 61.2% | 58.89% | 60.61%
| 25.07% | 61.46% | 62.59% | 61.2% | 58.89% | 60.6%
| 25.07% | 61.46% | 62.58% | 61.2% | 58.88% | 60.59%
| 25.08% | 61.45% | 62.58% | 61.2% | 58.88% | 60.59%
| 25.09% | 61.45% | 62.58% | 61.2% | 58.88% | 60.59%
| 25.09% | 61.45% | 62.58% | 61.2% | 58.88% | 60.58%
| 25.1% | 61.45% | 62.58% | 61.2% | 58.88% | 60.58%
| 25.1% | 61.45% | 62.58% | 61.19% | 58.88% | 60.58%
| 25.11% | 61.44% | 62.57% | 61.19% | 58.88% | 60.57%
| 25.11% | 61.44% | 62.57% | 61.19% | 58.88% | 60.57%
| 25.12% | 61.44% | 62.57% | 61.19% | 58.88% | 60.57%
| 25.13% | 61.44% | 62.57% | 61.19% | 58.87% | 60.57%
| 25.13% | 61.44% | 62.57% | 61.18% | 58.87% | 60.57%
| 25.14% | 61.43% | 62.57% | 61.18% | 58.87% | 60.56%
| 25.14% | 61.43% | 62.56% | 61.18% | 58.87% | 60.56%
| 25.15% | 61.43% | 62.55% | 61.18% | 58.87% | 60.56%
| 25.15% | 61.43% | 62.55% | 61.18% | 58.87% | 60.56%
| 25.16% | 61.43% | 62.55% | 61.18% | 58.87% | 60.56%
| 25.17% | 61.43% | 62.54% | 61.18% | 58.86% | 60.56%
| 25.17% | 61.42% | 62.54% | 61.17% | 58.86% | 60.56%
| 25.18% | 61.42% | 62.54% | 61.17% | 58.86% | 60.56%
| 25.18% | 61.42% | 62.53% | 61.17% | 58.86% | 60.56%
| 25.19% | 61.42% | 62.53% | 61.17% | 58.86% | 60.55%
| 25.19% | 61.42% | 62.53% | 61.17% | 58.86% | 60.55%
| 25.2% | 61.42% | 62.53% | 61.17% | 58.86% | 60.55%
| 25.21% | 61.41% | 62.53% | 61.17% | 58.86% | 60.55%
| 25.21% | 61.41% | 62.53% | 61.16% | 58.86% | 60.55%
| 25.22% | 61.41% | 62.53% | 61.16% | 58.86% | 60.55%
| 25.22% | 61.41% | 62.52% | 61.15% | 58.86% | 60.54%
| 25.23% | 61.41% | 62.52% | 61.15% | 58.85% | 60.54%
| 25.23% | 61.41% | 62.52% | 61.15% | 58.85% | 60.54%
| 25.24% | 61.41% | 62.52% | 61.15% | 58.85% | 60.54%
| 25.25% | 61.4% | 62.52% | 61.15% | 58.85% | 60.54%
| 25.25% | 61.4% | 62.51% | 61.15% | 58.85% | 60.53%
| 25.26% | 61.4% | 62.51% | 61.14% | 58.85% | 60.53%
| 25.26% | 61.4% | 62.5% | 61.14% | 58.84% | 60.53%
| 25.27% | 61.4% | 62.5% | 61.14% | 58.84% | 60.53%
| 25.27% | 61.4% | 62.5% | 61.14% | 58.84% | 60.52%
| 25.28% | 61.39% | 62.5% | 61.14% | 58.84% | 60.52%
| 25.29% | 61.39% | 62.5% | 61.14% | 58.84% | 60.52%
| 25.29% | 61.39% | 62.5% | 61.14% | 58.84% | 60.51%
| 25.3% | 61.39% | 62.5% | 61.13% | 58.83% | 60.51%
| 25.3% | 61.39% | 62.49% | 61.13% | 58.83% | 60.51%
| 25.31% | 61.38% | 62.49% | 61.13% | 58.83% | 60.51%
| 25.31% | 61.38% | 62.49% | 61.13% | 58.83% | 60.51%
| 25.32% | 61.38% | 62.49% | 61.12% | 58.83% | 60.5%
| 25.33% | 61.38% | 62.49% | 61.12% | 58.83% | 60.5%
| 25.33% | 61.38% | 62.49% | 61.12% | 58.82% | 60.5%
| 25.34% | 61.38% | 62.49% | 61.12% | 58.82% | 60.49%
| 25.34% | 61.38% | 62.48% | 61.12% | 58.82% | 60.49%
| 25.35% | 61.38% | 62.48% | 61.12% | 58.82% | 60.49%
| 25.35% | 61.38% | 62.48% | 61.12% | 58.81% | 60.49%
| 25.36% | 61.37% | 62.48% | 61.12% | 58.81% | 60.48%
| 25.37% | 61.37% | 62.48% | 61.12% | 58.81% | 60.48%
| 25.37% | 61.37% | 62.47% | 61.12% | 58.81% | 60.47%
| 25.38% | 61.37% | 62.47% | 61.12% | 58.81% | 60.47%
| 25.38% | 61.37% | 62.47% | 61.12% | 58.81% | 60.47%
| 25.39% | 61.37% | 62.47% | 61.12% | 58.81% | 60.46%
| 25.39% | 61.37% | 62.47% | 61.11% | 58.81% | 60.46%
| 25.4% | 61.37% | 62.47% | 61.11% | 58.8% | 60.46%
| 25.41% | 61.36% | 62.47% | 61.11% | 58.8% | 60.46%
| 25.41% | 61.36% | 62.46% | 61.11% | 58.8% | 60.46%
| 25.42% | 61.36% | 62.46% | 61.11% | 58.8% | 60.45%
| 25.42% | 61.35% | 62.46% | 61.11% | 58.8% | 60.45%
| 25.43% | 61.35% | 62.45% | 61.11% | 58.8% | 60.45%
| 25.43% | 61.35% | 62.45% | 61.1% | 58.8% | 60.45%
| 25.44% | 61.35% | 62.44% | 61.1% | 58.8% | 60.45%
| 25.45% | 61.35% | 62.43% | 61.1% | 58.8% | 60.44%
| 25.45% | 61.34% | 62.43% | 61.1% | 58.8% | 60.44%
| 25.46% | 61.34% | 62.43% | 61.09% | 58.79% | 60.44%
| 25.46% | 61.34% | 62.43% | 61.09% | 58.79% | 60.44%
| 25.47% | 61.34% | 62.43% | 61.09% | 58.79% | 60.44%
| 25.47% | 61.34% | 62.43% | 61.09% | 58.79% | 60.43%
| 25.48% | 61.34% | 62.42% | 61.09% | 58.79% | 60.43%
| 25.49% | 61.33% | 62.42% | 61.09% | 58.79% | 60.43%
| 25.49% | 61.33% | 62.42% | 61.08% | 58.79% | 60.42%
| 25.5% | 61.33% | 62.42% | 61.08% | 58.79% | 60.42%
| 25.5% | 61.32% | 62.42% | 61.08% | 58.79% | 60.42%
| 25.51% | 61.32% | 62.42% | 61.07% | 58.79% | 60.42%
| 25.51% | 61.32% | 62.42% | 61.07% | 58.79% | 60.42%
| 25.52% | 61.32% | 62.41% | 61.07% | 58.78% | 60.41%
| 25.53% | 61.32% | 62.41% | 61.06% | 58.78% | 60.41%
| 25.53% | 61.32% | 62.41% | 61.05% | 58.78% | 60.41%
| 25.54% | 61.32% | 62.41% | 61.05% | 58.78% | 60.41%
| 25.54% | 61.32% | 62.41% | 61.04% | 58.77% | 60.41%
| 25.55% | 61.32% | 62.41% | 61.04% | 58.77% | 60.41%
| 25.55% | 61.31% | 62.41% | 61.04% | 58.77% | 60.41%
| 25.56% | 61.31% | 62.41% | 61.04% | 58.77% | 60.4%
| 25.57% | 61.31% | 62.41% | 61.04% | 58.77% | 60.4%
| 25.57% | 61.31% | 62.4% | 61.04% | 58.77% | 60.4%
| 25.58% | 61.31% | 62.4% | 61.04% | 58.77% | 60.4%
| 25.58% | 61.31% | 62.4% | 61.03% | 58.77% | 60.4%
| 25.59% | 61.3% | 62.4% | 61.03% | 58.77% | 60.4%
| 25.59% | 61.3% | 62.4% | 61.02% | 58.76% | 60.4%
| 25.6% | 61.3% | 62.4% | 61.02% | 58.76% | 60.4%
| 25.61% | 61.3% | 62.4% | 61.02% | 58.76% | 60.4%
| 25.61% | 61.29% | 62.4% | 61.02% | 58.76% | 60.39%
| 25.62% | 61.29% | 62.4% | 61.02% | 58.76% | 60.39%
| 25.62% | 61.29% | 62.39% | 61.02% | 58.76% | 60.39%
| 25.63% | 61.29% | 62.39% | 61.02% | 58.75% | 60.39%
| 25.63% | 61.29% | 62.39% | 61.02% | 58.75% | 60.39%
| 25.64% | 61.28% | 62.38% | 61.02% | 58.75% | 60.39%
| 25.64% | 61.28% | 62.38% | 61.01% | 58.75% | 60.39%
| 25.65% | 61.28% | 62.38% | 61.01% | 58.75% | 60.39%
| 25.66% | 61.28% | 62.38% | 61.01% | 58.74% | 60.39%
| 25.66% | 61.28% | 62.38% | 61.01% | 58.74% | 60.38%
| 25.67% | 61.27% | 62.38% | 61.01% | 58.74% | 60.38%
| 25.67% | 61.27% | 62.38% | 61.01% | 58.74% | 60.38%
| 25.68% | 61.27% | 62.37% | 61.01% | 58.74% | 60.38%
| 25.68% | 61.26% | 62.37% | 61.01% | 58.74% | 60.38%
| 25.69% | 61.26% | 62.37% | 61.01% | 58.74% | 60.37%
| 25.7% | 61.26% | 62.37% | 61.01% | 58.73% | 60.37%
| 25.7% | 61.25% | 62.37% | 61% | 58.73% | 60.37%
| 25.71% | 61.25% | 62.37% | 61% | 58.73% | 60.37%
| 25.71% | 61.25% | 62.37% | 61% | 58.73% | 60.37%
| 25.72% | 61.25% | 62.37% | 61% | 58.73% | 60.37%
| 25.72% | 61.24% | 62.36% | 61% | 58.73% | 60.36%
| 25.73% | 61.24% | 62.36% | 60.99% | 58.73% | 60.36%
| 25.74% | 61.24% | 62.36% | 60.99% | 58.73% | 60.36%
| 25.74% | 61.23% | 62.36% | 60.99% | 58.72% | 60.36%
| 25.75% | 61.23% | 62.36% | 60.99% | 58.72% | 60.36%
| 25.75% | 61.23% | 62.35% | 60.99% | 58.72% | 60.35%
| 25.76% | 61.23% | 62.35% | 60.99% | 58.72% | 60.35%
| 25.76% | 61.23% | 62.35% | 60.99% | 58.72% | 60.35%
| 25.77% | 61.23% | 62.35% | 60.98% | 58.72% | 60.35%
| 25.78% | 61.23% | 62.35% | 60.98% | 58.72% | 60.34%
| 25.78% | 61.22% | 62.34% | 60.98% | 58.72% | 60.34%
| 25.79% | 61.22% | 62.34% | 60.98% | 58.71% | 60.34%
| 25.79% | 61.22% | 62.34% | 60.98% | 58.71% | 60.34%
| 25.8% | 61.22% | 62.34% | 60.98% | 58.7% | 60.34%
| 25.8% | 61.22% | 62.34% | 60.97% | 58.7% | 60.33%
| 25.81% | 61.22% | 62.34% | 60.97% | 58.7% | 60.33%
| 25.82% | 61.22% | 62.33% | 60.97% | 58.69% | 60.33%
| 25.82% | 61.21% | 62.32% | 60.97% | 58.69% | 60.33%
| 25.83% | 61.21% | 62.32% | 60.97% | 58.69% | 60.33%
| 25.83% | 61.21% | 62.32% | 60.97% | 58.69% | 60.32%
| 25.84% | 61.21% | 62.32% | 60.97% | 58.69% | 60.32%
| 25.84% | 61.21% | 62.32% | 60.97% | 58.69% | 60.32%
| 25.85% | 61.21% | 62.31% | 60.97% | 58.68% | 60.32%
| 25.86% | 61.2% | 62.31% | 60.96% | 58.67% | 60.32%
| 25.86% | 61.2% | 62.31% | 60.96% | 58.67% | 60.32%
| 25.87% | 61.2% | 62.31% | 60.96% | 58.67% | 60.32%
| 25.87% | 61.2% | 62.31% | 60.95% | 58.67% | 60.32%
| 25.88% | 61.2% | 62.31% | 60.95% | 58.67% | 60.31%
| 25.88% | 61.19% | 62.31% | 60.95% | 58.67% | 60.31%
| 25.89% | 61.19% | 62.3% | 60.95% | 58.67% | 60.31%
| 25.9% | 61.19% | 62.29% | 60.94% | 58.67% | 60.31%
| 25.9% | 61.18% | 62.29% | 60.94% | 58.66% | 60.31%
| 25.91% | 61.18% | 62.29% | 60.94% | 58.66% | 60.31%
| 25.91% | 61.18% | 62.29% | 60.93% | 58.66% | 60.31%
| 25.92% | 61.18% | 62.29% | 60.93% | 58.66% | 60.31%
| 25.92% | 61.18% | 62.29% | 60.93% | 58.66% | 60.31%
| 25.93% | 61.18% | 62.29% | 60.93% | 58.66% | 60.31%
| 25.94% | 61.18% | 62.29% | 60.93% | 58.66% | 60.31%
| 25.94% | 61.17% | 62.29% | 60.93% | 58.66% | 60.31%
| 25.95% | 61.17% | 62.28% | 60.93% | 58.66% | 60.31%
| 25.95% | 61.17% | 62.28% | 60.92% | 58.65% | 60.3%
| 25.96% | 61.17% | 62.28% | 60.92% | 58.65% | 60.3%
| 25.96% | 61.17% | 62.28% | 60.92% | 58.65% | 60.3%
| 25.97% | 61.17% | 62.28% | 60.92% | 58.65% | 60.3%
| 25.98% | 61.16% | 62.28% | 60.92% | 58.65% | 60.3%
| 25.98% | 61.16% | 62.27% | 60.91% | 58.65% | 60.3%
| 25.99% | 61.16% | 62.27% | 60.91% | 58.65% | 60.3%
| 25.99% | 61.16% | 62.27% | 60.91% | 58.65% | 60.29%
| 26% | 61.16% | 62.27% | 60.91% | 58.65% | 60.29%
| 26% | 61.16% | 62.27% | 60.9% | 58.64% | 60.29%
| 26.01% | 61.16% | 62.26% | 60.9% | 58.64% | 60.29%
| 26.02% | 61.16% | 62.26% | 60.9% | 58.64% | 60.29%
| 26.02% | 61.15% | 62.26% | 60.9% | 58.63% | 60.28%
| 26.03% | 61.15% | 62.25% | 60.9% | 58.63% | 60.28%
| 26.03% | 61.15% | 62.25% | 60.9% | 58.63% | 60.28%
| 26.04% | 61.15% | 62.25% | 60.9% | 58.62% | 60.28%
| 26.04% | 61.15% | 62.25% | 60.89% | 58.62% | 60.28%
| 26.05% | 61.15% | 62.25% | 60.89% | 58.62% | 60.28%
| 26.06% | 61.15% | 62.25% | 60.89% | 58.62% | 60.28%
| 26.06% | 61.14% | 62.24% | 60.89% | 58.62% | 60.28%
| 26.07% | 61.14% | 62.24% | 60.89% | 58.61% | 60.27%
| 26.07% | 61.14% | 62.24% | 60.89% | 58.61% | 60.27%
| 26.08% | 61.13% | 62.24% | 60.89% | 58.61% | 60.27%
| 26.08% | 61.13% | 62.24% | 60.89% | 58.61% | 60.27%
| 26.09% | 61.13% | 62.24% | 60.89% | 58.61% | 60.27%
| 26.1% | 61.13% | 62.23% | 60.89% | 58.61% | 60.27%
| 26.1% | 61.13% | 62.23% | 60.88% | 58.61% | 60.26%
| 26.11% | 61.13% | 62.23% | 60.88% | 58.6% | 60.26%
| 26.11% | 61.13% | 62.23% | 60.88% | 58.6% | 60.26%
| 26.12% | 61.12% | 62.23% | 60.88% | 58.6% | 60.26%
| 26.12% | 61.12% | 62.23% | 60.88% | 58.59% | 60.26%
| 26.13% | 61.12% | 62.23% | 60.88% | 58.59% | 60.25%
| 26.14% | 61.11% | 62.22% | 60.88% | 58.59% | 60.25%
| 26.14% | 61.11% | 62.22% | 60.87% | 58.59% | 60.25%
| 26.15% | 61.11% | 62.22% | 60.87% | 58.59% | 60.25%
| 26.15% | 61.11% | 62.22% | 60.87% | 58.59% | 60.25%
| 26.16% | 61.11% | 62.21% | 60.87% | 58.59% | 60.25%
| 26.16% | 61.11% | 62.21% | 60.86% | 58.58% | 60.25%
| 26.17% | 61.11% | 62.21% | 60.86% | 58.58% | 60.25%
| 26.18% | 61.11% | 62.21% | 60.86% | 58.58% | 60.24%
| 26.18% | 61.11% | 62.2% | 60.86% | 58.58% | 60.24%
| 26.19% | 61.1% | 62.2% | 60.86% | 58.58% | 60.24%
| 26.19% | 61.1% | 62.2% | 60.86% | 58.58% | 60.24%
| 26.2% | 61.1% | 62.2% | 60.86% | 58.58% | 60.23%
| 26.2% | 61.1% | 62.2% | 60.86% | 58.57% | 60.23%
| 26.21% | 61.1% | 62.2% | 60.86% | 58.57% | 60.23%
| 26.22% | 61.1% | 62.2% | 60.85% | 58.57% | 60.23%
| 26.22% | 61.09% | 62.2% | 60.85% | 58.57% | 60.22%
| 26.23% | 61.09% | 62.2% | 60.84% | 58.57% | 60.22%
| 26.23% | 61.09% | 62.2% | 60.84% | 58.57% | 60.22%
| 26.24% | 61.09% | 62.19% | 60.84% | 58.57% | 60.22%
| 26.24% | 61.09% | 62.19% | 60.84% | 58.56% | 60.22%
| 26.25% | 61.08% | 62.18% | 60.84% | 58.56% | 60.21%
| 26.26% | 61.08% | 62.18% | 60.84% | 58.56% | 60.21%
| 26.26% | 61.08% | 62.18% | 60.84% | 58.56% | 60.21%
| 26.27% | 61.08% | 62.18% | 60.83% | 58.56% | 60.21%
| 26.27% | 61.08% | 62.18% | 60.83% | 58.56% | 60.21%
| 26.28% | 61.08% | 62.17% | 60.83% | 58.56% | 60.21%
| 26.28% | 61.07% | 62.17% | 60.83% | 58.55% | 60.21%
| 26.29% | 61.07% | 62.17% | 60.82% | 58.55% | 60.21%
| 26.3% | 61.07% | 62.17% | 60.82% | 58.55% | 60.21%
| 26.3% | 61.07% | 62.17% | 60.82% | 58.55% | 60.21%
| 26.31% | 61.07% | 62.16% | 60.82% | 58.55% | 60.21%
| 26.31% | 61.07% | 62.16% | 60.82% | 58.55% | 60.21%
| 26.32% | 61.06% | 62.16% | 60.82% | 58.54% | 60.21%
| 26.32% | 61.06% | 62.16% | 60.81% | 58.54% | 60.21%
| 26.33% | 61.06% | 62.16% | 60.81% | 58.54% | 60.21%
| 26.34% | 61.06% | 62.16% | 60.81% | 58.53% | 60.21%
| 26.34% | 61.06% | 62.16% | 60.8% | 58.53% | 60.2%
| 26.35% | 61.06% | 62.15% | 60.8% | 58.53% | 60.2%
| 26.35% | 61.06% | 62.15% | 60.8% | 58.53% | 60.2%
| 26.36% | 61.05% | 62.15% | 60.8% | 58.52% | 60.2%
| 26.36% | 61.05% | 62.15% | 60.79% | 58.52% | 60.2%
| 26.37% | 61.05% | 62.15% | 60.79% | 58.52% | 60.2%
| 26.38% | 61.05% | 62.14% | 60.79% | 58.52% | 60.2%
| 26.38% | 61.04% | 62.14% | 60.79% | 58.52% | 60.2%
| 26.39% | 61.04% | 62.13% | 60.78% | 58.52% | 60.19%
| 26.39% | 61.04% | 62.13% | 60.78% | 58.51% | 60.19%
| 26.4% | 61.03% | 62.13% | 60.78% | 58.51% | 60.19%
| 26.4% | 61.03% | 62.13% | 60.78% | 58.51% | 60.19%
| 26.41% | 61.03% | 62.13% | 60.78% | 58.51% | 60.19%
| 26.42% | 61.03% | 62.13% | 60.78% | 58.51% | 60.18%
| 26.42% | 61.03% | 62.13% | 60.77% | 58.51% | 60.18%
| 26.43% | 61.02% | 62.12% | 60.77% | 58.51% | 60.18%
| 26.43% | 61.02% | 62.12% | 60.76% | 58.5% | 60.17%
| 26.44% | 61.02% | 62.12% | 60.76% | 58.5% | 60.17%
| 26.44% | 61.02% | 62.12% | 60.76% | 58.5% | 60.17%
| 26.45% | 61.02% | 62.12% | 60.76% | 58.5% | 60.17%
| 26.46% | 61.02% | 62.12% | 60.76% | 58.5% | 60.17%
| 26.46% | 61.01% | 62.12% | 60.75% | 58.5% | 60.17%
| 26.47% | 61.01% | 62.12% | 60.75% | 58.5% | 60.17%
| 26.47% | 61.01% | 62.12% | 60.75% | 58.5% | 60.16%
| 26.48% | 61.01% | 62.12% | 60.75% | 58.49% | 60.16%
| 26.48% | 61% | 62.11% | 60.75% | 58.49% | 60.16%
| 26.49% | 61% | 62.11% | 60.75% | 58.49% | 60.16%
| 26.5% | 61% | 62.11% | 60.74% | 58.49% | 60.16%
| 26.5% | 61% | 62.11% | 60.74% | 58.49% | 60.16%
| 26.51% | 61% | 62.11% | 60.74% | 58.49% | 60.15%
| 26.51% | 61% | 62.1% | 60.74% | 58.49% | 60.15%
| 26.52% | 61% | 62.1% | 60.74% | 58.49% | 60.15%
| 26.52% | 61% | 62.09% | 60.73% | 58.49% | 60.15%
| 26.53% | 61% | 62.09% | 60.73% | 58.48% | 60.15%
| 26.54% | 61% | 62.09% | 60.73% | 58.48% | 60.14%
| 26.54% | 60.99% | 62.09% | 60.73% | 58.48% | 60.14%
| 26.55% | 60.99% | 62.09% | 60.73% | 58.48% | 60.14%
| 26.55% | 60.99% | 62.08% | 60.73% | 58.48% | 60.14%
| 26.56% | 60.99% | 62.08% | 60.73% | 58.48% | 60.13%
| 26.56% | 60.99% | 62.08% | 60.72% | 58.47% | 60.13%
| 26.57% | 60.99% | 62.07% | 60.72% | 58.47% | 60.13%
| 26.58% | 60.98% | 62.07% | 60.72% | 58.46% | 60.13%
| 26.58% | 60.98% | 62.07% | 60.72% | 58.46% | 60.13%
| 26.59% | 60.98% | 62.07% | 60.71% | 58.46% | 60.13%
| 26.59% | 60.98% | 62.07% | 60.71% | 58.46% | 60.13%
| 26.6% | 60.98% | 62.07% | 60.71% | 58.45% | 60.13%
| 26.6% | 60.97% | 62.07% | 60.71% | 58.45% | 60.13%
| 26.61% | 60.97% | 62.07% | 60.71% | 58.45% | 60.13%
| 26.62% | 60.97% | 62.07% | 60.71% | 58.45% | 60.12%
| 26.62% | 60.97% | 62.07% | 60.7% | 58.45% | 60.12%
| 26.63% | 60.97% | 62.06% | 60.7% | 58.44% | 60.12%
| 26.63% | 60.97% | 62.06% | 60.7% | 58.44% | 60.12%
| 26.64% | 60.97% | 62.06% | 60.69% | 58.44% | 60.12%
| 26.64% | 60.96% | 62.06% | 60.69% | 58.44% | 60.12%
| 26.65% | 60.96% | 62.06% | 60.69% | 58.44% | 60.12%
| 26.66% | 60.96% | 62.06% | 60.68% | 58.44% | 60.11%
| 26.66% | 60.96% | 62.05% | 60.68% | 58.44% | 60.11%
| 26.67% | 60.96% | 62.05% | 60.68% | 58.43% | 60.11%
| 26.67% | 60.96% | 62.05% | 60.68% | 58.43% | 60.11%
| 26.68% | 60.96% | 62.05% | 60.68% | 58.43% | 60.11%
| 26.68% | 60.96% | 62.05% | 60.68% | 58.43% | 60.1%
| 26.69% | 60.95% | 62.04% | 60.68% | 58.43% | 60.1%
| 26.7% | 60.95% | 62.04% | 60.67% | 58.43% | 60.1%
| 26.7% | 60.95% | 62.04% | 60.67% | 58.42% | 60.1%
| 26.71% | 60.95% | 62.04% | 60.67% | 58.42% | 60.1%
| 26.71% | 60.95% | 62.04% | 60.67% | 58.42% | 60.1%
| 26.72% | 60.95% | 62.04% | 60.67% | 58.42% | 60.09%
| 26.72% | 60.95% | 62.03% | 60.67% | 58.42% | 60.09%
| 26.73% | 60.95% | 62.03% | 60.67% | 58.42% | 60.09%
| 26.74% | 60.95% | 62.03% | 60.67% | 58.42% | 60.09%
| 26.74% | 60.95% | 62.03% | 60.67% | 58.42% | 60.09%
| 26.75% | 60.95% | 62.03% | 60.67% | 58.41% | 60.09%
| 26.75% | 60.95% | 62.03% | 60.66% | 58.41% | 60.08%
| 26.76% | 60.95% | 62.02% | 60.66% | 58.41% | 60.08%
| 26.76% | 60.94% | 62.02% | 60.66% | 58.4% | 60.08%
| 26.77% | 60.94% | 62.02% | 60.66% | 58.4% | 60.08%
| 26.78% | 60.94% | 62.02% | 60.66% | 58.4% | 60.08%
| 26.78% | 60.94% | 62.01% | 60.66% | 58.4% | 60.08%
| 26.79% | 60.94% | 62.01% | 60.66% | 58.39% | 60.08%
| 26.79% | 60.94% | 62.01% | 60.65% | 58.39% | 60.07%
| 26.8% | 60.94% | 62.01% | 60.65% | 58.39% | 60.07%
| 26.8% | 60.94% | 62.01% | 60.65% | 58.39% | 60.06%
| 26.81% | 60.93% | 62.01% | 60.65% | 58.39% | 60.06%
| 26.82% | 60.93% | 62% | 60.65% | 58.39% | 60.06%
| 26.82% | 60.93% | 62% | 60.64% | 58.39% | 60.06%
| 26.83% | 60.93% | 62% | 60.64% | 58.38% | 60.06%
| 26.83% | 60.93% | 62% | 60.64% | 58.38% | 60.05%
| 26.84% | 60.93% | 62% | 60.64% | 58.38% | 60.05%
| 26.84% | 60.93% | 61.99% | 60.63% | 58.38% | 60.05%
| 26.85% | 60.92% | 61.99% | 60.63% | 58.37% | 60.05%
| 26.86% | 60.92% | 61.99% | 60.63% | 58.37% | 60.05%
| 26.86% | 60.92% | 61.99% | 60.63% | 58.37% | 60.05%
| 26.87% | 60.92% | 61.99% | 60.63% | 58.37% | 60.04%
| 26.87% | 60.92% | 61.99% | 60.63% | 58.37% | 60.04%
| 26.88% | 60.92% | 61.99% | 60.62% | 58.37% | 60.04%
| 26.88% | 60.92% | 61.99% | 60.62% | 58.37% | 60.04%
| 26.89% | 60.91% | 61.99% | 60.62% | 58.36% | 60.04%
| 26.89% | 60.91% | 61.99% | 60.62% | 58.36% | 60.04%
| 26.9% | 60.91% | 61.98% | 60.62% | 58.36% | 60.04%
| 26.91% | 60.91% | 61.98% | 60.62% | 58.36% | 60.04%
| 26.91% | 60.91% | 61.98% | 60.62% | 58.36% | 60.04%
| 26.92% | 60.91% | 61.98% | 60.61% | 58.36% | 60.04%
| 26.92% | 60.9% | 61.98% | 60.61% | 58.35% | 60.03%
| 26.93% | 60.9% | 61.97% | 60.61% | 58.35% | 60.03%
| 26.93% | 60.9% | 61.97% | 60.61% | 58.35% | 60.03%
| 26.94% | 60.9% | 61.97% | 60.61% | 58.35% | 60.03%
| 26.95% | 60.9% | 61.97% | 60.61% | 58.35% | 60.03%
| 26.95% | 60.9% | 61.97% | 60.61% | 58.35% | 60.02%
| 26.96% | 60.9% | 61.96% | 60.61% | 58.35% | 60.02%
| 26.96% | 60.9% | 61.96% | 60.6% | 58.35% | 60.02%
| 26.97% | 60.89% | 61.96% | 60.6% | 58.34% | 60.02%
| 26.97% | 60.89% | 61.96% | 60.6% | 58.33% | 60.01%
| 26.98% | 60.89% | 61.96% | 60.6% | 58.33% | 60.01%
| 26.99% | 60.89% | 61.96% | 60.6% | 58.33% | 60.01%
| 26.99% | 60.88% | 61.96% | 60.59% | 58.33% | 60.01%
| 27% | 60.88% | 61.96% | 60.59% | 58.33% | 60.01%
| 27% | 60.88% | 61.96% | 60.59% | 58.33% | 60.01%
| 27.01% | 60.88% | 61.95% | 60.59% | 58.33% | 60.01%
| 27.01% | 60.87% | 61.95% | 60.59% | 58.32% | 60.01%
| 27.02% | 60.87% | 61.95% | 60.59% | 58.32% | 60%
| 27.03% | 60.87% | 61.94% | 60.59% | 58.32% | 60%
| 27.03% | 60.87% | 61.94% | 60.58% | 58.32% | 60%
| 27.04% | 60.87% | 61.94% | 60.58% | 58.32% | 60%
| 27.04% | 60.87% | 61.93% | 60.58% | 58.32% | 60%
| 27.05% | 60.86% | 61.93% | 60.58% | 58.31% | 60%
| 27.05% | 60.86% | 61.93% | 60.57% | 58.31% | 59.99%
| 27.06% | 60.86% | 61.93% | 60.57% | 58.31% | 59.99%
| 27.07% | 60.85% | 61.92% | 60.57% | 58.31% | 59.99%
| 27.07% | 60.85% | 61.92% | 60.56% | 58.31% | 59.99%
| 27.08% | 60.85% | 61.92% | 60.56% | 58.31% | 59.99%
| 27.08% | 60.85% | 61.92% | 60.56% | 58.31% | 59.99%
| 27.09% | 60.85% | 61.92% | 60.56% | 58.31% | 59.98%
| 27.09% | 60.84% | 61.91% | 60.56% | 58.3% | 59.98%
| 27.1% | 60.84% | 61.91% | 60.56% | 58.3% | 59.98%
| 27.11% | 60.84% | 61.91% | 60.56% | 58.29% | 59.98%
| 27.11% | 60.84% | 61.91% | 60.56% | 58.29% | 59.98%
| 27.12% | 60.83% | 61.91% | 60.56% | 58.29% | 59.98%
| 27.12% | 60.83% | 61.9% | 60.55% | 58.28% | 59.98%
| 27.13% | 60.83% | 61.9% | 60.55% | 58.28% | 59.98%
| 27.13% | 60.83% | 61.9% | 60.55% | 58.28% | 59.98%
| 27.14% | 60.83% | 61.9% | 60.55% | 58.27% | 59.98%
| 27.15% | 60.82% | 61.9% | 60.55% | 58.27% | 59.98%
| 27.15% | 60.82% | 61.9% | 60.55% | 58.27% | 59.98%
| 27.16% | 60.82% | 61.9% | 60.55% | 58.27% | 59.98%
| 27.16% | 60.82% | 61.9% | 60.55% | 58.27% | 59.98%
| 27.17% | 60.82% | 61.9% | 60.55% | 58.27% | 59.97%
| 27.17% | 60.82% | 61.9% | 60.55% | 58.27% | 59.97%
| 27.18% | 60.82% | 61.9% | 60.54% | 58.26% | 59.97%
| 27.19% | 60.81% | 61.89% | 60.54% | 58.26% | 59.97%
| 27.19% | 60.81% | 61.89% | 60.54% | 58.26% | 59.97%
| 27.2% | 60.81% | 61.89% | 60.54% | 58.26% | 59.97%
| 27.2% | 60.81% | 61.89% | 60.54% | 58.26% | 59.96%
| 27.21% | 60.81% | 61.89% | 60.54% | 58.26% | 59.96%
| 27.21% | 60.81% | 61.89% | 60.54% | 58.25% | 59.96%
| 27.22% | 60.81% | 61.89% | 60.53% | 58.25% | 59.96%
| 27.23% | 60.8% | 61.88% | 60.53% | 58.25% | 59.95%
| 27.23% | 60.8% | 61.88% | 60.53% | 58.25% | 59.95%
| 27.24% | 60.8% | 61.88% | 60.53% | 58.25% | 59.95%
| 27.24% | 60.8% | 61.87% | 60.52% | 58.25% | 59.95%
| 27.25% | 60.8% | 61.87% | 60.52% | 58.25% | 59.95%
| 27.25% | 60.8% | 61.87% | 60.52% | 58.25% | 59.95%
| 27.26% | 60.8% | 61.87% | 60.52% | 58.25% | 59.94%
| 27.27% | 60.8% | 61.87% | 60.52% | 58.24% | 59.94%
| 27.27% | 60.8% | 61.86% | 60.52% | 58.24% | 59.94%
| 27.28% | 60.79% | 61.86% | 60.52% | 58.24% | 59.93%
| 27.28% | 60.79% | 61.86% | 60.52% | 58.24% | 59.93%
| 27.29% | 60.79% | 61.86% | 60.52% | 58.24% | 59.93%
| 27.29% | 60.79% | 61.86% | 60.51% | 58.24% | 59.93%
| 27.3% | 60.79% | 61.86% | 60.51% | 58.23% | 59.93%
| 27.31% | 60.78% | 61.86% | 60.51% | 58.23% | 59.93%
| 27.31% | 60.78% | 61.86% | 60.51% | 58.23% | 59.93%
| 27.32% | 60.78% | 61.86% | 60.51% | 58.23% | 59.93%
| 27.32% | 60.78% | 61.86% | 60.51% | 58.23% | 59.92%
| 27.33% | 60.77% | 61.86% | 60.51% | 58.22% | 59.92%
| 27.33% | 60.77% | 61.85% | 60.51% | 58.22% | 59.92%
| 27.34% | 60.77% | 61.85% | 60.5% | 58.22% | 59.92%
| 27.35% | 60.77% | 61.85% | 60.5% | 58.22% | 59.92%
| 27.35% | 60.76% | 61.85% | 60.5% | 58.22% | 59.92%
| 27.36% | 60.76% | 61.85% | 60.5% | 58.22% | 59.92%
| 27.36% | 60.76% | 61.85% | 60.5% | 58.22% | 59.91%
| 27.37% | 60.76% | 61.84% | 60.5% | 58.22% | 59.91%
| 27.37% | 60.75% | 61.84% | 60.5% | 58.21% | 59.91%
| 27.38% | 60.75% | 61.84% | 60.49% | 58.21% | 59.91%
| 27.39% | 60.75% | 61.84% | 60.49% | 58.21% | 59.91%
| 27.39% | 60.75% | 61.84% | 60.49% | 58.21% | 59.91%
| 27.4% | 60.75% | 61.84% | 60.49% | 58.21% | 59.91%
| 27.4% | 60.75% | 61.84% | 60.49% | 58.2% | 59.91%
| 27.41% | 60.74% | 61.83% | 60.49% | 58.2% | 59.9%
| 27.41% | 60.74% | 61.83% | 60.49% | 58.19% | 59.9%
| 27.42% | 60.74% | 61.83% | 60.48% | 58.19% | 59.9%
| 27.43% | 60.74% | 61.83% | 60.48% | 58.19% | 59.9%
| 27.43% | 60.74% | 61.83% | 60.48% | 58.19% | 59.9%
| 27.44% | 60.74% | 61.83% | 60.48% | 58.19% | 59.9%
| 27.44% | 60.73% | 61.83% | 60.47% | 58.18% | 59.89%
| 27.45% | 60.73% | 61.83% | 60.47% | 58.18% | 59.89%
| 27.45% | 60.73% | 61.82% | 60.47% | 58.18% | 59.89%
| 27.46% | 60.73% | 61.82% | 60.47% | 58.18% | 59.89%
| 27.47% | 60.73% | 61.82% | 60.47% | 58.18% | 59.89%
| 27.47% | 60.73% | 61.82% | 60.47% | 58.18% | 59.89%
| 27.48% | 60.73% | 61.82% | 60.47% | 58.18% | 59.89%
| 27.48% | 60.72% | 61.82% | 60.47% | 58.18% | 59.88%
| 27.49% | 60.72% | 61.82% | 60.46% | 58.18% | 59.88%
| 27.49% | 60.71% | 61.81% | 60.46% | 58.18% | 59.88%
| 27.5% | 60.71% | 61.81% | 60.46% | 58.18% | 59.88%
| 27.51% | 60.71% | 61.81% | 60.46% | 58.17% | 59.87%
| 27.51% | 60.71% | 61.81% | 60.46% | 58.17% | 59.87%
| 27.52% | 60.7% | 61.81% | 60.45% | 58.17% | 59.87%
| 27.52% | 60.7% | 61.81% | 60.45% | 58.17% | 59.87%
| 27.53% | 60.7% | 61.81% | 60.45% | 58.17% | 59.87%
| 27.53% | 60.7% | 61.81% | 60.45% | 58.17% | 59.87%
| 27.54% | 60.7% | 61.8% | 60.45% | 58.17% | 59.87%
| 27.55% | 60.7% | 61.8% | 60.45% | 58.17% | 59.86%
| 27.55% | 60.7% | 61.8% | 60.45% | 58.17% | 59.86%
| 27.56% | 60.69% | 61.8% | 60.45% | 58.16% | 59.86%
| 27.56% | 60.69% | 61.79% | 60.45% | 58.16% | 59.86%
| 27.57% | 60.69% | 61.79% | 60.45% | 58.16% | 59.86%
| 27.57% | 60.69% | 61.79% | 60.45% | 58.16% | 59.86%
| 27.58% | 60.69% | 61.79% | 60.45% | 58.15% | 59.85%
| 27.59% | 60.69% | 61.79% | 60.45% | 58.15% | 59.85%
| 27.59% | 60.69% | 61.79% | 60.44% | 58.15% | 59.85%
| 27.6% | 60.69% | 61.78% | 60.44% | 58.15% | 59.85%
| 27.6% | 60.68% | 61.78% | 60.44% | 58.15% | 59.85%
| 27.61% | 60.68% | 61.77% | 60.44% | 58.15% | 59.85%
| 27.61% | 60.68% | 61.77% | 60.44% | 58.15% | 59.85%
| 27.62% | 60.68% | 61.77% | 60.44% | 58.15% | 59.85%
| 27.63% | 60.68% | 61.77% | 60.44% | 58.14% | 59.84%
| 27.63% | 60.68% | 61.76% | 60.43% | 58.14% | 59.84%
| 27.64% | 60.67% | 61.76% | 60.43% | 58.14% | 59.84%
| 27.64% | 60.67% | 61.76% | 60.43% | 58.14% | 59.84%
| 27.65% | 60.67% | 61.76% | 60.43% | 58.14% | 59.84%
| 27.65% | 60.67% | 61.76% | 60.43% | 58.14% | 59.84%
| 27.66% | 60.67% | 61.76% | 60.42% | 58.13% | 59.84%
| 27.67% | 60.67% | 61.76% | 60.42% | 58.13% | 59.84%
| 27.67% | 60.67% | 61.76% | 60.42% | 58.13% | 59.84%
| 27.68% | 60.66% | 61.75% | 60.42% | 58.13% | 59.84%
| 27.68% | 60.66% | 61.75% | 60.42% | 58.12% | 59.84%
| 27.69% | 60.66% | 61.75% | 60.42% | 58.12% | 59.84%
| 27.69% | 60.66% | 61.75% | 60.41% | 58.12% | 59.84%
| 27.7% | 60.65% | 61.75% | 60.41% | 58.11% | 59.84%
| 27.71% | 60.65% | 61.75% | 60.41% | 58.11% | 59.83%
| 27.71% | 60.65% | 61.75% | 60.41% | 58.11% | 59.83%
| 27.72% | 60.65% | 61.75% | 60.41% | 58.11% | 59.83%
| 27.72% | 60.65% | 61.75% | 60.41% | 58.1% | 59.83%
| 27.73% | 60.65% | 61.74% | 60.41% | 58.1% | 59.83%
| 27.73% | 60.65% | 61.74% | 60.41% | 58.1% | 59.83%
| 27.74% | 60.65% | 61.74% | 60.41% | 58.1% | 59.83%
| 27.75% | 60.65% | 61.74% | 60.4% | 58.1% | 59.83%
| 27.75% | 60.65% | 61.74% | 60.4% | 58.1% | 59.82%
| 27.76% | 60.65% | 61.74% | 60.4% | 58.1% | 59.82%
| 27.76% | 60.64% | 61.73% | 60.4% | 58.1% | 59.82%
| 27.77% | 60.64% | 61.73% | 60.4% | 58.09% | 59.82%
| 27.77% | 60.64% | 61.73% | 60.4% | 58.09% | 59.82%
| 27.78% | 60.64% | 61.73% | 60.39% | 58.09% | 59.82%
| 27.79% | 60.64% | 61.72% | 60.39% | 58.09% | 59.82%
| 27.79% | 60.64% | 61.72% | 60.39% | 58.08% | 59.81%
| 27.8% | 60.63% | 61.72% | 60.39% | 58.08% | 59.81%
| 27.8% | 60.63% | 61.72% | 60.38% | 58.08% | 59.81%
| 27.81% | 60.63% | 61.71% | 60.38% | 58.08% | 59.81%
| 27.81% | 60.63% | 61.71% | 60.38% | 58.08% | 59.81%
| 27.82% | 60.63% | 61.71% | 60.38% | 58.08% | 59.81%
| 27.83% | 60.63% | 61.7% | 60.38% | 58.08% | 59.81%
| 27.83% | 60.63% | 61.7% | 60.38% | 58.08% | 59.81%
| 27.84% | 60.62% | 61.7% | 60.37% | 58.08% | 59.8%
| 27.84% | 60.62% | 61.7% | 60.37% | 58.08% | 59.8%
| 27.85% | 60.62% | 61.7% | 60.37% | 58.08% | 59.8%
| 27.85% | 60.62% | 61.7% | 60.37% | 58.07% | 59.8%
| 27.86% | 60.62% | 61.69% | 60.37% | 58.07% | 59.8%
| 27.87% | 60.61% | 61.69% | 60.37% | 58.07% | 59.8%
| 27.87% | 60.61% | 61.69% | 60.36% | 58.07% | 59.79%
| 27.88% | 60.61% | 61.69% | 60.36% | 58.07% | 59.79%
| 27.88% | 60.61% | 61.69% | 60.36% | 58.07% | 59.79%
| 27.89% | 60.6% | 61.69% | 60.36% | 58.07% | 59.79%
| 27.89% | 60.6% | 61.69% | 60.36% | 58.06% | 59.79%
| 27.9% | 60.6% | 61.69% | 60.36% | 58.06% | 59.79%
| 27.91% | 60.6% | 61.69% | 60.35% | 58.06% | 59.79%
| 27.91% | 60.6% | 61.69% | 60.35% | 58.06% | 59.78%
| 27.92% | 60.59% | 61.68% | 60.35% | 58.06% | 59.78%
| 27.92% | 60.59% | 61.68% | 60.35% | 58.05% | 59.78%
| 27.93% | 60.59% | 61.68% | 60.34% | 58.05% | 59.78%
| 27.93% | 60.59% | 61.68% | 60.34% | 58.05% | 59.78%
| 27.94% | 60.59% | 61.68% | 60.34% | 58.05% | 59.77%
| 27.95% | 60.59% | 61.68% | 60.34% | 58.05% | 59.77%
| 27.95% | 60.58% | 61.67% | 60.34% | 58.05% | 59.77%
| 27.96% | 60.58% | 61.67% | 60.34% | 58.04% | 59.77%
| 27.96% | 60.58% | 61.67% | 60.34% | 58.04% | 59.77%
| 27.97% | 60.58% | 61.67% | 60.34% | 58.03% | 59.77%
| 27.97% | 60.58% | 61.67% | 60.34% | 58.03% | 59.76%
| 27.98% | 60.58% | 61.67% | 60.33% | 58.02% | 59.76%
| 27.99% | 60.58% | 61.66% | 60.33% | 58.02% | 59.76%
| 27.99% | 60.57% | 61.66% | 60.33% | 58.02% | 59.76%
| 28% | 60.57% | 61.66% | 60.33% | 58.02% | 59.76%
| 28% | 60.57% | 61.66% | 60.33% | 58.02% | 59.76%
| 28.01% | 60.57% | 61.66% | 60.33% | 58.02% | 59.76%
| 28.01% | 60.57% | 61.66% | 60.32% | 58.02% | 59.75%
| 28.02% | 60.57% | 61.66% | 60.32% | 58.02% | 59.75%
| 28.03% | 60.56% | 61.66% | 60.32% | 58.01% | 59.75%
| 28.03% | 60.56% | 61.66% | 60.32% | 58.01% | 59.75%
| 28.04% | 60.56% | 61.66% | 60.31% | 58.01% | 59.75%
| 28.04% | 60.56% | 61.66% | 60.31% | 58.01% | 59.75%
| 28.05% | 60.56% | 61.66% | 60.31% | 58.01% | 59.75%
| 28.05% | 60.56% | 61.66% | 60.31% | 58.01% | 59.75%
| 28.06% | 60.56% | 61.65% | 60.31% | 58.01% | 59.74%
| 28.07% | 60.56% | 61.65% | 60.31% | 58% | 59.74%
| 28.07% | 60.55% | 61.65% | 60.3% | 58% | 59.74%
| 28.08% | 60.55% | 61.65% | 60.3% | 58% | 59.74%
| 28.08% | 60.55% | 61.65% | 60.3% | 58% | 59.74%
| 28.09% | 60.55% | 61.65% | 60.3% | 58% | 59.74%
| 28.09% | 60.54% | 61.65% | 60.3% | 58% | 59.73%
| 28.1% | 60.54% | 61.64% | 60.29% | 58% | 59.73%
| 28.11% | 60.54% | 61.64% | 60.29% | 58% | 59.73%
| 28.11% | 60.54% | 61.63% | 60.29% | 57.99% | 59.73%
| 28.12% | 60.54% | 61.63% | 60.29% | 57.99% | 59.72%
| 28.12% | 60.53% | 61.63% | 60.29% | 57.99% | 59.71%
| 28.13% | 60.53% | 61.63% | 60.29% | 57.99% | 59.71%
| 28.13% | 60.53% | 61.63% | 60.28% | 57.99% | 59.71%
| 28.14% | 60.53% | 61.63% | 60.28% | 57.99% | 59.71%
| 28.14% | 60.52% | 61.62% | 60.28% | 57.99% | 59.7%
| 28.15% | 60.52% | 61.62% | 60.28% | 57.99% | 59.7%
| 28.16% | 60.52% | 61.62% | 60.28% | 57.99% | 59.7%
| 28.16% | 60.52% | 61.62% | 60.28% | 57.99% | 59.7%
| 28.17% | 60.52% | 61.62% | 60.28% | 57.98% | 59.7%
| 28.17% | 60.52% | 61.62% | 60.28% | 57.98% | 59.7%
| 28.18% | 60.51% | 61.62% | 60.27% | 57.98% | 59.69%
| 28.18% | 60.51% | 61.62% | 60.27% | 57.97% | 59.69%
| 28.19% | 60.51% | 61.61% | 60.27% | 57.97% | 59.69%
| 28.2% | 60.51% | 61.61% | 60.27% | 57.97% | 59.69%
| 28.2% | 60.51% | 61.61% | 60.27% | 57.96% | 59.69%
| 28.21% | 60.51% | 61.61% | 60.26% | 57.96% | 59.69%
| 28.21% | 60.5% | 61.6% | 60.26% | 57.95% | 59.68%
| 28.22% | 60.5% | 61.6% | 60.26% | 57.95% | 59.68%
| 28.22% | 60.5% | 61.6% | 60.26% | 57.95% | 59.68%
| 28.23% | 60.5% | 61.6% | 60.25% | 57.95% | 59.68%
| 28.24% | 60.5% | 61.6% | 60.25% | 57.95% | 59.67%
| 28.24% | 60.5% | 61.6% | 60.25% | 57.94% | 59.67%
| 28.25% | 60.49% | 61.6% | 60.25% | 57.94% | 59.67%
| 28.25% | 60.49% | 61.59% | 60.25% | 57.94% | 59.67%
| 28.26% | 60.49% | 61.59% | 60.24% | 57.94% | 59.67%
| 28.26% | 60.49% | 61.59% | 60.24% | 57.94% | 59.67%
| 28.27% | 60.49% | 61.59% | 60.24% | 57.93% | 59.67%
| 28.28% | 60.48% | 61.59% | 60.24% | 57.93% | 59.66%
| 28.28% | 60.48% | 61.58% | 60.24% | 57.93% | 59.66%
| 28.29% | 60.48% | 61.58% | 60.24% | 57.93% | 59.65%
| 28.29% | 60.48% | 61.58% | 60.24% | 57.93% | 59.65%
| 28.3% | 60.48% | 61.58% | 60.24% | 57.93% | 59.65%
| 28.3% | 60.47% | 61.58% | 60.24% | 57.93% | 59.65%
| 28.31% | 60.47% | 61.58% | 60.23% | 57.93% | 59.65%
| 28.32% | 60.47% | 61.58% | 60.23% | 57.93% | 59.64%
| 28.32% | 60.47% | 61.58% | 60.23% | 57.92% | 59.64%
| 28.33% | 60.47% | 61.57% | 60.23% | 57.92% | 59.64%
| 28.33% | 60.47% | 61.57% | 60.22% | 57.92% | 59.64%
| 28.34% | 60.47% | 61.57% | 60.22% | 57.92% | 59.64%
| 28.34% | 60.47% | 61.57% | 60.22% | 57.92% | 59.64%
| 28.35% | 60.47% | 61.57% | 60.22% | 57.92% | 59.64%
| 28.36% | 60.47% | 61.57% | 60.22% | 57.91% | 59.63%
| 28.36% | 60.46% | 61.57% | 60.22% | 57.91% | 59.63%
| 28.37% | 60.46% | 61.57% | 60.22% | 57.91% | 59.63%
| 28.37% | 60.45% | 61.57% | 60.22% | 57.91% | 59.63%
| 28.38% | 60.45% | 61.57% | 60.22% | 57.91% | 59.63%
| 28.38% | 60.45% | 61.56% | 60.21% | 57.91% | 59.63%
| 28.39% | 60.45% | 61.56% | 60.21% | 57.9% | 59.63%
| 28.4% | 60.45% | 61.56% | 60.21% | 57.9% | 59.62%
| 28.4% | 60.45% | 61.56% | 60.21% | 57.89% | 59.62%
| 28.41% | 60.44% | 61.56% | 60.21% | 57.89% | 59.62%
| 28.41% | 60.44% | 61.55% | 60.21% | 57.89% | 59.62%
| 28.42% | 60.44% | 61.55% | 60.21% | 57.89% | 59.62%
| 28.42% | 60.44% | 61.55% | 60.21% | 57.89% | 59.61%
| 28.43% | 60.44% | 61.55% | 60.21% | 57.88% | 59.61%
| 28.44% | 60.44% | 61.55% | 60.2% | 57.88% | 59.61%
| 28.44% | 60.44% | 61.55% | 60.2% | 57.88% | 59.61%
| 28.45% | 60.44% | 61.55% | 60.2% | 57.87% | 59.61%
| 28.45% | 60.43% | 61.55% | 60.2% | 57.87% | 59.61%
| 28.46% | 60.43% | 61.55% | 60.2% | 57.87% | 59.61%
| 28.46% | 60.43% | 61.54% | 60.2% | 57.87% | 59.61%
| 28.47% | 60.43% | 61.54% | 60.2% | 57.86% | 59.61%
| 28.48% | 60.43% | 61.54% | 60.2% | 57.86% | 59.6%
| 28.48% | 60.43% | 61.54% | 60.19% | 57.86% | 59.6%
| 28.49% | 60.43% | 61.53% | 60.19% | 57.86% | 59.6%
| 28.49% | 60.43% | 61.53% | 60.19% | 57.86% | 59.6%
| 28.5% | 60.43% | 61.53% | 60.19% | 57.85% | 59.6%
| 28.5% | 60.42% | 61.52% | 60.18% | 57.85% | 59.6%
| 28.51% | 60.42% | 61.52% | 60.18% | 57.85% | 59.6%
| 28.52% | 60.42% | 61.52% | 60.18% | 57.85% | 59.59%
| 28.52% | 60.42% | 61.52% | 60.18% | 57.85% | 59.59%
| 28.53% | 60.42% | 61.52% | 60.18% | 57.85% | 59.59%
| 28.53% | 60.42% | 61.51% | 60.18% | 57.85% | 59.59%
| 28.54% | 60.41% | 61.51% | 60.18% | 57.85% | 59.59%
| 28.54% | 60.41% | 61.51% | 60.18% | 57.85% | 59.58%
| 28.55% | 60.41% | 61.51% | 60.18% | 57.84% | 59.58%
| 28.56% | 60.41% | 61.51% | 60.17% | 57.84% | 59.58%
| 28.56% | 60.41% | 61.51% | 60.17% | 57.84% | 59.58%
| 28.57% | 60.41% | 61.5% | 60.17% | 57.84% | 59.57%
| 28.57% | 60.41% | 61.5% | 60.17% | 57.84% | 59.57%
| 28.58% | 60.4% | 61.5% | 60.17% | 57.84% | 59.57%
| 28.58% | 60.4% | 61.5% | 60.17% | 57.84% | 59.57%
| 28.59% | 60.4% | 61.5% | 60.17% | 57.84% | 59.57%
| 28.6% | 60.4% | 61.49% | 60.16% | 57.84% | 59.57%
| 28.6% | 60.4% | 61.49% | 60.16% | 57.83% | 59.57%
| 28.61% | 60.4% | 61.49% | 60.16% | 57.83% | 59.57%
| 28.61% | 60.4% | 61.49% | 60.16% | 57.83% | 59.56%
| 28.62% | 60.4% | 61.49% | 60.16% | 57.83% | 59.56%
| 28.62% | 60.4% | 61.49% | 60.16% | 57.83% | 59.56%
| 28.63% | 60.4% | 61.49% | 60.15% | 57.83% | 59.55%
| 28.64% | 60.4% | 61.48% | 60.15% | 57.82% | 59.55%
| 28.64% | 60.4% | 61.48% | 60.15% | 57.82% | 59.55%
| 28.65% | 60.39% | 61.48% | 60.15% | 57.82% | 59.54%
| 28.65% | 60.39% | 61.48% | 60.15% | 57.82% | 59.54%
| 28.66% | 60.39% | 61.48% | 60.15% | 57.81% | 59.54%
| 28.66% | 60.39% | 61.48% | 60.15% | 57.81% | 59.54%
| 28.67% | 60.39% | 61.47% | 60.14% | 57.81% | 59.53%
| 28.68% | 60.39% | 61.47% | 60.14% | 57.81% | 59.53%
| 28.68% | 60.39% | 61.47% | 60.14% | 57.81% | 59.53%
| 28.69% | 60.38% | 61.47% | 60.14% | 57.81% | 59.53%
| 28.69% | 60.38% | 61.47% | 60.14% | 57.8% | 59.53%
| 28.7% | 60.38% | 61.47% | 60.14% | 57.8% | 59.53%
| 28.7% | 60.38% | 61.47% | 60.14% | 57.8% | 59.52%
| 28.71% | 60.38% | 61.47% | 60.14% | 57.8% | 59.52%
| 28.72% | 60.38% | 61.47% | 60.13% | 57.8% | 59.52%
| 28.72% | 60.38% | 61.47% | 60.13% | 57.8% | 59.52%
| 28.73% | 60.37% | 61.47% | 60.13% | 57.8% | 59.52%
| 28.73% | 60.37% | 61.46% | 60.13% | 57.8% | 59.52%
| 28.74% | 60.37% | 61.46% | 60.13% | 57.79% | 59.51%
| 28.74% | 60.37% | 61.46% | 60.13% | 57.79% | 59.51%
| 28.75% | 60.37% | 61.46% | 60.13% | 57.79% | 59.51%
| 28.76% | 60.37% | 61.46% | 60.12% | 57.79% | 59.51%
| 28.76% | 60.37% | 61.46% | 60.12% | 57.79% | 59.51%
| 28.77% | 60.36% | 61.46% | 60.12% | 57.78% | 59.5%
| 28.77% | 60.36% | 61.46% | 60.12% | 57.78% | 59.5%
| 28.78% | 60.35% | 61.46% | 60.12% | 57.78% | 59.5%
| 28.78% | 60.35% | 61.45% | 60.12% | 57.78% | 59.5%
| 28.79% | 60.35% | 61.45% | 60.12% | 57.78% | 59.5%
| 28.8% | 60.35% | 61.45% | 60.11% | 57.78% | 59.5%
| 28.8% | 60.35% | 61.45% | 60.11% | 57.77% | 59.49%
| 28.81% | 60.35% | 61.44% | 60.1% | 57.77% | 59.49%
| 28.81% | 60.35% | 61.44% | 60.1% | 57.76% | 59.49%
| 28.82% | 60.35% | 61.44% | 60.1% | 57.76% | 59.49%
| 28.82% | 60.35% | 61.44% | 60.1% | 57.76% | 59.49%
| 28.83% | 60.35% | 61.44% | 60.1% | 57.76% | 59.49%
| 28.84% | 60.34% | 61.44% | 60.1% | 57.76% | 59.49%
| 28.84% | 60.34% | 61.44% | 60.09% | 57.76% | 59.49%
| 28.85% | 60.34% | 61.44% | 60.09% | 57.75% | 59.49%
| 28.85% | 60.34% | 61.43% | 60.09% | 57.75% | 59.48%
| 28.86% | 60.34% | 61.43% | 60.09% | 57.75% | 59.48%
| 28.86% | 60.33% | 61.43% | 60.09% | 57.75% | 59.48%
| 28.87% | 60.33% | 61.43% | 60.08% | 57.75% | 59.48%
| 28.88% | 60.33% | 61.43% | 60.08% | 57.74% | 59.48%
| 28.88% | 60.32% | 61.42% | 60.08% | 57.74% | 59.48%
| 28.89% | 60.32% | 61.42% | 60.08% | 57.74% | 59.48%
| 28.89% | 60.32% | 61.42% | 60.08% | 57.74% | 59.48%
| 28.9% | 60.32% | 61.42% | 60.07% | 57.74% | 59.48%
| 28.9% | 60.32% | 61.42% | 60.07% | 57.74% | 59.47%
| 28.91% | 60.32% | 61.41% | 60.07% | 57.74% | 59.47%
| 28.92% | 60.32% | 61.41% | 60.07% | 57.74% | 59.47%
| 28.92% | 60.32% | 61.41% | 60.07% | 57.73% | 59.47%
| 28.93% | 60.31% | 61.41% | 60.07% | 57.73% | 59.47%
| 28.93% | 60.31% | 61.41% | 60.07% | 57.73% | 59.47%
| 28.94% | 60.31% | 61.41% | 60.06% | 57.73% | 59.47%
| 28.94% | 60.31% | 61.4% | 60.06% | 57.73% | 59.46%
| 28.95% | 60.31% | 61.4% | 60.06% | 57.73% | 59.46%
| 28.96% | 60.31% | 61.4% | 60.06% | 57.73% | 59.46%
| 28.96% | 60.3% | 61.39% | 60.06% | 57.73% | 59.46%
| 28.97% | 60.3% | 61.39% | 60.05% | 57.73% | 59.45%
| 28.97% | 60.3% | 61.39% | 60.05% | 57.72% | 59.45%
| 28.98% | 60.3% | 61.39% | 60.05% | 57.72% | 59.45%
| 28.98% | 60.3% | 61.39% | 60.05% | 57.72% | 59.45%
| 28.99% | 60.3% | 61.38% | 60.05% | 57.71% | 59.45%
| 29% | 60.3% | 61.38% | 60.05% | 57.71% | 59.45%
| 29% | 60.3% | 61.38% | 60.05% | 57.71% | 59.44%
| 29.01% | 60.3% | 61.38% | 60.05% | 57.7% | 59.44%
| 29.01% | 60.29% | 61.38% | 60.05% | 57.7% | 59.44%
| 29.02% | 60.29% | 61.38% | 60.05% | 57.7% | 59.44%
| 29.02% | 60.29% | 61.38% | 60.05% | 57.69% | 59.43%
| 29.03% | 60.29% | 61.38% | 60.05% | 57.69% | 59.43%
| 29.04% | 60.29% | 61.37% | 60.04% | 57.69% | 59.43%
| 29.04% | 60.29% | 61.37% | 60.04% | 57.69% | 59.43%
| 29.05% | 60.29% | 61.37% | 60.04% | 57.69% | 59.42%
| 29.05% | 60.29% | 61.37% | 60.04% | 57.68% | 59.42%
| 29.06% | 60.29% | 61.37% | 60.04% | 57.68% | 59.42%
| 29.06% | 60.29% | 61.37% | 60.04% | 57.68% | 59.42%
| 29.07% | 60.29% | 61.37% | 60.04% | 57.68% | 59.42%
| 29.08% | 60.29% | 61.37% | 60.03% | 57.68% | 59.42%
| 29.08% | 60.28% | 61.36% | 60.03% | 57.68% | 59.41%
| 29.09% | 60.28% | 61.36% | 60.03% | 57.68% | 59.41%
| 29.09% | 60.28% | 61.36% | 60.03% | 57.68% | 59.41%
| 29.1% | 60.28% | 61.36% | 60.03% | 57.67% | 59.41%
| 29.1% | 60.28% | 61.36% | 60.02% | 57.67% | 59.41%
| 29.11% | 60.28% | 61.35% | 60.02% | 57.67% | 59.4%
| 29.12% | 60.28% | 61.35% | 60.02% | 57.67% | 59.4%
| 29.12% | 60.28% | 61.35% | 60.02% | 57.67% | 59.4%
| 29.13% | 60.27% | 61.35% | 60.02% | 57.67% | 59.4%
| 29.13% | 60.27% | 61.34% | 60.02% | 57.67% | 59.4%
| 29.14% | 60.27% | 61.34% | 60.02% | 57.66% | 59.4%
| 29.14% | 60.27% | 61.34% | 60.01% | 57.66% | 59.39%
| 29.15% | 60.27% | 61.34% | 60.01% | 57.66% | 59.39%
| 29.16% | 60.27% | 61.34% | 60.01% | 57.65% | 59.39%
| 29.16% | 60.27% | 61.34% | 60.01% | 57.65% | 59.39%
| 29.17% | 60.27% | 61.33% | 60% | 57.65% | 59.39%
| 29.17% | 60.26% | 61.33% | 60% | 57.65% | 59.39%
| 29.18% | 60.26% | 61.33% | 59.99% | 57.65% | 59.39%
| 29.18% | 60.26% | 61.33% | 59.99% | 57.64% | 59.39%
| 29.19% | 60.26% | 61.33% | 59.99% | 57.64% | 59.39%
| 29.2% | 60.26% | 61.32% | 59.99% | 57.64% | 59.38%
| 29.2% | 60.26% | 61.32% | 59.99% | 57.64% | 59.38%
| 29.21% | 60.26% | 61.32% | 59.99% | 57.64% | 59.38%
| 29.21% | 60.26% | 61.32% | 59.98% | 57.64% | 59.38%
| 29.22% | 60.25% | 61.32% | 59.98% | 57.64% | 59.38%
| 29.22% | 60.25% | 61.31% | 59.98% | 57.63% | 59.38%
| 29.23% | 60.25% | 61.31% | 59.98% | 57.63% | 59.38%
| 29.24% | 60.25% | 61.31% | 59.98% | 57.63% | 59.37%
| 29.24% | 60.25% | 61.31% | 59.97% | 57.63% | 59.37%
| 29.25% | 60.25% | 61.31% | 59.97% | 57.63% | 59.37%
| 29.25% | 60.25% | 61.31% | 59.97% | 57.63% | 59.37%
| 29.26% | 60.25% | 61.3% | 59.97% | 57.62% | 59.37%
| 29.26% | 60.25% | 61.3% | 59.97% | 57.62% | 59.37%
| 29.27% | 60.24% | 61.3% | 59.97% | 57.62% | 59.37%
| 29.28% | 60.24% | 61.3% | 59.97% | 57.61% | 59.36%
| 29.28% | 60.24% | 61.29% | 59.97% | 57.61% | 59.36%
| 29.29% | 60.24% | 61.29% | 59.96% | 57.61% | 59.36%
| 29.29% | 60.24% | 61.29% | 59.96% | 57.61% | 59.36%
| 29.3% | 60.23% | 61.29% | 59.96% | 57.61% | 59.36%
| 29.3% | 60.23% | 61.29% | 59.96% | 57.61% | 59.35%
| 29.31% | 60.23% | 61.29% | 59.96% | 57.61% | 59.35%
| 29.32% | 60.23% | 61.29% | 59.96% | 57.6% | 59.35%
| 29.32% | 60.23% | 61.28% | 59.96% | 57.6% | 59.35%
| 29.33% | 60.23% | 61.28% | 59.96% | 57.6% | 59.35%
| 29.33% | 60.22% | 61.28% | 59.96% | 57.6% | 59.35%
| 29.34% | 60.22% | 61.28% | 59.95% | 57.6% | 59.35%
| 29.34% | 60.22% | 61.27% | 59.95% | 57.6% | 59.34%
| 29.35% | 60.22% | 61.27% | 59.95% | 57.59% | 59.34%
| 29.36% | 60.22% | 61.27% | 59.95% | 57.59% | 59.34%
| 29.36% | 60.22% | 61.27% | 59.95% | 57.59% | 59.34%
| 29.37% | 60.22% | 61.26% | 59.95% | 57.59% | 59.34%
| 29.37% | 60.22% | 61.26% | 59.95% | 57.58% | 59.34%
| 29.38% | 60.21% | 61.26% | 59.95% | 57.58% | 59.33%
| 29.38% | 60.21% | 61.26% | 59.95% | 57.58% | 59.33%
| 29.39% | 60.21% | 61.26% | 59.94% | 57.58% | 59.33%
| 29.39% | 60.21% | 61.26% | 59.94% | 57.58% | 59.33%
| 29.4% | 60.21% | 61.26% | 59.94% | 57.58% | 59.32%
| 29.41% | 60.2% | 61.26% | 59.94% | 57.58% | 59.32%
| 29.41% | 60.2% | 61.26% | 59.93% | 57.58% | 59.32%
| 29.42% | 60.2% | 61.25% | 59.93% | 57.57% | 59.32%
| 29.42% | 60.2% | 61.25% | 59.93% | 57.57% | 59.32%
| 29.43% | 60.2% | 61.25% | 59.93% | 57.57% | 59.32%
| 29.43% | 60.2% | 61.25% | 59.93% | 57.57% | 59.32%
| 29.44% | 60.19% | 61.25% | 59.93% | 57.57% | 59.31%
| 29.45% | 60.19% | 61.25% | 59.93% | 57.56% | 59.31%
| 29.45% | 60.19% | 61.25% | 59.93% | 57.56% | 59.31%
| 29.46% | 60.19% | 61.25% | 59.92% | 57.56% | 59.31%
| 29.46% | 60.19% | 61.25% | 59.92% | 57.56% | 59.31%
| 29.47% | 60.19% | 61.24% | 59.92% | 57.56% | 59.31%
| 29.47% | 60.19% | 61.24% | 59.91% | 57.55% | 59.31%
| 29.48% | 60.19% | 61.24% | 59.91% | 57.55% | 59.31%
| 29.49% | 60.19% | 61.24% | 59.91% | 57.55% | 59.31%
| 29.49% | 60.19% | 61.23% | 59.91% | 57.55% | 59.31%
| 29.5% | 60.19% | 61.23% | 59.91% | 57.55% | 59.31%
| 29.5% | 60.18% | 61.23% | 59.91% | 57.55% | 59.3%
| 29.51% | 60.18% | 61.23% | 59.91% | 57.55% | 59.3%
| 29.51% | 60.18% | 61.23% | 59.91% | 57.55% | 59.3%
| 29.52% | 60.18% | 61.22% | 59.9% | 57.55% | 59.3%
| 29.53% | 60.18% | 61.22% | 59.9% | 57.55% | 59.3%
| 29.53% | 60.18% | 61.22% | 59.9% | 57.55% | 59.3%
| 29.54% | 60.18% | 61.22% | 59.9% | 57.54% | 59.3%
| 29.54% | 60.18% | 61.22% | 59.89% | 57.54% | 59.29%
| 29.55% | 60.17% | 61.22% | 59.89% | 57.54% | 59.29%
| 29.55% | 60.17% | 61.22% | 59.89% | 57.54% | 59.29%
| 29.56% | 60.17% | 61.21% | 59.89% | 57.54% | 59.29%
| 29.57% | 60.17% | 61.21% | 59.89% | 57.54% | 59.29%
| 29.57% | 60.17% | 61.2% | 59.89% | 57.54% | 59.29%
| 29.58% | 60.17% | 61.2% | 59.89% | 57.54% | 59.29%
| 29.58% | 60.17% | 61.19% | 59.89% | 57.53% | 59.29%
| 29.59% | 60.17% | 61.19% | 59.88% | 57.53% | 59.29%
| 29.59% | 60.16% | 61.19% | 59.88% | 57.53% | 59.29%
| 29.6% | 60.16% | 61.19% | 59.88% | 57.53% | 59.29%
| 29.61% | 60.16% | 61.19% | 59.88% | 57.53% | 59.28%
| 29.61% | 60.16% | 61.19% | 59.88% | 57.53% | 59.28%
| 29.62% | 60.16% | 61.19% | 59.88% | 57.52% | 59.28%
| 29.62% | 60.16% | 61.19% | 59.87% | 57.52% | 59.28%
| 29.63% | 60.15% | 61.18% | 59.87% | 57.52% | 59.28%
| 29.63% | 60.15% | 61.18% | 59.87% | 57.52% | 59.28%
| 29.64% | 60.15% | 61.18% | 59.87% | 57.52% | 59.28%
| 29.65% | 60.14% | 61.18% | 59.87% | 57.51% | 59.28%
| 29.65% | 60.14% | 61.18% | 59.87% | 57.51% | 59.27%
| 29.66% | 60.14% | 61.17% | 59.87% | 57.51% | 59.27%
| 29.66% | 60.14% | 61.17% | 59.87% | 57.51% | 59.27%
| 29.67% | 60.14% | 61.17% | 59.87% | 57.51% | 59.27%
| 29.67% | 60.14% | 61.17% | 59.87% | 57.51% | 59.27%
| 29.68% | 60.14% | 61.17% | 59.86% | 57.5% | 59.27%
| 29.69% | 60.13% | 61.17% | 59.86% | 57.5% | 59.27%
| 29.69% | 60.13% | 61.17% | 59.86% | 57.5% | 59.27%
| 29.7% | 60.13% | 61.16% | 59.86% | 57.5% | 59.27%
| 29.7% | 60.13% | 61.16% | 59.86% | 57.5% | 59.27%
| 29.71% | 60.13% | 61.15% | 59.86% | 57.5% | 59.26%
| 29.71% | 60.13% | 61.15% | 59.85% | 57.49% | 59.26%
| 29.72% | 60.13% | 61.15% | 59.85% | 57.49% | 59.26%
| 29.73% | 60.13% | 61.15% | 59.85% | 57.49% | 59.26%
| 29.73% | 60.12% | 61.15% | 59.85% | 57.49% | 59.26%
| 29.74% | 60.12% | 61.15% | 59.85% | 57.49% | 59.26%
| 29.74% | 60.12% | 61.15% | 59.85% | 57.49% | 59.26%
| 29.75% | 60.12% | 61.15% | 59.84% | 57.49% | 59.26%
| 29.75% | 60.12% | 61.15% | 59.84% | 57.49% | 59.25%
| 29.76% | 60.12% | 61.15% | 59.84% | 57.49% | 59.25%
| 29.77% | 60.11% | 61.14% | 59.84% | 57.48% | 59.25%
| 29.77% | 60.11% | 61.14% | 59.84% | 57.48% | 59.25%
| 29.78% | 60.11% | 61.14% | 59.84% | 57.48% | 59.25%
| 29.78% | 60.11% | 61.14% | 59.83% | 57.48% | 59.25%
| 29.79% | 60.1% | 61.14% | 59.83% | 57.48% | 59.25%
| 29.79% | 60.1% | 61.13% | 59.83% | 57.48% | 59.25%
| 29.8% | 60.1% | 61.13% | 59.83% | 57.48% | 59.24%
| 29.81% | 60.09% | 61.13% | 59.83% | 57.48% | 59.24%
| 29.81% | 60.09% | 61.13% | 59.83% | 57.48% | 59.24%
| 29.82% | 60.09% | 61.13% | 59.83% | 57.47% | 59.24%
| 29.82% | 60.08% | 61.13% | 59.83% | 57.47% | 59.24%
| 29.83% | 60.08% | 61.13% | 59.83% | 57.47% | 59.24%
| 29.83% | 60.08% | 61.13% | 59.83% | 57.47% | 59.24%
| 29.84% | 60.08% | 61.12% | 59.82% | 57.46% | 59.24%
| 29.85% | 60.08% | 61.12% | 59.82% | 57.46% | 59.24%
| 29.85% | 60.07% | 61.12% | 59.82% | 57.46% | 59.24%
| 29.86% | 60.07% | 61.12% | 59.82% | 57.46% | 59.23%
| 29.86% | 60.07% | 61.12% | 59.82% | 57.46% | 59.23%
| 29.87% | 60.07% | 61.12% | 59.82% | 57.46% | 59.23%
| 29.87% | 60.07% | 61.12% | 59.81% | 57.46% | 59.23%
| 29.88% | 60.07% | 61.12% | 59.81% | 57.46% | 59.23%
| 29.89% | 60.07% | 61.12% | 59.81% | 57.46% | 59.23%
| 29.89% | 60.07% | 61.11% | 59.81% | 57.45% | 59.23%
| 29.9% | 60.07% | 61.11% | 59.81% | 57.45% | 59.23%
| 29.9% | 60.06% | 61.11% | 59.81% | 57.45% | 59.22%
| 29.91% | 60.06% | 61.11% | 59.81% | 57.45% | 59.22%
| 29.91% | 60.06% | 61.11% | 59.81% | 57.44% | 59.22%
| 29.92% | 60.06% | 61.11% | 59.81% | 57.44% | 59.22%
| 29.93% | 60.06% | 61.11% | 59.8% | 57.44% | 59.22%
| 29.93% | 60.06% | 61.11% | 59.8% | 57.44% | 59.22%
| 29.94% | 60.06% | 61.11% | 59.8% | 57.44% | 59.22%
| 29.94% | 60.06% | 61.11% | 59.79% | 57.44% | 59.22%
| 29.95% | 60.05% | 61.1% | 59.79% | 57.43% | 59.21%
| 29.95% | 60.05% | 61.1% | 59.79% | 57.43% | 59.21%
| 29.96% | 60.05% | 61.1% | 59.79% | 57.43% | 59.21%
| 29.97% | 60.05% | 61.1% | 59.79% | 57.43% | 59.21%
| 29.97% | 60.05% | 61.1% | 59.79% | 57.43% | 59.21%
| 29.98% | 60.04% | 61.1% | 59.79% | 57.43% | 59.21%
| 29.98% | 60.04% | 61.1% | 59.78% | 57.43% | 59.2%
| 29.99% | 60.04% | 61.09% | 59.78% | 57.43% | 59.2%
| 29.99% | 60.04% | 61.09% | 59.78% | 57.43% | 59.2%
| 30% | 60.04% | 61.09% | 59.78% | 57.43% | 59.2%
| 30.01% | 60.03% | 61.09% | 59.78% | 57.42% | 59.2%
| 30.01% | 60.03% | 61.08% | 59.78% | 57.42% | 59.2%
| 30.02% | 60.03% | 61.08% | 59.77% | 57.42% | 59.2%
| 30.02% | 60.03% | 61.08% | 59.77% | 57.42% | 59.2%
| 30.03% | 60.03% | 61.08% | 59.77% | 57.41% | 59.2%
| 30.03% | 60.03% | 61.08% | 59.77% | 57.41% | 59.2%
| 30.04% | 60.02% | 61.08% | 59.76% | 57.41% | 59.2%
| 30.05% | 60.02% | 61.07% | 59.76% | 57.41% | 59.2%
| 30.05% | 60.02% | 61.07% | 59.76% | 57.4% | 59.2%
| 30.06% | 60.02% | 61.07% | 59.75% | 57.4% | 59.2%
| 30.06% | 60.02% | 61.07% | 59.75% | 57.4% | 59.2%
| 30.07% | 60.02% | 61.07% | 59.75% | 57.4% | 59.19%
| 30.07% | 60.02% | 61.07% | 59.75% | 57.4% | 59.19%
| 30.08% | 60.01% | 61.07% | 59.75% | 57.4% | 59.19%
| 30.09% | 60.01% | 61.06% | 59.75% | 57.4% | 59.19%
| 30.09% | 60.01% | 61.06% | 59.75% | 57.39% | 59.19%
| 30.1% | 60.01% | 61.06% | 59.75% | 57.39% | 59.19%
| 30.1% | 60.01% | 61.06% | 59.75% | 57.39% | 59.18%
| 30.11% | 60.01% | 61.06% | 59.75% | 57.39% | 59.18%
| 30.11% | 60% | 61.06% | 59.74% | 57.39% | 59.18%
| 30.12% | 60% | 61.06% | 59.74% | 57.38% | 59.18%
| 30.13% | 60% | 61.06% | 59.74% | 57.38% | 59.17%
| 30.13% | 60% | 61.06% | 59.74% | 57.38% | 59.16%
| 30.14% | 60% | 61.05% | 59.74% | 57.38% | 59.16%
| 30.14% | 60% | 61.05% | 59.74% | 57.38% | 59.16%
| 30.15% | 60% | 61.05% | 59.74% | 57.38% | 59.16%
| 30.15% | 60% | 61.04% | 59.74% | 57.38% | 59.16%
| 30.16% | 60% | 61.04% | 59.74% | 57.37% | 59.15%
| 30.17% | 60% | 61.04% | 59.74% | 57.37% | 59.15%
| 30.17% | 59.99% | 61.04% | 59.73% | 57.37% | 59.15%
| 30.18% | 59.99% | 61.04% | 59.73% | 57.37% | 59.15%
| 30.18% | 59.99% | 61.03% | 59.73% | 57.37% | 59.15%
| 30.19% | 59.99% | 61.03% | 59.72% | 57.37% | 59.15%
| 30.19% | 59.98% | 61.03% | 59.72% | 57.36% | 59.15%
| 30.2% | 59.98% | 61.03% | 59.72% | 57.36% | 59.14%
| 30.21% | 59.98% | 61.03% | 59.72% | 57.36% | 59.14%
| 30.21% | 59.98% | 61.03% | 59.72% | 57.36% | 59.14%
| 30.22% | 59.98% | 61.02% | 59.71% | 57.36% | 59.14%
| 30.22% | 59.98% | 61.02% | 59.71% | 57.36% | 59.14%
| 30.23% | 59.98% | 61.02% | 59.71% | 57.36% | 59.14%
| 30.23% | 59.98% | 61.02% | 59.71% | 57.36% | 59.14%
| 30.24% | 59.97% | 61.02% | 59.71% | 57.36% | 59.14%
| 30.25% | 59.97% | 61.02% | 59.71% | 57.35% | 59.14%
| 30.25% | 59.97% | 61.02% | 59.71% | 57.35% | 59.13%
| 30.26% | 59.97% | 61.02% | 59.71% | 57.35% | 59.13%
| 30.26% | 59.97% | 61.02% | 59.71% | 57.35% | 59.13%
| 30.27% | 59.97% | 61.02% | 59.71% | 57.35% | 59.13%
| 30.27% | 59.97% | 61.01% | 59.7% | 57.35% | 59.13%
| 30.28% | 59.96% | 61.01% | 59.7% | 57.35% | 59.13%
| 30.29% | 59.96% | 61.01% | 59.7% | 57.35% | 59.13%
| 30.29% | 59.96% | 61% | 59.7% | 57.34% | 59.13%
| 30.3% | 59.96% | 61% | 59.7% | 57.34% | 59.13%
| 30.3% | 59.96% | 61% | 59.7% | 57.34% | 59.12%
| 30.31% | 59.96% | 61% | 59.7% | 57.34% | 59.12%
| 30.31% | 59.96% | 61% | 59.69% | 57.33% | 59.12%
| 30.32% | 59.96% | 61% | 59.69% | 57.33% | 59.12%
| 30.33% | 59.96% | 60.99% | 59.69% | 57.33% | 59.12%
| 30.33% | 59.95% | 60.99% | 59.69% | 57.33% | 59.12%
| 30.34% | 59.95% | 60.99% | 59.68% | 57.33% | 59.12%
| 30.34% | 59.95% | 60.99% | 59.68% | 57.33% | 59.12%
| 30.35% | 59.95% | 60.99% | 59.68% | 57.33% | 59.11%
| 30.35% | 59.95% | 60.99% | 59.68% | 57.32% | 59.11%
| 30.36% | 59.94% | 60.98% | 59.68% | 57.32% | 59.11%
| 30.37% | 59.94% | 60.98% | 59.68% | 57.32% | 59.11%
| 30.37% | 59.94% | 60.98% | 59.68% | 57.32% | 59.11%
| 30.38% | 59.94% | 60.98% | 59.68% | 57.32% | 59.11%
| 30.38% | 59.93% | 60.98% | 59.68% | 57.32% | 59.11%
| 30.39% | 59.93% | 60.98% | 59.68% | 57.31% | 59.1%
| 30.39% | 59.93% | 60.98% | 59.68% | 57.31% | 59.1%
| 30.4% | 59.93% | 60.98% | 59.68% | 57.31% | 59.1%
| 30.41% | 59.93% | 60.98% | 59.68% | 57.31% | 59.1%
| 30.41% | 59.93% | 60.98% | 59.68% | 57.31% | 59.1%
| 30.42% | 59.92% | 60.98% | 59.68% | 57.31% | 59.1%
| 30.42% | 59.92% | 60.97% | 59.67% | 57.31% | 59.1%
| 30.43% | 59.92% | 60.97% | 59.67% | 57.31% | 59.1%
| 30.43% | 59.92% | 60.97% | 59.67% | 57.31% | 59.1%
| 30.44% | 59.91% | 60.97% | 59.67% | 57.31% | 59.1%
| 30.45% | 59.91% | 60.97% | 59.67% | 57.3% | 59.09%
| 30.45% | 59.91% | 60.97% | 59.67% | 57.3% | 59.09%
| 30.46% | 59.91% | 60.97% | 59.67% | 57.3% | 59.09%
| 30.46% | 59.91% | 60.97% | 59.66% | 57.3% | 59.09%
| 30.47% | 59.91% | 60.96% | 59.66% | 57.3% | 59.09%
| 30.47% | 59.9% | 60.96% | 59.66% | 57.3% | 59.09%
| 30.48% | 59.9% | 60.96% | 59.66% | 57.3% | 59.09%
| 30.49% | 59.9% | 60.96% | 59.66% | 57.3% | 59.08%
| 30.49% | 59.9% | 60.96% | 59.65% | 57.3% | 59.08%
| 30.5% | 59.9% | 60.96% | 59.65% | 57.3% | 59.08%
| 30.5% | 59.89% | 60.96% | 59.65% | 57.29% | 59.08%
| 30.51% | 59.89% | 60.96% | 59.65% | 57.29% | 59.08%
| 30.51% | 59.89% | 60.95% | 59.65% | 57.29% | 59.08%
| 30.52% | 59.89% | 60.95% | 59.65% | 57.29% | 59.08%
| 30.53% | 59.89% | 60.95% | 59.65% | 57.29% | 59.08%
| 30.53% | 59.89% | 60.95% | 59.65% | 57.29% | 59.08%
| 30.54% | 59.89% | 60.95% | 59.65% | 57.29% | 59.08%
| 30.54% | 59.89% | 60.95% | 59.64% | 57.29% | 59.07%
| 30.55% | 59.89% | 60.95% | 59.64% | 57.29% | 59.07%
| 30.55% | 59.89% | 60.94% | 59.64% | 57.29% | 59.07%
| 30.56% | 59.89% | 60.94% | 59.64% | 57.28% | 59.07%
| 30.57% | 59.88% | 60.94% | 59.63% | 57.28% | 59.07%
| 30.57% | 59.88% | 60.94% | 59.63% | 57.28% | 59.07%
| 30.58% | 59.88% | 60.94% | 59.63% | 57.28% | 59.06%
| 30.58% | 59.88% | 60.94% | 59.63% | 57.28% | 59.06%
| 30.59% | 59.88% | 60.94% | 59.63% | 57.28% | 59.06%
| 30.59% | 59.88% | 60.94% | 59.63% | 57.28% | 59.06%
| 30.6% | 59.87% | 60.93% | 59.63% | 57.28% | 59.06%
| 30.61% | 59.87% | 60.93% | 59.62% | 57.27% | 59.05%
| 30.61% | 59.87% | 60.93% | 59.62% | 57.27% | 59.05%
| 30.62% | 59.87% | 60.93% | 59.62% | 57.27% | 59.05%
| 30.62% | 59.87% | 60.93% | 59.62% | 57.27% | 59.05%
| 30.63% | 59.87% | 60.92% | 59.62% | 57.27% | 59.04%
| 30.63% | 59.86% | 60.92% | 59.61% | 57.26% | 59.04%
| 30.64% | 59.86% | 60.92% | 59.61% | 57.26% | 59.04%
| 30.64% | 59.86% | 60.92% | 59.61% | 57.26% | 59.04%
| 30.65% | 59.86% | 60.92% | 59.61% | 57.26% | 59.04%
| 30.66% | 59.86% | 60.92% | 59.61% | 57.26% | 59.04%
| 30.66% | 59.86% | 60.92% | 59.61% | 57.26% | 59.04%
| 30.67% | 59.86% | 60.91% | 59.61% | 57.26% | 59.03%
| 30.67% | 59.86% | 60.91% | 59.6% | 57.26% | 59.03%
| 30.68% | 59.86% | 60.91% | 59.6% | 57.26% | 59.03%
| 30.68% | 59.85% | 60.91% | 59.6% | 57.25% | 59.03%
| 30.69% | 59.85% | 60.9% | 59.6% | 57.25% | 59.03%
| 30.7% | 59.85% | 60.9% | 59.6% | 57.25% | 59.02%
| 30.7% | 59.85% | 60.9% | 59.6% | 57.25% | 59.02%
| 30.71% | 59.85% | 60.9% | 59.59% | 57.25% | 59.02%
| 30.71% | 59.85% | 60.9% | 59.59% | 57.25% | 59.02%
| 30.72% | 59.84% | 60.9% | 59.59% | 57.25% | 59.02%
| 30.72% | 59.84% | 60.9% | 59.59% | 57.25% | 59.02%
| 30.73% | 59.83% | 60.9% | 59.59% | 57.25% | 59.02%
| 30.74% | 59.83% | 60.9% | 59.58% | 57.25% | 59.02%
| 30.74% | 59.83% | 60.89% | 59.58% | 57.25% | 59.02%
| 30.75% | 59.83% | 60.89% | 59.58% | 57.25% | 59.02%
| 30.75% | 59.83% | 60.89% | 59.58% | 57.24% | 59.02%
| 30.76% | 59.82% | 60.89% | 59.58% | 57.24% | 59.01%
| 30.76% | 59.82% | 60.89% | 59.58% | 57.24% | 59.01%
| 30.77% | 59.82% | 60.89% | 59.58% | 57.24% | 59.01%
| 30.78% | 59.82% | 60.89% | 59.58% | 57.23% | 59.01%
| 30.78% | 59.82% | 60.88% | 59.57% | 57.23% | 59.01%
| 30.79% | 59.82% | 60.88% | 59.57% | 57.23% | 59.01%
| 30.79% | 59.81% | 60.88% | 59.57% | 57.23% | 59.01%
| 30.8% | 59.81% | 60.88% | 59.57% | 57.23% | 59.01%
| 30.8% | 59.81% | 60.88% | 59.57% | 57.23% | 59.01%
| 30.81% | 59.8% | 60.88% | 59.57% | 57.23% | 59.01%
| 30.82% | 59.8% | 60.87% | 59.56% | 57.22% | 59.01%
| 30.82% | 59.8% | 60.87% | 59.56% | 57.22% | 59%
| 30.83% | 59.8% | 60.87% | 59.56% | 57.22% | 59%
| 30.83% | 59.8% | 60.87% | 59.56% | 57.22% | 59%
| 30.84% | 59.8% | 60.87% | 59.56% | 57.22% | 59%
| 30.84% | 59.79% | 60.87% | 59.56% | 57.22% | 59%
| 30.85% | 59.79% | 60.87% | 59.56% | 57.21% | 59%
| 30.86% | 59.79% | 60.87% | 59.55% | 57.21% | 59%
| 30.86% | 59.78% | 60.87% | 59.55% | 57.21% | 59%
| 30.87% | 59.78% | 60.87% | 59.55% | 57.21% | 58.99%
| 30.87% | 59.78% | 60.87% | 59.55% | 57.21% | 58.99%
| 30.88% | 59.78% | 60.87% | 59.55% | 57.21% | 58.99%
| 30.88% | 59.78% | 60.86% | 59.55% | 57.21% | 58.99%
| 30.89% | 59.78% | 60.86% | 59.55% | 57.2% | 58.99%
| 30.9% | 59.78% | 60.86% | 59.55% | 57.2% | 58.98%
| 30.9% | 59.77% | 60.86% | 59.55% | 57.2% | 58.98%
| 30.91% | 59.77% | 60.86% | 59.55% | 57.2% | 58.98%
| 30.91% | 59.77% | 60.86% | 59.55% | 57.2% | 58.98%
| 30.92% | 59.76% | 60.86% | 59.55% | 57.2% | 58.98%
| 30.92% | 59.76% | 60.86% | 59.55% | 57.2% | 58.98%
| 30.93% | 59.76% | 60.86% | 59.54% | 57.2% | 58.98%
| 30.94% | 59.75% | 60.86% | 59.54% | 57.2% | 58.98%
| 30.94% | 59.75% | 60.85% | 59.54% | 57.2% | 58.97%
| 30.95% | 59.75% | 60.85% | 59.54% | 57.2% | 58.97%
| 30.95% | 59.75% | 60.85% | 59.54% | 57.2% | 58.97%
| 30.96% | 59.75% | 60.85% | 59.54% | 57.19% | 58.97%
| 30.96% | 59.74% | 60.84% | 59.54% | 57.19% | 58.97%
| 30.97% | 59.74% | 60.84% | 59.54% | 57.19% | 58.97%
| 30.98% | 59.74% | 60.84% | 59.54% | 57.19% | 58.97%
| 30.98% | 59.74% | 60.83% | 59.54% | 57.19% | 58.97%
| 30.99% | 59.74% | 60.83% | 59.53% | 57.19% | 58.97%
| 30.99% | 59.74% | 60.83% | 59.53% | 57.19% | 58.97%
| 31% | 59.73% | 60.83% | 59.53% | 57.19% | 58.96%
| 31% | 59.72% | 60.83% | 59.53% | 57.19% | 58.96%
| 31.01% | 59.72% | 60.82% | 59.53% | 57.19% | 58.96%
| 31.02% | 59.72% | 60.82% | 59.52% | 57.19% | 58.96%
| 31.02% | 59.71% | 60.82% | 59.52% | 57.18% | 58.96%
| 31.03% | 59.71% | 60.82% | 59.52% | 57.18% | 58.96%
| 31.03% | 59.71% | 60.82% | 59.52% | 57.18% | 58.96%
| 31.04% | 59.71% | 60.82% | 59.52% | 57.18% | 58.96%
| 31.04% | 59.71% | 60.81% | 59.52% | 57.18% | 58.96%
| 31.05% | 59.71% | 60.81% | 59.52% | 57.18% | 58.96%
| 31.06% | 59.7% | 60.81% | 59.52% | 57.17% | 58.96%
| 31.06% | 59.7% | 60.8% | 59.51% | 57.17% | 58.96%
| 31.07% | 59.7% | 60.8% | 59.51% | 57.17% | 58.96%
| 31.07% | 59.7% | 60.8% | 59.51% | 57.16% | 58.96%
| 31.08% | 59.7% | 60.8% | 59.51% | 57.16% | 58.96%
| 31.08% | 59.7% | 60.8% | 59.5% | 57.16% | 58.96%
| 31.09% | 59.7% | 60.79% | 59.5% | 57.16% | 58.95%
| 31.1% | 59.7% | 60.79% | 59.5% | 57.16% | 58.95%
| 31.1% | 59.7% | 60.79% | 59.5% | 57.16% | 58.95%
| 31.11% | 59.7% | 60.79% | 59.5% | 57.16% | 58.95%
| 31.11% | 59.7% | 60.79% | 59.5% | 57.16% | 58.95%
| 31.12% | 59.7% | 60.79% | 59.5% | 57.15% | 58.94%
| 31.12% | 59.69% | 60.79% | 59.5% | 57.15% | 58.94%
| 31.13% | 59.69% | 60.79% | 59.5% | 57.15% | 58.93%
| 31.14% | 59.69% | 60.78% | 59.5% | 57.15% | 58.93%
| 31.14% | 59.69% | 60.78% | 59.5% | 57.15% | 58.93%
| 31.15% | 59.69% | 60.78% | 59.5% | 57.14% | 58.93%
| 31.15% | 59.68% | 60.78% | 59.49% | 57.14% | 58.93%
| 31.16% | 59.68% | 60.78% | 59.49% | 57.14% | 58.92%
| 31.16% | 59.68% | 60.78% | 59.49% | 57.14% | 58.92%
| 31.17% | 59.68% | 60.78% | 59.49% | 57.14% | 58.92%
| 31.18% | 59.68% | 60.77% | 59.49% | 57.13% | 58.92%
| 31.18% | 59.68% | 60.77% | 59.49% | 57.13% | 58.92%
| 31.19% | 59.68% | 60.77% | 59.49% | 57.13% | 58.92%
| 31.19% | 59.67% | 60.77% | 59.48% | 57.13% | 58.92%
| 31.2% | 59.67% | 60.77% | 59.48% | 57.13% | 58.92%
| 31.2% | 59.67% | 60.77% | 59.48% | 57.12% | 58.92%
| 31.21% | 59.67% | 60.76% | 59.48% | 57.12% | 58.92%
| 31.22% | 59.67% | 60.76% | 59.47% | 57.12% | 58.91%
| 31.22% | 59.67% | 60.76% | 59.46% | 57.12% | 58.91%
| 31.23% | 59.67% | 60.76% | 59.46% | 57.12% | 58.91%
| 31.23% | 59.67% | 60.76% | 59.46% | 57.12% | 58.91%
| 31.24% | 59.66% | 60.76% | 59.45% | 57.12% | 58.91%
| 31.24% | 59.66% | 60.76% | 59.45% | 57.11% | 58.91%
| 31.25% | 59.66% | 60.75% | 59.45% | 57.11% | 58.91%
| 31.26% | 59.66% | 60.75% | 59.45% | 57.11% | 58.9%
| 31.26% | 59.66% | 60.75% | 59.45% | 57.11% | 58.9%
| 31.27% | 59.66% | 60.75% | 59.45% | 57.11% | 58.9%
| 31.27% | 59.66% | 60.75% | 59.45% | 57.11% | 58.89%
| 31.28% | 59.66% | 60.75% | 59.45% | 57.11% | 58.89%
| 31.28% | 59.65% | 60.75% | 59.45% | 57.11% | 58.89%
| 31.29% | 59.65% | 60.75% | 59.45% | 57.1% | 58.89%
| 31.3% | 59.65% | 60.74% | 59.44% | 57.1% | 58.88%
| 31.3% | 59.65% | 60.74% | 59.44% | 57.1% | 58.88%
| 31.31% | 59.65% | 60.74% | 59.44% | 57.1% | 58.88%
| 31.31% | 59.65% | 60.74% | 59.43% | 57.09% | 58.88%
| 31.32% | 59.65% | 60.74% | 59.43% | 57.09% | 58.88%
| 31.32% | 59.65% | 60.74% | 59.43% | 57.09% | 58.88%
| 31.33% | 59.65% | 60.73% | 59.43% | 57.09% | 58.88%
| 31.34% | 59.65% | 60.73% | 59.43% | 57.08% | 58.88%
| 31.34% | 59.64% | 60.73% | 59.43% | 57.08% | 58.87%
| 31.35% | 59.64% | 60.72% | 59.43% | 57.08% | 58.87%
| 31.35% | 59.64% | 60.72% | 59.43% | 57.08% | 58.87%
| 31.36% | 59.64% | 60.72% | 59.42% | 57.08% | 58.87%
| 31.36% | 59.63% | 60.72% | 59.42% | 57.08% | 58.87%
| 31.37% | 59.63% | 60.72% | 59.42% | 57.08% | 58.86%
| 31.38% | 59.63% | 60.72% | 59.42% | 57.08% | 58.86%
| 31.38% | 59.63% | 60.72% | 59.42% | 57.08% | 58.86%
| 31.39% | 59.63% | 60.71% | 59.42% | 57.07% | 58.86%
| 31.39% | 59.63% | 60.71% | 59.41% | 57.07% | 58.86%
| 31.4% | 59.63% | 60.71% | 59.41% | 57.07% | 58.86%
| 31.4% | 59.63% | 60.71% | 59.4% | 57.07% | 58.86%
| 31.41% | 59.63% | 60.71% | 59.4% | 57.07% | 58.86%
| 31.42% | 59.63% | 60.71% | 59.4% | 57.07% | 58.85%
| 31.42% | 59.62% | 60.71% | 59.4% | 57.06% | 58.85%
| 31.43% | 59.62% | 60.7% | 59.4% | 57.06% | 58.85%
| 31.43% | 59.62% | 60.69% | 59.39% | 57.06% | 58.85%
| 31.44% | 59.62% | 60.69% | 59.39% | 57.06% | 58.85%
| 31.44% | 59.62% | 60.69% | 59.39% | 57.06% | 58.85%
| 31.45% | 59.62% | 60.69% | 59.39% | 57.05% | 58.85%
| 31.46% | 59.61% | 60.69% | 59.39% | 57.05% | 58.85%
| 31.46% | 59.61% | 60.68% | 59.39% | 57.05% | 58.84%
| 31.47% | 59.61% | 60.68% | 59.38% | 57.05% | 58.84%
| 31.47% | 59.61% | 60.68% | 59.38% | 57.05% | 58.83%
| 31.48% | 59.6% | 60.68% | 59.38% | 57.05% | 58.83%
| 31.48% | 59.6% | 60.68% | 59.38% | 57.05% | 58.83%
| 31.49% | 59.6% | 60.67% | 59.38% | 57.05% | 58.83%
| 31.5% | 59.6% | 60.67% | 59.37% | 57.05% | 58.83%
| 31.5% | 59.6% | 60.67% | 59.37% | 57.04% | 58.83%
| 31.51% | 59.59% | 60.67% | 59.37% | 57.04% | 58.83%
| 31.51% | 59.59% | 60.67% | 59.37% | 57.04% | 58.83%
| 31.52% | 59.59% | 60.67% | 59.37% | 57.04% | 58.83%
| 31.52% | 59.58% | 60.67% | 59.36% | 57.04% | 58.82%
| 31.53% | 59.58% | 60.66% | 59.36% | 57.04% | 58.82%
| 31.54% | 59.58% | 60.66% | 59.36% | 57.03% | 58.82%
| 31.54% | 59.58% | 60.66% | 59.36% | 57.03% | 58.82%
| 31.55% | 59.58% | 60.66% | 59.36% | 57.03% | 58.82%
| 31.55% | 59.58% | 60.66% | 59.35% | 57.03% | 58.82%
| 31.56% | 59.57% | 60.66% | 59.35% | 57.03% | 58.82%
| 31.56% | 59.57% | 60.66% | 59.35% | 57.03% | 58.82%
| 31.57% | 59.57% | 60.65% | 59.35% | 57.03% | 58.82%
| 31.58% | 59.56% | 60.65% | 59.35% | 57.03% | 58.81%
| 31.58% | 59.56% | 60.65% | 59.35% | 57.03% | 58.81%
| 31.59% | 59.56% | 60.65% | 59.35% | 57.02% | 58.81%
| 31.59% | 59.56% | 60.65% | 59.35% | 57.02% | 58.81%
| 31.6% | 59.56% | 60.65% | 59.34% | 57.02% | 58.81%
| 31.6% | 59.56% | 60.64% | 59.34% | 57.02% | 58.81%
| 31.61% | 59.55% | 60.64% | 59.34% | 57.02% | 58.81%
| 31.62% | 59.55% | 60.64% | 59.34% | 57.02% | 58.8%
| 31.62% | 59.55% | 60.64% | 59.34% | 57.02% | 58.8%
| 31.63% | 59.55% | 60.63% | 59.34% | 57.02% | 58.8%
| 31.63% | 59.55% | 60.63% | 59.34% | 57.02% | 58.8%
| 31.64% | 59.55% | 60.63% | 59.33% | 57.02% | 58.8%
| 31.64% | 59.55% | 60.63% | 59.33% | 57.01% | 58.8%
| 31.65% | 59.55% | 60.63% | 59.33% | 57.01% | 58.8%
| 31.66% | 59.54% | 60.63% | 59.33% | 57.01% | 58.8%
| 31.66% | 59.54% | 60.63% | 59.33% | 57.01% | 58.8%
| 31.67% | 59.54% | 60.62% | 59.33% | 57% | 58.8%
| 31.67% | 59.54% | 60.62% | 59.33% | 57% | 58.79%
| 31.68% | 59.54% | 60.62% | 59.33% | 57% | 58.79%
| 31.68% | 59.54% | 60.62% | 59.32% | 57% | 58.79%
| 31.69% | 59.54% | 60.62% | 59.32% | 57% | 58.79%
| 31.7% | 59.54% | 60.62% | 59.32% | 57% | 58.79%
| 31.7% | 59.53% | 60.62% | 59.32% | 57% | 58.79%
| 31.71% | 59.53% | 60.61% | 59.32% | 57% | 58.79%
| 31.71% | 59.53% | 60.61% | 59.32% | 57% | 58.79%
| 31.72% | 59.53% | 60.61% | 59.32% | 57% | 58.78%
| 31.72% | 59.52% | 60.61% | 59.32% | 56.99% | 58.78%
| 31.73% | 59.52% | 60.61% | 59.32% | 56.99% | 58.78%
| 31.74% | 59.52% | 60.61% | 59.32% | 56.99% | 58.78%
| 31.74% | 59.52% | 60.61% | 59.32% | 56.99% | 58.78%
| 31.75% | 59.52% | 60.61% | 59.32% | 56.98% | 58.78%
| 31.75% | 59.52% | 60.61% | 59.31% | 56.98% | 58.78%
| 31.76% | 59.52% | 60.61% | 59.31% | 56.98% | 58.78%
| 31.76% | 59.51% | 60.61% | 59.31% | 56.98% | 58.78%
| 31.77% | 59.5% | 60.61% | 59.31% | 56.98% | 58.78%
| 31.78% | 59.5% | 60.61% | 59.31% | 56.98% | 58.78%
| 31.78% | 59.5% | 60.6% | 59.31% | 56.98% | 58.77%
| 31.79% | 59.49% | 60.6% | 59.3% | 56.97% | 58.77%
| 31.79% | 59.49% | 60.6% | 59.3% | 56.97% | 58.77%
| 31.8% | 59.49% | 60.6% | 59.3% | 56.97% | 58.77%
| 31.8% | 59.49% | 60.6% | 59.3% | 56.97% | 58.77%
| 31.81% | 59.49% | 60.6% | 59.3% | 56.97% | 58.76%
| 31.82% | 59.49% | 60.59% | 59.3% | 56.97% | 58.76%
| 31.82% | 59.49% | 60.59% | 59.3% | 56.97% | 58.76%
| 31.83% | 59.49% | 60.59% | 59.3% | 56.97% | 58.76%
| 31.83% | 59.48% | 60.59% | 59.3% | 56.97% | 58.76%
| 31.84% | 59.48% | 60.59% | 59.3% | 56.97% | 58.75%
| 31.84% | 59.48% | 60.59% | 59.29% | 56.97% | 58.75%
| 31.85% | 59.48% | 60.59% | 59.29% | 56.96% | 58.75%
| 31.86% | 59.48% | 60.58% | 59.29% | 56.96% | 58.75%
| 31.86% | 59.48% | 60.58% | 59.29% | 56.96% | 58.75%
| 31.87% | 59.47% | 60.58% | 59.29% | 56.96% | 58.74%
| 31.87% | 59.47% | 60.58% | 59.29% | 56.96% | 58.74%
| 31.88% | 59.47% | 60.57% | 59.29% | 56.96% | 58.74%
| 31.88% | 59.47% | 60.57% | 59.29% | 56.96% | 58.74%
| 31.89% | 59.47% | 60.57% | 59.29% | 56.96% | 58.74%
| 31.89% | 59.47% | 60.57% | 59.28% | 56.96% | 58.74%
| 31.9% | 59.47% | 60.57% | 59.28% | 56.95% | 58.74%
| 31.91% | 59.46% | 60.57% | 59.28% | 56.95% | 58.74%
| 31.91% | 59.46% | 60.57% | 59.28% | 56.94% | 58.74%
| 31.92% | 59.46% | 60.57% | 59.28% | 56.94% | 58.74%
| 31.92% | 59.46% | 60.56% | 59.28% | 56.94% | 58.74%
| 31.93% | 59.46% | 60.56% | 59.28% | 56.94% | 58.74%
| 31.93% | 59.46% | 60.56% | 59.27% | 56.94% | 58.73%
| 31.94% | 59.46% | 60.56% | 59.27% | 56.94% | 58.73%
| 31.95% | 59.46% | 60.56% | 59.27% | 56.94% | 58.73%
| 31.95% | 59.46% | 60.56% | 59.27% | 56.94% | 58.72%
| 31.96% | 59.46% | 60.55% | 59.27% | 56.93% | 58.72%
| 31.96% | 59.45% | 60.55% | 59.27% | 56.93% | 58.72%
| 31.97% | 59.44% | 60.55% | 59.26% | 56.93% | 58.72%
| 31.97% | 59.44% | 60.55% | 59.26% | 56.93% | 58.72%
| 31.98% | 59.44% | 60.55% | 59.26% | 56.93% | 58.72%
| 31.99% | 59.44% | 60.55% | 59.26% | 56.93% | 58.71%
| 31.99% | 59.44% | 60.55% | 59.26% | 56.92% | 58.71%
| 32% | 59.44% | 60.55% | 59.26% | 56.92% | 58.71%
| 32% | 59.44% | 60.54% | 59.26% | 56.92% | 58.71%
| 32.01% | 59.43% | 60.54% | 59.26% | 56.92% | 58.71%
| 32.01% | 59.43% | 60.54% | 59.26% | 56.92% | 58.71%
| 32.02% | 59.42% | 60.54% | 59.25% | 56.92% | 58.71%
| 32.03% | 59.42% | 60.53% | 59.25% | 56.92% | 58.71%
| 32.03% | 59.42% | 60.53% | 59.25% | 56.92% | 58.7%
| 32.04% | 59.42% | 60.53% | 59.25% | 56.91% | 58.7%
| 32.04% | 59.42% | 60.52% | 59.25% | 56.91% | 58.7%
| 32.05% | 59.42% | 60.52% | 59.24% | 56.91% | 58.7%
| 32.05% | 59.42% | 60.52% | 59.24% | 56.91% | 58.7%
| 32.06% | 59.42% | 60.52% | 59.24% | 56.91% | 58.7%
| 32.07% | 59.42% | 60.52% | 59.24% | 56.91% | 58.7%
| 32.07% | 59.42% | 60.52% | 59.24% | 56.9% | 58.7%
| 32.08% | 59.42% | 60.51% | 59.24% | 56.9% | 58.69%
| 32.08% | 59.41% | 60.51% | 59.24% | 56.9% | 58.69%
| 32.09% | 59.41% | 60.51% | 59.24% | 56.9% | 58.69%
| 32.09% | 59.4% | 60.5% | 59.24% | 56.9% | 58.68%
| 32.1% | 59.4% | 60.5% | 59.24% | 56.9% | 58.68%
| 32.11% | 59.4% | 60.5% | 59.24% | 56.9% | 58.67%
| 32.11% | 59.4% | 60.5% | 59.24% | 56.9% | 58.67%
| 32.12% | 59.4% | 60.5% | 59.23% | 56.9% | 58.67%
| 32.12% | 59.4% | 60.5% | 59.23% | 56.9% | 58.67%
| 32.13% | 59.4% | 60.49% | 59.23% | 56.9% | 58.67%
| 32.13% | 59.4% | 60.49% | 59.23% | 56.89% | 58.67%
| 32.14% | 59.39% | 60.49% | 59.23% | 56.89% | 58.67%
| 32.15% | 59.39% | 60.49% | 59.23% | 56.89% | 58.67%
| 32.15% | 59.39% | 60.49% | 59.23% | 56.89% | 58.66%
| 32.16% | 59.39% | 60.49% | 59.22% | 56.89% | 58.66%
| 32.16% | 59.39% | 60.48% | 59.22% | 56.88% | 58.66%
| 32.17% | 59.39% | 60.48% | 59.22% | 56.88% | 58.66%
| 32.17% | 59.38% | 60.48% | 59.22% | 56.88% | 58.66%
| 32.18% | 59.38% | 60.48% | 59.22% | 56.88% | 58.66%
| 32.19% | 59.38% | 60.47% | 59.22% | 56.88% | 58.65%
| 32.19% | 59.38% | 60.47% | 59.21% | 56.88% | 58.65%
| 32.2% | 59.38% | 60.47% | 59.21% | 56.88% | 58.65%
| 32.2% | 59.38% | 60.47% | 59.21% | 56.87% | 58.65%
| 32.21% | 59.38% | 60.47% | 59.21% | 56.87% | 58.65%
| 32.21% | 59.38% | 60.47% | 59.21% | 56.86% | 58.64%
| 32.22% | 59.37% | 60.47% | 59.21% | 56.86% | 58.64%
| 32.23% | 59.37% | 60.47% | 59.21% | 56.86% | 58.64%
| 32.23% | 59.37% | 60.47% | 59.21% | 56.86% | 58.64%
| 32.24% | 59.37% | 60.46% | 59.21% | 56.86% | 58.64%
| 32.24% | 59.37% | 60.46% | 59.2% | 56.86% | 58.64%
| 32.25% | 59.37% | 60.46% | 59.2% | 56.86% | 58.64%
| 32.25% | 59.37% | 60.46% | 59.2% | 56.85% | 58.63%
| 32.26% | 59.37% | 60.46% | 59.2% | 56.85% | 58.63%
| 32.27% | 59.36% | 60.45% | 59.2% | 56.85% | 58.63%
| 32.27% | 59.36% | 60.45% | 59.2% | 56.85% | 58.63%
| 32.28% | 59.35% | 60.45% | 59.2% | 56.85% | 58.63%
| 32.28% | 59.35% | 60.45% | 59.2% | 56.85% | 58.63%
| 32.29% | 59.35% | 60.45% | 59.2% | 56.85% | 58.63%
| 32.29% | 59.35% | 60.44% | 59.19% | 56.85% | 58.63%
| 32.3% | 59.35% | 60.44% | 59.19% | 56.85% | 58.63%
| 32.31% | 59.35% | 60.44% | 59.19% | 56.85% | 58.63%
| 32.31% | 59.35% | 60.44% | 59.19% | 56.85% | 58.63%
| 32.32% | 59.34% | 60.44% | 59.19% | 56.85% | 58.63%
| 32.32% | 59.34% | 60.43% | 59.18% | 56.85% | 58.62%
| 32.33% | 59.34% | 60.43% | 59.18% | 56.84% | 58.62%
| 32.33% | 59.34% | 60.43% | 59.18% | 56.84% | 58.62%
| 32.34% | 59.34% | 60.43% | 59.18% | 56.84% | 58.62%
| 32.35% | 59.34% | 60.43% | 59.18% | 56.84% | 58.62%
| 32.35% | 59.33% | 60.43% | 59.18% | 56.84% | 58.62%
| 32.36% | 59.33% | 60.42% | 59.18% | 56.84% | 58.62%
| 32.36% | 59.33% | 60.42% | 59.17% | 56.83% | 58.62%
| 32.37% | 59.33% | 60.41% | 59.17% | 56.83% | 58.62%
| 32.37% | 59.32% | 60.41% | 59.17% | 56.83% | 58.61%
| 32.38% | 59.32% | 60.41% | 59.17% | 56.83% | 58.61%
| 32.39% | 59.32% | 60.41% | 59.17% | 56.83% | 58.61%
| 32.39% | 59.32% | 60.41% | 59.17% | 56.82% | 58.61%
| 32.4% | 59.32% | 60.41% | 59.17% | 56.82% | 58.61%
| 32.4% | 59.32% | 60.41% | 59.17% | 56.82% | 58.61%
| 32.41% | 59.31% | 60.41% | 59.16% | 56.82% | 58.61%
| 32.41% | 59.31% | 60.41% | 59.16% | 56.82% | 58.61%
| 32.42% | 59.31% | 60.41% | 59.16% | 56.82% | 58.61%
| 32.43% | 59.31% | 60.41% | 59.16% | 56.82% | 58.61%
| 32.43% | 59.31% | 60.4% | 59.16% | 56.82% | 58.61%
| 32.44% | 59.31% | 60.39% | 59.15% | 56.82% | 58.6%
| 32.44% | 59.31% | 60.39% | 59.15% | 56.82% | 58.6%
| 32.45% | 59.31% | 60.39% | 59.15% | 56.81% | 58.6%
| 32.45% | 59.3% | 60.39% | 59.15% | 56.81% | 58.6%
| 32.46% | 59.3% | 60.39% | 59.15% | 56.81% | 58.6%
| 32.47% | 59.3% | 60.39% | 59.15% | 56.81% | 58.6%
| 32.47% | 59.3% | 60.38% | 59.15% | 56.81% | 58.6%
| 32.48% | 59.3% | 60.38% | 59.15% | 56.81% | 58.6%
| 32.48% | 59.3% | 60.38% | 59.15% | 56.8% | 58.6%
| 32.49% | 59.3% | 60.38% | 59.15% | 56.8% | 58.6%
| 32.49% | 59.3% | 60.38% | 59.15% | 56.8% | 58.59%
| 32.5% | 59.29% | 60.38% | 59.14% | 56.8% | 58.59%
| 32.51% | 59.29% | 60.38% | 59.14% | 56.8% | 58.59%
| 32.51% | 59.29% | 60.38% | 59.14% | 56.8% | 58.58%
| 32.52% | 59.29% | 60.37% | 59.14% | 56.8% | 58.58%
| 32.52% | 59.29% | 60.37% | 59.14% | 56.8% | 58.58%
| 32.53% | 59.29% | 60.37% | 59.14% | 56.8% | 58.58%
| 32.53% | 59.29% | 60.37% | 59.14% | 56.8% | 58.58%
| 32.54% | 59.28% | 60.37% | 59.14% | 56.79% | 58.58%
| 32.55% | 59.28% | 60.37% | 59.13% | 56.79% | 58.58%
| 32.55% | 59.28% | 60.37% | 59.13% | 56.79% | 58.58%
| 32.56% | 59.28% | 60.36% | 59.13% | 56.79% | 58.58%
| 32.56% | 59.28% | 60.36% | 59.13% | 56.79% | 58.57%
| 32.57% | 59.28% | 60.36% | 59.13% | 56.79% | 58.57%
| 32.57% | 59.28% | 60.36% | 59.13% | 56.78% | 58.57%
| 32.58% | 59.28% | 60.36% | 59.13% | 56.78% | 58.57%
| 32.59% | 59.28% | 60.36% | 59.13% | 56.78% | 58.57%
| 32.59% | 59.28% | 60.36% | 59.13% | 56.78% | 58.57%
| 32.6% | 59.27% | 60.36% | 59.13% | 56.78% | 58.57%
| 32.6% | 59.27% | 60.35% | 59.13% | 56.78% | 58.57%
| 32.61% | 59.27% | 60.35% | 59.13% | 56.78% | 58.56%
| 32.61% | 59.27% | 60.35% | 59.13% | 56.77% | 58.56%
| 32.62% | 59.27% | 60.35% | 59.12% | 56.77% | 58.56%
| 32.63% | 59.26% | 60.34% | 59.12% | 56.77% | 58.56%
| 32.63% | 59.26% | 60.34% | 59.12% | 56.77% | 58.56%
| 32.64% | 59.26% | 60.34% | 59.12% | 56.77% | 58.56%
| 32.64% | 59.26% | 60.34% | 59.12% | 56.77% | 58.56%
| 32.65% | 59.26% | 60.34% | 59.12% | 56.77% | 58.56%
| 32.65% | 59.26% | 60.34% | 59.12% | 56.77% | 58.56%
| 32.66% | 59.26% | 60.33% | 59.12% | 56.77% | 58.56%
| 32.67% | 59.26% | 60.33% | 59.12% | 56.76% | 58.56%
| 32.67% | 59.26% | 60.33% | 59.12% | 56.76% | 58.56%
| 32.68% | 59.26% | 60.33% | 59.12% | 56.76% | 58.55%
| 32.68% | 59.26% | 60.33% | 59.12% | 56.76% | 58.55%
| 32.69% | 59.25% | 60.33% | 59.12% | 56.76% | 58.55%
| 32.69% | 59.25% | 60.33% | 59.11% | 56.76% | 58.55%
| 32.7% | 59.25% | 60.33% | 59.11% | 56.76% | 58.55%
| 32.71% | 59.25% | 60.33% | 59.11% | 56.75% | 58.54%
| 32.71% | 59.24% | 60.33% | 59.11% | 56.75% | 58.54%
| 32.72% | 59.24% | 60.33% | 59.11% | 56.75% | 58.54%
| 32.72% | 59.24% | 60.32% | 59.11% | 56.75% | 58.54%
| 32.73% | 59.24% | 60.32% | 59.11% | 56.75% | 58.54%
| 32.73% | 59.24% | 60.32% | 59.1% | 56.75% | 58.54%
| 32.74% | 59.24% | 60.32% | 59.1% | 56.75% | 58.54%
| 32.75% | 59.24% | 60.31% | 59.1% | 56.75% | 58.54%
| 32.75% | 59.23% | 60.31% | 59.1% | 56.75% | 58.54%
| 32.76% | 59.23% | 60.31% | 59.1% | 56.74% | 58.54%
| 32.76% | 59.23% | 60.31% | 59.1% | 56.74% | 58.54%
| 32.77% | 59.23% | 60.31% | 59.1% | 56.74% | 58.53%
| 32.77% | 59.22% | 60.31% | 59.1% | 56.74% | 58.53%
| 32.78% | 59.22% | 60.3% | 59.09% | 56.74% | 58.53%
| 32.79% | 59.22% | 60.3% | 59.09% | 56.74% | 58.53%
| 32.79% | 59.22% | 60.3% | 59.09% | 56.74% | 58.53%
| 32.8% | 59.21% | 60.3% | 59.09% | 56.74% | 58.53%
| 32.8% | 59.21% | 60.3% | 59.09% | 56.73% | 58.53%
| 32.81% | 59.21% | 60.3% | 59.09% | 56.73% | 58.53%
| 32.81% | 59.21% | 60.29% | 59.08% | 56.73% | 58.52%
| 32.82% | 59.21% | 60.29% | 59.08% | 56.73% | 58.52%
| 32.83% | 59.21% | 60.29% | 59.08% | 56.73% | 58.52%
| 32.83% | 59.21% | 60.28% | 59.08% | 56.73% | 58.52%
| 32.84% | 59.21% | 60.28% | 59.08% | 56.73% | 58.52%
| 32.84% | 59.21% | 60.28% | 59.08% | 56.72% | 58.52%
| 32.85% | 59.21% | 60.28% | 59.08% | 56.72% | 58.52%
| 32.85% | 59.21% | 60.28% | 59.08% | 56.72% | 58.52%
| 32.86% | 59.21% | 60.27% | 59.08% | 56.72% | 58.51%
| 32.87% | 59.21% | 60.27% | 59.08% | 56.72% | 58.51%
| 32.87% | 59.21% | 60.27% | 59.07% | 56.72% | 58.51%
| 32.88% | 59.21% | 60.27% | 59.07% | 56.72% | 58.51%
| 32.88% | 59.2% | 60.27% | 59.07% | 56.72% | 58.51%
| 32.89% | 59.2% | 60.27% | 59.07% | 56.72% | 58.51%
| 32.89% | 59.2% | 60.27% | 59.07% | 56.72% | 58.51%
| 32.9% | 59.2% | 60.27% | 59.07% | 56.72% | 58.5%
| 32.91% | 59.2% | 60.26% | 59.07% | 56.72% | 58.5%
| 32.91% | 59.2% | 60.26% | 59.07% | 56.71% | 58.5%
| 32.92% | 59.2% | 60.26% | 59.07% | 56.71% | 58.5%
| 32.92% | 59.2% | 60.26% | 59.06% | 56.71% | 58.5%
| 32.93% | 59.2% | 60.26% | 59.06% | 56.71% | 58.5%
| 32.93% | 59.2% | 60.26% | 59.06% | 56.71% | 58.5%
| 32.94% | 59.2% | 60.25% | 59.06% | 56.7% | 58.5%
| 32.95% | 59.19% | 60.25% | 59.05% | 56.7% | 58.49%
| 32.95% | 59.19% | 60.25% | 59.05% | 56.69% | 58.49%
| 32.96% | 59.19% | 60.25% | 59.04% | 56.69% | 58.49%
| 32.96% | 59.19% | 60.25% | 59.04% | 56.69% | 58.49%
| 32.97% | 59.19% | 60.24% | 59.04% | 56.69% | 58.48%
| 32.97% | 59.19% | 60.24% | 59.04% | 56.69% | 58.48%
| 32.98% | 59.19% | 60.24% | 59.04% | 56.68% | 58.48%
| 32.99% | 59.18% | 60.24% | 59.04% | 56.68% | 58.48%
| 32.99% | 59.18% | 60.24% | 59.03% | 56.68% | 58.48%
| 33% | 59.18% | 60.24% | 59.03% | 56.68% | 58.48%
| 33% | 59.18% | 60.24% | 59.03% | 56.68% | 58.48%
| 33.01% | 59.18% | 60.24% | 59.03% | 56.68% | 58.48%
| 33.01% | 59.18% | 60.24% | 59.03% | 56.68% | 58.48%
| 33.02% | 59.18% | 60.23% | 59.03% | 56.67% | 58.48%
| 33.03% | 59.18% | 60.23% | 59.03% | 56.67% | 58.47%
| 33.03% | 59.18% | 60.23% | 59.03% | 56.66% | 58.47%
| 33.04% | 59.18% | 60.22% | 59.02% | 56.66% | 58.47%
| 33.04% | 59.17% | 60.22% | 59.02% | 56.66% | 58.47%
| 33.05% | 59.17% | 60.22% | 59.02% | 56.66% | 58.47%
| 33.05% | 59.17% | 60.22% | 59.02% | 56.66% | 58.47%
| 33.06% | 59.17% | 60.22% | 59.02% | 56.66% | 58.47%
| 33.07% | 59.17% | 60.22% | 59.02% | 56.66% | 58.47%
| 33.07% | 59.17% | 60.22% | 59.02% | 56.65% | 58.47%
| 33.08% | 59.17% | 60.22% | 59.02% | 56.65% | 58.47%
| 33.08% | 59.17% | 60.22% | 59.01% | 56.65% | 58.46%
| 33.09% | 59.17% | 60.22% | 59.01% | 56.65% | 58.46%
| 33.09% | 59.16% | 60.22% | 59.01% | 56.65% | 58.46%
| 33.1% | 59.16% | 60.21% | 59.01% | 56.65% | 58.46%
| 33.11% | 59.16% | 60.21% | 59.01% | 56.65% | 58.46%
| 33.11% | 59.16% | 60.21% | 59.01% | 56.65% | 58.46%
| 33.12% | 59.16% | 60.21% | 59.01% | 56.65% | 58.46%
| 33.12% | 59.16% | 60.21% | 59.01% | 56.64% | 58.46%
| 33.13% | 59.16% | 60.2% | 59.01% | 56.64% | 58.46%
| 33.13% | 59.16% | 60.2% | 59.01% | 56.64% | 58.46%
| 33.14% | 59.15% | 60.2% | 59.01% | 56.64% | 58.46%
| 33.14% | 59.15% | 60.2% | 59% | 56.64% | 58.45%
| 33.15% | 59.15% | 60.2% | 59% | 56.64% | 58.45%
| 33.16% | 59.15% | 60.2% | 59% | 56.64% | 58.45%
| 33.16% | 59.15% | 60.19% | 58.99% | 56.63% | 58.45%
| 33.17% | 59.15% | 60.19% | 58.99% | 56.63% | 58.45%
| 33.17% | 59.15% | 60.19% | 58.99% | 56.63% | 58.45%
| 33.18% | 59.14% | 60.19% | 58.99% | 56.63% | 58.45%
| 33.18% | 59.14% | 60.18% | 58.99% | 56.63% | 58.45%
| 33.19% | 59.14% | 60.18% | 58.99% | 56.62% | 58.45%
| 33.2% | 59.14% | 60.18% | 58.99% | 56.62% | 58.44%
| 33.2% | 59.13% | 60.18% | 58.98% | 56.62% | 58.44%
| 33.21% | 59.13% | 60.18% | 58.98% | 56.62% | 58.44%
| 33.21% | 59.13% | 60.17% | 58.98% | 56.62% | 58.44%
| 33.22% | 59.13% | 60.17% | 58.98% | 56.62% | 58.44%
| 33.22% | 59.13% | 60.17% | 58.98% | 56.61% | 58.44%
| 33.23% | 59.13% | 60.17% | 58.98% | 56.61% | 58.43%
| 33.24% | 59.13% | 60.17% | 58.98% | 56.61% | 58.43%
| 33.24% | 59.13% | 60.17% | 58.98% | 56.61% | 58.43%
| 33.25% | 59.13% | 60.17% | 58.98% | 56.61% | 58.43%
| 33.25% | 59.13% | 60.17% | 58.98% | 56.61% | 58.43%
| 33.26% | 59.12% | 60.17% | 58.98% | 56.61% | 58.43%
| 33.26% | 59.12% | 60.17% | 58.97% | 56.61% | 58.43%
| 33.27% | 59.12% | 60.16% | 58.97% | 56.61% | 58.43%
| 33.28% | 59.12% | 60.16% | 58.97% | 56.61% | 58.43%
| 33.28% | 59.12% | 60.16% | 58.97% | 56.61% | 58.43%
| 33.29% | 59.12% | 60.16% | 58.97% | 56.61% | 58.42%
| 33.29% | 59.11% | 60.16% | 58.97% | 56.61% | 58.42%
| 33.3% | 59.11% | 60.16% | 58.97% | 56.6% | 58.42%
| 33.3% | 59.11% | 60.15% | 58.97% | 56.6% | 58.41%
| 33.31% | 59.11% | 60.15% | 58.96% | 56.6% | 58.41%
| 33.32% | 59.11% | 60.15% | 58.96% | 56.6% | 58.41%
| 33.32% | 59.11% | 60.15% | 58.96% | 56.6% | 58.41%
| 33.33% | 59.11% | 60.15% | 58.96% | 56.6% | 58.41%
| 33.33% | 59.11% | 60.15% | 58.95% | 56.59% | 58.41%
| 33.34% | 59.1% | 60.15% | 58.95% | 56.59% | 58.4%
| 33.34% | 59.1% | 60.14% | 58.95% | 56.59% | 58.4%
| 33.35% | 59.1% | 60.14% | 58.95% | 56.59% | 58.4%
| 33.36% | 59.1% | 60.14% | 58.95% | 56.59% | 58.4%
| 33.36% | 59.1% | 60.14% | 58.95% | 56.59% | 58.4%
| 33.37% | 59.09% | 60.14% | 58.94% | 56.59% | 58.4%
| 33.37% | 59.09% | 60.13% | 58.94% | 56.58% | 58.4%
| 33.38% | 59.09% | 60.13% | 58.94% | 56.58% | 58.4%
| 33.38% | 59.09% | 60.13% | 58.94% | 56.58% | 58.4%
| 33.39% | 59.09% | 60.13% | 58.94% | 56.58% | 58.39%
| 33.4% | 59.08% | 60.13% | 58.94% | 56.58% | 58.39%
| 33.4% | 59.08% | 60.12% | 58.94% | 56.58% | 58.39%
| 33.41% | 59.08% | 60.12% | 58.94% | 56.58% | 58.39%
| 33.41% | 59.08% | 60.12% | 58.94% | 56.58% | 58.39%
| 33.42% | 59.08% | 60.12% | 58.94% | 56.58% | 58.39%
| 33.42% | 59.08% | 60.12% | 58.94% | 56.58% | 58.38%
| 33.43% | 59.08% | 60.12% | 58.94% | 56.58% | 58.38%
| 33.44% | 59.08% | 60.12% | 58.93% | 56.58% | 58.37%
| 33.44% | 59.08% | 60.12% | 58.93% | 56.57% | 58.37%
| 33.45% | 59.07% | 60.12% | 58.93% | 56.57% | 58.37%
| 33.45% | 59.07% | 60.12% | 58.93% | 56.57% | 58.37%
| 33.46% | 59.07% | 60.12% | 58.93% | 56.57% | 58.37%
| 33.46% | 59.07% | 60.11% | 58.93% | 56.57% | 58.36%
| 33.47% | 59.07% | 60.11% | 58.93% | 56.57% | 58.36%
| 33.48% | 59.07% | 60.11% | 58.93% | 56.57% | 58.36%
| 33.48% | 59.06% | 60.1% | 58.93% | 56.56% | 58.36%
| 33.49% | 59.06% | 60.1% | 58.93% | 56.56% | 58.36%
| 33.49% | 59.05% | 60.1% | 58.92% | 56.56% | 58.36%
| 33.5% | 59.05% | 60.1% | 58.92% | 56.56% | 58.36%
| 33.5% | 59.05% | 60.1% | 58.92% | 56.56% | 58.36%
| 33.51% | 59.05% | 60.1% | 58.92% | 56.56% | 58.36%
| 33.52% | 59.05% | 60.09% | 58.92% | 56.56% | 58.36%
| 33.52% | 59.05% | 60.09% | 58.92% | 56.56% | 58.35%
| 33.53% | 59.05% | 60.09% | 58.92% | 56.56% | 58.35%
| 33.53% | 59.04% | 60.08% | 58.92% | 56.56% | 58.35%
| 33.54% | 59.04% | 60.08% | 58.91% | 56.56% | 58.35%
| 33.54% | 59.04% | 60.08% | 58.91% | 56.55% | 58.35%
| 33.55% | 59.04% | 60.08% | 58.91% | 56.55% | 58.35%
| 33.56% | 59.04% | 60.08% | 58.91% | 56.55% | 58.35%
| 33.56% | 59.04% | 60.08% | 58.91% | 56.55% | 58.35%
| 33.57% | 59.04% | 60.08% | 58.91% | 56.55% | 58.35%
| 33.57% | 59.03% | 60.08% | 58.91% | 56.55% | 58.34%
| 33.58% | 59.03% | 60.07% | 58.91% | 56.55% | 58.34%
| 33.58% | 59.03% | 60.07% | 58.91% | 56.55% | 58.34%
| 33.59% | 59.03% | 60.07% | 58.9% | 56.55% | 58.34%
| 33.6% | 59.03% | 60.07% | 58.9% | 56.55% | 58.34%
| 33.6% | 59.03% | 60.07% | 58.9% | 56.54% | 58.34%
| 33.61% | 59.03% | 60.07% | 58.9% | 56.54% | 58.34%
| 33.61% | 59.03% | 60.07% | 58.89% | 56.54% | 58.34%
| 33.62% | 59.03% | 60.06% | 58.89% | 56.54% | 58.34%
| 33.62% | 59.03% | 60.06% | 58.89% | 56.53% | 58.34%
| 33.63% | 59.03% | 60.06% | 58.89% | 56.53% | 58.34%
| 33.64% | 59.03% | 60.06% | 58.89% | 56.53% | 58.33%
| 33.64% | 59.02% | 60.06% | 58.88% | 56.53% | 58.33%
| 33.65% | 59.02% | 60.06% | 58.88% | 56.53% | 58.33%
| 33.65% | 59.02% | 60.06% | 58.88% | 56.53% | 58.33%
| 33.66% | 59.02% | 60.06% | 58.88% | 56.53% | 58.33%
| 33.66% | 59.02% | 60.05% | 58.88% | 56.52% | 58.33%
| 33.67% | 59.02% | 60.05% | 58.88% | 56.52% | 58.33%
| 33.68% | 59.02% | 60.05% | 58.88% | 56.52% | 58.33%
| 33.68% | 59.02% | 60.05% | 58.88% | 56.52% | 58.32%
| 33.69% | 59.01% | 60.05% | 58.88% | 56.52% | 58.32%
| 33.69% | 59.01% | 60.05% | 58.88% | 56.51% | 58.32%
| 33.7% | 59.01% | 60.04% | 58.87% | 56.51% | 58.32%
| 33.7% | 59.01% | 60.04% | 58.87% | 56.51% | 58.32%
| 33.71% | 59.01% | 60.04% | 58.87% | 56.51% | 58.32%
| 33.72% | 59.01% | 60.04% | 58.87% | 56.51% | 58.31%
| 33.72% | 59.01% | 60.04% | 58.87% | 56.51% | 58.31%
| 33.73% | 59.01% | 60.04% | 58.87% | 56.51% | 58.31%
| 33.73% | 59.01% | 60.04% | 58.87% | 56.51% | 58.31%
| 33.74% | 59.01% | 60.04% | 58.87% | 56.51% | 58.31%
| 33.74% | 59% | 60.04% | 58.86% | 56.51% | 58.31%
| 33.75% | 59% | 60.03% | 58.86% | 56.51% | 58.31%
| 33.76% | 59% | 60.03% | 58.86% | 56.51% | 58.3%
| 33.76% | 59% | 60.03% | 58.86% | 56.51% | 58.3%
| 33.77% | 59% | 60.03% | 58.86% | 56.5% | 58.3%
| 33.77% | 59% | 60.03% | 58.86% | 56.5% | 58.3%
| 33.78% | 58.99% | 60.03% | 58.86% | 56.5% | 58.3%
| 33.78% | 58.99% | 60.03% | 58.86% | 56.5% | 58.3%
| 33.79% | 58.99% | 60.02% | 58.86% | 56.5% | 58.3%
| 33.8% | 58.99% | 60.02% | 58.85% | 56.5% | 58.3%
| 33.8% | 58.99% | 60.02% | 58.85% | 56.49% | 58.3%
| 33.81% | 58.99% | 60.02% | 58.85% | 56.49% | 58.3%
| 33.81% | 58.99% | 60.02% | 58.85% | 56.49% | 58.3%
| 33.82% | 58.99% | 60.02% | 58.85% | 56.49% | 58.3%
| 33.82% | 58.99% | 60.02% | 58.85% | 56.49% | 58.29%
| 33.83% | 58.99% | 60.01% | 58.85% | 56.49% | 58.29%
| 33.84% | 58.98% | 60.01% | 58.85% | 56.49% | 58.29%
| 33.84% | 58.98% | 60.01% | 58.85% | 56.49% | 58.29%
| 33.85% | 58.98% | 60.01% | 58.84% | 56.49% | 58.29%
| 33.85% | 58.98% | 60.01% | 58.84% | 56.48% | 58.29%
| 33.86% | 58.98% | 60.01% | 58.84% | 56.48% | 58.29%
| 33.86% | 58.98% | 60% | 58.84% | 56.48% | 58.28%
| 33.87% | 58.98% | 60% | 58.84% | 56.48% | 58.28%
| 33.88% | 58.98% | 60% | 58.83% | 56.48% | 58.28%
| 33.88% | 58.98% | 60% | 58.83% | 56.48% | 58.28%
| 33.89% | 58.98% | 60% | 58.83% | 56.47% | 58.28%
| 33.89% | 58.97% | 59.99% | 58.83% | 56.47% | 58.27%
| 33.9% | 58.97% | 59.99% | 58.83% | 56.47% | 58.27%
| 33.9% | 58.97% | 59.99% | 58.83% | 56.47% | 58.27%
| 33.91% | 58.96% | 59.99% | 58.83% | 56.47% | 58.27%
| 33.92% | 58.96% | 59.99% | 58.82% | 56.47% | 58.27%
| 33.92% | 58.96% | 59.99% | 58.82% | 56.47% | 58.26%
| 33.93% | 58.96% | 59.99% | 58.82% | 56.47% | 58.26%
| 33.93% | 58.96% | 59.99% | 58.81% | 56.47% | 58.26%
| 33.94% | 58.96% | 59.98% | 58.81% | 56.47% | 58.26%
| 33.94% | 58.96% | 59.98% | 58.81% | 56.47% | 58.25%
| 33.95% | 58.95% | 59.98% | 58.81% | 56.47% | 58.25%
| 33.96% | 58.95% | 59.98% | 58.81% | 56.47% | 58.25%
| 33.96% | 58.95% | 59.98% | 58.81% | 56.47% | 58.25%
| 33.97% | 58.94% | 59.98% | 58.81% | 56.47% | 58.25%
| 33.97% | 58.93% | 59.98% | 58.81% | 56.47% | 58.25%
| 33.98% | 58.93% | 59.98% | 58.81% | 56.46% | 58.25%
| 33.98% | 58.93% | 59.97% | 58.8% | 56.46% | 58.25%
| 33.99% | 58.93% | 59.97% | 58.8% | 56.46% | 58.25%
| 34% | 58.93% | 59.97% | 58.8% | 56.46% | 58.25%
| 34% | 58.93% | 59.97% | 58.8% | 56.46% | 58.24%
| 34.01% | 58.93% | 59.97% | 58.8% | 56.46% | 58.24%
| 34.01% | 58.93% | 59.97% | 58.8% | 56.46% | 58.24%
| 34.02% | 58.93% | 59.97% | 58.8% | 56.46% | 58.24%
| 34.02% | 58.93% | 59.96% | 58.8% | 56.46% | 58.24%
| 34.03% | 58.92% | 59.96% | 58.8% | 56.46% | 58.24%
| 34.04% | 58.92% | 59.96% | 58.79% | 56.45% | 58.23%
| 34.04% | 58.92% | 59.96% | 58.79% | 56.45% | 58.23%
| 34.05% | 58.92% | 59.96% | 58.79% | 56.45% | 58.23%
| 34.05% | 58.92% | 59.96% | 58.79% | 56.45% | 58.23%
| 34.06% | 58.91% | 59.96% | 58.79% | 56.45% | 58.23%
| 34.06% | 58.91% | 59.96% | 58.78% | 56.44% | 58.23%
| 34.07% | 58.91% | 59.96% | 58.78% | 56.44% | 58.22%
| 34.08% | 58.91% | 59.96% | 58.78% | 56.44% | 58.22%
| 34.08% | 58.9% | 59.95% | 58.78% | 56.44% | 58.22%
| 34.09% | 58.9% | 59.95% | 58.78% | 56.44% | 58.22%
| 34.09% | 58.9% | 59.95% | 58.78% | 56.44% | 58.22%
| 34.1% | 58.9% | 59.95% | 58.77% | 56.43% | 58.22%
| 34.1% | 58.9% | 59.95% | 58.77% | 56.43% | 58.22%
| 34.11% | 58.9% | 59.95% | 58.77% | 56.43% | 58.22%
| 34.12% | 58.9% | 59.95% | 58.77% | 56.43% | 58.22%
| 34.12% | 58.89% | 59.95% | 58.77% | 56.43% | 58.21%
| 34.13% | 58.89% | 59.94% | 58.77% | 56.42% | 58.21%
| 34.13% | 58.89% | 59.94% | 58.77% | 56.42% | 58.21%
| 34.14% | 58.89% | 59.94% | 58.77% | 56.42% | 58.21%
| 34.14% | 58.89% | 59.94% | 58.77% | 56.42% | 58.21%
| 34.15% | 58.89% | 59.94% | 58.77% | 56.42% | 58.21%
| 34.16% | 58.89% | 59.94% | 58.77% | 56.42% | 58.21%
| 34.16% | 58.89% | 59.94% | 58.76% | 56.42% | 58.2%
| 34.17% | 58.89% | 59.94% | 58.76% | 56.42% | 58.2%
| 34.17% | 58.89% | 59.93% | 58.76% | 56.42% | 58.2%
| 34.18% | 58.88% | 59.93% | 58.76% | 56.42% | 58.2%
| 34.18% | 58.88% | 59.93% | 58.76% | 56.42% | 58.2%
| 34.19% | 58.88% | 59.93% | 58.75% | 56.42% | 58.2%
| 34.2% | 58.88% | 59.93% | 58.75% | 56.42% | 58.2%
| 34.2% | 58.87% | 59.93% | 58.75% | 56.42% | 58.2%
| 34.21% | 58.87% | 59.93% | 58.75% | 56.41% | 58.2%
| 34.21% | 58.87% | 59.92% | 58.75% | 56.41% | 58.19%
| 34.22% | 58.87% | 59.92% | 58.74% | 56.41% | 58.19%
| 34.22% | 58.87% | 59.92% | 58.74% | 56.41% | 58.19%
| 34.23% | 58.87% | 59.92% | 58.74% | 56.41% | 58.19%
| 34.24% | 58.86% | 59.92% | 58.74% | 56.41% | 58.19%
| 34.24% | 58.86% | 59.91% | 58.74% | 56.41% | 58.19%
| 34.25% | 58.86% | 59.91% | 58.73% | 56.41% | 58.19%
| 34.25% | 58.86% | 59.91% | 58.73% | 56.4% | 58.18%
| 34.26% | 58.85% | 59.91% | 58.73% | 56.4% | 58.18%
| 34.26% | 58.85% | 59.91% | 58.73% | 56.4% | 58.18%
| 34.27% | 58.85% | 59.91% | 58.73% | 56.39% | 58.18%
| 34.28% | 58.85% | 59.91% | 58.73% | 56.39% | 58.18%
| 34.28% | 58.84% | 59.91% | 58.72% | 56.39% | 58.18%
| 34.29% | 58.84% | 59.91% | 58.72% | 56.39% | 58.17%
| 34.29% | 58.84% | 59.91% | 58.72% | 56.39% | 58.17%
| 34.3% | 58.84% | 59.91% | 58.72% | 56.39% | 58.17%
| 34.3% | 58.84% | 59.91% | 58.71% | 56.39% | 58.17%
| 34.31% | 58.84% | 59.91% | 58.71% | 56.39% | 58.17%
| 34.32% | 58.84% | 59.91% | 58.71% | 56.39% | 58.17%
| 34.32% | 58.84% | 59.91% | 58.71% | 56.39% | 58.17%
| 34.33% | 58.84% | 59.9% | 58.71% | 56.39% | 58.17%
| 34.33% | 58.84% | 59.9% | 58.71% | 56.38% | 58.17%
| 34.34% | 58.84% | 59.9% | 58.71% | 56.38% | 58.16%
| 34.34% | 58.84% | 59.9% | 58.7% | 56.38% | 58.16%
| 34.35% | 58.84% | 59.9% | 58.7% | 56.38% | 58.16%
| 34.36% | 58.83% | 59.9% | 58.7% | 56.38% | 58.16%
| 34.36% | 58.83% | 59.89% | 58.7% | 56.38% | 58.16%
| 34.37% | 58.83% | 59.89% | 58.7% | 56.38% | 58.16%
| 34.37% | 58.83% | 59.89% | 58.7% | 56.37% | 58.16%
| 34.38% | 58.82% | 59.88% | 58.7% | 56.37% | 58.16%
| 34.38% | 58.82% | 59.88% | 58.7% | 56.37% | 58.16%
| 34.39% | 58.82% | 59.88% | 58.69% | 56.36% | 58.16%
| 34.39% | 58.82% | 59.87% | 58.69% | 56.36% | 58.16%
| 34.4% | 58.82% | 59.87% | 58.69% | 56.36% | 58.15%
| 34.41% | 58.82% | 59.87% | 58.69% | 56.36% | 58.15%
| 34.41% | 58.82% | 59.87% | 58.69% | 56.36% | 58.15%
| 34.42% | 58.82% | 59.87% | 58.69% | 56.36% | 58.15%
| 34.42% | 58.82% | 59.87% | 58.69% | 56.36% | 58.15%
| 34.43% | 58.82% | 59.86% | 58.69% | 56.36% | 58.15%
| 34.43% | 58.81% | 59.86% | 58.69% | 56.36% | 58.15%
| 34.44% | 58.81% | 59.86% | 58.69% | 56.36% | 58.15%
| 34.45% | 58.81% | 59.86% | 58.68% | 56.36% | 58.15%
| 34.45% | 58.81% | 59.86% | 58.68% | 56.35% | 58.15%
| 34.46% | 58.81% | 59.86% | 58.68% | 56.35% | 58.14%
| 34.46% | 58.81% | 59.86% | 58.68% | 56.35% | 58.14%
| 34.47% | 58.81% | 59.86% | 58.68% | 56.35% | 58.14%
| 34.47% | 58.81% | 59.86% | 58.68% | 56.35% | 58.14%
| 34.48% | 58.81% | 59.85% | 58.67% | 56.35% | 58.14%
| 34.49% | 58.8% | 59.85% | 58.67% | 56.35% | 58.14%
| 34.49% | 58.8% | 59.85% | 58.67% | 56.35% | 58.13%
| 34.5% | 58.8% | 59.85% | 58.67% | 56.35% | 58.13%
| 34.5% | 58.8% | 59.85% | 58.67% | 56.35% | 58.13%
| 34.51% | 58.8% | 59.85% | 58.67% | 56.35% | 58.13%
| 34.51% | 58.8% | 59.85% | 58.66% | 56.35% | 58.13%
| 34.52% | 58.79% | 59.84% | 58.66% | 56.34% | 58.12%
| 34.53% | 58.79% | 59.84% | 58.66% | 56.34% | 58.12%
| 34.53% | 58.79% | 59.84% | 58.65% | 56.34% | 58.12%
| 34.54% | 58.79% | 59.84% | 58.65% | 56.34% | 58.12%
| 34.54% | 58.79% | 59.83% | 58.65% | 56.34% | 58.11%
| 34.55% | 58.78% | 59.83% | 58.65% | 56.34% | 58.11%
| 34.55% | 58.78% | 59.83% | 58.65% | 56.33% | 58.11%
| 34.56% | 58.78% | 59.83% | 58.65% | 56.33% | 58.11%
| 34.57% | 58.78% | 59.83% | 58.65% | 56.33% | 58.11%
| 34.57% | 58.78% | 59.82% | 58.65% | 56.33% | 58.1%
| 34.58% | 58.78% | 59.82% | 58.64% | 56.33% | 58.1%
| 34.58% | 58.78% | 59.82% | 58.64% | 56.33% | 58.1%
| 34.59% | 58.78% | 59.82% | 58.64% | 56.33% | 58.1%
| 34.59% | 58.77% | 59.82% | 58.64% | 56.32% | 58.1%
| 34.6% | 58.77% | 59.82% | 58.64% | 56.32% | 58.09%
| 34.61% | 58.77% | 59.82% | 58.64% | 56.32% | 58.09%
| 34.61% | 58.77% | 59.81% | 58.63% | 56.32% | 58.09%
| 34.62% | 58.77% | 59.81% | 58.63% | 56.32% | 58.09%
| 34.62% | 58.76% | 59.81% | 58.63% | 56.32% | 58.09%
| 34.63% | 58.76% | 59.81% | 58.63% | 56.32% | 58.09%
| 34.63% | 58.76% | 59.8% | 58.63% | 56.32% | 58.09%
| 34.64% | 58.76% | 59.8% | 58.63% | 56.32% | 58.09%
| 34.65% | 58.75% | 59.8% | 58.63% | 56.32% | 58.09%
| 34.65% | 58.75% | 59.8% | 58.63% | 56.31% | 58.09%
| 34.66% | 58.75% | 59.8% | 58.63% | 56.31% | 58.08%
| 34.66% | 58.75% | 59.8% | 58.62% | 56.31% | 58.08%
| 34.67% | 58.75% | 59.8% | 58.62% | 56.31% | 58.08%
| 34.67% | 58.75% | 59.8% | 58.62% | 56.31% | 58.08%
| 34.68% | 58.75% | 59.8% | 58.62% | 56.31% | 58.08%
| 34.69% | 58.74% | 59.8% | 58.62% | 56.31% | 58.08%
| 34.69% | 58.74% | 59.79% | 58.62% | 56.31% | 58.08%
| 34.7% | 58.74% | 59.79% | 58.61% | 56.31% | 58.08%
| 34.7% | 58.74% | 59.79% | 58.61% | 56.3% | 58.08%
| 34.71% | 58.74% | 59.79% | 58.61% | 56.3% | 58.08%
| 34.71% | 58.74% | 59.79% | 58.61% | 56.3% | 58.07%
| 34.72% | 58.74% | 59.79% | 58.61% | 56.3% | 58.07%
| 34.73% | 58.74% | 59.79% | 58.61% | 56.29% | 58.07%
| 34.73% | 58.74% | 59.79% | 58.61% | 56.29% | 58.07%
| 34.74% | 58.74% | 59.79% | 58.6% | 56.29% | 58.07%
| 34.74% | 58.73% | 59.78% | 58.59% | 56.28% | 58.07%
| 34.75% | 58.73% | 59.78% | 58.59% | 56.28% | 58.06%
| 34.75% | 58.73% | 59.78% | 58.59% | 56.28% | 58.06%
| 34.76% | 58.73% | 59.78% | 58.59% | 56.28% | 58.06%
| 34.77% | 58.73% | 59.77% | 58.59% | 56.28% | 58.06%
| 34.77% | 58.72% | 59.77% | 58.59% | 56.28% | 58.06%
| 34.78% | 58.72% | 59.77% | 58.59% | 56.27% | 58.05%
| 34.78% | 58.72% | 59.77% | 58.58% | 56.27% | 58.05%
| 34.79% | 58.72% | 59.77% | 58.58% | 56.27% | 58.05%
| 34.79% | 58.72% | 59.76% | 58.58% | 56.27% | 58.05%
| 34.8% | 58.71% | 59.76% | 58.58% | 56.27% | 58.05%
| 34.81% | 58.71% | 59.76% | 58.58% | 56.27% | 58.05%
| 34.81% | 58.71% | 59.76% | 58.58% | 56.27% | 58.05%
| 34.82% | 58.71% | 59.76% | 58.58% | 56.27% | 58.05%
| 34.82% | 58.71% | 59.76% | 58.58% | 56.26% | 58.04%
| 34.83% | 58.71% | 59.76% | 58.58% | 56.26% | 58.04%
| 34.83% | 58.71% | 59.76% | 58.58% | 56.26% | 58.04%
| 34.84% | 58.71% | 59.76% | 58.58% | 56.26% | 58.04%
| 34.85% | 58.71% | 59.75% | 58.57% | 56.26% | 58.04%
| 34.85% | 58.71% | 59.75% | 58.57% | 56.25% | 58.04%
| 34.86% | 58.7% | 59.75% | 58.57% | 56.25% | 58.04%
| 34.86% | 58.7% | 59.75% | 58.57% | 56.25% | 58.03%
| 34.87% | 58.7% | 59.75% | 58.57% | 56.25% | 58.03%
| 34.87% | 58.7% | 59.75% | 58.57% | 56.25% | 58.03%
| 34.88% | 58.7% | 59.75% | 58.57% | 56.25% | 58.03%
| 34.89% | 58.7% | 59.75% | 58.57% | 56.25% | 58.03%
| 34.89% | 58.69% | 59.75% | 58.57% | 56.25% | 58.03%
| 34.9% | 58.69% | 59.75% | 58.57% | 56.25% | 58.03%
| 34.9% | 58.69% | 59.75% | 58.56% | 56.25% | 58.03%
| 34.91% | 58.69% | 59.75% | 58.56% | 56.24% | 58.03%
| 34.91% | 58.69% | 59.74% | 58.56% | 56.24% | 58.02%
| 34.92% | 58.69% | 59.74% | 58.56% | 56.24% | 58.02%
| 34.93% | 58.69% | 59.74% | 58.56% | 56.24% | 58.02%
| 34.93% | 58.68% | 59.74% | 58.56% | 56.24% | 58.02%
| 34.94% | 58.68% | 59.74% | 58.56% | 56.24% | 58.02%
| 34.94% | 58.68% | 59.74% | 58.56% | 56.23% | 58.02%
| 34.95% | 58.68% | 59.74% | 58.56% | 56.23% | 58.02%
| 34.95% | 58.68% | 59.74% | 58.55% | 56.23% | 58.02%
| 34.96% | 58.68% | 59.73% | 58.55% | 56.23% | 58.02%
| 34.97% | 58.68% | 59.73% | 58.55% | 56.23% | 58.02%
| 34.97% | 58.68% | 59.73% | 58.55% | 56.22% | 58.02%
| 34.98% | 58.68% | 59.73% | 58.55% | 56.22% | 58.02%
| 34.98% | 58.68% | 59.73% | 58.55% | 56.22% | 58.01%
| 34.99% | 58.67% | 59.73% | 58.54% | 56.22% | 58.01%
| 34.99% | 58.67% | 59.73% | 58.54% | 56.22% | 58.01%
| 35% | 58.67% | 59.73% | 58.54% | 56.22% | 58.01%
| 35.01% | 58.67% | 59.73% | 58.54% | 56.22% | 58.01%
| 35.01% | 58.67% | 59.73% | 58.54% | 56.22% | 58.01%
| 35.02% | 58.67% | 59.73% | 58.53% | 56.22% | 58.01%
| 35.02% | 58.67% | 59.72% | 58.53% | 56.22% | 58%
| 35.03% | 58.67% | 59.72% | 58.53% | 56.21% | 58%
| 35.03% | 58.66% | 59.72% | 58.53% | 56.21% | 58%
| 35.04% | 58.66% | 59.72% | 58.53% | 56.21% | 58%
| 35.05% | 58.66% | 59.72% | 58.53% | 56.21% | 58%
| 35.05% | 58.66% | 59.72% | 58.52% | 56.21% | 58%
| 35.06% | 58.66% | 59.72% | 58.52% | 56.21% | 58%
| 35.06% | 58.66% | 59.72% | 58.52% | 56.21% | 57.99%
| 35.07% | 58.66% | 59.72% | 58.52% | 56.21% | 57.99%
| 35.07% | 58.66% | 59.71% | 58.52% | 56.21% | 57.99%
| 35.08% | 58.65% | 59.71% | 58.52% | 56.2% | 57.99%
| 35.09% | 58.65% | 59.71% | 58.51% | 56.2% | 57.99%
| 35.09% | 58.65% | 59.71% | 58.51% | 56.2% | 57.99%
| 35.1% | 58.64% | 59.71% | 58.51% | 56.2% | 57.98%
| 35.1% | 58.64% | 59.71% | 58.51% | 56.2% | 57.98%
| 35.11% | 58.64% | 59.71% | 58.51% | 56.19% | 57.98%
| 35.11% | 58.64% | 59.71% | 58.51% | 56.19% | 57.98%
| 35.12% | 58.64% | 59.7% | 58.51% | 56.19% | 57.98%
| 35.13% | 58.64% | 59.7% | 58.51% | 56.19% | 57.98%
| 35.13% | 58.64% | 59.7% | 58.5% | 56.19% | 57.98%
| 35.14% | 58.64% | 59.7% | 58.5% | 56.19% | 57.97%
| 35.14% | 58.63% | 59.7% | 58.5% | 56.19% | 57.97%
| 35.15% | 58.63% | 59.7% | 58.5% | 56.19% | 57.97%
| 35.15% | 58.63% | 59.69% | 58.5% | 56.18% | 57.97%
| 35.16% | 58.63% | 59.69% | 58.5% | 56.18% | 57.97%
| 35.17% | 58.63% | 59.69% | 58.49% | 56.18% | 57.97%
| 35.17% | 58.63% | 59.69% | 58.49% | 56.18% | 57.97%
| 35.18% | 58.62% | 59.69% | 58.49% | 56.18% | 57.96%
| 35.18% | 58.62% | 59.69% | 58.49% | 56.18% | 57.96%
| 35.19% | 58.62% | 59.69% | 58.49% | 56.18% | 57.96%
| 35.19% | 58.62% | 59.69% | 58.49% | 56.17% | 57.96%
| 35.2% | 58.62% | 59.68% | 58.49% | 56.17% | 57.96%
| 35.21% | 58.62% | 59.68% | 58.49% | 56.17% | 57.96%
| 35.21% | 58.62% | 59.68% | 58.49% | 56.17% | 57.96%
| 35.22% | 58.61% | 59.68% | 58.49% | 56.17% | 57.96%
| 35.22% | 58.61% | 59.67% | 58.49% | 56.17% | 57.96%
| 35.23% | 58.61% | 59.67% | 58.49% | 56.17% | 57.96%
| 35.23% | 58.61% | 59.67% | 58.49% | 56.17% | 57.96%
| 35.24% | 58.61% | 59.67% | 58.48% | 56.17% | 57.95%
| 35.25% | 58.61% | 59.67% | 58.48% | 56.17% | 57.95%
| 35.25% | 58.61% | 59.67% | 58.48% | 56.16% | 57.95%
| 35.26% | 58.61% | 59.66% | 58.48% | 56.16% | 57.95%
| 35.26% | 58.61% | 59.66% | 58.47% | 56.16% | 57.95%
| 35.27% | 58.6% | 59.66% | 58.47% | 56.16% | 57.95%
| 35.27% | 58.6% | 59.65% | 58.47% | 56.16% | 57.95%
| 35.28% | 58.6% | 59.65% | 58.47% | 56.16% | 57.95%
| 35.29% | 58.59% | 59.65% | 58.46% | 56.16% | 57.95%
| 35.29% | 58.59% | 59.65% | 58.46% | 56.15% | 57.95%
| 35.3% | 58.59% | 59.65% | 58.46% | 56.15% | 57.95%
| 35.3% | 58.59% | 59.64% | 58.46% | 56.15% | 57.95%
| 35.31% | 58.58% | 59.64% | 58.46% | 56.15% | 57.95%
| 35.31% | 58.58% | 59.63% | 58.45% | 56.14% | 57.95%
| 35.32% | 58.58% | 59.63% | 58.45% | 56.14% | 57.94%
| 35.33% | 58.58% | 59.63% | 58.45% | 56.14% | 57.94%
| 35.33% | 58.58% | 59.63% | 58.45% | 56.14% | 57.94%
| 35.34% | 58.58% | 59.63% | 58.45% | 56.14% | 57.94%
| 35.34% | 58.58% | 59.63% | 58.44% | 56.14% | 57.94%
| 35.35% | 58.58% | 59.63% | 58.44% | 56.13% | 57.94%
| 35.35% | 58.58% | 59.63% | 58.44% | 56.13% | 57.94%
| 35.36% | 58.58% | 59.62% | 58.44% | 56.13% | 57.94%
| 35.37% | 58.57% | 59.62% | 58.43% | 56.13% | 57.94%
| 35.37% | 58.57% | 59.62% | 58.43% | 56.13% | 57.94%
| 35.38% | 58.57% | 59.62% | 58.43% | 56.13% | 57.94%
| 35.38% | 58.57% | 59.62% | 58.43% | 56.13% | 57.94%
| 35.39% | 58.57% | 59.62% | 58.43% | 56.13% | 57.93%
| 35.39% | 58.57% | 59.61% | 58.43% | 56.12% | 57.93%
| 35.4% | 58.56% | 59.61% | 58.43% | 56.12% | 57.93%
| 35.41% | 58.56% | 59.61% | 58.42% | 56.12% | 57.93%
| 35.41% | 58.56% | 59.61% | 58.42% | 56.12% | 57.93%
| 35.42% | 58.56% | 59.61% | 58.42% | 56.12% | 57.92%
| 35.42% | 58.56% | 59.6% | 58.42% | 56.12% | 57.92%
| 35.43% | 58.56% | 59.6% | 58.42% | 56.12% | 57.92%
| 35.43% | 58.56% | 59.6% | 58.42% | 56.12% | 57.92%
| 35.44% | 58.56% | 59.6% | 58.42% | 56.12% | 57.92%
| 35.45% | 58.55% | 59.6% | 58.42% | 56.12% | 57.92%
| 35.45% | 58.55% | 59.6% | 58.42% | 56.11% | 57.92%
| 35.46% | 58.55% | 59.6% | 58.41% | 56.11% | 57.92%
| 35.46% | 58.55% | 59.59% | 58.41% | 56.11% | 57.92%
| 35.47% | 58.55% | 59.59% | 58.41% | 56.11% | 57.91%
| 35.47% | 58.55% | 59.59% | 58.41% | 56.1% | 57.91%
| 35.48% | 58.55% | 59.59% | 58.41% | 56.1% | 57.91%
| 35.49% | 58.55% | 59.59% | 58.41% | 56.1% | 57.91%
| 35.49% | 58.55% | 59.59% | 58.41% | 56.09% | 57.91%
| 35.5% | 58.55% | 59.59% | 58.41% | 56.09% | 57.91%
| 35.5% | 58.55% | 59.59% | 58.4% | 56.09% | 57.9%
| 35.51% | 58.55% | 59.58% | 58.4% | 56.09% | 57.9%
| 35.51% | 58.55% | 59.58% | 58.4% | 56.08% | 57.9%
| 35.52% | 58.55% | 59.58% | 58.4% | 56.08% | 57.9%
| 35.53% | 58.54% | 59.58% | 58.4% | 56.08% | 57.9%
| 35.53% | 58.54% | 59.58% | 58.4% | 56.08% | 57.9%
| 35.54% | 58.54% | 59.58% | 58.4% | 56.08% | 57.9%
| 35.54% | 58.54% | 59.57% | 58.4% | 56.08% | 57.9%
| 35.55% | 58.54% | 59.57% | 58.39% | 56.08% | 57.9%
| 35.55% | 58.53% | 59.57% | 58.39% | 56.08% | 57.89%
| 35.56% | 58.53% | 59.57% | 58.39% | 56.07% | 57.89%
| 35.57% | 58.53% | 59.57% | 58.39% | 56.07% | 57.89%
| 35.57% | 58.53% | 59.57% | 58.39% | 56.07% | 57.89%
| 35.58% | 58.53% | 59.56% | 58.39% | 56.07% | 57.89%
| 35.58% | 58.53% | 59.56% | 58.39% | 56.07% | 57.89%
| 35.59% | 58.53% | 59.56% | 58.39% | 56.06% | 57.89%
| 35.59% | 58.53% | 59.56% | 58.39% | 56.06% | 57.89%
| 35.6% | 58.53% | 59.56% | 58.39% | 56.06% | 57.89%
| 35.61% | 58.52% | 59.56% | 58.39% | 56.06% | 57.89%
| 35.61% | 58.52% | 59.56% | 58.39% | 56.06% | 57.89%
| 35.62% | 58.52% | 59.56% | 58.39% | 56.06% | 57.88%
| 35.62% | 58.52% | 59.56% | 58.38% | 56.06% | 57.88%
| 35.63% | 58.52% | 59.55% | 58.38% | 56.06% | 57.88%
| 35.63% | 58.52% | 59.55% | 58.38% | 56.06% | 57.88%
| 35.64% | 58.52% | 59.55% | 58.37% | 56.06% | 57.88%
| 35.64% | 58.52% | 59.55% | 58.37% | 56.06% | 57.88%
| 35.65% | 58.52% | 59.55% | 58.37% | 56.06% | 57.88%
| 35.66% | 58.51% | 59.55% | 58.37% | 56.06% | 57.87%
| 35.66% | 58.51% | 59.55% | 58.37% | 56.06% | 57.87%
| 35.67% | 58.51% | 59.55% | 58.37% | 56.06% | 57.87%
| 35.67% | 58.51% | 59.54% | 58.37% | 56.05% | 57.87%
| 35.68% | 58.51% | 59.54% | 58.37% | 56.05% | 57.87%
| 35.68% | 58.51% | 59.54% | 58.36% | 56.05% | 57.87%
| 35.69% | 58.5% | 59.54% | 58.36% | 56.05% | 57.86%
| 35.7% | 58.5% | 59.54% | 58.36% | 56.05% | 57.86%
| 35.7% | 58.5% | 59.54% | 58.36% | 56.05% | 57.86%
| 35.71% | 58.5% | 59.54% | 58.36% | 56.04% | 57.86%
| 35.71% | 58.5% | 59.53% | 58.36% | 56.04% | 57.86%
| 35.72% | 58.5% | 59.53% | 58.36% | 56.04% | 57.86%
| 35.72% | 58.5% | 59.53% | 58.35% | 56.04% | 57.86%
| 35.73% | 58.5% | 59.53% | 58.35% | 56.03% | 57.86%
| 35.74% | 58.5% | 59.53% | 58.35% | 56.03% | 57.86%
| 35.74% | 58.5% | 59.53% | 58.35% | 56.03% | 57.86%
| 35.75% | 58.5% | 59.53% | 58.35% | 56.03% | 57.85%
| 35.75% | 58.49% | 59.53% | 58.35% | 56.03% | 57.85%
| 35.76% | 58.49% | 59.52% | 58.35% | 56.03% | 57.85%
| 35.76% | 58.49% | 59.52% | 58.35% | 56.03% | 57.85%
| 35.77% | 58.49% | 59.52% | 58.34% | 56.03% | 57.85%
| 35.78% | 58.49% | 59.52% | 58.34% | 56.03% | 57.85%
| 35.78% | 58.49% | 59.51% | 58.34% | 56.02% | 57.85%
| 35.79% | 58.49% | 59.51% | 58.34% | 56.02% | 57.85%
| 35.79% | 58.48% | 59.51% | 58.34% | 56.02% | 57.85%
| 35.8% | 58.48% | 59.51% | 58.34% | 56.02% | 57.85%
| 35.8% | 58.48% | 59.5% | 58.34% | 56.02% | 57.85%
| 35.81% | 58.48% | 59.5% | 58.34% | 56.02% | 57.84%
| 35.82% | 58.48% | 59.5% | 58.34% | 56.02% | 57.84%
| 35.82% | 58.48% | 59.5% | 58.34% | 56.02% | 57.84%
| 35.83% | 58.48% | 59.5% | 58.34% | 56.01% | 57.84%
| 35.83% | 58.48% | 59.5% | 58.33% | 56.01% | 57.84%
| 35.84% | 58.48% | 59.5% | 58.33% | 56.01% | 57.84%
| 35.84% | 58.47% | 59.5% | 58.33% | 56.01% | 57.84%
| 35.85% | 58.47% | 59.5% | 58.33% | 56.01% | 57.84%
| 35.86% | 58.47% | 59.5% | 58.33% | 56.01% | 57.83%
| 35.86% | 58.47% | 59.49% | 58.33% | 56.01% | 57.83%
| 35.87% | 58.47% | 59.49% | 58.33% | 56.01% | 57.83%
| 35.87% | 58.47% | 59.49% | 58.33% | 56% | 57.83%
| 35.88% | 58.46% | 59.49% | 58.33% | 56% | 57.83%
| 35.88% | 58.46% | 59.49% | 58.33% | 56% | 57.83%
| 35.89% | 58.46% | 59.48% | 58.32% | 55.99% | 57.83%
| 35.9% | 58.46% | 59.48% | 58.32% | 55.99% | 57.83%
| 35.9% | 58.46% | 59.48% | 58.32% | 55.99% | 57.82%
| 35.91% | 58.46% | 59.48% | 58.32% | 55.99% | 57.82%
| 35.91% | 58.45% | 59.48% | 58.32% | 55.99% | 57.82%
| 35.92% | 58.45% | 59.48% | 58.32% | 55.99% | 57.82%
| 35.92% | 58.45% | 59.47% | 58.32% | 55.99% | 57.82%
| 35.93% | 58.45% | 59.47% | 58.32% | 55.99% | 57.82%
| 35.94% | 58.45% | 59.47% | 58.32% | 55.99% | 57.82%
| 35.94% | 58.45% | 59.47% | 58.32% | 55.99% | 57.81%
| 35.95% | 58.45% | 59.47% | 58.32% | 55.99% | 57.81%
| 35.95% | 58.45% | 59.46% | 58.31% | 55.98% | 57.81%
| 35.96% | 58.45% | 59.46% | 58.31% | 55.98% | 57.81%
| 35.96% | 58.45% | 59.46% | 58.31% | 55.98% | 57.81%
| 35.97% | 58.44% | 59.46% | 58.31% | 55.98% | 57.81%
| 35.98% | 58.44% | 59.46% | 58.31% | 55.98% | 57.81%
| 35.98% | 58.44% | 59.46% | 58.3% | 55.98% | 57.81%
| 35.99% | 58.44% | 59.46% | 58.3% | 55.98% | 57.81%
| 35.99% | 58.44% | 59.46% | 58.3% | 55.97% | 57.81%
| 36% | 58.44% | 59.45% | 58.3% | 55.97% | 57.8%
| 36% | 58.43% | 59.45% | 58.3% | 55.97% | 57.8%
| 36.01% | 58.43% | 59.45% | 58.3% | 55.97% | 57.8%
| 36.02% | 58.43% | 59.45% | 58.3% | 55.97% | 57.8%
| 36.02% | 58.43% | 59.44% | 58.3% | 55.97% | 57.8%
| 36.03% | 58.43% | 59.44% | 58.3% | 55.97% | 57.79%
| 36.03% | 58.43% | 59.44% | 58.3% | 55.97% | 57.79%
| 36.04% | 58.43% | 59.44% | 58.3% | 55.97% | 57.79%
| 36.04% | 58.43% | 59.44% | 58.3% | 55.97% | 57.79%
| 36.05% | 58.43% | 59.44% | 58.29% | 55.96% | 57.79%
| 36.06% | 58.43% | 59.44% | 58.29% | 55.96% | 57.79%
| 36.06% | 58.43% | 59.44% | 58.29% | 55.96% | 57.78%
| 36.07% | 58.42% | 59.43% | 58.29% | 55.96% | 57.78%
| 36.07% | 58.42% | 59.43% | 58.29% | 55.96% | 57.78%
| 36.08% | 58.42% | 59.43% | 58.29% | 55.96% | 57.78%
| 36.08% | 58.42% | 59.43% | 58.29% | 55.96% | 57.78%
| 36.09% | 58.42% | 59.43% | 58.29% | 55.96% | 57.78%
| 36.1% | 58.42% | 59.43% | 58.29% | 55.96% | 57.78%
| 36.1% | 58.42% | 59.43% | 58.29% | 55.95% | 57.78%
| 36.11% | 58.42% | 59.43% | 58.29% | 55.95% | 57.78%
| 36.11% | 58.42% | 59.43% | 58.29% | 55.95% | 57.78%
| 36.12% | 58.42% | 59.43% | 58.29% | 55.95% | 57.78%
| 36.12% | 58.42% | 59.42% | 58.28% | 55.95% | 57.77%
| 36.13% | 58.41% | 59.42% | 58.28% | 55.94% | 57.77%
| 36.14% | 58.41% | 59.42% | 58.28% | 55.94% | 57.77%
| 36.14% | 58.41% | 59.42% | 58.28% | 55.94% | 57.77%
| 36.15% | 58.41% | 59.42% | 58.28% | 55.94% | 57.77%
| 36.15% | 58.41% | 59.42% | 58.28% | 55.93% | 57.77%
| 36.16% | 58.41% | 59.42% | 58.28% | 55.93% | 57.77%
| 36.16% | 58.41% | 59.41% | 58.28% | 55.93% | 57.76%
| 36.17% | 58.41% | 59.41% | 58.27% | 55.93% | 57.76%
| 36.18% | 58.4% | 59.41% | 58.27% | 55.93% | 57.76%
| 36.18% | 58.4% | 59.41% | 58.27% | 55.92% | 57.76%
| 36.19% | 58.4% | 59.41% | 58.27% | 55.92% | 57.76%
| 36.19% | 58.39% | 59.41% | 58.27% | 55.92% | 57.76%
| 36.2% | 58.39% | 59.41% | 58.27% | 55.92% | 57.76%
| 36.2% | 58.39% | 59.4% | 58.27% | 55.92% | 57.75%
| 36.21% | 58.39% | 59.4% | 58.27% | 55.92% | 57.75%
| 36.22% | 58.39% | 59.4% | 58.27% | 55.92% | 57.75%
| 36.22% | 58.38% | 59.4% | 58.27% | 55.91% | 57.75%
| 36.23% | 58.38% | 59.4% | 58.26% | 55.91% | 57.75%
| 36.23% | 58.38% | 59.4% | 58.26% | 55.91% | 57.75%
| 36.24% | 58.38% | 59.4% | 58.26% | 55.91% | 57.75%
| 36.24% | 58.38% | 59.4% | 58.26% | 55.9% | 57.75%
| 36.25% | 58.38% | 59.4% | 58.26% | 55.9% | 57.75%
| 36.26% | 58.38% | 59.4% | 58.25% | 55.9% | 57.75%
| 36.26% | 58.38% | 59.4% | 58.25% | 55.9% | 57.75%
| 36.27% | 58.37% | 59.4% | 58.25% | 55.9% | 57.75%
| 36.27% | 58.37% | 59.39% | 58.25% | 55.9% | 57.75%
| 36.28% | 58.37% | 59.39% | 58.25% | 55.9% | 57.75%
| 36.28% | 58.37% | 59.39% | 58.24% | 55.89% | 57.75%
| 36.29% | 58.37% | 59.39% | 58.24% | 55.89% | 57.74%
| 36.3% | 58.37% | 59.39% | 58.24% | 55.89% | 57.74%
| 36.3% | 58.36% | 59.39% | 58.24% | 55.89% | 57.74%
| 36.31% | 58.36% | 59.39% | 58.23% | 55.89% | 57.74%
| 36.31% | 58.36% | 59.38% | 58.23% | 55.89% | 57.74%
| 36.32% | 58.36% | 59.38% | 58.23% | 55.89% | 57.74%
| 36.32% | 58.36% | 59.37% | 58.23% | 55.88% | 57.73%
| 36.33% | 58.36% | 59.37% | 58.23% | 55.88% | 57.73%
| 36.34% | 58.35% | 59.37% | 58.23% | 55.88% | 57.73%
| 36.34% | 58.35% | 59.37% | 58.23% | 55.88% | 57.73%
| 36.35% | 58.35% | 59.37% | 58.23% | 55.88% | 57.73%
| 36.35% | 58.35% | 59.37% | 58.22% | 55.88% | 57.73%
| 36.36% | 58.35% | 59.37% | 58.22% | 55.88% | 57.72%
| 36.36% | 58.35% | 59.37% | 58.22% | 55.88% | 57.72%
| 36.37% | 58.35% | 59.37% | 58.22% | 55.88% | 57.72%
| 36.38% | 58.34% | 59.37% | 58.21% | 55.87% | 57.72%
| 36.38% | 58.34% | 59.37% | 58.21% | 55.87% | 57.72%
| 36.39% | 58.34% | 59.36% | 58.21% | 55.87% | 57.72%
| 36.39% | 58.34% | 59.36% | 58.21% | 55.86% | 57.72%
| 36.4% | 58.34% | 59.36% | 58.21% | 55.86% | 57.72%
| 36.4% | 58.34% | 59.36% | 58.2% | 55.86% | 57.72%
| 36.41% | 58.34% | 59.36% | 58.2% | 55.86% | 57.72%
| 36.42% | 58.34% | 59.36% | 58.2% | 55.85% | 57.71%
| 36.42% | 58.34% | 59.36% | 58.2% | 55.85% | 57.71%
| 36.43% | 58.33% | 59.36% | 58.2% | 55.85% | 57.71%
| 36.43% | 58.33% | 59.35% | 58.2% | 55.85% | 57.71%
| 36.44% | 58.33% | 59.35% | 58.2% | 55.85% | 57.71%
| 36.44% | 58.33% | 59.35% | 58.2% | 55.85% | 57.71%
| 36.45% | 58.33% | 59.35% | 58.2% | 55.85% | 57.71%
| 36.46% | 58.33% | 59.35% | 58.2% | 55.85% | 57.71%
| 36.46% | 58.33% | 59.35% | 58.2% | 55.85% | 57.7%
| 36.47% | 58.33% | 59.35% | 58.19% | 55.84% | 57.7%
| 36.47% | 58.33% | 59.34% | 58.19% | 55.84% | 57.7%
| 36.48% | 58.32% | 59.34% | 58.19% | 55.84% | 57.7%
| 36.48% | 58.32% | 59.34% | 58.19% | 55.84% | 57.7%
| 36.49% | 58.32% | 59.34% | 58.19% | 55.84% | 57.7%
| 36.5% | 58.32% | 59.33% | 58.19% | 55.84% | 57.7%
| 36.5% | 58.31% | 59.33% | 58.18% | 55.84% | 57.69%
| 36.51% | 58.31% | 59.33% | 58.18% | 55.84% | 57.69%
| 36.51% | 58.31% | 59.33% | 58.18% | 55.84% | 57.69%
| 36.52% | 58.31% | 59.33% | 58.18% | 55.83% | 57.69%
| 36.52% | 58.31% | 59.33% | 58.18% | 55.83% | 57.69%
| 36.53% | 58.31% | 59.33% | 58.17% | 55.83% | 57.68%
| 36.54% | 58.31% | 59.33% | 58.17% | 55.83% | 57.68%
| 36.54% | 58.31% | 59.33% | 58.17% | 55.83% | 57.68%
| 36.55% | 58.31% | 59.32% | 58.17% | 55.83% | 57.68%
| 36.55% | 58.31% | 59.32% | 58.17% | 55.83% | 57.68%
| 36.56% | 58.31% | 59.32% | 58.17% | 55.83% | 57.68%
| 36.56% | 58.3% | 59.32% | 58.17% | 55.83% | 57.68%
| 36.57% | 58.3% | 59.32% | 58.17% | 55.83% | 57.68%
| 36.58% | 58.3% | 59.32% | 58.17% | 55.83% | 57.68%
| 36.58% | 58.3% | 59.32% | 58.17% | 55.83% | 57.68%
| 36.59% | 58.3% | 59.32% | 58.16% | 55.83% | 57.67%
| 36.59% | 58.3% | 59.32% | 58.16% | 55.82% | 57.67%
| 36.6% | 58.3% | 59.32% | 58.16% | 55.82% | 57.67%
| 36.6% | 58.3% | 59.32% | 58.16% | 55.82% | 57.67%
| 36.61% | 58.3% | 59.32% | 58.16% | 55.82% | 57.67%
| 36.62% | 58.3% | 59.32% | 58.16% | 55.82% | 57.67%
| 36.62% | 58.29% | 59.32% | 58.16% | 55.81% | 57.66%
| 36.63% | 58.29% | 59.31% | 58.16% | 55.81% | 57.66%
| 36.63% | 58.29% | 59.31% | 58.16% | 55.81% | 57.66%
| 36.64% | 58.29% | 59.31% | 58.16% | 55.81% | 57.66%
| 36.64% | 58.29% | 59.31% | 58.16% | 55.81% | 57.66%
| 36.65% | 58.29% | 59.31% | 58.15% | 55.81% | 57.66%
| 36.66% | 58.29% | 59.31% | 58.15% | 55.81% | 57.66%
| 36.66% | 58.28% | 59.3% | 58.15% | 55.81% | 57.66%
| 36.67% | 58.28% | 59.3% | 58.15% | 55.81% | 57.66%
| 36.67% | 58.28% | 59.3% | 58.15% | 55.8% | 57.65%
| 36.68% | 58.28% | 59.3% | 58.14% | 55.8% | 57.65%
| 36.68% | 58.28% | 59.3% | 58.14% | 55.8% | 57.65%
| 36.69% | 58.28% | 59.3% | 58.14% | 55.79% | 57.65%
| 36.7% | 58.28% | 59.3% | 58.14% | 55.79% | 57.65%
| 36.7% | 58.28% | 59.29% | 58.14% | 55.79% | 57.65%
| 36.71% | 58.28% | 59.29% | 58.13% | 55.79% | 57.64%
| 36.71% | 58.27% | 59.29% | 58.13% | 55.79% | 57.64%
| 36.72% | 58.27% | 59.29% | 58.13% | 55.79% | 57.64%
| 36.72% | 58.27% | 59.29% | 58.13% | 55.79% | 57.64%
| 36.73% | 58.27% | 59.29% | 58.13% | 55.79% | 57.64%
| 36.74% | 58.27% | 59.29% | 58.13% | 55.78% | 57.64%
| 36.74% | 58.26% | 59.29% | 58.13% | 55.78% | 57.64%
| 36.75% | 58.26% | 59.29% | 58.13% | 55.78% | 57.64%
| 36.75% | 58.26% | 59.28% | 58.13% | 55.78% | 57.64%
| 36.76% | 58.26% | 59.28% | 58.13% | 55.78% | 57.64%
| 36.76% | 58.25% | 59.28% | 58.13% | 55.78% | 57.64%
| 36.77% | 58.25% | 59.27% | 58.12% | 55.77% | 57.64%
| 36.78% | 58.25% | 59.27% | 58.12% | 55.77% | 57.63%
| 36.78% | 58.25% | 59.27% | 58.12% | 55.77% | 57.63%
| 36.79% | 58.25% | 59.27% | 58.12% | 55.77% | 57.63%
| 36.79% | 58.24% | 59.27% | 58.11% | 55.77% | 57.63%
| 36.8% | 58.24% | 59.26% | 58.11% | 55.77% | 57.63%
| 36.8% | 58.24% | 59.26% | 58.11% | 55.77% | 57.63%
| 36.81% | 58.24% | 59.26% | 58.11% | 55.77% | 57.62%
| 36.82% | 58.24% | 59.26% | 58.11% | 55.76% | 57.62%
| 36.82% | 58.23% | 59.25% | 58.11% | 55.76% | 57.62%
| 36.83% | 58.23% | 59.25% | 58.11% | 55.76% | 57.62%
| 36.83% | 58.23% | 59.25% | 58.11% | 55.76% | 57.62%
| 36.84% | 58.23% | 59.25% | 58.11% | 55.76% | 57.62%
| 36.84% | 58.23% | 59.25% | 58.1% | 55.76% | 57.62%
| 36.85% | 58.23% | 59.25% | 58.1% | 55.76% | 57.62%
| 36.86% | 58.23% | 59.25% | 58.1% | 55.76% | 57.61%
| 36.86% | 58.23% | 59.25% | 58.1% | 55.75% | 57.61%
| 36.87% | 58.22% | 59.24% | 58.1% | 55.75% | 57.61%
| 36.87% | 58.22% | 59.24% | 58.09% | 55.75% | 57.61%
| 36.88% | 58.22% | 59.24% | 58.09% | 55.75% | 57.61%
| 36.88% | 58.22% | 59.24% | 58.09% | 55.74% | 57.61%
| 36.89% | 58.22% | 59.24% | 58.09% | 55.74% | 57.61%
| 36.89% | 58.22% | 59.24% | 58.09% | 55.74% | 57.61%
| 36.9% | 58.22% | 59.24% | 58.09% | 55.74% | 57.61%
| 36.91% | 58.22% | 59.24% | 58.09% | 55.74% | 57.61%
| 36.91% | 58.22% | 59.24% | 58.09% | 55.74% | 57.6%
| 36.92% | 58.21% | 59.24% | 58.09% | 55.74% | 57.6%
| 36.92% | 58.21% | 59.24% | 58.08% | 55.74% | 57.6%
| 36.93% | 58.21% | 59.23% | 58.08% | 55.73% | 57.6%
| 36.93% | 58.21% | 59.23% | 58.08% | 55.73% | 57.6%
| 36.94% | 58.2% | 59.23% | 58.08% | 55.73% | 57.6%
| 36.95% | 58.2% | 59.23% | 58.08% | 55.73% | 57.6%
| 36.95% | 58.2% | 59.23% | 58.08% | 55.73% | 57.6%
| 36.96% | 58.2% | 59.23% | 58.08% | 55.73% | 57.59%
| 36.96% | 58.2% | 59.23% | 58.08% | 55.73% | 57.59%
| 36.97% | 58.2% | 59.23% | 58.07% | 55.72% | 57.59%
| 36.97% | 58.2% | 59.23% | 58.07% | 55.72% | 57.59%
| 36.98% | 58.2% | 59.22% | 58.07% | 55.72% | 57.59%
| 36.99% | 58.19% | 59.22% | 58.07% | 55.72% | 57.59%
| 36.99% | 58.19% | 59.22% | 58.07% | 55.72% | 57.59%
| 37% | 58.19% | 59.22% | 58.07% | 55.72% | 57.59%
| 37% | 58.19% | 59.22% | 58.07% | 55.72% | 57.59%
| 37.01% | 58.19% | 59.21% | 58.07% | 55.72% | 57.58%
| 37.01% | 58.19% | 59.21% | 58.06% | 55.72% | 57.58%
| 37.02% | 58.19% | 59.21% | 58.06% | 55.71% | 57.58%
| 37.03% | 58.19% | 59.21% | 58.06% | 55.71% | 57.58%
| 37.03% | 58.18% | 59.2% | 58.06% | 55.71% | 57.58%
| 37.04% | 58.18% | 59.2% | 58.06% | 55.71% | 57.58%
| 37.04% | 58.18% | 59.2% | 58.06% | 55.71% | 57.58%
| 37.05% | 58.18% | 59.2% | 58.05% | 55.71% | 57.58%
| 37.05% | 58.18% | 59.2% | 58.05% | 55.71% | 57.58%
| 37.06% | 58.18% | 59.2% | 58.05% | 55.7% | 57.58%
| 37.07% | 58.17% | 59.19% | 58.05% | 55.7% | 57.58%
| 37.07% | 58.17% | 59.19% | 58.05% | 55.7% | 57.58%
| 37.08% | 58.17% | 59.19% | 58.05% | 55.7% | 57.58%
| 37.08% | 58.17% | 59.19% | 58.05% | 55.7% | 57.57%
| 37.09% | 58.16% | 59.19% | 58.05% | 55.7% | 57.57%
| 37.09% | 58.16% | 59.19% | 58.05% | 55.7% | 57.57%
| 37.1% | 58.16% | 59.19% | 58.05% | 55.7% | 57.57%
| 37.11% | 58.16% | 59.19% | 58.05% | 55.7% | 57.57%
| 37.11% | 58.16% | 59.19% | 58.04% | 55.69% | 57.57%
| 37.12% | 58.16% | 59.18% | 58.04% | 55.69% | 57.57%
| 37.12% | 58.15% | 59.18% | 58.04% | 55.69% | 57.57%
| 37.13% | 58.15% | 59.18% | 58.04% | 55.69% | 57.57%
| 37.13% | 58.15% | 59.18% | 58.04% | 55.69% | 57.57%
| 37.14% | 58.15% | 59.18% | 58.04% | 55.68% | 57.57%
| 37.15% | 58.15% | 59.18% | 58.03% | 55.68% | 57.57%
| 37.15% | 58.15% | 59.18% | 58.03% | 55.68% | 57.56%
| 37.16% | 58.14% | 59.18% | 58.03% | 55.68% | 57.56%
| 37.16% | 58.14% | 59.17% | 58.03% | 55.68% | 57.56%
| 37.17% | 58.14% | 59.17% | 58.03% | 55.68% | 57.56%
| 37.17% | 58.14% | 59.17% | 58.03% | 55.68% | 57.56%
| 37.18% | 58.14% | 59.17% | 58.03% | 55.68% | 57.56%
| 37.19% | 58.14% | 59.17% | 58.03% | 55.68% | 57.56%
| 37.19% | 58.14% | 59.17% | 58.03% | 55.67% | 57.56%
| 37.2% | 58.14% | 59.17% | 58.03% | 55.67% | 57.56%
| 37.2% | 58.14% | 59.17% | 58.02% | 55.67% | 57.55%
| 37.21% | 58.13% | 59.16% | 58.02% | 55.67% | 57.55%
| 37.21% | 58.13% | 59.16% | 58.02% | 55.67% | 57.55%
| 37.22% | 58.13% | 59.16% | 58.02% | 55.67% | 57.55%
| 37.23% | 58.13% | 59.16% | 58.02% | 55.67% | 57.55%
| 37.23% | 58.13% | 59.16% | 58.02% | 55.66% | 57.55%
| 37.24% | 58.13% | 59.16% | 58.02% | 55.66% | 57.55%
| 37.24% | 58.13% | 59.16% | 58.02% | 55.66% | 57.55%
| 37.25% | 58.13% | 59.16% | 58.01% | 55.66% | 57.55%
| 37.25% | 58.13% | 59.16% | 58.01% | 55.65% | 57.55%
| 37.26% | 58.13% | 59.16% | 58.01% | 55.65% | 57.55%
| 37.27% | 58.13% | 59.15% | 58% | 55.65% | 57.55%
| 37.27% | 58.13% | 59.15% | 58% | 55.65% | 57.54%
| 37.28% | 58.13% | 59.15% | 58% | 55.65% | 57.54%
| 37.28% | 58.13% | 59.15% | 58% | 55.65% | 57.54%
| 37.29% | 58.12% | 59.15% | 58% | 55.64% | 57.54%
| 37.29% | 58.12% | 59.15% | 58% | 55.64% | 57.54%
| 37.3% | 58.12% | 59.15% | 58% | 55.64% | 57.54%
| 37.31% | 58.12% | 59.15% | 58% | 55.64% | 57.54%
| 37.31% | 58.12% | 59.15% | 58% | 55.64% | 57.54%
| 37.32% | 58.12% | 59.14% | 58% | 55.64% | 57.54%
| 37.32% | 58.12% | 59.14% | 57.99% | 55.64% | 57.53%
| 37.33% | 58.12% | 59.14% | 57.99% | 55.64% | 57.53%
| 37.33% | 58.11% | 59.14% | 57.99% | 55.63% | 57.53%
| 37.34% | 58.11% | 59.14% | 57.99% | 55.63% | 57.53%
| 37.35% | 58.11% | 59.14% | 57.99% | 55.63% | 57.53%
| 37.35% | 58.11% | 59.14% | 57.99% | 55.63% | 57.53%
| 37.36% | 58.11% | 59.13% | 57.99% | 55.63% | 57.53%
| 37.36% | 58.11% | 59.13% | 57.98% | 55.63% | 57.53%
| 37.37% | 58.11% | 59.13% | 57.98% | 55.62% | 57.53%
| 37.37% | 58.11% | 59.13% | 57.98% | 55.62% | 57.53%
| 37.38% | 58.1% | 59.13% | 57.98% | 55.62% | 57.53%
| 37.39% | 58.1% | 59.13% | 57.98% | 55.62% | 57.52%
| 37.39% | 58.1% | 59.13% | 57.97% | 55.62% | 57.52%
| 37.4% | 58.09% | 59.13% | 57.97% | 55.62% | 57.52%
| 37.4% | 58.09% | 59.12% | 57.97% | 55.62% | 57.52%
| 37.41% | 58.09% | 59.12% | 57.97% | 55.62% | 57.52%
| 37.41% | 58.09% | 59.12% | 57.97% | 55.61% | 57.52%
| 37.42% | 58.09% | 59.11% | 57.97% | 55.61% | 57.52%
| 37.43% | 58.09% | 59.11% | 57.97% | 55.61% | 57.52%
| 37.43% | 58.08% | 59.11% | 57.97% | 55.61% | 57.52%
| 37.44% | 58.08% | 59.11% | 57.97% | 55.6% | 57.52%
| 37.44% | 58.08% | 59.11% | 57.97% | 55.6% | 57.51%
| 37.45% | 58.08% | 59.11% | 57.97% | 55.6% | 57.51%
| 37.45% | 58.08% | 59.1% | 57.97% | 55.6% | 57.51%
| 37.46% | 58.08% | 59.1% | 57.97% | 55.6% | 57.51%
| 37.47% | 58.08% | 59.1% | 57.96% | 55.6% | 57.51%
| 37.47% | 58.08% | 59.1% | 57.96% | 55.59% | 57.51%
| 37.48% | 58.08% | 59.1% | 57.96% | 55.59% | 57.51%
| 37.48% | 58.07% | 59.1% | 57.96% | 55.59% | 57.51%
| 37.49% | 58.07% | 59.1% | 57.96% | 55.58% | 57.51%
| 37.49% | 58.07% | 59.1% | 57.96% | 55.58% | 57.5%
| 37.5% | 58.07% | 59.09% | 57.96% | 55.58% | 57.5%
| 37.51% | 58.06% | 59.09% | 57.96% | 55.58% | 57.5%
| 37.51% | 58.06% | 59.09% | 57.95% | 55.58% | 57.5%
| 37.52% | 58.06% | 59.09% | 57.95% | 55.57% | 57.5%
| 37.52% | 58.06% | 59.09% | 57.95% | 55.57% | 57.5%
| 37.53% | 58.06% | 59.09% | 57.95% | 55.57% | 57.5%
| 37.53% | 58.06% | 59.09% | 57.95% | 55.57% | 57.5%
| 37.54% | 58.06% | 59.09% | 57.95% | 55.57% | 57.5%
| 37.55% | 58.06% | 59.08% | 57.95% | 55.57% | 57.49%
| 37.55% | 58.06% | 59.08% | 57.95% | 55.57% | 57.49%
| 37.56% | 58.05% | 59.08% | 57.95% | 55.57% | 57.49%
| 37.56% | 58.05% | 59.08% | 57.95% | 55.57% | 57.49%
| 37.57% | 58.05% | 59.08% | 57.95% | 55.56% | 57.49%
| 37.57% | 58.05% | 59.08% | 57.94% | 55.56% | 57.49%
| 37.58% | 58.05% | 59.07% | 57.94% | 55.56% | 57.49%
| 37.59% | 58.04% | 59.07% | 57.94% | 55.56% | 57.49%
| 37.59% | 58.04% | 59.07% | 57.94% | 55.56% | 57.49%
| 37.6% | 58.04% | 59.07% | 57.94% | 55.55% | 57.48%
| 37.6% | 58.04% | 59.07% | 57.94% | 55.55% | 57.48%
| 37.61% | 58.04% | 59.07% | 57.94% | 55.55% | 57.48%
| 37.61% | 58.04% | 59.07% | 57.94% | 55.55% | 57.48%
| 37.62% | 58.04% | 59.07% | 57.94% | 55.54% | 57.48%
| 37.63% | 58.04% | 59.06% | 57.94% | 55.54% | 57.47%
| 37.63% | 58.03% | 59.06% | 57.94% | 55.54% | 57.47%
| 37.64% | 58.03% | 59.06% | 57.93% | 55.54% | 57.47%
| 37.64% | 58.03% | 59.06% | 57.93% | 55.54% | 57.47%
| 37.65% | 58.02% | 59.06% | 57.93% | 55.54% | 57.47%
| 37.65% | 58.02% | 59.06% | 57.93% | 55.54% | 57.47%
| 37.66% | 58.02% | 59.06% | 57.93% | 55.53% | 57.47%
| 37.67% | 58.02% | 59.05% | 57.93% | 55.53% | 57.47%
| 37.67% | 58.02% | 59.05% | 57.92% | 55.53% | 57.47%
| 37.68% | 58.02% | 59.05% | 57.92% | 55.53% | 57.47%
| 37.68% | 58.02% | 59.05% | 57.92% | 55.53% | 57.47%
| 37.69% | 58.02% | 59.05% | 57.92% | 55.53% | 57.46%
| 37.69% | 58.02% | 59.05% | 57.92% | 55.53% | 57.46%
| 37.7% | 58.02% | 59.04% | 57.92% | 55.53% | 57.46%
| 37.71% | 58.01% | 59.04% | 57.92% | 55.53% | 57.46%
| 37.71% | 58.01% | 59.04% | 57.92% | 55.52% | 57.46%
| 37.72% | 58.01% | 59.04% | 57.92% | 55.52% | 57.46%
| 37.72% | 58% | 59.04% | 57.92% | 55.52% | 57.46%
| 37.73% | 58% | 59.04% | 57.91% | 55.52% | 57.46%
| 37.73% | 58% | 59.04% | 57.91% | 55.52% | 57.46%
| 37.74% | 58% | 59.04% | 57.91% | 55.52% | 57.45%
| 37.75% | 58% | 59.04% | 57.91% | 55.52% | 57.45%
| 37.75% | 58% | 59.03% | 57.91% | 55.52% | 57.45%
| 37.76% | 58% | 59.03% | 57.9% | 55.52% | 57.45%
| 37.76% | 58% | 59.03% | 57.9% | 55.52% | 57.44%
| 37.77% | 57.99% | 59.03% | 57.9% | 55.52% | 57.44%
| 37.77% | 57.99% | 59.03% | 57.9% | 55.51% | 57.44%
| 37.78% | 57.99% | 59.02% | 57.9% | 55.51% | 57.43%
| 37.79% | 57.99% | 59.02% | 57.9% | 55.51% | 57.43%
| 37.79% | 57.99% | 59.02% | 57.9% | 55.51% | 57.43%
| 37.8% | 57.99% | 59.02% | 57.9% | 55.51% | 57.43%
| 37.8% | 57.99% | 59.02% | 57.9% | 55.51% | 57.43%
| 37.81% | 57.98% | 59.02% | 57.9% | 55.51% | 57.42%
| 37.81% | 57.98% | 59.02% | 57.9% | 55.5% | 57.42%
| 37.82% | 57.98% | 59.02% | 57.9% | 55.5% | 57.42%
| 37.83% | 57.98% | 59.02% | 57.89% | 55.5% | 57.42%
| 37.83% | 57.98% | 59.02% | 57.89% | 55.5% | 57.42%
| 37.84% | 57.98% | 59.02% | 57.89% | 55.49% | 57.42%
| 37.84% | 57.98% | 59.02% | 57.89% | 55.49% | 57.42%
| 37.85% | 57.97% | 59.02% | 57.89% | 55.49% | 57.42%
| 37.85% | 57.97% | 59.01% | 57.89% | 55.49% | 57.41%
| 37.86% | 57.97% | 59.01% | 57.89% | 55.48% | 57.41%
| 37.87% | 57.97% | 59% | 57.89% | 55.48% | 57.41%
| 37.87% | 57.97% | 59% | 57.89% | 55.48% | 57.41%
| 37.88% | 57.96% | 59% | 57.88% | 55.48% | 57.41%
| 37.88% | 57.96% | 59% | 57.88% | 55.48% | 57.41%
| 37.89% | 57.96% | 59% | 57.88% | 55.48% | 57.41%
| 37.89% | 57.96% | 59% | 57.88% | 55.48% | 57.41%
| 37.9% | 57.96% | 59% | 57.88% | 55.47% | 57.4%
| 37.91% | 57.96% | 58.99% | 57.88% | 55.47% | 57.4%
| 37.91% | 57.96% | 58.99% | 57.88% | 55.47% | 57.4%
| 37.92% | 57.95% | 58.99% | 57.88% | 55.47% | 57.4%
| 37.92% | 57.95% | 58.99% | 57.87% | 55.47% | 57.4%
| 37.93% | 57.95% | 58.99% | 57.87% | 55.47% | 57.4%
| 37.93% | 57.95% | 58.99% | 57.87% | 55.47% | 57.4%
| 37.94% | 57.95% | 58.98% | 57.87% | 55.47% | 57.4%
| 37.95% | 57.95% | 58.98% | 57.87% | 55.47% | 57.4%
| 37.95% | 57.95% | 58.98% | 57.87% | 55.47% | 57.4%
| 37.96% | 57.95% | 58.98% | 57.87% | 55.46% | 57.39%
| 37.96% | 57.95% | 58.98% | 57.86% | 55.46% | 57.39%
| 37.97% | 57.95% | 58.98% | 57.86% | 55.46% | 57.39%
| 37.97% | 57.95% | 58.98% | 57.86% | 55.46% | 57.39%
| 37.98% | 57.94% | 58.97% | 57.86% | 55.46% | 57.39%
| 37.99% | 57.94% | 58.97% | 57.86% | 55.46% | 57.39%
| 37.99% | 57.94% | 58.97% | 57.86% | 55.46% | 57.39%
| 38% | 57.94% | 58.97% | 57.86% | 55.45% | 57.39%
| 38% | 57.94% | 58.97% | 57.86% | 55.45% | 57.39%
| 38.01% | 57.94% | 58.97% | 57.86% | 55.45% | 57.38%
| 38.01% | 57.94% | 58.97% | 57.86% | 55.45% | 57.38%
| 38.02% | 57.93% | 58.97% | 57.85% | 55.45% | 57.38%
| 38.03% | 57.93% | 58.96% | 57.85% | 55.45% | 57.38%
| 38.03% | 57.93% | 58.96% | 57.85% | 55.45% | 57.38%
| 38.04% | 57.93% | 58.96% | 57.85% | 55.45% | 57.38%
| 38.04% | 57.92% | 58.96% | 57.85% | 55.44% | 57.38%
| 38.05% | 57.92% | 58.96% | 57.85% | 55.44% | 57.37%
| 38.05% | 57.92% | 58.96% | 57.85% | 55.44% | 57.37%
| 38.06% | 57.92% | 58.96% | 57.85% | 55.44% | 57.37%
| 38.07% | 57.92% | 58.96% | 57.85% | 55.44% | 57.36%
| 38.07% | 57.92% | 58.96% | 57.84% | 55.43% | 57.36%
| 38.08% | 57.92% | 58.96% | 57.84% | 55.43% | 57.36%
| 38.08% | 57.91% | 58.96% | 57.84% | 55.43% | 57.36%
| 38.09% | 57.91% | 58.95% | 57.84% | 55.43% | 57.36%
| 38.09% | 57.91% | 58.95% | 57.84% | 55.42% | 57.36%
| 38.1% | 57.91% | 58.95% | 57.84% | 55.42% | 57.36%
| 38.11% | 57.91% | 58.95% | 57.83% | 55.42% | 57.36%
| 38.11% | 57.91% | 58.95% | 57.83% | 55.42% | 57.36%
| 38.12% | 57.9% | 58.95% | 57.83% | 55.42% | 57.36%
| 38.12% | 57.9% | 58.95% | 57.83% | 55.42% | 57.35%
| 38.13% | 57.9% | 58.95% | 57.83% | 55.42% | 57.35%
| 38.13% | 57.9% | 58.95% | 57.83% | 55.42% | 57.35%
| 38.14% | 57.9% | 58.95% | 57.83% | 55.42% | 57.35%
| 38.14% | 57.9% | 58.94% | 57.83% | 55.42% | 57.35%
| 38.15% | 57.9% | 58.94% | 57.83% | 55.42% | 57.35%
| 38.16% | 57.9% | 58.94% | 57.83% | 55.42% | 57.35%
| 38.16% | 57.9% | 58.94% | 57.83% | 55.41% | 57.35%
| 38.17% | 57.89% | 58.94% | 57.83% | 55.41% | 57.34%
| 38.17% | 57.89% | 58.94% | 57.83% | 55.41% | 57.34%
| 38.18% | 57.89% | 58.93% | 57.83% | 55.41% | 57.34%
| 38.18% | 57.89% | 58.93% | 57.83% | 55.41% | 57.34%
| 38.19% | 57.89% | 58.93% | 57.83% | 55.41% | 57.34%
| 38.2% | 57.88% | 58.93% | 57.83% | 55.4% | 57.33%
| 38.2% | 57.88% | 58.93% | 57.83% | 55.4% | 57.33%
| 38.21% | 57.88% | 58.93% | 57.82% | 55.4% | 57.33%
| 38.21% | 57.88% | 58.93% | 57.82% | 55.4% | 57.33%
| 38.22% | 57.88% | 58.93% | 57.82% | 55.4% | 57.32%
| 38.22% | 57.88% | 58.93% | 57.82% | 55.39% | 57.32%
| 38.23% | 57.88% | 58.93% | 57.82% | 55.39% | 57.32%
| 38.24% | 57.88% | 58.93% | 57.82% | 55.39% | 57.32%
| 38.24% | 57.88% | 58.93% | 57.82% | 55.39% | 57.32%
| 38.25% | 57.88% | 58.93% | 57.82% | 55.39% | 57.32%
| 38.25% | 57.88% | 58.92% | 57.82% | 55.38% | 57.32%
| 38.26% | 57.88% | 58.92% | 57.82% | 55.38% | 57.32%
| 38.26% | 57.87% | 58.92% | 57.82% | 55.38% | 57.32%
| 38.27% | 57.87% | 58.92% | 57.82% | 55.38% | 57.32%
| 38.28% | 57.87% | 58.92% | 57.82% | 55.38% | 57.32%
| 38.28% | 57.87% | 58.91% | 57.81% | 55.38% | 57.32%
| 38.29% | 57.87% | 58.91% | 57.81% | 55.38% | 57.32%
| 38.29% | 57.87% | 58.91% | 57.81% | 55.38% | 57.32%
| 38.3% | 57.86% | 58.91% | 57.81% | 55.38% | 57.32%
| 38.3% | 57.86% | 58.91% | 57.81% | 55.37% | 57.31%
| 38.31% | 57.86% | 58.91% | 57.81% | 55.37% | 57.31%
| 38.32% | 57.86% | 58.91% | 57.81% | 55.37% | 57.31%
| 38.32% | 57.86% | 58.91% | 57.8% | 55.37% | 57.31%
| 38.33% | 57.85% | 58.9% | 57.8% | 55.37% | 57.31%
| 38.33% | 57.85% | 58.9% | 57.8% | 55.36% | 57.31%
| 38.34% | 57.85% | 58.9% | 57.8% | 55.36% | 57.3%
| 38.34% | 57.85% | 58.9% | 57.8% | 55.36% | 57.3%
| 38.35% | 57.85% | 58.9% | 57.8% | 55.36% | 57.3%
| 38.36% | 57.85% | 58.9% | 57.8% | 55.36% | 57.3%
| 38.36% | 57.85% | 58.89% | 57.8% | 55.36% | 57.3%
| 38.37% | 57.85% | 58.89% | 57.79% | 55.35% | 57.3%
| 38.37% | 57.85% | 58.89% | 57.79% | 55.35% | 57.3%
| 38.38% | 57.85% | 58.89% | 57.79% | 55.35% | 57.3%
| 38.38% | 57.85% | 58.89% | 57.79% | 55.35% | 57.29%
| 38.39% | 57.85% | 58.89% | 57.78% | 55.35% | 57.29%
| 38.4% | 57.85% | 58.89% | 57.78% | 55.35% | 57.29%
| 38.4% | 57.84% | 58.89% | 57.78% | 55.35% | 57.29%
| 38.41% | 57.84% | 58.89% | 57.78% | 55.34% | 57.29%
| 38.41% | 57.84% | 58.88% | 57.78% | 55.34% | 57.29%
| 38.42% | 57.84% | 58.88% | 57.78% | 55.34% | 57.29%
| 38.42% | 57.84% | 58.88% | 57.78% | 55.34% | 57.29%
| 38.43% | 57.84% | 58.88% | 57.78% | 55.33% | 57.29%
| 38.44% | 57.83% | 58.88% | 57.78% | 55.33% | 57.29%
| 38.44% | 57.83% | 58.88% | 57.77% | 55.33% | 57.29%
| 38.45% | 57.83% | 58.88% | 57.77% | 55.33% | 57.29%
| 38.45% | 57.83% | 58.87% | 57.77% | 55.33% | 57.28%
| 38.46% | 57.83% | 58.87% | 57.77% | 55.33% | 57.28%
| 38.46% | 57.83% | 58.87% | 57.76% | 55.33% | 57.28%
| 38.47% | 57.83% | 58.87% | 57.76% | 55.33% | 57.28%
| 38.48% | 57.82% | 58.87% | 57.76% | 55.33% | 57.28%
| 38.48% | 57.82% | 58.87% | 57.76% | 55.32% | 57.28%
| 38.49% | 57.82% | 58.87% | 57.76% | 55.32% | 57.28%
| 38.49% | 57.82% | 58.87% | 57.76% | 55.32% | 57.28%
| 38.5% | 57.82% | 58.86% | 57.76% | 55.32% | 57.27%
| 38.5% | 57.82% | 58.86% | 57.76% | 55.32% | 57.27%
| 38.51% | 57.82% | 58.86% | 57.76% | 55.32% | 57.27%
| 38.52% | 57.82% | 58.86% | 57.75% | 55.32% | 57.27%
| 38.52% | 57.82% | 58.86% | 57.75% | 55.31% | 57.27%
| 38.53% | 57.82% | 58.86% | 57.75% | 55.31% | 57.26%
| 38.53% | 57.82% | 58.86% | 57.75% | 55.3% | 57.26%
| 38.54% | 57.82% | 58.85% | 57.75% | 55.3% | 57.26%
| 38.54% | 57.82% | 58.85% | 57.75% | 55.3% | 57.26%
| 38.55% | 57.82% | 58.85% | 57.75% | 55.3% | 57.26%
| 38.56% | 57.81% | 58.85% | 57.75% | 55.3% | 57.26%
| 38.56% | 57.8% | 58.85% | 57.75% | 55.3% | 57.26%
| 38.57% | 57.8% | 58.85% | 57.75% | 55.3% | 57.25%
| 38.57% | 57.8% | 58.85% | 57.74% | 55.3% | 57.25%
| 38.58% | 57.8% | 58.85% | 57.74% | 55.3% | 57.25%
| 38.58% | 57.8% | 58.85% | 57.74% | 55.29% | 57.25%
| 38.59% | 57.8% | 58.85% | 57.74% | 55.29% | 57.25%
| 38.6% | 57.8% | 58.85% | 57.74% | 55.29% | 57.25%
| 38.6% | 57.8% | 58.85% | 57.74% | 55.29% | 57.25%
| 38.61% | 57.8% | 58.85% | 57.74% | 55.29% | 57.25%
| 38.61% | 57.8% | 58.84% | 57.74% | 55.28% | 57.24%
| 38.62% | 57.79% | 58.84% | 57.74% | 55.28% | 57.24%
| 38.62% | 57.79% | 58.84% | 57.74% | 55.28% | 57.24%
| 38.63% | 57.79% | 58.84% | 57.74% | 55.28% | 57.24%
| 38.64% | 57.79% | 58.84% | 57.74% | 55.28% | 57.24%
| 38.64% | 57.79% | 58.84% | 57.73% | 55.28% | 57.24%
| 38.65% | 57.79% | 58.84% | 57.73% | 55.28% | 57.23%
| 38.65% | 57.79% | 58.84% | 57.73% | 55.28% | 57.23%
| 38.66% | 57.79% | 58.83% | 57.73% | 55.28% | 57.23%
| 38.66% | 57.79% | 58.83% | 57.73% | 55.28% | 57.23%
| 38.67% | 57.79% | 58.83% | 57.73% | 55.27% | 57.23%
| 38.68% | 57.78% | 58.83% | 57.73% | 55.27% | 57.23%
| 38.68% | 57.78% | 58.83% | 57.72% | 55.27% | 57.23%
| 38.69% | 57.78% | 58.83% | 57.72% | 55.27% | 57.22%
| 38.69% | 57.78% | 58.83% | 57.72% | 55.27% | 57.22%
| 38.7% | 57.78% | 58.83% | 57.72% | 55.27% | 57.22%
| 38.7% | 57.78% | 58.82% | 57.72% | 55.26% | 57.22%
| 38.71% | 57.78% | 58.82% | 57.71% | 55.26% | 57.22%
| 38.72% | 57.77% | 58.82% | 57.71% | 55.26% | 57.21%
| 38.72% | 57.77% | 58.82% | 57.71% | 55.26% | 57.21%
| 38.73% | 57.77% | 58.82% | 57.71% | 55.26% | 57.21%
| 38.73% | 57.77% | 58.82% | 57.71% | 55.26% | 57.21%
| 38.74% | 57.77% | 58.82% | 57.71% | 55.26% | 57.21%
| 38.74% | 57.76% | 58.82% | 57.7% | 55.26% | 57.21%
| 38.75% | 57.76% | 58.82% | 57.7% | 55.25% | 57.21%
| 38.76% | 57.76% | 58.81% | 57.7% | 55.25% | 57.21%
| 38.76% | 57.76% | 58.81% | 57.7% | 55.25% | 57.2%
| 38.77% | 57.76% | 58.81% | 57.7% | 55.25% | 57.2%
| 38.77% | 57.76% | 58.81% | 57.69% | 55.25% | 57.2%
| 38.78% | 57.75% | 58.81% | 57.69% | 55.25% | 57.2%
| 38.78% | 57.75% | 58.81% | 57.69% | 55.25% | 57.2%
| 38.79% | 57.75% | 58.81% | 57.69% | 55.25% | 57.19%
| 38.8% | 57.75% | 58.81% | 57.69% | 55.25% | 57.19%
| 38.8% | 57.75% | 58.81% | 57.69% | 55.25% | 57.19%
| 38.81% | 57.74% | 58.81% | 57.69% | 55.25% | 57.19%
| 38.81% | 57.74% | 58.81% | 57.69% | 55.24% | 57.19%
| 38.82% | 57.74% | 58.8% | 57.69% | 55.24% | 57.19%
| 38.82% | 57.74% | 58.8% | 57.68% | 55.24% | 57.19%
| 38.83% | 57.74% | 58.79% | 57.68% | 55.24% | 57.19%
| 38.84% | 57.74% | 58.79% | 57.68% | 55.24% | 57.19%
| 38.84% | 57.73% | 58.79% | 57.68% | 55.23% | 57.18%
| 38.85% | 57.73% | 58.79% | 57.68% | 55.23% | 57.18%
| 38.85% | 57.73% | 58.79% | 57.67% | 55.23% | 57.17%
| 38.86% | 57.73% | 58.79% | 57.67% | 55.23% | 57.17%
| 38.86% | 57.73% | 58.78% | 57.67% | 55.23% | 57.17%
| 38.87% | 57.73% | 58.78% | 57.67% | 55.23% | 57.17%
| 38.88% | 57.73% | 58.78% | 57.67% | 55.23% | 57.17%
| 38.88% | 57.72% | 58.78% | 57.67% | 55.23% | 57.17%
| 38.89% | 57.72% | 58.78% | 57.67% | 55.22% | 57.17%
| 38.89% | 57.72% | 58.78% | 57.67% | 55.22% | 57.17%
| 38.9% | 57.72% | 58.78% | 57.67% | 55.22% | 57.16%
| 38.9% | 57.72% | 58.78% | 57.67% | 55.22% | 57.16%
| 38.91% | 57.72% | 58.78% | 57.67% | 55.22% | 57.16%
| 38.92% | 57.72% | 58.77% | 57.66% | 55.22% | 57.16%
| 38.92% | 57.72% | 58.77% | 57.66% | 55.22% | 57.16%
| 38.93% | 57.71% | 58.77% | 57.66% | 55.22% | 57.16%
| 38.93% | 57.71% | 58.77% | 57.66% | 55.22% | 57.16%
| 38.94% | 57.71% | 58.77% | 57.66% | 55.22% | 57.15%
| 38.94% | 57.71% | 58.77% | 57.65% | 55.21% | 57.15%
| 38.95% | 57.71% | 58.77% | 57.65% | 55.21% | 57.15%
| 38.96% | 57.71% | 58.77% | 57.65% | 55.21% | 57.15%
| 38.96% | 57.71% | 58.77% | 57.65% | 55.21% | 57.15%
| 38.97% | 57.71% | 58.76% | 57.65% | 55.21% | 57.14%
| 38.97% | 57.71% | 58.76% | 57.65% | 55.21% | 57.14%
| 38.98% | 57.7% | 58.76% | 57.65% | 55.21% | 57.14%
| 38.98% | 57.7% | 58.76% | 57.64% | 55.21% | 57.14%
| 38.99% | 57.7% | 58.76% | 57.64% | 55.2% | 57.13%
| 39% | 57.7% | 58.76% | 57.64% | 55.2% | 57.13%
| 39% | 57.7% | 58.76% | 57.64% | 55.2% | 57.13%
| 39.01% | 57.7% | 58.76% | 57.64% | 55.2% | 57.13%
| 39.01% | 57.7% | 58.76% | 57.64% | 55.2% | 57.13%
| 39.02% | 57.7% | 58.76% | 57.64% | 55.2% | 57.13%
| 39.02% | 57.7% | 58.76% | 57.63% | 55.2% | 57.13%
| 39.03% | 57.69% | 58.76% | 57.63% | 55.2% | 57.13%
| 39.04% | 57.69% | 58.76% | 57.63% | 55.19% | 57.12%
| 39.04% | 57.69% | 58.75% | 57.63% | 55.19% | 57.12%
| 39.05% | 57.69% | 58.75% | 57.63% | 55.19% | 57.12%
| 39.05% | 57.69% | 58.75% | 57.63% | 55.19% | 57.12%
| 39.06% | 57.69% | 58.75% | 57.63% | 55.19% | 57.11%
| 39.06% | 57.69% | 58.75% | 57.62% | 55.19% | 57.11%
| 39.07% | 57.69% | 58.75% | 57.62% | 55.19% | 57.11%
| 39.08% | 57.68% | 58.75% | 57.62% | 55.19% | 57.11%
| 39.08% | 57.68% | 58.75% | 57.62% | 55.19% | 57.11%
| 39.09% | 57.68% | 58.74% | 57.62% | 55.19% | 57.11%
| 39.09% | 57.68% | 58.74% | 57.62% | 55.19% | 57.11%
| 39.1% | 57.68% | 58.74% | 57.62% | 55.18% | 57.11%
| 39.1% | 57.68% | 58.74% | 57.61% | 55.18% | 57.11%
| 39.11% | 57.68% | 58.74% | 57.61% | 55.18% | 57.1%
| 39.12% | 57.68% | 58.74% | 57.61% | 55.17% | 57.1%
| 39.12% | 57.68% | 58.74% | 57.61% | 55.17% | 57.1%
| 39.13% | 57.68% | 58.74% | 57.61% | 55.17% | 57.1%
| 39.13% | 57.68% | 58.74% | 57.61% | 55.17% | 57.1%
| 39.14% | 57.67% | 58.73% | 57.61% | 55.17% | 57.1%
| 39.14% | 57.67% | 58.73% | 57.61% | 55.17% | 57.1%
| 39.15% | 57.67% | 58.73% | 57.61% | 55.17% | 57.1%
| 39.16% | 57.67% | 58.73% | 57.61% | 55.17% | 57.1%
| 39.16% | 57.67% | 58.72% | 57.61% | 55.16% | 57.1%
| 39.17% | 57.67% | 58.72% | 57.61% | 55.16% | 57.1%
| 39.17% | 57.67% | 58.72% | 57.6% | 55.16% | 57.1%
| 39.18% | 57.67% | 58.72% | 57.6% | 55.16% | 57.09%
| 39.18% | 57.67% | 58.72% | 57.6% | 55.16% | 57.09%
| 39.19% | 57.67% | 58.72% | 57.6% | 55.16% | 57.09%
| 39.2% | 57.66% | 58.71% | 57.6% | 55.16% | 57.09%
| 39.2% | 57.66% | 58.71% | 57.6% | 55.16% | 57.09%
| 39.21% | 57.66% | 58.71% | 57.6% | 55.16% | 57.09%
| 39.21% | 57.66% | 58.71% | 57.6% | 55.15% | 57.09%
| 39.22% | 57.65% | 58.71% | 57.6% | 55.15% | 57.09%
| 39.22% | 57.65% | 58.71% | 57.6% | 55.15% | 57.09%
| 39.23% | 57.65% | 58.71% | 57.6% | 55.15% | 57.09%
| 39.24% | 57.65% | 58.71% | 57.59% | 55.15% | 57.09%
| 39.24% | 57.65% | 58.71% | 57.59% | 55.15% | 57.08%
| 39.25% | 57.65% | 58.71% | 57.59% | 55.15% | 57.08%
| 39.25% | 57.65% | 58.71% | 57.59% | 55.15% | 57.08%
| 39.26% | 57.65% | 58.71% | 57.59% | 55.14% | 57.08%
| 39.26% | 57.65% | 58.7% | 57.59% | 55.14% | 57.08%
| 39.27% | 57.65% | 58.7% | 57.59% | 55.14% | 57.08%
| 39.28% | 57.65% | 58.7% | 57.59% | 55.14% | 57.08%
| 39.28% | 57.65% | 58.7% | 57.59% | 55.14% | 57.08%
| 39.29% | 57.64% | 58.7% | 57.59% | 55.13% | 57.07%
| 39.29% | 57.64% | 58.7% | 57.58% | 55.13% | 57.07%
| 39.3% | 57.64% | 58.7% | 57.58% | 55.13% | 57.07%
| 39.3% | 57.64% | 58.7% | 57.58% | 55.13% | 57.07%
| 39.31% | 57.63% | 58.7% | 57.58% | 55.13% | 57.07%
| 39.32% | 57.63% | 58.7% | 57.58% | 55.12% | 57.07%
| 39.32% | 57.63% | 58.7% | 57.58% | 55.12% | 57.07%
| 39.33% | 57.63% | 58.7% | 57.58% | 55.12% | 57.07%
| 39.33% | 57.63% | 58.7% | 57.58% | 55.12% | 57.06%
| 39.34% | 57.63% | 58.7% | 57.58% | 55.12% | 57.06%
| 39.34% | 57.63% | 58.7% | 57.58% | 55.12% | 57.06%
| 39.35% | 57.63% | 58.69% | 57.58% | 55.12% | 57.06%
| 39.36% | 57.62% | 58.69% | 57.58% | 55.12% | 57.06%
| 39.36% | 57.62% | 58.69% | 57.58% | 55.11% | 57.05%
| 39.37% | 57.62% | 58.69% | 57.58% | 55.11% | 57.05%
| 39.37% | 57.62% | 58.69% | 57.58% | 55.11% | 57.05%
| 39.38% | 57.62% | 58.69% | 57.58% | 55.11% | 57.05%
| 39.38% | 57.62% | 58.68% | 57.58% | 55.11% | 57.05%
| 39.39% | 57.62% | 58.68% | 57.58% | 55.11% | 57.05%
| 39.39% | 57.61% | 58.68% | 57.57% | 55.11% | 57.05%
| 39.4% | 57.61% | 58.68% | 57.57% | 55.1% | 57.05%
| 39.41% | 57.61% | 58.68% | 57.57% | 55.1% | 57.05%
| 39.41% | 57.6% | 58.68% | 57.57% | 55.1% | 57.05%
| 39.42% | 57.6% | 58.67% | 57.56% | 55.1% | 57.05%
| 39.42% | 57.6% | 58.67% | 57.56% | 55.1% | 57.04%
| 39.43% | 57.6% | 58.67% | 57.56% | 55.1% | 57.04%
| 39.43% | 57.6% | 58.67% | 57.56% | 55.1% | 57.04%
| 39.44% | 57.59% | 58.67% | 57.56% | 55.1% | 57.04%
| 39.45% | 57.59% | 58.67% | 57.56% | 55.1% | 57.04%
| 39.45% | 57.59% | 58.67% | 57.56% | 55.1% | 57.04%
| 39.46% | 57.59% | 58.67% | 57.55% | 55.1% | 57.04%
| 39.46% | 57.59% | 58.67% | 57.55% | 55.09% | 57.04%
| 39.47% | 57.59% | 58.67% | 57.55% | 55.09% | 57.04%
| 39.47% | 57.59% | 58.67% | 57.55% | 55.09% | 57.04%
| 39.48% | 57.59% | 58.67% | 57.55% | 55.08% | 57.04%
| 39.49% | 57.59% | 58.67% | 57.55% | 55.08% | 57.04%
| 39.49% | 57.58% | 58.66% | 57.55% | 55.08% | 57.04%
| 39.5% | 57.58% | 58.66% | 57.55% | 55.08% | 57.03%
| 39.5% | 57.58% | 58.66% | 57.55% | 55.08% | 57.03%
| 39.51% | 57.58% | 58.66% | 57.55% | 55.08% | 57.03%
| 39.51% | 57.58% | 58.66% | 57.55% | 55.07% | 57.03%
| 39.52% | 57.57% | 58.66% | 57.55% | 55.07% | 57.02%
| 39.53% | 57.57% | 58.66% | 57.55% | 55.07% | 57.02%
| 39.53% | 57.57% | 58.66% | 57.54% | 55.07% | 57.02%
| 39.54% | 57.57% | 58.65% | 57.54% | 55.07% | 57.02%
| 39.54% | 57.57% | 58.65% | 57.54% | 55.07% | 57.02%
| 39.55% | 57.57% | 58.65% | 57.54% | 55.07% | 57.02%
| 39.55% | 57.56% | 58.65% | 57.54% | 55.07% | 57.02%
| 39.56% | 57.56% | 58.65% | 57.54% | 55.07% | 57.02%
| 39.57% | 57.56% | 58.64% | 57.54% | 55.07% | 57.02%
| 39.57% | 57.56% | 58.64% | 57.54% | 55.06% | 57.01%
| 39.58% | 57.56% | 58.64% | 57.54% | 55.06% | 57.01%
| 39.58% | 57.56% | 58.64% | 57.54% | 55.06% | 57.01%
| 39.59% | 57.55% | 58.64% | 57.53% | 55.06% | 57.01%
| 39.59% | 57.55% | 58.63% | 57.53% | 55.06% | 57.01%
| 39.6% | 57.55% | 58.63% | 57.53% | 55.06% | 57.01%
| 39.61% | 57.55% | 58.63% | 57.53% | 55.06% | 57.01%
| 39.61% | 57.55% | 58.63% | 57.53% | 55.06% | 57.01%
| 39.62% | 57.55% | 58.63% | 57.53% | 55.06% | 57.01%
| 39.62% | 57.55% | 58.63% | 57.53% | 55.06% | 57.01%
| 39.63% | 57.54% | 58.62% | 57.53% | 55.05% | 57.01%
| 39.63% | 57.54% | 58.62% | 57.52% | 55.05% | 57.01%
| 39.64% | 57.54% | 58.62% | 57.52% | 55.05% | 57%
| 39.65% | 57.54% | 58.62% | 57.52% | 55.05% | 57%
| 39.65% | 57.53% | 58.62% | 57.52% | 55.05% | 57%
| 39.66% | 57.53% | 58.62% | 57.52% | 55.05% | 57%
| 39.66% | 57.53% | 58.61% | 57.51% | 55.04% | 57%
| 39.67% | 57.53% | 58.61% | 57.51% | 55.04% | 57%
| 39.67% | 57.53% | 58.61% | 57.51% | 55.04% | 57%
| 39.68% | 57.53% | 58.61% | 57.51% | 55.04% | 57%
| 39.69% | 57.53% | 58.6% | 57.51% | 55.04% | 57%
| 39.69% | 57.52% | 58.6% | 57.51% | 55.04% | 57%
| 39.7% | 57.52% | 58.6% | 57.5% | 55.04% | 56.99%
| 39.7% | 57.52% | 58.6% | 57.5% | 55.04% | 56.99%
| 39.71% | 57.52% | 58.6% | 57.5% | 55.04% | 56.99%
| 39.71% | 57.52% | 58.6% | 57.5% | 55.03% | 56.99%
| 39.72% | 57.52% | 58.6% | 57.5% | 55.03% | 56.99%
| 39.73% | 57.52% | 58.6% | 57.5% | 55.03% | 56.99%
| 39.73% | 57.51% | 58.6% | 57.5% | 55.03% | 56.99%
| 39.74% | 57.51% | 58.59% | 57.5% | 55.03% | 56.98%
| 39.74% | 57.51% | 58.59% | 57.5% | 55.03% | 56.98%
| 39.75% | 57.51% | 58.59% | 57.5% | 55.03% | 56.98%
| 39.75% | 57.51% | 58.58% | 57.5% | 55.03% | 56.98%
| 39.76% | 57.51% | 58.58% | 57.5% | 55.03% | 56.98%
| 39.77% | 57.5% | 58.57% | 57.49% | 55.03% | 56.98%
| 39.77% | 57.5% | 58.57% | 57.49% | 55.02% | 56.98%
| 39.78% | 57.5% | 58.57% | 57.49% | 55.02% | 56.98%
| 39.78% | 57.5% | 58.57% | 57.49% | 55.02% | 56.98%
| 39.79% | 57.5% | 58.57% | 57.49% | 55.02% | 56.98%
| 39.79% | 57.5% | 58.57% | 57.49% | 55.02% | 56.97%
| 39.8% | 57.49% | 58.57% | 57.48% | 55.02% | 56.97%
| 39.81% | 57.49% | 58.57% | 57.48% | 55.02% | 56.97%
| 39.81% | 57.49% | 58.57% | 57.48% | 55.02% | 56.97%
| 39.82% | 57.49% | 58.57% | 57.48% | 55.01% | 56.97%
| 39.82% | 57.49% | 58.57% | 57.48% | 55.01% | 56.97%
| 39.83% | 57.49% | 58.57% | 57.48% | 55.01% | 56.97%
| 39.83% | 57.49% | 58.56% | 57.48% | 55.01% | 56.96%
| 39.84% | 57.49% | 58.56% | 57.48% | 55.01% | 56.96%
| 39.85% | 57.49% | 58.56% | 57.47% | 55% | 56.96%
| 39.85% | 57.48% | 58.56% | 57.47% | 55% | 56.96%
| 39.86% | 57.48% | 58.56% | 57.47% | 55% | 56.96%
| 39.86% | 57.48% | 58.56% | 57.47% | 55% | 56.96%
| 39.87% | 57.48% | 58.56% | 57.47% | 55% | 56.96%
| 39.87% | 57.48% | 58.55% | 57.46% | 55% | 56.96%
| 39.88% | 57.48% | 58.55% | 57.46% | 55% | 56.96%
| 39.89% | 57.47% | 58.55% | 57.46% | 54.99% | 56.95%
| 39.89% | 57.47% | 58.55% | 57.46% | 54.99% | 56.95%
| 39.9% | 57.46% | 58.55% | 57.45% | 54.99% | 56.95%
| 39.9% | 57.46% | 58.54% | 57.45% | 54.99% | 56.95%
| 39.91% | 57.46% | 58.54% | 57.45% | 54.99% | 56.95%
| 39.91% | 57.46% | 58.54% | 57.45% | 54.99% | 56.95%
| 39.92% | 57.46% | 58.54% | 57.45% | 54.99% | 56.94%
| 39.93% | 57.45% | 58.54% | 57.45% | 54.98% | 56.94%
| 39.93% | 57.45% | 58.54% | 57.45% | 54.98% | 56.94%
| 39.94% | 57.45% | 58.54% | 57.44% | 54.98% | 56.94%
| 39.94% | 57.45% | 58.54% | 57.44% | 54.98% | 56.94%
| 39.95% | 57.45% | 58.53% | 57.44% | 54.98% | 56.94%
| 39.95% | 57.44% | 58.53% | 57.44% | 54.98% | 56.94%
| 39.96% | 57.44% | 58.53% | 57.44% | 54.98% | 56.94%
| 39.97% | 57.44% | 58.53% | 57.44% | 54.98% | 56.93%
| 39.97% | 57.44% | 58.53% | 57.44% | 54.98% | 56.93%
| 39.98% | 57.44% | 58.53% | 57.44% | 54.98% | 56.93%
| 39.98% | 57.44% | 58.53% | 57.44% | 54.98% | 56.93%
| 39.99% | 57.44% | 58.52% | 57.44% | 54.97% | 56.93%
| 39.99% | 57.43% | 58.52% | 57.43% | 54.97% | 56.93%
| 40% | 57.43% | 58.52% | 57.43% | 54.97% | 56.93%
| 40.01% | 57.43% | 58.52% | 57.43% | 54.97% | 56.93%
| 40.01% | 57.43% | 58.52% | 57.43% | 54.97% | 56.93%
| 40.02% | 57.43% | 58.52% | 57.43% | 54.96% | 56.93%
| 40.02% | 57.42% | 58.52% | 57.43% | 54.96% | 56.92%
| 40.03% | 57.42% | 58.51% | 57.43% | 54.96% | 56.92%
| 40.03% | 57.42% | 58.51% | 57.43% | 54.96% | 56.92%
| 40.04% | 57.42% | 58.51% | 57.42% | 54.96% | 56.92%
| 40.05% | 57.42% | 58.51% | 57.42% | 54.96% | 56.92%
| 40.05% | 57.42% | 58.51% | 57.42% | 54.96% | 56.92%
| 40.06% | 57.42% | 58.51% | 57.42% | 54.96% | 56.92%
| 40.06% | 57.41% | 58.5% | 57.42% | 54.96% | 56.91%
| 40.07% | 57.41% | 58.5% | 57.42% | 54.96% | 56.91%
| 40.07% | 57.41% | 58.5% | 57.42% | 54.96% | 56.91%
| 40.08% | 57.41% | 58.5% | 57.42% | 54.95% | 56.91%
| 40.09% | 57.41% | 58.5% | 57.42% | 54.95% | 56.91%
| 40.09% | 57.41% | 58.49% | 57.42% | 54.95% | 56.91%
| 40.1% | 57.41% | 58.49% | 57.42% | 54.94% | 56.91%
| 40.1% | 57.41% | 58.49% | 57.41% | 54.94% | 56.9%
| 40.11% | 57.4% | 58.49% | 57.41% | 54.94% | 56.9%
| 40.11% | 57.4% | 58.49% | 57.41% | 54.94% | 56.9%
| 40.12% | 57.4% | 58.49% | 57.41% | 54.93% | 56.9%
| 40.13% | 57.4% | 58.48% | 57.41% | 54.93% | 56.9%
| 40.13% | 57.4% | 58.48% | 57.41% | 54.93% | 56.9%
| 40.14% | 57.4% | 58.48% | 57.41% | 54.93% | 56.9%
| 40.14% | 57.39% | 58.48% | 57.41% | 54.93% | 56.9%
| 40.15% | 57.39% | 58.48% | 57.4% | 54.93% | 56.9%
| 40.15% | 57.39% | 58.48% | 57.4% | 54.92% | 56.9%
| 40.16% | 57.39% | 58.48% | 57.4% | 54.92% | 56.9%
| 40.17% | 57.39% | 58.48% | 57.4% | 54.92% | 56.9%
| 40.17% | 57.39% | 58.48% | 57.4% | 54.92% | 56.9%
| 40.18% | 57.39% | 58.48% | 57.4% | 54.92% | 56.9%
| 40.18% | 57.39% | 58.48% | 57.4% | 54.92% | 56.89%
| 40.19% | 57.38% | 58.48% | 57.4% | 54.92% | 56.89%
| 40.19% | 57.38% | 58.48% | 57.39% | 54.92% | 56.89%
| 40.2% | 57.38% | 58.48% | 57.39% | 54.92% | 56.89%
| 40.21% | 57.38% | 58.47% | 57.39% | 54.92% | 56.89%
| 40.21% | 57.38% | 58.47% | 57.39% | 54.92% | 56.89%
| 40.22% | 57.38% | 58.47% | 57.39% | 54.91% | 56.89%
| 40.22% | 57.38% | 58.47% | 57.39% | 54.91% | 56.89%
| 40.23% | 57.38% | 58.47% | 57.39% | 54.91% | 56.89%
| 40.23% | 57.38% | 58.46% | 57.38% | 54.91% | 56.89%
| 40.24% | 57.37% | 58.46% | 57.38% | 54.91% | 56.89%
| 40.25% | 57.37% | 58.46% | 57.38% | 54.9% | 56.88%
| 40.25% | 57.37% | 58.46% | 57.38% | 54.9% | 56.88%
| 40.26% | 57.37% | 58.46% | 57.37% | 54.9% | 56.88%
| 40.26% | 57.37% | 58.46% | 57.37% | 54.9% | 56.88%
| 40.27% | 57.37% | 58.46% | 57.37% | 54.9% | 56.88%
| 40.27% | 57.37% | 58.45% | 57.37% | 54.9% | 56.88%
| 40.28% | 57.37% | 58.45% | 57.37% | 54.9% | 56.87%
| 40.29% | 57.37% | 58.45% | 57.37% | 54.9% | 56.87%
| 40.29% | 57.36% | 58.45% | 57.37% | 54.9% | 56.87%
| 40.3% | 57.36% | 58.44% | 57.37% | 54.9% | 56.87%
| 40.3% | 57.36% | 58.44% | 57.37% | 54.9% | 56.87%
| 40.31% | 57.36% | 58.44% | 57.37% | 54.9% | 56.87%
| 40.31% | 57.35% | 58.44% | 57.36% | 54.9% | 56.87%
| 40.32% | 57.35% | 58.44% | 57.36% | 54.9% | 56.87%
| 40.33% | 57.35% | 58.44% | 57.36% | 54.89% | 56.87%
| 40.33% | 57.35% | 58.43% | 57.36% | 54.89% | 56.87%
| 40.34% | 57.35% | 58.43% | 57.36% | 54.89% | 56.87%
| 40.34% | 57.35% | 58.43% | 57.35% | 54.89% | 56.87%
| 40.35% | 57.35% | 58.43% | 57.35% | 54.89% | 56.86%
| 40.35% | 57.35% | 58.43% | 57.35% | 54.89% | 56.86%
| 40.36% | 57.35% | 58.43% | 57.35% | 54.89% | 56.86%
| 40.37% | 57.35% | 58.43% | 57.35% | 54.89% | 56.86%
| 40.37% | 57.34% | 58.42% | 57.34% | 54.88% | 56.86%
| 40.38% | 57.34% | 58.42% | 57.34% | 54.88% | 56.86%
| 40.38% | 57.34% | 58.42% | 57.34% | 54.88% | 56.85%
| 40.39% | 57.33% | 58.41% | 57.34% | 54.88% | 56.85%
| 40.39% | 57.33% | 58.41% | 57.34% | 54.88% | 56.85%
| 40.4% | 57.33% | 58.41% | 57.34% | 54.88% | 56.85%
| 40.41% | 57.33% | 58.41% | 57.34% | 54.87% | 56.84%
| 40.41% | 57.33% | 58.41% | 57.34% | 54.87% | 56.84%
| 40.42% | 57.33% | 58.41% | 57.34% | 54.87% | 56.84%
| 40.42% | 57.33% | 58.41% | 57.33% | 54.87% | 56.84%
| 40.43% | 57.33% | 58.41% | 57.33% | 54.87% | 56.84%
| 40.43% | 57.32% | 58.41% | 57.33% | 54.87% | 56.84%
| 40.44% | 57.32% | 58.41% | 57.33% | 54.87% | 56.84%
| 40.45% | 57.32% | 58.41% | 57.33% | 54.87% | 56.83%
| 40.45% | 57.32% | 58.41% | 57.33% | 54.86% | 56.83%
| 40.46% | 57.32% | 58.4% | 57.33% | 54.86% | 56.83%
| 40.46% | 57.32% | 58.4% | 57.33% | 54.86% | 56.83%
| 40.47% | 57.31% | 58.4% | 57.33% | 54.86% | 56.83%
| 40.47% | 57.31% | 58.4% | 57.33% | 54.86% | 56.83%
| 40.48% | 57.31% | 58.4% | 57.33% | 54.86% | 56.83%
| 40.49% | 57.31% | 58.4% | 57.33% | 54.86% | 56.83%
| 40.49% | 57.31% | 58.4% | 57.33% | 54.86% | 56.83%
| 40.5% | 57.3% | 58.4% | 57.33% | 54.86% | 56.83%
| 40.5% | 57.3% | 58.4% | 57.32% | 54.85% | 56.83%
| 40.51% | 57.3% | 58.4% | 57.32% | 54.85% | 56.83%
| 40.51% | 57.3% | 58.39% | 57.32% | 54.85% | 56.83%
| 40.52% | 57.3% | 58.39% | 57.32% | 54.85% | 56.83%
| 40.53% | 57.3% | 58.39% | 57.32% | 54.85% | 56.83%
| 40.53% | 57.3% | 58.39% | 57.31% | 54.85% | 56.82%
| 40.54% | 57.3% | 58.39% | 57.31% | 54.85% | 56.82%
| 40.54% | 57.3% | 58.39% | 57.31% | 54.85% | 56.82%
| 40.55% | 57.3% | 58.39% | 57.31% | 54.85% | 56.82%
| 40.55% | 57.3% | 58.39% | 57.31% | 54.84% | 56.82%
| 40.56% | 57.3% | 58.39% | 57.31% | 54.84% | 56.82%
| 40.57% | 57.3% | 58.39% | 57.31% | 54.84% | 56.82%
| 40.57% | 57.29% | 58.39% | 57.31% | 54.84% | 56.81%
| 40.58% | 57.29% | 58.39% | 57.31% | 54.84% | 56.81%
| 40.58% | 57.29% | 58.38% | 57.31% | 54.84% | 56.81%
| 40.59% | 57.29% | 58.38% | 57.31% | 54.84% | 56.81%
| 40.59% | 57.29% | 58.38% | 57.31% | 54.84% | 56.81%
| 40.6% | 57.29% | 58.38% | 57.31% | 54.84% | 56.81%
| 40.61% | 57.29% | 58.38% | 57.3% | 54.83% | 56.8%
| 40.61% | 57.28% | 58.38% | 57.3% | 54.83% | 56.8%
| 40.62% | 57.28% | 58.38% | 57.3% | 54.83% | 56.8%
| 40.62% | 57.28% | 58.38% | 57.3% | 54.83% | 56.8%
| 40.63% | 57.28% | 58.37% | 57.3% | 54.83% | 56.8%
| 40.63% | 57.28% | 58.37% | 57.3% | 54.82% | 56.8%
| 40.64% | 57.28% | 58.37% | 57.3% | 54.82% | 56.8%
| 40.64% | 57.27% | 58.37% | 57.29% | 54.82% | 56.8%
| 40.65% | 57.27% | 58.37% | 57.29% | 54.81% | 56.8%
| 40.66% | 57.27% | 58.37% | 57.29% | 54.81% | 56.8%
| 40.66% | 57.27% | 58.36% | 57.29% | 54.81% | 56.8%
| 40.67% | 57.27% | 58.36% | 57.28% | 54.81% | 56.8%
| 40.67% | 57.27% | 58.36% | 57.28% | 54.81% | 56.79%
| 40.68% | 57.27% | 58.36% | 57.28% | 54.8% | 56.79%
| 40.68% | 57.27% | 58.36% | 57.28% | 54.8% | 56.79%
| 40.69% | 57.26% | 58.36% | 57.28% | 54.8% | 56.79%
| 40.7% | 57.26% | 58.36% | 57.28% | 54.8% | 56.79%
| 40.7% | 57.26% | 58.36% | 57.28% | 54.8% | 56.79%
| 40.71% | 57.26% | 58.36% | 57.28% | 54.8% | 56.79%
| 40.71% | 57.26% | 58.36% | 57.28% | 54.8% | 56.79%
| 40.72% | 57.26% | 58.36% | 57.28% | 54.8% | 56.79%
| 40.72% | 57.26% | 58.35% | 57.27% | 54.8% | 56.79%
| 40.73% | 57.26% | 58.35% | 57.27% | 54.79% | 56.79%
| 40.74% | 57.26% | 58.35% | 57.27% | 54.79% | 56.79%
| 40.74% | 57.26% | 58.35% | 57.27% | 54.79% | 56.79%
| 40.75% | 57.26% | 58.35% | 57.27% | 54.79% | 56.79%
| 40.75% | 57.25% | 58.35% | 57.27% | 54.79% | 56.78%
| 40.76% | 57.25% | 58.35% | 57.27% | 54.79% | 56.78%
| 40.76% | 57.25% | 58.35% | 57.27% | 54.79% | 56.78%
| 40.77% | 57.25% | 58.34% | 57.26% | 54.79% | 56.78%
| 40.78% | 57.25% | 58.34% | 57.26% | 54.79% | 56.78%
| 40.78% | 57.25% | 58.34% | 57.26% | 54.79% | 56.78%
| 40.79% | 57.25% | 58.34% | 57.26% | 54.78% | 56.78%
| 40.79% | 57.25% | 58.34% | 57.26% | 54.78% | 56.78%
| 40.8% | 57.25% | 58.34% | 57.26% | 54.78% | 56.77%
| 40.8% | 57.25% | 58.34% | 57.26% | 54.78% | 56.77%
| 40.81% | 57.25% | 58.33% | 57.26% | 54.78% | 56.77%
| 40.82% | 57.24% | 58.33% | 57.25% | 54.78% | 56.77%
| 40.82% | 57.24% | 58.33% | 57.25% | 54.78% | 56.77%
| 40.83% | 57.24% | 58.33% | 57.25% | 54.77% | 56.77%
| 40.83% | 57.24% | 58.33% | 57.25% | 54.77% | 56.77%
| 40.84% | 57.24% | 58.33% | 57.25% | 54.77% | 56.77%
| 40.84% | 57.24% | 58.33% | 57.25% | 54.77% | 56.77%
| 40.85% | 57.24% | 58.32% | 57.24% | 54.77% | 56.76%
| 40.86% | 57.24% | 58.32% | 57.24% | 54.77% | 56.76%
| 40.86% | 57.23% | 58.32% | 57.24% | 54.77% | 56.76%
| 40.87% | 57.23% | 58.32% | 57.24% | 54.77% | 56.76%
| 40.87% | 57.23% | 58.32% | 57.24% | 54.76% | 56.76%
| 40.88% | 57.23% | 58.32% | 57.24% | 54.76% | 56.76%
| 40.88% | 57.22% | 58.31% | 57.23% | 54.76% | 56.76%
| 40.89% | 57.22% | 58.31% | 57.23% | 54.76% | 56.75%
| 40.9% | 57.22% | 58.31% | 57.23% | 54.76% | 56.75%
| 40.9% | 57.22% | 58.31% | 57.23% | 54.76% | 56.75%
| 40.91% | 57.22% | 58.3% | 57.23% | 54.76% | 56.75%
| 40.91% | 57.22% | 58.3% | 57.23% | 54.76% | 56.75%
| 40.92% | 57.22% | 58.3% | 57.23% | 54.76% | 56.75%
| 40.92% | 57.22% | 58.3% | 57.23% | 54.76% | 56.74%
| 40.93% | 57.21% | 58.3% | 57.23% | 54.76% | 56.74%
| 40.94% | 57.21% | 58.3% | 57.23% | 54.75% | 56.74%
| 40.94% | 57.21% | 58.3% | 57.23% | 54.75% | 56.74%
| 40.95% | 57.21% | 58.29% | 57.22% | 54.75% | 56.74%
| 40.95% | 57.21% | 58.29% | 57.22% | 54.75% | 56.74%
| 40.96% | 57.21% | 58.29% | 57.22% | 54.75% | 56.74%
| 40.96% | 57.21% | 58.29% | 57.22% | 54.75% | 56.73%
| 40.97% | 57.21% | 58.29% | 57.22% | 54.75% | 56.73%
| 40.98% | 57.21% | 58.29% | 57.22% | 54.74% | 56.73%
| 40.98% | 57.2% | 58.28% | 57.22% | 54.74% | 56.73%
| 40.99% | 57.2% | 58.28% | 57.21% | 54.74% | 56.72%
| 40.99% | 57.2% | 58.28% | 57.21% | 54.74% | 56.72%
| 41% | 57.2% | 58.28% | 57.21% | 54.74% | 56.72%
| 41% | 57.2% | 58.28% | 57.21% | 54.74% | 56.72%
| 41.01% | 57.2% | 58.28% | 57.21% | 54.74% | 56.72%
| 41.02% | 57.2% | 58.28% | 57.21% | 54.74% | 56.72%
| 41.02% | 57.2% | 58.28% | 57.21% | 54.74% | 56.72%
| 41.03% | 57.2% | 58.28% | 57.21% | 54.74% | 56.72%
| 41.03% | 57.2% | 58.28% | 57.21% | 54.73% | 56.72%
| 41.04% | 57.19% | 58.28% | 57.21% | 54.73% | 56.72%
| 41.04% | 57.19% | 58.27% | 57.21% | 54.73% | 56.72%
| 41.05% | 57.19% | 58.27% | 57.21% | 54.73% | 56.71%
| 41.06% | 57.19% | 58.27% | 57.2% | 54.73% | 56.71%
| 41.06% | 57.19% | 58.27% | 57.2% | 54.73% | 56.71%
| 41.07% | 57.19% | 58.27% | 57.2% | 54.73% | 56.71%
| 41.07% | 57.19% | 58.27% | 57.2% | 54.73% | 56.71%
| 41.08% | 57.19% | 58.27% | 57.2% | 54.72% | 56.71%
| 41.08% | 57.19% | 58.26% | 57.2% | 54.72% | 56.7%
| 41.09% | 57.19% | 58.26% | 57.2% | 54.72% | 56.7%
| 41.1% | 57.18% | 58.26% | 57.19% | 54.72% | 56.7%
| 41.1% | 57.18% | 58.26% | 57.19% | 54.72% | 56.7%
| 41.11% | 57.18% | 58.26% | 57.19% | 54.72% | 56.7%
| 41.11% | 57.18% | 58.26% | 57.19% | 54.72% | 56.7%
| 41.12% | 57.18% | 58.26% | 57.19% | 54.72% | 56.7%
| 41.12% | 57.17% | 58.25% | 57.19% | 54.72% | 56.69%
| 41.13% | 57.17% | 58.25% | 57.19% | 54.71% | 56.69%
| 41.14% | 57.17% | 58.25% | 57.19% | 54.71% | 56.69%
| 41.14% | 57.17% | 58.25% | 57.18% | 54.71% | 56.69%
| 41.15% | 57.17% | 58.25% | 57.18% | 54.71% | 56.69%
| 41.15% | 57.17% | 58.25% | 57.18% | 54.71% | 56.69%
| 41.16% | 57.16% | 58.25% | 57.18% | 54.71% | 56.69%
| 41.16% | 57.16% | 58.25% | 57.18% | 54.71% | 56.68%
| 41.17% | 57.16% | 58.24% | 57.18% | 54.71% | 56.68%
| 41.18% | 57.16% | 58.24% | 57.18% | 54.71% | 56.68%
| 41.18% | 57.16% | 58.24% | 57.18% | 54.71% | 56.68%
| 41.19% | 57.15% | 58.24% | 57.18% | 54.7% | 56.68%
| 41.19% | 57.15% | 58.24% | 57.18% | 54.7% | 56.68%
| 41.2% | 57.15% | 58.24% | 57.18% | 54.7% | 56.68%
| 41.2% | 57.15% | 58.24% | 57.17% | 54.7% | 56.68%
| 41.21% | 57.15% | 58.24% | 57.17% | 54.7% | 56.68%
| 41.22% | 57.15% | 58.24% | 57.17% | 54.7% | 56.67%
| 41.22% | 57.15% | 58.24% | 57.17% | 54.7% | 56.67%
| 41.23% | 57.15% | 58.24% | 57.17% | 54.69% | 56.67%
| 41.23% | 57.14% | 58.24% | 57.17% | 54.69% | 56.67%
| 41.24% | 57.14% | 58.23% | 57.17% | 54.69% | 56.67%
| 41.24% | 57.14% | 58.23% | 57.16% | 54.69% | 56.67%
| 41.25% | 57.14% | 58.23% | 57.16% | 54.69% | 56.66%
| 41.26% | 57.14% | 58.23% | 57.16% | 54.69% | 56.66%
| 41.26% | 57.14% | 58.23% | 57.16% | 54.69% | 56.66%
| 41.27% | 57.14% | 58.23% | 57.16% | 54.69% | 56.66%
| 41.27% | 57.14% | 58.23% | 57.16% | 54.69% | 56.66%
| 41.28% | 57.13% | 58.23% | 57.16% | 54.68% | 56.66%
| 41.28% | 57.13% | 58.23% | 57.16% | 54.68% | 56.66%
| 41.29% | 57.13% | 58.22% | 57.15% | 54.68% | 56.66%
| 41.3% | 57.13% | 58.22% | 57.15% | 54.68% | 56.65%
| 41.3% | 57.13% | 58.22% | 57.15% | 54.68% | 56.65%
| 41.31% | 57.13% | 58.22% | 57.15% | 54.68% | 56.65%
| 41.31% | 57.13% | 58.22% | 57.15% | 54.67% | 56.65%
| 41.32% | 57.13% | 58.21% | 57.15% | 54.67% | 56.65%
| 41.32% | 57.13% | 58.21% | 57.15% | 54.67% | 56.65%
| 41.33% | 57.12% | 58.21% | 57.15% | 54.67% | 56.64%
| 41.34% | 57.12% | 58.21% | 57.15% | 54.67% | 56.64%
| 41.34% | 57.12% | 58.21% | 57.14% | 54.67% | 56.64%
| 41.35% | 57.12% | 58.21% | 57.14% | 54.67% | 56.64%
| 41.35% | 57.12% | 58.21% | 57.14% | 54.67% | 56.63%
| 41.36% | 57.11% | 58.2% | 57.14% | 54.67% | 56.63%
| 41.36% | 57.11% | 58.2% | 57.14% | 54.67% | 56.63%
| 41.37% | 57.11% | 58.2% | 57.14% | 54.66% | 56.63%
| 41.38% | 57.11% | 58.2% | 57.14% | 54.66% | 56.63%
| 41.38% | 57.11% | 58.2% | 57.14% | 54.66% | 56.63%
| 41.39% | 57.11% | 58.19% | 57.13% | 54.66% | 56.63%
| 41.39% | 57.11% | 58.19% | 57.13% | 54.66% | 56.63%
| 41.4% | 57.1% | 58.19% | 57.13% | 54.66% | 56.63%
| 41.4% | 57.1% | 58.19% | 57.13% | 54.66% | 56.63%
| 41.41% | 57.1% | 58.18% | 57.13% | 54.65% | 56.63%
| 41.42% | 57.1% | 58.18% | 57.13% | 54.65% | 56.62%
| 41.42% | 57.1% | 58.18% | 57.13% | 54.65% | 56.62%
| 41.43% | 57.1% | 58.18% | 57.13% | 54.65% | 56.62%
| 41.43% | 57.1% | 58.18% | 57.13% | 54.65% | 56.62%
| 41.44% | 57.1% | 58.18% | 57.12% | 54.65% | 56.62%
| 41.44% | 57.1% | 58.18% | 57.12% | 54.65% | 56.62%
| 41.45% | 57.09% | 58.18% | 57.12% | 54.65% | 56.62%
| 41.46% | 57.09% | 58.18% | 57.12% | 54.65% | 56.62%
| 41.46% | 57.09% | 58.18% | 57.12% | 54.64% | 56.62%
| 41.47% | 57.09% | 58.18% | 57.11% | 54.64% | 56.62%
| 41.47% | 57.09% | 58.18% | 57.11% | 54.64% | 56.62%
| 41.48% | 57.08% | 58.18% | 57.11% | 54.64% | 56.62%
| 41.48% | 57.08% | 58.18% | 57.1% | 54.64% | 56.62%
| 41.49% | 57.08% | 58.18% | 57.1% | 54.64% | 56.62%
| 41.5% | 57.08% | 58.17% | 57.1% | 54.64% | 56.62%
| 41.5% | 57.08% | 58.17% | 57.1% | 54.64% | 56.61%
| 41.51% | 57.08% | 58.17% | 57.1% | 54.64% | 56.61%
| 41.51% | 57.08% | 58.17% | 57.1% | 54.64% | 56.61%
| 41.52% | 57.08% | 58.17% | 57.1% | 54.64% | 56.61%
| 41.52% | 57.08% | 58.17% | 57.1% | 54.64% | 56.61%
| 41.53% | 57.07% | 58.17% | 57.1% | 54.63% | 56.61%
| 41.54% | 57.07% | 58.17% | 57.1% | 54.63% | 56.61%
| 41.54% | 57.07% | 58.17% | 57.1% | 54.63% | 56.6%
| 41.55% | 57.07% | 58.17% | 57.1% | 54.63% | 56.6%
| 41.55% | 57.07% | 58.17% | 57.09% | 54.63% | 56.6%
| 41.56% | 57.07% | 58.16% | 57.09% | 54.63% | 56.6%
| 41.56% | 57.07% | 58.16% | 57.09% | 54.62% | 56.6%
| 41.57% | 57.06% | 58.16% | 57.09% | 54.62% | 56.6%
| 41.58% | 57.06% | 58.16% | 57.09% | 54.62% | 56.59%
| 41.58% | 57.06% | 58.16% | 57.09% | 54.62% | 56.59%
| 41.59% | 57.06% | 58.15% | 57.09% | 54.62% | 56.59%
| 41.59% | 57.06% | 58.15% | 57.09% | 54.62% | 56.59%
| 41.6% | 57.06% | 58.15% | 57.09% | 54.62% | 56.59%
| 41.6% | 57.06% | 58.15% | 57.09% | 54.62% | 56.59%
| 41.61% | 57.06% | 58.15% | 57.09% | 54.62% | 56.59%
| 41.62% | 57.06% | 58.15% | 57.09% | 54.62% | 56.58%
| 41.62% | 57.05% | 58.14% | 57.08% | 54.62% | 56.58%
| 41.63% | 57.05% | 58.14% | 57.08% | 54.62% | 56.58%
| 41.63% | 57.05% | 58.14% | 57.08% | 54.62% | 56.58%
| 41.64% | 57.05% | 58.14% | 57.08% | 54.61% | 56.58%
| 41.64% | 57.05% | 58.13% | 57.08% | 54.61% | 56.57%
| 41.65% | 57.05% | 58.13% | 57.08% | 54.61% | 56.57%
| 41.66% | 57.04% | 58.13% | 57.08% | 54.61% | 56.57%
| 41.66% | 57.04% | 58.13% | 57.08% | 54.61% | 56.57%
| 41.67% | 57.04% | 58.13% | 57.08% | 54.6% | 56.57%
| 41.67% | 57.04% | 58.13% | 57.07% | 54.6% | 56.57%
| 41.68% | 57.04% | 58.12% | 57.07% | 54.6% | 56.57%
| 41.68% | 57.04% | 58.12% | 57.07% | 54.6% | 56.57%
| 41.69% | 57.03% | 58.12% | 57.07% | 54.6% | 56.57%
| 41.7% | 57.03% | 58.12% | 57.07% | 54.6% | 56.57%
| 41.7% | 57.03% | 58.12% | 57.07% | 54.59% | 56.57%
| 41.71% | 57.03% | 58.12% | 57.07% | 54.59% | 56.57%
| 41.71% | 57.03% | 58.12% | 57.07% | 54.59% | 56.57%
| 41.72% | 57.03% | 58.11% | 57.07% | 54.59% | 56.57%
| 41.72% | 57.02% | 58.11% | 57.06% | 54.59% | 56.56%
| 41.73% | 57.02% | 58.11% | 57.06% | 54.59% | 56.56%
| 41.74% | 57.02% | 58.11% | 57.06% | 54.59% | 56.56%
| 41.74% | 57.02% | 58.11% | 57.06% | 54.59% | 56.56%
| 41.75% | 57.02% | 58.11% | 57.06% | 54.59% | 56.56%
| 41.75% | 57.02% | 58.11% | 57.06% | 54.59% | 56.56%
| 41.76% | 57.01% | 58.11% | 57.05% | 54.59% | 56.55%
| 41.76% | 57.01% | 58.11% | 57.05% | 54.59% | 56.55%
| 41.77% | 57.01% | 58.11% | 57.05% | 54.59% | 56.55%
| 41.78% | 57.01% | 58.1% | 57.05% | 54.59% | 56.55%
| 41.78% | 57.01% | 58.1% | 57.05% | 54.59% | 56.55%
| 41.79% | 57.01% | 58.1% | 57.05% | 54.58% | 56.55%
| 41.79% | 57% | 58.1% | 57.05% | 54.58% | 56.55%
| 41.8% | 57% | 58.09% | 57.05% | 54.58% | 56.55%
| 41.8% | 57% | 58.09% | 57.04% | 54.58% | 56.55%
| 41.81% | 57% | 58.09% | 57.04% | 54.58% | 56.54%
| 41.82% | 57% | 58.09% | 57.04% | 54.58% | 56.54%
| 41.82% | 56.99% | 58.09% | 57.04% | 54.58% | 56.54%
| 41.83% | 56.99% | 58.09% | 57.04% | 54.58% | 56.54%
| 41.83% | 56.99% | 58.08% | 57.04% | 54.58% | 56.54%
| 41.84% | 56.99% | 58.08% | 57.04% | 54.58% | 56.54%
| 41.84% | 56.99% | 58.08% | 57.03% | 54.58% | 56.54%
| 41.85% | 56.99% | 58.07% | 57.03% | 54.57% | 56.54%
| 41.86% | 56.99% | 58.07% | 57.03% | 54.57% | 56.54%
| 41.86% | 56.98% | 58.07% | 57.03% | 54.56% | 56.54%
| 41.87% | 56.98% | 58.07% | 57.03% | 54.56% | 56.54%
| 41.87% | 56.98% | 58.07% | 57.03% | 54.56% | 56.53%
| 41.88% | 56.98% | 58.07% | 57.03% | 54.56% | 56.53%
| 41.88% | 56.98% | 58.07% | 57.03% | 54.56% | 56.53%
| 41.89% | 56.98% | 58.07% | 57.03% | 54.55% | 56.53%
| 41.89% | 56.98% | 58.07% | 57.03% | 54.55% | 56.53%
| 41.9% | 56.97% | 58.06% | 57.03% | 54.55% | 56.52%
| 41.91% | 56.97% | 58.06% | 57.03% | 54.55% | 56.52%
| 41.91% | 56.97% | 58.06% | 57.03% | 54.55% | 56.52%
| 41.92% | 56.97% | 58.06% | 57.02% | 54.55% | 56.52%
| 41.92% | 56.97% | 58.06% | 57.02% | 54.55% | 56.52%
| 41.93% | 56.97% | 58.06% | 57.02% | 54.55% | 56.52%
| 41.93% | 56.97% | 58.06% | 57.02% | 54.55% | 56.52%
| 41.94% | 56.96% | 58.05% | 57.01% | 54.55% | 56.52%
| 41.95% | 56.96% | 58.05% | 57.01% | 54.54% | 56.52%
| 41.95% | 56.96% | 58.05% | 57.01% | 54.54% | 56.52%
| 41.96% | 56.96% | 58.05% | 57.01% | 54.54% | 56.52%
| 41.96% | 56.96% | 58.05% | 57.01% | 54.54% | 56.52%
| 41.97% | 56.96% | 58.04% | 57.01% | 54.54% | 56.52%
| 41.97% | 56.96% | 58.04% | 57% | 54.54% | 56.52%
| 41.98% | 56.95% | 58.04% | 57% | 54.54% | 56.52%
| 41.99% | 56.95% | 58.04% | 57% | 54.54% | 56.51%
| 41.99% | 56.95% | 58.04% | 57% | 54.53% | 56.51%
| 42% | 56.95% | 58.03% | 57% | 54.53% | 56.51%
| 42% | 56.95% | 58.03% | 57% | 54.53% | 56.51%
| 42.01% | 56.95% | 58.03% | 56.99% | 54.52% | 56.51%
| 42.01% | 56.95% | 58.03% | 56.99% | 54.52% | 56.51%
| 42.02% | 56.95% | 58.03% | 56.99% | 54.52% | 56.51%
| 42.03% | 56.94% | 58.03% | 56.99% | 54.52% | 56.51%
| 42.03% | 56.94% | 58.03% | 56.99% | 54.52% | 56.51%
| 42.04% | 56.94% | 58.03% | 56.99% | 54.52% | 56.51%
| 42.04% | 56.94% | 58.02% | 56.99% | 54.52% | 56.51%
| 42.05% | 56.94% | 58.02% | 56.98% | 54.52% | 56.5%
| 42.05% | 56.94% | 58.02% | 56.98% | 54.52% | 56.49%
| 42.06% | 56.94% | 58.02% | 56.98% | 54.52% | 56.49%
| 42.07% | 56.94% | 58.02% | 56.98% | 54.52% | 56.49%
| 42.07% | 56.94% | 58.02% | 56.98% | 54.52% | 56.49%
| 42.08% | 56.94% | 58.02% | 56.98% | 54.51% | 56.49%
| 42.08% | 56.94% | 58.02% | 56.98% | 54.51% | 56.49%
| 42.09% | 56.94% | 58.02% | 56.98% | 54.51% | 56.48%
| 42.09% | 56.94% | 58.02% | 56.97% | 54.51% | 56.48%
| 42.1% | 56.93% | 58.02% | 56.97% | 54.51% | 56.48%
| 42.11% | 56.93% | 58.01% | 56.97% | 54.51% | 56.48%
| 42.11% | 56.93% | 58.01% | 56.97% | 54.51% | 56.48%
| 42.12% | 56.93% | 58.01% | 56.97% | 54.5% | 56.48%
| 42.12% | 56.93% | 58.01% | 56.97% | 54.5% | 56.48%
| 42.13% | 56.93% | 58.01% | 56.97% | 54.5% | 56.48%
| 42.13% | 56.93% | 58% | 56.97% | 54.5% | 56.47%
| 42.14% | 56.93% | 58% | 56.97% | 54.5% | 56.47%
| 42.15% | 56.92% | 58% | 56.97% | 54.5% | 56.47%
| 42.15% | 56.92% | 58% | 56.96% | 54.5% | 56.47%
| 42.16% | 56.92% | 58% | 56.96% | 54.5% | 56.47%
| 42.16% | 56.92% | 58% | 56.96% | 54.5% | 56.47%
| 42.17% | 56.92% | 58% | 56.96% | 54.5% | 56.47%
| 42.17% | 56.92% | 58% | 56.96% | 54.49% | 56.47%
| 42.18% | 56.92% | 58% | 56.96% | 54.49% | 56.47%
| 42.19% | 56.92% | 58% | 56.96% | 54.49% | 56.47%
| 42.19% | 56.92% | 57.99% | 56.96% | 54.49% | 56.46%
| 42.2% | 56.92% | 57.99% | 56.96% | 54.49% | 56.46%
| 42.2% | 56.92% | 57.99% | 56.96% | 54.49% | 56.46%
| 42.21% | 56.91% | 57.99% | 56.96% | 54.48% | 56.46%
| 42.21% | 56.91% | 57.99% | 56.96% | 54.48% | 56.46%
| 42.22% | 56.91% | 57.99% | 56.95% | 54.48% | 56.46%
| 42.23% | 56.91% | 57.98% | 56.95% | 54.48% | 56.46%
| 42.23% | 56.91% | 57.98% | 56.95% | 54.48% | 56.45%
| 42.24% | 56.91% | 57.98% | 56.95% | 54.48% | 56.45%
| 42.24% | 56.91% | 57.98% | 56.95% | 54.48% | 56.45%
| 42.25% | 56.91% | 57.98% | 56.95% | 54.47% | 56.45%
| 42.25% | 56.9% | 57.98% | 56.95% | 54.47% | 56.45%
| 42.26% | 56.9% | 57.98% | 56.95% | 54.47% | 56.45%
| 42.27% | 56.9% | 57.97% | 56.95% | 54.47% | 56.44%
| 42.27% | 56.89% | 57.97% | 56.94% | 54.47% | 56.44%
| 42.28% | 56.89% | 57.97% | 56.94% | 54.46% | 56.44%
| 42.28% | 56.89% | 57.97% | 56.94% | 54.46% | 56.44%
| 42.29% | 56.89% | 57.97% | 56.94% | 54.46% | 56.44%
| 42.29% | 56.89% | 57.97% | 56.94% | 54.46% | 56.44%
| 42.3% | 56.89% | 57.96% | 56.94% | 54.46% | 56.44%
| 42.31% | 56.88% | 57.96% | 56.94% | 54.46% | 56.43%
| 42.31% | 56.88% | 57.96% | 56.93% | 54.46% | 56.43%
| 42.32% | 56.88% | 57.96% | 56.93% | 54.45% | 56.43%
| 42.32% | 56.88% | 57.96% | 56.93% | 54.45% | 56.43%
| 42.33% | 56.88% | 57.96% | 56.93% | 54.45% | 56.43%
| 42.33% | 56.88% | 57.96% | 56.93% | 54.45% | 56.42%
| 42.34% | 56.87% | 57.96% | 56.93% | 54.45% | 56.42%
| 42.35% | 56.87% | 57.95% | 56.93% | 54.45% | 56.42%
| 42.35% | 56.87% | 57.95% | 56.92% | 54.45% | 56.42%
| 42.36% | 56.87% | 57.95% | 56.92% | 54.45% | 56.42%
| 42.36% | 56.87% | 57.95% | 56.92% | 54.44% | 56.42%
| 42.37% | 56.87% | 57.95% | 56.92% | 54.44% | 56.42%
| 42.37% | 56.87% | 57.95% | 56.92% | 54.44% | 56.42%
| 42.38% | 56.87% | 57.95% | 56.92% | 54.44% | 56.42%
| 42.39% | 56.86% | 57.94% | 56.91% | 54.44% | 56.41%
| 42.39% | 56.86% | 57.94% | 56.91% | 54.43% | 56.41%
| 42.4% | 56.86% | 57.94% | 56.91% | 54.43% | 56.41%
| 42.4% | 56.86% | 57.94% | 56.91% | 54.43% | 56.41%
| 42.41% | 56.86% | 57.94% | 56.91% | 54.43% | 56.41%
| 42.41% | 56.86% | 57.94% | 56.91% | 54.43% | 56.41%
| 42.42% | 56.86% | 57.94% | 56.91% | 54.43% | 56.41%
| 42.43% | 56.85% | 57.94% | 56.91% | 54.43% | 56.41%
| 42.43% | 56.85% | 57.93% | 56.9% | 54.43% | 56.41%
| 42.44% | 56.85% | 57.93% | 56.9% | 54.43% | 56.41%
| 42.44% | 56.85% | 57.93% | 56.9% | 54.43% | 56.41%
| 42.45% | 56.85% | 57.93% | 56.9% | 54.43% | 56.41%
| 42.45% | 56.85% | 57.93% | 56.9% | 54.42% | 56.4%
| 42.46% | 56.84% | 57.93% | 56.9% | 54.42% | 56.4%
| 42.47% | 56.84% | 57.93% | 56.89% | 54.42% | 56.4%
| 42.47% | 56.84% | 57.93% | 56.89% | 54.42% | 56.4%
| 42.48% | 56.84% | 57.93% | 56.89% | 54.42% | 56.4%
| 42.48% | 56.84% | 57.93% | 56.89% | 54.42% | 56.4%
| 42.49% | 56.84% | 57.93% | 56.89% | 54.42% | 56.4%
| 42.49% | 56.84% | 57.93% | 56.89% | 54.42% | 56.4%
| 42.5% | 56.84% | 57.92% | 56.89% | 54.42% | 56.39%
| 42.51% | 56.83% | 57.92% | 56.89% | 54.41% | 56.39%
| 42.51% | 56.83% | 57.92% | 56.89% | 54.41% | 56.39%
| 42.52% | 56.83% | 57.92% | 56.89% | 54.41% | 56.39%
| 42.52% | 56.83% | 57.92% | 56.89% | 54.41% | 56.39%
| 42.53% | 56.83% | 57.91% | 56.89% | 54.41% | 56.39%
| 42.53% | 56.83% | 57.91% | 56.89% | 54.41% | 56.39%
| 42.54% | 56.82% | 57.91% | 56.88% | 54.41% | 56.39%
| 42.55% | 56.82% | 57.91% | 56.88% | 54.41% | 56.38%
| 42.55% | 56.82% | 57.91% | 56.88% | 54.4% | 56.38%
| 42.56% | 56.82% | 57.91% | 56.88% | 54.4% | 56.38%
| 42.56% | 56.82% | 57.91% | 56.88% | 54.4% | 56.38%
| 42.57% | 56.82% | 57.91% | 56.87% | 54.4% | 56.37%
| 42.57% | 56.82% | 57.91% | 56.87% | 54.4% | 56.37%
| 42.58% | 56.82% | 57.9% | 56.87% | 54.4% | 56.37%
| 42.59% | 56.82% | 57.9% | 56.87% | 54.4% | 56.37%
| 42.59% | 56.82% | 57.9% | 56.87% | 54.4% | 56.37%
| 42.6% | 56.82% | 57.9% | 56.87% | 54.4% | 56.36%
| 42.6% | 56.82% | 57.9% | 56.87% | 54.4% | 56.36%
| 42.61% | 56.81% | 57.9% | 56.87% | 54.39% | 56.36%
| 42.61% | 56.81% | 57.9% | 56.87% | 54.39% | 56.36%
| 42.62% | 56.81% | 57.9% | 56.87% | 54.39% | 56.36%
| 42.63% | 56.81% | 57.9% | 56.86% | 54.39% | 56.36%
| 42.63% | 56.81% | 57.9% | 56.86% | 54.39% | 56.36%
| 42.64% | 56.81% | 57.9% | 56.86% | 54.39% | 56.36%
| 42.64% | 56.8% | 57.9% | 56.86% | 54.39% | 56.36%
| 42.65% | 56.8% | 57.89% | 56.86% | 54.39% | 56.36%
| 42.65% | 56.8% | 57.89% | 56.86% | 54.39% | 56.36%
| 42.66% | 56.8% | 57.88% | 56.86% | 54.39% | 56.36%
| 42.67% | 56.8% | 57.88% | 56.86% | 54.38% | 56.36%
| 42.67% | 56.8% | 57.88% | 56.86% | 54.38% | 56.36%
| 42.68% | 56.8% | 57.88% | 56.85% | 54.38% | 56.35%
| 42.68% | 56.8% | 57.88% | 56.85% | 54.38% | 56.35%
| 42.69% | 56.8% | 57.88% | 56.85% | 54.38% | 56.35%
| 42.69% | 56.79% | 57.88% | 56.85% | 54.38% | 56.35%
| 42.7% | 56.79% | 57.88% | 56.85% | 54.38% | 56.35%
| 42.71% | 56.79% | 57.88% | 56.85% | 54.38% | 56.35%
| 42.71% | 56.79% | 57.87% | 56.84% | 54.38% | 56.34%
| 42.72% | 56.79% | 57.87% | 56.84% | 54.38% | 56.34%
| 42.72% | 56.79% | 57.87% | 56.84% | 54.37% | 56.34%
| 42.73% | 56.79% | 57.87% | 56.84% | 54.37% | 56.34%
| 42.73% | 56.79% | 57.87% | 56.84% | 54.37% | 56.34%
| 42.74% | 56.79% | 57.87% | 56.84% | 54.37% | 56.34%
| 42.75% | 56.79% | 57.87% | 56.83% | 54.37% | 56.34%
| 42.75% | 56.79% | 57.87% | 56.83% | 54.37% | 56.33%
| 42.76% | 56.78% | 57.87% | 56.83% | 54.37% | 56.33%
| 42.76% | 56.78% | 57.86% | 56.83% | 54.37% | 56.33%
| 42.77% | 56.78% | 57.86% | 56.83% | 54.37% | 56.33%
| 42.77% | 56.78% | 57.86% | 56.82% | 54.37% | 56.33%
| 42.78% | 56.78% | 57.86% | 56.82% | 54.36% | 56.33%
| 42.79% | 56.78% | 57.86% | 56.82% | 54.36% | 56.33%
| 42.79% | 56.78% | 57.86% | 56.82% | 54.36% | 56.32%
| 42.8% | 56.77% | 57.86% | 56.82% | 54.36% | 56.32%
| 42.8% | 56.77% | 57.85% | 56.82% | 54.36% | 56.32%
| 42.81% | 56.77% | 57.85% | 56.82% | 54.36% | 56.32%
| 42.81% | 56.77% | 57.85% | 56.81% | 54.36% | 56.32%
| 42.82% | 56.77% | 57.85% | 56.81% | 54.36% | 56.32%
| 42.83% | 56.77% | 57.85% | 56.8% | 54.36% | 56.31%
| 42.83% | 56.77% | 57.85% | 56.8% | 54.36% | 56.31%
| 42.84% | 56.77% | 57.85% | 56.8% | 54.36% | 56.31%
| 42.84% | 56.77% | 57.85% | 56.8% | 54.35% | 56.31%
| 42.85% | 56.77% | 57.84% | 56.8% | 54.35% | 56.31%
| 42.85% | 56.76% | 57.84% | 56.8% | 54.35% | 56.31%
| 42.86% | 56.76% | 57.84% | 56.8% | 54.35% | 56.31%
| 42.87% | 56.76% | 57.84% | 56.79% | 54.35% | 56.31%
| 42.87% | 56.76% | 57.83% | 56.79% | 54.35% | 56.31%
| 42.88% | 56.76% | 57.83% | 56.79% | 54.34% | 56.3%
| 42.88% | 56.76% | 57.83% | 56.79% | 54.34% | 56.3%
| 42.89% | 56.76% | 57.83% | 56.79% | 54.34% | 56.3%
| 42.89% | 56.76% | 57.83% | 56.78% | 54.34% | 56.3%
| 42.9% | 56.76% | 57.83% | 56.78% | 54.34% | 56.3%
| 42.91% | 56.75% | 57.83% | 56.78% | 54.34% | 56.3%
| 42.91% | 56.75% | 57.83% | 56.78% | 54.34% | 56.3%
| 42.92% | 56.75% | 57.83% | 56.77% | 54.34% | 56.3%
| 42.92% | 56.75% | 57.83% | 56.77% | 54.33% | 56.3%
| 42.93% | 56.75% | 57.82% | 56.77% | 54.33% | 56.3%
| 42.93% | 56.75% | 57.82% | 56.77% | 54.33% | 56.3%
| 42.94% | 56.75% | 57.82% | 56.77% | 54.33% | 56.3%
| 42.95% | 56.75% | 57.81% | 56.77% | 54.33% | 56.29%
| 42.95% | 56.75% | 57.81% | 56.77% | 54.32% | 56.29%
| 42.96% | 56.75% | 57.81% | 56.77% | 54.32% | 56.29%
| 42.96% | 56.74% | 57.81% | 56.77% | 54.32% | 56.29%
| 42.97% | 56.74% | 57.81% | 56.77% | 54.32% | 56.29%
| 42.97% | 56.74% | 57.81% | 56.76% | 54.32% | 56.29%
| 42.98% | 56.74% | 57.81% | 56.76% | 54.32% | 56.29%
| 42.99% | 56.74% | 57.81% | 56.76% | 54.32% | 56.29%
| 42.99% | 56.73% | 57.81% | 56.76% | 54.32% | 56.28%
| 43% | 56.73% | 57.8% | 56.76% | 54.31% | 56.28%
| 43% | 56.73% | 57.8% | 56.76% | 54.31% | 56.28%
| 43.01% | 56.73% | 57.8% | 56.75% | 54.31% | 56.28%
| 43.01% | 56.73% | 57.8% | 56.75% | 54.31% | 56.28%
| 43.02% | 56.73% | 57.8% | 56.75% | 54.31% | 56.28%
| 43.03% | 56.72% | 57.8% | 56.75% | 54.31% | 56.28%
| 43.03% | 56.72% | 57.8% | 56.75% | 54.31% | 56.28%
| 43.04% | 56.72% | 57.8% | 56.75% | 54.31% | 56.28%
| 43.04% | 56.72% | 57.8% | 56.75% | 54.31% | 56.28%
| 43.05% | 56.72% | 57.79% | 56.74% | 54.3% | 56.28%
| 43.05% | 56.72% | 57.79% | 56.74% | 54.3% | 56.27%
| 43.06% | 56.72% | 57.79% | 56.74% | 54.3% | 56.27%
| 43.07% | 56.72% | 57.79% | 56.74% | 54.3% | 56.27%
| 43.07% | 56.72% | 57.79% | 56.74% | 54.3% | 56.27%
| 43.08% | 56.71% | 57.79% | 56.74% | 54.3% | 56.27%
| 43.08% | 56.71% | 57.79% | 56.74% | 54.3% | 56.27%
| 43.09% | 56.71% | 57.78% | 56.74% | 54.3% | 56.27%
| 43.09% | 56.71% | 57.78% | 56.73% | 54.3% | 56.27%
| 43.1% | 56.71% | 57.78% | 56.73% | 54.3% | 56.27%
| 43.11% | 56.71% | 57.78% | 56.73% | 54.29% | 56.27%
| 43.11% | 56.7% | 57.77% | 56.73% | 54.29% | 56.27%
| 43.12% | 56.7% | 57.77% | 56.73% | 54.29% | 56.27%
| 43.12% | 56.7% | 57.77% | 56.72% | 54.29% | 56.26%
| 43.13% | 56.7% | 57.77% | 56.72% | 54.29% | 56.26%
| 43.13% | 56.7% | 57.77% | 56.72% | 54.29% | 56.26%
| 43.14% | 56.7% | 57.77% | 56.72% | 54.29% | 56.26%
| 43.14% | 56.7% | 57.76% | 56.72% | 54.29% | 56.26%
| 43.15% | 56.7% | 57.76% | 56.72% | 54.29% | 56.26%
| 43.16% | 56.7% | 57.76% | 56.72% | 54.29% | 56.26%
| 43.16% | 56.69% | 57.76% | 56.72% | 54.29% | 56.26%
| 43.17% | 56.69% | 57.76% | 56.72% | 54.29% | 56.26%
| 43.17% | 56.69% | 57.76% | 56.72% | 54.28% | 56.25%
| 43.18% | 56.69% | 57.76% | 56.71% | 54.28% | 56.25%
| 43.18% | 56.69% | 57.75% | 56.71% | 54.28% | 56.25%
| 43.19% | 56.69% | 57.75% | 56.71% | 54.28% | 56.25%
| 43.2% | 56.69% | 57.75% | 56.71% | 54.28% | 56.25%
| 43.2% | 56.69% | 57.75% | 56.71% | 54.28% | 56.25%
| 43.21% | 56.68% | 57.75% | 56.71% | 54.28% | 56.25%
| 43.21% | 56.68% | 57.75% | 56.71% | 54.28% | 56.25%
| 43.22% | 56.68% | 57.75% | 56.71% | 54.28% | 56.25%
| 43.22% | 56.68% | 57.74% | 56.71% | 54.28% | 56.25%
| 43.23% | 56.68% | 57.74% | 56.71% | 54.28% | 56.25%
| 43.24% | 56.67% | 57.74% | 56.71% | 54.28% | 56.25%
| 43.24% | 56.67% | 57.74% | 56.71% | 54.27% | 56.24%
| 43.25% | 56.67% | 57.73% | 56.71% | 54.27% | 56.24%
| 43.25% | 56.66% | 57.73% | 56.7% | 54.27% | 56.24%
| 43.26% | 56.66% | 57.73% | 56.7% | 54.27% | 56.24%
| 43.26% | 56.66% | 57.73% | 56.7% | 54.27% | 56.24%
| 43.27% | 56.66% | 57.73% | 56.7% | 54.27% | 56.24%
| 43.28% | 56.66% | 57.73% | 56.7% | 54.27% | 56.24%
| 43.28% | 56.66% | 57.73% | 56.7% | 54.27% | 56.24%
| 43.29% | 56.65% | 57.72% | 56.7% | 54.26% | 56.24%
| 43.29% | 56.65% | 57.72% | 56.7% | 54.26% | 56.24%
| 43.3% | 56.65% | 57.72% | 56.7% | 54.26% | 56.24%
| 43.3% | 56.65% | 57.72% | 56.7% | 54.26% | 56.24%
| 43.31% | 56.64% | 57.72% | 56.7% | 54.26% | 56.24%
| 43.32% | 56.64% | 57.71% | 56.7% | 54.26% | 56.23%
| 43.32% | 56.64% | 57.71% | 56.69% | 54.26% | 56.23%
| 43.33% | 56.64% | 57.71% | 56.69% | 54.26% | 56.23%
| 43.33% | 56.64% | 57.71% | 56.69% | 54.26% | 56.23%
| 43.34% | 56.64% | 57.7% | 56.69% | 54.25% | 56.23%
| 43.34% | 56.64% | 57.7% | 56.69% | 54.25% | 56.23%
| 43.35% | 56.64% | 57.7% | 56.69% | 54.25% | 56.23%
| 43.36% | 56.63% | 57.7% | 56.69% | 54.25% | 56.23%
| 43.36% | 56.63% | 57.7% | 56.69% | 54.24% | 56.23%
| 43.37% | 56.63% | 57.7% | 56.69% | 54.24% | 56.23%
| 43.37% | 56.63% | 57.69% | 56.68% | 54.24% | 56.22%
| 43.38% | 56.63% | 57.69% | 56.68% | 54.24% | 56.22%
| 43.38% | 56.62% | 57.69% | 56.68% | 54.24% | 56.22%
| 43.39% | 56.62% | 57.69% | 56.68% | 54.24% | 56.22%
| 43.4% | 56.62% | 57.69% | 56.68% | 54.24% | 56.22%
| 43.4% | 56.62% | 57.69% | 56.67% | 54.23% | 56.22%
| 43.41% | 56.62% | 57.69% | 56.67% | 54.23% | 56.22%
| 43.41% | 56.62% | 57.69% | 56.67% | 54.23% | 56.21%
| 43.42% | 56.62% | 57.69% | 56.67% | 54.23% | 56.21%
| 43.42% | 56.62% | 57.68% | 56.67% | 54.23% | 56.21%
| 43.43% | 56.62% | 57.68% | 56.67% | 54.23% | 56.21%
| 43.44% | 56.61% | 57.68% | 56.67% | 54.22% | 56.2%
| 43.44% | 56.61% | 57.68% | 56.67% | 54.22% | 56.2%
| 43.45% | 56.61% | 57.68% | 56.67% | 54.22% | 56.2%
| 43.45% | 56.61% | 57.68% | 56.67% | 54.22% | 56.2%
| 43.46% | 56.61% | 57.68% | 56.67% | 54.22% | 56.2%
| 43.46% | 56.61% | 57.68% | 56.66% | 54.22% | 56.19%
| 43.47% | 56.6% | 57.68% | 56.66% | 54.22% | 56.19%
| 43.48% | 56.6% | 57.67% | 56.66% | 54.22% | 56.19%
| 43.48% | 56.6% | 57.67% | 56.66% | 54.22% | 56.19%
| 43.49% | 56.6% | 57.67% | 56.66% | 54.21% | 56.19%
| 43.49% | 56.6% | 57.67% | 56.66% | 54.21% | 56.19%
| 43.5% | 56.6% | 57.67% | 56.65% | 54.21% | 56.18%
| 43.5% | 56.6% | 57.67% | 56.65% | 54.21% | 56.18%
| 43.51% | 56.6% | 57.67% | 56.65% | 54.21% | 56.18%
| 43.52% | 56.6% | 57.67% | 56.65% | 54.21% | 56.18%
| 43.52% | 56.59% | 57.66% | 56.65% | 54.21% | 56.18%
| 43.53% | 56.59% | 57.66% | 56.65% | 54.2% | 56.18%
| 43.53% | 56.59% | 57.65% | 56.64% | 54.2% | 56.18%
| 43.54% | 56.59% | 57.64% | 56.64% | 54.2% | 56.18%
| 43.54% | 56.59% | 57.64% | 56.64% | 54.2% | 56.18%
| 43.55% | 56.59% | 57.64% | 56.64% | 54.2% | 56.17%
| 43.56% | 56.59% | 57.64% | 56.64% | 54.2% | 56.17%
| 43.56% | 56.59% | 57.64% | 56.64% | 54.2% | 56.17%
| 43.57% | 56.59% | 57.64% | 56.64% | 54.2% | 56.17%
| 43.57% | 56.59% | 57.64% | 56.64% | 54.19% | 56.17%
| 43.58% | 56.58% | 57.64% | 56.63% | 54.19% | 56.17%
| 43.58% | 56.58% | 57.64% | 56.63% | 54.19% | 56.17%
| 43.59% | 56.58% | 57.63% | 56.63% | 54.19% | 56.16%
| 43.6% | 56.58% | 57.63% | 56.63% | 54.19% | 56.16%
| 43.6% | 56.58% | 57.63% | 56.63% | 54.19% | 56.16%
| 43.61% | 56.58% | 57.63% | 56.63% | 54.18% | 56.16%
| 43.61% | 56.58% | 57.63% | 56.63% | 54.18% | 56.16%
| 43.62% | 56.58% | 57.63% | 56.63% | 54.18% | 56.16%
| 43.62% | 56.58% | 57.62% | 56.63% | 54.18% | 56.16%
| 43.63% | 56.58% | 57.62% | 56.63% | 54.18% | 56.16%
| 43.64% | 56.58% | 57.62% | 56.62% | 54.17% | 56.16%
| 43.64% | 56.58% | 57.62% | 56.62% | 54.17% | 56.15%
| 43.65% | 56.58% | 57.62% | 56.62% | 54.17% | 56.15%
| 43.65% | 56.58% | 57.62% | 56.62% | 54.17% | 56.15%
| 43.66% | 56.57% | 57.62% | 56.61% | 54.16% | 56.15%
| 43.66% | 56.57% | 57.61% | 56.61% | 54.16% | 56.15%
| 43.67% | 56.57% | 57.61% | 56.61% | 54.16% | 56.15%
| 43.68% | 56.56% | 57.61% | 56.61% | 54.16% | 56.15%
| 43.68% | 56.56% | 57.61% | 56.61% | 54.16% | 56.15%
| 43.69% | 56.56% | 57.61% | 56.61% | 54.16% | 56.14%
| 43.69% | 56.56% | 57.61% | 56.6% | 54.16% | 56.14%
| 43.7% | 56.56% | 57.61% | 56.6% | 54.15% | 56.14%
| 43.7% | 56.56% | 57.61% | 56.6% | 54.15% | 56.14%
| 43.71% | 56.55% | 57.6% | 56.6% | 54.15% | 56.14%
| 43.72% | 56.55% | 57.6% | 56.6% | 54.15% | 56.14%
| 43.72% | 56.55% | 57.6% | 56.6% | 54.15% | 56.14%
| 43.73% | 56.54% | 57.6% | 56.59% | 54.15% | 56.14%
| 43.73% | 56.54% | 57.6% | 56.59% | 54.15% | 56.13%
| 43.74% | 56.54% | 57.6% | 56.59% | 54.15% | 56.13%
| 43.74% | 56.54% | 57.6% | 56.59% | 54.14% | 56.13%
| 43.75% | 56.54% | 57.6% | 56.59% | 54.14% | 56.13%
| 43.76% | 56.54% | 57.6% | 56.59% | 54.14% | 56.13%
| 43.76% | 56.53% | 57.59% | 56.59% | 54.14% | 56.13%
| 43.77% | 56.53% | 57.59% | 56.58% | 54.14% | 56.13%
| 43.77% | 56.53% | 57.59% | 56.58% | 54.14% | 56.13%
| 43.78% | 56.53% | 57.59% | 56.58% | 54.14% | 56.13%
| 43.78% | 56.53% | 57.59% | 56.58% | 54.14% | 56.13%
| 43.79% | 56.53% | 57.59% | 56.58% | 54.14% | 56.13%
| 43.8% | 56.53% | 57.58% | 56.58% | 54.14% | 56.12%
| 43.8% | 56.53% | 57.58% | 56.58% | 54.13% | 56.12%
| 43.81% | 56.53% | 57.58% | 56.58% | 54.13% | 56.12%
| 43.81% | 56.53% | 57.58% | 56.58% | 54.13% | 56.12%
| 43.82% | 56.52% | 57.58% | 56.57% | 54.13% | 56.12%
| 43.82% | 56.52% | 57.58% | 56.57% | 54.13% | 56.12%
| 43.83% | 56.52% | 57.58% | 56.57% | 54.13% | 56.12%
| 43.84% | 56.52% | 57.58% | 56.57% | 54.13% | 56.12%
| 43.84% | 56.52% | 57.57% | 56.57% | 54.13% | 56.12%
| 43.85% | 56.52% | 57.57% | 56.57% | 54.13% | 56.11%
| 43.85% | 56.52% | 57.57% | 56.57% | 54.13% | 56.11%
| 43.86% | 56.52% | 57.57% | 56.57% | 54.12% | 56.11%
| 43.86% | 56.52% | 57.57% | 56.57% | 54.12% | 56.11%
| 43.87% | 56.52% | 57.57% | 56.57% | 54.12% | 56.11%
| 43.88% | 56.51% | 57.57% | 56.56% | 54.12% | 56.11%
| 43.88% | 56.51% | 57.57% | 56.56% | 54.12% | 56.11%
| 43.89% | 56.51% | 57.57% | 56.56% | 54.11% | 56.11%
| 43.89% | 56.51% | 57.56% | 56.56% | 54.11% | 56.1%
| 43.9% | 56.51% | 57.56% | 56.56% | 54.11% | 56.1%
| 43.9% | 56.5% | 57.56% | 56.56% | 54.11% | 56.1%
| 43.91% | 56.5% | 57.56% | 56.55% | 54.11% | 56.1%
| 43.92% | 56.5% | 57.56% | 56.55% | 54.11% | 56.1%
| 43.92% | 56.5% | 57.56% | 56.55% | 54.11% | 56.1%
| 43.93% | 56.5% | 57.56% | 56.55% | 54.1% | 56.1%
| 43.93% | 56.49% | 57.56% | 56.55% | 54.1% | 56.1%
| 43.94% | 56.49% | 57.56% | 56.55% | 54.1% | 56.1%
| 43.94% | 56.49% | 57.56% | 56.55% | 54.1% | 56.1%
| 43.95% | 56.49% | 57.56% | 56.53% | 54.1% | 56.1%
| 43.96% | 56.49% | 57.56% | 56.53% | 54.1% | 56.1%
| 43.96% | 56.49% | 57.55% | 56.53% | 54.09% | 56.09%
| 43.97% | 56.49% | 57.55% | 56.53% | 54.09% | 56.09%
| 43.97% | 56.49% | 57.55% | 56.53% | 54.09% | 56.09%
| 43.98% | 56.48% | 57.55% | 56.53% | 54.09% | 56.09%
| 43.98% | 56.48% | 57.55% | 56.53% | 54.09% | 56.09%
| 43.99% | 56.48% | 57.54% | 56.53% | 54.09% | 56.09%
| 44% | 56.48% | 57.54% | 56.53% | 54.09% | 56.09%
| 44% | 56.48% | 57.54% | 56.53% | 54.09% | 56.08%
| 44.01% | 56.48% | 57.54% | 56.52% | 54.09% | 56.08%
| 44.01% | 56.48% | 57.53% | 56.52% | 54.09% | 56.08%
| 44.02% | 56.47% | 57.53% | 56.52% | 54.08% | 56.08%
| 44.02% | 56.47% | 57.53% | 56.52% | 54.08% | 56.08%
| 44.03% | 56.47% | 57.53% | 56.52% | 54.08% | 56.07%
| 44.04% | 56.47% | 57.53% | 56.52% | 54.08% | 56.07%
| 44.04% | 56.47% | 57.53% | 56.52% | 54.08% | 56.07%
| 44.05% | 56.47% | 57.53% | 56.51% | 54.08% | 56.07%
| 44.05% | 56.46% | 57.52% | 56.51% | 54.08% | 56.07%
| 44.06% | 56.46% | 57.52% | 56.51% | 54.08% | 56.07%
| 44.06% | 56.46% | 57.52% | 56.51% | 54.08% | 56.06%
| 44.07% | 56.46% | 57.52% | 56.51% | 54.08% | 56.06%
| 44.08% | 56.46% | 57.52% | 56.51% | 54.08% | 56.06%
| 44.08% | 56.46% | 57.52% | 56.5% | 54.08% | 56.06%
| 44.09% | 56.46% | 57.51% | 56.5% | 54.07% | 56.06%
| 44.09% | 56.46% | 57.51% | 56.5% | 54.07% | 56.06%
| 44.1% | 56.45% | 57.51% | 56.5% | 54.07% | 56.06%
| 44.1% | 56.45% | 57.51% | 56.5% | 54.07% | 56.06%
| 44.11% | 56.45% | 57.51% | 56.5% | 54.07% | 56.06%
| 44.12% | 56.45% | 57.51% | 56.5% | 54.07% | 56.05%
| 44.12% | 56.44% | 57.51% | 56.5% | 54.07% | 56.05%
| 44.13% | 56.44% | 57.5% | 56.49% | 54.06% | 56.05%
| 44.13% | 56.44% | 57.5% | 56.49% | 54.06% | 56.05%
| 44.14% | 56.43% | 57.5% | 56.49% | 54.06% | 56.05%
| 44.14% | 56.43% | 57.5% | 56.49% | 54.06% | 56.05%
| 44.15% | 56.43% | 57.5% | 56.49% | 54.06% | 56.05%
| 44.16% | 56.43% | 57.49% | 56.49% | 54.06% | 56.05%
| 44.16% | 56.43% | 57.49% | 56.49% | 54.06% | 56.05%
| 44.17% | 56.43% | 57.49% | 56.49% | 54.06% | 56.04%
| 44.17% | 56.43% | 57.49% | 56.49% | 54.06% | 56.04%
| 44.18% | 56.43% | 57.49% | 56.49% | 54.06% | 56.04%
| 44.18% | 56.42% | 57.49% | 56.49% | 54.05% | 56.04%
| 44.19% | 56.42% | 57.49% | 56.49% | 54.05% | 56.04%
| 44.2% | 56.42% | 57.49% | 56.48% | 54.05% | 56.04%
| 44.2% | 56.42% | 57.49% | 56.48% | 54.05% | 56.04%
| 44.21% | 56.42% | 57.48% | 56.48% | 54.05% | 56.04%
| 44.21% | 56.42% | 57.48% | 56.48% | 54.05% | 56.04%
| 44.22% | 56.41% | 57.48% | 56.48% | 54.05% | 56.04%
| 44.22% | 56.41% | 57.48% | 56.48% | 54.04% | 56.04%
| 44.23% | 56.41% | 57.48% | 56.48% | 54.04% | 56.03%
| 44.24% | 56.41% | 57.48% | 56.48% | 54.04% | 56.03%
| 44.24% | 56.41% | 57.48% | 56.48% | 54.04% | 56.03%
| 44.25% | 56.41% | 57.48% | 56.48% | 54.04% | 56.03%
| 44.25% | 56.41% | 57.48% | 56.47% | 54.04% | 56.03%
| 44.26% | 56.41% | 57.48% | 56.47% | 54.04% | 56.03%
| 44.26% | 56.41% | 57.47% | 56.47% | 54.04% | 56.03%
| 44.27% | 56.41% | 57.47% | 56.47% | 54.04% | 56.02%
| 44.28% | 56.41% | 57.47% | 56.47% | 54.04% | 56.02%
| 44.28% | 56.4% | 57.47% | 56.47% | 54.04% | 56.02%
| 44.29% | 56.4% | 57.47% | 56.47% | 54.03% | 56.02%
| 44.29% | 56.4% | 57.47% | 56.47% | 54.03% | 56.02%
| 44.3% | 56.4% | 57.47% | 56.47% | 54.03% | 56.02%
| 44.3% | 56.4% | 57.47% | 56.47% | 54.03% | 56.02%
| 44.31% | 56.4% | 57.47% | 56.47% | 54.03% | 56.02%
| 44.32% | 56.4% | 57.46% | 56.46% | 54.02% | 56.01%
| 44.32% | 56.39% | 57.46% | 56.46% | 54.02% | 56.01%
| 44.33% | 56.39% | 57.46% | 56.46% | 54.02% | 56.01%
| 44.33% | 56.39% | 57.46% | 56.46% | 54.02% | 56.01%
| 44.34% | 56.39% | 57.46% | 56.46% | 54.02% | 56.01%
| 44.34% | 56.39% | 57.46% | 56.46% | 54.02% | 56.01%
| 44.35% | 56.39% | 57.46% | 56.45% | 54.02% | 56%
| 44.36% | 56.39% | 57.46% | 56.45% | 54.02% | 56%
| 44.36% | 56.38% | 57.46% | 56.45% | 54.02% | 56%
| 44.37% | 56.38% | 57.46% | 56.45% | 54.02% | 56%
| 44.37% | 56.38% | 57.46% | 56.45% | 54.02% | 56%
| 44.38% | 56.38% | 57.46% | 56.45% | 54.01% | 56%
| 44.38% | 56.38% | 57.45% | 56.45% | 54.01% | 56%
| 44.39% | 56.38% | 57.45% | 56.45% | 54.01% | 56%
| 44.39% | 56.38% | 57.45% | 56.45% | 54.01% | 55.99%
| 44.4% | 56.38% | 57.45% | 56.45% | 54.01% | 55.99%
| 44.41% | 56.37% | 57.45% | 56.45% | 54.01% | 55.99%
| 44.41% | 56.37% | 57.45% | 56.45% | 54.01% | 55.99%
| 44.42% | 56.36% | 57.45% | 56.45% | 54.01% | 55.99%
| 44.42% | 56.36% | 57.45% | 56.45% | 54.01% | 55.99%
| 44.43% | 56.36% | 57.45% | 56.44% | 54% | 55.99%
| 44.43% | 56.36% | 57.44% | 56.44% | 54% | 55.99%
| 44.44% | 56.36% | 57.44% | 56.44% | 54% | 55.98%
| 44.45% | 56.36% | 57.44% | 56.44% | 54% | 55.98%
| 44.45% | 56.36% | 57.44% | 56.44% | 54% | 55.98%
| 44.46% | 56.36% | 57.44% | 56.44% | 54% | 55.98%
| 44.46% | 56.36% | 57.43% | 56.44% | 54% | 55.97%
| 44.47% | 56.35% | 57.43% | 56.44% | 54% | 55.97%
| 44.47% | 56.35% | 57.43% | 56.44% | 54% | 55.97%
| 44.48% | 56.35% | 57.43% | 56.44% | 53.99% | 55.97%
| 44.49% | 56.35% | 57.43% | 56.44% | 53.99% | 55.97%
| 44.49% | 56.35% | 57.43% | 56.43% | 53.99% | 55.97%
| 44.5% | 56.35% | 57.43% | 56.43% | 53.99% | 55.97%
| 44.5% | 56.35% | 57.43% | 56.43% | 53.99% | 55.96%
| 44.51% | 56.35% | 57.43% | 56.43% | 53.99% | 55.96%
| 44.51% | 56.35% | 57.43% | 56.43% | 53.99% | 55.96%
| 44.52% | 56.34% | 57.43% | 56.43% | 53.99% | 55.96%
| 44.53% | 56.34% | 57.42% | 56.43% | 53.99% | 55.96%
| 44.53% | 56.34% | 57.42% | 56.43% | 53.98% | 55.96%
| 44.54% | 56.34% | 57.42% | 56.43% | 53.98% | 55.96%
| 44.54% | 56.34% | 57.42% | 56.42% | 53.98% | 55.95%
| 44.55% | 56.34% | 57.42% | 56.42% | 53.98% | 55.95%
| 44.55% | 56.34% | 57.42% | 56.42% | 53.98% | 55.95%
| 44.56% | 56.34% | 57.42% | 56.42% | 53.98% | 55.95%
| 44.57% | 56.34% | 57.42% | 56.41% | 53.98% | 55.95%
| 44.57% | 56.34% | 57.42% | 56.41% | 53.98% | 55.95%
| 44.58% | 56.34% | 57.42% | 56.41% | 53.98% | 55.95%
| 44.58% | 56.34% | 57.41% | 56.41% | 53.98% | 55.95%
| 44.59% | 56.34% | 57.41% | 56.41% | 53.98% | 55.95%
| 44.59% | 56.33% | 57.41% | 56.4% | 53.98% | 55.95%
| 44.6% | 56.33% | 57.41% | 56.4% | 53.97% | 55.94%
| 44.61% | 56.33% | 57.41% | 56.4% | 53.97% | 55.94%
| 44.61% | 56.33% | 57.41% | 56.4% | 53.97% | 55.94%
| 44.62% | 56.33% | 57.4% | 56.4% | 53.97% | 55.94%
| 44.62% | 56.33% | 57.4% | 56.39% | 53.97% | 55.94%
| 44.63% | 56.32% | 57.4% | 56.39% | 53.97% | 55.94%
| 44.63% | 56.32% | 57.4% | 56.39% | 53.97% | 55.94%
| 44.64% | 56.32% | 57.4% | 56.39% | 53.97% | 55.94%
| 44.65% | 56.32% | 57.4% | 56.39% | 53.97% | 55.94%
| 44.65% | 56.32% | 57.39% | 56.39% | 53.96% | 55.94%
| 44.66% | 56.31% | 57.39% | 56.38% | 53.96% | 55.94%
| 44.66% | 56.31% | 57.39% | 56.38% | 53.96% | 55.93%
| 44.67% | 56.31% | 57.39% | 56.38% | 53.96% | 55.93%
| 44.67% | 56.31% | 57.39% | 56.38% | 53.96% | 55.93%
| 44.68% | 56.31% | 57.38% | 56.38% | 53.96% | 55.93%
| 44.69% | 56.31% | 57.38% | 56.38% | 53.96% | 55.93%
| 44.69% | 56.31% | 57.38% | 56.38% | 53.95% | 55.93%
| 44.7% | 56.31% | 57.38% | 56.37% | 53.95% | 55.93%
| 44.7% | 56.31% | 57.38% | 56.37% | 53.95% | 55.93%
| 44.71% | 56.31% | 57.38% | 56.37% | 53.95% | 55.92%
| 44.71% | 56.31% | 57.38% | 56.37% | 53.95% | 55.92%
| 44.72% | 56.31% | 57.38% | 56.37% | 53.95% | 55.92%
| 44.73% | 56.31% | 57.37% | 56.37% | 53.95% | 55.92%
| 44.73% | 56.3% | 57.37% | 56.37% | 53.95% | 55.92%
| 44.74% | 56.3% | 57.37% | 56.36% | 53.94% | 55.92%
| 44.74% | 56.3% | 57.37% | 56.36% | 53.94% | 55.92%
| 44.75% | 56.3% | 57.37% | 56.36% | 53.94% | 55.92%
| 44.75% | 56.29% | 57.37% | 56.36% | 53.94% | 55.92%
| 44.76% | 56.29% | 57.37% | 56.36% | 53.94% | 55.92%
| 44.77% | 56.29% | 57.36% | 56.36% | 53.94% | 55.91%
| 44.77% | 56.29% | 57.36% | 56.36% | 53.94% | 55.91%
| 44.78% | 56.29% | 57.36% | 56.36% | 53.94% | 55.91%
| 44.78% | 56.29% | 57.36% | 56.36% | 53.94% | 55.91%
| 44.79% | 56.29% | 57.36% | 56.35% | 53.94% | 55.91%
| 44.79% | 56.29% | 57.36% | 56.35% | 53.94% | 55.91%
| 44.8% | 56.29% | 57.36% | 56.35% | 53.94% | 55.9%
| 44.81% | 56.28% | 57.36% | 56.35% | 53.94% | 55.9%
| 44.81% | 56.28% | 57.36% | 56.35% | 53.93% | 55.9%
| 44.82% | 56.28% | 57.35% | 56.35% | 53.93% | 55.9%
| 44.82% | 56.28% | 57.35% | 56.34% | 53.93% | 55.9%
| 44.83% | 56.28% | 57.35% | 56.34% | 53.93% | 55.9%
| 44.83% | 56.28% | 57.35% | 56.34% | 53.93% | 55.9%
| 44.84% | 56.28% | 57.35% | 56.34% | 53.93% | 55.89%
| 44.85% | 56.28% | 57.35% | 56.34% | 53.93% | 55.89%
| 44.85% | 56.28% | 57.35% | 56.34% | 53.93% | 55.89%
| 44.86% | 56.28% | 57.35% | 56.34% | 53.93% | 55.89%
| 44.86% | 56.27% | 57.35% | 56.34% | 53.93% | 55.89%
| 44.87% | 56.27% | 57.35% | 56.34% | 53.93% | 55.89%
| 44.87% | 56.27% | 57.35% | 56.34% | 53.93% | 55.88%
| 44.88% | 56.27% | 57.34% | 56.34% | 53.92% | 55.88%
| 44.89% | 56.26% | 57.34% | 56.34% | 53.92% | 55.88%
| 44.89% | 56.26% | 57.34% | 56.34% | 53.92% | 55.88%
| 44.9% | 56.26% | 57.33% | 56.33% | 53.92% | 55.88%
| 44.9% | 56.26% | 57.33% | 56.33% | 53.92% | 55.88%
| 44.91% | 56.26% | 57.33% | 56.33% | 53.91% | 55.88%
| 44.91% | 56.26% | 57.33% | 56.33% | 53.91% | 55.88%
| 44.92% | 56.25% | 57.33% | 56.33% | 53.91% | 55.87%
| 44.93% | 56.25% | 57.33% | 56.33% | 53.91% | 55.87%
| 44.93% | 56.25% | 57.33% | 56.33% | 53.91% | 55.87%
| 44.94% | 56.25% | 57.32% | 56.32% | 53.91% | 55.87%
| 44.94% | 56.25% | 57.32% | 56.32% | 53.9% | 55.87%
| 44.95% | 56.25% | 57.32% | 56.32% | 53.9% | 55.87%
| 44.95% | 56.25% | 57.32% | 56.32% | 53.9% | 55.87%
| 44.96% | 56.25% | 57.32% | 56.32% | 53.9% | 55.86%
| 44.97% | 56.25% | 57.32% | 56.32% | 53.9% | 55.86%
| 44.97% | 56.25% | 57.32% | 56.32% | 53.9% | 55.86%
| 44.98% | 56.24% | 57.32% | 56.32% | 53.9% | 55.86%
| 44.98% | 56.24% | 57.31% | 56.32% | 53.89% | 55.86%
| 44.99% | 56.24% | 57.31% | 56.32% | 53.89% | 55.86%
| 44.99% | 56.24% | 57.31% | 56.32% | 53.89% | 55.86%
| 45% | 56.24% | 57.31% | 56.31% | 53.89% | 55.85%
| 45.01% | 56.24% | 57.31% | 56.31% | 53.88% | 55.85%
| 45.01% | 56.24% | 57.31% | 56.31% | 53.88% | 55.85%
| 45.02% | 56.23% | 57.31% | 56.31% | 53.88% | 55.85%
| 45.02% | 56.23% | 57.3% | 56.31% | 53.88% | 55.85%
| 45.03% | 56.23% | 57.3% | 56.3% | 53.88% | 55.85%
| 45.03% | 56.23% | 57.3% | 56.3% | 53.88% | 55.85%
| 45.04% | 56.23% | 57.29% | 56.3% | 53.88% | 55.85%
| 45.05% | 56.22% | 57.29% | 56.3% | 53.88% | 55.85%
| 45.05% | 56.22% | 57.29% | 56.3% | 53.88% | 55.85%
| 45.06% | 56.22% | 57.29% | 56.3% | 53.88% | 55.84%
| 45.06% | 56.22% | 57.29% | 56.3% | 53.87% | 55.84%
| 45.07% | 56.22% | 57.29% | 56.3% | 53.87% | 55.84%
| 45.07% | 56.22% | 57.29% | 56.3% | 53.87% | 55.84%
| 45.08% | 56.22% | 57.29% | 56.29% | 53.87% | 55.84%
| 45.09% | 56.21% | 57.28% | 56.29% | 53.87% | 55.84%
| 45.09% | 56.21% | 57.28% | 56.29% | 53.86% | 55.84%
| 45.1% | 56.21% | 57.28% | 56.29% | 53.86% | 55.84%
| 45.1% | 56.21% | 57.28% | 56.29% | 53.86% | 55.83%
| 45.11% | 56.21% | 57.28% | 56.29% | 53.86% | 55.83%
| 45.11% | 56.21% | 57.27% | 56.29% | 53.86% | 55.83%
| 45.12% | 56.2% | 57.27% | 56.29% | 53.86% | 55.83%
| 45.13% | 56.2% | 57.27% | 56.28% | 53.86% | 55.83%
| 45.13% | 56.2% | 57.27% | 56.28% | 53.86% | 55.83%
| 45.14% | 56.2% | 57.27% | 56.28% | 53.86% | 55.83%
| 45.14% | 56.2% | 57.27% | 56.28% | 53.86% | 55.82%
| 45.15% | 56.2% | 57.27% | 56.28% | 53.86% | 55.82%
| 45.15% | 56.2% | 57.27% | 56.28% | 53.85% | 55.82%
| 45.16% | 56.19% | 57.26% | 56.27% | 53.85% | 55.82%
| 45.17% | 56.19% | 57.26% | 56.27% | 53.85% | 55.82%
| 45.17% | 56.19% | 57.26% | 56.27% | 53.85% | 55.82%
| 45.18% | 56.19% | 57.26% | 56.27% | 53.85% | 55.82%
| 45.18% | 56.19% | 57.26% | 56.27% | 53.85% | 55.82%
| 45.19% | 56.19% | 57.26% | 56.26% | 53.85% | 55.82%
| 45.19% | 56.19% | 57.25% | 56.26% | 53.84% | 55.81%
| 45.2% | 56.19% | 57.25% | 56.26% | 53.84% | 55.81%
| 45.21% | 56.19% | 57.25% | 56.26% | 53.84% | 55.81%
| 45.21% | 56.18% | 57.24% | 56.26% | 53.84% | 55.81%
| 45.22% | 56.18% | 57.24% | 56.26% | 53.84% | 55.81%
| 45.22% | 56.18% | 57.24% | 56.26% | 53.83% | 55.81%
| 45.23% | 56.18% | 57.24% | 56.26% | 53.83% | 55.81%
| 45.23% | 56.17% | 57.24% | 56.26% | 53.83% | 55.81%
| 45.24% | 56.17% | 57.24% | 56.25% | 53.82% | 55.81%
| 45.25% | 56.17% | 57.24% | 56.25% | 53.82% | 55.8%
| 45.25% | 56.17% | 57.24% | 56.25% | 53.82% | 55.8%
| 45.26% | 56.17% | 57.24% | 56.25% | 53.82% | 55.8%
| 45.26% | 56.17% | 57.24% | 56.25% | 53.82% | 55.8%
| 45.27% | 56.17% | 57.24% | 56.25% | 53.82% | 55.8%
| 45.27% | 56.17% | 57.24% | 56.25% | 53.82% | 55.8%
| 45.28% | 56.17% | 57.23% | 56.24% | 53.82% | 55.8%
| 45.29% | 56.17% | 57.23% | 56.24% | 53.82% | 55.8%
| 45.29% | 56.16% | 57.23% | 56.24% | 53.82% | 55.79%
| 45.3% | 56.16% | 57.23% | 56.24% | 53.82% | 55.79%
| 45.3% | 56.16% | 57.23% | 56.24% | 53.82% | 55.79%
| 45.31% | 56.16% | 57.22% | 56.24% | 53.82% | 55.79%
| 45.31% | 56.15% | 57.22% | 56.24% | 53.82% | 55.79%
| 45.32% | 56.15% | 57.22% | 56.24% | 53.82% | 55.79%
| 45.33% | 56.15% | 57.21% | 56.23% | 53.82% | 55.79%
| 45.33% | 56.15% | 57.21% | 56.23% | 53.81% | 55.79%
| 45.34% | 56.15% | 57.21% | 56.23% | 53.81% | 55.79%
| 45.34% | 56.15% | 57.21% | 56.23% | 53.81% | 55.79%
| 45.35% | 56.14% | 57.2% | 56.23% | 53.81% | 55.79%
| 45.35% | 56.14% | 57.2% | 56.23% | 53.81% | 55.78%
| 45.36% | 56.14% | 57.2% | 56.23% | 53.81% | 55.78%
| 45.37% | 56.14% | 57.2% | 56.22% | 53.81% | 55.77%
| 45.37% | 56.14% | 57.2% | 56.22% | 53.81% | 55.77%
| 45.38% | 56.14% | 57.19% | 56.22% | 53.81% | 55.77%
| 45.38% | 56.14% | 57.19% | 56.22% | 53.8% | 55.77%
| 45.39% | 56.14% | 57.19% | 56.22% | 53.8% | 55.77%
| 45.39% | 56.13% | 57.19% | 56.22% | 53.8% | 55.77%
| 45.4% | 56.13% | 57.19% | 56.22% | 53.8% | 55.77%
| 45.41% | 56.13% | 57.19% | 56.22% | 53.8% | 55.77%
| 45.41% | 56.13% | 57.18% | 56.22% | 53.8% | 55.76%
| 45.42% | 56.13% | 57.18% | 56.22% | 53.8% | 55.76%
| 45.42% | 56.13% | 57.18% | 56.22% | 53.8% | 55.76%
| 45.43% | 56.13% | 57.18% | 56.21% | 53.79% | 55.76%
| 45.43% | 56.13% | 57.18% | 56.21% | 53.79% | 55.76%
| 45.44% | 56.12% | 57.18% | 56.21% | 53.79% | 55.76%
| 45.45% | 56.12% | 57.18% | 56.21% | 53.79% | 55.75%
| 45.45% | 56.12% | 57.18% | 56.21% | 53.79% | 55.75%
| 45.46% | 56.12% | 57.18% | 56.21% | 53.79% | 55.75%
| 45.46% | 56.12% | 57.18% | 56.21% | 53.79% | 55.75%
| 45.47% | 56.12% | 57.18% | 56.2% | 53.78% | 55.74%
| 45.47% | 56.11% | 57.17% | 56.2% | 53.78% | 55.74%
| 45.48% | 56.11% | 57.17% | 56.2% | 53.78% | 55.74%
| 45.49% | 56.11% | 57.17% | 56.2% | 53.78% | 55.74%
| 45.49% | 56.11% | 57.17% | 56.2% | 53.78% | 55.74%
| 45.5% | 56.1% | 57.17% | 56.2% | 53.78% | 55.73%
| 45.5% | 56.1% | 57.17% | 56.2% | 53.78% | 55.73%
| 45.51% | 56.1% | 57.17% | 56.19% | 53.78% | 55.73%
| 45.51% | 56.1% | 57.17% | 56.19% | 53.78% | 55.73%
| 45.52% | 56.1% | 57.16% | 56.19% | 53.77% | 55.73%
| 45.53% | 56.1% | 57.16% | 56.19% | 53.77% | 55.73%
| 45.53% | 56.1% | 57.16% | 56.19% | 53.77% | 55.73%
| 45.54% | 56.1% | 57.16% | 56.19% | 53.77% | 55.73%
| 45.54% | 56.1% | 57.15% | 56.19% | 53.77% | 55.73%
| 45.55% | 56.1% | 57.15% | 56.19% | 53.77% | 55.72%
| 45.55% | 56.09% | 57.15% | 56.19% | 53.77% | 55.72%
| 45.56% | 56.09% | 57.15% | 56.18% | 53.76% | 55.72%
| 45.57% | 56.09% | 57.15% | 56.18% | 53.76% | 55.72%
| 45.57% | 56.09% | 57.15% | 56.18% | 53.76% | 55.72%
| 45.58% | 56.09% | 57.15% | 56.18% | 53.76% | 55.72%
| 45.58% | 56.09% | 57.14% | 56.18% | 53.76% | 55.72%
| 45.59% | 56.09% | 57.14% | 56.18% | 53.75% | 55.71%
| 45.59% | 56.09% | 57.14% | 56.18% | 53.75% | 55.71%
| 45.6% | 56.09% | 57.14% | 56.18% | 53.75% | 55.71%
| 45.61% | 56.09% | 57.14% | 56.18% | 53.75% | 55.71%
| 45.61% | 56.09% | 57.13% | 56.17% | 53.74% | 55.71%
| 45.62% | 56.08% | 57.13% | 56.17% | 53.74% | 55.71%
| 45.62% | 56.08% | 57.13% | 56.17% | 53.74% | 55.71%
| 45.63% | 56.07% | 57.13% | 56.17% | 53.74% | 55.71%
| 45.63% | 56.07% | 57.13% | 56.17% | 53.74% | 55.7%
| 45.64% | 56.07% | 57.13% | 56.17% | 53.74% | 55.7%
| 45.64% | 56.07% | 57.13% | 56.17% | 53.74% | 55.7%
| 45.65% | 56.06% | 57.13% | 56.17% | 53.74% | 55.7%
| 45.66% | 56.06% | 57.13% | 56.17% | 53.74% | 55.7%
| 45.66% | 56.06% | 57.13% | 56.16% | 53.74% | 55.7%
| 45.67% | 56.06% | 57.12% | 56.16% | 53.74% | 55.7%
| 45.67% | 56.06% | 57.12% | 56.16% | 53.74% | 55.7%
| 45.68% | 56.06% | 57.12% | 56.16% | 53.73% | 55.7%
| 45.68% | 56.05% | 57.12% | 56.16% | 53.73% | 55.69%
| 45.69% | 56.05% | 57.12% | 56.16% | 53.73% | 55.69%
| 45.7% | 56.05% | 57.12% | 56.16% | 53.73% | 55.69%
| 45.7% | 56.05% | 57.11% | 56.16% | 53.73% | 55.69%
| 45.71% | 56.05% | 57.11% | 56.15% | 53.73% | 55.69%
| 45.71% | 56.04% | 57.11% | 56.15% | 53.73% | 55.69%
| 45.72% | 56.04% | 57.11% | 56.15% | 53.73% | 55.69%
| 45.72% | 56.04% | 57.11% | 56.14% | 53.73% | 55.69%
| 45.73% | 56.04% | 57.11% | 56.14% | 53.73% | 55.68%
| 45.74% | 56.04% | 57.11% | 56.14% | 53.73% | 55.68%
| 45.74% | 56.04% | 57.11% | 56.14% | 53.73% | 55.68%
| 45.75% | 56.04% | 57.1% | 56.14% | 53.73% | 55.68%
| 45.75% | 56.04% | 57.1% | 56.14% | 53.72% | 55.68%
| 45.76% | 56.03% | 57.1% | 56.14% | 53.72% | 55.67%
| 45.76% | 56.03% | 57.1% | 56.14% | 53.72% | 55.67%
| 45.77% | 56.03% | 57.1% | 56.13% | 53.72% | 55.67%
| 45.78% | 56.03% | 57.1% | 56.13% | 53.72% | 55.67%
| 45.78% | 56.03% | 57.09% | 56.13% | 53.72% | 55.67%
| 45.79% | 56.02% | 57.09% | 56.13% | 53.72% | 55.67%
| 45.79% | 56.02% | 57.09% | 56.13% | 53.72% | 55.67%
| 45.8% | 56.02% | 57.09% | 56.12% | 53.72% | 55.67%
| 45.8% | 56.02% | 57.09% | 56.12% | 53.72% | 55.67%
| 45.81% | 56.02% | 57.09% | 56.12% | 53.72% | 55.67%
| 45.82% | 56.02% | 57.09% | 56.12% | 53.71% | 55.66%
| 45.82% | 56.02% | 57.09% | 56.12% | 53.71% | 55.66%
| 45.83% | 56.02% | 57.09% | 56.12% | 53.71% | 55.66%
| 45.83% | 56.02% | 57.08% | 56.12% | 53.71% | 55.65%
| 45.84% | 56.01% | 57.08% | 56.12% | 53.71% | 55.65%
| 45.84% | 56.01% | 57.08% | 56.12% | 53.71% | 55.65%
| 45.85% | 56.01% | 57.08% | 56.12% | 53.71% | 55.65%
| 45.86% | 56.01% | 57.07% | 56.12% | 53.71% | 55.65%
| 45.86% | 56.01% | 57.07% | 56.11% | 53.69% | 55.65%
| 45.87% | 56.01% | 57.07% | 56.11% | 53.69% | 55.65%
| 45.87% | 56.01% | 57.06% | 56.11% | 53.69% | 55.64%
| 45.88% | 56.01% | 57.06% | 56.11% | 53.69% | 55.64%
| 45.88% | 56.01% | 57.06% | 56.1% | 53.68% | 55.64%
| 45.89% | 56.01% | 57.06% | 56.1% | 53.68% | 55.64%
| 45.9% | 56% | 57.05% | 56.1% | 53.68% | 55.64%
| 45.9% | 56% | 57.05% | 56.1% | 53.68% | 55.64%
| 45.91% | 56% | 57.05% | 56.1% | 53.68% | 55.64%
| 45.91% | 56% | 57.05% | 56.1% | 53.68% | 55.63%
| 45.92% | 55.99% | 57.05% | 56.1% | 53.67% | 55.63%
| 45.92% | 55.99% | 57.05% | 56.1% | 53.67% | 55.63%
| 45.93% | 55.99% | 57.04% | 56.1% | 53.67% | 55.63%
| 45.94% | 55.99% | 57.04% | 56.09% | 53.66% | 55.63%
| 45.94% | 55.99% | 57.04% | 56.09% | 53.66% | 55.63%
| 45.95% | 55.99% | 57.04% | 56.09% | 53.66% | 55.63%
| 45.95% | 55.99% | 57.04% | 56.09% | 53.66% | 55.63%
| 45.96% | 55.99% | 57.04% | 56.09% | 53.66% | 55.62%
| 45.96% | 55.98% | 57.03% | 56.09% | 53.66% | 55.62%
| 45.97% | 55.98% | 57.03% | 56.09% | 53.66% | 55.62%
| 45.98% | 55.98% | 57.03% | 56.09% | 53.66% | 55.62%
| 45.98% | 55.98% | 57.03% | 56.09% | 53.66% | 55.62%
| 45.99% | 55.98% | 57.03% | 56.09% | 53.66% | 55.62%
| 45.99% | 55.98% | 57.03% | 56.09% | 53.65% | 55.62%
| 46% | 55.98% | 57.03% | 56.09% | 53.65% | 55.62%
| 46% | 55.98% | 57.02% | 56.09% | 53.65% | 55.62%
| 46.01% | 55.98% | 57.02% | 56.09% | 53.65% | 55.62%
| 46.02% | 55.97% | 57.02% | 56.08% | 53.65% | 55.61%
| 46.02% | 55.97% | 57.02% | 56.08% | 53.65% | 55.61%
| 46.03% | 55.97% | 57.02% | 56.08% | 53.65% | 55.61%
| 46.03% | 55.97% | 57.01% | 56.08% | 53.65% | 55.61%
| 46.04% | 55.97% | 57.01% | 56.08% | 53.65% | 55.61%
| 46.04% | 55.96% | 57.01% | 56.08% | 53.64% | 55.61%
| 46.05% | 55.96% | 57% | 56.07% | 53.64% | 55.6%
| 46.06% | 55.96% | 57% | 56.07% | 53.64% | 55.6%
| 46.06% | 55.96% | 57% | 56.07% | 53.64% | 55.6%
| 46.07% | 55.96% | 57% | 56.07% | 53.63% | 55.6%
| 46.07% | 55.96% | 57% | 56.07% | 53.63% | 55.6%
| 46.08% | 55.96% | 57% | 56.07% | 53.63% | 55.6%
| 46.08% | 55.95% | 57% | 56.07% | 53.62% | 55.6%
| 46.09% | 55.95% | 56.99% | 56.06% | 53.62% | 55.6%
| 46.1% | 55.95% | 56.99% | 56.06% | 53.62% | 55.6%
| 46.1% | 55.94% | 56.99% | 56.06% | 53.62% | 55.59%
| 46.11% | 55.94% | 56.99% | 56.06% | 53.61% | 55.59%
| 46.11% | 55.94% | 56.99% | 56.06% | 53.61% | 55.59%
| 46.12% | 55.94% | 56.99% | 56.06% | 53.61% | 55.58%
| 46.12% | 55.94% | 56.99% | 56.06% | 53.61% | 55.58%
| 46.13% | 55.94% | 56.99% | 56.05% | 53.61% | 55.58%
| 46.14% | 55.94% | 56.98% | 56.05% | 53.6% | 55.58%
| 46.14% | 55.94% | 56.98% | 56.05% | 53.6% | 55.58%
| 46.15% | 55.94% | 56.98% | 56.05% | 53.6% | 55.58%
| 46.15% | 55.94% | 56.97% | 56.04% | 53.6% | 55.57%
| 46.16% | 55.93% | 56.97% | 56.04% | 53.6% | 55.57%
| 46.16% | 55.93% | 56.97% | 56.04% | 53.6% | 55.57%
| 46.17% | 55.93% | 56.97% | 56.04% | 53.6% | 55.57%
| 46.18% | 55.93% | 56.97% | 56.03% | 53.6% | 55.56%
| 46.18% | 55.93% | 56.96% | 56.03% | 53.6% | 55.56%
| 46.19% | 55.93% | 56.96% | 56.03% | 53.59% | 55.56%
| 46.19% | 55.93% | 56.96% | 56.03% | 53.59% | 55.56%
| 46.2% | 55.93% | 56.96% | 56.02% | 53.59% | 55.56%
| 46.2% | 55.93% | 56.96% | 56.02% | 53.59% | 55.55%
| 46.21% | 55.93% | 56.96% | 56.02% | 53.59% | 55.55%
| 46.22% | 55.93% | 56.96% | 56.02% | 53.59% | 55.55%
| 46.22% | 55.93% | 56.96% | 56.02% | 53.58% | 55.55%
| 46.23% | 55.93% | 56.96% | 56.02% | 53.58% | 55.55%
| 46.23% | 55.92% | 56.96% | 56.01% | 53.58% | 55.54%
| 46.24% | 55.92% | 56.96% | 56.01% | 53.58% | 55.54%
| 46.24% | 55.92% | 56.96% | 56.01% | 53.57% | 55.54%
| 46.25% | 55.92% | 56.95% | 56.01% | 53.57% | 55.54%
| 46.26% | 55.92% | 56.95% | 56.01% | 53.57% | 55.54%
| 46.26% | 55.92% | 56.95% | 56.01% | 53.57% | 55.53%
| 46.27% | 55.92% | 56.95% | 56% | 53.56% | 55.53%
| 46.27% | 55.92% | 56.95% | 56% | 53.56% | 55.53%
| 46.28% | 55.91% | 56.95% | 56% | 53.56% | 55.52%
| 46.28% | 55.91% | 56.95% | 56% | 53.56% | 55.52%
| 46.29% | 55.91% | 56.95% | 56% | 53.56% | 55.52%
| 46.3% | 55.91% | 56.95% | 56% | 53.56% | 55.52%
| 46.3% | 55.91% | 56.94% | 56% | 53.56% | 55.52%
| 46.31% | 55.91% | 56.94% | 56% | 53.56% | 55.52%
| 46.31% | 55.9% | 56.94% | 56% | 53.56% | 55.52%
| 46.32% | 55.9% | 56.94% | 56% | 53.55% | 55.51%
| 46.32% | 55.9% | 56.94% | 56% | 53.55% | 55.51%
| 46.33% | 55.9% | 56.94% | 55.99% | 53.55% | 55.51%
| 46.34% | 55.9% | 56.94% | 55.99% | 53.55% | 55.51%
| 46.34% | 55.9% | 56.94% | 55.99% | 53.55% | 55.5%
| 46.35% | 55.9% | 56.93% | 55.99% | 53.55% | 55.5%
| 46.35% | 55.89% | 56.93% | 55.99% | 53.55% | 55.5%
| 46.36% | 55.89% | 56.93% | 55.98% | 53.54% | 55.5%
| 46.36% | 55.89% | 56.93% | 55.98% | 53.54% | 55.5%
| 46.37% | 55.89% | 56.93% | 55.98% | 53.54% | 55.5%
| 46.38% | 55.89% | 56.93% | 55.98% | 53.54% | 55.5%
| 46.38% | 55.89% | 56.93% | 55.98% | 53.54% | 55.49%
| 46.39% | 55.89% | 56.93% | 55.98% | 53.53% | 55.49%
| 46.39% | 55.89% | 56.93% | 55.97% | 53.53% | 55.49%
| 46.4% | 55.89% | 56.93% | 55.97% | 53.53% | 55.49%
| 46.4% | 55.89% | 56.93% | 55.97% | 53.53% | 55.49%
| 46.41% | 55.89% | 56.93% | 55.97% | 53.53% | 55.49%
| 46.42% | 55.88% | 56.93% | 55.97% | 53.53% | 55.49%
| 46.42% | 55.88% | 56.93% | 55.97% | 53.52% | 55.49%
| 46.43% | 55.88% | 56.93% | 55.96% | 53.52% | 55.49%
| 46.43% | 55.88% | 56.92% | 55.96% | 53.52% | 55.49%
| 46.44% | 55.88% | 56.92% | 55.96% | 53.52% | 55.49%
| 46.44% | 55.88% | 56.92% | 55.96% | 53.52% | 55.49%
| 46.45% | 55.88% | 56.92% | 55.95% | 53.52% | 55.49%
| 46.46% | 55.87% | 56.92% | 55.95% | 53.52% | 55.49%
| 46.46% | 55.87% | 56.92% | 55.95% | 53.52% | 55.48%
| 46.47% | 55.87% | 56.92% | 55.95% | 53.52% | 55.48%
| 46.47% | 55.87% | 56.92% | 55.95% | 53.51% | 55.48%
| 46.48% | 55.87% | 56.92% | 55.94% | 53.51% | 55.48%
| 46.48% | 55.87% | 56.92% | 55.94% | 53.51% | 55.48%
| 46.49% | 55.87% | 56.92% | 55.94% | 53.51% | 55.47%
| 46.5% | 55.87% | 56.91% | 55.94% | 53.51% | 55.47%
| 46.5% | 55.87% | 56.91% | 55.94% | 53.5% | 55.47%
| 46.51% | 55.87% | 56.91% | 55.93% | 53.5% | 55.47%
| 46.51% | 55.86% | 56.91% | 55.93% | 53.5% | 55.47%
| 46.52% | 55.86% | 56.91% | 55.93% | 53.5% | 55.47%
| 46.52% | 55.86% | 56.91% | 55.93% | 53.5% | 55.47%
| 46.53% | 55.86% | 56.91% | 55.93% | 53.5% | 55.46%
| 46.54% | 55.85% | 56.91% | 55.93% | 53.5% | 55.46%
| 46.54% | 55.85% | 56.91% | 55.93% | 53.5% | 55.46%
| 46.55% | 55.85% | 56.91% | 55.92% | 53.5% | 55.46%
| 46.55% | 55.85% | 56.9% | 55.92% | 53.5% | 55.46%
| 46.56% | 55.85% | 56.9% | 55.92% | 53.5% | 55.46%
| 46.56% | 55.85% | 56.9% | 55.92% | 53.49% | 55.46%
| 46.57% | 55.85% | 56.9% | 55.92% | 53.49% | 55.45%
| 46.58% | 55.85% | 56.9% | 55.92% | 53.49% | 55.45%
| 46.58% | 55.85% | 56.9% | 55.92% | 53.49% | 55.45%
| 46.59% | 55.85% | 56.9% | 55.92% | 53.49% | 55.45%
| 46.59% | 55.85% | 56.89% | 55.91% | 53.49% | 55.45%
| 46.6% | 55.85% | 56.89% | 55.91% | 53.49% | 55.44%
| 46.6% | 55.84% | 56.89% | 55.91% | 53.49% | 55.44%
| 46.61% | 55.84% | 56.89% | 55.91% | 53.49% | 55.44%
| 46.62% | 55.84% | 56.88% | 55.91% | 53.48% | 55.44%
| 46.62% | 55.84% | 56.88% | 55.91% | 53.48% | 55.44%
| 46.63% | 55.84% | 56.88% | 55.91% | 53.48% | 55.44%
| 46.63% | 55.84% | 56.88% | 55.91% | 53.48% | 55.43%
| 46.64% | 55.84% | 56.88% | 55.91% | 53.48% | 55.43%
| 46.64% | 55.83% | 56.88% | 55.91% | 53.48% | 55.43%
| 46.65% | 55.83% | 56.88% | 55.91% | 53.48% | 55.43%
| 46.66% | 55.83% | 56.87% | 55.91% | 53.47% | 55.43%
| 46.66% | 55.83% | 56.87% | 55.9% | 53.47% | 55.43%
| 46.67% | 55.82% | 56.87% | 55.9% | 53.47% | 55.43%
| 46.67% | 55.82% | 56.87% | 55.9% | 53.47% | 55.43%
| 46.68% | 55.82% | 56.87% | 55.9% | 53.47% | 55.42%
| 46.68% | 55.82% | 56.87% | 55.89% | 53.46% | 55.42%
| 46.69% | 55.82% | 56.87% | 55.89% | 53.46% | 55.42%
| 46.7% | 55.82% | 56.87% | 55.89% | 53.46% | 55.42%
| 46.7% | 55.82% | 56.86% | 55.89% | 53.46% | 55.42%
| 46.71% | 55.82% | 56.86% | 55.88% | 53.46% | 55.42%
| 46.71% | 55.82% | 56.86% | 55.88% | 53.46% | 55.42%
| 46.72% | 55.82% | 56.86% | 55.88% | 53.46% | 55.42%
| 46.72% | 55.81% | 56.86% | 55.88% | 53.46% | 55.41%
| 46.73% | 55.81% | 56.85% | 55.88% | 53.46% | 55.41%
| 46.74% | 55.81% | 56.85% | 55.88% | 53.45% | 55.41%
| 46.74% | 55.81% | 56.85% | 55.88% | 53.45% | 55.41%
| 46.75% | 55.81% | 56.84% | 55.88% | 53.45% | 55.41%
| 46.75% | 55.81% | 56.84% | 55.87% | 53.45% | 55.41%
| 46.76% | 55.8% | 56.84% | 55.87% | 53.45% | 55.41%
| 46.76% | 55.8% | 56.84% | 55.87% | 53.45% | 55.41%
| 46.77% | 55.8% | 56.84% | 55.86% | 53.45% | 55.4%
| 46.78% | 55.8% | 56.84% | 55.86% | 53.45% | 55.4%
| 46.78% | 55.8% | 56.84% | 55.86% | 53.44% | 55.4%
| 46.79% | 55.8% | 56.83% | 55.86% | 53.44% | 55.4%
| 46.79% | 55.8% | 56.83% | 55.86% | 53.44% | 55.4%
| 46.8% | 55.8% | 56.83% | 55.86% | 53.44% | 55.4%
| 46.8% | 55.8% | 56.83% | 55.85% | 53.44% | 55.4%
| 46.81% | 55.8% | 56.83% | 55.85% | 53.44% | 55.39%
| 46.82% | 55.79% | 56.83% | 55.85% | 53.43% | 55.39%
| 46.82% | 55.79% | 56.83% | 55.85% | 53.43% | 55.39%
| 46.83% | 55.78% | 56.82% | 55.85% | 53.43% | 55.39%
| 46.83% | 55.78% | 56.82% | 55.85% | 53.43% | 55.39%
| 46.84% | 55.78% | 56.82% | 55.84% | 53.43% | 55.39%
| 46.84% | 55.78% | 56.82% | 55.84% | 53.43% | 55.38%
| 46.85% | 55.78% | 56.82% | 55.84% | 53.43% | 55.38%
| 46.86% | 55.78% | 56.82% | 55.84% | 53.43% | 55.38%
| 46.86% | 55.78% | 56.82% | 55.84% | 53.42% | 55.38%
| 46.87% | 55.77% | 56.82% | 55.83% | 53.42% | 55.38%
| 46.87% | 55.77% | 56.82% | 55.83% | 53.42% | 55.38%
| 46.88% | 55.77% | 56.82% | 55.83% | 53.42% | 55.37%
| 46.88% | 55.77% | 56.82% | 55.83% | 53.42% | 55.37%
| 46.89% | 55.76% | 56.81% | 55.83% | 53.42% | 55.37%
| 46.89% | 55.76% | 56.81% | 55.82% | 53.42% | 55.37%
| 46.9% | 55.76% | 56.81% | 55.82% | 53.42% | 55.36%
| 46.91% | 55.76% | 56.81% | 55.82% | 53.41% | 55.36%
| 46.91% | 55.76% | 56.81% | 55.82% | 53.41% | 55.36%
| 46.92% | 55.76% | 56.81% | 55.82% | 53.41% | 55.36%
| 46.92% | 55.76% | 56.81% | 55.82% | 53.41% | 55.35%
| 46.93% | 55.75% | 56.8% | 55.82% | 53.41% | 55.35%
| 46.93% | 55.75% | 56.8% | 55.82% | 53.41% | 55.35%
| 46.94% | 55.75% | 56.8% | 55.82% | 53.4% | 55.35%
| 46.95% | 55.75% | 56.8% | 55.82% | 53.4% | 55.35%
| 46.95% | 55.75% | 56.8% | 55.82% | 53.4% | 55.35%
| 46.96% | 55.75% | 56.8% | 55.82% | 53.4% | 55.35%
| 46.96% | 55.75% | 56.8% | 55.81% | 53.4% | 55.35%
| 46.97% | 55.75% | 56.8% | 55.81% | 53.4% | 55.34%
| 46.97% | 55.75% | 56.8% | 55.81% | 53.4% | 55.34%
| 46.98% | 55.74% | 56.8% | 55.81% | 53.4% | 55.34%
| 46.99% | 55.74% | 56.79% | 55.81% | 53.39% | 55.34%
| 46.99% | 55.74% | 56.79% | 55.81% | 53.39% | 55.34%
| 47% | 55.74% | 56.79% | 55.8% | 53.39% | 55.33%
| 47% | 55.74% | 56.79% | 55.8% | 53.39% | 55.33%
| 47.01% | 55.73% | 56.79% | 55.8% | 53.39% | 55.33%
| 47.01% | 55.73% | 56.79% | 55.8% | 53.39% | 55.33%
| 47.02% | 55.73% | 56.78% | 55.8% | 53.39% | 55.33%
| 47.03% | 55.73% | 56.78% | 55.8% | 53.39% | 55.32%
| 47.03% | 55.73% | 56.78% | 55.8% | 53.39% | 55.32%
| 47.04% | 55.73% | 56.78% | 55.8% | 53.39% | 55.32%
| 47.04% | 55.73% | 56.78% | 55.79% | 53.38% | 55.32%
| 47.05% | 55.73% | 56.78% | 55.79% | 53.38% | 55.31%
| 47.05% | 55.73% | 56.78% | 55.79% | 53.38% | 55.31%
| 47.06% | 55.73% | 56.77% | 55.79% | 53.38% | 55.31%
| 47.07% | 55.73% | 56.77% | 55.79% | 53.38% | 55.31%
| 47.07% | 55.73% | 56.77% | 55.79% | 53.38% | 55.31%
| 47.08% | 55.72% | 56.77% | 55.79% | 53.38% | 55.31%
| 47.08% | 55.72% | 56.77% | 55.78% | 53.37% | 55.3%
| 47.09% | 55.72% | 56.76% | 55.78% | 53.37% | 55.3%
| 47.09% | 55.72% | 56.76% | 55.78% | 53.37% | 55.3%
| 47.1% | 55.72% | 56.76% | 55.78% | 53.37% | 55.3%
| 47.11% | 55.72% | 56.76% | 55.78% | 53.37% | 55.3%
| 47.11% | 55.72% | 56.75% | 55.77% | 53.37% | 55.3%
| 47.12% | 55.72% | 56.75% | 55.77% | 53.37% | 55.29%
| 47.12% | 55.72% | 56.75% | 55.77% | 53.37% | 55.29%
| 47.13% | 55.72% | 56.75% | 55.77% | 53.37% | 55.29%
| 47.13% | 55.72% | 56.75% | 55.77% | 53.36% | 55.29%
| 47.14% | 55.72% | 56.75% | 55.77% | 53.36% | 55.29%
| 47.15% | 55.71% | 56.75% | 55.77% | 53.36% | 55.29%
| 47.15% | 55.71% | 56.75% | 55.77% | 53.36% | 55.29%
| 47.16% | 55.71% | 56.75% | 55.77% | 53.36% | 55.29%
| 47.16% | 55.71% | 56.74% | 55.77% | 53.36% | 55.29%
| 47.17% | 55.71% | 56.74% | 55.76% | 53.36% | 55.28%
| 47.17% | 55.71% | 56.74% | 55.76% | 53.35% | 55.28%
| 47.18% | 55.71% | 56.74% | 55.76% | 53.35% | 55.28%
| 47.19% | 55.7% | 56.74% | 55.76% | 53.34% | 55.28%
| 47.19% | 55.7% | 56.74% | 55.76% | 53.34% | 55.28%
| 47.2% | 55.7% | 56.73% | 55.76% | 53.34% | 55.28%
| 47.2% | 55.7% | 56.73% | 55.76% | 53.34% | 55.28%
| 47.21% | 55.7% | 56.73% | 55.76% | 53.34% | 55.28%
| 47.21% | 55.69% | 56.73% | 55.75% | 53.34% | 55.28%
| 47.22% | 55.69% | 56.73% | 55.75% | 53.33% | 55.28%
| 47.23% | 55.69% | 56.73% | 55.75% | 53.33% | 55.28%
| 47.23% | 55.69% | 56.73% | 55.75% | 53.33% | 55.27%
| 47.24% | 55.69% | 56.73% | 55.75% | 53.33% | 55.27%
| 47.24% | 55.69% | 56.72% | 55.75% | 53.33% | 55.27%
| 47.25% | 55.68% | 56.72% | 55.74% | 53.33% | 55.27%
| 47.25% | 55.68% | 56.72% | 55.74% | 53.33% | 55.26%
| 47.26% | 55.68% | 56.72% | 55.74% | 53.32% | 55.26%
| 47.27% | 55.68% | 56.72% | 55.74% | 53.32% | 55.26%
| 47.27% | 55.68% | 56.72% | 55.74% | 53.32% | 55.26%
| 47.28% | 55.68% | 56.72% | 55.73% | 53.32% | 55.26%
| 47.28% | 55.68% | 56.71% | 55.73% | 53.32% | 55.26%
| 47.29% | 55.68% | 56.71% | 55.73% | 53.32% | 55.26%
| 47.29% | 55.67% | 56.71% | 55.73% | 53.32% | 55.26%
| 47.3% | 55.67% | 56.71% | 55.73% | 53.32% | 55.25%
| 47.31% | 55.67% | 56.71% | 55.73% | 53.31% | 55.25%
| 47.31% | 55.67% | 56.7% | 55.73% | 53.31% | 55.25%
| 47.32% | 55.67% | 56.7% | 55.73% | 53.31% | 55.25%
| 47.32% | 55.67% | 56.7% | 55.72% | 53.31% | 55.25%
| 47.33% | 55.67% | 56.7% | 55.72% | 53.31% | 55.23%
| 47.33% | 55.67% | 56.7% | 55.72% | 53.3% | 55.23%
| 47.34% | 55.67% | 56.7% | 55.72% | 53.3% | 55.23%
| 47.35% | 55.67% | 56.69% | 55.72% | 53.3% | 55.23%
| 47.35% | 55.66% | 56.69% | 55.71% | 53.3% | 55.22%
| 47.36% | 55.66% | 56.69% | 55.71% | 53.3% | 55.22%
| 47.36% | 55.66% | 56.69% | 55.71% | 53.29% | 55.21%
| 47.37% | 55.66% | 56.69% | 55.71% | 53.29% | 55.21%
| 47.37% | 55.66% | 56.69% | 55.71% | 53.29% | 55.21%
| 47.38% | 55.66% | 56.69% | 55.71% | 53.28% | 55.21%
| 47.39% | 55.65% | 56.69% | 55.71% | 53.28% | 55.21%
| 47.39% | 55.65% | 56.69% | 55.7% | 53.28% | 55.21%
| 47.4% | 55.65% | 56.68% | 55.7% | 53.28% | 55.2%
| 47.4% | 55.65% | 56.68% | 55.7% | 53.28% | 55.2%
| 47.41% | 55.65% | 56.68% | 55.69% | 53.28% | 55.2%
| 47.41% | 55.65% | 56.68% | 55.69% | 53.28% | 55.19%
| 47.42% | 55.64% | 56.68% | 55.69% | 53.28% | 55.19%
| 47.43% | 55.64% | 56.68% | 55.69% | 53.28% | 55.19%
| 47.43% | 55.64% | 56.67% | 55.69% | 53.27% | 55.19%
| 47.44% | 55.64% | 56.67% | 55.69% | 53.27% | 55.19%
| 47.44% | 55.64% | 56.67% | 55.69% | 53.27% | 55.19%
| 47.45% | 55.64% | 56.66% | 55.69% | 53.27% | 55.19%
| 47.45% | 55.64% | 56.66% | 55.68% | 53.27% | 55.19%
| 47.46% | 55.63% | 56.66% | 55.68% | 53.27% | 55.19%
| 47.47% | 55.63% | 56.66% | 55.68% | 53.26% | 55.19%
| 47.47% | 55.63% | 56.66% | 55.68% | 53.26% | 55.19%
| 47.48% | 55.63% | 56.66% | 55.68% | 53.26% | 55.18%
| 47.48% | 55.63% | 56.66% | 55.67% | 53.26% | 55.18%
| 47.49% | 55.63% | 56.66% | 55.67% | 53.26% | 55.18%
| 47.49% | 55.62% | 56.65% | 55.67% | 53.26% | 55.18%
| 47.5% | 55.62% | 56.65% | 55.67% | 53.25% | 55.18%
| 47.51% | 55.62% | 56.65% | 55.67% | 53.25% | 55.18%
| 47.51% | 55.61% | 56.65% | 55.67% | 53.25% | 55.18%
| 47.52% | 55.61% | 56.65% | 55.67% | 53.24% | 55.18%
| 47.52% | 55.61% | 56.65% | 55.66% | 53.24% | 55.18%
| 47.53% | 55.61% | 56.65% | 55.66% | 53.24% | 55.18%
| 47.53% | 55.61% | 56.65% | 55.66% | 53.24% | 55.18%
| 47.54% | 55.61% | 56.65% | 55.66% | 53.24% | 55.18%
| 47.55% | 55.61% | 56.65% | 55.66% | 53.24% | 55.18%
| 47.55% | 55.61% | 56.64% | 55.66% | 53.23% | 55.17%
| 47.56% | 55.61% | 56.64% | 55.66% | 53.23% | 55.17%
| 47.56% | 55.6% | 56.64% | 55.65% | 53.23% | 55.17%
| 47.57% | 55.6% | 56.64% | 55.65% | 53.23% | 55.17%
| 47.57% | 55.6% | 56.64% | 55.65% | 53.23% | 55.17%
| 47.58% | 55.6% | 56.63% | 55.65% | 53.23% | 55.17%
| 47.59% | 55.6% | 56.63% | 55.65% | 53.23% | 55.17%
| 47.59% | 55.6% | 56.63% | 55.65% | 53.23% | 55.16%
| 47.6% | 55.59% | 56.63% | 55.65% | 53.22% | 55.16%
| 47.6% | 55.59% | 56.63% | 55.65% | 53.22% | 55.16%
| 47.61% | 55.59% | 56.63% | 55.65% | 53.22% | 55.16%
| 47.61% | 55.59% | 56.63% | 55.65% | 53.22% | 55.16%
| 47.62% | 55.59% | 56.63% | 55.65% | 53.21% | 55.16%
| 47.63% | 55.59% | 56.63% | 55.64% | 53.21% | 55.15%
| 47.63% | 55.58% | 56.63% | 55.64% | 53.21% | 55.15%
| 47.64% | 55.58% | 56.63% | 55.64% | 53.21% | 55.15%
| 47.64% | 55.58% | 56.63% | 55.64% | 53.21% | 55.15%
| 47.65% | 55.57% | 56.63% | 55.64% | 53.21% | 55.15%
| 47.65% | 55.57% | 56.63% | 55.64% | 53.21% | 55.14%
| 47.66% | 55.57% | 56.62% | 55.64% | 53.2% | 55.14%
| 47.67% | 55.57% | 56.62% | 55.64% | 53.2% | 55.14%
| 47.67% | 55.57% | 56.62% | 55.63% | 53.2% | 55.14%
| 47.68% | 55.56% | 56.62% | 55.63% | 53.2% | 55.14%
| 47.68% | 55.56% | 56.62% | 55.63% | 53.2% | 55.13%
| 47.69% | 55.56% | 56.62% | 55.63% | 53.2% | 55.13%
| 47.69% | 55.56% | 56.62% | 55.62% | 53.2% | 55.13%
| 47.7% | 55.56% | 56.62% | 55.62% | 53.2% | 55.13%
| 47.71% | 55.56% | 56.62% | 55.62% | 53.2% | 55.13%
| 47.71% | 55.56% | 56.61% | 55.62% | 53.19% | 55.13%
| 47.72% | 55.56% | 56.61% | 55.62% | 53.19% | 55.13%
| 47.72% | 55.56% | 56.61% | 55.62% | 53.19% | 55.12%
| 47.73% | 55.56% | 56.61% | 55.61% | 53.19% | 55.12%
| 47.73% | 55.55% | 56.61% | 55.61% | 53.19% | 55.12%
| 47.74% | 55.55% | 56.61% | 55.61% | 53.18% | 55.12%
| 47.75% | 55.55% | 56.61% | 55.61% | 53.18% | 55.12%
| 47.75% | 55.55% | 56.61% | 55.6% | 53.18% | 55.11%
| 47.76% | 55.55% | 56.6% | 55.6% | 53.18% | 55.11%
| 47.76% | 55.55% | 56.6% | 55.6% | 53.18% | 55.11%
| 47.77% | 55.55% | 56.6% | 55.6% | 53.17% | 55.11%
| 47.77% | 55.54% | 56.6% | 55.6% | 53.17% | 55.1%
| 47.78% | 55.54% | 56.6% | 55.59% | 53.17% | 55.1%
| 47.79% | 55.54% | 56.6% | 55.59% | 53.17% | 55.1%
| 47.79% | 55.53% | 56.6% | 55.59% | 53.17% | 55.1%
| 47.8% | 55.53% | 56.6% | 55.59% | 53.17% | 55.1%
| 47.8% | 55.53% | 56.59% | 55.59% | 53.17% | 55.1%
| 47.81% | 55.53% | 56.59% | 55.58% | 53.16% | 55.1%
| 47.81% | 55.53% | 56.59% | 55.58% | 53.16% | 55.1%
| 47.82% | 55.53% | 56.59% | 55.58% | 53.16% | 55.09%
| 47.83% | 55.53% | 56.59% | 55.58% | 53.16% | 55.09%
| 47.83% | 55.53% | 56.59% | 55.58% | 53.16% | 55.09%
| 47.84% | 55.52% | 56.59% | 55.58% | 53.16% | 55.09%
| 47.84% | 55.52% | 56.59% | 55.57% | 53.15% | 55.09%
| 47.85% | 55.52% | 56.59% | 55.57% | 53.15% | 55.09%
| 47.85% | 55.52% | 56.58% | 55.57% | 53.15% | 55.09%
| 47.86% | 55.52% | 56.58% | 55.57% | 53.15% | 55.08%
| 47.87% | 55.52% | 56.58% | 55.57% | 53.15% | 55.08%
| 47.87% | 55.52% | 56.58% | 55.57% | 53.15% | 55.08%
| 47.88% | 55.52% | 56.58% | 55.57% | 53.15% | 55.08%
| 47.88% | 55.52% | 56.57% | 55.57% | 53.15% | 55.08%
| 47.89% | 55.52% | 56.57% | 55.57% | 53.15% | 55.07%
| 47.89% | 55.52% | 56.57% | 55.56% | 53.15% | 55.07%
| 47.9% | 55.52% | 56.57% | 55.56% | 53.14% | 55.07%
| 47.91% | 55.52% | 56.57% | 55.56% | 53.14% | 55.07%
| 47.91% | 55.51% | 56.56% | 55.56% | 53.14% | 55.07%
| 47.92% | 55.51% | 56.56% | 55.55% | 53.14% | 55.07%
| 47.92% | 55.51% | 56.56% | 55.55% | 53.14% | 55.07%
| 47.93% | 55.51% | 56.56% | 55.55% | 53.14% | 55.06%
| 47.93% | 55.51% | 56.56% | 55.55% | 53.14% | 55.06%
| 47.94% | 55.51% | 56.56% | 55.55% | 53.14% | 55.06%
| 47.95% | 55.51% | 56.55% | 55.54% | 53.14% | 55.06%
| 47.95% | 55.51% | 56.55% | 55.54% | 53.14% | 55.06%
| 47.96% | 55.5% | 56.55% | 55.54% | 53.14% | 55.05%
| 47.96% | 55.5% | 56.55% | 55.54% | 53.14% | 55.05%
| 47.97% | 55.5% | 56.55% | 55.54% | 53.13% | 55.05%
| 47.97% | 55.5% | 56.55% | 55.54% | 53.13% | 55.05%
| 47.98% | 55.5% | 56.55% | 55.54% | 53.13% | 55.05%
| 47.99% | 55.5% | 56.55% | 55.54% | 53.13% | 55.05%
| 47.99% | 55.5% | 56.55% | 55.54% | 53.12% | 55.05%
| 48% | 55.5% | 56.55% | 55.54% | 53.12% | 55.05%
| 48% | 55.5% | 56.54% | 55.54% | 53.12% | 55.04%
| 48.01% | 55.5% | 56.54% | 55.54% | 53.12% | 55.04%
| 48.01% | 55.5% | 56.54% | 55.54% | 53.12% | 55.04%
| 48.02% | 55.5% | 56.54% | 55.54% | 53.12% | 55.04%
| 48.03% | 55.49% | 56.53% | 55.53% | 53.11% | 55.04%
| 48.03% | 55.49% | 56.53% | 55.53% | 53.11% | 55.04%
| 48.04% | 55.49% | 56.53% | 55.53% | 53.11% | 55.04%
| 48.04% | 55.49% | 56.53% | 55.52% | 53.11% | 55.04%
| 48.05% | 55.49% | 56.53% | 55.52% | 53.11% | 55.04%
| 48.05% | 55.49% | 56.53% | 55.52% | 53.11% | 55.04%
| 48.06% | 55.49% | 56.52% | 55.52% | 53.11% | 55.04%
| 48.07% | 55.49% | 56.52% | 55.52% | 53.1% | 55.03%
| 48.07% | 55.48% | 56.52% | 55.51% | 53.1% | 55.03%
| 48.08% | 55.48% | 56.52% | 55.51% | 53.1% | 55.03%
| 48.08% | 55.48% | 56.52% | 55.5% | 53.1% | 55.03%
| 48.09% | 55.48% | 56.52% | 55.5% | 53.1% | 55.03%
| 48.09% | 55.48% | 56.52% | 55.5% | 53.1% | 55.03%
| 48.1% | 55.47% | 56.52% | 55.5% | 53.09% | 55.03%
| 48.11% | 55.47% | 56.52% | 55.5% | 53.09% | 55.03%
| 48.11% | 55.47% | 56.52% | 55.5% | 53.09% | 55.02%
| 48.12% | 55.47% | 56.51% | 55.5% | 53.09% | 55.02%
| 48.12% | 55.46% | 56.51% | 55.5% | 53.09% | 55.02%
| 48.13% | 55.46% | 56.51% | 55.5% | 53.09% | 55.02%
| 48.13% | 55.46% | 56.5% | 55.49% | 53.09% | 55.02%
| 48.14% | 55.46% | 56.5% | 55.49% | 53.09% | 55.02%
| 48.14% | 55.46% | 56.5% | 55.49% | 53.08% | 55.01%
| 48.15% | 55.46% | 56.5% | 55.49% | 53.08% | 55.01%
| 48.16% | 55.46% | 56.5% | 55.48% | 53.08% | 55.01%
| 48.16% | 55.45% | 56.5% | 55.48% | 53.08% | 55.01%
| 48.17% | 55.45% | 56.5% | 55.48% | 53.08% | 55.01%
| 48.17% | 55.45% | 56.5% | 55.47% | 53.07% | 55.01%
| 48.18% | 55.45% | 56.5% | 55.47% | 53.07% | 55%
| 48.18% | 55.45% | 56.5% | 55.47% | 53.06% | 55%
| 48.19% | 55.45% | 56.5% | 55.46% | 53.06% | 55%
| 48.2% | 55.44% | 56.49% | 55.46% | 53.06% | 55%
| 48.2% | 55.44% | 56.49% | 55.46% | 53.06% | 55%
| 48.21% | 55.44% | 56.49% | 55.46% | 53.06% | 55%
| 48.21% | 55.44% | 56.49% | 55.46% | 53.06% | 55%
| 48.22% | 55.44% | 56.49% | 55.45% | 53.06% | 54.99%
| 48.22% | 55.44% | 56.49% | 55.45% | 53.06% | 54.98%
| 48.23% | 55.44% | 56.48% | 55.45% | 53.05% | 54.98%
| 48.24% | 55.44% | 56.48% | 55.45% | 53.05% | 54.98%
| 48.24% | 55.43% | 56.48% | 55.45% | 53.05% | 54.97%
| 48.25% | 55.43% | 56.48% | 55.45% | 53.05% | 54.97%
| 48.25% | 55.43% | 56.48% | 55.44% | 53.05% | 54.97%
| 48.26% | 55.43% | 56.48% | 55.44% | 53.05% | 54.97%
| 48.26% | 55.43% | 56.48% | 55.44% | 53.04% | 54.96%
| 48.27% | 55.43% | 56.47% | 55.44% | 53.04% | 54.96%
| 48.28% | 55.43% | 56.47% | 55.44% | 53.02% | 54.96%
| 48.28% | 55.42% | 56.47% | 55.44% | 53.02% | 54.95%
| 48.29% | 55.42% | 56.47% | 55.44% | 53.02% | 54.95%
| 48.29% | 55.42% | 56.47% | 55.43% | 53.01% | 54.95%
| 48.3% | 55.42% | 56.46% | 55.43% | 53.01% | 54.95%
| 48.3% | 55.42% | 56.46% | 55.43% | 53.01% | 54.94%
| 48.31% | 55.41% | 56.46% | 55.43% | 53.01% | 54.94%
| 48.32% | 55.41% | 56.45% | 55.43% | 53.01% | 54.94%
| 48.32% | 55.41% | 56.45% | 55.43% | 53.01% | 54.94%
| 48.33% | 55.41% | 56.45% | 55.43% | 53.01% | 54.94%
| 48.33% | 55.41% | 56.44% | 55.42% | 53% | 54.93%
| 48.34% | 55.41% | 56.44% | 55.42% | 53% | 54.93%
| 48.34% | 55.41% | 56.44% | 55.42% | 53% | 54.93%
| 48.35% | 55.4% | 56.43% | 55.41% | 53% | 54.93%
| 48.36% | 55.4% | 56.43% | 55.41% | 53% | 54.93%
| 48.36% | 55.4% | 56.43% | 55.41% | 53% | 54.93%
| 48.37% | 55.4% | 56.43% | 55.41% | 52.99% | 54.92%
| 48.37% | 55.4% | 56.43% | 55.41% | 52.99% | 54.92%
| 48.38% | 55.4% | 56.43% | 55.41% | 52.98% | 54.92%
| 48.38% | 55.39% | 56.42% | 55.4% | 52.98% | 54.91%
| 48.39% | 55.39% | 56.42% | 55.4% | 52.98% | 54.91%
| 48.4% | 55.39% | 56.42% | 55.4% | 52.98% | 54.91%
| 48.4% | 55.39% | 56.42% | 55.4% | 52.97% | 54.91%
| 48.41% | 55.39% | 56.41% | 55.4% | 52.97% | 54.91%
| 48.41% | 55.39% | 56.41% | 55.4% | 52.97% | 54.91%
| 48.42% | 55.39% | 56.41% | 55.4% | 52.97% | 54.91%
| 48.42% | 55.38% | 56.41% | 55.39% | 52.97% | 54.91%
| 48.43% | 55.38% | 56.41% | 55.39% | 52.96% | 54.91%
| 48.44% | 55.38% | 56.4% | 55.39% | 52.96% | 54.9%
| 48.44% | 55.38% | 56.4% | 55.39% | 52.96% | 54.9%
| 48.45% | 55.38% | 56.4% | 55.39% | 52.96% | 54.9%
| 48.45% | 55.37% | 56.4% | 55.39% | 52.96% | 54.9%
| 48.46% | 55.37% | 56.4% | 55.39% | 52.96% | 54.9%
| 48.46% | 55.37% | 56.4% | 55.39% | 52.96% | 54.9%
| 48.47% | 55.37% | 56.4% | 55.39% | 52.95% | 54.89%
| 48.48% | 55.37% | 56.4% | 55.38% | 52.95% | 54.89%
| 48.48% | 55.37% | 56.39% | 55.38% | 52.95% | 54.89%
| 48.49% | 55.37% | 56.39% | 55.38% | 52.94% | 54.88%
| 48.49% | 55.36% | 56.39% | 55.38% | 52.94% | 54.88%
| 48.5% | 55.36% | 56.39% | 55.38% | 52.94% | 54.88%
| 48.5% | 55.36% | 56.39% | 55.38% | 52.93% | 54.88%
| 48.51% | 55.36% | 56.38% | 55.37% | 52.93% | 54.88%
| 48.52% | 55.36% | 56.38% | 55.37% | 52.93% | 54.88%
| 48.52% | 55.36% | 56.38% | 55.37% | 52.93% | 54.88%
| 48.53% | 55.35% | 56.38% | 55.37% | 52.93% | 54.87%
| 48.53% | 55.35% | 56.38% | 55.37% | 52.93% | 54.87%
| 48.54% | 55.35% | 56.37% | 55.36% | 52.92% | 54.87%
| 48.54% | 55.35% | 56.37% | 55.36% | 52.92% | 54.87%
| 48.55% | 55.35% | 56.37% | 55.36% | 52.92% | 54.87%
| 48.56% | 55.35% | 56.37% | 55.36% | 52.91% | 54.86%
| 48.56% | 55.35% | 56.37% | 55.36% | 52.91% | 54.86%
| 48.57% | 55.35% | 56.37% | 55.36% | 52.91% | 54.86%
| 48.57% | 55.35% | 56.37% | 55.35% | 52.91% | 54.86%
| 48.58% | 55.35% | 56.36% | 55.35% | 52.91% | 54.86%
| 48.58% | 55.35% | 56.36% | 55.35% | 52.91% | 54.86%
| 48.59% | 55.34% | 56.36% | 55.35% | 52.91% | 54.86%
| 48.6% | 55.34% | 56.36% | 55.35% | 52.9% | 54.86%
| 48.6% | 55.34% | 56.36% | 55.35% | 52.9% | 54.86%
| 48.61% | 55.34% | 56.36% | 55.35% | 52.9% | 54.85%
| 48.61% | 55.34% | 56.36% | 55.34% | 52.9% | 54.85%
| 48.62% | 55.34% | 56.35% | 55.34% | 52.9% | 54.85%
| 48.62% | 55.34% | 56.35% | 55.34% | 52.89% | 54.85%
| 48.63% | 55.34% | 56.35% | 55.34% | 52.89% | 54.85%
| 48.64% | 55.34% | 56.35% | 55.34% | 52.89% | 54.85%
| 48.64% | 55.33% | 56.35% | 55.34% | 52.88% | 54.84%
| 48.65% | 55.33% | 56.35% | 55.34% | 52.88% | 54.84%
| 48.65% | 55.32% | 56.35% | 55.34% | 52.88% | 54.84%
| 48.66% | 55.32% | 56.34% | 55.33% | 52.88% | 54.84%
| 48.66% | 55.32% | 56.34% | 55.33% | 52.88% | 54.84%
| 48.67% | 55.32% | 56.34% | 55.33% | 52.88% | 54.84%
| 48.68% | 55.32% | 56.34% | 55.33% | 52.88% | 54.84%
| 48.68% | 55.32% | 56.34% | 55.32% | 52.88% | 54.84%
| 48.69% | 55.31% | 56.34% | 55.32% | 52.88% | 54.84%
| 48.69% | 55.31% | 56.34% | 55.32% | 52.87% | 54.83%
| 48.7% | 55.31% | 56.34% | 55.32% | 52.87% | 54.83%
| 48.7% | 55.31% | 56.33% | 55.32% | 52.87% | 54.83%
| 48.71% | 55.3% | 56.33% | 55.32% | 52.87% | 54.83%
| 48.72% | 55.3% | 56.33% | 55.31% | 52.87% | 54.83%
| 48.72% | 55.3% | 56.33% | 55.31% | 52.87% | 54.82%
| 48.73% | 55.3% | 56.33% | 55.31% | 52.87% | 54.82%
| 48.73% | 55.3% | 56.33% | 55.3% | 52.87% | 54.82%
| 48.74% | 55.3% | 56.33% | 55.3% | 52.87% | 54.82%
| 48.74% | 55.3% | 56.32% | 55.3% | 52.87% | 54.82%
| 48.75% | 55.3% | 56.32% | 55.3% | 52.87% | 54.81%
| 48.76% | 55.29% | 56.32% | 55.3% | 52.87% | 54.81%
| 48.76% | 55.29% | 56.32% | 55.3% | 52.86% | 54.8%
| 48.77% | 55.29% | 56.32% | 55.3% | 52.86% | 54.8%
| 48.77% | 55.29% | 56.31% | 55.3% | 52.86% | 54.8%
| 48.78% | 55.29% | 56.31% | 55.3% | 52.86% | 54.8%
| 48.78% | 55.29% | 56.31% | 55.29% | 52.86% | 54.79%
| 48.79% | 55.29% | 56.31% | 55.29% | 52.86% | 54.79%
| 48.8% | 55.28% | 56.31% | 55.29% | 52.86% | 54.79%
| 48.8% | 55.28% | 56.31% | 55.29% | 52.86% | 54.79%
| 48.81% | 55.28% | 56.31% | 55.28% | 52.86% | 54.79%
| 48.81% | 55.28% | 56.3% | 55.28% | 52.86% | 54.78%
| 48.82% | 55.27% | 56.3% | 55.28% | 52.85% | 54.78%
| 48.82% | 55.27% | 56.3% | 55.28% | 52.84% | 54.78%
| 48.83% | 55.27% | 56.3% | 55.28% | 52.84% | 54.78%
| 48.84% | 55.27% | 56.3% | 55.27% | 52.84% | 54.78%
| 48.84% | 55.26% | 56.3% | 55.27% | 52.84% | 54.78%
| 48.85% | 55.26% | 56.3% | 55.27% | 52.84% | 54.77%
| 48.85% | 55.26% | 56.3% | 55.27% | 52.84% | 54.77%
| 48.86% | 55.26% | 56.29% | 55.27% | 52.84% | 54.77%
| 48.86% | 55.26% | 56.29% | 55.27% | 52.83% | 54.77%
| 48.87% | 55.26% | 56.29% | 55.27% | 52.83% | 54.77%
| 48.88% | 55.26% | 56.29% | 55.27% | 52.83% | 54.77%
| 48.88% | 55.25% | 56.29% | 55.26% | 52.82% | 54.76%
| 48.89% | 55.25% | 56.28% | 55.26% | 52.82% | 54.76%
| 48.89% | 55.25% | 56.28% | 55.26% | 52.82% | 54.76%
| 48.9% | 55.25% | 56.28% | 55.26% | 52.82% | 54.76%
| 48.9% | 55.25% | 56.28% | 55.26% | 52.82% | 54.76%
| 48.91% | 55.25% | 56.28% | 55.26% | 52.82% | 54.76%
| 48.92% | 55.25% | 56.28% | 55.26% | 52.82% | 54.76%
| 48.92% | 55.24% | 56.28% | 55.26% | 52.81% | 54.76%
| 48.93% | 55.24% | 56.28% | 55.26% | 52.81% | 54.76%
| 48.93% | 55.24% | 56.27% | 55.26% | 52.81% | 54.75%
| 48.94% | 55.24% | 56.27% | 55.25% | 52.81% | 54.75%
| 48.94% | 55.24% | 56.27% | 55.25% | 52.8% | 54.75%
| 48.95% | 55.24% | 56.27% | 55.25% | 52.8% | 54.75%
| 48.96% | 55.24% | 56.26% | 55.25% | 52.8% | 54.74%
| 48.96% | 55.24% | 56.26% | 55.25% | 52.8% | 54.74%
| 48.97% | 55.24% | 56.26% | 55.25% | 52.8% | 54.74%
| 48.97% | 55.24% | 56.26% | 55.25% | 52.8% | 54.74%
| 48.98% | 55.24% | 56.26% | 55.25% | 52.79% | 54.74%
| 48.98% | 55.23% | 56.26% | 55.24% | 52.79% | 54.74%
| 48.99% | 55.23% | 56.26% | 55.24% | 52.79% | 54.74%
| 49% | 55.23% | 56.26% | 55.24% | 52.79% | 54.73%
| 49% | 55.23% | 56.26% | 55.24% | 52.79% | 54.73%
| 49.01% | 55.23% | 56.26% | 55.24% | 52.79% | 54.73%
| 49.01% | 55.23% | 56.26% | 55.24% | 52.79% | 54.73%
| 49.02% | 55.23% | 56.25% | 55.24% | 52.79% | 54.73%
| 49.02% | 55.23% | 56.25% | 55.24% | 52.78% | 54.72%
| 49.03% | 55.22% | 56.25% | 55.23% | 52.78% | 54.72%
| 49.04% | 55.22% | 56.25% | 55.23% | 52.78% | 54.72%
| 49.04% | 55.22% | 56.25% | 55.23% | 52.78% | 54.72%
| 49.05% | 55.22% | 56.25% | 55.23% | 52.78% | 54.71%
| 49.05% | 55.22% | 56.25% | 55.23% | 52.77% | 54.71%
| 49.06% | 55.21% | 56.25% | 55.23% | 52.77% | 54.71%
| 49.06% | 55.21% | 56.25% | 55.23% | 52.77% | 54.71%
| 49.07% | 55.21% | 56.25% | 55.23% | 52.77% | 54.71%
| 49.08% | 55.21% | 56.24% | 55.22% | 52.77% | 54.7%
| 49.08% | 55.21% | 56.24% | 55.22% | 52.77% | 54.7%
| 49.09% | 55.21% | 56.24% | 55.22% | 52.77% | 54.69%
| 49.09% | 55.21% | 56.24% | 55.22% | 52.77% | 54.69%
| 49.1% | 55.2% | 56.24% | 55.21% | 52.76% | 54.69%
| 49.1% | 55.2% | 56.24% | 55.21% | 52.76% | 54.69%
| 49.11% | 55.2% | 56.24% | 55.21% | 52.75% | 54.69%
| 49.12% | 55.2% | 56.23% | 55.21% | 52.75% | 54.69%
| 49.12% | 55.2% | 56.23% | 55.21% | 52.75% | 54.69%
| 49.13% | 55.2% | 56.23% | 55.21% | 52.75% | 54.68%
| 49.13% | 55.2% | 56.23% | 55.21% | 52.75% | 54.67%
| 49.14% | 55.2% | 56.22% | 55.21% | 52.75% | 54.67%
| 49.14% | 55.2% | 56.22% | 55.2% | 52.74% | 54.67%
| 49.15% | 55.19% | 56.22% | 55.2% | 52.74% | 54.66%
| 49.16% | 55.19% | 56.22% | 55.2% | 52.74% | 54.66%
| 49.16% | 55.19% | 56.22% | 55.2% | 52.74% | 54.66%
| 49.17% | 55.19% | 56.21% | 55.2% | 52.74% | 54.66%
| 49.17% | 55.19% | 56.21% | 55.2% | 52.74% | 54.66%
| 49.18% | 55.19% | 56.21% | 55.2% | 52.73% | 54.66%
| 49.18% | 55.18% | 56.21% | 55.2% | 52.73% | 54.65%
| 49.19% | 55.18% | 56.21% | 55.2% | 52.73% | 54.65%
| 49.2% | 55.18% | 56.21% | 55.2% | 52.73% | 54.65%
| 49.2% | 55.18% | 56.21% | 55.19% | 52.73% | 54.65%
| 49.21% | 55.18% | 56.2% | 55.19% | 52.73% | 54.64%
| 49.21% | 55.18% | 56.2% | 55.19% | 52.72% | 54.64%
| 49.22% | 55.18% | 56.2% | 55.19% | 52.72% | 54.64%
| 49.22% | 55.18% | 56.2% | 55.19% | 52.72% | 54.63%
| 49.23% | 55.18% | 56.2% | 55.19% | 52.72% | 54.63%
| 49.24% | 55.17% | 56.2% | 55.19% | 52.72% | 54.63%
| 49.24% | 55.17% | 56.19% | 55.18% | 52.72% | 54.63%
| 49.25% | 55.17% | 56.19% | 55.18% | 52.72% | 54.63%
| 49.25% | 55.17% | 56.19% | 55.18% | 52.72% | 54.63%
| 49.26% | 55.16% | 56.19% | 55.18% | 52.71% | 54.62%
| 49.26% | 55.16% | 56.19% | 55.18% | 52.71% | 54.62%
| 49.27% | 55.16% | 56.19% | 55.18% | 52.71% | 54.62%
| 49.28% | 55.16% | 56.19% | 55.18% | 52.71% | 54.62%
| 49.28% | 55.16% | 56.19% | 55.18% | 52.71% | 54.61%
| 49.29% | 55.16% | 56.18% | 55.17% | 52.71% | 54.61%
| 49.29% | 55.15% | 56.18% | 55.17% | 52.7% | 54.61%
| 49.3% | 55.15% | 56.18% | 55.17% | 52.7% | 54.61%
| 49.3% | 55.15% | 56.17% | 55.16% | 52.7% | 54.61%
| 49.31% | 55.14% | 56.17% | 55.16% | 52.7% | 54.61%
| 49.32% | 55.14% | 56.17% | 55.16% | 52.7% | 54.6%
| 49.32% | 55.14% | 56.17% | 55.15% | 52.69% | 54.6%
| 49.33% | 55.14% | 56.16% | 55.15% | 52.69% | 54.6%
| 49.33% | 55.14% | 56.16% | 55.15% | 52.69% | 54.6%
| 49.34% | 55.14% | 56.16% | 55.15% | 52.67% | 54.6%
| 49.34% | 55.14% | 56.16% | 55.15% | 52.67% | 54.6%
| 49.35% | 55.14% | 56.16% | 55.15% | 52.67% | 54.59%
| 49.36% | 55.14% | 56.15% | 55.15% | 52.67% | 54.59%
| 49.36% | 55.13% | 56.15% | 55.15% | 52.67% | 54.59%
| 49.37% | 55.13% | 56.15% | 55.15% | 52.66% | 54.59%
| 49.37% | 55.13% | 56.15% | 55.14% | 52.66% | 54.59%
| 49.38% | 55.13% | 56.14% | 55.14% | 52.66% | 54.59%
| 49.38% | 55.13% | 56.14% | 55.14% | 52.66% | 54.58%
| 49.39% | 55.13% | 56.13% | 55.14% | 52.66% | 54.58%
| 49.39% | 55.13% | 56.13% | 55.14% | 52.66% | 54.58%
| 49.4% | 55.12% | 56.13% | 55.14% | 52.65% | 54.58%
| 49.41% | 55.12% | 56.13% | 55.14% | 52.65% | 54.58%
| 49.41% | 55.12% | 56.13% | 55.13% | 52.65% | 54.58%
| 49.42% | 55.12% | 56.12% | 55.13% | 52.64% | 54.58%
| 49.42% | 55.12% | 56.12% | 55.13% | 52.64% | 54.57%
| 49.43% | 55.12% | 56.12% | 55.13% | 52.64% | 54.57%
| 49.43% | 55.12% | 56.12% | 55.13% | 52.64% | 54.57%
| 49.44% | 55.11% | 56.12% | 55.13% | 52.64% | 54.57%
| 49.45% | 55.11% | 56.11% | 55.12% | 52.64% | 54.57%
| 49.45% | 55.11% | 56.11% | 55.12% | 52.64% | 54.56%
| 49.46% | 55.11% | 56.11% | 55.12% | 52.63% | 54.56%
| 49.46% | 55.11% | 56.11% | 55.12% | 52.63% | 54.56%
| 49.47% | 55.11% | 56.11% | 55.12% | 52.63% | 54.56%
| 49.47% | 55.11% | 56.11% | 55.12% | 52.63% | 54.56%
| 49.48% | 55.11% | 56.1% | 55.11% | 52.63% | 54.55%
| 49.49% | 55.1% | 56.1% | 55.11% | 52.62% | 54.55%
| 49.49% | 55.1% | 56.1% | 55.11% | 52.62% | 54.55%
| 49.5% | 55.1% | 56.1% | 55.11% | 52.62% | 54.55%
| 49.5% | 55.1% | 56.1% | 55.1% | 52.62% | 54.54%
| 49.51% | 55.1% | 56.1% | 55.1% | 52.62% | 54.54%
| 49.51% | 55.1% | 56.09% | 55.1% | 52.62% | 54.54%
| 49.52% | 55.1% | 56.09% | 55.1% | 52.61% | 54.54%
| 49.53% | 55.1% | 56.09% | 55.1% | 52.61% | 54.54%
| 49.53% | 55.1% | 56.09% | 55.1% | 52.61% | 54.54%
| 49.54% | 55.09% | 56.09% | 55.1% | 52.61% | 54.54%
| 49.54% | 55.09% | 56.08% | 55.09% | 52.61% | 54.53%
| 49.55% | 55.09% | 56.08% | 55.09% | 52.61% | 54.53%
| 49.55% | 55.09% | 56.08% | 55.09% | 52.6% | 54.53%
| 49.56% | 55.09% | 56.08% | 55.09% | 52.6% | 54.53%
| 49.57% | 55.09% | 56.08% | 55.09% | 52.6% | 54.52%
| 49.57% | 55.09% | 56.08% | 55.09% | 52.6% | 54.52%
| 49.58% | 55.09% | 56.08% | 55.08% | 52.59% | 54.52%
| 49.58% | 55.08% | 56.08% | 55.08% | 52.59% | 54.51%
| 49.59% | 55.08% | 56.07% | 55.08% | 52.59% | 54.51%
| 49.59% | 55.08% | 56.07% | 55.07% | 52.59% | 54.51%
| 49.6% | 55.08% | 56.07% | 55.07% | 52.59% | 54.51%
| 49.61% | 55.08% | 56.07% | 55.07% | 52.59% | 54.51%
| 49.61% | 55.07% | 56.07% | 55.07% | 52.59% | 54.51%
| 49.62% | 55.07% | 56.07% | 55.07% | 52.59% | 54.5%
| 49.62% | 55.07% | 56.07% | 55.07% | 52.58% | 54.5%
| 49.63% | 55.07% | 56.06% | 55.07% | 52.58% | 54.5%
| 49.63% | 55.07% | 56.06% | 55.06% | 52.58% | 54.5%
| 49.64% | 55.07% | 56.06% | 55.06% | 52.58% | 54.5%
| 49.65% | 55.07% | 56.06% | 55.06% | 52.58% | 54.5%
| 49.65% | 55.07% | 56.06% | 55.06% | 52.58% | 54.5%
| 49.66% | 55.07% | 56.06% | 55.05% | 52.58% | 54.5%
| 49.66% | 55.07% | 56.06% | 55.05% | 52.58% | 54.49%
| 49.67% | 55.06% | 56.05% | 55.05% | 52.57% | 54.49%
| 49.67% | 55.06% | 56.05% | 55.05% | 52.57% | 54.49%
| 49.68% | 55.06% | 56.05% | 55.05% | 52.57% | 54.49%
| 49.69% | 55.06% | 56.04% | 55.05% | 52.57% | 54.49%
| 49.69% | 55.05% | 56.04% | 55.04% | 52.57% | 54.49%
| 49.7% | 55.05% | 56.04% | 55.04% | 52.57% | 54.49%
| 49.7% | 55.05% | 56.04% | 55.04% | 52.57% | 54.48%
| 49.71% | 55.05% | 56.04% | 55.04% | 52.57% | 54.48%
| 49.71% | 55.05% | 56.04% | 55.04% | 52.57% | 54.48%
| 49.72% | 55.05% | 56.04% | 55.04% | 52.57% | 54.48%
| 49.73% | 55.05% | 56.04% | 55.03% | 52.56% | 54.48%
| 49.73% | 55.04% | 56.04% | 55.02% | 52.56% | 54.47%
| 49.74% | 55.04% | 56.04% | 55.02% | 52.56% | 54.47%
| 49.74% | 55.03% | 56.03% | 55.02% | 52.56% | 54.47%
| 49.75% | 55.03% | 56.03% | 55.02% | 52.55% | 54.46%
| 49.75% | 55.03% | 56.03% | 55.02% | 52.55% | 54.46%
| 49.76% | 55.03% | 56.03% | 55.01% | 52.55% | 54.46%
| 49.77% | 55.03% | 56.03% | 55.01% | 52.55% | 54.45%
| 49.77% | 55.03% | 56.03% | 55.01% | 52.55% | 54.45%
| 49.78% | 55.03% | 56.03% | 55.01% | 52.55% | 54.45%
| 49.78% | 55.03% | 56.02% | 55.01% | 52.55% | 54.45%
| 49.79% | 55.03% | 56.02% | 55% | 52.55% | 54.45%
| 49.79% | 55.02% | 56.02% | 55% | 52.54% | 54.45%
| 49.8% | 55.02% | 56.02% | 55% | 52.54% | 54.44%
| 49.81% | 55.02% | 56.02% | 55% | 52.54% | 54.44%
| 49.81% | 55.02% | 56.02% | 55% | 52.54% | 54.44%
| 49.82% | 55.02% | 56.01% | 55% | 52.54% | 54.44%
| 49.82% | 55.02% | 56.01% | 54.99% | 52.53% | 54.44%
| 49.83% | 55.02% | 56.01% | 54.99% | 52.52% | 54.44%
| 49.83% | 55.02% | 56.01% | 54.99% | 52.52% | 54.44%
| 49.84% | 55.02% | 56% | 54.98% | 52.52% | 54.44%
| 49.85% | 55.01% | 56% | 54.98% | 52.52% | 54.43%
| 49.85% | 55.01% | 56% | 54.98% | 52.52% | 54.43%
| 49.86% | 55.01% | 56% | 54.98% | 52.52% | 54.43%
| 49.86% | 55.01% | 55.99% | 54.98% | 52.52% | 54.43%
| 49.87% | 55% | 55.99% | 54.98% | 52.52% | 54.43%
| 49.87% | 55% | 55.99% | 54.98% | 52.51% | 54.43%
| 49.88% | 55% | 55.99% | 54.98% | 52.51% | 54.43%
| 49.89% | 54.99% | 55.98% | 54.98% | 52.5% | 54.42%
| 49.89% | 54.99% | 55.98% | 54.97% | 52.5% | 54.42%
| 49.9% | 54.99% | 55.98% | 54.97% | 52.5% | 54.42%
| 49.9% | 54.99% | 55.98% | 54.97% | 52.5% | 54.42%
| 49.91% | 54.99% | 55.97% | 54.97% | 52.5% | 54.42%
| 49.91% | 54.99% | 55.97% | 54.97% | 52.49% | 54.41%
| 49.92% | 54.99% | 55.97% | 54.97% | 52.48% | 54.41%
| 49.93% | 54.99% | 55.97% | 54.96% | 52.48% | 54.41%
| 49.93% | 54.99% | 55.97% | 54.96% | 52.48% | 54.41%
| 49.94% | 54.98% | 55.97% | 54.96% | 52.48% | 54.41%
| 49.94% | 54.98% | 55.96% | 54.95% | 52.48% | 54.41%
| 49.95% | 54.97% | 55.96% | 54.95% | 52.47% | 54.4%
| 49.95% | 54.97% | 55.96% | 54.95% | 52.47% | 54.4%
| 49.96% | 54.97% | 55.96% | 54.95% | 52.47% | 54.4%
| 49.97% | 54.97% | 55.96% | 54.94% | 52.46% | 54.4%
| 49.97% | 54.97% | 55.96% | 54.94% | 52.46% | 54.4%
| 49.98% | 54.97% | 55.96% | 54.94% | 52.46% | 54.4%
| 49.98% | 54.96% | 55.96% | 54.94% | 52.46% | 54.4%
| 49.99% | 54.96% | 55.95% | 54.94% | 52.46% | 54.39%
| 49.99% | 54.96% | 55.95% | 54.93% | 52.46% | 54.39%
| 50% | 54.95% | 55.95% | 54.93% | 52.45% | 54.39%
| 50.01% | 54.95% | 55.95% | 54.93% | 52.45% | 54.38%
| 50.01% | 54.95% | 55.95% | 54.93% | 52.45% | 54.38%
| 50.02% | 54.95% | 55.95% | 54.93% | 52.45% | 54.38%
| 50.02% | 54.95% | 55.95% | 54.93% | 52.44% | 54.38%
| 50.03% | 54.95% | 55.95% | 54.93% | 52.44% | 54.38%
| 50.03% | 54.95% | 55.95% | 54.93% | 52.44% | 54.38%
| 50.04% | 54.94% | 55.94% | 54.93% | 52.44% | 54.38%
| 50.05% | 54.94% | 55.94% | 54.92% | 52.44% | 54.37%
| 50.05% | 54.94% | 55.94% | 54.92% | 52.43% | 54.37%
| 50.06% | 54.94% | 55.94% | 54.92% | 52.43% | 54.37%
| 50.06% | 54.93% | 55.94% | 54.92% | 52.43% | 54.36%
| 50.07% | 54.93% | 55.94% | 54.92% | 52.43% | 54.36%
| 50.07% | 54.93% | 55.94% | 54.92% | 52.43% | 54.36%
| 50.08% | 54.93% | 55.94% | 54.92% | 52.43% | 54.35%
| 50.09% | 54.93% | 55.94% | 54.92% | 52.43% | 54.35%
| 50.09% | 54.93% | 55.93% | 54.92% | 52.43% | 54.35%
| 50.1% | 54.93% | 55.93% | 54.92% | 52.42% | 54.35%
| 50.1% | 54.92% | 55.93% | 54.91% | 52.42% | 54.35%
| 50.11% | 54.92% | 55.93% | 54.91% | 52.42% | 54.34%
| 50.11% | 54.92% | 55.93% | 54.91% | 52.42% | 54.33%
| 50.12% | 54.92% | 55.93% | 54.9% | 52.41% | 54.33%
| 50.13% | 54.92% | 55.92% | 54.9% | 52.41% | 54.33%
| 50.13% | 54.92% | 55.92% | 54.9% | 52.41% | 54.33%
| 50.14% | 54.92% | 55.92% | 54.9% | 52.41% | 54.33%
| 50.14% | 54.91% | 55.92% | 54.9% | 52.41% | 54.33%
| 50.15% | 54.91% | 55.92% | 54.9% | 52.41% | 54.32%
| 50.15% | 54.91% | 55.92% | 54.89% | 52.41% | 54.32%
| 50.16% | 54.91% | 55.92% | 54.89% | 52.41% | 54.32%
| 50.17% | 54.9% | 55.92% | 54.89% | 52.41% | 54.32%
| 50.17% | 54.9% | 55.91% | 54.89% | 52.41% | 54.31%
| 50.18% | 54.9% | 55.91% | 54.89% | 52.41% | 54.31%
| 50.18% | 54.9% | 55.91% | 54.88% | 52.4% | 54.31%
| 50.19% | 54.9% | 55.91% | 54.88% | 52.4% | 54.31%
| 50.19% | 54.9% | 55.91% | 54.88% | 52.4% | 54.31%
| 50.2% | 54.9% | 55.91% | 54.88% | 52.4% | 54.31%
| 50.21% | 54.9% | 55.91% | 54.88% | 52.4% | 54.31%
| 50.21% | 54.89% | 55.9% | 54.88% | 52.4% | 54.3%
| 50.22% | 54.89% | 55.9% | 54.87% | 52.4% | 54.3%
| 50.22% | 54.89% | 55.9% | 54.87% | 52.4% | 54.3%
| 50.23% | 54.89% | 55.9% | 54.87% | 52.39% | 54.3%
| 50.23% | 54.89% | 55.89% | 54.87% | 52.39% | 54.3%
| 50.24% | 54.89% | 55.89% | 54.87% | 52.38% | 54.3%
| 50.25% | 54.88% | 55.89% | 54.87% | 52.38% | 54.3%
| 50.25% | 54.88% | 55.89% | 54.86% | 52.38% | 54.3%
| 50.26% | 54.88% | 55.89% | 54.86% | 52.38% | 54.29%
| 50.26% | 54.88% | 55.89% | 54.86% | 52.38% | 54.29%
| 50.27% | 54.88% | 55.88% | 54.86% | 52.37% | 54.29%
| 50.27% | 54.88% | 55.88% | 54.86% | 52.37% | 54.29%
| 50.28% | 54.88% | 55.88% | 54.85% | 52.37% | 54.29%
| 50.29% | 54.87% | 55.88% | 54.85% | 52.37% | 54.28%
| 50.29% | 54.87% | 55.88% | 54.85% | 52.37% | 54.28%
| 50.3% | 54.87% | 55.87% | 54.85% | 52.36% | 54.28%
| 50.3% | 54.87% | 55.87% | 54.84% | 52.36% | 54.28%
| 50.31% | 54.86% | 55.87% | 54.84% | 52.35% | 54.28%
| 50.31% | 54.86% | 55.87% | 54.84% | 52.35% | 54.28%
| 50.32% | 54.86% | 55.87% | 54.84% | 52.35% | 54.28%
| 50.33% | 54.86% | 55.87% | 54.84% | 52.35% | 54.28%
| 50.33% | 54.85% | 55.86% | 54.83% | 52.35% | 54.27%
| 50.34% | 54.85% | 55.86% | 54.83% | 52.34% | 54.27%
| 50.34% | 54.85% | 55.86% | 54.83% | 52.34% | 54.27%
| 50.35% | 54.85% | 55.86% | 54.83% | 52.34% | 54.27%
| 50.35% | 54.85% | 55.86% | 54.83% | 52.34% | 54.26%
| 50.36% | 54.85% | 55.86% | 54.83% | 52.34% | 54.26%
| 50.37% | 54.85% | 55.86% | 54.82% | 52.33% | 54.26%
| 50.37% | 54.85% | 55.85% | 54.82% | 52.33% | 54.26%
| 50.38% | 54.85% | 55.85% | 54.82% | 52.33% | 54.25%
| 50.38% | 54.84% | 55.85% | 54.82% | 52.33% | 54.25%
| 50.39% | 54.84% | 55.85% | 54.82% | 52.32% | 54.24%
| 50.39% | 54.84% | 55.85% | 54.82% | 52.32% | 54.24%
| 50.4% | 54.84% | 55.85% | 54.82% | 52.32% | 54.24%
| 50.41% | 54.83% | 55.85% | 54.81% | 52.32% | 54.24%
| 50.41% | 54.83% | 55.85% | 54.81% | 52.32% | 54.24%
| 50.42% | 54.83% | 55.85% | 54.81% | 52.32% | 54.23%
| 50.42% | 54.83% | 55.84% | 54.81% | 52.32% | 54.23%
| 50.43% | 54.83% | 55.84% | 54.81% | 52.31% | 54.23%
| 50.43% | 54.82% | 55.84% | 54.81% | 52.31% | 54.23%
| 50.44% | 54.82% | 55.83% | 54.81% | 52.31% | 54.23%
| 50.45% | 54.81% | 55.83% | 54.8% | 52.3% | 54.23%
| 50.45% | 54.81% | 55.83% | 54.8% | 52.3% | 54.22%
| 50.46% | 54.81% | 55.83% | 54.8% | 52.3% | 54.22%
| 50.46% | 54.81% | 55.82% | 54.79% | 52.3% | 54.22%
| 50.47% | 54.8% | 55.82% | 54.79% | 52.3% | 54.22%
| 50.47% | 54.8% | 55.82% | 54.79% | 52.29% | 54.22%
| 50.48% | 54.8% | 55.81% | 54.79% | 52.29% | 54.22%
| 50.49% | 54.8% | 55.81% | 54.79% | 52.29% | 54.22%
| 50.49% | 54.8% | 55.81% | 54.79% | 52.29% | 54.21%
| 50.5% | 54.8% | 55.81% | 54.79% | 52.28% | 54.21%
| 50.5% | 54.8% | 55.81% | 54.79% | 52.28% | 54.21%
| 50.51% | 54.8% | 55.8% | 54.79% | 52.28% | 54.21%
| 50.51% | 54.79% | 55.8% | 54.79% | 52.27% | 54.21%
| 50.52% | 54.79% | 55.8% | 54.79% | 52.27% | 54.21%
| 50.53% | 54.79% | 55.8% | 54.79% | 52.27% | 54.21%
| 50.53% | 54.79% | 55.79% | 54.79% | 52.27% | 54.2%
| 50.54% | 54.79% | 55.78% | 54.78% | 52.27% | 54.2%
| 50.54% | 54.79% | 55.78% | 54.78% | 52.26% | 54.2%
| 50.55% | 54.79% | 55.78% | 54.77% | 52.26% | 54.18%
| 50.55% | 54.79% | 55.78% | 54.77% | 52.26% | 54.18%
| 50.56% | 54.79% | 55.77% | 54.77% | 52.26% | 54.18%
| 50.57% | 54.78% | 55.77% | 54.76% | 52.26% | 54.18%
| 50.57% | 54.78% | 55.77% | 54.76% | 52.26% | 54.17%
| 50.58% | 54.78% | 55.76% | 54.76% | 52.25% | 54.17%
| 50.58% | 54.78% | 55.76% | 54.76% | 52.25% | 54.17%
| 50.59% | 54.78% | 55.76% | 54.76% | 52.25% | 54.17%
| 50.59% | 54.78% | 55.76% | 54.76% | 52.25% | 54.17%
| 50.6% | 54.77% | 55.75% | 54.75% | 52.24% | 54.17%
| 50.61% | 54.77% | 55.75% | 54.75% | 52.24% | 54.17%
| 50.61% | 54.77% | 55.75% | 54.75% | 52.24% | 54.16%
| 50.62% | 54.77% | 55.75% | 54.75% | 52.24% | 54.16%
| 50.62% | 54.77% | 55.75% | 54.75% | 52.24% | 54.16%
| 50.63% | 54.77% | 55.74% | 54.75% | 52.23% | 54.16%
| 50.63% | 54.76% | 55.74% | 54.74% | 52.23% | 54.16%
| 50.64% | 54.76% | 55.74% | 54.74% | 52.23% | 54.16%
| 50.64% | 54.76% | 55.74% | 54.74% | 52.22% | 54.15%
| 50.65% | 54.76% | 55.74% | 54.74% | 52.22% | 54.15%
| 50.66% | 54.76% | 55.74% | 54.74% | 52.22% | 54.15%
| 50.66% | 54.76% | 55.74% | 54.73% | 52.22% | 54.14%
| 50.67% | 54.76% | 55.74% | 54.73% | 52.22% | 54.14%
| 50.67% | 54.76% | 55.74% | 54.73% | 52.21% | 54.14%
| 50.68% | 54.76% | 55.74% | 54.73% | 52.21% | 54.13%
| 50.68% | 54.75% | 55.74% | 54.73% | 52.21% | 54.13%
| 50.69% | 54.75% | 55.73% | 54.72% | 52.21% | 54.13%
| 50.7% | 54.75% | 55.73% | 54.72% | 52.21% | 54.13%
| 50.7% | 54.75% | 55.73% | 54.72% | 52.21% | 54.12%
| 50.71% | 54.75% | 55.73% | 54.72% | 52.21% | 54.12%
| 50.71% | 54.75% | 55.73% | 54.72% | 52.2% | 54.12%
| 50.72% | 54.75% | 55.73% | 54.71% | 52.2% | 54.12%
| 50.72% | 54.75% | 55.73% | 54.71% | 52.2% | 54.12%
| 50.73% | 54.75% | 55.72% | 54.71% | 52.2% | 54.12%
| 50.74% | 54.75% | 55.72% | 54.71% | 52.2% | 54.11%
| 50.74% | 54.74% | 55.72% | 54.71% | 52.2% | 54.11%
| 50.75% | 54.74% | 55.72% | 54.71% | 52.2% | 54.11%
| 50.75% | 54.74% | 55.72% | 54.71% | 52.2% | 54.11%
| 50.76% | 54.74% | 55.72% | 54.71% | 52.19% | 54.1%
| 50.76% | 54.73% | 55.72% | 54.71% | 52.19% | 54.1%
| 50.77% | 54.73% | 55.72% | 54.7% | 52.19% | 54.1%
| 50.78% | 54.73% | 55.71% | 54.7% | 52.19% | 54.1%
| 50.78% | 54.72% | 55.71% | 54.7% | 52.19% | 54.1%
| 50.79% | 54.72% | 55.71% | 54.7% | 52.19% | 54.1%
| 50.79% | 54.72% | 55.71% | 54.7% | 52.19% | 54.1%
| 50.8% | 54.72% | 55.71% | 54.7% | 52.19% | 54.1%
| 50.8% | 54.72% | 55.7% | 54.69% | 52.18% | 54.09%
| 50.81% | 54.72% | 55.7% | 54.69% | 52.18% | 54.09%
| 50.82% | 54.72% | 55.7% | 54.69% | 52.18% | 54.09%
| 50.82% | 54.72% | 55.7% | 54.69% | 52.18% | 54.08%
| 50.83% | 54.72% | 55.7% | 54.69% | 52.18% | 54.08%
| 50.83% | 54.71% | 55.7% | 54.68% | 52.18% | 54.08%
| 50.84% | 54.71% | 55.7% | 54.68% | 52.18% | 54.07%
| 50.84% | 54.71% | 55.69% | 54.68% | 52.17% | 54.07%
| 50.85% | 54.71% | 55.69% | 54.68% | 52.17% | 54.07%
| 50.86% | 54.71% | 55.69% | 54.68% | 52.17% | 54.07%
| 50.86% | 54.71% | 55.69% | 54.68% | 52.16% | 54.06%
| 50.87% | 54.71% | 55.69% | 54.67% | 52.16% | 54.06%
| 50.87% | 54.71% | 55.69% | 54.67% | 52.15% | 54.06%
| 50.88% | 54.71% | 55.69% | 54.66% | 52.15% | 54.06%
| 50.88% | 54.7% | 55.69% | 54.66% | 52.14% | 54.06%
| 50.89% | 54.7% | 55.69% | 54.66% | 52.14% | 54.05%
| 50.9% | 54.7% | 55.69% | 54.66% | 52.14% | 54.05%
| 50.9% | 54.7% | 55.69% | 54.65% | 52.13% | 54.05%
| 50.91% | 54.7% | 55.68% | 54.65% | 52.13% | 54.05%
| 50.91% | 54.7% | 55.68% | 54.65% | 52.13% | 54.04%
| 50.92% | 54.7% | 55.68% | 54.65% | 52.13% | 54.04%
| 50.92% | 54.7% | 55.68% | 54.65% | 52.12% | 54.04%
| 50.93% | 54.7% | 55.68% | 54.65% | 52.12% | 54.04%
| 50.94% | 54.7% | 55.67% | 54.65% | 52.12% | 54.03%
| 50.94% | 54.7% | 55.67% | 54.65% | 52.12% | 54.03%
| 50.95% | 54.69% | 55.67% | 54.65% | 52.12% | 54.03%
| 50.95% | 54.69% | 55.66% | 54.64% | 52.12% | 54.02%
| 50.96% | 54.69% | 55.66% | 54.64% | 52.11% | 54.02%
| 50.96% | 54.69% | 55.66% | 54.64% | 52.11% | 54.02%
| 50.97% | 54.69% | 55.66% | 54.64% | 52.11% | 54.02%
| 50.98% | 54.69% | 55.66% | 54.64% | 52.1% | 54.01%
| 50.98% | 54.69% | 55.66% | 54.64% | 52.1% | 54.01%
| 50.99% | 54.69% | 55.66% | 54.64% | 52.1% | 54.01%
| 50.99% | 54.69% | 55.66% | 54.63% | 52.1% | 54.01%
| 51% | 54.68% | 55.66% | 54.63% | 52.09% | 54.01%
| 51% | 54.67% | 55.65% | 54.63% | 52.09% | 54.01%
| 51.01% | 54.67% | 55.65% | 54.63% | 52.09% | 54%
| 51.02% | 54.67% | 55.65% | 54.63% | 52.09% | 54%
| 51.02% | 54.67% | 55.65% | 54.63% | 52.09% | 54%
| 51.03% | 54.67% | 55.65% | 54.63% | 52.08% | 54%
| 51.03% | 54.67% | 55.65% | 54.63% | 52.08% | 54%
| 51.04% | 54.66% | 55.65% | 54.62% | 52.07% | 54%
| 51.04% | 54.66% | 55.65% | 54.62% | 52.07% | 53.99%
| 51.05% | 54.66% | 55.65% | 54.62% | 52.07% | 53.99%
| 51.06% | 54.65% | 55.65% | 54.62% | 52.07% | 53.99%
| 51.06% | 54.65% | 55.64% | 54.62% | 52.07% | 53.99%
| 51.07% | 54.65% | 55.64% | 54.62% | 52.07% | 53.98%
| 51.07% | 54.65% | 55.64% | 54.61% | 52.06% | 53.98%
| 51.08% | 54.64% | 55.64% | 54.61% | 52.06% | 53.98%
| 51.08% | 54.64% | 55.64% | 54.61% | 52.06% | 53.98%
| 51.09% | 54.64% | 55.64% | 54.61% | 52.06% | 53.98%
| 51.1% | 54.64% | 55.63% | 54.61% | 52.05% | 53.97%
| 51.1% | 54.64% | 55.63% | 54.61% | 52.05% | 53.97%
| 51.11% | 54.64% | 55.63% | 54.6% | 52.05% | 53.97%
| 51.11% | 54.64% | 55.63% | 54.6% | 52.05% | 53.97%
| 51.12% | 54.63% | 55.63% | 54.6% | 52.05% | 53.96%
| 51.12% | 54.63% | 55.62% | 54.6% | 52.04% | 53.96%
| 51.13% | 54.63% | 55.62% | 54.6% | 52.04% | 53.96%
| 51.14% | 54.63% | 55.62% | 54.6% | 52.04% | 53.96%
| 51.14% | 54.63% | 55.62% | 54.59% | 52.04% | 53.96%
| 51.15% | 54.63% | 55.62% | 54.59% | 52.03% | 53.96%
| 51.15% | 54.62% | 55.62% | 54.59% | 52.03% | 53.96%
| 51.16% | 54.62% | 55.62% | 54.58% | 52.03% | 53.96%
| 51.16% | 54.62% | 55.61% | 54.58% | 52.03% | 53.95%
| 51.17% | 54.62% | 55.61% | 54.58% | 52.03% | 53.95%
| 51.18% | 54.62% | 55.61% | 54.58% | 52.02% | 53.95%
| 51.18% | 54.61% | 55.6% | 54.58% | 52.02% | 53.95%
| 51.19% | 54.61% | 55.6% | 54.58% | 52.02% | 53.95%
| 51.19% | 54.61% | 55.6% | 54.57% | 52.02% | 53.95%
| 51.2% | 54.6% | 55.6% | 54.57% | 52.02% | 53.95%
| 51.2% | 54.6% | 55.6% | 54.57% | 52.02% | 53.95%
| 51.21% | 54.6% | 55.6% | 54.57% | 52.02% | 53.94%
| 51.22% | 54.6% | 55.6% | 54.57% | 52.02% | 53.94%
| 51.22% | 54.6% | 55.59% | 54.57% | 52.01% | 53.94%
| 51.23% | 54.6% | 55.59% | 54.56% | 52.01% | 53.94%
| 51.23% | 54.6% | 55.59% | 54.56% | 52.01% | 53.94%
| 51.24% | 54.6% | 55.59% | 54.56% | 52.01% | 53.94%
| 51.24% | 54.6% | 55.59% | 54.56% | 52.01% | 53.94%
| 51.25% | 54.6% | 55.59% | 54.56% | 52.01% | 53.94%
| 51.26% | 54.6% | 55.59% | 54.55% | 52.01% | 53.94%
| 51.26% | 54.6% | 55.59% | 54.55% | 52% | 53.93%
| 51.27% | 54.59% | 55.58% | 54.55% | 52% | 53.93%
| 51.27% | 54.59% | 55.58% | 54.55% | 52% | 53.93%
| 51.28% | 54.59% | 55.58% | 54.55% | 52% | 53.93%
| 51.28% | 54.59% | 55.58% | 54.55% | 51.99% | 53.93%
| 51.29% | 54.59% | 55.58% | 54.55% | 51.99% | 53.92%
| 51.3% | 54.59% | 55.58% | 54.55% | 51.99% | 53.92%
| 51.3% | 54.59% | 55.58% | 54.55% | 51.99% | 53.92%
| 51.31% | 54.58% | 55.58% | 54.55% | 51.99% | 53.91%
| 51.31% | 54.58% | 55.57% | 54.55% | 51.99% | 53.91%
| 51.32% | 54.58% | 55.57% | 54.54% | 51.99% | 53.91%
| 51.32% | 54.58% | 55.57% | 54.54% | 51.98% | 53.91%
| 51.33% | 54.58% | 55.57% | 54.54% | 51.98% | 53.91%
| 51.34% | 54.58% | 55.57% | 54.54% | 51.98% | 53.9%
| 51.34% | 54.58% | 55.57% | 54.54% | 51.98% | 53.9%
| 51.35% | 54.58% | 55.56% | 54.53% | 51.97% | 53.89%
| 51.35% | 54.58% | 55.56% | 54.53% | 51.97% | 53.89%
| 51.36% | 54.58% | 55.56% | 54.53% | 51.97% | 53.89%
| 51.36% | 54.57% | 55.56% | 54.53% | 51.97% | 53.89%
| 51.37% | 54.57% | 55.56% | 54.53% | 51.97% | 53.88%
| 51.38% | 54.57% | 55.55% | 54.53% | 51.97% | 53.88%
| 51.38% | 54.57% | 55.55% | 54.52% | 51.97% | 53.88%
| 51.39% | 54.57% | 55.55% | 54.52% | 51.96% | 53.88%
| 51.39% | 54.57% | 55.55% | 54.52% | 51.96% | 53.88%
| 51.4% | 54.57% | 55.55% | 54.51% | 51.96% | 53.87%
| 51.4% | 54.57% | 55.55% | 54.51% | 51.96% | 53.87%
| 51.41% | 54.57% | 55.55% | 54.51% | 51.96% | 53.87%
| 51.42% | 54.56% | 55.55% | 54.51% | 51.96% | 53.86%
| 51.42% | 54.56% | 55.54% | 54.51% | 51.96% | 53.86%
| 51.43% | 54.56% | 55.54% | 54.51% | 51.96% | 53.86%
| 51.43% | 54.56% | 55.54% | 54.51% | 51.96% | 53.86%
| 51.44% | 54.56% | 55.54% | 54.5% | 51.96% | 53.86%
| 51.44% | 54.56% | 55.54% | 54.5% | 51.95% | 53.86%
| 51.45% | 54.56% | 55.54% | 54.5% | 51.95% | 53.86%
| 51.46% | 54.56% | 55.54% | 54.5% | 51.95% | 53.85%
| 51.46% | 54.56% | 55.54% | 54.5% | 51.95% | 53.85%
| 51.47% | 54.56% | 55.53% | 54.5% | 51.94% | 53.85%
| 51.47% | 54.55% | 55.53% | 54.5% | 51.94% | 53.84%
| 51.48% | 54.55% | 55.53% | 54.49% | 51.94% | 53.84%
| 51.48% | 54.55% | 55.53% | 54.49% | 51.94% | 53.84%
| 51.49% | 54.55% | 55.53% | 54.49% | 51.93% | 53.84%
| 51.5% | 54.55% | 55.53% | 54.49% | 51.93% | 53.84%
| 51.5% | 54.55% | 55.53% | 54.48% | 51.93% | 53.84%
| 51.51% | 54.55% | 55.53% | 54.48% | 51.92% | 53.83%
| 51.51% | 54.54% | 55.53% | 54.48% | 51.92% | 53.83%
| 51.52% | 54.54% | 55.52% | 54.48% | 51.92% | 53.83%
| 51.52% | 54.54% | 55.52% | 54.48% | 51.92% | 53.83%
| 51.53% | 54.54% | 55.52% | 54.48% | 51.92% | 53.83%
| 51.54% | 54.53% | 55.52% | 54.48% | 51.91% | 53.81%
| 51.54% | 54.53% | 55.51% | 54.48% | 51.91% | 53.81%
| 51.55% | 54.53% | 55.51% | 54.47% | 51.91% | 53.79%
| 51.55% | 54.53% | 55.51% | 54.47% | 51.91% | 53.79%
| 51.56% | 54.53% | 55.51% | 54.47% | 51.91% | 53.79%
| 51.56% | 54.53% | 55.51% | 54.47% | 51.9% | 53.79%
| 51.57% | 54.53% | 55.51% | 54.46% | 51.9% | 53.78%
| 51.58% | 54.53% | 55.51% | 54.45% | 51.9% | 53.78%
| 51.58% | 54.53% | 55.5% | 54.45% | 51.9% | 53.78%
| 51.59% | 54.53% | 55.5% | 54.45% | 51.9% | 53.78%
| 51.59% | 54.53% | 55.5% | 54.45% | 51.9% | 53.78%
| 51.6% | 54.52% | 55.5% | 54.45% | 51.9% | 53.77%
| 51.6% | 54.52% | 55.49% | 54.44% | 51.89% | 53.77%
| 51.61% | 54.52% | 55.49% | 54.44% | 51.89% | 53.77%
| 51.62% | 54.52% | 55.49% | 54.44% | 51.89% | 53.77%
| 51.62% | 54.52% | 55.49% | 54.44% | 51.88% | 53.77%
| 51.63% | 54.52% | 55.48% | 54.44% | 51.88% | 53.77%
| 51.63% | 54.52% | 55.48% | 54.44% | 51.88% | 53.76%
| 51.64% | 54.52% | 55.48% | 54.43% | 51.87% | 53.76%
| 51.64% | 54.51% | 55.48% | 54.43% | 51.87% | 53.76%
| 51.65% | 54.51% | 55.48% | 54.43% | 51.87% | 53.76%
| 51.66% | 54.51% | 55.48% | 54.43% | 51.87% | 53.76%
| 51.66% | 54.51% | 55.48% | 54.42% | 51.87% | 53.76%
| 51.67% | 54.51% | 55.47% | 54.42% | 51.86% | 53.75%
| 51.67% | 54.51% | 55.47% | 54.42% | 51.86% | 53.75%
| 51.68% | 54.51% | 55.46% | 54.42% | 51.86% | 53.75%
| 51.68% | 54.5% | 55.46% | 54.42% | 51.86% | 53.75%
| 51.69% | 54.5% | 55.46% | 54.42% | 51.85% | 53.74%
| 51.7% | 54.5% | 55.46% | 54.42% | 51.85% | 53.73%
| 51.7% | 54.5% | 55.46% | 54.42% | 51.85% | 53.73%
| 51.71% | 54.5% | 55.46% | 54.41% | 51.85% | 53.73%
| 51.71% | 54.5% | 55.45% | 54.41% | 51.85% | 53.73%
| 51.72% | 54.5% | 55.45% | 54.41% | 51.84% | 53.73%
| 51.72% | 54.5% | 55.45% | 54.41% | 51.84% | 53.73%
| 51.73% | 54.5% | 55.44% | 54.41% | 51.84% | 53.72%
| 51.74% | 54.5% | 55.44% | 54.41% | 51.84% | 53.72%
| 51.74% | 54.49% | 55.44% | 54.4% | 51.84% | 53.72%
| 51.75% | 54.49% | 55.44% | 54.4% | 51.84% | 53.71%
| 51.75% | 54.49% | 55.44% | 54.4% | 51.83% | 53.71%
| 51.76% | 54.49% | 55.43% | 54.4% | 51.83% | 53.71%
| 51.76% | 54.49% | 55.43% | 54.4% | 51.83% | 53.71%
| 51.77% | 54.49% | 55.43% | 54.39% | 51.83% | 53.71%
| 51.78% | 54.49% | 55.43% | 54.39% | 51.83% | 53.7%
| 51.78% | 54.48% | 55.43% | 54.39% | 51.83% | 53.7%
| 51.79% | 54.48% | 55.43% | 54.39% | 51.82% | 53.7%
| 51.79% | 54.48% | 55.43% | 54.39% | 51.82% | 53.7%
| 51.8% | 54.48% | 55.42% | 54.39% | 51.82% | 53.69%
| 51.8% | 54.48% | 55.42% | 54.39% | 51.81% | 53.69%
| 51.81% | 54.47% | 55.42% | 54.39% | 51.81% | 53.69%
| 51.82% | 54.47% | 55.41% | 54.39% | 51.81% | 53.69%
| 51.82% | 54.47% | 55.41% | 54.38% | 51.81% | 53.68%
| 51.83% | 54.47% | 55.41% | 54.38% | 51.81% | 53.68%
| 51.83% | 54.47% | 55.41% | 54.38% | 51.81% | 53.68%
| 51.84% | 54.47% | 55.41% | 54.38% | 51.8% | 53.68%
| 51.84% | 54.47% | 55.41% | 54.37% | 51.8% | 53.68%
| 51.85% | 54.47% | 55.41% | 54.37% | 51.8% | 53.68%
| 51.86% | 54.47% | 55.4% | 54.37% | 51.8% | 53.67%
| 51.86% | 54.46% | 55.4% | 54.37% | 51.8% | 53.67%
| 51.87% | 54.46% | 55.4% | 54.37% | 51.79% | 53.67%
| 51.87% | 54.46% | 55.4% | 54.37% | 51.79% | 53.67%
| 51.88% | 54.46% | 55.39% | 54.37% | 51.79% | 53.66%
| 51.88% | 54.46% | 55.39% | 54.36% | 51.78% | 53.66%
| 51.89% | 54.46% | 55.39% | 54.36% | 51.78% | 53.66%
| 51.89% | 54.46% | 55.39% | 54.36% | 51.78% | 53.65%
| 51.9% | 54.46% | 55.39% | 54.36% | 51.78% | 53.65%
| 51.91% | 54.45% | 55.39% | 54.36% | 51.78% | 53.65%
| 51.91% | 54.45% | 55.39% | 54.36% | 51.78% | 53.65%
| 51.92% | 54.45% | 55.39% | 54.36% | 51.78% | 53.65%
| 51.92% | 54.45% | 55.39% | 54.35% | 51.78% | 53.64%
| 51.93% | 54.45% | 55.39% | 54.35% | 51.77% | 53.64%
| 51.93% | 54.44% | 55.38% | 54.35% | 51.77% | 53.64%
| 51.94% | 54.44% | 55.38% | 54.35% | 51.77% | 53.63%
| 51.95% | 54.44% | 55.38% | 54.35% | 51.77% | 53.63%
| 51.95% | 54.44% | 55.37% | 54.34% | 51.77% | 53.63%
| 51.96% | 54.43% | 55.37% | 54.34% | 51.77% | 53.63%
| 51.96% | 54.43% | 55.37% | 54.34% | 51.76% | 53.63%
| 51.97% | 54.43% | 55.37% | 54.34% | 51.76% | 53.63%
| 51.97% | 54.43% | 55.37% | 54.34% | 51.76% | 53.63%
| 51.98% | 54.42% | 55.37% | 54.33% | 51.76% | 53.62%
| 51.99% | 54.42% | 55.37% | 54.33% | 51.76% | 53.62%
| 51.99% | 54.42% | 55.36% | 54.33% | 51.76% | 53.62%
| 52% | 54.42% | 55.36% | 54.33% | 51.75% | 53.62%
| 52% | 54.41% | 55.36% | 54.33% | 51.75% | 53.61%
| 52.01% | 54.41% | 55.36% | 54.33% | 51.75% | 53.61%
| 52.01% | 54.41% | 55.36% | 54.32% | 51.75% | 53.61%
| 52.02% | 54.4% | 55.35% | 54.32% | 51.75% | 53.61%
| 52.03% | 54.4% | 55.35% | 54.32% | 51.75% | 53.61%
| 52.03% | 54.4% | 55.35% | 54.32% | 51.74% | 53.6%
| 52.04% | 54.4% | 55.34% | 54.32% | 51.74% | 53.6%
| 52.04% | 54.4% | 55.34% | 54.31% | 51.74% | 53.6%
| 52.05% | 54.4% | 55.34% | 54.31% | 51.73% | 53.6%
| 52.05% | 54.4% | 55.33% | 54.31% | 51.73% | 53.6%
| 52.06% | 54.39% | 55.33% | 54.31% | 51.73% | 53.59%
| 52.07% | 54.39% | 55.33% | 54.31% | 51.73% | 53.59%
| 52.07% | 54.39% | 55.33% | 54.3% | 51.73% | 53.59%
| 52.08% | 54.39% | 55.33% | 54.3% | 51.73% | 53.59%
| 52.08% | 54.39% | 55.33% | 54.3% | 51.73% | 53.59%
| 52.09% | 54.39% | 55.33% | 54.29% | 51.72% | 53.59%
| 52.09% | 54.39% | 55.32% | 54.29% | 51.72% | 53.59%
| 52.1% | 54.38% | 55.32% | 54.28% | 51.72% | 53.58%
| 52.11% | 54.38% | 55.32% | 54.28% | 51.72% | 53.58%
| 52.11% | 54.38% | 55.32% | 54.28% | 51.71% | 53.58%
| 52.12% | 54.38% | 55.31% | 54.28% | 51.71% | 53.58%
| 52.12% | 54.38% | 55.31% | 54.28% | 51.71% | 53.58%
| 52.13% | 54.38% | 55.31% | 54.27% | 51.71% | 53.57%
| 52.13% | 54.38% | 55.31% | 54.27% | 51.7% | 53.57%
| 52.14% | 54.37% | 55.3% | 54.27% | 51.7% | 53.57%
| 52.15% | 54.37% | 55.3% | 54.27% | 51.7% | 53.57%
| 52.15% | 54.37% | 55.3% | 54.26% | 51.7% | 53.56%
| 52.16% | 54.37% | 55.29% | 54.26% | 51.7% | 53.56%
| 52.16% | 54.37% | 55.29% | 54.26% | 51.7% | 53.56%
| 52.17% | 54.37% | 55.29% | 54.26% | 51.69% | 53.55%
| 52.17% | 54.37% | 55.29% | 54.26% | 51.69% | 53.55%
| 52.18% | 54.37% | 55.29% | 54.25% | 51.69% | 53.54%
| 52.19% | 54.37% | 55.28% | 54.25% | 51.69% | 53.54%
| 52.19% | 54.37% | 55.28% | 54.25% | 51.69% | 53.54%
| 52.2% | 54.36% | 55.28% | 54.25% | 51.69% | 53.54%
| 52.2% | 54.36% | 55.28% | 54.25% | 51.69% | 53.53%
| 52.21% | 54.36% | 55.28% | 54.25% | 51.69% | 53.53%
| 52.21% | 54.36% | 55.28% | 54.25% | 51.69% | 53.52%
| 52.22% | 54.36% | 55.28% | 54.25% | 51.68% | 53.52%
| 52.23% | 54.36% | 55.27% | 54.25% | 51.68% | 53.52%
| 52.23% | 54.36% | 55.27% | 54.25% | 51.68% | 53.52%
| 52.24% | 54.36% | 55.27% | 54.24% | 51.68% | 53.52%
| 52.24% | 54.36% | 55.27% | 54.24% | 51.67% | 53.52%
| 52.25% | 54.36% | 55.27% | 54.24% | 51.67% | 53.52%
| 52.25% | 54.36% | 55.27% | 54.24% | 51.67% | 53.52%
| 52.26% | 54.36% | 55.27% | 54.24% | 51.67% | 53.51%
| 52.27% | 54.36% | 55.27% | 54.24% | 51.67% | 53.51%
| 52.27% | 54.36% | 55.27% | 54.23% | 51.67% | 53.51%
| 52.28% | 54.35% | 55.27% | 54.23% | 51.66% | 53.5%
| 52.28% | 54.35% | 55.26% | 54.23% | 51.66% | 53.5%
| 52.29% | 54.35% | 55.26% | 54.23% | 51.66% | 53.5%
| 52.29% | 54.35% | 55.26% | 54.23% | 51.66% | 53.5%
| 52.3% | 54.35% | 55.26% | 54.22% | 51.66% | 53.5%
| 52.31% | 54.35% | 55.26% | 54.22% | 51.65% | 53.49%
| 52.31% | 54.34% | 55.26% | 54.21% | 51.65% | 53.49%
| 52.32% | 54.34% | 55.26% | 54.21% | 51.65% | 53.49%
| 52.32% | 54.34% | 55.26% | 54.21% | 51.65% | 53.49%
| 52.33% | 54.34% | 55.25% | 54.21% | 51.65% | 53.48%
| 52.33% | 54.34% | 55.25% | 54.21% | 51.65% | 53.48%
| 52.34% | 54.34% | 55.25% | 54.21% | 51.64% | 53.48%
| 52.35% | 54.34% | 55.25% | 54.2% | 51.64% | 53.46%
| 52.35% | 54.34% | 55.25% | 54.2% | 51.64% | 53.46%
| 52.36% | 54.33% | 55.25% | 54.2% | 51.64% | 53.46%
| 52.36% | 54.33% | 55.25% | 54.2% | 51.64% | 53.45%
| 52.37% | 54.33% | 55.24% | 54.19% | 51.64% | 53.45%
| 52.37% | 54.33% | 55.24% | 54.19% | 51.63% | 53.45%
| 52.38% | 54.33% | 55.24% | 54.19% | 51.63% | 53.45%
| 52.39% | 54.32% | 55.24% | 54.19% | 51.63% | 53.45%
| 52.39% | 54.32% | 55.23% | 54.18% | 51.63% | 53.45%
| 52.4% | 54.32% | 55.23% | 54.18% | 51.63% | 53.44%
| 52.4% | 54.32% | 55.23% | 54.18% | 51.63% | 53.44%
| 52.41% | 54.32% | 55.23% | 54.18% | 51.63% | 53.44%
| 52.41% | 54.32% | 55.22% | 54.18% | 51.63% | 53.43%
| 52.42% | 54.32% | 55.22% | 54.17% | 51.62% | 53.43%
| 52.43% | 54.31% | 55.22% | 54.17% | 51.62% | 53.43%
| 52.43% | 54.31% | 55.22% | 54.17% | 51.62% | 53.42%
| 52.44% | 54.31% | 55.22% | 54.17% | 51.62% | 53.42%
| 52.44% | 54.31% | 55.21% | 54.16% | 51.61% | 53.42%
| 52.45% | 54.31% | 55.21% | 54.16% | 51.61% | 53.41%
| 52.45% | 54.31% | 55.21% | 54.16% | 51.61% | 53.41%
| 52.46% | 54.31% | 55.21% | 54.16% | 51.61% | 53.41%
| 52.47% | 54.31% | 55.21% | 54.16% | 51.61% | 53.41%
| 52.47% | 54.31% | 55.21% | 54.15% | 51.61% | 53.4%
| 52.48% | 54.31% | 55.21% | 54.15% | 51.61% | 53.4%
| 52.48% | 54.3% | 55.21% | 54.14% | 51.61% | 53.39%
| 52.49% | 54.3% | 55.21% | 54.14% | 51.6% | 53.39%
| 52.49% | 54.3% | 55.21% | 54.14% | 51.6% | 53.39%
| 52.5% | 54.3% | 55.21% | 54.14% | 51.6% | 53.39%
| 52.51% | 54.3% | 55.2% | 54.13% | 51.6% | 53.39%
| 52.51% | 54.3% | 55.2% | 54.13% | 51.6% | 53.39%
| 52.52% | 54.3% | 55.19% | 54.12% | 51.59% | 53.38%
| 52.52% | 54.29% | 55.19% | 54.12% | 51.59% | 53.38%
| 52.53% | 54.29% | 55.19% | 54.12% | 51.59% | 53.37%
| 52.53% | 54.29% | 55.19% | 54.12% | 51.59% | 53.37%
| 52.54% | 54.29% | 55.19% | 54.12% | 51.59% | 53.37%
| 52.55% | 54.29% | 55.18% | 54.12% | 51.59% | 53.37%
| 52.55% | 54.29% | 55.18% | 54.12% | 51.58% | 53.37%
| 52.56% | 54.29% | 55.18% | 54.12% | 51.58% | 53.37%
| 52.56% | 54.28% | 55.18% | 54.12% | 51.58% | 53.37%
| 52.57% | 54.28% | 55.18% | 54.11% | 51.58% | 53.36%
| 52.57% | 54.28% | 55.18% | 54.11% | 51.58% | 53.36%
| 52.58% | 54.28% | 55.17% | 54.11% | 51.58% | 53.36%
| 52.59% | 54.28% | 55.17% | 54.11% | 51.57% | 53.36%
| 52.59% | 54.28% | 55.17% | 54.1% | 51.57% | 53.36%
| 52.6% | 54.28% | 55.17% | 54.1% | 51.57% | 53.36%
| 52.6% | 54.27% | 55.17% | 54.1% | 51.57% | 53.36%
| 52.61% | 54.27% | 55.17% | 54.1% | 51.57% | 53.35%
| 52.61% | 54.26% | 55.17% | 54.1% | 51.57% | 53.35%
| 52.62% | 54.26% | 55.17% | 54.09% | 51.56% | 53.35%
| 52.63% | 54.26% | 55.16% | 54.09% | 51.56% | 53.34%
| 52.63% | 54.25% | 55.16% | 54.09% | 51.56% | 53.34%
| 52.64% | 54.25% | 55.16% | 54.09% | 51.56% | 53.33%
| 52.64% | 54.25% | 55.16% | 54.09% | 51.56% | 53.33%
| 52.65% | 54.25% | 55.16% | 54.09% | 51.56% | 53.33%
| 52.65% | 54.25% | 55.15% | 54.09% | 51.56% | 53.33%
| 52.66% | 54.25% | 55.15% | 54.09% | 51.55% | 53.32%
| 52.67% | 54.24% | 55.15% | 54.08% | 51.55% | 53.32%
| 52.67% | 54.24% | 55.15% | 54.08% | 51.54% | 53.32%
| 52.68% | 54.24% | 55.15% | 54.07% | 51.54% | 53.31%
| 52.68% | 54.24% | 55.14% | 54.07% | 51.54% | 53.31%
| 52.69% | 54.24% | 55.14% | 54.07% | 51.54% | 53.31%
| 52.69% | 54.24% | 55.14% | 54.07% | 51.54% | 53.3%
| 52.7% | 54.24% | 55.14% | 54.07% | 51.54% | 53.3%
| 52.71% | 54.24% | 55.14% | 54.06% | 51.54% | 53.3%
| 52.71% | 54.24% | 55.14% | 54.06% | 51.53% | 53.3%
| 52.72% | 54.23% | 55.14% | 54.05% | 51.53% | 53.29%
| 52.72% | 54.23% | 55.14% | 54.05% | 51.52% | 53.29%
| 52.73% | 54.23% | 55.14% | 54.05% | 51.52% | 53.29%
| 52.73% | 54.23% | 55.14% | 54.04% | 51.52% | 53.29%
| 52.74% | 54.23% | 55.14% | 54.04% | 51.52% | 53.28%
| 52.75% | 54.23% | 55.14% | 54.03% | 51.52% | 53.28%
| 52.75% | 54.23% | 55.13% | 54.03% | 51.52% | 53.27%
| 52.76% | 54.23% | 55.13% | 54.03% | 51.51% | 53.27%
| 52.76% | 54.23% | 55.13% | 54.03% | 51.51% | 53.26%
| 52.77% | 54.22% | 55.13% | 54.03% | 51.51% | 53.26%
| 52.77% | 54.22% | 55.13% | 54.02% | 51.51% | 53.25%
| 52.78% | 54.22% | 55.13% | 54.02% | 51.51% | 53.25%
| 52.79% | 54.22% | 55.13% | 54.02% | 51.5% | 53.25%
| 52.79% | 54.21% | 55.12% | 54.02% | 51.5% | 53.25%
| 52.8% | 54.21% | 55.12% | 54.02% | 51.5% | 53.25%
| 52.8% | 54.2% | 55.11% | 54.02% | 51.49% | 53.25%
| 52.81% | 54.2% | 55.11% | 54.02% | 51.49% | 53.24%
| 52.81% | 54.2% | 55.11% | 54.01% | 51.49% | 53.24%
| 52.82% | 54.2% | 55.11% | 54.01% | 51.49% | 53.23%
| 52.83% | 54.2% | 55.1% | 54.01% | 51.49% | 53.23%
| 52.83% | 54.2% | 55.1% | 54.01% | 51.49% | 53.23%
| 52.84% | 54.2% | 55.1% | 54.01% | 51.49% | 53.23%
| 52.84% | 54.19% | 55.09% | 54.01% | 51.49% | 53.22%
| 52.85% | 54.19% | 55.09% | 54.01% | 51.48% | 53.22%
| 52.85% | 54.19% | 55.09% | 54.01% | 51.48% | 53.22%
| 52.86% | 54.19% | 55.09% | 54.01% | 51.48% | 53.21%
| 52.87% | 54.19% | 55.08% | 54% | 51.48% | 53.21%
| 52.87% | 54.19% | 55.08% | 54% | 51.48% | 53.21%
| 52.88% | 54.19% | 55.08% | 54% | 51.48% | 53.21%
| 52.88% | 54.18% | 55.08% | 53.99% | 51.48% | 53.21%
| 52.89% | 54.17% | 55.08% | 53.99% | 51.47% | 53.21%
| 52.89% | 54.17% | 55.08% | 53.99% | 51.47% | 53.2%
| 52.9% | 54.17% | 55.08% | 53.99% | 51.47% | 53.2%
| 52.91% | 54.17% | 55.07% | 53.98% | 51.47% | 53.19%
| 52.91% | 54.17% | 55.07% | 53.98% | 51.47% | 53.19%
| 52.92% | 54.17% | 55.07% | 53.98% | 51.47% | 53.19%
| 52.92% | 54.17% | 55.07% | 53.97% | 51.47% | 53.19%
| 52.93% | 54.16% | 55.06% | 53.97% | 51.47% | 53.19%
| 52.93% | 54.16% | 55.06% | 53.97% | 51.47% | 53.18%
| 52.94% | 54.16% | 55.06% | 53.97% | 51.47% | 53.18%
| 52.95% | 54.16% | 55.06% | 53.97% | 51.46% | 53.17%
| 52.95% | 54.16% | 55.06% | 53.97% | 51.46% | 53.17%
| 52.96% | 54.16% | 55.06% | 53.96% | 51.46% | 53.17%
| 52.96% | 54.16% | 55.06% | 53.96% | 51.46% | 53.17%
| 52.97% | 54.15% | 55.06% | 53.96% | 51.46% | 53.17%
| 52.97% | 54.15% | 55.05% | 53.96% | 51.46% | 53.17%
| 52.98% | 54.15% | 55.05% | 53.96% | 51.46% | 53.17%
| 52.99% | 54.15% | 55.05% | 53.96% | 51.45% | 53.16%
| 52.99% | 54.15% | 55.04% | 53.96% | 51.45% | 53.16%
| 53% | 54.15% | 55.04% | 53.95% | 51.45% | 53.16%
| 53% | 54.14% | 55.04% | 53.95% | 51.45% | 53.15%
| 53.01% | 54.14% | 55.04% | 53.95% | 51.45% | 53.15%
| 53.01% | 54.14% | 55.04% | 53.95% | 51.45% | 53.15%
| 53.02% | 54.14% | 55.04% | 53.95% | 51.44% | 53.15%
| 53.03% | 54.14% | 55.04% | 53.94% | 51.44% | 53.13%
| 53.03% | 54.14% | 55.04% | 53.94% | 51.44% | 53.13%
| 53.04% | 54.14% | 55.03% | 53.93% | 51.44% | 53.13%
| 53.04% | 54.14% | 55.03% | 53.93% | 51.43% | 53.13%
| 53.05% | 54.14% | 55.02% | 53.92% | 51.43% | 53.13%
| 53.05% | 54.14% | 55.02% | 53.92% | 51.43% | 53.13%
| 53.06% | 54.14% | 55.02% | 53.92% | 51.43% | 53.13%
| 53.07% | 54.13% | 55.02% | 53.92% | 51.43% | 53.13%
| 53.07% | 54.13% | 55.02% | 53.91% | 51.43% | 53.12%
| 53.08% | 54.13% | 55.01% | 53.91% | 51.43% | 53.12%
| 53.08% | 54.13% | 55.01% | 53.9% | 51.43% | 53.12%
| 53.09% | 54.13% | 55.01% | 53.9% | 51.43% | 53.12%
| 53.09% | 54.13% | 55.01% | 53.9% | 51.43% | 53.11%
| 53.1% | 54.13% | 55.01% | 53.9% | 51.42% | 53.11%
| 53.11% | 54.13% | 55.01% | 53.9% | 51.42% | 53.11%
| 53.11% | 54.13% | 55.01% | 53.89% | 51.42% | 53.11%
| 53.12% | 54.13% | 55.01% | 53.88% | 51.42% | 53.11%
| 53.12% | 54.12% | 55.01% | 53.88% | 51.42% | 53.1%
| 53.13% | 54.12% | 55.01% | 53.88% | 51.42% | 53.1%
| 53.13% | 54.12% | 55% | 53.88% | 51.42% | 53.1%
| 53.14% | 54.12% | 55% | 53.88% | 51.42% | 53.09%
| 53.14% | 54.11% | 55% | 53.88% | 51.42% | 53.09%
| 53.15% | 54.11% | 55% | 53.87% | 51.41% | 53.09%
| 53.16% | 54.11% | 55% | 53.87% | 51.41% | 53.09%
| 53.16% | 54.11% | 55% | 53.86% | 51.41% | 53.09%
| 53.17% | 54.11% | 54.99% | 53.86% | 51.41% | 53.09%
| 53.17% | 54.11% | 54.99% | 53.86% | 51.41% | 53.09%
| 53.18% | 54.11% | 54.98% | 53.86% | 51.4% | 53.08%
| 53.18% | 54.11% | 54.98% | 53.86% | 51.4% | 53.08%
| 53.19% | 54.1% | 54.98% | 53.86% | 51.39% | 53.08%
| 53.2% | 54.1% | 54.98% | 53.86% | 51.39% | 53.08%
| 53.2% | 54.1% | 54.98% | 53.85% | 51.39% | 53.08%
| 53.21% | 54.1% | 54.98% | 53.85% | 51.39% | 53.07%
| 53.21% | 54.1% | 54.98% | 53.85% | 51.39% | 53.07%
| 53.22% | 54.1% | 54.97% | 53.85% | 51.39% | 53.07%
| 53.22% | 54.09% | 54.97% | 53.85% | 51.38% | 53.07%
| 53.23% | 54.09% | 54.97% | 53.85% | 51.38% | 53.06%
| 53.24% | 54.09% | 54.97% | 53.85% | 51.38% | 53.06%
| 53.24% | 54.09% | 54.97% | 53.85% | 51.37% | 53.06%
| 53.25% | 54.09% | 54.96% | 53.84% | 51.37% | 53.06%
| 53.25% | 54.09% | 54.96% | 53.84% | 51.37% | 53.06%
| 53.26% | 54.09% | 54.96% | 53.84% | 51.37% | 53.06%
| 53.26% | 54.08% | 54.96% | 53.84% | 51.37% | 53.05%
| 53.27% | 54.08% | 54.96% | 53.84% | 51.37% | 53.04%
| 53.28% | 54.08% | 54.95% | 53.83% | 51.37% | 53.04%
| 53.28% | 54.08% | 54.95% | 53.83% | 51.37% | 53.04%
| 53.29% | 54.08% | 54.95% | 53.83% | 51.37% | 53.03%
| 53.29% | 54.08% | 54.95% | 53.83% | 51.36% | 53.03%
| 53.3% | 54.08% | 54.95% | 53.83% | 51.36% | 53.03%
| 53.3% | 54.07% | 54.94% | 53.83% | 51.36% | 53.03%
| 53.31% | 54.07% | 54.94% | 53.83% | 51.36% | 53.03%
| 53.32% | 54.07% | 54.94% | 53.82% | 51.36% | 53.03%
| 53.32% | 54.07% | 54.94% | 53.82% | 51.36% | 53.02%
| 53.33% | 54.07% | 54.94% | 53.82% | 51.36% | 53.02%
| 53.33% | 54.07% | 54.94% | 53.82% | 51.36% | 53.02%
| 53.34% | 54.07% | 54.94% | 53.81% | 51.35% | 53.02%
| 53.34% | 54.06% | 54.94% | 53.81% | 51.35% | 53.02%
| 53.35% | 54.06% | 54.93% | 53.81% | 51.35% | 53.02%
| 53.36% | 54.06% | 54.92% | 53.81% | 51.34% | 53.01%
| 53.36% | 54.06% | 54.92% | 53.81% | 51.34% | 53%
| 53.37% | 54.06% | 54.92% | 53.81% | 51.34% | 53%
| 53.37% | 54.06% | 54.92% | 53.81% | 51.33% | 53%
| 53.38% | 54.06% | 54.92% | 53.81% | 51.32% | 53%
| 53.38% | 54.05% | 54.91% | 53.81% | 51.32% | 53%
| 53.39% | 54.05% | 54.91% | 53.8% | 51.32% | 53%
| 53.4% | 54.05% | 54.91% | 53.8% | 51.32% | 53%
| 53.4% | 54.05% | 54.91% | 53.8% | 51.32% | 52.98%
| 53.41% | 54.05% | 54.9% | 53.8% | 51.32% | 52.98%
| 53.41% | 54.05% | 54.9% | 53.8% | 51.32% | 52.98%
| 53.42% | 54.05% | 54.9% | 53.8% | 51.31% | 52.97%
| 53.42% | 54.05% | 54.89% | 53.8% | 51.31% | 52.97%
| 53.43% | 54.05% | 54.89% | 53.8% | 51.31% | 52.97%
| 53.44% | 54.04% | 54.89% | 53.79% | 51.31% | 52.97%
| 53.44% | 54.03% | 54.89% | 53.79% | 51.31% | 52.96%
| 53.45% | 54.03% | 54.89% | 53.79% | 51.31% | 52.96%
| 53.45% | 54.03% | 54.89% | 53.79% | 51.31% | 52.96%
| 53.46% | 54.03% | 54.89% | 53.79% | 51.31% | 52.96%
| 53.46% | 54.03% | 54.89% | 53.78% | 51.3% | 52.96%
| 53.47% | 54.03% | 54.89% | 53.78% | 51.3% | 52.95%
| 53.48% | 54.03% | 54.89% | 53.78% | 51.3% | 52.95%
| 53.48% | 54.03% | 54.88% | 53.77% | 51.3% | 52.95%
| 53.49% | 54.03% | 54.88% | 53.76% | 51.3% | 52.95%
| 53.49% | 54.03% | 54.88% | 53.76% | 51.29% | 52.94%
| 53.5% | 54.02% | 54.88% | 53.76% | 51.29% | 52.94%
| 53.5% | 54.02% | 54.88% | 53.76% | 51.29% | 52.94%
| 53.51% | 54.02% | 54.87% | 53.75% | 51.29% | 52.94%
| 53.52% | 54.02% | 54.87% | 53.75% | 51.29% | 52.94%
| 53.52% | 54.02% | 54.87% | 53.75% | 51.28% | 52.93%
| 53.53% | 54.02% | 54.87% | 53.75% | 51.28% | 52.93%
| 53.53% | 54.01% | 54.87% | 53.75% | 51.28% | 52.93%
| 53.54% | 54.01% | 54.87% | 53.75% | 51.28% | 52.93%
| 53.54% | 54.01% | 54.87% | 53.75% | 51.27% | 52.93%
| 53.55% | 54.01% | 54.86% | 53.74% | 51.27% | 52.93%
| 53.56% | 54.01% | 54.86% | 53.74% | 51.27% | 52.93%
| 53.56% | 54.01% | 54.86% | 53.74% | 51.26% | 52.92%
| 53.57% | 54.01% | 54.86% | 53.74% | 51.26% | 52.92%
| 53.57% | 54.01% | 54.85% | 53.74% | 51.26% | 52.92%
| 53.58% | 54.01% | 54.85% | 53.74% | 51.26% | 52.92%
| 53.58% | 54% | 54.85% | 53.73% | 51.26% | 52.92%
| 53.59% | 54% | 54.85% | 53.73% | 51.26% | 52.91%
| 53.6% | 54% | 54.85% | 53.73% | 51.25% | 52.91%
| 53.6% | 53.99% | 54.84% | 53.72% | 51.25% | 52.9%
| 53.61% | 53.99% | 54.84% | 53.72% | 51.25% | 52.9%
| 53.61% | 53.99% | 54.83% | 53.72% | 51.24% | 52.9%
| 53.62% | 53.98% | 54.83% | 53.72% | 51.24% | 52.9%
| 53.62% | 53.98% | 54.83% | 53.72% | 51.24% | 52.9%
| 53.63% | 53.98% | 54.83% | 53.71% | 51.24% | 52.9%
| 53.64% | 53.98% | 54.83% | 53.71% | 51.23% | 52.9%
| 53.64% | 53.97% | 54.83% | 53.71% | 51.23% | 52.9%
| 53.65% | 53.97% | 54.83% | 53.7% | 51.23% | 52.89%
| 53.65% | 53.97% | 54.83% | 53.7% | 51.22% | 52.89%
| 53.66% | 53.97% | 54.83% | 53.7% | 51.22% | 52.89%
| 53.66% | 53.97% | 54.83% | 53.7% | 51.22% | 52.89%
| 53.67% | 53.97% | 54.82% | 53.7% | 51.22% | 52.89%
| 53.68% | 53.97% | 54.82% | 53.7% | 51.22% | 52.89%
| 53.68% | 53.97% | 54.82% | 53.7% | 51.22% | 52.89%
| 53.69% | 53.97% | 54.82% | 53.69% | 51.22% | 52.89%
| 53.69% | 53.97% | 54.82% | 53.69% | 51.21% | 52.88%
| 53.7% | 53.96% | 54.82% | 53.69% | 51.21% | 52.87%
| 53.7% | 53.96% | 54.82% | 53.69% | 51.21% | 52.86%
| 53.71% | 53.96% | 54.81% | 53.69% | 51.21% | 52.86%
| 53.72% | 53.96% | 54.81% | 53.68% | 51.21% | 52.86%
| 53.72% | 53.96% | 54.81% | 53.68% | 51.21% | 52.85%
| 53.73% | 53.96% | 54.81% | 53.68% | 51.21% | 52.85%
| 53.73% | 53.96% | 54.81% | 53.68% | 51.2% | 52.85%
| 53.74% | 53.96% | 54.8% | 53.68% | 51.2% | 52.85%
| 53.74% | 53.96% | 54.8% | 53.68% | 51.2% | 52.85%
| 53.75% | 53.95% | 54.8% | 53.68% | 51.2% | 52.85%
| 53.76% | 53.95% | 54.8% | 53.68% | 51.2% | 52.85%
| 53.76% | 53.95% | 54.79% | 53.67% | 51.19% | 52.85%
| 53.77% | 53.95% | 54.79% | 53.66% | 51.19% | 52.85%
| 53.77% | 53.94% | 54.79% | 53.66% | 51.19% | 52.85%
| 53.78% | 53.94% | 54.79% | 53.66% | 51.19% | 52.85%
| 53.78% | 53.94% | 54.79% | 53.66% | 51.19% | 52.84%
| 53.79% | 53.94% | 54.79% | 53.66% | 51.19% | 52.84%
| 53.8% | 53.94% | 54.79% | 53.65% | 51.19% | 52.84%
| 53.8% | 53.94% | 54.78% | 53.65% | 51.18% | 52.83%
| 53.81% | 53.94% | 54.78% | 53.65% | 51.18% | 52.83%
| 53.81% | 53.94% | 54.78% | 53.64% | 51.18% | 52.83%
| 53.82% | 53.93% | 54.78% | 53.64% | 51.18% | 52.83%
| 53.82% | 53.93% | 54.78% | 53.64% | 51.18% | 52.83%
| 53.83% | 53.93% | 54.78% | 53.64% | 51.17% | 52.83%
| 53.84% | 53.93% | 54.77% | 53.63% | 51.17% | 52.83%
| 53.84% | 53.93% | 54.77% | 53.63% | 51.16% | 52.83%
| 53.85% | 53.93% | 54.77% | 53.63% | 51.16% | 52.82%
| 53.85% | 53.93% | 54.77% | 53.63% | 51.16% | 52.81%
| 53.86% | 53.92% | 54.77% | 53.63% | 51.16% | 52.81%
| 53.86% | 53.92% | 54.76% | 53.62% | 51.16% | 52.81%
| 53.87% | 53.92% | 54.76% | 53.62% | 51.16% | 52.81%
| 53.88% | 53.92% | 54.76% | 53.62% | 51.16% | 52.81%
| 53.88% | 53.92% | 54.76% | 53.62% | 51.16% | 52.81%
| 53.89% | 53.92% | 54.75% | 53.62% | 51.16% | 52.81%
| 53.89% | 53.92% | 54.75% | 53.62% | 51.16% | 52.8%
| 53.9% | 53.91% | 54.75% | 53.61% | 51.16% | 52.8%
| 53.9% | 53.91% | 54.74% | 53.61% | 51.15% | 52.8%
| 53.91% | 53.91% | 54.74% | 53.61% | 51.15% | 52.8%
| 53.92% | 53.91% | 54.74% | 53.61% | 51.15% | 52.8%
| 53.92% | 53.91% | 54.74% | 53.61% | 51.15% | 52.8%
| 53.93% | 53.91% | 54.73% | 53.6% | 51.15% | 52.79%
| 53.93% | 53.9% | 54.73% | 53.6% | 51.15% | 52.78%
| 53.94% | 53.9% | 54.73% | 53.6% | 51.15% | 52.78%
| 53.94% | 53.9% | 54.73% | 53.6% | 51.14% | 52.77%
| 53.95% | 53.9% | 54.72% | 53.6% | 51.14% | 52.77%
| 53.96% | 53.9% | 54.72% | 53.59% | 51.14% | 52.77%
| 53.96% | 53.9% | 54.72% | 53.59% | 51.14% | 52.77%
| 53.97% | 53.9% | 54.72% | 53.59% | 51.13% | 52.77%
| 53.97% | 53.9% | 54.72% | 53.58% | 51.13% | 52.76%
| 53.98% | 53.9% | 54.72% | 53.58% | 51.13% | 52.76%
| 53.98% | 53.89% | 54.72% | 53.58% | 51.13% | 52.76%
| 53.99% | 53.89% | 54.71% | 53.57% | 51.13% | 52.76%
| 54% | 53.89% | 54.71% | 53.57% | 51.13% | 52.75%
| 54% | 53.89% | 54.7% | 53.57% | 51.13% | 52.75%
| 54.01% | 53.89% | 54.7% | 53.57% | 51.13% | 52.75%
| 54.01% | 53.89% | 54.7% | 53.57% | 51.12% | 52.74%
| 54.02% | 53.88% | 54.7% | 53.57% | 51.12% | 52.74%
| 54.02% | 53.88% | 54.7% | 53.56% | 51.12% | 52.74%
| 54.03% | 53.88% | 54.7% | 53.56% | 51.12% | 52.73%
| 54.04% | 53.88% | 54.7% | 53.56% | 51.12% | 52.73%
| 54.04% | 53.88% | 54.69% | 53.56% | 51.11% | 52.73%
| 54.05% | 53.88% | 54.69% | 53.56% | 51.11% | 52.73%
| 54.05% | 53.88% | 54.69% | 53.56% | 51.11% | 52.73%
| 54.06% | 53.88% | 54.69% | 53.55% | 51.11% | 52.73%
| 54.06% | 53.88% | 54.69% | 53.55% | 51.11% | 52.72%
| 54.07% | 53.88% | 54.69% | 53.55% | 51.11% | 52.72%
| 54.08% | 53.88% | 54.69% | 53.55% | 51.1% | 52.72%
| 54.08% | 53.87% | 54.68% | 53.54% | 51.1% | 52.71%
| 54.09% | 53.87% | 54.68% | 53.54% | 51.1% | 52.71%
| 54.09% | 53.87% | 54.68% | 53.54% | 51.1% | 52.71%
| 54.1% | 53.87% | 54.68% | 53.54% | 51.1% | 52.71%
| 54.1% | 53.87% | 54.68% | 53.54% | 51.09% | 52.71%
| 54.11% | 53.87% | 54.68% | 53.53% | 51.09% | 52.71%
| 54.12% | 53.87% | 54.67% | 53.53% | 51.09% | 52.71%
| 54.12% | 53.86% | 54.67% | 53.53% | 51.09% | 52.71%
| 54.13% | 53.86% | 54.67% | 53.53% | 51.09% | 52.71%
| 54.13% | 53.86% | 54.66% | 53.52% | 51.09% | 52.71%
| 54.14% | 53.86% | 54.66% | 53.52% | 51.09% | 52.71%
| 54.14% | 53.86% | 54.66% | 53.51% | 51.09% | 52.71%
| 54.15% | 53.86% | 54.66% | 53.51% | 51.08% | 52.7%
| 54.16% | 53.86% | 54.66% | 53.5% | 51.08% | 52.7%
| 54.16% | 53.86% | 54.66% | 53.5% | 51.08% | 52.7%
| 54.17% | 53.86% | 54.65% | 53.5% | 51.08% | 52.7%
| 54.17% | 53.86% | 54.65% | 53.5% | 51.08% | 52.7%
| 54.18% | 53.86% | 54.65% | 53.49% | 51.08% | 52.69%
| 54.18% | 53.85% | 54.65% | 53.49% | 51.08% | 52.69%
| 54.19% | 53.85% | 54.65% | 53.49% | 51.07% | 52.69%
| 54.2% | 53.85% | 54.65% | 53.49% | 51.07% | 52.68%
| 54.2% | 53.85% | 54.65% | 53.48% | 51.07% | 52.68%
| 54.21% | 53.85% | 54.65% | 53.48% | 51.06% | 52.68%
| 54.21% | 53.85% | 54.64% | 53.47% | 51.06% | 52.68%
| 54.22% | 53.85% | 54.64% | 53.47% | 51.06% | 52.68%
| 54.22% | 53.84% | 54.63% | 53.47% | 51.06% | 52.67%
| 54.23% | 53.84% | 54.63% | 53.47% | 51.05% | 52.67%
| 54.24% | 53.84% | 54.63% | 53.47% | 51.04% | 52.67%
| 54.24% | 53.84% | 54.63% | 53.47% | 51.04% | 52.67%
| 54.25% | 53.83% | 54.63% | 53.46% | 51.04% | 52.67%
| 54.25% | 53.83% | 54.63% | 53.46% | 51.04% | 52.66%
| 54.26% | 53.83% | 54.63% | 53.46% | 51.04% | 52.66%
| 54.26% | 53.83% | 54.63% | 53.46% | 51.04% | 52.66%
| 54.27% | 53.83% | 54.63% | 53.46% | 51.03% | 52.66%
| 54.28% | 53.83% | 54.62% | 53.46% | 51.03% | 52.66%
| 54.28% | 53.83% | 54.62% | 53.46% | 51.03% | 52.65%
| 54.29% | 53.83% | 54.62% | 53.45% | 51.03% | 52.64%
| 54.29% | 53.83% | 54.62% | 53.45% | 51.02% | 52.64%
| 54.3% | 53.83% | 54.61% | 53.45% | 51.02% | 52.64%
| 54.3% | 53.82% | 54.61% | 53.45% | 51.02% | 52.64%
| 54.31% | 53.82% | 54.61% | 53.44% | 51.01% | 52.64%
| 54.32% | 53.82% | 54.61% | 53.44% | 51.01% | 52.63%
| 54.32% | 53.82% | 54.6% | 53.44% | 51.01% | 52.63%
| 54.33% | 53.82% | 54.6% | 53.43% | 51.01% | 52.63%
| 54.33% | 53.82% | 54.6% | 53.43% | 51.01% | 52.62%
| 54.34% | 53.82% | 54.6% | 53.43% | 51% | 52.62%
| 54.34% | 53.81% | 54.6% | 53.43% | 51% | 52.62%
| 54.35% | 53.81% | 54.59% | 53.42% | 51% | 52.62%
| 54.36% | 53.81% | 54.59% | 53.42% | 51% | 52.62%
| 54.36% | 53.81% | 54.59% | 53.42% | 51% | 52.61%
| 54.37% | 53.81% | 54.58% | 53.42% | 51% | 52.61%
| 54.37% | 53.81% | 54.58% | 53.42% | 50.99% | 52.61%
| 54.38% | 53.81% | 54.58% | 53.42% | 50.99% | 52.61%
| 54.38% | 53.8% | 54.58% | 53.42% | 50.99% | 52.61%
| 54.39% | 53.8% | 54.58% | 53.42% | 50.99% | 52.6%
| 54.39% | 53.8% | 54.58% | 53.41% | 50.99% | 52.6%
| 54.4% | 53.8% | 54.57% | 53.41% | 50.98% | 52.6%
| 54.41% | 53.8% | 54.57% | 53.4% | 50.98% | 52.6%
| 54.41% | 53.79% | 54.57% | 53.4% | 50.97% | 52.6%
| 54.42% | 53.79% | 54.57% | 53.4% | 50.96% | 52.59%
| 54.42% | 53.79% | 54.57% | 53.4% | 50.96% | 52.59%
| 54.43% | 53.79% | 54.57% | 53.4% | 50.96% | 52.59%
| 54.43% | 53.79% | 54.56% | 53.4% | 50.96% | 52.58%
| 54.44% | 53.79% | 54.56% | 53.39% | 50.96% | 52.58%
| 54.45% | 53.79% | 54.56% | 53.39% | 50.96% | 52.58%
| 54.45% | 53.79% | 54.56% | 53.39% | 50.96% | 52.57%
| 54.46% | 53.78% | 54.55% | 53.38% | 50.96% | 52.57%
| 54.46% | 53.78% | 54.55% | 53.38% | 50.95% | 52.57%
| 54.47% | 53.78% | 54.55% | 53.38% | 50.95% | 52.57%
| 54.47% | 53.78% | 54.55% | 53.38% | 50.95% | 52.56%
| 54.48% | 53.78% | 54.55% | 53.38% | 50.95% | 52.56%
| 54.49% | 53.78% | 54.54% | 53.38% | 50.94% | 52.56%
| 54.49% | 53.78% | 54.54% | 53.37% | 50.94% | 52.56%
| 54.5% | 53.78% | 54.54% | 53.37% | 50.94% | 52.56%
| 54.5% | 53.78% | 54.54% | 53.37% | 50.94% | 52.55%
| 54.51% | 53.77% | 54.54% | 53.37% | 50.93% | 52.55%
| 54.51% | 53.77% | 54.53% | 53.36% | 50.93% | 52.55%
| 54.52% | 53.76% | 54.53% | 53.36% | 50.93% | 52.55%
| 54.53% | 53.76% | 54.53% | 53.36% | 50.93% | 52.55%
| 54.53% | 53.76% | 54.53% | 53.36% | 50.92% | 52.55%
| 54.54% | 53.75% | 54.53% | 53.36% | 50.92% | 52.55%
| 54.54% | 53.75% | 54.52% | 53.35% | 50.92% | 52.55%
| 54.55% | 53.75% | 54.52% | 53.35% | 50.91% | 52.55%
| 54.55% | 53.74% | 54.52% | 53.35% | 50.91% | 52.55%
| 54.56% | 53.74% | 54.52% | 53.35% | 50.91% | 52.55%
| 54.57% | 53.74% | 54.51% | 53.35% | 50.91% | 52.55%
| 54.57% | 53.74% | 54.51% | 53.35% | 50.91% | 52.55%
| 54.58% | 53.74% | 54.51% | 53.35% | 50.9% | 52.54%
| 54.58% | 53.74% | 54.51% | 53.35% | 50.9% | 52.54%
| 54.59% | 53.74% | 54.51% | 53.35% | 50.9% | 52.54%
| 54.59% | 53.73% | 54.51% | 53.34% | 50.9% | 52.54%
| 54.6% | 53.73% | 54.5% | 53.34% | 50.9% | 52.54%
| 54.61% | 53.73% | 54.5% | 53.34% | 50.89% | 52.53%
| 54.61% | 53.73% | 54.5% | 53.34% | 50.89% | 52.52%
| 54.62% | 53.73% | 54.5% | 53.34% | 50.89% | 52.52%
| 54.62% | 53.73% | 54.5% | 53.34% | 50.89% | 52.52%
| 54.63% | 53.73% | 54.49% | 53.33% | 50.89% | 52.52%
| 54.63% | 53.72% | 54.49% | 53.32% | 50.89% | 52.52%
| 54.64% | 53.72% | 54.49% | 53.32% | 50.88% | 52.52%
| 54.65% | 53.72% | 54.49% | 53.32% | 50.88% | 52.52%
| 54.65% | 53.72% | 54.49% | 53.31% | 50.88% | 52.52%
| 54.66% | 53.72% | 54.49% | 53.31% | 50.88% | 52.51%
| 54.66% | 53.72% | 54.49% | 53.3% | 50.88% | 52.51%
| 54.67% | 53.71% | 54.48% | 53.3% | 50.87% | 52.51%
| 54.67% | 53.71% | 54.48% | 53.3% | 50.86% | 52.51%
| 54.68% | 53.71% | 54.48% | 53.3% | 50.86% | 52.5%
| 54.69% | 53.7% | 54.48% | 53.3% | 50.86% | 52.5%
| 54.69% | 53.7% | 54.48% | 53.3% | 50.86% | 52.5%
| 54.7% | 53.7% | 54.48% | 53.29% | 50.86% | 52.49%
| 54.7% | 53.7% | 54.48% | 53.29% | 50.86% | 52.49%
| 54.71% | 53.69% | 54.48% | 53.29% | 50.86% | 52.49%
| 54.71% | 53.69% | 54.48% | 53.29% | 50.85% | 52.49%
| 54.72% | 53.69% | 54.48% | 53.28% | 50.85% | 52.49%
| 54.73% | 53.69% | 54.47% | 53.28% | 50.85% | 52.48%
| 54.73% | 53.68% | 54.47% | 53.28% | 50.85% | 52.48%
| 54.74% | 53.68% | 54.47% | 53.28% | 50.85% | 52.48%
| 54.74% | 53.68% | 54.46% | 53.28% | 50.85% | 52.48%
| 54.75% | 53.68% | 54.46% | 53.28% | 50.84% | 52.47%
| 54.75% | 53.67% | 54.45% | 53.27% | 50.84% | 52.47%
| 54.76% | 53.67% | 54.45% | 53.27% | 50.84% | 52.47%
| 54.77% | 53.67% | 54.45% | 53.27% | 50.84% | 52.47%
| 54.77% | 53.67% | 54.45% | 53.27% | 50.83% | 52.46%
| 54.78% | 53.67% | 54.45% | 53.27% | 50.83% | 52.46%
| 54.78% | 53.67% | 54.45% | 53.27% | 50.83% | 52.46%
| 54.79% | 53.67% | 54.45% | 53.26% | 50.82% | 52.46%
| 54.79% | 53.67% | 54.44% | 53.26% | 50.82% | 52.46%
| 54.8% | 53.67% | 54.44% | 53.26% | 50.82% | 52.45%
| 54.81% | 53.66% | 54.44% | 53.26% | 50.82% | 52.44%
| 54.81% | 53.66% | 54.43% | 53.26% | 50.82% | 52.44%
| 54.82% | 53.66% | 54.43% | 53.26% | 50.81% | 52.44%
| 54.82% | 53.66% | 54.43% | 53.25% | 50.81% | 52.44%
| 54.83% | 53.66% | 54.42% | 53.25% | 50.81% | 52.43%
| 54.83% | 53.66% | 54.42% | 53.25% | 50.81% | 52.43%
| 54.84% | 53.66% | 54.41% | 53.24% | 50.81% | 52.43%
| 54.85% | 53.65% | 54.41% | 53.24% | 50.81% | 52.42%
| 54.85% | 53.65% | 54.41% | 53.24% | 50.81% | 52.42%
| 54.86% | 53.65% | 54.41% | 53.23% | 50.8% | 52.41%
| 54.86% | 53.65% | 54.41% | 53.23% | 50.8% | 52.41%
| 54.87% | 53.65% | 54.41% | 53.23% | 50.8% | 52.41%
| 54.87% | 53.65% | 54.41% | 53.23% | 50.8% | 52.41%
| 54.88% | 53.65% | 54.41% | 53.23% | 50.79% | 52.41%
| 54.89% | 53.65% | 54.4% | 53.22% | 50.79% | 52.41%
| 54.89% | 53.65% | 54.4% | 53.22% | 50.79% | 52.4%
| 54.9% | 53.64% | 54.4% | 53.22% | 50.79% | 52.4%
| 54.9% | 53.64% | 54.4% | 53.22% | 50.79% | 52.4%
| 54.91% | 53.64% | 54.4% | 53.21% | 50.79% | 52.39%
| 54.91% | 53.64% | 54.4% | 53.21% | 50.79% | 52.39%
| 54.92% | 53.64% | 54.39% | 53.21% | 50.78% | 52.39%
| 54.93% | 53.63% | 54.39% | 53.21% | 50.78% | 52.39%
| 54.93% | 53.63% | 54.39% | 53.2% | 50.78% | 52.38%
| 54.94% | 53.63% | 54.39% | 53.2% | 50.78% | 52.38%
| 54.94% | 53.63% | 54.38% | 53.2% | 50.78% | 52.38%
| 54.95% | 53.63% | 54.38% | 53.2% | 50.77% | 52.38%
| 54.95% | 53.63% | 54.38% | 53.19% | 50.77% | 52.37%
| 54.96% | 53.63% | 54.38% | 53.19% | 50.76% | 52.36%
| 54.97% | 53.63% | 54.38% | 53.19% | 50.76% | 52.36%
| 54.97% | 53.62% | 54.38% | 53.19% | 50.76% | 52.35%
| 54.98% | 53.62% | 54.38% | 53.19% | 50.76% | 52.35%
| 54.98% | 53.62% | 54.38% | 53.18% | 50.76% | 52.34%
| 54.99% | 53.62% | 54.38% | 53.18% | 50.76% | 52.34%
| 54.99% | 53.62% | 54.37% | 53.18% | 50.75% | 52.34%
| 55% | 53.62% | 54.37% | 53.18% | 50.75% | 52.34%
| 55.01% | 53.61% | 54.37% | 53.18% | 50.75% | 52.34%
| 55.01% | 53.61% | 54.36% | 53.18% | 50.75% | 52.33%
| 55.02% | 53.61% | 54.36% | 53.17% | 50.74% | 52.33%
| 55.02% | 53.6% | 54.36% | 53.17% | 50.74% | 52.33%
| 55.03% | 53.6% | 54.36% | 53.17% | 50.74% | 52.33%
| 55.03% | 53.6% | 54.36% | 53.17% | 50.74% | 52.33%
| 55.04% | 53.6% | 54.36% | 53.16% | 50.73% | 52.32%
| 55.05% | 53.6% | 54.36% | 53.16% | 50.73% | 52.32%
| 55.05% | 53.6% | 54.35% | 53.16% | 50.73% | 52.32%
| 55.06% | 53.59% | 54.35% | 53.16% | 50.73% | 52.32%
| 55.06% | 53.59% | 54.35% | 53.16% | 50.73% | 52.31%
| 55.07% | 53.59% | 54.35% | 53.15% | 50.73% | 52.31%
| 55.07% | 53.59% | 54.34% | 53.15% | 50.73% | 52.31%
| 55.08% | 53.59% | 54.34% | 53.15% | 50.72% | 52.31%
| 55.09% | 53.59% | 54.34% | 53.15% | 50.72% | 52.31%
| 55.09% | 53.58% | 54.34% | 53.15% | 50.72% | 52.3%
| 55.1% | 53.58% | 54.34% | 53.15% | 50.72% | 52.3%
| 55.1% | 53.58% | 54.33% | 53.14% | 50.72% | 52.3%
| 55.11% | 53.58% | 54.33% | 53.14% | 50.71% | 52.3%
| 55.11% | 53.58% | 54.33% | 53.14% | 50.71% | 52.3%
| 55.12% | 53.57% | 54.33% | 53.14% | 50.71% | 52.29%
| 55.13% | 53.57% | 54.33% | 53.14% | 50.7% | 52.29%
| 55.13% | 53.57% | 54.32% | 53.14% | 50.7% | 52.29%
| 55.14% | 53.57% | 54.32% | 53.14% | 50.7% | 52.29%
| 55.14% | 53.57% | 54.32% | 53.13% | 50.7% | 52.28%
| 55.15% | 53.57% | 54.32% | 53.13% | 50.69% | 52.28%
| 55.15% | 53.57% | 54.31% | 53.13% | 50.69% | 52.27%
| 55.16% | 53.56% | 54.31% | 53.13% | 50.69% | 52.27%
| 55.17% | 53.56% | 54.31% | 53.13% | 50.69% | 52.27%
| 55.17% | 53.56% | 54.31% | 53.13% | 50.69% | 52.27%
| 55.18% | 53.56% | 54.31% | 53.13% | 50.69% | 52.27%
| 55.18% | 53.56% | 54.3% | 53.13% | 50.69% | 52.27%
| 55.19% | 53.56% | 54.3% | 53.13% | 50.68% | 52.26%
| 55.19% | 53.56% | 54.3% | 53.13% | 50.68% | 52.26%
| 55.2% | 53.56% | 54.3% | 53.12% | 50.68% | 52.26%
| 55.21% | 53.55% | 54.3% | 53.12% | 50.68% | 52.26%
| 55.21% | 53.54% | 54.3% | 53.12% | 50.68% | 52.26%
| 55.22% | 53.54% | 54.3% | 53.12% | 50.67% | 52.25%
| 55.22% | 53.54% | 54.29% | 53.12% | 50.67% | 52.25%
| 55.23% | 53.54% | 54.29% | 53.11% | 50.67% | 52.25%
| 55.23% | 53.54% | 54.29% | 53.11% | 50.67% | 52.24%
| 55.24% | 53.54% | 54.29% | 53.11% | 50.67% | 52.24%
| 55.25% | 53.53% | 54.29% | 53.1% | 50.67% | 52.24%
| 55.25% | 53.53% | 54.29% | 53.1% | 50.66% | 52.24%
| 55.26% | 53.53% | 54.28% | 53.1% | 50.66% | 52.24%
| 55.26% | 53.53% | 54.28% | 53.1% | 50.66% | 52.23%
| 55.27% | 53.53% | 54.28% | 53.1% | 50.65% | 52.23%
| 55.27% | 53.53% | 54.28% | 53.09% | 50.65% | 52.23%
| 55.28% | 53.53% | 54.26% | 53.09% | 50.65% | 52.22%
| 55.29% | 53.53% | 54.26% | 53.08% | 50.65% | 52.21%
| 55.29% | 53.52% | 54.25% | 53.08% | 50.65% | 52.21%
| 55.3% | 53.52% | 54.25% | 53.08% | 50.65% | 52.21%
| 55.3% | 53.52% | 54.25% | 53.08% | 50.65% | 52.21%
| 55.31% | 53.52% | 54.25% | 53.08% | 50.65% | 52.2%
| 55.31% | 53.52% | 54.24% | 53.07% | 50.64% | 52.19%
| 55.32% | 53.51% | 54.24% | 53.07% | 50.64% | 52.19%
| 55.33% | 53.5% | 54.24% | 53.07% | 50.64% | 52.19%
| 55.33% | 53.5% | 54.24% | 53.07% | 50.64% | 52.18%
| 55.34% | 53.5% | 54.24% | 53.06% | 50.64% | 52.18%
| 55.34% | 53.5% | 54.24% | 53.06% | 50.64% | 52.17%
| 55.35% | 53.5% | 54.24% | 53.06% | 50.64% | 52.17%
| 55.35% | 53.49% | 54.24% | 53.06% | 50.64% | 52.17%
| 55.36% | 53.49% | 54.23% | 53.06% | 50.64% | 52.17%
| 55.37% | 53.49% | 54.23% | 53.05% | 50.64% | 52.17%
| 55.37% | 53.48% | 54.23% | 53.05% | 50.63% | 52.16%
| 55.38% | 53.48% | 54.22% | 53.05% | 50.63% | 52.16%
| 55.38% | 53.48% | 54.22% | 53.04% | 50.63% | 52.16%
| 55.39% | 53.48% | 54.22% | 53.04% | 50.62% | 52.16%
| 55.39% | 53.47% | 54.22% | 53.03% | 50.62% | 52.15%
| 55.4% | 53.47% | 54.22% | 53.03% | 50.62% | 52.14%
| 55.41% | 53.47% | 54.22% | 53.02% | 50.61% | 52.13%
| 55.41% | 53.47% | 54.22% | 53.02% | 50.61% | 52.13%
| 55.42% | 53.47% | 54.21% | 53.02% | 50.61% | 52.13%
| 55.42% | 53.46% | 54.21% | 53.02% | 50.61% | 52.13%
| 55.43% | 53.46% | 54.21% | 53.01% | 50.61% | 52.13%
| 55.43% | 53.46% | 54.21% | 53.01% | 50.6% | 52.13%
| 55.44% | 53.46% | 54.21% | 53.01% | 50.6% | 52.12%
| 55.45% | 53.46% | 54.21% | 53.01% | 50.6% | 52.12%
| 55.45% | 53.46% | 54.21% | 53.01% | 50.6% | 52.12%
| 55.46% | 53.45% | 54.21% | 53% | 50.6% | 52.12%
| 55.46% | 53.45% | 54.2% | 53% | 50.59% | 52.12%
| 55.47% | 53.45% | 54.2% | 53% | 50.59% | 52.11%
| 55.47% | 53.45% | 54.2% | 53% | 50.59% | 52.11%
| 55.48% | 53.45% | 54.2% | 53% | 50.59% | 52.1%
| 55.49% | 53.45% | 54.2% | 53% | 50.59% | 52.1%
| 55.49% | 53.45% | 54.2% | 52.99% | 50.59% | 52.09%
| 55.5% | 53.45% | 54.2% | 52.99% | 50.59% | 52.09%
| 55.5% | 53.44% | 54.2% | 52.99% | 50.59% | 52.09%
| 55.51% | 53.44% | 54.2% | 52.99% | 50.58% | 52.08%
| 55.51% | 53.44% | 54.2% | 52.99% | 50.58% | 52.08%
| 55.52% | 53.44% | 54.19% | 52.98% | 50.58% | 52.08%
| 55.53% | 53.44% | 54.19% | 52.98% | 50.58% | 52.08%
| 55.53% | 53.44% | 54.19% | 52.98% | 50.58% | 52.07%
| 55.54% | 53.43% | 54.18% | 52.98% | 50.58% | 52.07%
| 55.54% | 53.43% | 54.18% | 52.98% | 50.58% | 52.07%
| 55.55% | 53.43% | 54.18% | 52.98% | 50.58% | 52.07%
| 55.55% | 53.43% | 54.18% | 52.98% | 50.57% | 52.06%
| 55.56% | 53.43% | 54.17% | 52.98% | 50.57% | 52.06%
| 55.57% | 53.43% | 54.17% | 52.97% | 50.57% | 52.05%
| 55.57% | 53.43% | 54.17% | 52.97% | 50.57% | 52.05%
| 55.58% | 53.43% | 54.17% | 52.97% | 50.56% | 52.05%
| 55.58% | 53.43% | 54.17% | 52.97% | 50.56% | 52.05%
| 55.59% | 53.43% | 54.16% | 52.97% | 50.56% | 52.04%
| 55.59% | 53.43% | 54.16% | 52.97% | 50.56% | 52.04%
| 55.6% | 53.43% | 54.16% | 52.97% | 50.56% | 52.04%
| 55.61% | 53.42% | 54.16% | 52.96% | 50.55% | 52.04%
| 55.61% | 53.42% | 54.16% | 52.96% | 50.55% | 52.04%
| 55.62% | 53.42% | 54.16% | 52.96% | 50.55% | 52.04%
| 55.62% | 53.42% | 54.16% | 52.96% | 50.55% | 52.03%
| 55.63% | 53.42% | 54.16% | 52.96% | 50.55% | 52.03%
| 55.63% | 53.42% | 54.16% | 52.96% | 50.54% | 52.03%
| 55.64% | 53.41% | 54.16% | 52.96% | 50.54% | 52.03%
| 55.64% | 53.41% | 54.16% | 52.96% | 50.54% | 52.03%
| 55.65% | 53.41% | 54.15% | 52.96% | 50.54% | 52.03%
| 55.66% | 53.4% | 54.15% | 52.95% | 50.53% | 52.03%
| 55.66% | 53.4% | 54.15% | 52.95% | 50.53% | 52.03%
| 55.67% | 53.4% | 54.15% | 52.95% | 50.53% | 52.03%
| 55.67% | 53.4% | 54.14% | 52.95% | 50.53% | 52.02%
| 55.68% | 53.39% | 54.14% | 52.95% | 50.52% | 52.02%
| 55.68% | 53.39% | 54.14% | 52.95% | 50.51% | 52.02%
| 55.69% | 53.39% | 54.14% | 52.95% | 50.51% | 52.02%
| 55.7% | 53.39% | 54.13% | 52.94% | 50.51% | 52.02%
| 55.7% | 53.39% | 54.13% | 52.94% | 50.51% | 52.02%
| 55.71% | 53.39% | 54.13% | 52.94% | 50.51% | 52.02%
| 55.71% | 53.38% | 54.13% | 52.94% | 50.51% | 52.02%
| 55.72% | 53.38% | 54.13% | 52.94% | 50.51% | 52.02%
| 55.72% | 53.38% | 54.13% | 52.94% | 50.5% | 52.01%
| 55.73% | 53.38% | 54.13% | 52.93% | 50.5% | 52.01%
| 55.74% | 53.38% | 54.12% | 52.93% | 50.5% | 52.01%
| 55.74% | 53.38% | 54.11% | 52.93% | 50.5% | 52%
| 55.75% | 53.38% | 54.11% | 52.93% | 50.49% | 52%
| 55.75% | 53.37% | 54.11% | 52.93% | 50.48% | 51.99%
| 55.76% | 53.37% | 54.11% | 52.93% | 50.47% | 51.99%
| 55.76% | 53.37% | 54.11% | 52.93% | 50.47% | 51.99%
| 55.77% | 53.37% | 54.11% | 52.93% | 50.47% | 51.99%
| 55.78% | 53.37% | 54.1% | 52.92% | 50.47% | 51.98%
| 55.78% | 53.37% | 54.1% | 52.92% | 50.47% | 51.98%
| 55.79% | 53.37% | 54.1% | 52.92% | 50.47% | 51.98%
| 55.79% | 53.37% | 54.1% | 52.92% | 50.47% | 51.98%
| 55.8% | 53.37% | 54.09% | 52.92% | 50.46% | 51.98%
| 55.8% | 53.36% | 54.08% | 52.92% | 50.46% | 51.98%
| 55.81% | 53.36% | 54.08% | 52.91% | 50.46% | 51.98%
| 55.82% | 53.36% | 54.08% | 52.91% | 50.46% | 51.98%
| 55.82% | 53.36% | 54.08% | 52.91% | 50.46% | 51.97%
| 55.83% | 53.36% | 54.08% | 52.9% | 50.46% | 51.97%
| 55.83% | 53.35% | 54.07% | 52.9% | 50.45% | 51.97%
| 55.84% | 53.35% | 54.07% | 52.9% | 50.45% | 51.96%
| 55.84% | 53.35% | 54.07% | 52.9% | 50.45% | 51.96%
| 55.85% | 53.35% | 54.05% | 52.89% | 50.45% | 51.96%
| 55.86% | 53.35% | 54.05% | 52.89% | 50.45% | 51.96%
| 55.86% | 53.35% | 54.05% | 52.89% | 50.44% | 51.95%
| 55.87% | 53.35% | 54.04% | 52.89% | 50.44% | 51.95%
| 55.87% | 53.34% | 54.04% | 52.88% | 50.43% | 51.95%
| 55.88% | 53.34% | 54.04% | 52.88% | 50.42% | 51.95%
| 55.88% | 53.34% | 54.04% | 52.88% | 50.42% | 51.95%
| 55.89% | 53.34% | 54.04% | 52.88% | 50.42% | 51.93%
| 55.9% | 53.34% | 54.04% | 52.88% | 50.42% | 51.93%
| 55.9% | 53.34% | 54.04% | 52.88% | 50.42% | 51.93%
| 55.91% | 53.34% | 54.04% | 52.88% | 50.42% | 51.93%
| 55.91% | 53.33% | 54.03% | 52.88% | 50.41% | 51.93%
| 55.92% | 53.33% | 54.03% | 52.88% | 50.41% | 51.92%
| 55.92% | 53.33% | 54.03% | 52.87% | 50.41% | 51.92%
| 55.93% | 53.33% | 54.02% | 52.87% | 50.41% | 51.92%
| 55.94% | 53.33% | 54.02% | 52.86% | 50.41% | 51.91%
| 55.94% | 53.33% | 54.02% | 52.86% | 50.4% | 51.91%
| 55.95% | 53.33% | 54.02% | 52.86% | 50.4% | 51.91%
| 55.95% | 53.32% | 54.02% | 52.86% | 50.4% | 51.91%
| 55.96% | 53.32% | 54.02% | 52.86% | 50.4% | 51.91%
| 55.96% | 53.32% | 54.02% | 52.85% | 50.39% | 51.9%
| 55.97% | 53.32% | 54.01% | 52.85% | 50.39% | 51.9%
| 55.98% | 53.31% | 54.01% | 52.84% | 50.39% | 51.89%
| 55.98% | 53.31% | 54.01% | 52.84% | 50.39% | 51.89%
| 55.99% | 53.31% | 54.01% | 52.84% | 50.39% | 51.89%
| 55.99% | 53.31% | 54% | 52.84% | 50.39% | 51.89%
| 56% | 53.31% | 54% | 52.84% | 50.39% | 51.88%
| 56% | 53.31% | 54% | 52.84% | 50.38% | 51.88%
| 56.01% | 53.31% | 54% | 52.83% | 50.38% | 51.88%
| 56.02% | 53.3% | 54% | 52.83% | 50.38% | 51.88%
| 56.02% | 53.3% | 53.99% | 52.83% | 50.37% | 51.88%
| 56.03% | 53.3% | 53.99% | 52.83% | 50.36% | 51.88%
| 56.03% | 53.3% | 53.99% | 52.83% | 50.36% | 51.88%
| 56.04% | 53.3% | 53.99% | 52.83% | 50.35% | 51.87%
| 56.04% | 53.29% | 53.99% | 52.83% | 50.35% | 51.87%
| 56.05% | 53.29% | 53.99% | 52.82% | 50.35% | 51.87%
| 56.06% | 53.29% | 53.99% | 52.82% | 50.35% | 51.87%
| 56.06% | 53.29% | 53.99% | 52.82% | 50.35% | 51.86%
| 56.07% | 53.28% | 53.98% | 52.81% | 50.35% | 51.86%
| 56.07% | 53.28% | 53.98% | 52.81% | 50.34% | 51.85%
| 56.08% | 53.28% | 53.98% | 52.81% | 50.34% | 51.85%
| 56.08% | 53.28% | 53.97% | 52.81% | 50.34% | 51.84%
| 56.09% | 53.27% | 53.97% | 52.8% | 50.33% | 51.83%
| 56.1% | 53.27% | 53.97% | 52.8% | 50.33% | 51.83%
| 56.1% | 53.27% | 53.96% | 52.8% | 50.33% | 51.83%
| 56.11% | 53.27% | 53.96% | 52.8% | 50.33% | 51.83%
| 56.11% | 53.27% | 53.96% | 52.79% | 50.33% | 51.82%
| 56.12% | 53.27% | 53.95% | 52.79% | 50.33% | 51.82%
| 56.12% | 53.27% | 53.95% | 52.79% | 50.33% | 51.81%
| 56.13% | 53.27% | 53.95% | 52.79% | 50.33% | 51.81%
| 56.14% | 53.27% | 53.95% | 52.79% | 50.33% | 51.81%
| 56.14% | 53.27% | 53.94% | 52.79% | 50.32% | 51.81%
| 56.15% | 53.26% | 53.94% | 52.79% | 50.32% | 51.81%
| 56.15% | 53.26% | 53.94% | 52.78% | 50.32% | 51.81%
| 56.16% | 53.26% | 53.94% | 52.78% | 50.32% | 51.8%
| 56.16% | 53.26% | 53.93% | 52.78% | 50.32% | 51.8%
| 56.17% | 53.25% | 53.93% | 52.77% | 50.32% | 51.79%
| 56.18% | 53.25% | 53.93% | 52.77% | 50.32% | 51.79%
| 56.18% | 53.25% | 53.93% | 52.77% | 50.32% | 51.79%
| 56.19% | 53.25% | 53.93% | 52.77% | 50.32% | 51.79%
| 56.19% | 53.24% | 53.93% | 52.77% | 50.32% | 51.78%
| 56.2% | 53.24% | 53.93% | 52.77% | 50.31% | 51.78%
| 56.2% | 53.24% | 53.92% | 52.77% | 50.31% | 51.78%
| 56.21% | 53.24% | 53.92% | 52.77% | 50.3% | 51.78%
| 56.22% | 53.24% | 53.92% | 52.76% | 50.3% | 51.78%
| 56.22% | 53.23% | 53.92% | 52.76% | 50.3% | 51.77%
| 56.23% | 53.23% | 53.91% | 52.75% | 50.29% | 51.77%
| 56.23% | 53.23% | 53.91% | 52.74% | 50.29% | 51.77%
| 56.24% | 53.23% | 53.91% | 52.74% | 50.29% | 51.77%
| 56.24% | 53.23% | 53.91% | 52.74% | 50.29% | 51.77%
| 56.25% | 53.22% | 53.91% | 52.74% | 50.29% | 51.76%
| 56.26% | 53.22% | 53.9% | 52.74% | 50.29% | 51.76%
| 56.26% | 53.22% | 53.9% | 52.74% | 50.28% | 51.76%
| 56.27% | 53.22% | 53.9% | 52.73% | 50.28% | 51.75%
| 56.27% | 53.22% | 53.9% | 52.73% | 50.27% | 51.75%
| 56.28% | 53.21% | 53.89% | 52.73% | 50.27% | 51.75%
| 56.28% | 53.21% | 53.89% | 52.73% | 50.27% | 51.75%
| 56.29% | 53.21% | 53.89% | 52.73% | 50.27% | 51.75%
| 56.3% | 53.21% | 53.88% | 52.72% | 50.27% | 51.74%
| 56.3% | 53.21% | 53.88% | 52.72% | 50.26% | 51.74%
| 56.31% | 53.2% | 53.88% | 52.72% | 50.26% | 51.73%
| 56.31% | 53.2% | 53.88% | 52.72% | 50.26% | 51.73%
| 56.32% | 53.2% | 53.88% | 52.71% | 50.26% | 51.73%
| 56.32% | 53.2% | 53.88% | 52.71% | 50.26% | 51.73%
| 56.33% | 53.2% | 53.87% | 52.71% | 50.26% | 51.72%
| 56.34% | 53.2% | 53.87% | 52.71% | 50.25% | 51.72%
| 56.34% | 53.2% | 53.87% | 52.71% | 50.25% | 51.72%
| 56.35% | 53.19% | 53.87% | 52.71% | 50.25% | 51.71%
| 56.35% | 53.19% | 53.87% | 52.7% | 50.25% | 51.71%
| 56.36% | 53.19% | 53.87% | 52.7% | 50.24% | 51.71%
| 56.36% | 53.18% | 53.87% | 52.7% | 50.24% | 51.71%
| 56.37% | 53.18% | 53.87% | 52.7% | 50.24% | 51.71%
| 56.38% | 53.18% | 53.87% | 52.7% | 50.24% | 51.71%
| 56.38% | 53.18% | 53.86% | 52.69% | 50.24% | 51.71%
| 56.39% | 53.18% | 53.86% | 52.69% | 50.24% | 51.7%
| 56.39% | 53.17% | 53.86% | 52.69% | 50.24% | 51.69%
| 56.4% | 53.17% | 53.86% | 52.69% | 50.23% | 51.69%
| 56.4% | 53.17% | 53.85% | 52.69% | 50.23% | 51.69%
| 56.41% | 53.17% | 53.85% | 52.69% | 50.23% | 51.69%
| 56.42% | 53.17% | 53.85% | 52.69% | 50.23% | 51.69%
| 56.42% | 53.16% | 53.85% | 52.69% | 50.23% | 51.68%
| 56.43% | 53.16% | 53.85% | 52.69% | 50.22% | 51.68%
| 56.43% | 53.16% | 53.85% | 52.68% | 50.22% | 51.68%
| 56.44% | 53.15% | 53.85% | 52.68% | 50.22% | 51.68%
| 56.44% | 53.15% | 53.83% | 52.68% | 50.22% | 51.67%
| 56.45% | 53.15% | 53.83% | 52.67% | 50.22% | 51.67%
| 56.46% | 53.15% | 53.83% | 52.67% | 50.22% | 51.67%
| 56.46% | 53.15% | 53.83% | 52.67% | 50.22% | 51.67%
| 56.47% | 53.15% | 53.83% | 52.67% | 50.21% | 51.67%
| 56.47% | 53.15% | 53.83% | 52.67% | 50.21% | 51.66%
| 56.48% | 53.14% | 53.83% | 52.67% | 50.21% | 51.66%
| 56.48% | 53.14% | 53.83% | 52.66% | 50.21% | 51.65%
| 56.49% | 53.14% | 53.83% | 52.66% | 50.21% | 51.65%
| 56.5% | 53.13% | 53.82% | 52.66% | 50.2% | 51.64%
| 56.5% | 53.13% | 53.82% | 52.66% | 50.2% | 51.64%
| 56.51% | 53.13% | 53.82% | 52.66% | 50.2% | 51.64%
| 56.51% | 53.13% | 53.82% | 52.65% | 50.2% | 51.64%
| 56.52% | 53.13% | 53.82% | 52.65% | 50.2% | 51.64%
| 56.52% | 53.13% | 53.81% | 52.65% | 50.19% | 51.64%
| 56.53% | 53.13% | 53.81% | 52.65% | 50.19% | 51.63%
| 56.54% | 53.13% | 53.81% | 52.65% | 50.19% | 51.63%
| 56.54% | 53.13% | 53.8% | 52.65% | 50.19% | 51.63%
| 56.55% | 53.12% | 53.8% | 52.64% | 50.19% | 51.62%
| 56.55% | 53.12% | 53.8% | 52.64% | 50.19% | 51.62%
| 56.56% | 53.12% | 53.8% | 52.64% | 50.19% | 51.62%
| 56.56% | 53.11% | 53.8% | 52.63% | 50.19% | 51.61%
| 56.57% | 53.11% | 53.79% | 52.63% | 50.18% | 51.61%
| 56.58% | 53.11% | 53.79% | 52.63% | 50.18% | 51.6%
| 56.58% | 53.11% | 53.79% | 52.62% | 50.18% | 51.6%
| 56.59% | 53.1% | 53.78% | 52.62% | 50.18% | 51.6%
| 56.59% | 53.1% | 53.78% | 52.62% | 50.18% | 51.59%
| 56.6% | 53.1% | 53.78% | 52.61% | 50.18% | 51.59%
| 56.6% | 53.1% | 53.78% | 52.61% | 50.17% | 51.59%
| 56.61% | 53.1% | 53.78% | 52.61% | 50.17% | 51.58%
| 56.62% | 53.1% | 53.78% | 52.61% | 50.17% | 51.58%
| 56.62% | 53.09% | 53.78% | 52.61% | 50.17% | 51.58%
| 56.63% | 53.09% | 53.77% | 52.6% | 50.15% | 51.58%
| 56.63% | 53.09% | 53.77% | 52.59% | 50.15% | 51.57%
| 56.64% | 53.09% | 53.77% | 52.59% | 50.15% | 51.57%
| 56.64% | 53.08% | 53.77% | 52.59% | 50.14% | 51.57%
| 56.65% | 53.08% | 53.77% | 52.58% | 50.14% | 51.57%
| 56.66% | 53.08% | 53.76% | 52.58% | 50.14% | 51.57%
| 56.66% | 53.08% | 53.76% | 52.58% | 50.14% | 51.56%
| 56.67% | 53.08% | 53.76% | 52.58% | 50.13% | 51.56%
| 56.67% | 53.08% | 53.76% | 52.58% | 50.13% | 51.56%
| 56.68% | 53.07% | 53.75% | 52.58% | 50.13% | 51.56%
| 56.68% | 53.07% | 53.75% | 52.57% | 50.13% | 51.56%
| 56.69% | 53.07% | 53.75% | 52.57% | 50.12% | 51.56%
| 56.7% | 53.06% | 53.75% | 52.56% | 50.12% | 51.56%
| 56.7% | 53.06% | 53.75% | 52.56% | 50.12% | 51.55%
| 56.71% | 53.06% | 53.75% | 52.56% | 50.12% | 51.55%
| 56.71% | 53.06% | 53.75% | 52.56% | 50.12% | 51.55%
| 56.72% | 53.06% | 53.74% | 52.56% | 50.12% | 51.55%
| 56.72% | 53.06% | 53.74% | 52.56% | 50.12% | 51.54%
| 56.73% | 53.06% | 53.74% | 52.55% | 50.11% | 51.54%
| 56.74% | 53.05% | 53.74% | 52.55% | 50.11% | 51.54%
| 56.74% | 53.05% | 53.73% | 52.55% | 50.1% | 51.54%
| 56.75% | 53.05% | 53.73% | 52.55% | 50.1% | 51.54%
| 56.75% | 53.05% | 53.73% | 52.55% | 50.1% | 51.54%
| 56.76% | 53.05% | 53.73% | 52.54% | 50.1% | 51.53%
| 56.76% | 53.04% | 53.73% | 52.54% | 50.1% | 51.53%
| 56.77% | 53.04% | 53.72% | 52.54% | 50.1% | 51.52%
| 56.78% | 53.04% | 53.72% | 52.53% | 50.1% | 51.52%
| 56.78% | 53.04% | 53.72% | 52.53% | 50.1% | 51.52%
| 56.79% | 53.03% | 53.72% | 52.53% | 50.09% | 51.52%
| 56.79% | 53.03% | 53.71% | 52.53% | 50.09% | 51.52%
| 56.8% | 53.03% | 53.71% | 52.53% | 50.09% | 51.51%
| 56.8% | 53.03% | 53.71% | 52.53% | 50.08% | 51.51%
| 56.81% | 53.03% | 53.71% | 52.53% | 50.07% | 51.51%
| 56.82% | 53.03% | 53.71% | 52.53% | 50.07% | 51.51%
| 56.82% | 53.03% | 53.71% | 52.52% | 50.07% | 51.51%
| 56.83% | 53.03% | 53.71% | 52.52% | 50.07% | 51.51%
| 56.83% | 53.03% | 53.71% | 52.52% | 50.07% | 51.5%
| 56.84% | 53.03% | 53.7% | 52.51% | 50.07% | 51.5%
| 56.84% | 53.03% | 53.69% | 52.51% | 50.06% | 51.49%
| 56.85% | 53.03% | 53.69% | 52.51% | 50.06% | 51.49%
| 56.86% | 53.02% | 53.68% | 52.51% | 50.06% | 51.49%
| 56.86% | 53.02% | 53.68% | 52.51% | 50.06% | 51.49%
| 56.87% | 53.02% | 53.68% | 52.5% | 50.05% | 51.49%
| 56.87% | 53.02% | 53.68% | 52.5% | 50.05% | 51.49%
| 56.88% | 53.02% | 53.68% | 52.5% | 50.05% | 51.49%
| 56.88% | 53.02% | 53.68% | 52.49% | 50.05% | 51.49%
| 56.89% | 53.01% | 53.68% | 52.49% | 50.05% | 51.49%
| 56.89% | 53.01% | 53.67% | 52.49% | 50.04% | 51.48%
| 56.9% | 53.01% | 53.67% | 52.49% | 50.04% | 51.48%
| 56.91% | 53.01% | 53.67% | 52.49% | 50.04% | 51.48%
| 56.91% | 53.01% | 53.67% | 52.49% | 50.04% | 51.48%
| 56.92% | 53% | 53.67% | 52.48% | 50.03% | 51.47%
| 56.92% | 53% | 53.66% | 52.48% | 50.03% | 51.47%
| 56.93% | 53% | 53.66% | 52.48% | 50.03% | 51.47%
| 56.93% | 53% | 53.66% | 52.48% | 50.03% | 51.47%
| 56.94% | 53% | 53.66% | 52.48% | 50.02% | 51.46%
| 56.95% | 53% | 53.66% | 52.48% | 50.02% | 51.46%
| 56.95% | 52.99% | 53.66% | 52.48% | 50.02% | 51.46%
| 56.96% | 52.99% | 53.66% | 52.48% | 50.01% | 51.45%
| 56.96% | 52.98% | 53.65% | 52.48% | 50.01% | 51.45%
| 56.97% | 52.98% | 53.65% | 52.47% | 50.01% | 51.45%
| 56.97% | 52.98% | 53.65% | 52.47% | 50% | 51.45%
| 56.98% | 52.98% | 53.65% | 52.47% | 50% | 51.44%
| 56.99% | 52.98% | 53.65% | 52.46% | 49.99% | 51.44%
| 56.99% | 52.98% | 53.65% | 52.46% | 49.99% | 51.44%
| 57% | 52.97% | 53.64% | 52.46% | 49.99% | 51.44%
| 57% | 52.97% | 53.64% | 52.46% | 49.99% | 51.43%
| 57.01% | 52.97% | 53.64% | 52.46% | 49.99% | 51.43%
| 57.01% | 52.97% | 53.64% | 52.46% | 49.99% | 51.43%
| 57.02% | 52.97% | 53.64% | 52.46% | 49.99% | 51.43%
| 57.03% | 52.96% | 53.63% | 52.46% | 49.99% | 51.43%
| 57.03% | 52.95% | 53.63% | 52.46% | 49.98% | 51.42%
| 57.04% | 52.95% | 53.63% | 52.45% | 49.98% | 51.42%
| 57.04% | 52.95% | 53.63% | 52.45% | 49.98% | 51.42%
| 57.05% | 52.95% | 53.63% | 52.45% | 49.98% | 51.42%
| 57.05% | 52.95% | 53.63% | 52.44% | 49.98% | 51.41%
| 57.06% | 52.94% | 53.63% | 52.44% | 49.98% | 51.4%
| 57.07% | 52.94% | 53.62% | 52.44% | 49.97% | 51.4%
| 57.07% | 52.94% | 53.62% | 52.44% | 49.97% | 51.4%
| 57.08% | 52.94% | 53.61% | 52.44% | 49.97% | 51.4%
| 57.08% | 52.94% | 53.61% | 52.43% | 49.96% | 51.4%
| 57.09% | 52.94% | 53.61% | 52.42% | 49.96% | 51.39%
| 57.09% | 52.93% | 53.61% | 52.42% | 49.96% | 51.39%
| 57.1% | 52.93% | 53.61% | 52.42% | 49.96% | 51.39%
| 57.11% | 52.93% | 53.61% | 52.41% | 49.96% | 51.39%
| 57.11% | 52.93% | 53.6% | 52.41% | 49.95% | 51.38%
| 57.12% | 52.93% | 53.6% | 52.41% | 49.95% | 51.38%
| 57.12% | 52.93% | 53.6% | 52.41% | 49.95% | 51.38%
| 57.13% | 52.93% | 53.6% | 52.41% | 49.95% | 51.38%
| 57.13% | 52.93% | 53.6% | 52.41% | 49.95% | 51.38%
| 57.14% | 52.92% | 53.6% | 52.4% | 49.94% | 51.38%
| 57.15% | 52.92% | 53.59% | 52.4% | 49.94% | 51.38%
| 57.15% | 52.92% | 53.59% | 52.39% | 49.94% | 51.38%
| 57.16% | 52.92% | 53.59% | 52.39% | 49.94% | 51.37%
| 57.16% | 52.92% | 53.59% | 52.39% | 49.94% | 51.37%
| 57.17% | 52.92% | 53.59% | 52.39% | 49.94% | 51.37%
| 57.17% | 52.91% | 53.59% | 52.38% | 49.93% | 51.37%
| 57.18% | 52.91% | 53.58% | 52.38% | 49.93% | 51.37%
| 57.19% | 52.9% | 53.58% | 52.38% | 49.93% | 51.37%
| 57.19% | 52.9% | 53.58% | 52.38% | 49.92% | 51.37%
| 57.2% | 52.9% | 53.58% | 52.38% | 49.92% | 51.37%
| 57.2% | 52.9% | 53.58% | 52.38% | 49.92% | 51.36%
| 57.21% | 52.9% | 53.58% | 52.38% | 49.92% | 51.36%
| 57.21% | 52.9% | 53.58% | 52.38% | 49.91% | 51.36%
| 57.22% | 52.9% | 53.57% | 52.38% | 49.91% | 51.36%
| 57.23% | 52.9% | 53.57% | 52.38% | 49.91% | 51.35%
| 57.23% | 52.9% | 53.57% | 52.37% | 49.91% | 51.35%
| 57.24% | 52.9% | 53.57% | 52.37% | 49.9% | 51.35%
| 57.24% | 52.9% | 53.57% | 52.37% | 49.9% | 51.34%
| 57.25% | 52.9% | 53.57% | 52.37% | 49.9% | 51.34%
| 57.25% | 52.89% | 53.57% | 52.37% | 49.9% | 51.33%
| 57.26% | 52.89% | 53.57% | 52.36% | 49.9% | 51.33%
| 57.27% | 52.89% | 53.57% | 52.36% | 49.89% | 51.33%
| 57.27% | 52.89% | 53.56% | 52.36% | 49.89% | 51.32%
| 57.28% | 52.88% | 53.56% | 52.35% | 49.88% | 51.32%
| 57.28% | 52.88% | 53.56% | 52.35% | 49.88% | 51.32%
| 57.29% | 52.88% | 53.56% | 52.35% | 49.88% | 51.32%
| 57.29% | 52.88% | 53.55% | 52.35% | 49.88% | 51.32%
| 57.3% | 52.88% | 53.55% | 52.34% | 49.87% | 51.31%
| 57.31% | 52.87% | 53.55% | 52.34% | 49.87% | 51.31%
| 57.31% | 52.87% | 53.55% | 52.34% | 49.87% | 51.31%
| 57.32% | 52.87% | 53.55% | 52.34% | 49.87% | 51.3%
| 57.32% | 52.87% | 53.55% | 52.33% | 49.87% | 51.3%
| 57.33% | 52.86% | 53.55% | 52.33% | 49.87% | 51.3%
| 57.33% | 52.86% | 53.54% | 52.33% | 49.87% | 51.3%
| 57.34% | 52.86% | 53.54% | 52.32% | 49.86% | 51.29%
| 57.35% | 52.86% | 53.53% | 52.32% | 49.86% | 51.29%
| 57.35% | 52.86% | 53.53% | 52.32% | 49.86% | 51.29%
| 57.36% | 52.86% | 53.52% | 52.31% | 49.86% | 51.29%
| 57.36% | 52.85% | 53.52% | 52.31% | 49.84% | 51.29%
| 57.37% | 52.85% | 53.52% | 52.31% | 49.84% | 51.28%
| 57.37% | 52.85% | 53.52% | 52.31% | 49.84% | 51.28%
| 57.38% | 52.85% | 53.52% | 52.31% | 49.84% | 51.28%
| 57.39% | 52.85% | 53.52% | 52.31% | 49.84% | 51.28%
| 57.39% | 52.85% | 53.52% | 52.3% | 49.83% | 51.28%
| 57.4% | 52.84% | 53.51% | 52.3% | 49.83% | 51.27%
| 57.4% | 52.84% | 53.51% | 52.3% | 49.83% | 51.27%
| 57.41% | 52.84% | 53.51% | 52.29% | 49.83% | 51.27%
| 57.41% | 52.84% | 53.51% | 52.29% | 49.82% | 51.26%
| 57.42% | 52.84% | 53.51% | 52.29% | 49.82% | 51.26%
| 57.43% | 52.84% | 53.5% | 52.29% | 49.82% | 51.25%
| 57.43% | 52.84% | 53.5% | 52.29% | 49.82% | 51.25%
| 57.44% | 52.84% | 53.5% | 52.27% | 49.82% | 51.24%
| 57.44% | 52.83% | 53.5% | 52.27% | 49.82% | 51.24%
| 57.45% | 52.83% | 53.5% | 52.27% | 49.82% | 51.23%
| 57.45% | 52.83% | 53.49% | 52.27% | 49.81% | 51.23%
| 57.46% | 52.83% | 53.49% | 52.26% | 49.81% | 51.21%
| 57.47% | 52.83% | 53.49% | 52.26% | 49.81% | 51.21%
| 57.47% | 52.83% | 53.49% | 52.26% | 49.81% | 51.21%
| 57.48% | 52.82% | 53.48% | 52.25% | 49.81% | 51.2%
| 57.48% | 52.82% | 53.48% | 52.25% | 49.81% | 51.2%
| 57.49% | 52.82% | 53.48% | 52.25% | 49.81% | 51.2%
| 57.49% | 52.82% | 53.47% | 52.25% | 49.81% | 51.2%
| 57.5% | 52.81% | 53.47% | 52.24% | 49.81% | 51.2%
| 57.51% | 52.81% | 53.47% | 52.24% | 49.81% | 51.2%
| 57.51% | 52.81% | 53.46% | 52.24% | 49.81% | 51.19%
| 57.52% | 52.81% | 53.46% | 52.24% | 49.8% | 51.19%
| 57.52% | 52.81% | 53.46% | 52.24% | 49.8% | 51.19%
| 57.53% | 52.81% | 53.46% | 52.24% | 49.8% | 51.19%
| 57.53% | 52.8% | 53.46% | 52.24% | 49.8% | 51.19%
| 57.54% | 52.8% | 53.46% | 52.23% | 49.8% | 51.19%
| 57.55% | 52.8% | 53.46% | 52.23% | 49.8% | 51.18%
| 57.55% | 52.8% | 53.46% | 52.23% | 49.8% | 51.18%
| 57.56% | 52.8% | 53.46% | 52.22% | 49.8% | 51.18%
| 57.56% | 52.79% | 53.45% | 52.22% | 49.79% | 51.18%
| 57.57% | 52.79% | 53.45% | 52.22% | 49.79% | 51.18%
| 57.57% | 52.79% | 53.45% | 52.22% | 49.79% | 51.17%
| 57.58% | 52.79% | 53.45% | 52.22% | 49.78% | 51.17%
| 57.59% | 52.79% | 53.44% | 52.22% | 49.78% | 51.17%
| 57.59% | 52.79% | 53.44% | 52.21% | 49.78% | 51.17%
| 57.6% | 52.79% | 53.44% | 52.21% | 49.78% | 51.17%
| 57.6% | 52.78% | 53.44% | 52.21% | 49.78% | 51.16%
| 57.61% | 52.78% | 53.44% | 52.2% | 49.78% | 51.16%
| 57.61% | 52.78% | 53.44% | 52.2% | 49.78% | 51.15%
| 57.62% | 52.77% | 53.43% | 52.2% | 49.77% | 51.15%
| 57.63% | 52.77% | 53.43% | 52.2% | 49.77% | 51.15%
| 57.63% | 52.77% | 53.43% | 52.2% | 49.77% | 51.14%
| 57.64% | 52.77% | 53.43% | 52.2% | 49.76% | 51.14%
| 57.64% | 52.77% | 53.43% | 52.2% | 49.76% | 51.13%
| 57.65% | 52.77% | 53.42% | 52.19% | 49.76% | 51.13%
| 57.65% | 52.77% | 53.42% | 52.19% | 49.75% | 51.13%
| 57.66% | 52.77% | 53.42% | 52.19% | 49.75% | 51.12%
| 57.67% | 52.77% | 53.41% | 52.19% | 49.75% | 51.12%
| 57.67% | 52.77% | 53.41% | 52.19% | 49.75% | 51.12%
| 57.68% | 52.77% | 53.41% | 52.19% | 49.75% | 51.12%
| 57.68% | 52.76% | 53.41% | 52.19% | 49.74% | 51.12%
| 57.69% | 52.76% | 53.41% | 52.18% | 49.74% | 51.11%
| 57.69% | 52.76% | 53.41% | 52.18% | 49.74% | 51.11%
| 57.7% | 52.76% | 53.41% | 52.18% | 49.74% | 51.11%
| 57.71% | 52.75% | 53.41% | 52.18% | 49.74% | 51.11%
| 57.71% | 52.75% | 53.41% | 52.18% | 49.73% | 51.1%
| 57.72% | 52.75% | 53.41% | 52.17% | 49.73% | 51.1%
| 57.72% | 52.75% | 53.4% | 52.17% | 49.72% | 51.1%
| 57.73% | 52.75% | 53.4% | 52.17% | 49.72% | 51.1%
| 57.73% | 52.75% | 53.4% | 52.16% | 49.72% | 51.1%
| 57.74% | 52.74% | 53.39% | 52.16% | 49.72% | 51.1%
| 57.75% | 52.74% | 53.39% | 52.16% | 49.72% | 51.09%
| 57.75% | 52.74% | 53.39% | 52.16% | 49.71% | 51.08%
| 57.76% | 52.74% | 53.39% | 52.16% | 49.71% | 51.08%
| 57.76% | 52.74% | 53.39% | 52.16% | 49.71% | 51.08%
| 57.77% | 52.74% | 53.39% | 52.15% | 49.71% | 51.07%
| 57.77% | 52.74% | 53.38% | 52.15% | 49.7% | 51.07%
| 57.78% | 52.74% | 53.38% | 52.15% | 49.7% | 51.07%
| 57.79% | 52.74% | 53.38% | 52.14% | 49.7% | 51.07%
| 57.79% | 52.73% | 53.38% | 52.14% | 49.7% | 51.06%
| 57.8% | 52.73% | 53.38% | 52.14% | 49.7% | 51.06%
| 57.8% | 52.73% | 53.38% | 52.13% | 49.7% | 51.06%
| 57.81% | 52.73% | 53.38% | 52.13% | 49.7% | 51.05%
| 57.81% | 52.72% | 53.37% | 52.12% | 49.7% | 51.05%
| 57.82% | 52.72% | 53.37% | 52.12% | 49.7% | 51.05%
| 57.83% | 52.72% | 53.37% | 52.12% | 49.69% | 51.04%
| 57.83% | 52.72% | 53.37% | 52.12% | 49.69% | 51.04%
| 57.84% | 52.72% | 53.37% | 52.12% | 49.68% | 51.04%
| 57.84% | 52.71% | 53.37% | 52.11% | 49.68% | 51.04%
| 57.85% | 52.71% | 53.36% | 52.11% | 49.68% | 51.04%
| 57.85% | 52.71% | 53.36% | 52.11% | 49.68% | 51.04%
| 57.86% | 52.71% | 53.36% | 52.1% | 49.68% | 51.03%
| 57.87% | 52.71% | 53.36% | 52.1% | 49.68% | 51.03%
| 57.87% | 52.71% | 53.35% | 52.1% | 49.68% | 51.03%
| 57.88% | 52.71% | 53.35% | 52.1% | 49.68% | 51.03%
| 57.88% | 52.71% | 53.35% | 52.09% | 49.67% | 51.03%
| 57.89% | 52.71% | 53.34% | 52.09% | 49.67% | 51.02%
| 57.89% | 52.7% | 53.34% | 52.09% | 49.67% | 51.02%
| 57.9% | 52.7% | 53.34% | 52.08% | 49.66% | 51.02%
| 57.91% | 52.7% | 53.34% | 52.08% | 49.66% | 51.02%
| 57.91% | 52.7% | 53.34% | 52.08% | 49.66% | 51.02%
| 57.92% | 52.7% | 53.34% | 52.08% | 49.66% | 51.02%
| 57.92% | 52.69% | 53.33% | 52.07% | 49.66% | 51.02%
| 57.93% | 52.69% | 53.33% | 52.07% | 49.66% | 51.01%
| 57.93% | 52.69% | 53.33% | 52.07% | 49.65% | 51.01%
| 57.94% | 52.69% | 53.33% | 52.07% | 49.65% | 51.01%
| 57.95% | 52.69% | 53.33% | 52.07% | 49.65% | 51%
| 57.95% | 52.69% | 53.32% | 52.07% | 49.65% | 51%
| 57.96% | 52.69% | 53.32% | 52.07% | 49.65% | 51%
| 57.96% | 52.69% | 53.32% | 52.07% | 49.65% | 50.99%
| 57.97% | 52.69% | 53.32% | 52.06% | 49.65% | 50.99%
| 57.97% | 52.68% | 53.32% | 52.06% | 49.65% | 50.99%
| 57.98% | 52.68% | 53.32% | 52.06% | 49.65% | 50.99%
| 57.99% | 52.68% | 53.32% | 52.05% | 49.65% | 50.99%
| 57.99% | 52.68% | 53.31% | 52.05% | 49.64% | 50.98%
| 58% | 52.68% | 53.31% | 52.05% | 49.64% | 50.98%
| 58% | 52.68% | 53.31% | 52.05% | 49.63% | 50.98%
| 58.01% | 52.68% | 53.31% | 52.04% | 49.63% | 50.98%
| 58.01% | 52.68% | 53.3% | 52.04% | 49.63% | 50.98%
| 58.02% | 52.67% | 53.3% | 52.04% | 49.63% | 50.98%
| 58.03% | 52.67% | 53.3% | 52.04% | 49.62% | 50.97%
| 58.03% | 52.67% | 53.3% | 52.03% | 49.62% | 50.97%
| 58.04% | 52.67% | 53.29% | 52.03% | 49.62% | 50.97%
| 58.04% | 52.67% | 53.29% | 52.03% | 49.62% | 50.97%
| 58.05% | 52.67% | 53.29% | 52.03% | 49.62% | 50.97%
| 58.05% | 52.66% | 53.29% | 52.03% | 49.62% | 50.96%
| 58.06% | 52.66% | 53.29% | 52.03% | 49.61% | 50.96%
| 58.07% | 52.66% | 53.29% | 52.02% | 49.61% | 50.96%
| 58.07% | 52.66% | 53.29% | 52.02% | 49.61% | 50.95%
| 58.08% | 52.66% | 53.28% | 52.02% | 49.61% | 50.95%
| 58.08% | 52.65% | 53.28% | 52.02% | 49.61% | 50.95%
| 58.09% | 52.65% | 53.28% | 52.02% | 49.61% | 50.95%
| 58.09% | 52.65% | 53.28% | 52.02% | 49.61% | 50.95%
| 58.1% | 52.65% | 53.28% | 52.01% | 49.61% | 50.95%
| 58.11% | 52.64% | 53.28% | 52.01% | 49.6% | 50.95%
| 58.11% | 52.64% | 53.27% | 52.01% | 49.6% | 50.94%
| 58.12% | 52.64% | 53.27% | 52.01% | 49.6% | 50.94%
| 58.12% | 52.63% | 53.27% | 52% | 49.6% | 50.94%
| 58.13% | 52.63% | 53.27% | 52% | 49.6% | 50.93%
| 58.13% | 52.63% | 53.27% | 52% | 49.6% | 50.93%
| 58.14% | 52.63% | 53.27% | 52% | 49.59% | 50.93%
| 58.14% | 52.63% | 53.27% | 51.99% | 49.59% | 50.93%
| 58.15% | 52.63% | 53.26% | 51.99% | 49.59% | 50.93%
| 58.16% | 52.63% | 53.26% | 51.99% | 49.59% | 50.92%
| 58.16% | 52.63% | 53.26% | 51.98% | 49.59% | 50.92%
| 58.17% | 52.63% | 53.26% | 51.98% | 49.59% | 50.92%
| 58.17% | 52.63% | 53.26% | 51.98% | 49.58% | 50.92%
| 58.18% | 52.62% | 53.26% | 51.98% | 49.58% | 50.91%
| 58.18% | 52.62% | 53.26% | 51.98% | 49.58% | 50.91%
| 58.19% | 52.62% | 53.26% | 51.98% | 49.58% | 50.91%
| 58.2% | 52.62% | 53.25% | 51.98% | 49.57% | 50.9%
| 58.2% | 52.62% | 53.25% | 51.97% | 49.57% | 50.9%
| 58.21% | 52.62% | 53.25% | 51.97% | 49.57% | 50.9%
| 58.21% | 52.61% | 53.25% | 51.97% | 49.57% | 50.9%
| 58.22% | 52.61% | 53.25% | 51.97% | 49.56% | 50.9%
| 58.22% | 52.61% | 53.25% | 51.96% | 49.56% | 50.9%
| 58.23% | 52.61% | 53.25% | 51.96% | 49.56% | 50.89%
| 58.24% | 52.61% | 53.25% | 51.96% | 49.56% | 50.89%
| 58.24% | 52.61% | 53.24% | 51.96% | 49.56% | 50.89%
| 58.25% | 52.6% | 53.24% | 51.95% | 49.56% | 50.88%
| 58.25% | 52.6% | 53.24% | 51.95% | 49.56% | 50.87%
| 58.26% | 52.59% | 53.24% | 51.94% | 49.56% | 50.87%
| 58.26% | 52.59% | 53.24% | 51.94% | 49.56% | 50.87%
| 58.27% | 52.59% | 53.24% | 51.94% | 49.56% | 50.87%
| 58.28% | 52.59% | 53.23% | 51.94% | 49.55% | 50.86%
| 58.28% | 52.59% | 53.23% | 51.94% | 49.55% | 50.86%
| 58.29% | 52.58% | 53.23% | 51.93% | 49.55% | 50.86%
| 58.29% | 52.58% | 53.22% | 51.93% | 49.55% | 50.86%
| 58.3% | 52.58% | 53.22% | 51.93% | 49.55% | 50.85%
| 58.3% | 52.58% | 53.22% | 51.93% | 49.54% | 50.85%
| 58.31% | 52.57% | 53.22% | 51.93% | 49.54% | 50.85%
| 58.32% | 52.57% | 53.21% | 51.92% | 49.53% | 50.85%
| 58.32% | 52.57% | 53.21% | 51.92% | 49.53% | 50.84%
| 58.33% | 52.57% | 53.21% | 51.92% | 49.53% | 50.84%
| 58.33% | 52.57% | 53.21% | 51.91% | 49.53% | 50.84%
| 58.34% | 52.57% | 53.21% | 51.91% | 49.53% | 50.83%
| 58.34% | 52.57% | 53.21% | 51.91% | 49.53% | 50.83%
| 58.35% | 52.57% | 53.2% | 51.9% | 49.53% | 50.82%
| 58.36% | 52.57% | 53.2% | 51.9% | 49.53% | 50.81%
| 58.36% | 52.56% | 53.2% | 51.89% | 49.52% | 50.81%
| 58.37% | 52.55% | 53.2% | 51.89% | 49.52% | 50.81%
| 58.37% | 52.55% | 53.19% | 51.89% | 49.52% | 50.81%
| 58.38% | 52.55% | 53.19% | 51.89% | 49.51% | 50.81%
| 58.38% | 52.55% | 53.18% | 51.89% | 49.51% | 50.8%
| 58.39% | 52.55% | 53.17% | 51.88% | 49.51% | 50.8%
| 58.4% | 52.55% | 53.17% | 51.88% | 49.51% | 50.79%
| 58.4% | 52.55% | 53.17% | 51.88% | 49.51% | 50.79%
| 58.41% | 52.55% | 53.17% | 51.87% | 49.51% | 50.79%
| 58.41% | 52.54% | 53.16% | 51.87% | 49.5% | 50.79%
| 58.42% | 52.54% | 53.16% | 51.86% | 49.5% | 50.79%
| 58.42% | 52.54% | 53.16% | 51.86% | 49.5% | 50.78%
| 58.43% | 52.54% | 53.16% | 51.86% | 49.5% | 50.78%
| 58.44% | 52.54% | 53.16% | 51.86% | 49.49% | 50.78%
| 58.44% | 52.53% | 53.16% | 51.86% | 49.49% | 50.78%
| 58.45% | 52.53% | 53.16% | 51.86% | 49.49% | 50.78%
| 58.45% | 52.53% | 53.16% | 51.85% | 49.47% | 50.77%
| 58.46% | 52.53% | 53.15% | 51.85% | 49.47% | 50.77%
| 58.46% | 52.53% | 53.15% | 51.85% | 49.47% | 50.76%
| 58.47% | 52.52% | 53.15% | 51.84% | 49.47% | 50.76%
| 58.48% | 52.52% | 53.15% | 51.84% | 49.47% | 50.75%
| 58.48% | 52.52% | 53.15% | 51.84% | 49.47% | 50.75%
| 58.49% | 52.52% | 53.15% | 51.84% | 49.46% | 50.74%
| 58.49% | 52.52% | 53.15% | 51.84% | 49.46% | 50.74%
| 58.5% | 52.52% | 53.15% | 51.84% | 49.46% | 50.74%
| 58.5% | 52.51% | 53.14% | 51.83% | 49.46% | 50.74%
| 58.51% | 52.51% | 53.14% | 51.83% | 49.46% | 50.73%
| 58.52% | 52.51% | 53.14% | 51.83% | 49.46% | 50.73%
| 58.52% | 52.51% | 53.13% | 51.83% | 49.45% | 50.73%
| 58.53% | 52.51% | 53.13% | 51.83% | 49.45% | 50.73%
| 58.53% | 52.5% | 53.13% | 51.83% | 49.45% | 50.73%
| 58.54% | 52.5% | 53.12% | 51.83% | 49.45% | 50.73%
| 58.54% | 52.5% | 53.12% | 51.82% | 49.45% | 50.72%
| 58.55% | 52.5% | 53.12% | 51.82% | 49.45% | 50.72%
| 58.56% | 52.5% | 53.12% | 51.82% | 49.45% | 50.71%
| 58.56% | 52.49% | 53.12% | 51.81% | 49.44% | 50.71%
| 58.57% | 52.49% | 53.12% | 51.8% | 49.43% | 50.7%
| 58.57% | 52.49% | 53.12% | 51.8% | 49.43% | 50.7%
| 58.58% | 52.49% | 53.12% | 51.8% | 49.43% | 50.7%
| 58.58% | 52.48% | 53.12% | 51.8% | 49.43% | 50.7%
| 58.59% | 52.48% | 53.12% | 51.79% | 49.42% | 50.69%
| 58.6% | 52.48% | 53.11% | 51.79% | 49.42% | 50.69%
| 58.6% | 52.48% | 53.11% | 51.79% | 49.42% | 50.69%
| 58.61% | 52.48% | 53.1% | 51.79% | 49.42% | 50.69%
| 58.61% | 52.48% | 53.09% | 51.79% | 49.42% | 50.68%
| 58.62% | 52.48% | 53.09% | 51.78% | 49.41% | 50.68%
| 58.62% | 52.48% | 53.09% | 51.78% | 49.41% | 50.68%
| 58.63% | 52.47% | 53.09% | 51.78% | 49.41% | 50.68%
| 58.64% | 52.47% | 53.08% | 51.78% | 49.4% | 50.68%
| 58.64% | 52.47% | 53.08% | 51.78% | 49.4% | 50.68%
| 58.65% | 52.47% | 53.08% | 51.78% | 49.4% | 50.68%
| 58.65% | 52.46% | 53.07% | 51.77% | 49.4% | 50.68%
| 58.66% | 52.46% | 53.07% | 51.77% | 49.4% | 50.68%
| 58.66% | 52.46% | 53.06% | 51.77% | 49.39% | 50.67%
| 58.67% | 52.46% | 53.05% | 51.77% | 49.39% | 50.67%
| 58.68% | 52.46% | 53.05% | 51.77% | 49.39% | 50.67%
| 58.68% | 52.45% | 53.05% | 51.77% | 49.38% | 50.67%
| 58.69% | 52.45% | 53.05% | 51.77% | 49.38% | 50.67%
| 58.69% | 52.45% | 53.05% | 51.76% | 49.38% | 50.67%
| 58.7% | 52.45% | 53.05% | 51.76% | 49.38% | 50.67%
| 58.7% | 52.45% | 53.05% | 51.76% | 49.37% | 50.66%
| 58.71% | 52.45% | 53.05% | 51.76% | 49.37% | 50.66%
| 58.72% | 52.43% | 53.05% | 51.76% | 49.37% | 50.66%
| 58.72% | 52.43% | 53.04% | 51.76% | 49.37% | 50.66%
| 58.73% | 52.43% | 53.04% | 51.76% | 49.37% | 50.66%
| 58.73% | 52.43% | 53.03% | 51.75% | 49.37% | 50.65%
| 58.74% | 52.43% | 53.03% | 51.75% | 49.36% | 50.65%
| 58.74% | 52.43% | 53.03% | 51.74% | 49.36% | 50.65%
| 58.75% | 52.43% | 53.03% | 51.74% | 49.36% | 50.65%
| 58.76% | 52.43% | 53.03% | 51.74% | 49.35% | 50.65%
| 58.76% | 52.43% | 53.02% | 51.74% | 49.35% | 50.65%
| 58.77% | 52.42% | 53.02% | 51.73% | 49.35% | 50.65%
| 58.77% | 52.42% | 53.01% | 51.73% | 49.35% | 50.64%
| 58.78% | 52.42% | 53.01% | 51.72% | 49.35% | 50.64%
| 58.78% | 52.42% | 53.01% | 51.72% | 49.34% | 50.64%
| 58.79% | 52.41% | 53.01% | 51.72% | 49.34% | 50.63%
| 58.8% | 52.41% | 53% | 51.71% | 49.33% | 50.63%
| 58.8% | 52.41% | 53% | 51.71% | 49.33% | 50.63%
| 58.81% | 52.41% | 53% | 51.7% | 49.33% | 50.63%
| 58.81% | 52.41% | 53% | 51.7% | 49.33% | 50.63%
| 58.82% | 52.4% | 53% | 51.7% | 49.33% | 50.63%
| 58.82% | 52.39% | 53% | 51.7% | 49.32% | 50.63%
| 58.83% | 52.39% | 52.99% | 51.7% | 49.32% | 50.62%
| 58.84% | 52.39% | 52.99% | 51.69% | 49.32% | 50.62%
| 58.84% | 52.39% | 52.99% | 51.69% | 49.32% | 50.62%
| 58.85% | 52.39% | 52.99% | 51.69% | 49.32% | 50.62%
| 58.85% | 52.39% | 52.98% | 51.68% | 49.31% | 50.61%
| 58.86% | 52.38% | 52.98% | 51.68% | 49.31% | 50.61%
| 58.86% | 52.38% | 52.98% | 51.68% | 49.31% | 50.61%
| 58.87% | 52.38% | 52.98% | 51.67% | 49.31% | 50.61%
| 58.88% | 52.38% | 52.98% | 51.66% | 49.31% | 50.6%
| 58.88% | 52.38% | 52.98% | 51.66% | 49.3% | 50.6%
| 58.89% | 52.38% | 52.98% | 51.66% | 49.3% | 50.59%
| 58.89% | 52.38% | 52.98% | 51.66% | 49.3% | 50.59%
| 58.9% | 52.37% | 52.98% | 51.66% | 49.29% | 50.59%
| 58.9% | 52.37% | 52.98% | 51.66% | 49.29% | 50.59%
| 58.91% | 52.37% | 52.97% | 51.66% | 49.29% | 50.59%
| 58.92% | 52.36% | 52.97% | 51.66% | 49.29% | 50.59%
| 58.92% | 52.36% | 52.97% | 51.65% | 49.29% | 50.59%
| 58.93% | 52.36% | 52.96% | 51.65% | 49.28% | 50.58%
| 58.93% | 52.36% | 52.96% | 51.65% | 49.28% | 50.58%
| 58.94% | 52.36% | 52.96% | 51.65% | 49.28% | 50.57%
| 58.94% | 52.35% | 52.96% | 51.65% | 49.28% | 50.57%
| 58.95% | 52.35% | 52.96% | 51.64% | 49.28% | 50.57%
| 58.96% | 52.35% | 52.96% | 51.64% | 49.28% | 50.57%
| 58.96% | 52.35% | 52.95% | 51.64% | 49.28% | 50.57%
| 58.97% | 52.35% | 52.95% | 51.64% | 49.27% | 50.57%
| 58.97% | 52.34% | 52.95% | 51.64% | 49.27% | 50.57%
| 58.98% | 52.34% | 52.95% | 51.63% | 49.27% | 50.56%
| 58.98% | 52.34% | 52.94% | 51.63% | 49.26% | 50.56%
| 58.99% | 52.33% | 52.94% | 51.63% | 49.26% | 50.56%
| 59% | 52.33% | 52.94% | 51.62% | 49.26% | 50.55%
| 59% | 52.33% | 52.93% | 51.62% | 49.26% | 50.55%
| 59.01% | 52.33% | 52.93% | 51.62% | 49.26% | 50.54%
| 59.01% | 52.33% | 52.93% | 51.61% | 49.26% | 50.54%
| 59.02% | 52.33% | 52.93% | 51.61% | 49.26% | 50.54%
| 59.02% | 52.33% | 52.93% | 51.61% | 49.26% | 50.54%
| 59.03% | 52.33% | 52.92% | 51.61% | 49.26% | 50.54%
| 59.04% | 52.33% | 52.92% | 51.61% | 49.25% | 50.54%
| 59.04% | 52.32% | 52.92% | 51.61% | 49.25% | 50.54%
| 59.05% | 52.32% | 52.92% | 51.6% | 49.25% | 50.54%
| 59.05% | 52.32% | 52.92% | 51.59% | 49.24% | 50.53%
| 59.06% | 52.31% | 52.92% | 51.59% | 49.24% | 50.53%
| 59.06% | 52.31% | 52.92% | 51.59% | 49.24% | 50.53%
| 59.07% | 52.31% | 52.91% | 51.59% | 49.24% | 50.53%
| 59.08% | 52.31% | 52.91% | 51.59% | 49.24% | 50.53%
| 59.08% | 52.31% | 52.91% | 51.59% | 49.24% | 50.53%
| 59.09% | 52.31% | 52.91% | 51.58% | 49.23% | 50.53%
| 59.09% | 52.31% | 52.9% | 51.58% | 49.23% | 50.52%
| 59.1% | 52.31% | 52.9% | 51.57% | 49.23% | 50.52%
| 59.1% | 52.3% | 52.9% | 51.57% | 49.23% | 50.52%
| 59.11% | 52.3% | 52.89% | 51.56% | 49.23% | 50.52%
| 59.12% | 52.3% | 52.89% | 51.56% | 49.23% | 50.52%
| 59.12% | 52.3% | 52.89% | 51.56% | 49.23% | 50.52%
| 59.13% | 52.3% | 52.89% | 51.55% | 49.23% | 50.52%
| 59.13% | 52.3% | 52.89% | 51.55% | 49.22% | 50.52%
| 59.14% | 52.3% | 52.89% | 51.55% | 49.22% | 50.51%
| 59.14% | 52.29% | 52.88% | 51.55% | 49.22% | 50.51%
| 59.15% | 52.29% | 52.87% | 51.55% | 49.21% | 50.51%
| 59.16% | 52.29% | 52.87% | 51.55% | 49.21% | 50.51%
| 59.16% | 52.29% | 52.86% | 51.55% | 49.21% | 50.5%
| 59.17% | 52.29% | 52.86% | 51.54% | 49.2% | 50.5%
| 59.17% | 52.29% | 52.86% | 51.54% | 49.2% | 50.5%
| 59.18% | 52.29% | 52.86% | 51.54% | 49.2% | 50.5%
| 59.18% | 52.29% | 52.85% | 51.54% | 49.19% | 50.5%
| 59.19% | 52.29% | 52.85% | 51.54% | 49.19% | 50.49%
| 59.2% | 52.28% | 52.85% | 51.54% | 49.19% | 50.49%
| 59.2% | 52.28% | 52.84% | 51.54% | 49.19% | 50.49%
| 59.21% | 52.28% | 52.84% | 51.53% | 49.19% | 50.49%
| 59.21% | 52.28% | 52.84% | 51.53% | 49.18% | 50.49%
| 59.22% | 52.28% | 52.84% | 51.53% | 49.18% | 50.49%
| 59.22% | 52.27% | 52.84% | 51.53% | 49.18% | 50.48%
| 59.23% | 52.27% | 52.84% | 51.52% | 49.17% | 50.48%
| 59.24% | 52.27% | 52.83% | 51.52% | 49.17% | 50.48%
| 59.24% | 52.27% | 52.82% | 51.52% | 49.16% | 50.48%
| 59.25% | 52.27% | 52.82% | 51.52% | 49.16% | 50.47%
| 59.25% | 52.27% | 52.82% | 51.52% | 49.16% | 50.47%
| 59.26% | 52.26% | 52.82% | 51.51% | 49.16% | 50.47%
| 59.26% | 52.26% | 52.82% | 51.51% | 49.15% | 50.47%
| 59.27% | 52.25% | 52.82% | 51.51% | 49.15% | 50.46%
| 59.28% | 52.25% | 52.82% | 51.5% | 49.15% | 50.46%
| 59.28% | 52.24% | 52.81% | 51.5% | 49.15% | 50.46%
| 59.29% | 52.24% | 52.81% | 51.5% | 49.14% | 50.45%
| 59.29% | 52.24% | 52.81% | 51.5% | 49.13% | 50.45%
| 59.3% | 52.24% | 52.81% | 51.5% | 49.13% | 50.45%
| 59.3% | 52.24% | 52.81% | 51.5% | 49.13% | 50.45%
| 59.31% | 52.24% | 52.81% | 51.5% | 49.13% | 50.44%
| 59.32% | 52.24% | 52.81% | 51.5% | 49.13% | 50.44%
| 59.32% | 52.23% | 52.8% | 51.49% | 49.13% | 50.44%
| 59.33% | 52.23% | 52.8% | 51.49% | 49.12% | 50.43%
| 59.33% | 52.23% | 52.8% | 51.49% | 49.12% | 50.43%
| 59.34% | 52.23% | 52.8% | 51.49% | 49.12% | 50.43%
| 59.34% | 52.22% | 52.8% | 51.49% | 49.11% | 50.43%
| 59.35% | 52.22% | 52.8% | 51.49% | 49.11% | 50.43%
| 59.36% | 52.22% | 52.79% | 51.49% | 49.11% | 50.42%
| 59.36% | 52.22% | 52.79% | 51.49% | 49.11% | 50.42%
| 59.37% | 52.22% | 52.79% | 51.48% | 49.11% | 50.42%
| 59.37% | 52.22% | 52.78% | 51.48% | 49.1% | 50.42%
| 59.38% | 52.22% | 52.78% | 51.48% | 49.1% | 50.41%
| 59.38% | 52.22% | 52.78% | 51.48% | 49.1% | 50.41%
| 59.39% | 52.21% | 52.78% | 51.47% | 49.1% | 50.41%
| 59.39% | 52.21% | 52.77% | 51.47% | 49.1% | 50.41%
| 59.4% | 52.21% | 52.77% | 51.47% | 49.1% | 50.4%
| 59.41% | 52.21% | 52.77% | 51.47% | 49.1% | 50.4%
| 59.41% | 52.21% | 52.77% | 51.47% | 49.1% | 50.4%
| 59.42% | 52.21% | 52.77% | 51.47% | 49.1% | 50.4%
| 59.42% | 52.21% | 52.76% | 51.47% | 49.09% | 50.39%
| 59.43% | 52.21% | 52.76% | 51.47% | 49.09% | 50.39%
| 59.43% | 52.21% | 52.76% | 51.46% | 49.09% | 50.39%
| 59.44% | 52.2% | 52.76% | 51.46% | 49.09% | 50.39%
| 59.45% | 52.2% | 52.76% | 51.46% | 49.09% | 50.39%
| 59.45% | 52.2% | 52.76% | 51.45% | 49.08% | 50.38%
| 59.46% | 52.2% | 52.76% | 51.45% | 49.08% | 50.38%
| 59.46% | 52.2% | 52.76% | 51.45% | 49.08% | 50.38%
| 59.47% | 52.19% | 52.76% | 51.45% | 49.08% | 50.38%
| 59.47% | 52.19% | 52.76% | 51.44% | 49.08% | 50.37%
| 59.48% | 52.19% | 52.75% | 51.44% | 49.07% | 50.37%
| 59.49% | 52.19% | 52.75% | 51.44% | 49.07% | 50.37%
| 59.49% | 52.18% | 52.75% | 51.44% | 49.07% | 50.37%
| 59.5% | 52.18% | 52.75% | 51.44% | 49.06% | 50.37%
| 59.5% | 52.18% | 52.75% | 51.44% | 49.06% | 50.37%
| 59.51% | 52.18% | 52.74% | 51.44% | 49.06% | 50.36%
| 59.51% | 52.17% | 52.74% | 51.44% | 49.06% | 50.36%
| 59.52% | 52.17% | 52.74% | 51.43% | 49.06% | 50.35%
| 59.53% | 52.17% | 52.74% | 51.43% | 49.05% | 50.35%
| 59.53% | 52.17% | 52.74% | 51.43% | 49.05% | 50.35%
| 59.54% | 52.17% | 52.74% | 51.43% | 49.05% | 50.35%
| 59.54% | 52.16% | 52.74% | 51.43% | 49.04% | 50.35%
| 59.55% | 52.16% | 52.74% | 51.42% | 49.03% | 50.34%
| 59.55% | 52.16% | 52.73% | 51.42% | 49.03% | 50.34%
| 59.56% | 52.15% | 52.72% | 51.42% | 49.03% | 50.33%
| 59.57% | 52.15% | 52.72% | 51.42% | 49.03% | 50.33%
| 59.57% | 52.15% | 52.72% | 51.42% | 49.03% | 50.33%
| 59.58% | 52.15% | 52.72% | 51.42% | 49.03% | 50.33%
| 59.58% | 52.15% | 52.71% | 51.42% | 49.03% | 50.33%
| 59.59% | 52.14% | 52.71% | 51.42% | 49.03% | 50.33%
| 59.59% | 52.14% | 52.71% | 51.41% | 49.02% | 50.33%
| 59.6% | 52.14% | 52.71% | 51.41% | 49.02% | 50.33%
| 59.61% | 52.14% | 52.71% | 51.4% | 49.02% | 50.32%
| 59.61% | 52.14% | 52.71% | 51.4% | 49.02% | 50.32%
| 59.62% | 52.13% | 52.71% | 51.4% | 49.02% | 50.32%
| 59.62% | 52.13% | 52.7% | 51.4% | 49.01% | 50.32%
| 59.63% | 52.13% | 52.7% | 51.39% | 49.01% | 50.32%
| 59.63% | 52.13% | 52.7% | 51.39% | 49.01% | 50.32%
| 59.64% | 52.12% | 52.7% | 51.39% | 49.01% | 50.31%
| 59.65% | 52.12% | 52.7% | 51.39% | 49.01% | 50.31%
| 59.65% | 52.12% | 52.69% | 51.39% | 49.01% | 50.31%
| 59.66% | 52.12% | 52.69% | 51.39% | 49% | 50.31%
| 59.66% | 52.11% | 52.69% | 51.38% | 48.99% | 50.31%
| 59.67% | 52.11% | 52.69% | 51.38% | 48.99% | 50.3%
| 59.67% | 52.11% | 52.68% | 51.38% | 48.99% | 50.3%
| 59.68% | 52.11% | 52.68% | 51.38% | 48.99% | 50.3%
| 59.69% | 52.11% | 52.68% | 51.38% | 48.99% | 50.3%
| 59.69% | 52.1% | 52.68% | 51.38% | 48.98% | 50.29%
| 59.7% | 52.1% | 52.68% | 51.38% | 48.98% | 50.29%
| 59.7% | 52.1% | 52.68% | 51.38% | 48.97% | 50.29%
| 59.71% | 52.1% | 52.67% | 51.37% | 48.97% | 50.29%
| 59.71% | 52.1% | 52.67% | 51.37% | 48.97% | 50.29%
| 59.72% | 52.1% | 52.67% | 51.37% | 48.96% | 50.29%
| 59.73% | 52.09% | 52.66% | 51.37% | 48.96% | 50.29%
| 59.73% | 52.09% | 52.66% | 51.37% | 48.96% | 50.29%
| 59.74% | 52.09% | 52.66% | 51.37% | 48.96% | 50.28%
| 59.74% | 52.09% | 52.65% | 51.37% | 48.96% | 50.28%
| 59.75% | 52.08% | 52.65% | 51.37% | 48.95% | 50.28%
| 59.75% | 52.08% | 52.65% | 51.36% | 48.95% | 50.28%
| 59.76% | 52.08% | 52.64% | 51.36% | 48.94% | 50.27%
| 59.77% | 52.08% | 52.64% | 51.36% | 48.94% | 50.27%
| 59.77% | 52.08% | 52.64% | 51.36% | 48.94% | 50.27%
| 59.78% | 52.07% | 52.63% | 51.36% | 48.94% | 50.27%
| 59.78% | 52.07% | 52.63% | 51.36% | 48.94% | 50.27%
| 59.79% | 52.07% | 52.63% | 51.35% | 48.93% | 50.27%
| 59.79% | 52.07% | 52.62% | 51.35% | 48.93% | 50.27%
| 59.8% | 52.07% | 52.62% | 51.35% | 48.93% | 50.27%
| 59.81% | 52.07% | 52.62% | 51.35% | 48.92% | 50.27%
| 59.81% | 52.07% | 52.62% | 51.35% | 48.92% | 50.26%
| 59.82% | 52.07% | 52.61% | 51.35% | 48.92% | 50.26%
| 59.82% | 52.07% | 52.61% | 51.34% | 48.92% | 50.26%
| 59.83% | 52.06% | 52.61% | 51.34% | 48.92% | 50.26%
| 59.83% | 52.05% | 52.61% | 51.34% | 48.92% | 50.26%
| 59.84% | 52.05% | 52.61% | 51.34% | 48.92% | 50.25%
| 59.85% | 52.05% | 52.61% | 51.34% | 48.92% | 50.25%
| 59.85% | 52.05% | 52.6% | 51.33% | 48.92% | 50.25%
| 59.86% | 52.05% | 52.6% | 51.33% | 48.91% | 50.25%
| 59.86% | 52.05% | 52.6% | 51.33% | 48.91% | 50.24%
| 59.87% | 52.05% | 52.59% | 51.32% | 48.91% | 50.24%
| 59.87% | 52.04% | 52.59% | 51.32% | 48.9% | 50.24%
| 59.88% | 52.04% | 52.59% | 51.32% | 48.9% | 50.24%
| 59.89% | 52.04% | 52.58% | 51.32% | 48.9% | 50.24%
| 59.89% | 52.03% | 52.58% | 51.31% | 48.9% | 50.24%
| 59.9% | 52.03% | 52.58% | 51.31% | 48.89% | 50.24%
| 59.9% | 52.03% | 52.58% | 51.31% | 48.89% | 50.23%
| 59.91% | 52.03% | 52.57% | 51.31% | 48.89% | 50.23%
| 59.91% | 52.03% | 52.57% | 51.31% | 48.88% | 50.22%
| 59.92% | 52.02% | 52.57% | 51.31% | 48.88% | 50.22%
| 59.93% | 52.02% | 52.57% | 51.31% | 48.87% | 50.22%
| 59.93% | 52.01% | 52.56% | 51.3% | 48.87% | 50.22%
| 59.94% | 52.01% | 52.56% | 51.3% | 48.87% | 50.21%
| 59.94% | 52.01% | 52.56% | 51.3% | 48.87% | 50.21%
| 59.95% | 52.01% | 52.56% | 51.3% | 48.87% | 50.21%
| 59.95% | 52% | 52.55% | 51.3% | 48.86% | 50.21%
| 59.96% | 52% | 52.55% | 51.3% | 48.86% | 50.21%
| 59.97% | 52% | 52.55% | 51.3% | 48.86% | 50.2%
| 59.97% | 52% | 52.55% | 51.3% | 48.85% | 50.19%
| 59.98% | 52% | 52.54% | 51.3% | 48.85% | 50.19%
| 59.98% | 52% | 52.53% | 51.3% | 48.85% | 50.19%
| 59.99% | 51.99% | 52.53% | 51.3% | 48.85% | 50.19%
| 59.99% | 51.99% | 52.53% | 51.29% | 48.85% | 50.18%
| 60% | 51.98% | 52.53% | 51.29% | 48.84% | 50.18%
| 60.01% | 51.97% | 52.52% | 51.28% | 48.84% | 50.18%
| 60.01% | 51.97% | 52.52% | 51.28% | 48.84% | 50.17%
| 60.02% | 51.97% | 52.52% | 51.28% | 48.84% | 50.17%
| 60.02% | 51.97% | 52.52% | 51.28% | 48.84% | 50.17%
| 60.03% | 51.97% | 52.51% | 51.27% | 48.83% | 50.17%
| 60.03% | 51.96% | 52.51% | 51.27% | 48.83% | 50.17%
| 60.04% | 51.96% | 52.51% | 51.27% | 48.83% | 50.16%
| 60.05% | 51.96% | 52.51% | 51.26% | 48.83% | 50.16%
| 60.05% | 51.95% | 52.51% | 51.26% | 48.83% | 50.16%
| 60.06% | 51.94% | 52.51% | 51.26% | 48.83% | 50.16%
| 60.06% | 51.94% | 52.5% | 51.26% | 48.83% | 50.16%
| 60.07% | 51.94% | 52.49% | 51.26% | 48.82% | 50.15%
| 60.07% | 51.94% | 52.49% | 51.26% | 48.82% | 50.15%
| 60.08% | 51.94% | 52.49% | 51.25% | 48.82% | 50.15%
| 60.09% | 51.93% | 52.49% | 51.25% | 48.82% | 50.15%
| 60.09% | 51.93% | 52.49% | 51.25% | 48.81% | 50.15%
| 60.1% | 51.93% | 52.49% | 51.25% | 48.81% | 50.15%
| 60.1% | 51.93% | 52.49% | 51.24% | 48.8% | 50.14%
| 60.11% | 51.93% | 52.48% | 51.24% | 48.8% | 50.14%
| 60.11% | 51.93% | 52.48% | 51.24% | 48.8% | 50.13%
| 60.12% | 51.93% | 52.47% | 51.24% | 48.8% | 50.13%
| 60.13% | 51.92% | 52.47% | 51.24% | 48.8% | 50.13%
| 60.13% | 51.92% | 52.47% | 51.24% | 48.8% | 50.12%
| 60.14% | 51.92% | 52.47% | 51.23% | 48.8% | 50.12%
| 60.14% | 51.92% | 52.47% | 51.23% | 48.79% | 50.12%
| 60.15% | 51.91% | 52.47% | 51.23% | 48.79% | 50.11%
| 60.15% | 51.91% | 52.47% | 51.22% | 48.79% | 50.11%
| 60.16% | 51.91% | 52.46% | 51.22% | 48.79% | 50.11%
| 60.17% | 51.91% | 52.46% | 51.22% | 48.79% | 50.1%
| 60.17% | 51.91% | 52.46% | 51.21% | 48.78% | 50.1%
| 60.18% | 51.9% | 52.46% | 51.21% | 48.78% | 50.1%
| 60.18% | 51.9% | 52.46% | 51.21% | 48.78% | 50.1%
| 60.19% | 51.9% | 52.45% | 51.21% | 48.77% | 50.1%
| 60.19% | 51.9% | 52.45% | 51.2% | 48.77% | 50.1%
| 60.2% | 51.89% | 52.45% | 51.2% | 48.77% | 50.09%
| 60.21% | 51.89% | 52.45% | 51.19% | 48.77% | 50.09%
| 60.21% | 51.89% | 52.45% | 51.19% | 48.76% | 50.09%
| 60.22% | 51.89% | 52.45% | 51.19% | 48.76% | 50.08%
| 60.22% | 51.88% | 52.44% | 51.19% | 48.76% | 50.08%
| 60.23% | 51.88% | 52.44% | 51.19% | 48.75% | 50.07%
| 60.23% | 51.88% | 52.44% | 51.19% | 48.75% | 50.07%
| 60.24% | 51.88% | 52.44% | 51.19% | 48.75% | 50.07%
| 60.25% | 51.88% | 52.43% | 51.19% | 48.75% | 50.07%
| 60.25% | 51.87% | 52.42% | 51.18% | 48.75% | 50.07%
| 60.26% | 51.87% | 52.42% | 51.18% | 48.74% | 50.07%
| 60.26% | 51.87% | 52.41% | 51.18% | 48.74% | 50.06%
| 60.27% | 51.87% | 52.41% | 51.17% | 48.74% | 50.06%
| 60.27% | 51.87% | 52.41% | 51.17% | 48.74% | 50.06%
| 60.28% | 51.87% | 52.41% | 51.17% | 48.74% | 50.06%
| 60.29% | 51.86% | 52.41% | 51.17% | 48.74% | 50.06%
| 60.29% | 51.86% | 52.4% | 51.17% | 48.73% | 50.05%
| 60.3% | 51.86% | 52.4% | 51.15% | 48.73% | 50.05%
| 60.3% | 51.86% | 52.4% | 51.15% | 48.72% | 50.05%
| 60.31% | 51.86% | 52.4% | 51.15% | 48.72% | 50.05%
| 60.31% | 51.86% | 52.4% | 51.15% | 48.72% | 50.05%
| 60.32% | 51.85% | 52.4% | 51.15% | 48.72% | 50.04%
| 60.33% | 51.85% | 52.4% | 51.14% | 48.71% | 50.04%
| 60.33% | 51.85% | 52.39% | 51.13% | 48.71% | 50.04%
| 60.34% | 51.85% | 52.39% | 51.13% | 48.71% | 50.03%
| 60.34% | 51.84% | 52.39% | 51.13% | 48.71% | 50.03%
| 60.35% | 51.84% | 52.39% | 51.13% | 48.71% | 50.03%
| 60.35% | 51.84% | 52.39% | 51.12% | 48.71% | 50.03%
| 60.36% | 51.84% | 52.38% | 51.11% | 48.71% | 50.03%
| 60.37% | 51.84% | 52.38% | 51.11% | 48.71% | 50.02%
| 60.37% | 51.84% | 52.38% | 51.11% | 48.71% | 50.02%
| 60.38% | 51.84% | 52.37% | 51.11% | 48.7% | 50.02%
| 60.38% | 51.83% | 52.37% | 51.11% | 48.7% | 50.02%
| 60.39% | 51.83% | 52.36% | 51.11% | 48.69% | 50.02%
| 60.39% | 51.82% | 52.36% | 51.11% | 48.69% | 50.02%
| 60.4% | 51.82% | 52.36% | 51.11% | 48.69% | 50.02%
| 60.41% | 51.82% | 52.36% | 51.1% | 48.68% | 50.02%
| 60.41% | 51.82% | 52.35% | 51.1% | 48.68% | 50.01%
| 60.42% | 51.82% | 52.35% | 51.1% | 48.68% | 50.01%
| 60.42% | 51.82% | 52.35% | 51.1% | 48.67% | 50.01%
| 60.43% | 51.82% | 52.35% | 51.09% | 48.67% | 50.01%
| 60.43% | 51.82% | 52.35% | 51.09% | 48.67% | 50%
| 60.44% | 51.81% | 52.35% | 51.09% | 48.67% | 50%
| 60.45% | 51.81% | 52.35% | 51.08% | 48.67% | 50%
| 60.45% | 51.81% | 52.35% | 51.08% | 48.67% | 49.99%
| 60.46% | 51.81% | 52.34% | 51.07% | 48.67% | 49.99%
| 60.46% | 51.81% | 52.34% | 51.07% | 48.67% | 49.99%
| 60.47% | 51.8% | 52.33% | 51.07% | 48.66% | 49.99%
| 60.47% | 51.8% | 52.33% | 51.06% | 48.66% | 49.98%
| 60.48% | 51.8% | 52.33% | 51.06% | 48.66% | 49.97%
| 60.49% | 51.8% | 52.32% | 51.06% | 48.66% | 49.97%
| 60.49% | 51.8% | 52.32% | 51.06% | 48.65% | 49.97%
| 60.5% | 51.8% | 52.32% | 51.05% | 48.65% | 49.97%
| 60.5% | 51.79% | 52.32% | 51.04% | 48.65% | 49.96%
| 60.51% | 51.79% | 52.32% | 51.04% | 48.64% | 49.96%
| 60.51% | 51.79% | 52.32% | 51.04% | 48.64% | 49.95%
| 60.52% | 51.79% | 52.31% | 51.04% | 48.64% | 49.95%
| 60.53% | 51.79% | 52.31% | 51.04% | 48.63% | 49.95%
| 60.53% | 51.79% | 52.3% | 51.04% | 48.63% | 49.95%
| 60.54% | 51.78% | 52.3% | 51.03% | 48.63% | 49.95%
| 60.54% | 51.78% | 52.29% | 51.03% | 48.63% | 49.95%
| 60.55% | 51.78% | 52.29% | 51.02% | 48.63% | 49.94%
| 60.55% | 51.78% | 52.28% | 51.02% | 48.63% | 49.94%
| 60.56% | 51.78% | 52.28% | 51.02% | 48.63% | 49.94%
| 60.57% | 51.78% | 52.28% | 51.02% | 48.62% | 49.94%
| 60.57% | 51.77% | 52.28% | 51.01% | 48.62% | 49.94%
| 60.58% | 51.77% | 52.28% | 51.01% | 48.62% | 49.93%
| 60.58% | 51.77% | 52.28% | 51.01% | 48.62% | 49.93%
| 60.59% | 51.77% | 52.28% | 51.01% | 48.62% | 49.92%
| 60.59% | 51.77% | 52.27% | 51% | 48.62% | 49.92%
| 60.6% | 51.77% | 52.27% | 51% | 48.61% | 49.92%
| 60.61% | 51.77% | 52.26% | 50.99% | 48.61% | 49.92%
| 60.61% | 51.77% | 52.26% | 50.99% | 48.61% | 49.92%
| 60.62% | 51.76% | 52.26% | 50.99% | 48.61% | 49.92%
| 60.62% | 51.76% | 52.25% | 50.99% | 48.6% | 49.92%
| 60.63% | 51.76% | 52.25% | 50.99% | 48.6% | 49.91%
| 60.63% | 51.76% | 52.25% | 50.99% | 48.6% | 49.91%
| 60.64% | 51.76% | 52.25% | 50.99% | 48.6% | 49.91%
| 60.64% | 51.76% | 52.24% | 50.98% | 48.6% | 49.91%
| 60.65% | 51.75% | 52.24% | 50.98% | 48.6% | 49.91%
| 60.66% | 51.75% | 52.24% | 50.98% | 48.59% | 49.9%
| 60.66% | 51.75% | 52.23% | 50.98% | 48.59% | 49.9%
| 60.67% | 51.74% | 52.23% | 50.98% | 48.59% | 49.89%
| 60.67% | 51.74% | 52.23% | 50.98% | 48.59% | 49.89%
| 60.68% | 51.74% | 52.23% | 50.97% | 48.59% | 49.89%
| 60.68% | 51.74% | 52.23% | 50.97% | 48.59% | 49.88%
| 60.69% | 51.74% | 52.23% | 50.97% | 48.59% | 49.88%
| 60.7% | 51.74% | 52.22% | 50.97% | 48.59% | 49.87%
| 60.7% | 51.73% | 52.22% | 50.96% | 48.58% | 49.87%
| 60.71% | 51.73% | 52.22% | 50.96% | 48.58% | 49.87%
| 60.71% | 51.73% | 52.22% | 50.96% | 48.58% | 49.87%
| 60.72% | 51.73% | 52.22% | 50.95% | 48.58% | 49.87%
| 60.72% | 51.73% | 52.22% | 50.95% | 48.58% | 49.87%
| 60.73% | 51.73% | 52.21% | 50.95% | 48.57% | 49.86%
| 60.74% | 51.73% | 52.21% | 50.95% | 48.57% | 49.86%
| 60.74% | 51.72% | 52.21% | 50.94% | 48.57% | 49.86%
| 60.75% | 51.72% | 52.21% | 50.94% | 48.57% | 49.86%
| 60.75% | 51.72% | 52.21% | 50.94% | 48.57% | 49.86%
| 60.76% | 51.72% | 52.21% | 50.94% | 48.57% | 49.86%
| 60.76% | 51.71% | 52.2% | 50.94% | 48.56% | 49.86%
| 60.77% | 51.71% | 52.2% | 50.94% | 48.56% | 49.85%
| 60.78% | 51.7% | 52.2% | 50.94% | 48.55% | 49.85%
| 60.78% | 51.7% | 52.19% | 50.94% | 48.55% | 49.85%
| 60.79% | 51.7% | 52.19% | 50.93% | 48.55% | 49.85%
| 60.79% | 51.7% | 52.19% | 50.93% | 48.55% | 49.85%
| 60.8% | 51.7% | 52.19% | 50.93% | 48.55% | 49.85%
| 60.8% | 51.7% | 52.19% | 50.92% | 48.55% | 49.85%
| 60.81% | 51.7% | 52.19% | 50.92% | 48.55% | 49.85%
| 60.82% | 51.7% | 52.19% | 50.92% | 48.54% | 49.84%
| 60.82% | 51.69% | 52.19% | 50.92% | 48.54% | 49.84%
| 60.83% | 51.69% | 52.19% | 50.92% | 48.54% | 49.84%
| 60.83% | 51.69% | 52.19% | 50.92% | 48.54% | 49.83%
| 60.84% | 51.69% | 52.18% | 50.91% | 48.54% | 49.83%
| 60.84% | 51.68% | 52.18% | 50.91% | 48.54% | 49.83%
| 60.85% | 51.68% | 52.18% | 50.91% | 48.54% | 49.82%
| 60.86% | 51.68% | 52.18% | 50.91% | 48.54% | 49.81%
| 60.86% | 51.68% | 52.18% | 50.9% | 48.54% | 49.81%
| 60.87% | 51.68% | 52.18% | 50.9% | 48.54% | 49.81%
| 60.87% | 51.68% | 52.18% | 50.9% | 48.53% | 49.81%
| 60.88% | 51.68% | 52.17% | 50.9% | 48.53% | 49.8%
| 60.88% | 51.68% | 52.17% | 50.89% | 48.53% | 49.8%
| 60.89% | 51.68% | 52.17% | 50.89% | 48.53% | 49.8%
| 60.9% | 51.67% | 52.17% | 50.89% | 48.53% | 49.8%
| 60.9% | 51.67% | 52.17% | 50.89% | 48.53% | 49.79%
| 60.91% | 51.67% | 52.17% | 50.89% | 48.53% | 49.79%
| 60.91% | 51.67% | 52.16% | 50.88% | 48.53% | 49.79%
| 60.92% | 51.67% | 52.16% | 50.88% | 48.52% | 49.79%
| 60.92% | 51.67% | 52.16% | 50.88% | 48.52% | 49.79%
| 60.93% | 51.67% | 52.16% | 50.87% | 48.52% | 49.78%
| 60.94% | 51.66% | 52.16% | 50.87% | 48.52% | 49.78%
| 60.94% | 51.66% | 52.16% | 50.87% | 48.52% | 49.78%
| 60.95% | 51.66% | 52.16% | 50.87% | 48.52% | 49.78%
| 60.95% | 51.66% | 52.16% | 50.87% | 48.52% | 49.78%
| 60.96% | 51.66% | 52.16% | 50.87% | 48.51% | 49.78%
| 60.96% | 51.66% | 52.16% | 50.86% | 48.51% | 49.78%
| 60.97% | 51.66% | 52.15% | 50.86% | 48.51% | 49.77%
| 60.98% | 51.66% | 52.15% | 50.86% | 48.51% | 49.77%
| 60.98% | 51.66% | 52.15% | 50.86% | 48.51% | 49.77%
| 60.99% | 51.65% | 52.15% | 50.86% | 48.51% | 49.77%
| 60.99% | 51.65% | 52.15% | 50.85% | 48.5% | 49.77%
| 61% | 51.65% | 52.15% | 50.85% | 48.5% | 49.77%
| 61% | 51.65% | 52.14% | 50.85% | 48.5% | 49.77%
| 61.01% | 51.65% | 52.14% | 50.84% | 48.5% | 49.77%
| 61.02% | 51.65% | 52.14% | 50.84% | 48.5% | 49.76%
| 61.02% | 51.65% | 52.14% | 50.84% | 48.5% | 49.76%
| 61.03% | 51.65% | 52.13% | 50.84% | 48.5% | 49.76%
| 61.03% | 51.65% | 52.13% | 50.84% | 48.49% | 49.76%
| 61.04% | 51.64% | 52.13% | 50.84% | 48.49% | 49.76%
| 61.04% | 51.64% | 52.13% | 50.83% | 48.49% | 49.76%
| 61.05% | 51.64% | 52.13% | 50.83% | 48.49% | 49.76%
| 61.06% | 51.64% | 52.13% | 50.82% | 48.48% | 49.75%
| 61.06% | 51.64% | 52.12% | 50.82% | 48.48% | 49.75%
| 61.07% | 51.63% | 52.12% | 50.82% | 48.48% | 49.75%
| 61.07% | 51.63% | 52.12% | 50.82% | 48.48% | 49.75%
| 61.08% | 51.62% | 52.11% | 50.82% | 48.48% | 49.75%
| 61.08% | 51.62% | 52.11% | 50.82% | 48.47% | 49.75%
| 61.09% | 51.61% | 52.11% | 50.81% | 48.45% | 49.75%
| 61.1% | 51.61% | 52.1% | 50.81% | 48.45% | 49.75%
| 61.1% | 51.61% | 52.1% | 50.81% | 48.45% | 49.74%
| 61.11% | 51.61% | 52.1% | 50.81% | 48.44% | 49.74%
| 61.11% | 51.61% | 52.1% | 50.8% | 48.44% | 49.74%
| 61.12% | 51.61% | 52.1% | 50.8% | 48.43% | 49.74%
| 61.12% | 51.6% | 52.1% | 50.8% | 48.43% | 49.74%
| 61.13% | 51.6% | 52.1% | 50.8% | 48.42% | 49.73%
| 61.14% | 51.6% | 52.1% | 50.8% | 48.42% | 49.73%
| 61.14% | 51.6% | 52.09% | 50.8% | 48.42% | 49.73%
| 61.15% | 51.6% | 52.09% | 50.79% | 48.42% | 49.73%
| 61.15% | 51.6% | 52.09% | 50.79% | 48.42% | 49.73%
| 61.16% | 51.59% | 52.09% | 50.79% | 48.41% | 49.73%
| 61.16% | 51.59% | 52.09% | 50.79% | 48.41% | 49.72%
| 61.17% | 51.59% | 52.09% | 50.78% | 48.41% | 49.72%
| 61.18% | 51.59% | 52.09% | 50.78% | 48.4% | 49.72%
| 61.18% | 51.59% | 52.09% | 50.78% | 48.4% | 49.72%
| 61.19% | 51.58% | 52.08% | 50.78% | 48.4% | 49.72%
| 61.19% | 51.58% | 52.08% | 50.78% | 48.4% | 49.72%
| 61.2% | 51.58% | 52.07% | 50.78% | 48.4% | 49.72%
| 61.2% | 51.58% | 52.07% | 50.78% | 48.4% | 49.71%
| 61.21% | 51.58% | 52.07% | 50.77% | 48.4% | 49.71%
| 61.22% | 51.58% | 52.06% | 50.77% | 48.4% | 49.71%
| 61.22% | 51.58% | 52.06% | 50.77% | 48.39% | 49.71%
| 61.23% | 51.58% | 52.05% | 50.76% | 48.39% | 49.71%
| 61.23% | 51.57% | 52.05% | 50.76% | 48.39% | 49.71%
| 61.24% | 51.57% | 52.05% | 50.76% | 48.39% | 49.71%
| 61.24% | 51.57% | 52.05% | 50.76% | 48.39% | 49.7%
| 61.25% | 51.57% | 52.05% | 50.76% | 48.39% | 49.7%
| 61.26% | 51.57% | 52.04% | 50.76% | 48.39% | 49.7%
| 61.26% | 51.56% | 52.04% | 50.75% | 48.38% | 49.7%
| 61.27% | 51.56% | 52.04% | 50.75% | 48.38% | 49.7%
| 61.27% | 51.56% | 52.04% | 50.75% | 48.38% | 49.7%
| 61.28% | 51.56% | 52.03% | 50.75% | 48.38% | 49.7%
| 61.28% | 51.56% | 52.03% | 50.75% | 48.38% | 49.7%
| 61.29% | 51.56% | 52.03% | 50.74% | 48.37% | 49.7%
| 61.3% | 51.55% | 52.03% | 50.74% | 48.37% | 49.7%
| 61.3% | 51.55% | 52.02% | 50.74% | 48.37% | 49.69%
| 61.31% | 51.54% | 52.02% | 50.74% | 48.37% | 49.69%
| 61.31% | 51.54% | 52.01% | 50.73% | 48.36% | 49.69%
| 61.32% | 51.54% | 52.01% | 50.73% | 48.36% | 49.69%
| 61.32% | 51.54% | 52.01% | 50.73% | 48.36% | 49.69%
| 61.33% | 51.53% | 52.01% | 50.73% | 48.36% | 49.69%
| 61.34% | 51.53% | 52% | 50.73% | 48.35% | 49.68%
| 61.34% | 51.53% | 52% | 50.72% | 48.35% | 49.68%
| 61.35% | 51.53% | 52% | 50.72% | 48.35% | 49.68%
| 61.35% | 51.53% | 51.99% | 50.72% | 48.35% | 49.68%
| 61.36% | 51.52% | 51.99% | 50.72% | 48.35% | 49.68%
| 61.36% | 51.52% | 51.99% | 50.72% | 48.35% | 49.67%
| 61.37% | 51.52% | 51.99% | 50.71% | 48.35% | 49.67%
| 61.38% | 51.52% | 51.99% | 50.71% | 48.35% | 49.67%
| 61.38% | 51.52% | 51.99% | 50.71% | 48.35% | 49.67%
| 61.39% | 51.52% | 51.99% | 50.7% | 48.34% | 49.66%
| 61.39% | 51.52% | 51.98% | 50.7% | 48.34% | 49.66%
| 61.4% | 51.51% | 51.98% | 50.7% | 48.34% | 49.66%
| 61.4% | 51.51% | 51.98% | 50.7% | 48.34% | 49.66%
| 61.41% | 51.51% | 51.98% | 50.69% | 48.34% | 49.66%
| 61.42% | 51.5% | 51.97% | 50.69% | 48.33% | 49.66%
| 61.42% | 51.5% | 51.97% | 50.69% | 48.33% | 49.66%
| 61.43% | 51.49% | 51.97% | 50.69% | 48.33% | 49.66%
| 61.43% | 51.49% | 51.97% | 50.69% | 48.32% | 49.66%
| 61.44% | 51.49% | 51.97% | 50.69% | 48.32% | 49.66%
| 61.44% | 51.49% | 51.97% | 50.69% | 48.32% | 49.65%
| 61.45% | 51.48% | 51.96% | 50.69% | 48.32% | 49.65%
| 61.46% | 51.48% | 51.96% | 50.68% | 48.32% | 49.65%
| 61.46% | 51.48% | 51.95% | 50.68% | 48.32% | 49.65%
| 61.47% | 51.48% | 51.95% | 50.68% | 48.32% | 49.65%
| 61.47% | 51.48% | 51.94% | 50.67% | 48.31% | 49.64%
| 61.48% | 51.47% | 51.94% | 50.66% | 48.31% | 49.64%
| 61.48% | 51.47% | 51.94% | 50.66% | 48.31% | 49.64%
| 61.49% | 51.47% | 51.94% | 50.66% | 48.31% | 49.64%
| 61.5% | 51.47% | 51.94% | 50.65% | 48.3% | 49.64%
| 61.5% | 51.46% | 51.94% | 50.65% | 48.3% | 49.64%
| 61.51% | 51.46% | 51.94% | 50.65% | 48.3% | 49.64%
| 61.51% | 51.46% | 51.94% | 50.64% | 48.3% | 49.63%
| 61.52% | 51.46% | 51.93% | 50.64% | 48.3% | 49.63%
| 61.52% | 51.46% | 51.93% | 50.64% | 48.3% | 49.63%
| 61.53% | 51.46% | 51.93% | 50.64% | 48.29% | 49.63%
| 61.54% | 51.46% | 51.93% | 50.64% | 48.29% | 49.63%
| 61.54% | 51.45% | 51.93% | 50.63% | 48.29% | 49.63%
| 61.55% | 51.45% | 51.93% | 50.63% | 48.29% | 49.62%
| 61.55% | 51.44% | 51.92% | 50.63% | 48.29% | 49.62%
| 61.56% | 51.44% | 51.92% | 50.63% | 48.29% | 49.62%
| 61.56% | 51.44% | 51.92% | 50.63% | 48.28% | 49.61%
| 61.57% | 51.44% | 51.92% | 50.63% | 48.28% | 49.61%
| 61.58% | 51.44% | 51.91% | 50.62% | 48.28% | 49.61%
| 61.58% | 51.43% | 51.91% | 50.62% | 48.28% | 49.61%
| 61.59% | 51.43% | 51.91% | 50.61% | 48.28% | 49.6%
| 61.59% | 51.43% | 51.91% | 50.61% | 48.27% | 49.6%
| 61.6% | 51.43% | 51.9% | 50.61% | 48.27% | 49.6%
| 61.6% | 51.43% | 51.9% | 50.61% | 48.27% | 49.6%
| 61.61% | 51.43% | 51.9% | 50.6% | 48.27% | 49.6%
| 61.62% | 51.43% | 51.9% | 50.6% | 48.27% | 49.59%
| 61.62% | 51.42% | 51.89% | 50.6% | 48.27% | 49.59%
| 61.63% | 51.42% | 51.89% | 50.6% | 48.26% | 49.58%
| 61.63% | 51.42% | 51.89% | 50.6% | 48.26% | 49.58%
| 61.64% | 51.41% | 51.89% | 50.6% | 48.26% | 49.58%
| 61.64% | 51.41% | 51.89% | 50.6% | 48.25% | 49.58%
| 61.65% | 51.41% | 51.89% | 50.6% | 48.25% | 49.58%
| 61.66% | 51.4% | 51.88% | 50.59% | 48.25% | 49.57%
| 61.66% | 51.4% | 51.88% | 50.59% | 48.25% | 49.57%
| 61.67% | 51.4% | 51.88% | 50.59% | 48.25% | 49.57%
| 61.67% | 51.4% | 51.88% | 50.59% | 48.24% | 49.57%
| 61.68% | 51.39% | 51.88% | 50.58% | 48.24% | 49.57%
| 61.68% | 51.39% | 51.87% | 50.58% | 48.23% | 49.57%
| 61.69% | 51.39% | 51.87% | 50.58% | 48.23% | 49.56%
| 61.7% | 51.39% | 51.87% | 50.58% | 48.22% | 49.56%
| 61.7% | 51.39% | 51.87% | 50.58% | 48.22% | 49.56%
| 61.71% | 51.38% | 51.86% | 50.57% | 48.22% | 49.55%
| 61.71% | 51.38% | 51.86% | 50.57% | 48.22% | 49.55%
| 61.72% | 51.38% | 51.85% | 50.57% | 48.22% | 49.55%
| 61.72% | 51.38% | 51.85% | 50.57% | 48.21% | 49.55%
| 61.73% | 51.37% | 51.85% | 50.57% | 48.21% | 49.55%
| 61.74% | 51.37% | 51.85% | 50.56% | 48.21% | 49.54%
| 61.74% | 51.36% | 51.84% | 50.56% | 48.2% | 49.54%
| 61.75% | 51.36% | 51.84% | 50.55% | 48.2% | 49.54%
| 61.75% | 51.36% | 51.84% | 50.55% | 48.2% | 49.54%
| 61.76% | 51.36% | 51.84% | 50.55% | 48.19% | 49.54%
| 61.76% | 51.36% | 51.84% | 50.55% | 48.19% | 49.53%
| 61.77% | 51.35% | 51.84% | 50.55% | 48.19% | 49.53%
| 61.78% | 51.35% | 51.83% | 50.55% | 48.19% | 49.53%
| 61.78% | 51.35% | 51.83% | 50.54% | 48.19% | 49.52%
| 61.79% | 51.35% | 51.83% | 50.54% | 48.18% | 49.52%
| 61.79% | 51.35% | 51.83% | 50.54% | 48.18% | 49.52%
| 61.8% | 51.34% | 51.82% | 50.54% | 48.18% | 49.52%
| 61.8% | 51.34% | 51.82% | 50.54% | 48.18% | 49.52%
| 61.81% | 51.34% | 51.82% | 50.53% | 48.17% | 49.51%
| 61.82% | 51.33% | 51.82% | 50.53% | 48.17% | 49.51%
| 61.82% | 51.33% | 51.82% | 50.53% | 48.16% | 49.51%
| 61.83% | 51.33% | 51.82% | 50.53% | 48.16% | 49.51%
| 61.83% | 51.33% | 51.81% | 50.53% | 48.16% | 49.51%
| 61.84% | 51.33% | 51.81% | 50.53% | 48.16% | 49.51%
| 61.84% | 51.33% | 51.81% | 50.53% | 48.15% | 49.5%
| 61.85% | 51.32% | 51.81% | 50.52% | 48.15% | 49.5%
| 61.86% | 51.32% | 51.8% | 50.52% | 48.15% | 49.5%
| 61.86% | 51.32% | 51.8% | 50.51% | 48.15% | 49.5%
| 61.87% | 51.32% | 51.8% | 50.51% | 48.15% | 49.5%
| 61.87% | 51.32% | 51.8% | 50.51% | 48.14% | 49.5%
| 61.88% | 51.31% | 51.8% | 50.51% | 48.14% | 49.49%
| 61.88% | 51.31% | 51.79% | 50.5% | 48.14% | 49.49%
| 61.89% | 51.3% | 51.79% | 50.49% | 48.13% | 49.49%
| 61.89% | 51.3% | 51.78% | 50.49% | 48.13% | 49.49%
| 61.9% | 51.3% | 51.78% | 50.49% | 48.13% | 49.49%
| 61.91% | 51.3% | 51.77% | 50.49% | 48.13% | 49.48%
| 61.91% | 51.3% | 51.77% | 50.48% | 48.13% | 49.47%
| 61.92% | 51.3% | 51.77% | 50.48% | 48.12% | 49.47%
| 61.92% | 51.29% | 51.76% | 50.48% | 48.12% | 49.47%
| 61.93% | 51.29% | 51.76% | 50.47% | 48.12% | 49.47%
| 61.93% | 51.29% | 51.76% | 50.47% | 48.12% | 49.47%
| 61.94% | 51.29% | 51.75% | 50.47% | 48.12% | 49.46%
| 61.95% | 51.29% | 51.75% | 50.47% | 48.12% | 49.46%
| 61.95% | 51.28% | 51.75% | 50.47% | 48.12% | 49.46%
| 61.96% | 51.28% | 51.75% | 50.46% | 48.12% | 49.46%
| 61.96% | 51.28% | 51.75% | 50.46% | 48.11% | 49.45%
| 61.97% | 51.28% | 51.75% | 50.46% | 48.11% | 49.45%
| 61.97% | 51.27% | 51.75% | 50.45% | 48.11% | 49.45%
| 61.98% | 51.27% | 51.75% | 50.45% | 48.11% | 49.45%
| 61.99% | 51.27% | 51.74% | 50.45% | 48.1% | 49.45%
| 61.99% | 51.27% | 51.74% | 50.45% | 48.1% | 49.44%
| 62% | 51.27% | 51.74% | 50.45% | 48.1% | 49.44%
| 62% | 51.27% | 51.73% | 50.45% | 48.1% | 49.44%
| 62.01% | 51.26% | 51.73% | 50.45% | 48.1% | 49.44%
| 62.01% | 51.26% | 51.73% | 50.45% | 48.09% | 49.43%
| 62.02% | 51.26% | 51.73% | 50.45% | 48.09% | 49.43%
| 62.03% | 51.25% | 51.73% | 50.44% | 48.09% | 49.43%
| 62.03% | 51.25% | 51.73% | 50.44% | 48.09% | 49.43%
| 62.04% | 51.25% | 51.73% | 50.44% | 48.08% | 49.43%
| 62.04% | 51.25% | 51.73% | 50.44% | 48.08% | 49.43%
| 62.05% | 51.25% | 51.72% | 50.44% | 48.08% | 49.43%
| 62.05% | 51.24% | 51.72% | 50.43% | 48.08% | 49.43%
| 62.06% | 51.24% | 51.71% | 50.43% | 48.07% | 49.43%
| 62.07% | 51.24% | 51.71% | 50.43% | 48.07% | 49.42%
| 62.07% | 51.24% | 51.71% | 50.43% | 48.07% | 49.42%
| 62.08% | 51.23% | 51.71% | 50.42% | 48.06% | 49.42%
| 62.08% | 51.23% | 51.71% | 50.42% | 48.06% | 49.42%
| 62.09% | 51.23% | 51.7% | 50.42% | 48.06% | 49.42%
| 62.09% | 51.23% | 51.7% | 50.42% | 48.06% | 49.42%
| 62.1% | 51.23% | 51.7% | 50.42% | 48.05% | 49.41%
| 62.11% | 51.23% | 51.69% | 50.42% | 48.05% | 49.41%
| 62.11% | 51.23% | 51.69% | 50.41% | 48.05% | 49.41%
| 62.12% | 51.22% | 51.69% | 50.41% | 48.04% | 49.4%
| 62.12% | 51.22% | 51.68% | 50.41% | 48.04% | 49.4%
| 62.13% | 51.22% | 51.68% | 50.41% | 48.04% | 49.4%
| 62.13% | 51.22% | 51.68% | 50.4% | 48.04% | 49.4%
| 62.14% | 51.22% | 51.68% | 50.4% | 48.04% | 49.4%
| 62.15% | 51.22% | 51.68% | 50.4% | 48.04% | 49.4%
| 62.15% | 51.21% | 51.67% | 50.4% | 48.03% | 49.4%
| 62.16% | 51.21% | 51.67% | 50.4% | 48.03% | 49.39%
| 62.16% | 51.21% | 51.67% | 50.4% | 48.03% | 49.39%
| 62.17% | 51.21% | 51.67% | 50.39% | 48.03% | 49.39%
| 62.17% | 51.21% | 51.67% | 50.39% | 48.03% | 49.39%
| 62.18% | 51.21% | 51.66% | 50.39% | 48.03% | 49.38%
| 62.19% | 51.21% | 51.66% | 50.39% | 48.02% | 49.38%
| 62.19% | 51.21% | 51.66% | 50.39% | 48.02% | 49.38%
| 62.2% | 51.21% | 51.66% | 50.39% | 48.01% | 49.38%
| 62.2% | 51.21% | 51.66% | 50.39% | 48.01% | 49.38%
| 62.21% | 51.21% | 51.65% | 50.38% | 48.01% | 49.37%
| 62.21% | 51.21% | 51.65% | 50.38% | 48.01% | 49.37%
| 62.22% | 51.2% | 51.65% | 50.38% | 48.01% | 49.37%
| 62.23% | 51.2% | 51.65% | 50.38% | 48% | 49.37%
| 62.23% | 51.2% | 51.64% | 50.38% | 48% | 49.37%
| 62.24% | 51.19% | 51.64% | 50.38% | 47.99% | 49.37%
| 62.24% | 51.19% | 51.64% | 50.37% | 47.99% | 49.37%
| 62.25% | 51.19% | 51.64% | 50.37% | 47.99% | 49.37%
| 62.25% | 51.19% | 51.64% | 50.36% | 47.99% | 49.36%
| 62.26% | 51.18% | 51.63% | 50.36% | 47.98% | 49.36%
| 62.27% | 51.18% | 51.63% | 50.36% | 47.98% | 49.36%
| 62.27% | 51.18% | 51.63% | 50.35% | 47.98% | 49.36%
| 62.28% | 51.18% | 51.62% | 50.35% | 47.98% | 49.36%
| 62.28% | 51.18% | 51.62% | 50.35% | 47.98% | 49.35%
| 62.29% | 51.18% | 51.62% | 50.34% | 47.98% | 49.35%
| 62.29% | 51.18% | 51.62% | 50.34% | 47.97% | 49.35%
| 62.3% | 51.18% | 51.61% | 50.34% | 47.97% | 49.35%
| 62.31% | 51.17% | 51.61% | 50.34% | 47.97% | 49.35%
| 62.31% | 51.17% | 51.61% | 50.34% | 47.97% | 49.35%
| 62.32% | 51.17% | 51.61% | 50.33% | 47.96% | 49.35%
| 62.32% | 51.17% | 51.6% | 50.33% | 47.96% | 49.34%
| 62.33% | 51.17% | 51.6% | 50.33% | 47.96% | 49.34%
| 62.33% | 51.16% | 51.6% | 50.33% | 47.96% | 49.34%
| 62.34% | 51.16% | 51.6% | 50.33% | 47.96% | 49.34%
| 62.35% | 51.15% | 51.6% | 50.33% | 47.95% | 49.34%
| 62.35% | 51.15% | 51.6% | 50.33% | 47.95% | 49.34%
| 62.36% | 51.15% | 51.6% | 50.33% | 47.95% | 49.33%
| 62.36% | 51.15% | 51.6% | 50.33% | 47.95% | 49.33%
| 62.37% | 51.15% | 51.59% | 50.32% | 47.95% | 49.32%
| 62.37% | 51.15% | 51.59% | 50.32% | 47.95% | 49.32%
| 62.38% | 51.14% | 51.59% | 50.32% | 47.94% | 49.32%
| 62.39% | 51.14% | 51.59% | 50.32% | 47.94% | 49.31%
| 62.39% | 51.14% | 51.59% | 50.31% | 47.94% | 49.31%
| 62.4% | 51.14% | 51.59% | 50.31% | 47.94% | 49.31%
| 62.4% | 51.14% | 51.59% | 50.31% | 47.93% | 49.31%
| 62.41% | 51.14% | 51.58% | 50.31% | 47.93% | 49.3%
| 62.41% | 51.14% | 51.58% | 50.3% | 47.93% | 49.3%
| 62.42% | 51.14% | 51.58% | 50.3% | 47.93% | 49.29%
| 62.43% | 51.14% | 51.58% | 50.3% | 47.93% | 49.29%
| 62.43% | 51.13% | 51.57% | 50.29% | 47.93% | 49.29%
| 62.44% | 51.13% | 51.57% | 50.29% | 47.92% | 49.29%
| 62.44% | 51.12% | 51.56% | 50.29% | 47.92% | 49.29%
| 62.45% | 51.12% | 51.56% | 50.28% | 47.91% | 49.28%
| 62.45% | 51.12% | 51.56% | 50.28% | 47.91% | 49.28%
| 62.46% | 51.11% | 51.56% | 50.28% | 47.91% | 49.28%
| 62.47% | 51.11% | 51.55% | 50.27% | 47.91% | 49.28%
| 62.47% | 51.11% | 51.55% | 50.26% | 47.91% | 49.27%
| 62.48% | 51.1% | 51.55% | 50.26% | 47.91% | 49.27%
| 62.48% | 51.1% | 51.55% | 50.26% | 47.91% | 49.27%
| 62.49% | 51.1% | 51.54% | 50.25% | 47.89% | 49.27%
| 62.49% | 51.1% | 51.54% | 50.25% | 47.89% | 49.26%
| 62.5% | 51.1% | 51.54% | 50.25% | 47.89% | 49.26%
| 62.51% | 51.1% | 51.54% | 50.25% | 47.89% | 49.25%
| 62.51% | 51.1% | 51.54% | 50.25% | 47.89% | 49.25%
| 62.52% | 51.1% | 51.53% | 50.25% | 47.88% | 49.25%
| 62.52% | 51.1% | 51.53% | 50.25% | 47.88% | 49.25%
| 62.53% | 51.09% | 51.52% | 50.24% | 47.88% | 49.25%
| 62.53% | 51.09% | 51.52% | 50.24% | 47.88% | 49.25%
| 62.54% | 51.09% | 51.52% | 50.24% | 47.88% | 49.25%
| 62.55% | 51.09% | 51.51% | 50.24% | 47.88% | 49.24%
| 62.55% | 51.09% | 51.51% | 50.23% | 47.87% | 49.24%
| 62.56% | 51.09% | 51.51% | 50.23% | 47.87% | 49.24%
| 62.56% | 51.09% | 51.51% | 50.23% | 47.87% | 49.24%
| 62.57% | 51.09% | 51.51% | 50.23% | 47.87% | 49.24%
| 62.57% | 51.09% | 51.51% | 50.23% | 47.86% | 49.24%
| 62.58% | 51.08% | 51.51% | 50.23% | 47.85% | 49.23%
| 62.59% | 51.08% | 51.51% | 50.23% | 47.85% | 49.22%
| 62.59% | 51.08% | 51.5% | 50.23% | 47.85% | 49.22%
| 62.6% | 51.07% | 51.5% | 50.23% | 47.85% | 49.21%
| 62.6% | 51.07% | 51.5% | 50.22% | 47.85% | 49.21%
| 62.61% | 51.07% | 51.5% | 50.22% | 47.85% | 49.21%
| 62.61% | 51.07% | 51.49% | 50.22% | 47.85% | 49.21%
| 62.62% | 51.07% | 51.49% | 50.21% | 47.84% | 49.21%
| 62.63% | 51.07% | 51.49% | 50.21% | 47.84% | 49.2%
| 62.63% | 51.07% | 51.49% | 50.21% | 47.84% | 49.2%
| 62.64% | 51.07% | 51.49% | 50.21% | 47.84% | 49.2%
| 62.64% | 51.06% | 51.49% | 50.2% | 47.83% | 49.19%
| 62.65% | 51.06% | 51.48% | 50.2% | 47.83% | 49.19%
| 62.65% | 51.06% | 51.48% | 50.2% | 47.82% | 49.19%
| 62.66% | 51.06% | 51.47% | 50.2% | 47.82% | 49.19%
| 62.67% | 51.06% | 51.47% | 50.19% | 47.82% | 49.19%
| 62.67% | 51.06% | 51.47% | 50.19% | 47.82% | 49.18%
| 62.68% | 51.06% | 51.47% | 50.19% | 47.82% | 49.18%
| 62.68% | 51.06% | 51.47% | 50.19% | 47.82% | 49.18%
| 62.69% | 51.05% | 51.46% | 50.18% | 47.82% | 49.18%
| 62.69% | 51.05% | 51.46% | 50.18% | 47.82% | 49.18%
| 62.7% | 51.05% | 51.45% | 50.17% | 47.81% | 49.17%
| 62.71% | 51.05% | 51.45% | 50.17% | 47.81% | 49.17%
| 62.71% | 51.05% | 51.45% | 50.17% | 47.8% | 49.17%
| 62.72% | 51.04% | 51.44% | 50.17% | 47.8% | 49.17%
| 62.72% | 51.04% | 51.44% | 50.17% | 47.79% | 49.17%
| 62.73% | 51.04% | 51.44% | 50.17% | 47.79% | 49.17%
| 62.73% | 51.04% | 51.44% | 50.16% | 47.79% | 49.17%
| 62.74% | 51.04% | 51.43% | 50.15% | 47.79% | 49.16%
| 62.75% | 51.04% | 51.43% | 50.15% | 47.79% | 49.16%
| 62.75% | 51.03% | 51.43% | 50.15% | 47.79% | 49.16%
| 62.76% | 51.03% | 51.43% | 50.14% | 47.79% | 49.15%
| 62.76% | 51.03% | 51.43% | 50.14% | 47.79% | 49.15%
| 62.77% | 51.03% | 51.43% | 50.14% | 47.78% | 49.15%
| 62.77% | 51.02% | 51.43% | 50.14% | 47.78% | 49.15%
| 62.78% | 51.02% | 51.43% | 50.14% | 47.78% | 49.15%
| 62.79% | 51.02% | 51.43% | 50.13% | 47.78% | 49.15%
| 62.79% | 51.02% | 51.43% | 50.13% | 47.78% | 49.14%
| 62.8% | 51.02% | 51.42% | 50.13% | 47.78% | 49.14%
| 62.8% | 51.02% | 51.42% | 50.13% | 47.78% | 49.14%
| 62.81% | 51.02% | 51.42% | 50.13% | 47.77% | 49.14%
| 62.81% | 51.01% | 51.42% | 50.13% | 47.77% | 49.14%
| 62.82% | 51.01% | 51.42% | 50.13% | 47.77% | 49.14%
| 62.83% | 51.01% | 51.42% | 50.12% | 47.76% | 49.14%
| 62.83% | 51.01% | 51.41% | 50.12% | 47.76% | 49.14%
| 62.84% | 51.01% | 51.41% | 50.12% | 47.76% | 49.13%
| 62.84% | 51.01% | 51.41% | 50.12% | 47.76% | 49.13%
| 62.85% | 51.01% | 51.41% | 50.12% | 47.76% | 49.13%
| 62.85% | 51.01% | 51.41% | 50.12% | 47.76% | 49.13%
| 62.86% | 51.01% | 51.41% | 50.12% | 47.75% | 49.13%
| 62.87% | 51% | 51.4% | 50.11% | 47.75% | 49.13%
| 62.87% | 51% | 51.4% | 50.11% | 47.75% | 49.12%
| 62.88% | 51% | 51.4% | 50.11% | 47.74% | 49.11%
| 62.88% | 51% | 51.4% | 50.1% | 47.73% | 49.11%
| 62.89% | 51% | 51.39% | 50.1% | 47.73% | 49.11%
| 62.89% | 51% | 51.39% | 50.1% | 47.73% | 49.1%
| 62.9% | 51% | 51.39% | 50.1% | 47.73% | 49.1%
| 62.91% | 51% | 51.39% | 50.1% | 47.73% | 49.1%
| 62.91% | 50.99% | 51.39% | 50.09% | 47.72% | 49.1%
| 62.92% | 50.99% | 51.39% | 50.09% | 47.71% | 49.1%
| 62.92% | 50.98% | 51.38% | 50.09% | 47.71% | 49.1%
| 62.93% | 50.98% | 51.38% | 50.08% | 47.71% | 49.1%
| 62.93% | 50.98% | 51.38% | 50.08% | 47.71% | 49.09%
| 62.94% | 50.98% | 51.38% | 50.08% | 47.7% | 49.09%
| 62.95% | 50.98% | 51.38% | 50.08% | 47.7% | 49.09%
| 62.95% | 50.98% | 51.38% | 50.08% | 47.7% | 49.09%
| 62.96% | 50.97% | 51.37% | 50.08% | 47.69% | 49.09%
| 62.96% | 50.97% | 51.37% | 50.07% | 47.69% | 49.09%
| 62.97% | 50.97% | 51.37% | 50.06% | 47.69% | 49.08%
| 62.97% | 50.97% | 51.37% | 50.06% | 47.69% | 49.08%
| 62.98% | 50.97% | 51.37% | 50.05% | 47.69% | 49.08%
| 62.99% | 50.97% | 51.37% | 50.05% | 47.69% | 49.07%
| 62.99% | 50.96% | 51.37% | 50.05% | 47.68% | 49.07%
| 63% | 50.96% | 51.36% | 50.05% | 47.68% | 49.06%
| 63% | 50.96% | 51.36% | 50.05% | 47.68% | 49.06%
| 63.01% | 50.96% | 51.36% | 50.05% | 47.68% | 49.06%
| 63.01% | 50.96% | 51.35% | 50.04% | 47.68% | 49.06%
| 63.02% | 50.96% | 51.35% | 50.04% | 47.68% | 49.06%
| 63.03% | 50.96% | 51.35% | 50.04% | 47.68% | 49.05%
| 63.03% | 50.95% | 51.35% | 50.04% | 47.67% | 49.05%
| 63.04% | 50.95% | 51.34% | 50.04% | 47.66% | 49.05%
| 63.04% | 50.95% | 51.34% | 50.04% | 47.66% | 49.05%
| 63.05% | 50.95% | 51.34% | 50.03% | 47.66% | 49.05%
| 63.05% | 50.95% | 51.33% | 50.03% | 47.66% | 49.05%
| 63.06% | 50.95% | 51.33% | 50.03% | 47.66% | 49.05%
| 63.07% | 50.95% | 51.33% | 50.02% | 47.65% | 49.05%
| 63.07% | 50.94% | 51.33% | 50.02% | 47.65% | 49.04%
| 63.08% | 50.94% | 51.33% | 50.02% | 47.65% | 49.04%
| 63.08% | 50.94% | 51.32% | 50.02% | 47.65% | 49.04%
| 63.09% | 50.94% | 51.32% | 50.02% | 47.65% | 49.04%
| 63.09% | 50.94% | 51.32% | 50.02% | 47.65% | 49.04%
| 63.1% | 50.94% | 51.32% | 50.01% | 47.65% | 49.04%
| 63.11% | 50.94% | 51.32% | 50.01% | 47.65% | 49.03%
| 63.11% | 50.93% | 51.32% | 50.01% | 47.64% | 49.03%
| 63.12% | 50.93% | 51.32% | 50.01% | 47.64% | 49.03%
| 63.12% | 50.93% | 51.32% | 50% | 47.64% | 49.03%
| 63.13% | 50.93% | 51.32% | 50% | 47.63% | 49.03%
| 63.13% | 50.92% | 51.32% | 50% | 47.63% | 49.03%
| 63.14% | 50.92% | 51.32% | 50% | 47.63% | 49.02%
| 63.14% | 50.92% | 51.31% | 50% | 47.63% | 49.02%
| 63.15% | 50.92% | 51.31% | 50% | 47.63% | 49.02%
| 63.16% | 50.92% | 51.31% | 49.99% | 47.62% | 49.02%
| 63.16% | 50.92% | 51.31% | 49.99% | 47.62% | 49.02%
| 63.17% | 50.91% | 51.3% | 49.99% | 47.62% | 49.02%
| 63.17% | 50.91% | 51.3% | 49.98% | 47.62% | 49.01%
| 63.18% | 50.91% | 51.3% | 49.98% | 47.62% | 49%
| 63.18% | 50.91% | 51.3% | 49.98% | 47.61% | 49%
| 63.19% | 50.91% | 51.3% | 49.98% | 47.61% | 49%
| 63.2% | 50.91% | 51.3% | 49.97% | 47.61% | 48.99%
| 63.2% | 50.9% | 51.3% | 49.97% | 47.61% | 48.99%
| 63.21% | 50.9% | 51.29% | 49.97% | 47.61% | 48.99%
| 63.21% | 50.9% | 51.29% | 49.96% | 47.61% | 48.98%
| 63.22% | 50.9% | 51.29% | 49.96% | 47.61% | 48.98%
| 63.22% | 50.9% | 51.29% | 49.96% | 47.6% | 48.98%
| 63.23% | 50.9% | 51.28% | 49.96% | 47.6% | 48.98%
| 63.24% | 50.9% | 51.28% | 49.96% | 47.59% | 48.98%
| 63.24% | 50.89% | 51.28% | 49.96% | 47.59% | 48.98%
| 63.25% | 50.89% | 51.28% | 49.95% | 47.59% | 48.97%
| 63.25% | 50.89% | 51.27% | 49.95% | 47.58% | 48.97%
| 63.26% | 50.89% | 51.27% | 49.95% | 47.58% | 48.97%
| 63.26% | 50.89% | 51.27% | 49.95% | 47.58% | 48.97%
| 63.27% | 50.89% | 51.26% | 49.94% | 47.58% | 48.96%
| 63.28% | 50.89% | 51.26% | 49.94% | 47.58% | 48.96%
| 63.28% | 50.88% | 51.26% | 49.94% | 47.58% | 48.96%
| 63.29% | 50.88% | 51.26% | 49.93% | 47.58% | 48.95%
| 63.29% | 50.88% | 51.26% | 49.93% | 47.58% | 48.95%
| 63.3% | 50.87% | 51.26% | 49.93% | 47.58% | 48.95%
| 63.3% | 50.87% | 51.26% | 49.93% | 47.58% | 48.95%
| 63.31% | 50.87% | 51.26% | 49.93% | 47.58% | 48.94%
| 63.32% | 50.87% | 51.25% | 49.93% | 47.57% | 48.94%
| 63.32% | 50.87% | 51.25% | 49.92% | 47.57% | 48.94%
| 63.33% | 50.87% | 51.25% | 49.92% | 47.57% | 48.94%
| 63.33% | 50.87% | 51.24% | 49.92% | 47.57% | 48.94%
| 63.34% | 50.87% | 51.24% | 49.92% | 47.57% | 48.94%
| 63.34% | 50.86% | 51.23% | 49.92% | 47.56% | 48.93%
| 63.35% | 50.86% | 51.23% | 49.91% | 47.56% | 48.93%
| 63.36% | 50.86% | 51.23% | 49.91% | 47.56% | 48.93%
| 63.36% | 50.86% | 51.22% | 49.91% | 47.56% | 48.93%
| 63.37% | 50.86% | 51.22% | 49.9% | 47.55% | 48.93%
| 63.37% | 50.85% | 51.22% | 49.9% | 47.55% | 48.92%
| 63.38% | 50.85% | 51.21% | 49.9% | 47.55% | 48.92%
| 63.38% | 50.85% | 51.21% | 49.89% | 47.55% | 48.92%
| 63.39% | 50.85% | 51.21% | 49.89% | 47.55% | 48.92%
| 63.4% | 50.85% | 51.21% | 49.88% | 47.54% | 48.92%
| 63.4% | 50.85% | 51.2% | 49.88% | 47.54% | 48.91%
| 63.41% | 50.84% | 51.2% | 49.87% | 47.54% | 48.91%
| 63.41% | 50.84% | 51.2% | 49.87% | 47.53% | 48.91%
| 63.42% | 50.84% | 51.2% | 49.87% | 47.53% | 48.9%
| 63.42% | 50.83% | 51.19% | 49.87% | 47.53% | 48.9%
| 63.43% | 50.83% | 51.19% | 49.87% | 47.52% | 48.9%
| 63.44% | 50.83% | 51.19% | 49.87% | 47.52% | 48.9%
| 63.44% | 50.82% | 51.19% | 49.87% | 47.52% | 48.89%
| 63.45% | 50.82% | 51.19% | 49.86% | 47.52% | 48.89%
| 63.45% | 50.82% | 51.19% | 49.86% | 47.51% | 48.89%
| 63.46% | 50.82% | 51.18% | 49.85% | 47.51% | 48.89%
| 63.46% | 50.82% | 51.18% | 49.85% | 47.51% | 48.89%
| 63.47% | 50.82% | 51.18% | 49.84% | 47.51% | 48.89%
| 63.48% | 50.82% | 51.18% | 49.84% | 47.51% | 48.88%
| 63.48% | 50.81% | 51.17% | 49.84% | 47.51% | 48.88%
| 63.49% | 50.81% | 51.17% | 49.84% | 47.51% | 48.88%
| 63.49% | 50.81% | 51.16% | 49.84% | 47.51% | 48.88%
| 63.5% | 50.8% | 51.16% | 49.83% | 47.51% | 48.88%
| 63.5% | 50.8% | 51.16% | 49.83% | 47.51% | 48.88%
| 63.51% | 50.8% | 51.16% | 49.83% | 47.5% | 48.88%
| 63.52% | 50.8% | 51.16% | 49.83% | 47.5% | 48.88%
| 63.52% | 50.8% | 51.16% | 49.83% | 47.5% | 48.88%
| 63.53% | 50.8% | 51.16% | 49.83% | 47.5% | 48.88%
| 63.53% | 50.8% | 51.16% | 49.83% | 47.5% | 48.87%
| 63.54% | 50.8% | 51.15% | 49.82% | 47.5% | 48.87%
| 63.54% | 50.8% | 51.15% | 49.82% | 47.5% | 48.87%
| 63.55% | 50.79% | 51.14% | 49.82% | 47.49% | 48.87%
| 63.56% | 50.79% | 51.14% | 49.82% | 47.49% | 48.86%
| 63.56% | 50.79% | 51.14% | 49.81% | 47.49% | 48.86%
| 63.57% | 50.78% | 51.14% | 49.81% | 47.49% | 48.86%
| 63.57% | 50.78% | 51.14% | 49.81% | 47.49% | 48.86%
| 63.58% | 50.78% | 51.13% | 49.81% | 47.49% | 48.85%
| 63.58% | 50.78% | 51.13% | 49.81% | 47.48% | 48.85%
| 63.59% | 50.78% | 51.13% | 49.81% | 47.48% | 48.85%
| 63.6% | 50.78% | 51.13% | 49.8% | 47.48% | 48.85%
| 63.6% | 50.77% | 51.13% | 49.8% | 47.48% | 48.84%
| 63.61% | 50.77% | 51.12% | 49.79% | 47.48% | 48.84%
| 63.61% | 50.77% | 51.12% | 49.79% | 47.47% | 48.84%
| 63.62% | 50.77% | 51.12% | 49.78% | 47.47% | 48.84%
| 63.62% | 50.77% | 51.12% | 49.78% | 47.47% | 48.84%
| 63.63% | 50.77% | 51.11% | 49.78% | 47.47% | 48.84%
| 63.64% | 50.76% | 51.1% | 49.78% | 47.47% | 48.84%
| 63.64% | 50.76% | 51.1% | 49.78% | 47.47% | 48.84%
| 63.65% | 50.76% | 51.1% | 49.77% | 47.47% | 48.83%
| 63.65% | 50.76% | 51.1% | 49.77% | 47.47% | 48.83%
| 63.66% | 50.76% | 51.1% | 49.77% | 47.46% | 48.83%
| 63.66% | 50.75% | 51.1% | 49.77% | 47.46% | 48.83%
| 63.67% | 50.75% | 51.09% | 49.77% | 47.46% | 48.82%
| 63.68% | 50.75% | 51.09% | 49.76% | 47.46% | 48.82%
| 63.68% | 50.74% | 51.08% | 49.76% | 47.46% | 48.82%
| 63.69% | 50.74% | 51.08% | 49.76% | 47.46% | 48.82%
| 63.69% | 50.73% | 51.08% | 49.76% | 47.46% | 48.82%
| 63.7% | 50.73% | 51.07% | 49.74% | 47.45% | 48.82%
| 63.7% | 50.73% | 51.07% | 49.74% | 47.45% | 48.82%
| 63.71% | 50.73% | 51.07% | 49.74% | 47.45% | 48.81%
| 63.72% | 50.73% | 51.06% | 49.74% | 47.45% | 48.81%
| 63.72% | 50.73% | 51.06% | 49.74% | 47.44% | 48.81%
| 63.73% | 50.73% | 51.05% | 49.74% | 47.44% | 48.81%
| 63.73% | 50.73% | 51.05% | 49.73% | 47.44% | 48.8%
| 63.74% | 50.72% | 51.05% | 49.73% | 47.44% | 48.8%
| 63.74% | 50.71% | 51.04% | 49.73% | 47.44% | 48.8%
| 63.75% | 50.71% | 51.04% | 49.73% | 47.43% | 48.8%
| 63.76% | 50.71% | 51.04% | 49.73% | 47.43% | 48.8%
| 63.76% | 50.71% | 51.04% | 49.73% | 47.43% | 48.8%
| 63.77% | 50.7% | 51.04% | 49.72% | 47.43% | 48.79%
| 63.77% | 50.7% | 51.04% | 49.72% | 47.43% | 48.78%
| 63.78% | 50.7% | 51.03% | 49.72% | 47.43% | 48.78%
| 63.78% | 50.7% | 51.03% | 49.72% | 47.43% | 48.78%
| 63.79% | 50.7% | 51.03% | 49.71% | 47.43% | 48.78%
| 63.8% | 50.69% | 51.03% | 49.71% | 47.42% | 48.78%
| 63.8% | 50.69% | 51.02% | 49.71% | 47.42% | 48.78%
| 63.81% | 50.69% | 51.01% | 49.71% | 47.42% | 48.77%
| 63.81% | 50.69% | 51.01% | 49.71% | 47.42% | 48.77%
| 63.82% | 50.68% | 51.01% | 49.7% | 47.42% | 48.75%
| 63.82% | 50.68% | 51.01% | 49.7% | 47.42% | 48.75%
| 63.83% | 50.67% | 51.01% | 49.7% | 47.42% | 48.75%
| 63.84% | 50.67% | 51.01% | 49.69% | 47.41% | 48.74%
| 63.84% | 50.67% | 51.01% | 49.69% | 47.41% | 48.74%
| 63.85% | 50.67% | 51.01% | 49.69% | 47.41% | 48.74%
| 63.85% | 50.67% | 51.01% | 49.69% | 47.41% | 48.74%
| 63.86% | 50.67% | 51% | 49.68% | 47.41% | 48.74%
| 63.86% | 50.67% | 51% | 49.68% | 47.41% | 48.74%
| 63.87% | 50.67% | 51% | 49.68% | 47.41% | 48.73%
| 63.88% | 50.67% | 51% | 49.68% | 47.41% | 48.73%
| 63.88% | 50.66% | 50.99% | 49.67% | 47.41% | 48.73%
| 63.89% | 50.66% | 50.98% | 49.67% | 47.4% | 48.73%
| 63.89% | 50.66% | 50.98% | 49.67% | 47.4% | 48.72%
| 63.9% | 50.66% | 50.98% | 49.67% | 47.4% | 48.72%
| 63.9% | 50.66% | 50.97% | 49.66% | 47.4% | 48.72%
| 63.91% | 50.66% | 50.97% | 49.66% | 47.4% | 48.72%
| 63.92% | 50.66% | 50.97% | 49.66% | 47.4% | 48.72%
| 63.92% | 50.66% | 50.96% | 49.66% | 47.4% | 48.72%
| 63.93% | 50.66% | 50.96% | 49.65% | 47.4% | 48.71%
| 63.93% | 50.66% | 50.96% | 49.65% | 47.39% | 48.71%
| 63.94% | 50.65% | 50.95% | 49.65% | 47.39% | 48.7%
| 63.94% | 50.65% | 50.95% | 49.65% | 47.39% | 48.7%
| 63.95% | 50.65% | 50.95% | 49.65% | 47.39% | 48.7%
| 63.96% | 50.65% | 50.95% | 49.65% | 47.39% | 48.7%
| 63.96% | 50.65% | 50.95% | 49.64% | 47.39% | 48.69%
| 63.97% | 50.64% | 50.94% | 49.64% | 47.38% | 48.69%
| 63.97% | 50.64% | 50.94% | 49.64% | 47.38% | 48.69%
| 63.98% | 50.64% | 50.94% | 49.63% | 47.38% | 48.69%
| 63.98% | 50.64% | 50.94% | 49.63% | 47.38% | 48.68%
| 63.99% | 50.64% | 50.93% | 49.63% | 47.38% | 48.68%
| 64% | 50.64% | 50.93% | 49.63% | 47.38% | 48.68%
| 64% | 50.64% | 50.93% | 49.62% | 47.37% | 48.67%
| 64.01% | 50.64% | 50.92% | 49.62% | 47.37% | 48.67%
| 64.01% | 50.62% | 50.92% | 49.62% | 47.37% | 48.67%
| 64.02% | 50.62% | 50.92% | 49.62% | 47.37% | 48.66%
| 64.02% | 50.62% | 50.92% | 49.62% | 47.37% | 48.66%
| 64.03% | 50.62% | 50.91% | 49.62% | 47.37% | 48.66%
| 64.04% | 50.61% | 50.91% | 49.62% | 47.37% | 48.65%
| 64.04% | 50.61% | 50.91% | 49.62% | 47.36% | 48.65%
| 64.05% | 50.61% | 50.91% | 49.62% | 47.36% | 48.64%
| 64.05% | 50.61% | 50.91% | 49.62% | 47.35% | 48.64%
| 64.06% | 50.61% | 50.91% | 49.61% | 47.35% | 48.64%
| 64.06% | 50.6% | 50.91% | 49.61% | 47.35% | 48.64%
| 64.07% | 50.6% | 50.9% | 49.61% | 47.35% | 48.64%
| 64.08% | 50.6% | 50.9% | 49.61% | 47.35% | 48.64%
| 64.08% | 50.6% | 50.9% | 49.61% | 47.34% | 48.64%
| 64.09% | 50.6% | 50.9% | 49.61% | 47.34% | 48.64%
| 64.09% | 50.6% | 50.9% | 49.6% | 47.34% | 48.64%
| 64.1% | 50.6% | 50.9% | 49.6% | 47.34% | 48.63%
| 64.1% | 50.6% | 50.89% | 49.59% | 47.34% | 48.63%
| 64.11% | 50.59% | 50.89% | 49.59% | 47.34% | 48.62%
| 64.12% | 50.59% | 50.89% | 49.59% | 47.34% | 48.61%
| 64.12% | 50.59% | 50.89% | 49.59% | 47.34% | 48.61%
| 64.13% | 50.58% | 50.88% | 49.59% | 47.33% | 48.61%
| 64.13% | 50.57% | 50.88% | 49.58% | 47.33% | 48.61%
| 64.14% | 50.57% | 50.88% | 49.58% | 47.33% | 48.61%
| 64.14% | 50.57% | 50.88% | 49.58% | 47.33% | 48.61%
| 64.15% | 50.56% | 50.88% | 49.57% | 47.32% | 48.6%
| 64.16% | 50.56% | 50.88% | 49.57% | 47.32% | 48.6%
| 64.16% | 50.56% | 50.87% | 49.57% | 47.32% | 48.6%
| 64.17% | 50.56% | 50.87% | 49.57% | 47.32% | 48.59%
| 64.17% | 50.56% | 50.87% | 49.57% | 47.31% | 48.59%
| 64.18% | 50.55% | 50.87% | 49.57% | 47.31% | 48.59%
| 64.18% | 50.55% | 50.87% | 49.57% | 47.31% | 48.58%
| 64.19% | 50.55% | 50.87% | 49.57% | 47.31% | 48.58%
| 64.2% | 50.55% | 50.87% | 49.56% | 47.31% | 48.58%
| 64.2% | 50.54% | 50.86% | 49.56% | 47.31% | 48.57%
| 64.21% | 50.54% | 50.85% | 49.56% | 47.31% | 48.57%
| 64.21% | 50.54% | 50.85% | 49.56% | 47.3% | 48.57%
| 64.22% | 50.53% | 50.85% | 49.55% | 47.3% | 48.57%
| 64.22% | 50.53% | 50.85% | 49.55% | 47.3% | 48.56%
| 64.23% | 50.52% | 50.85% | 49.54% | 47.3% | 48.56%
| 64.24% | 50.52% | 50.85% | 49.54% | 47.3% | 48.56%
| 64.24% | 50.52% | 50.84% | 49.54% | 47.29% | 48.55%
| 64.25% | 50.52% | 50.84% | 49.54% | 47.29% | 48.55%
| 64.25% | 50.52% | 50.84% | 49.54% | 47.29% | 48.55%
| 64.26% | 50.51% | 50.84% | 49.54% | 47.29% | 48.55%
| 64.26% | 50.51% | 50.84% | 49.54% | 47.29% | 48.55%
| 64.27% | 50.51% | 50.84% | 49.53% | 47.29% | 48.54%
| 64.28% | 50.51% | 50.83% | 49.53% | 47.29% | 48.54%
| 64.28% | 50.51% | 50.83% | 49.53% | 47.28% | 48.54%
| 64.29% | 50.51% | 50.83% | 49.53% | 47.28% | 48.54%
| 64.29% | 50.5% | 50.83% | 49.53% | 47.28% | 48.53%
| 64.3% | 50.49% | 50.83% | 49.52% | 47.28% | 48.53%
| 64.3% | 50.49% | 50.83% | 49.52% | 47.28% | 48.52%
| 64.31% | 50.49% | 50.82% | 49.52% | 47.28% | 48.52%
| 64.32% | 50.49% | 50.82% | 49.52% | 47.28% | 48.52%
| 64.32% | 50.49% | 50.82% | 49.51% | 47.27% | 48.52%
| 64.33% | 50.49% | 50.81% | 49.51% | 47.27% | 48.52%
| 64.33% | 50.48% | 50.81% | 49.51% | 47.27% | 48.52%
| 64.34% | 50.48% | 50.81% | 49.51% | 47.27% | 48.52%
| 64.34% | 50.48% | 50.81% | 49.51% | 47.27% | 48.51%
| 64.35% | 50.48% | 50.81% | 49.5% | 47.27% | 48.51%
| 64.36% | 50.48% | 50.8% | 49.5% | 47.26% | 48.51%
| 64.36% | 50.48% | 50.8% | 49.5% | 47.26% | 48.51%
| 64.37% | 50.48% | 50.8% | 49.5% | 47.26% | 48.51%
| 64.37% | 50.48% | 50.8% | 49.5% | 47.26% | 48.51%
| 64.38% | 50.47% | 50.8% | 49.49% | 47.26% | 48.51%
| 64.38% | 50.46% | 50.8% | 49.49% | 47.25% | 48.5%
| 64.39% | 50.46% | 50.8% | 49.49% | 47.25% | 48.5%
| 64.39% | 50.46% | 50.79% | 49.49% | 47.25% | 48.5%
| 64.4% | 50.45% | 50.79% | 49.49% | 47.24% | 48.5%
| 64.41% | 50.45% | 50.79% | 49.48% | 47.24% | 48.5%
| 64.41% | 50.45% | 50.79% | 49.48% | 47.24% | 48.49%
| 64.42% | 50.45% | 50.79% | 49.48% | 47.24% | 48.49%
| 64.42% | 50.44% | 50.79% | 49.47% | 47.24% | 48.49%
| 64.43% | 50.44% | 50.79% | 49.47% | 47.24% | 48.49%
| 64.43% | 50.44% | 50.78% | 49.47% | 47.23% | 48.49%
| 64.44% | 50.44% | 50.77% | 49.46% | 47.23% | 48.49%
| 64.45% | 50.44% | 50.77% | 49.46% | 47.23% | 48.48%
| 64.45% | 50.44% | 50.77% | 49.46% | 47.23% | 48.48%
| 64.46% | 50.44% | 50.76% | 49.46% | 47.23% | 48.48%
| 64.46% | 50.44% | 50.76% | 49.46% | 47.23% | 48.48%
| 64.47% | 50.44% | 50.76% | 49.46% | 47.23% | 48.48%
| 64.47% | 50.44% | 50.76% | 49.46% | 47.23% | 48.47%
| 64.48% | 50.43% | 50.75% | 49.45% | 47.22% | 48.47%
| 64.49% | 50.43% | 50.75% | 49.45% | 47.22% | 48.47%
| 64.49% | 50.43% | 50.75% | 49.45% | 47.22% | 48.47%
| 64.5% | 50.42% | 50.75% | 49.43% | 47.21% | 48.47%
| 64.5% | 50.42% | 50.74% | 49.43% | 47.21% | 48.47%
| 64.51% | 50.42% | 50.74% | 49.43% | 47.21% | 48.47%
| 64.51% | 50.41% | 50.74% | 49.43% | 47.21% | 48.47%
| 64.52% | 50.41% | 50.74% | 49.42% | 47.21% | 48.46%
| 64.53% | 50.41% | 50.74% | 49.42% | 47.21% | 48.45%
| 64.53% | 50.41% | 50.73% | 49.42% | 47.2% | 48.45%
| 64.54% | 50.41% | 50.73% | 49.41% | 47.2% | 48.45%
| 64.54% | 50.4% | 50.73% | 49.41% | 47.2% | 48.44%
| 64.55% | 50.4% | 50.73% | 49.41% | 47.2% | 48.44%
| 64.55% | 50.4% | 50.73% | 49.41% | 47.19% | 48.44%
| 64.56% | 50.4% | 50.73% | 49.41% | 47.19% | 48.44%
| 64.57% | 50.39% | 50.72% | 49.41% | 47.19% | 48.44%
| 64.57% | 50.39% | 50.72% | 49.41% | 47.19% | 48.44%
| 64.58% | 50.38% | 50.72% | 49.4% | 47.19% | 48.44%
| 64.58% | 50.38% | 50.72% | 49.4% | 47.19% | 48.44%
| 64.59% | 50.38% | 50.72% | 49.4% | 47.19% | 48.44%
| 64.59% | 50.38% | 50.71% | 49.4% | 47.18% | 48.44%
| 64.6% | 50.38% | 50.71% | 49.4% | 47.18% | 48.44%
| 64.61% | 50.38% | 50.71% | 49.4% | 47.18% | 48.43%
| 64.61% | 50.38% | 50.71% | 49.4% | 47.18% | 48.43%
| 64.62% | 50.38% | 50.71% | 49.4% | 47.18% | 48.42%
| 64.62% | 50.37% | 50.7% | 49.4% | 47.17% | 48.42%
| 64.63% | 50.37% | 50.7% | 49.39% | 47.17% | 48.42%
| 64.63% | 50.37% | 50.7% | 49.39% | 47.17% | 48.42%
| 64.64% | 50.37% | 50.7% | 49.39% | 47.17% | 48.41%
| 64.65% | 50.37% | 50.7% | 49.39% | 47.17% | 48.41%
| 64.65% | 50.36% | 50.7% | 49.39% | 47.17% | 48.41%
| 64.66% | 50.36% | 50.69% | 49.39% | 47.16% | 48.41%
| 64.66% | 50.36% | 50.69% | 49.39% | 47.16% | 48.41%
| 64.67% | 50.36% | 50.68% | 49.38% | 47.16% | 48.41%
| 64.67% | 50.36% | 50.68% | 49.38% | 47.15% | 48.41%
| 64.68% | 50.36% | 50.68% | 49.38% | 47.14% | 48.41%
| 64.69% | 50.36% | 50.68% | 49.38% | 47.14% | 48.41%
| 64.69% | 50.36% | 50.68% | 49.38% | 47.14% | 48.41%
| 64.7% | 50.36% | 50.68% | 49.38% | 47.13% | 48.4%
| 64.7% | 50.35% | 50.67% | 49.38% | 47.13% | 48.4%
| 64.71% | 50.35% | 50.67% | 49.37% | 47.13% | 48.4%
| 64.71% | 50.35% | 50.67% | 49.36% | 47.13% | 48.4%
| 64.72% | 50.35% | 50.67% | 49.36% | 47.13% | 48.4%
| 64.73% | 50.35% | 50.67% | 49.36% | 47.13% | 48.4%
| 64.73% | 50.35% | 50.67% | 49.36% | 47.13% | 48.4%
| 64.74% | 50.35% | 50.67% | 49.36% | 47.13% | 48.4%
| 64.74% | 50.35% | 50.66% | 49.36% | 47.12% | 48.4%
| 64.75% | 50.35% | 50.65% | 49.35% | 47.12% | 48.4%
| 64.75% | 50.34% | 50.65% | 49.35% | 47.12% | 48.4%
| 64.76% | 50.34% | 50.65% | 49.35% | 47.12% | 48.39%
| 64.77% | 50.34% | 50.65% | 49.35% | 47.12% | 48.39%
| 64.77% | 50.34% | 50.65% | 49.34% | 47.12% | 48.39%
| 64.78% | 50.34% | 50.65% | 49.34% | 47.11% | 48.39%
| 64.78% | 50.34% | 50.64% | 49.34% | 47.11% | 48.39%
| 64.79% | 50.34% | 50.64% | 49.34% | 47.11% | 48.39%
| 64.79% | 50.34% | 50.64% | 49.34% | 47.11% | 48.39%
| 64.8% | 50.33% | 50.64% | 49.34% | 47.11% | 48.38%
| 64.81% | 50.33% | 50.64% | 49.34% | 47.1% | 48.38%
| 64.81% | 50.33% | 50.63% | 49.33% | 47.1% | 48.38%
| 64.82% | 50.33% | 50.63% | 49.33% | 47.1% | 48.38%
| 64.82% | 50.32% | 50.63% | 49.33% | 47.1% | 48.38%
| 64.83% | 50.32% | 50.63% | 49.32% | 47.1% | 48.38%
| 64.83% | 50.32% | 50.63% | 49.32% | 47.1% | 48.37%
| 64.84% | 50.32% | 50.63% | 49.32% | 47.1% | 48.36%
| 64.85% | 50.32% | 50.63% | 49.32% | 47.09% | 48.36%
| 64.85% | 50.32% | 50.62% | 49.32% | 47.09% | 48.36%
| 64.86% | 50.31% | 50.62% | 49.32% | 47.08% | 48.36%
| 64.86% | 50.31% | 50.61% | 49.32% | 47.08% | 48.35%
| 64.87% | 50.31% | 50.61% | 49.32% | 47.08% | 48.35%
| 64.87% | 50.31% | 50.61% | 49.32% | 47.08% | 48.35%
| 64.88% | 50.31% | 50.61% | 49.31% | 47.08% | 48.35%
| 64.89% | 50.31% | 50.61% | 49.31% | 47.08% | 48.35%
| 64.89% | 50.31% | 50.6% | 49.3% | 47.08% | 48.34%
| 64.9% | 50.31% | 50.6% | 49.3% | 47.07% | 48.34%
| 64.9% | 50.3% | 50.6% | 49.3% | 47.07% | 48.34%
| 64.91% | 50.3% | 50.6% | 49.3% | 47.07% | 48.34%
| 64.91% | 50.3% | 50.6% | 49.3% | 47.07% | 48.34%
| 64.92% | 50.3% | 50.59% | 49.3% | 47.07% | 48.34%
| 64.93% | 50.3% | 50.59% | 49.3% | 47.07% | 48.33%
| 64.93% | 50.3% | 50.59% | 49.3% | 47.07% | 48.33%
| 64.94% | 50.29% | 50.59% | 49.29% | 47.06% | 48.33%
| 64.94% | 50.29% | 50.58% | 49.29% | 47.06% | 48.33%
| 64.95% | 50.28% | 50.58% | 49.29% | 47.06% | 48.33%
| 64.95% | 50.28% | 50.58% | 49.29% | 47.06% | 48.33%
| 64.96% | 50.28% | 50.58% | 49.28% | 47.06% | 48.33%
| 64.97% | 50.28% | 50.57% | 49.28% | 47.06% | 48.33%
| 64.97% | 50.27% | 50.57% | 49.28% | 47.06% | 48.33%
| 64.98% | 50.27% | 50.57% | 49.28% | 47.06% | 48.32%
| 64.98% | 50.27% | 50.57% | 49.28% | 47.06% | 48.32%
| 64.99% | 50.27% | 50.57% | 49.27% | 47.05% | 48.32%
| 64.99% | 50.26% | 50.57% | 49.27% | 47.05% | 48.31%
| 65% | 50.26% | 50.56% | 49.27% | 47.05% | 48.31%
| 65.01% | 50.26% | 50.56% | 49.27% | 47.05% | 48.31%
| 65.01% | 50.26% | 50.56% | 49.27% | 47.05% | 48.31%
| 65.02% | 50.25% | 50.56% | 49.27% | 47.05% | 48.3%
| 65.02% | 50.25% | 50.56% | 49.27% | 47.05% | 48.3%
| 65.03% | 50.25% | 50.56% | 49.26% | 47.05% | 48.3%
| 65.03% | 50.25% | 50.56% | 49.26% | 47.05% | 48.29%
| 65.04% | 50.25% | 50.55% | 49.26% | 47.04% | 48.29%
| 65.05% | 50.25% | 50.55% | 49.26% | 47.04% | 48.29%
| 65.05% | 50.25% | 50.55% | 49.26% | 47.04% | 48.29%
| 65.06% | 50.25% | 50.55% | 49.26% | 47.03% | 48.28%
| 65.06% | 50.24% | 50.55% | 49.26% | 47.03% | 48.28%
| 65.07% | 50.24% | 50.54% | 49.25% | 47.03% | 48.27%
| 65.07% | 50.24% | 50.54% | 49.25% | 47.03% | 48.27%
| 65.08% | 50.24% | 50.54% | 49.25% | 47.03% | 48.26%
| 65.09% | 50.23% | 50.54% | 49.24% | 47.03% | 48.26%
| 65.09% | 50.23% | 50.54% | 49.24% | 47.02% | 48.26%
| 65.1% | 50.22% | 50.53% | 49.23% | 47.02% | 48.26%
| 65.1% | 50.22% | 50.53% | 49.23% | 47.02% | 48.26%
| 65.11% | 50.22% | 50.53% | 49.23% | 47.02% | 48.26%
| 65.11% | 50.22% | 50.53% | 49.23% | 47.02% | 48.26%
| 65.12% | 50.22% | 50.52% | 49.23% | 47.02% | 48.25%
| 65.13% | 50.22% | 50.52% | 49.23% | 47.01% | 48.25%
| 65.13% | 50.21% | 50.52% | 49.23% | 47.01% | 48.25%
| 65.14% | 50.21% | 50.52% | 49.23% | 47.01% | 48.25%
| 65.14% | 50.21% | 50.52% | 49.22% | 47.01% | 48.25%
| 65.15% | 50.21% | 50.51% | 49.22% | 47.01% | 48.24%
| 65.15% | 50.21% | 50.51% | 49.21% | 47% | 48.24%
| 65.16% | 50.21% | 50.51% | 49.21% | 47% | 48.24%
| 65.17% | 50.2% | 50.51% | 49.21% | 47% | 48.24%
| 65.17% | 50.2% | 50.51% | 49.21% | 46.99% | 48.24%
| 65.18% | 50.2% | 50.51% | 49.2% | 46.99% | 48.23%
| 65.18% | 50.2% | 50.5% | 49.2% | 46.99% | 48.22%
| 65.19% | 50.2% | 50.5% | 49.19% | 46.99% | 48.22%
| 65.19% | 50.2% | 50.5% | 49.19% | 46.99% | 48.22%
| 65.2% | 50.2% | 50.5% | 49.19% | 46.98% | 48.22%
| 65.21% | 50.2% | 50.5% | 49.18% | 46.97% | 48.22%
| 65.21% | 50.19% | 50.5% | 49.18% | 46.97% | 48.22%
| 65.22% | 50.19% | 50.49% | 49.18% | 46.97% | 48.22%
| 65.22% | 50.19% | 50.49% | 49.18% | 46.97% | 48.22%
| 65.23% | 50.19% | 50.49% | 49.17% | 46.97% | 48.22%
| 65.23% | 50.19% | 50.49% | 49.16% | 46.96% | 48.22%
| 65.24% | 50.19% | 50.49% | 49.16% | 46.96% | 48.22%
| 65.25% | 50.19% | 50.48% | 49.16% | 46.96% | 48.22%
| 65.25% | 50.18% | 50.48% | 49.16% | 46.95% | 48.21%
| 65.26% | 50.18% | 50.48% | 49.16% | 46.95% | 48.21%
| 65.26% | 50.18% | 50.48% | 49.15% | 46.95% | 48.21%
| 65.27% | 50.18% | 50.48% | 49.15% | 46.95% | 48.21%
| 65.27% | 50.18% | 50.48% | 49.15% | 46.95% | 48.21%
| 65.28% | 50.17% | 50.47% | 49.14% | 46.95% | 48.21%
| 65.29% | 50.17% | 50.47% | 49.14% | 46.95% | 48.2%
| 65.29% | 50.17% | 50.47% | 49.14% | 46.95% | 48.2%
| 65.3% | 50.16% | 50.47% | 49.14% | 46.95% | 48.2%
| 65.3% | 50.16% | 50.47% | 49.14% | 46.94% | 48.2%
| 65.31% | 50.16% | 50.46% | 49.14% | 46.94% | 48.2%
| 65.31% | 50.16% | 50.46% | 49.13% | 46.93% | 48.2%
| 65.32% | 50.16% | 50.46% | 49.13% | 46.93% | 48.19%
| 65.33% | 50.16% | 50.46% | 49.13% | 46.93% | 48.18%
| 65.33% | 50.16% | 50.46% | 49.13% | 46.93% | 48.18%
| 65.34% | 50.16% | 50.45% | 49.12% | 46.93% | 48.18%
| 65.34% | 50.16% | 50.45% | 49.12% | 46.93% | 48.18%
| 65.35% | 50.15% | 50.45% | 49.12% | 46.93% | 48.18%
| 65.35% | 50.15% | 50.45% | 49.11% | 46.93% | 48.18%
| 65.36% | 50.15% | 50.45% | 49.11% | 46.93% | 48.18%
| 65.37% | 50.15% | 50.45% | 49.11% | 46.92% | 48.18%
| 65.37% | 50.15% | 50.44% | 49.11% | 46.92% | 48.18%
| 65.38% | 50.15% | 50.44% | 49.1% | 46.92% | 48.17%
| 65.38% | 50.14% | 50.44% | 49.09% | 46.91% | 48.17%
| 65.39% | 50.14% | 50.44% | 49.09% | 46.91% | 48.17%
| 65.39% | 50.14% | 50.44% | 49.08% | 46.9% | 48.17%
| 65.4% | 50.14% | 50.44% | 49.08% | 46.9% | 48.16%
| 65.41% | 50.14% | 50.44% | 49.08% | 46.9% | 48.16%
| 65.41% | 50.14% | 50.44% | 49.07% | 46.9% | 48.15%
| 65.42% | 50.13% | 50.44% | 49.06% | 46.9% | 48.15%
| 65.42% | 50.13% | 50.44% | 49.06% | 46.89% | 48.15%
| 65.43% | 50.13% | 50.43% | 49.06% | 46.89% | 48.15%
| 65.43% | 50.13% | 50.43% | 49.05% | 46.89% | 48.15%
| 65.44% | 50.13% | 50.43% | 49.05% | 46.89% | 48.14%
| 65.45% | 50.12% | 50.43% | 49.05% | 46.89% | 48.14%
| 65.45% | 50.12% | 50.43% | 49.05% | 46.89% | 48.14%
| 65.46% | 50.12% | 50.43% | 49.04% | 46.89% | 48.14%
| 65.46% | 50.11% | 50.42% | 49.04% | 46.89% | 48.14%
| 65.47% | 50.11% | 50.41% | 49.04% | 46.89% | 48.14%
| 65.47% | 50.11% | 50.41% | 49.04% | 46.88% | 48.13%
| 65.48% | 50.11% | 50.4% | 49.03% | 46.88% | 48.13%
| 65.49% | 50.11% | 50.4% | 49.03% | 46.88% | 48.13%
| 65.49% | 50.1% | 50.39% | 49.03% | 46.88% | 48.13%
| 65.5% | 50.1% | 50.39% | 49.03% | 46.88% | 48.13%
| 65.5% | 50.1% | 50.39% | 49.03% | 46.87% | 48.13%
| 65.51% | 50.09% | 50.39% | 49.02% | 46.87% | 48.13%
| 65.51% | 50.09% | 50.39% | 49.02% | 46.87% | 48.13%
| 65.52% | 50.08% | 50.39% | 49.02% | 46.87% | 48.12%
| 65.53% | 50.08% | 50.39% | 49.02% | 46.87% | 48.12%
| 65.53% | 50.08% | 50.39% | 49.01% | 46.87% | 48.12%
| 65.54% | 50.08% | 50.39% | 49.01% | 46.86% | 48.12%
| 65.54% | 50.07% | 50.38% | 49.01% | 46.86% | 48.12%
| 65.55% | 50.07% | 50.38% | 49.01% | 46.86% | 48.12%
| 65.55% | 50.07% | 50.38% | 49.01% | 46.86% | 48.11%
| 65.56% | 50.06% | 50.38% | 49.01% | 46.86% | 48.11%
| 65.57% | 50.06% | 50.38% | 49% | 46.85% | 48.11%
| 65.57% | 50.06% | 50.37% | 49% | 46.85% | 48.1%
| 65.58% | 50.06% | 50.37% | 49% | 46.85% | 48.1%
| 65.58% | 50.06% | 50.37% | 49% | 46.85% | 48.1%
| 65.59% | 50.05% | 50.37% | 49% | 46.84% | 48.1%
| 65.59% | 50.05% | 50.37% | 49% | 46.84% | 48.1%
| 65.6% | 50.05% | 50.37% | 48.99% | 46.84% | 48.1%
| 65.61% | 50.04% | 50.37% | 48.99% | 46.84% | 48.09%
| 65.61% | 50.04% | 50.36% | 48.99% | 46.83% | 48.09%
| 65.62% | 50.04% | 50.36% | 48.98% | 46.83% | 48.09%
| 65.62% | 50.04% | 50.36% | 48.98% | 46.83% | 48.08%
| 65.63% | 50.04% | 50.36% | 48.98% | 46.83% | 48.08%
| 65.63% | 50.04% | 50.36% | 48.98% | 46.82% | 48.08%
| 65.64% | 50.04% | 50.36% | 48.98% | 46.82% | 48.08%
| 65.64% | 50.03% | 50.36% | 48.98% | 46.82% | 48.08%
| 65.65% | 50.03% | 50.36% | 48.97% | 46.82% | 48.07%
| 65.66% | 50.03% | 50.36% | 48.97% | 46.82% | 48.07%
| 65.66% | 50.03% | 50.35% | 48.97% | 46.82% | 48.07%
| 65.67% | 50.03% | 50.34% | 48.96% | 46.82% | 48.07%
| 65.67% | 50.03% | 50.34% | 48.96% | 46.81% | 48.06%
| 65.68% | 50.03% | 50.34% | 48.96% | 46.81% | 48.06%
| 65.68% | 50.03% | 50.34% | 48.96% | 46.81% | 48.06%
| 65.69% | 50.03% | 50.33% | 48.95% | 46.81% | 48.06%
| 65.7% | 50.02% | 50.33% | 48.95% | 46.81% | 48.06%
| 65.7% | 50.02% | 50.33% | 48.95% | 46.8% | 48.06%
| 65.71% | 50.02% | 50.32% | 48.95% | 46.8% | 48.06%
| 65.71% | 50.02% | 50.32% | 48.95% | 46.79% | 48.06%
| 65.72% | 50.02% | 50.32% | 48.95% | 46.79% | 48.05%
| 65.72% | 50.01% | 50.32% | 48.95% | 46.79% | 48.05%
| 65.73% | 50.01% | 50.32% | 48.95% | 46.79% | 48.05%
| 65.74% | 50% | 50.31% | 48.95% | 46.79% | 48.05%
| 65.74% | 50% | 50.31% | 48.94% | 46.79% | 48.05%
| 65.75% | 50% | 50.31% | 48.94% | 46.78% | 48.04%
| 65.75% | 50% | 50.31% | 48.93% | 46.78% | 48.04%
| 65.76% | 50% | 50.3% | 48.93% | 46.78% | 48.04%
| 65.76% | 50% | 50.3% | 48.93% | 46.78% | 48.04%
| 65.77% | 49.99% | 50.3% | 48.92% | 46.78% | 48.03%
| 65.78% | 49.99% | 50.3% | 48.92% | 46.78% | 48.03%
| 65.78% | 49.99% | 50.3% | 48.92% | 46.78% | 48.03%
| 65.79% | 49.99% | 50.29% | 48.92% | 46.78% | 48.03%
| 65.79% | 49.99% | 50.29% | 48.92% | 46.78% | 48.02%
| 65.8% | 49.98% | 50.29% | 48.92% | 46.77% | 48.02%
| 65.8% | 49.98% | 50.29% | 48.92% | 46.77% | 48.02%
| 65.81% | 49.97% | 50.29% | 48.91% | 46.77% | 48.02%
| 65.82% | 49.97% | 50.28% | 48.91% | 46.77% | 48.02%
| 65.82% | 49.97% | 50.28% | 48.91% | 46.77% | 48.01%
| 65.83% | 49.96% | 50.28% | 48.91% | 46.77% | 48.01%
| 65.83% | 49.96% | 50.28% | 48.9% | 46.76% | 48.01%
| 65.84% | 49.96% | 50.28% | 48.9% | 46.76% | 48%
| 65.84% | 49.95% | 50.27% | 48.89% | 46.76% | 48%
| 65.85% | 49.95% | 50.27% | 48.89% | 46.76% | 48%
| 65.86% | 49.95% | 50.26% | 48.89% | 46.76% | 48%
| 65.86% | 49.95% | 50.26% | 48.89% | 46.76% | 48%
| 65.87% | 49.95% | 50.26% | 48.89% | 46.75% | 47.99%
| 65.87% | 49.95% | 50.26% | 48.89% | 46.75% | 47.99%
| 65.88% | 49.95% | 50.26% | 48.89% | 46.75% | 47.98%
| 65.88% | 49.94% | 50.26% | 48.89% | 46.75% | 47.98%
| 65.89% | 49.94% | 50.26% | 48.88% | 46.74% | 47.98%
| 65.9% | 49.94% | 50.26% | 48.88% | 46.74% | 47.98%
| 65.9% | 49.94% | 50.26% | 48.88% | 46.74% | 47.98%
| 65.91% | 49.93% | 50.25% | 48.88% | 46.73% | 47.98%
| 65.91% | 49.93% | 50.25% | 48.87% | 46.73% | 47.98%
| 65.92% | 49.93% | 50.25% | 48.87% | 46.73% | 47.97%
| 65.92% | 49.93% | 50.25% | 48.87% | 46.72% | 47.97%
| 65.93% | 49.93% | 50.24% | 48.87% | 46.72% | 47.96%
| 65.94% | 49.93% | 50.24% | 48.86% | 46.72% | 47.96%
| 65.94% | 49.93% | 50.24% | 48.86% | 46.72% | 47.96%
| 65.95% | 49.93% | 50.24% | 48.86% | 46.72% | 47.96%
| 65.95% | 49.93% | 50.24% | 48.86% | 46.72% | 47.96%
| 65.96% | 49.93% | 50.24% | 48.86% | 46.72% | 47.96%
| 65.96% | 49.92% | 50.23% | 48.86% | 46.72% | 47.95%
| 65.97% | 49.92% | 50.23% | 48.86% | 46.72% | 47.95%
| 65.98% | 49.92% | 50.23% | 48.86% | 46.72% | 47.95%
| 65.98% | 49.91% | 50.23% | 48.86% | 46.72% | 47.95%
| 65.99% | 49.91% | 50.23% | 48.86% | 46.71% | 47.95%
| 65.99% | 49.91% | 50.23% | 48.85% | 46.71% | 47.95%
| 66% | 49.91% | 50.22% | 48.85% | 46.71% | 47.94%
| 66% | 49.91% | 50.22% | 48.85% | 46.71% | 47.94%
| 66.01% | 49.9% | 50.22% | 48.85% | 46.71% | 47.94%
| 66.02% | 49.9% | 50.22% | 48.85% | 46.7% | 47.94%
| 66.02% | 49.9% | 50.22% | 48.85% | 46.7% | 47.94%
| 66.03% | 49.89% | 50.22% | 48.85% | 46.7% | 47.94%
| 66.03% | 49.89% | 50.22% | 48.84% | 46.7% | 47.93%
| 66.04% | 49.89% | 50.22% | 48.84% | 46.69% | 47.93%
| 66.04% | 49.89% | 50.22% | 48.83% | 46.69% | 47.93%
| 66.05% | 49.88% | 50.22% | 48.83% | 46.69% | 47.93%
| 66.06% | 49.88% | 50.21% | 48.83% | 46.68% | 47.93%
| 66.06% | 49.88% | 50.21% | 48.82% | 46.68% | 47.93%
| 66.07% | 49.88% | 50.21% | 48.82% | 46.68% | 47.93%
| 66.07% | 49.88% | 50.21% | 48.82% | 46.68% | 47.93%
| 66.08% | 49.88% | 50.2% | 48.82% | 46.68% | 47.93%
| 66.08% | 49.88% | 50.2% | 48.82% | 46.67% | 47.93%
| 66.09% | 49.88% | 50.2% | 48.82% | 46.67% | 47.93%
| 66.1% | 49.87% | 50.2% | 48.82% | 46.67% | 47.93%
| 66.1% | 49.87% | 50.19% | 48.81% | 46.67% | 47.92%
| 66.11% | 49.87% | 50.19% | 48.81% | 46.66% | 47.92%
| 66.11% | 49.87% | 50.19% | 48.81% | 46.66% | 47.92%
| 66.12% | 49.86% | 50.19% | 48.81% | 46.66% | 47.92%
| 66.12% | 49.86% | 50.19% | 48.81% | 46.66% | 47.92%
| 66.13% | 49.86% | 50.19% | 48.81% | 46.66% | 47.92%
| 66.14% | 49.86% | 50.18% | 48.8% | 46.66% | 47.92%
| 66.14% | 49.86% | 50.18% | 48.8% | 46.65% | 47.92%
| 66.15% | 49.85% | 50.18% | 48.8% | 46.65% | 47.91%
| 66.15% | 49.85% | 50.18% | 48.79% | 46.65% | 47.91%
| 66.16% | 49.85% | 50.17% | 48.79% | 46.65% | 47.91%
| 66.16% | 49.84% | 50.17% | 48.79% | 46.64% | 47.91%
| 66.17% | 49.84% | 50.17% | 48.79% | 46.64% | 47.91%
| 66.18% | 49.84% | 50.17% | 48.79% | 46.64% | 47.91%
| 66.18% | 49.84% | 50.17% | 48.79% | 46.64% | 47.91%
| 66.19% | 49.83% | 50.17% | 48.79% | 46.64% | 47.9%
| 66.19% | 49.82% | 50.17% | 48.78% | 46.64% | 47.9%
| 66.2% | 49.82% | 50.16% | 48.78% | 46.64% | 47.9%
| 66.2% | 49.82% | 50.16% | 48.78% | 46.63% | 47.89%
| 66.21% | 49.82% | 50.16% | 48.78% | 46.63% | 47.89%
| 66.22% | 49.82% | 50.16% | 48.78% | 46.63% | 47.89%
| 66.22% | 49.81% | 50.16% | 48.77% | 46.63% | 47.89%
| 66.23% | 49.81% | 50.16% | 48.77% | 46.63% | 47.88%
| 66.23% | 49.81% | 50.16% | 48.76% | 46.63% | 47.88%
| 66.24% | 49.81% | 50.16% | 48.76% | 46.63% | 47.88%
| 66.24% | 49.81% | 50.16% | 48.76% | 46.62% | 47.88%
| 66.25% | 49.81% | 50.15% | 48.76% | 46.62% | 47.88%
| 66.26% | 49.81% | 50.15% | 48.76% | 46.62% | 47.88%
| 66.26% | 49.81% | 50.14% | 48.76% | 46.62% | 47.87%
| 66.27% | 49.81% | 50.14% | 48.75% | 46.62% | 47.87%
| 66.27% | 49.8% | 50.14% | 48.75% | 46.62% | 47.87%
| 66.28% | 49.8% | 50.14% | 48.75% | 46.62% | 47.87%
| 66.28% | 49.8% | 50.14% | 48.75% | 46.62% | 47.87%
| 66.29% | 49.8% | 50.14% | 48.74% | 46.62% | 47.87%
| 66.3% | 49.8% | 50.13% | 48.74% | 46.62% | 47.87%
| 66.3% | 49.8% | 50.12% | 48.74% | 46.62% | 47.86%
| 66.31% | 49.79% | 50.12% | 48.74% | 46.62% | 47.85%
| 66.31% | 49.79% | 50.12% | 48.74% | 46.61% | 47.85%
| 66.32% | 49.79% | 50.12% | 48.74% | 46.61% | 47.85%
| 66.32% | 49.79% | 50.12% | 48.74% | 46.61% | 47.84%
| 66.33% | 49.79% | 50.12% | 48.74% | 46.61% | 47.83%
| 66.34% | 49.79% | 50.11% | 48.73% | 46.61% | 47.83%
| 66.34% | 49.78% | 50.11% | 48.73% | 46.61% | 47.83%
| 66.35% | 49.78% | 50.11% | 48.72% | 46.61% | 47.83%
| 66.35% | 49.78% | 50.11% | 48.72% | 46.6% | 47.83%
| 66.36% | 49.77% | 50.11% | 48.72% | 46.6% | 47.83%
| 66.36% | 49.77% | 50.11% | 48.72% | 46.6% | 47.83%
| 66.37% | 49.76% | 50.11% | 48.72% | 46.6% | 47.82%
| 66.38% | 49.76% | 50.11% | 48.72% | 46.6% | 47.82%
| 66.38% | 49.76% | 50.1% | 48.72% | 46.6% | 47.82%
| 66.39% | 49.76% | 50.1% | 48.71% | 46.59% | 47.82%
| 66.39% | 49.76% | 50.1% | 48.71% | 46.59% | 47.82%
| 66.4% | 49.76% | 50.09% | 48.71% | 46.59% | 47.81%
| 66.4% | 49.75% | 50.09% | 48.71% | 46.59% | 47.81%
| 66.41% | 49.75% | 50.09% | 48.7% | 46.58% | 47.8%
| 66.42% | 49.75% | 50.09% | 48.7% | 46.58% | 47.8%
| 66.42% | 49.74% | 50.08% | 48.7% | 46.58% | 47.8%
| 66.43% | 49.74% | 50.08% | 48.7% | 46.58% | 47.79%
| 66.43% | 49.74% | 50.08% | 48.7% | 46.58% | 47.79%
| 66.44% | 49.74% | 50.08% | 48.7% | 46.58% | 47.79%
| 66.44% | 49.74% | 50.08% | 48.7% | 46.57% | 47.79%
| 66.45% | 49.74% | 50.07% | 48.7% | 46.57% | 47.78%
| 66.46% | 49.74% | 50.07% | 48.7% | 46.56% | 47.77%
| 66.46% | 49.74% | 50.07% | 48.7% | 46.56% | 47.77%
| 66.47% | 49.74% | 50.07% | 48.7% | 46.56% | 47.77%
| 66.47% | 49.73% | 50.06% | 48.69% | 46.56% | 47.76%
| 66.48% | 49.73% | 50.06% | 48.69% | 46.55% | 47.76%
| 66.48% | 49.73% | 50.06% | 48.69% | 46.55% | 47.76%
| 66.49% | 49.73% | 50.06% | 48.69% | 46.55% | 47.76%
| 66.5% | 49.73% | 50.06% | 48.69% | 46.54% | 47.76%
| 66.5% | 49.73% | 50.05% | 48.68% | 46.54% | 47.75%
| 66.51% | 49.73% | 50.05% | 48.68% | 46.53% | 47.75%
| 66.51% | 49.72% | 50.05% | 48.68% | 46.53% | 47.74%
| 66.52% | 49.72% | 50.05% | 48.67% | 46.53% | 47.74%
| 66.52% | 49.72% | 50.05% | 48.67% | 46.53% | 47.74%
| 66.53% | 49.72% | 50.05% | 48.67% | 46.52% | 47.74%
| 66.54% | 49.72% | 50.04% | 48.67% | 46.52% | 47.74%
| 66.54% | 49.72% | 50.04% | 48.66% | 46.52% | 47.74%
| 66.55% | 49.72% | 50.04% | 48.66% | 46.52% | 47.74%
| 66.55% | 49.71% | 50.04% | 48.66% | 46.52% | 47.74%
| 66.56% | 49.71% | 50.04% | 48.66% | 46.52% | 47.74%
| 66.56% | 49.71% | 50.04% | 48.66% | 46.51% | 47.73%
| 66.57% | 49.71% | 50.04% | 48.66% | 46.51% | 47.73%
| 66.58% | 49.71% | 50.03% | 48.66% | 46.51% | 47.73%
| 66.58% | 49.71% | 50.03% | 48.65% | 46.51% | 47.73%
| 66.59% | 49.71% | 50.03% | 48.65% | 46.5% | 47.73%
| 66.59% | 49.71% | 50.03% | 48.65% | 46.5% | 47.72%
| 66.6% | 49.7% | 50.03% | 48.65% | 46.5% | 47.72%
| 66.6% | 49.7% | 50.02% | 48.65% | 46.5% | 47.72%
| 66.61% | 49.7% | 50.02% | 48.65% | 46.5% | 47.72%
| 66.62% | 49.7% | 50.02% | 48.64% | 46.5% | 47.72%
| 66.62% | 49.7% | 50.02% | 48.64% | 46.5% | 47.71%
| 66.63% | 49.69% | 50.01% | 48.64% | 46.5% | 47.71%
| 66.63% | 49.69% | 50.01% | 48.64% | 46.49% | 47.71%
| 66.64% | 49.68% | 50.01% | 48.63% | 46.49% | 47.71%
| 66.64% | 49.68% | 50.01% | 48.63% | 46.49% | 47.7%
| 66.65% | 49.68% | 50.01% | 48.63% | 46.49% | 47.7%
| 66.66% | 49.68% | 50.01% | 48.63% | 46.49% | 47.7%
| 66.66% | 49.68% | 50% | 48.63% | 46.48% | 47.7%
| 66.67% | 49.68% | 50% | 48.63% | 46.48% | 47.7%
| 66.67% | 49.67% | 50% | 48.62% | 46.48% | 47.7%
| 66.68% | 49.67% | 50% | 48.61% | 46.48% | 47.69%
| 66.68% | 49.67% | 50% | 48.61% | 46.48% | 47.69%
| 66.69% | 49.67% | 49.99% | 48.61% | 46.48% | 47.68%
| 66.7% | 49.67% | 49.99% | 48.61% | 46.47% | 47.68%
| 66.7% | 49.67% | 49.99% | 48.61% | 46.47% | 47.68%
| 66.71% | 49.67% | 49.99% | 48.61% | 46.47% | 47.68%
| 66.71% | 49.67% | 49.99% | 48.6% | 46.47% | 47.67%
| 66.72% | 49.66% | 49.99% | 48.6% | 46.47% | 47.66%
| 66.72% | 49.66% | 49.99% | 48.6% | 46.47% | 47.66%
| 66.73% | 49.66% | 49.98% | 48.6% | 46.47% | 47.66%
| 66.74% | 49.66% | 49.98% | 48.6% | 46.47% | 47.66%
| 66.74% | 49.66% | 49.98% | 48.6% | 46.47% | 47.66%
| 66.75% | 49.66% | 49.97% | 48.6% | 46.46% | 47.66%
| 66.75% | 49.66% | 49.97% | 48.6% | 46.46% | 47.65%
| 66.76% | 49.66% | 49.97% | 48.6% | 46.46% | 47.65%
| 66.76% | 49.65% | 49.97% | 48.59% | 46.46% | 47.65%
| 66.77% | 49.65% | 49.97% | 48.59% | 46.46% | 47.65%
| 66.78% | 49.65% | 49.97% | 48.59% | 46.46% | 47.65%
| 66.78% | 49.65% | 49.97% | 48.59% | 46.45% | 47.65%
| 66.79% | 49.65% | 49.96% | 48.59% | 46.45% | 47.65%
| 66.79% | 49.65% | 49.96% | 48.59% | 46.45% | 47.65%
| 66.8% | 49.65% | 49.96% | 48.59% | 46.45% | 47.65%
| 66.8% | 49.64% | 49.96% | 48.59% | 46.45% | 47.65%
| 66.81% | 49.64% | 49.95% | 48.59% | 46.44% | 47.65%
| 66.82% | 49.64% | 49.95% | 48.58% | 46.44% | 47.64%
| 66.82% | 49.64% | 49.95% | 48.58% | 46.44% | 47.64%
| 66.83% | 49.64% | 49.95% | 48.58% | 46.44% | 47.63%
| 66.83% | 49.64% | 49.95% | 48.58% | 46.44% | 47.63%
| 66.84% | 49.63% | 49.95% | 48.57% | 46.44% | 47.62%
| 66.84% | 49.63% | 49.95% | 48.57% | 46.43% | 47.62%
| 66.85% | 49.63% | 49.94% | 48.57% | 46.43% | 47.62%
| 66.86% | 49.63% | 49.94% | 48.57% | 46.42% | 47.62%
| 66.86% | 49.63% | 49.94% | 48.57% | 46.42% | 47.61%
| 66.87% | 49.63% | 49.94% | 48.57% | 46.42% | 47.61%
| 66.87% | 49.63% | 49.94% | 48.57% | 46.42% | 47.61%
| 66.88% | 49.63% | 49.94% | 48.57% | 46.42% | 47.61%
| 66.88% | 49.63% | 49.93% | 48.56% | 46.42% | 47.6%
| 66.89% | 49.62% | 49.93% | 48.56% | 46.42% | 47.6%
| 66.89% | 49.62% | 49.93% | 48.55% | 46.42% | 47.6%
| 66.9% | 49.62% | 49.93% | 48.55% | 46.41% | 47.59%
| 66.91% | 49.62% | 49.93% | 48.55% | 46.41% | 47.59%
| 66.91% | 49.61% | 49.93% | 48.55% | 46.41% | 47.59%
| 66.92% | 49.61% | 49.93% | 48.55% | 46.41% | 47.58%
| 66.92% | 49.61% | 49.92% | 48.55% | 46.41% | 47.58%
| 66.93% | 49.61% | 49.92% | 48.54% | 46.41% | 47.58%
| 66.93% | 49.61% | 49.92% | 48.54% | 46.4% | 47.57%
| 66.94% | 49.61% | 49.91% | 48.54% | 46.4% | 47.57%
| 66.95% | 49.61% | 49.91% | 48.54% | 46.4% | 47.57%
| 66.95% | 49.61% | 49.91% | 48.53% | 46.4% | 47.56%
| 66.96% | 49.61% | 49.91% | 48.53% | 46.4% | 47.56%
| 66.96% | 49.61% | 49.9% | 48.53% | 46.4% | 47.56%
| 66.97% | 49.6% | 49.9% | 48.53% | 46.4% | 47.56%
| 66.97% | 49.6% | 49.9% | 48.53% | 46.4% | 47.56%
| 66.98% | 49.6% | 49.9% | 48.52% | 46.4% | 47.56%
| 66.99% | 49.6% | 49.9% | 48.52% | 46.39% | 47.56%
| 66.99% | 49.59% | 49.9% | 48.52% | 46.39% | 47.55%
| 67% | 49.59% | 49.9% | 48.52% | 46.39% | 47.55%
| 67% | 49.59% | 49.89% | 48.52% | 46.39% | 47.55%
| 67.01% | 49.59% | 49.89% | 48.51% | 46.39% | 47.55%
| 67.01% | 49.58% | 49.89% | 48.51% | 46.39% | 47.55%
| 67.02% | 49.58% | 49.89% | 48.51% | 46.39% | 47.55%
| 67.03% | 49.57% | 49.89% | 48.5% | 46.39% | 47.55%
| 67.03% | 49.57% | 49.89% | 48.49% | 46.39% | 47.54%
| 67.04% | 49.57% | 49.89% | 48.49% | 46.38% | 47.54%
| 67.04% | 49.56% | 49.88% | 48.49% | 46.38% | 47.54%
| 67.05% | 49.56% | 49.88% | 48.48% | 46.38% | 47.54%
| 67.05% | 49.56% | 49.88% | 48.48% | 46.37% | 47.54%
| 67.06% | 49.56% | 49.88% | 48.48% | 46.37% | 47.52%
| 67.07% | 49.56% | 49.88% | 48.48% | 46.37% | 47.52%
| 67.07% | 49.56% | 49.87% | 48.48% | 46.37% | 47.52%
| 67.08% | 49.55% | 49.86% | 48.48% | 46.37% | 47.52%
| 67.08% | 49.55% | 49.86% | 48.47% | 46.36% | 47.52%
| 67.09% | 49.55% | 49.86% | 48.47% | 46.36% | 47.52%
| 67.09% | 49.55% | 49.86% | 48.47% | 46.36% | 47.51%
| 67.1% | 49.55% | 49.86% | 48.47% | 46.36% | 47.51%
| 67.11% | 49.54% | 49.85% | 48.47% | 46.36% | 47.51%
| 67.11% | 49.54% | 49.85% | 48.47% | 46.36% | 47.51%
| 67.12% | 49.54% | 49.85% | 48.47% | 46.36% | 47.5%
| 67.12% | 49.54% | 49.85% | 48.46% | 46.35% | 47.49%
| 67.13% | 49.54% | 49.84% | 48.46% | 46.35% | 47.49%
| 67.13% | 49.54% | 49.84% | 48.46% | 46.35% | 47.49%
| 67.14% | 49.54% | 49.84% | 48.46% | 46.35% | 47.49%
| 67.15% | 49.54% | 49.83% | 48.46% | 46.35% | 47.49%
| 67.15% | 49.54% | 49.83% | 48.46% | 46.35% | 47.48%
| 67.16% | 49.54% | 49.83% | 48.46% | 46.35% | 47.47%
| 67.16% | 49.54% | 49.82% | 48.46% | 46.35% | 47.47%
| 67.17% | 49.53% | 49.82% | 48.45% | 46.35% | 47.47%
| 67.17% | 49.53% | 49.82% | 48.45% | 46.35% | 47.46%
| 67.18% | 49.53% | 49.82% | 48.45% | 46.34% | 47.45%
| 67.19% | 49.53% | 49.82% | 48.45% | 46.34% | 47.45%
| 67.19% | 49.53% | 49.82% | 48.45% | 46.34% | 47.45%
| 67.2% | 49.53% | 49.82% | 48.45% | 46.34% | 47.45%
| 67.2% | 49.53% | 49.81% | 48.45% | 46.34% | 47.45%
| 67.21% | 49.52% | 49.81% | 48.45% | 46.34% | 47.45%
| 67.21% | 49.52% | 49.81% | 48.45% | 46.33% | 47.45%
| 67.22% | 49.52% | 49.81% | 48.44% | 46.33% | 47.44%
| 67.23% | 49.52% | 49.81% | 48.44% | 46.33% | 47.44%
| 67.23% | 49.51% | 49.81% | 48.44% | 46.33% | 47.44%
| 67.24% | 49.51% | 49.8% | 48.44% | 46.32% | 47.44%
| 67.24% | 49.51% | 49.8% | 48.44% | 46.32% | 47.43%
| 67.25% | 49.51% | 49.8% | 48.44% | 46.32% | 47.43%
| 67.25% | 49.51% | 49.8% | 48.44% | 46.31% | 47.43%
| 67.26% | 49.5% | 49.8% | 48.44% | 46.31% | 47.43%
| 67.27% | 49.5% | 49.79% | 48.43% | 46.31% | 47.42%
| 67.27% | 49.5% | 49.79% | 48.43% | 46.31% | 47.42%
| 67.28% | 49.5% | 49.79% | 48.42% | 46.31% | 47.42%
| 67.28% | 49.5% | 49.79% | 48.42% | 46.31% | 47.42%
| 67.29% | 49.5% | 49.79% | 48.42% | 46.3% | 47.42%
| 67.29% | 49.5% | 49.78% | 48.42% | 46.3% | 47.41%
| 67.3% | 49.5% | 49.78% | 48.42% | 46.3% | 47.41%
| 67.31% | 49.49% | 49.78% | 48.42% | 46.3% | 47.41%
| 67.31% | 49.49% | 49.78% | 48.41% | 46.29% | 47.41%
| 67.32% | 49.49% | 49.78% | 48.41% | 46.29% | 47.41%
| 67.32% | 49.49% | 49.78% | 48.4% | 46.29% | 47.41%
| 67.33% | 49.48% | 49.78% | 48.4% | 46.29% | 47.41%
| 67.33% | 49.48% | 49.78% | 48.4% | 46.28% | 47.4%
| 67.34% | 49.48% | 49.78% | 48.4% | 46.28% | 47.4%
| 67.35% | 49.48% | 49.78% | 48.4% | 46.28% | 47.4%
| 67.35% | 49.48% | 49.78% | 48.4% | 46.28% | 47.4%
| 67.36% | 49.47% | 49.78% | 48.39% | 46.28% | 47.4%
| 67.36% | 49.47% | 49.78% | 48.39% | 46.28% | 47.4%
| 67.37% | 49.47% | 49.77% | 48.39% | 46.28% | 47.4%
| 67.37% | 49.46% | 49.77% | 48.39% | 46.28% | 47.4%
| 67.38% | 49.46% | 49.77% | 48.38% | 46.28% | 47.4%
| 67.39% | 49.46% | 49.77% | 48.38% | 46.27% | 47.4%
| 67.39% | 49.46% | 49.76% | 48.38% | 46.27% | 47.39%
| 67.4% | 49.46% | 49.76% | 48.38% | 46.27% | 47.39%
| 67.4% | 49.45% | 49.76% | 48.37% | 46.27% | 47.39%
| 67.41% | 49.45% | 49.76% | 48.37% | 46.27% | 47.39%
| 67.41% | 49.45% | 49.76% | 48.37% | 46.27% | 47.39%
| 67.42% | 49.45% | 49.76% | 48.37% | 46.27% | 47.39%
| 67.43% | 49.44% | 49.76% | 48.37% | 46.27% | 47.39%
| 67.43% | 49.44% | 49.75% | 48.36% | 46.27% | 47.39%
| 67.44% | 49.44% | 49.75% | 48.36% | 46.27% | 47.38%
| 67.44% | 49.44% | 49.75% | 48.36% | 46.26% | 47.38%
| 67.45% | 49.44% | 49.75% | 48.36% | 46.26% | 47.37%
| 67.45% | 49.44% | 49.75% | 48.36% | 46.26% | 47.37%
| 67.46% | 49.43% | 49.75% | 48.36% | 46.26% | 47.37%
| 67.47% | 49.43% | 49.75% | 48.36% | 46.26% | 47.37%
| 67.47% | 49.43% | 49.75% | 48.35% | 46.26% | 47.37%
| 67.48% | 49.43% | 49.75% | 48.34% | 46.26% | 47.36%
| 67.48% | 49.43% | 49.75% | 48.34% | 46.26% | 47.36%
| 67.49% | 49.43% | 49.74% | 48.34% | 46.26% | 47.36%
| 67.49% | 49.42% | 49.74% | 48.34% | 46.26% | 47.36%
| 67.5% | 49.42% | 49.74% | 48.33% | 46.25% | 47.36%
| 67.51% | 49.42% | 49.74% | 48.33% | 46.25% | 47.36%
| 67.51% | 49.41% | 49.74% | 48.33% | 46.25% | 47.36%
| 67.52% | 49.41% | 49.73% | 48.33% | 46.25% | 47.36%
| 67.52% | 49.41% | 49.73% | 48.32% | 46.24% | 47.36%
| 67.53% | 49.41% | 49.73% | 48.32% | 46.24% | 47.36%
| 67.53% | 49.41% | 49.73% | 48.32% | 46.24% | 47.35%
| 67.54% | 49.41% | 49.73% | 48.32% | 46.24% | 47.35%
| 67.55% | 49.41% | 49.73% | 48.32% | 46.24% | 47.35%
| 67.55% | 49.4% | 49.72% | 48.32% | 46.24% | 47.35%
| 67.56% | 49.4% | 49.72% | 48.31% | 46.24% | 47.35%
| 67.56% | 49.4% | 49.72% | 48.31% | 46.23% | 47.35%
| 67.57% | 49.4% | 49.72% | 48.31% | 46.23% | 47.35%
| 67.57% | 49.4% | 49.71% | 48.31% | 46.23% | 47.34%
| 67.58% | 49.4% | 49.71% | 48.3% | 46.22% | 47.34%
| 67.59% | 49.39% | 49.71% | 48.3% | 46.22% | 47.34%
| 67.59% | 49.39% | 49.71% | 48.29% | 46.22% | 47.34%
| 67.6% | 49.39% | 49.71% | 48.29% | 46.22% | 47.34%
| 67.6% | 49.39% | 49.71% | 48.29% | 46.22% | 47.34%
| 67.61% | 49.39% | 49.7% | 48.29% | 46.22% | 47.34%
| 67.61% | 49.38% | 49.7% | 48.29% | 46.22% | 47.33%
| 67.62% | 49.38% | 49.7% | 48.29% | 46.22% | 47.33%
| 67.63% | 49.38% | 49.69% | 48.28% | 46.21% | 47.33%
| 67.63% | 49.38% | 49.69% | 48.28% | 46.21% | 47.32%
| 67.64% | 49.38% | 49.68% | 48.28% | 46.21% | 47.32%
| 67.64% | 49.38% | 49.68% | 48.28% | 46.2% | 47.32%
| 67.65% | 49.38% | 49.68% | 48.28% | 46.2% | 47.31%
| 67.65% | 49.37% | 49.68% | 48.28% | 46.2% | 47.3%
| 67.66% | 49.37% | 49.68% | 48.28% | 46.2% | 47.3%
| 67.67% | 49.37% | 49.68% | 48.27% | 46.2% | 47.3%
| 67.67% | 49.36% | 49.68% | 48.27% | 46.19% | 47.3%
| 67.68% | 49.36% | 49.67% | 48.27% | 46.19% | 47.29%
| 67.68% | 49.36% | 49.67% | 48.27% | 46.19% | 47.29%
| 67.69% | 49.36% | 49.67% | 48.27% | 46.18% | 47.29%
| 67.69% | 49.36% | 49.67% | 48.27% | 46.18% | 47.29%
| 67.7% | 49.36% | 49.67% | 48.27% | 46.18% | 47.29%
| 67.71% | 49.36% | 49.67% | 48.27% | 46.18% | 47.28%
| 67.71% | 49.36% | 49.67% | 48.27% | 46.18% | 47.28%
| 67.72% | 49.36% | 49.67% | 48.27% | 46.17% | 47.28%
| 67.72% | 49.36% | 49.66% | 48.27% | 46.17% | 47.28%
| 67.73% | 49.35% | 49.66% | 48.26% | 46.17% | 47.28%
| 67.73% | 49.35% | 49.66% | 48.26% | 46.16% | 47.27%
| 67.74% | 49.35% | 49.66% | 48.26% | 46.16% | 47.27%
| 67.75% | 49.35% | 49.66% | 48.26% | 46.16% | 47.27%
| 67.75% | 49.35% | 49.66% | 48.25% | 46.16% | 47.27%
| 67.76% | 49.35% | 49.66% | 48.25% | 46.15% | 47.26%
| 67.76% | 49.35% | 49.66% | 48.25% | 46.15% | 47.26%
| 67.77% | 49.35% | 49.66% | 48.25% | 46.15% | 47.26%
| 67.77% | 49.34% | 49.66% | 48.25% | 46.15% | 47.26%
| 67.78% | 49.34% | 49.66% | 48.24% | 46.14% | 47.26%
| 67.79% | 49.34% | 49.66% | 48.24% | 46.14% | 47.26%
| 67.79% | 49.33% | 49.65% | 48.23% | 46.14% | 47.25%
| 67.8% | 49.32% | 49.65% | 48.23% | 46.14% | 47.25%
| 67.8% | 49.32% | 49.65% | 48.23% | 46.13% | 47.25%
| 67.81% | 49.32% | 49.65% | 48.23% | 46.13% | 47.25%
| 67.81% | 49.32% | 49.65% | 48.23% | 46.13% | 47.24%
| 67.82% | 49.32% | 49.65% | 48.22% | 46.13% | 47.24%
| 67.83% | 49.32% | 49.64% | 48.22% | 46.12% | 47.24%
| 67.83% | 49.32% | 49.64% | 48.22% | 46.12% | 47.23%
| 67.84% | 49.32% | 49.64% | 48.22% | 46.12% | 47.23%
| 67.84% | 49.31% | 49.64% | 48.22% | 46.12% | 47.23%
| 67.85% | 49.31% | 49.63% | 48.22% | 46.12% | 47.22%
| 67.85% | 49.31% | 49.63% | 48.22% | 46.12% | 47.22%
| 67.86% | 49.31% | 49.63% | 48.21% | 46.12% | 47.22%
| 67.87% | 49.31% | 49.62% | 48.21% | 46.11% | 47.22%
| 67.87% | 49.3% | 49.62% | 48.21% | 46.11% | 47.21%
| 67.88% | 49.29% | 49.62% | 48.21% | 46.11% | 47.21%
| 67.88% | 49.29% | 49.62% | 48.21% | 46.1% | 47.21%
| 67.89% | 49.28% | 49.62% | 48.21% | 46.09% | 47.21%
| 67.89% | 49.28% | 49.62% | 48.2% | 46.09% | 47.2%
| 67.9% | 49.28% | 49.62% | 48.2% | 46.09% | 47.2%
| 67.91% | 49.28% | 49.62% | 48.2% | 46.08% | 47.2%
| 67.91% | 49.28% | 49.61% | 48.2% | 46.08% | 47.2%
| 67.92% | 49.28% | 49.61% | 48.2% | 46.08% | 47.2%
| 67.92% | 49.27% | 49.61% | 48.2% | 46.08% | 47.19%
| 67.93% | 49.26% | 49.61% | 48.19% | 46.08% | 47.19%
| 67.93% | 49.26% | 49.6% | 48.19% | 46.08% | 47.19%
| 67.94% | 49.26% | 49.6% | 48.19% | 46.08% | 47.18%
| 67.95% | 49.26% | 49.6% | 48.18% | 46.08% | 47.18%
| 67.95% | 49.26% | 49.6% | 48.18% | 46.07% | 47.18%
| 67.96% | 49.26% | 49.59% | 48.18% | 46.07% | 47.18%
| 67.96% | 49.26% | 49.59% | 48.18% | 46.07% | 47.18%
| 67.97% | 49.26% | 49.59% | 48.18% | 46.07% | 47.18%
| 67.97% | 49.25% | 49.59% | 48.17% | 46.07% | 47.17%
| 67.98% | 49.25% | 49.59% | 48.17% | 46.06% | 47.17%
| 67.99% | 49.25% | 49.59% | 48.17% | 46.06% | 47.17%
| 67.99% | 49.25% | 49.58% | 48.17% | 46.06% | 47.17%
| 68% | 49.24% | 49.58% | 48.16% | 46.06% | 47.17%
| 68% | 49.24% | 49.58% | 48.16% | 46.06% | 47.17%
| 68.01% | 49.24% | 49.58% | 48.16% | 46.06% | 47.16%
| 68.01% | 49.24% | 49.58% | 48.16% | 46.05% | 47.16%
| 68.02% | 49.24% | 49.58% | 48.16% | 46.05% | 47.16%
| 68.03% | 49.24% | 49.57% | 48.15% | 46.05% | 47.16%
| 68.03% | 49.24% | 49.57% | 48.15% | 46.05% | 47.16%
| 68.04% | 49.23% | 49.57% | 48.15% | 46.04% | 47.16%
| 68.04% | 49.23% | 49.57% | 48.14% | 46.04% | 47.16%
| 68.05% | 49.23% | 49.57% | 48.14% | 46.04% | 47.16%
| 68.05% | 49.23% | 49.56% | 48.14% | 46.04% | 47.15%
| 68.06% | 49.23% | 49.56% | 48.14% | 46.04% | 47.15%
| 68.07% | 49.23% | 49.56% | 48.13% | 46.04% | 47.15%
| 68.07% | 49.22% | 49.56% | 48.13% | 46.03% | 47.14%
| 68.08% | 49.22% | 49.56% | 48.13% | 46.03% | 47.14%
| 68.08% | 49.22% | 49.56% | 48.13% | 46.03% | 47.14%
| 68.09% | 49.21% | 49.56% | 48.13% | 46.03% | 47.14%
| 68.09% | 49.21% | 49.56% | 48.13% | 46.02% | 47.14%
| 68.1% | 49.21% | 49.56% | 48.13% | 46.02% | 47.14%
| 68.11% | 49.21% | 49.56% | 48.12% | 46.02% | 47.14%
| 68.11% | 49.21% | 49.56% | 48.12% | 46.02% | 47.14%
| 68.12% | 49.2% | 49.55% | 48.12% | 46.02% | 47.13%
| 68.12% | 49.2% | 49.55% | 48.12% | 46.01% | 47.13%
| 68.13% | 49.2% | 49.54% | 48.12% | 46.01% | 47.13%
| 68.13% | 49.2% | 49.54% | 48.11% | 46.01% | 47.12%
| 68.14% | 49.19% | 49.54% | 48.11% | 46.01% | 47.12%
| 68.14% | 49.19% | 49.54% | 48.11% | 46.01% | 47.12%
| 68.15% | 49.19% | 49.54% | 48.11% | 46% | 47.12%
| 68.16% | 49.19% | 49.54% | 48.11% | 46% | 47.12%
| 68.16% | 49.19% | 49.54% | 48.11% | 46% | 47.12%
| 68.17% | 49.19% | 49.54% | 48.1% | 45.99% | 47.12%
| 68.17% | 49.19% | 49.54% | 48.1% | 45.99% | 47.11%
| 68.18% | 49.19% | 49.53% | 48.09% | 45.99% | 47.11%
| 68.18% | 49.18% | 49.53% | 48.09% | 45.99% | 47.1%
| 68.19% | 49.18% | 49.53% | 48.09% | 45.99% | 47.1%
| 68.2% | 49.18% | 49.53% | 48.09% | 45.99% | 47.1%
| 68.2% | 49.18% | 49.52% | 48.09% | 45.98% | 47.1%
| 68.21% | 49.18% | 49.52% | 48.09% | 45.97% | 47.1%
| 68.21% | 49.18% | 49.52% | 48.08% | 45.97% | 47.1%
| 68.22% | 49.18% | 49.51% | 48.08% | 45.96% | 47.1%
| 68.22% | 49.18% | 49.51% | 48.08% | 45.96% | 47.09%
| 68.23% | 49.17% | 49.51% | 48.08% | 45.96% | 47.09%
| 68.24% | 49.17% | 49.51% | 48.07% | 45.96% | 47.08%
| 68.24% | 49.17% | 49.51% | 48.07% | 45.96% | 47.08%
| 68.25% | 49.16% | 49.51% | 48.07% | 45.96% | 47.08%
| 68.25% | 49.16% | 49.5% | 48.07% | 45.95% | 47.08%
| 68.26% | 49.16% | 49.5% | 48.06% | 45.95% | 47.07%
| 68.26% | 49.16% | 49.5% | 48.06% | 45.95% | 47.07%
| 68.27% | 49.15% | 49.5% | 48.06% | 45.95% | 47.07%
| 68.28% | 49.15% | 49.5% | 48.06% | 45.94% | 47.07%
| 68.28% | 49.15% | 49.5% | 48.06% | 45.94% | 47.06%
| 68.29% | 49.15% | 49.49% | 48.06% | 45.94% | 47.06%
| 68.29% | 49.15% | 49.49% | 48.05% | 45.94% | 47.06%
| 68.3% | 49.15% | 49.49% | 48.05% | 45.94% | 47.06%
| 68.3% | 49.15% | 49.49% | 48.05% | 45.93% | 47.05%
| 68.31% | 49.15% | 49.49% | 48.05% | 45.93% | 47.05%
| 68.32% | 49.14% | 49.49% | 48.05% | 45.93% | 47.05%
| 68.32% | 49.14% | 49.48% | 48.05% | 45.93% | 47.05%
| 68.33% | 49.14% | 49.48% | 48.05% | 45.92% | 47.05%
| 68.33% | 49.14% | 49.48% | 48.04% | 45.92% | 47.04%
| 68.34% | 49.13% | 49.47% | 48.04% | 45.92% | 47.04%
| 68.34% | 49.13% | 49.47% | 48.04% | 45.92% | 47.04%
| 68.35% | 49.13% | 49.47% | 48.04% | 45.92% | 47.04%
| 68.36% | 49.13% | 49.47% | 48.04% | 45.92% | 47.04%
| 68.36% | 49.13% | 49.47% | 48.03% | 45.92% | 47.03%
| 68.37% | 49.13% | 49.47% | 48.03% | 45.91% | 47.03%
| 68.37% | 49.12% | 49.46% | 48.03% | 45.91% | 47.03%
| 68.38% | 49.12% | 49.46% | 48.03% | 45.91% | 47.02%
| 68.38% | 49.12% | 49.45% | 48.02% | 45.91% | 47.02%
| 68.39% | 49.12% | 49.45% | 48.02% | 45.91% | 47.01%
| 68.4% | 49.12% | 49.45% | 48.02% | 45.9% | 47.01%
| 68.4% | 49.12% | 49.45% | 48.02% | 45.9% | 47%
| 68.41% | 49.12% | 49.45% | 48.02% | 45.9% | 47%
| 68.41% | 49.11% | 49.45% | 48.02% | 45.89% | 47%
| 68.42% | 49.11% | 49.45% | 48.02% | 45.89% | 46.99%
| 68.42% | 49.11% | 49.45% | 48.02% | 45.89% | 46.99%
| 68.43% | 49.11% | 49.44% | 48.02% | 45.89% | 46.99%
| 68.44% | 49.1% | 49.44% | 48.01% | 45.89% | 46.99%
| 68.44% | 49.1% | 49.44% | 48% | 45.88% | 46.98%
| 68.45% | 49.1% | 49.44% | 48% | 45.88% | 46.98%
| 68.45% | 49.09% | 49.44% | 48% | 45.88% | 46.98%
| 68.46% | 49.08% | 49.43% | 48% | 45.88% | 46.98%
| 68.46% | 49.08% | 49.43% | 47.99% | 45.87% | 46.98%
| 68.47% | 49.08% | 49.42% | 47.99% | 45.87% | 46.98%
| 68.48% | 49.08% | 49.42% | 47.99% | 45.87% | 46.98%
| 68.48% | 49.08% | 49.42% | 47.99% | 45.87% | 46.98%
| 68.49% | 49.08% | 49.42% | 47.99% | 45.86% | 46.97%
| 68.49% | 49.08% | 49.42% | 47.99% | 45.86% | 46.97%
| 68.5% | 49.08% | 49.42% | 47.98% | 45.86% | 46.97%
| 68.5% | 49.07% | 49.42% | 47.98% | 45.86% | 46.96%
| 68.51% | 49.07% | 49.42% | 47.98% | 45.86% | 46.96%
| 68.52% | 49.07% | 49.42% | 47.98% | 45.85% | 46.96%
| 68.52% | 49.07% | 49.42% | 47.98% | 45.85% | 46.96%
| 68.53% | 49.06% | 49.42% | 47.97% | 45.85% | 46.96%
| 68.53% | 49.06% | 49.42% | 47.97% | 45.85% | 46.96%
| 68.54% | 49.06% | 49.42% | 47.97% | 45.85% | 46.96%
| 68.54% | 49.06% | 49.42% | 47.96% | 45.85% | 46.96%
| 68.55% | 49.06% | 49.42% | 47.96% | 45.84% | 46.96%
| 68.56% | 49.06% | 49.42% | 47.96% | 45.84% | 46.95%
| 68.56% | 49.05% | 49.41% | 47.96% | 45.84% | 46.95%
| 68.57% | 49.05% | 49.41% | 47.96% | 45.84% | 46.95%
| 68.57% | 49.05% | 49.41% | 47.96% | 45.84% | 46.95%
| 68.58% | 49.05% | 49.41% | 47.96% | 45.84% | 46.94%
| 68.58% | 49.04% | 49.41% | 47.96% | 45.84% | 46.94%
| 68.59% | 49.04% | 49.4% | 47.95% | 45.84% | 46.94%
| 68.6% | 49.04% | 49.4% | 47.95% | 45.83% | 46.94%
| 68.6% | 49.03% | 49.4% | 47.95% | 45.83% | 46.94%
| 68.61% | 49.03% | 49.4% | 47.95% | 45.83% | 46.93%
| 68.61% | 49.03% | 49.39% | 47.95% | 45.83% | 46.93%
| 68.62% | 49.03% | 49.39% | 47.95% | 45.83% | 46.93%
| 68.62% | 49.03% | 49.38% | 47.95% | 45.83% | 46.93%
| 68.63% | 49.03% | 49.38% | 47.94% | 45.82% | 46.93%
| 68.64% | 49.03% | 49.38% | 47.94% | 45.82% | 46.92%
| 68.64% | 49.03% | 49.38% | 47.94% | 45.82% | 46.92%
| 68.65% | 49.02% | 49.38% | 47.94% | 45.82% | 46.92%
| 68.65% | 49.02% | 49.37% | 47.94% | 45.82% | 46.91%
| 68.66% | 49.02% | 49.37% | 47.93% | 45.82% | 46.91%
| 68.66% | 49.02% | 49.37% | 47.93% | 45.81% | 46.91%
| 68.67% | 49.01% | 49.37% | 47.93% | 45.81% | 46.91%
| 68.68% | 49.01% | 49.36% | 47.93% | 45.8% | 46.91%
| 68.68% | 49% | 49.36% | 47.93% | 45.8% | 46.9%
| 68.69% | 49% | 49.36% | 47.92% | 45.8% | 46.9%
| 68.69% | 49% | 49.35% | 47.92% | 45.8% | 46.9%
| 68.7% | 49% | 49.35% | 47.92% | 45.8% | 46.89%
| 68.7% | 48.99% | 49.35% | 47.92% | 45.79% | 46.88%
| 68.71% | 48.99% | 49.35% | 47.92% | 45.79% | 46.88%
| 68.72% | 48.99% | 49.35% | 47.92% | 45.79% | 46.88%
| 68.72% | 48.99% | 49.35% | 47.91% | 45.79% | 46.88%
| 68.73% | 48.99% | 49.34% | 47.91% | 45.79% | 46.88%
| 68.73% | 48.99% | 49.34% | 47.91% | 45.78% | 46.88%
| 68.74% | 48.99% | 49.34% | 47.9% | 45.78% | 46.88%
| 68.74% | 48.98% | 49.34% | 47.9% | 45.78% | 46.87%
| 68.75% | 48.98% | 49.34% | 47.9% | 45.78% | 46.87%
| 68.76% | 48.98% | 49.34% | 47.9% | 45.77% | 46.87%
| 68.76% | 48.97% | 49.34% | 47.9% | 45.77% | 46.87%
| 68.77% | 48.97% | 49.34% | 47.89% | 45.77% | 46.87%
| 68.77% | 48.97% | 49.33% | 47.89% | 45.76% | 46.87%
| 68.78% | 48.97% | 49.33% | 47.88% | 45.76% | 46.86%
| 68.78% | 48.97% | 49.33% | 47.88% | 45.75% | 46.86%
| 68.79% | 48.96% | 49.33% | 47.88% | 45.75% | 46.86%
| 68.8% | 48.96% | 49.33% | 47.88% | 45.75% | 46.86%
| 68.8% | 48.96% | 49.33% | 47.88% | 45.75% | 46.86%
| 68.81% | 48.96% | 49.33% | 47.88% | 45.75% | 46.86%
| 68.81% | 48.95% | 49.33% | 47.88% | 45.75% | 46.85%
| 68.82% | 48.95% | 49.32% | 47.88% | 45.75% | 46.85%
| 68.82% | 48.95% | 49.32% | 47.87% | 45.74% | 46.85%
| 68.83% | 48.95% | 49.32% | 47.87% | 45.74% | 46.85%
| 68.84% | 48.95% | 49.32% | 47.87% | 45.74% | 46.85%
| 68.84% | 48.94% | 49.31% | 47.87% | 45.74% | 46.85%
| 68.85% | 48.94% | 49.31% | 47.87% | 45.73% | 46.84%
| 68.85% | 48.94% | 49.31% | 47.87% | 45.73% | 46.84%
| 68.86% | 48.94% | 49.31% | 47.86% | 45.73% | 46.84%
| 68.86% | 48.94% | 49.31% | 47.86% | 45.73% | 46.84%
| 68.87% | 48.94% | 49.31% | 47.86% | 45.73% | 46.84%
| 68.88% | 48.93% | 49.31% | 47.85% | 45.73% | 46.83%
| 68.88% | 48.93% | 49.31% | 47.85% | 45.72% | 46.83%
| 68.89% | 48.93% | 49.3% | 47.84% | 45.72% | 46.83%
| 68.89% | 48.93% | 49.3% | 47.84% | 45.72% | 46.83%
| 68.9% | 48.93% | 49.3% | 47.84% | 45.72% | 46.82%
| 68.9% | 48.93% | 49.3% | 47.84% | 45.72% | 46.82%
| 68.91% | 48.92% | 49.3% | 47.84% | 45.71% | 46.82%
| 68.92% | 48.92% | 49.3% | 47.84% | 45.71% | 46.82%
| 68.92% | 48.92% | 49.3% | 47.83% | 45.71% | 46.82%
| 68.93% | 48.92% | 49.29% | 47.83% | 45.71% | 46.82%
| 68.93% | 48.92% | 49.29% | 47.82% | 45.7% | 46.81%
| 68.94% | 48.92% | 49.29% | 47.82% | 45.7% | 46.81%
| 68.94% | 48.92% | 49.29% | 47.82% | 45.7% | 46.81%
| 68.95% | 48.91% | 49.28% | 47.82% | 45.7% | 46.81%
| 68.96% | 48.91% | 49.28% | 47.82% | 45.7% | 46.81%
| 68.96% | 48.91% | 49.27% | 47.82% | 45.7% | 46.81%
| 68.97% | 48.9% | 49.27% | 47.82% | 45.7% | 46.81%
| 68.97% | 48.9% | 49.27% | 47.81% | 45.69% | 46.8%
| 68.98% | 48.9% | 49.27% | 47.81% | 45.69% | 46.8%
| 68.98% | 48.9% | 49.27% | 47.81% | 45.69% | 46.8%
| 68.99% | 48.9% | 49.27% | 47.81% | 45.68% | 46.8%
| 69% | 48.9% | 49.27% | 47.81% | 45.68% | 46.8%
| 69% | 48.9% | 49.26% | 47.8% | 45.68% | 46.79%
| 69.01% | 48.89% | 49.26% | 47.8% | 45.68% | 46.79%
| 69.01% | 48.89% | 49.26% | 47.8% | 45.68% | 46.78%
| 69.02% | 48.89% | 49.25% | 47.8% | 45.67% | 46.78%
| 69.02% | 48.89% | 49.25% | 47.8% | 45.67% | 46.78%
| 69.03% | 48.88% | 49.25% | 47.79% | 45.67% | 46.78%
| 69.04% | 48.88% | 49.25% | 47.79% | 45.67% | 46.78%
| 69.04% | 48.88% | 49.25% | 47.79% | 45.67% | 46.78%
| 69.05% | 48.88% | 49.25% | 47.79% | 45.66% | 46.77%
| 69.05% | 48.88% | 49.25% | 47.79% | 45.66% | 46.77%
| 69.06% | 48.88% | 49.24% | 47.79% | 45.66% | 46.77%
| 69.06% | 48.88% | 49.24% | 47.78% | 45.66% | 46.76%
| 69.07% | 48.87% | 49.24% | 47.78% | 45.65% | 46.76%
| 69.08% | 48.87% | 49.24% | 47.78% | 45.65% | 46.76%
| 69.08% | 48.87% | 49.24% | 47.78% | 45.65% | 46.76%
| 69.09% | 48.87% | 49.24% | 47.78% | 45.65% | 46.76%
| 69.09% | 48.87% | 49.24% | 47.77% | 45.65% | 46.76%
| 69.1% | 48.86% | 49.23% | 47.77% | 45.65% | 46.75%
| 69.1% | 48.86% | 49.23% | 47.76% | 45.64% | 46.75%
| 69.11% | 48.86% | 49.23% | 47.76% | 45.64% | 46.75%
| 69.12% | 48.86% | 49.23% | 47.75% | 45.63% | 46.74%
| 69.12% | 48.86% | 49.23% | 47.75% | 45.63% | 46.74%
| 69.13% | 48.85% | 49.23% | 47.75% | 45.63% | 46.73%
| 69.13% | 48.85% | 49.22% | 47.75% | 45.63% | 46.73%
| 69.14% | 48.85% | 49.22% | 47.75% | 45.63% | 46.72%
| 69.14% | 48.85% | 49.22% | 47.75% | 45.63% | 46.72%
| 69.15% | 48.85% | 49.22% | 47.75% | 45.62% | 46.72%
| 69.16% | 48.85% | 49.22% | 47.75% | 45.62% | 46.72%
| 69.16% | 48.85% | 49.22% | 47.75% | 45.62% | 46.72%
| 69.17% | 48.85% | 49.22% | 47.75% | 45.62% | 46.72%
| 69.17% | 48.85% | 49.22% | 47.74% | 45.62% | 46.71%
| 69.18% | 48.84% | 49.22% | 47.74% | 45.61% | 46.71%
| 69.18% | 48.84% | 49.21% | 47.74% | 45.61% | 46.71%
| 69.19% | 48.84% | 49.21% | 47.74% | 45.61% | 46.71%
| 69.2% | 48.84% | 49.21% | 47.73% | 45.61% | 46.71%
| 69.2% | 48.83% | 49.21% | 47.73% | 45.61% | 46.71%
| 69.21% | 48.83% | 49.21% | 47.73% | 45.61% | 46.71%
| 69.21% | 48.83% | 49.21% | 47.73% | 45.6% | 46.7%
| 69.22% | 48.83% | 49.21% | 47.73% | 45.6% | 46.7%
| 69.22% | 48.82% | 49.21% | 47.72% | 45.6% | 46.7%
| 69.23% | 48.82% | 49.2% | 47.72% | 45.6% | 46.7%
| 69.24% | 48.82% | 49.2% | 47.72% | 45.6% | 46.7%
| 69.24% | 48.82% | 49.19% | 47.72% | 45.6% | 46.7%
| 69.25% | 48.82% | 49.19% | 47.72% | 45.6% | 46.69%
| 69.25% | 48.81% | 49.19% | 47.71% | 45.6% | 46.69%
| 69.26% | 48.81% | 49.19% | 47.71% | 45.6% | 46.69%
| 69.26% | 48.81% | 49.19% | 47.71% | 45.59% | 46.69%
| 69.27% | 48.81% | 49.19% | 47.71% | 45.59% | 46.69%
| 69.28% | 48.81% | 49.18% | 47.71% | 45.59% | 46.68%
| 69.28% | 48.81% | 49.18% | 47.71% | 45.59% | 46.68%
| 69.29% | 48.8% | 49.18% | 47.7% | 45.59% | 46.68%
| 69.29% | 48.8% | 49.17% | 47.69% | 45.58% | 46.68%
| 69.3% | 48.8% | 49.17% | 47.69% | 45.58% | 46.67%
| 69.3% | 48.8% | 49.17% | 47.68% | 45.58% | 46.67%
| 69.31% | 48.8% | 49.17% | 47.68% | 45.57% | 46.67%
| 69.32% | 48.8% | 49.17% | 47.68% | 45.57% | 46.67%
| 69.32% | 48.8% | 49.17% | 47.68% | 45.57% | 46.67%
| 69.33% | 48.79% | 49.16% | 47.68% | 45.57% | 46.67%
| 69.33% | 48.79% | 49.16% | 47.68% | 45.57% | 46.67%
| 69.34% | 48.79% | 49.16% | 47.68% | 45.56% | 46.66%
| 69.34% | 48.79% | 49.16% | 47.68% | 45.56% | 46.66%
| 69.35% | 48.79% | 49.16% | 47.68% | 45.56% | 46.66%
| 69.36% | 48.78% | 49.16% | 47.67% | 45.56% | 46.66%
| 69.36% | 48.78% | 49.15% | 47.67% | 45.56% | 46.66%
| 69.37% | 48.78% | 49.15% | 47.67% | 45.56% | 46.65%
| 69.37% | 48.78% | 49.15% | 47.67% | 45.56% | 46.65%
| 69.38% | 48.77% | 49.15% | 47.67% | 45.55% | 46.65%
| 69.38% | 48.77% | 49.15% | 47.67% | 45.55% | 46.65%
| 69.39% | 48.77% | 49.15% | 47.67% | 45.55% | 46.65%
| 69.39% | 48.76% | 49.15% | 47.67% | 45.55% | 46.65%
| 69.4% | 48.76% | 49.15% | 47.67% | 45.55% | 46.65%
| 69.41% | 48.76% | 49.15% | 47.66% | 45.55% | 46.64%
| 69.41% | 48.76% | 49.15% | 47.66% | 45.54% | 46.64%
| 69.42% | 48.76% | 49.14% | 47.66% | 45.54% | 46.63%
| 69.42% | 48.76% | 49.14% | 47.66% | 45.54% | 46.63%
| 69.43% | 48.76% | 49.13% | 47.66% | 45.54% | 46.63%
| 69.43% | 48.75% | 49.13% | 47.66% | 45.53% | 46.63%
| 69.44% | 48.75% | 49.13% | 47.66% | 45.53% | 46.63%
| 69.45% | 48.75% | 49.13% | 47.65% | 45.53% | 46.63%
| 69.45% | 48.75% | 49.12% | 47.65% | 45.53% | 46.63%
| 69.46% | 48.75% | 49.12% | 47.65% | 45.52% | 46.62%
| 69.46% | 48.74% | 49.12% | 47.65% | 45.52% | 46.62%
| 69.47% | 48.74% | 49.12% | 47.64% | 45.52% | 46.62%
| 69.47% | 48.74% | 49.11% | 47.64% | 45.52% | 46.62%
| 69.48% | 48.74% | 49.11% | 47.63% | 45.52% | 46.61%
| 69.49% | 48.74% | 49.11% | 47.63% | 45.52% | 46.61%
| 69.49% | 48.73% | 49.11% | 47.63% | 45.52% | 46.61%
| 69.5% | 48.73% | 49.11% | 47.63% | 45.52% | 46.61%
| 69.5% | 48.73% | 49.11% | 47.63% | 45.51% | 46.6%
| 69.51% | 48.72% | 49.11% | 47.63% | 45.51% | 46.6%
| 69.51% | 48.72% | 49.11% | 47.63% | 45.51% | 46.6%
| 69.52% | 48.72% | 49.1% | 47.63% | 45.51% | 46.6%
| 69.53% | 48.72% | 49.1% | 47.62% | 45.51% | 46.59%
| 69.53% | 48.72% | 49.1% | 47.62% | 45.51% | 46.59%
| 69.54% | 48.72% | 49.1% | 47.62% | 45.51% | 46.59%
| 69.54% | 48.71% | 49.09% | 47.62% | 45.51% | 46.59%
| 69.55% | 48.71% | 49.09% | 47.62% | 45.5% | 46.59%
| 69.55% | 48.71% | 49.09% | 47.62% | 45.5% | 46.58%
| 69.56% | 48.71% | 49.09% | 47.62% | 45.5% | 46.58%
| 69.57% | 48.71% | 49.09% | 47.61% | 45.5% | 46.58%
| 69.57% | 48.71% | 49.09% | 47.61% | 45.5% | 46.58%
| 69.58% | 48.71% | 49.09% | 47.61% | 45.49% | 46.58%
| 69.58% | 48.71% | 49.09% | 47.61% | 45.49% | 46.57%
| 69.59% | 48.71% | 49.08% | 47.61% | 45.49% | 46.57%
| 69.59% | 48.7% | 49.08% | 47.61% | 45.49% | 46.57%
| 69.6% | 48.7% | 49.07% | 47.61% | 45.49% | 46.57%
| 69.61% | 48.7% | 49.07% | 47.61% | 45.48% | 46.57%
| 69.61% | 48.69% | 49.07% | 47.6% | 45.48% | 46.57%
| 69.62% | 48.69% | 49.07% | 47.6% | 45.48% | 46.57%
| 69.62% | 48.69% | 49.06% | 47.6% | 45.48% | 46.57%
| 69.63% | 48.69% | 49.06% | 47.6% | 45.48% | 46.57%
| 69.63% | 48.69% | 49.06% | 47.6% | 45.48% | 46.57%
| 69.64% | 48.69% | 49.06% | 47.6% | 45.48% | 46.57%
| 69.65% | 48.68% | 49.06% | 47.6% | 45.47% | 46.57%
| 69.65% | 48.68% | 49.06% | 47.6% | 45.47% | 46.57%
| 69.66% | 48.68% | 49.06% | 47.59% | 45.47% | 46.56%
| 69.66% | 48.68% | 49.05% | 47.59% | 45.46% | 46.56%
| 69.67% | 48.68% | 49.05% | 47.59% | 45.46% | 46.56%
| 69.67% | 48.68% | 49.05% | 47.58% | 45.46% | 46.56%
| 69.68% | 48.68% | 49.05% | 47.58% | 45.46% | 46.55%
| 69.69% | 48.67% | 49.05% | 47.58% | 45.46% | 46.55%
| 69.69% | 48.67% | 49.04% | 47.58% | 45.46% | 46.55%
| 69.7% | 48.67% | 49.04% | 47.58% | 45.45% | 46.55%
| 69.7% | 48.67% | 49.04% | 47.58% | 45.45% | 46.54%
| 69.71% | 48.67% | 49.04% | 47.57% | 45.45% | 46.54%
| 69.71% | 48.67% | 49.04% | 47.57% | 45.45% | 46.54%
| 69.72% | 48.67% | 49.04% | 47.57% | 45.45% | 46.54%
| 69.73% | 48.67% | 49.04% | 47.57% | 45.45% | 46.54%
| 69.73% | 48.67% | 49.04% | 47.56% | 45.45% | 46.53%
| 69.74% | 48.67% | 49.04% | 47.56% | 45.45% | 46.53%
| 69.74% | 48.67% | 49.04% | 47.56% | 45.44% | 46.53%
| 69.75% | 48.67% | 49.03% | 47.55% | 45.44% | 46.53%
| 69.75% | 48.67% | 49.03% | 47.55% | 45.44% | 46.53%
| 69.76% | 48.67% | 49.03% | 47.55% | 45.44% | 46.53%
| 69.77% | 48.66% | 49.02% | 47.54% | 45.44% | 46.52%
| 69.77% | 48.66% | 49.02% | 47.54% | 45.44% | 46.52%
| 69.78% | 48.66% | 49.02% | 47.54% | 45.44% | 46.52%
| 69.78% | 48.66% | 49.02% | 47.54% | 45.43% | 46.52%
| 69.79% | 48.66% | 49.01% | 47.54% | 45.43% | 46.52%
| 69.79% | 48.65% | 49.01% | 47.54% | 45.43% | 46.52%
| 69.8% | 48.65% | 49.01% | 47.53% | 45.43% | 46.51%
| 69.81% | 48.65% | 49% | 47.53% | 45.43% | 46.51%
| 69.81% | 48.65% | 49% | 47.53% | 45.42% | 46.5%
| 69.82% | 48.65% | 49% | 47.53% | 45.42% | 46.5%
| 69.82% | 48.65% | 49% | 47.53% | 45.42% | 46.5%
| 69.83% | 48.65% | 49% | 47.53% | 45.41% | 46.5%
| 69.83% | 48.65% | 49% | 47.53% | 45.41% | 46.5%
| 69.84% | 48.64% | 48.99% | 47.53% | 45.41% | 46.5%
| 69.85% | 48.64% | 48.99% | 47.52% | 45.41% | 46.5%
| 69.85% | 48.64% | 48.99% | 47.52% | 45.41% | 46.5%
| 69.86% | 48.64% | 48.98% | 47.52% | 45.41% | 46.5%
| 69.86% | 48.64% | 48.98% | 47.52% | 45.41% | 46.49%
| 69.87% | 48.64% | 48.98% | 47.52% | 45.41% | 46.49%
| 69.87% | 48.63% | 48.97% | 47.52% | 45.4% | 46.49%
| 69.88% | 48.63% | 48.97% | 47.51% | 45.4% | 46.49%
| 69.89% | 48.63% | 48.97% | 47.51% | 45.4% | 46.49%
| 69.89% | 48.62% | 48.97% | 47.51% | 45.39% | 46.48%
| 69.9% | 48.62% | 48.96% | 47.51% | 45.39% | 46.48%
| 69.9% | 48.62% | 48.96% | 47.5% | 45.39% | 46.48%
| 69.91% | 48.62% | 48.96% | 47.5% | 45.39% | 46.48%
| 69.91% | 48.62% | 48.96% | 47.5% | 45.39% | 46.48%
| 69.92% | 48.61% | 48.96% | 47.5% | 45.39% | 46.47%
| 69.93% | 48.61% | 48.96% | 47.5% | 45.39% | 46.47%
| 69.93% | 48.61% | 48.95% | 47.5% | 45.39% | 46.47%
| 69.94% | 48.61% | 48.95% | 47.49% | 45.39% | 46.47%
| 69.94% | 48.61% | 48.95% | 47.49% | 45.39% | 46.47%
| 69.95% | 48.61% | 48.94% | 47.49% | 45.38% | 46.47%
| 69.95% | 48.61% | 48.94% | 47.49% | 45.38% | 46.46%
| 69.96% | 48.61% | 48.93% | 47.48% | 45.38% | 46.46%
| 69.97% | 48.61% | 48.93% | 47.48% | 45.38% | 46.46%
| 69.97% | 48.61% | 48.93% | 47.48% | 45.38% | 46.46%
| 69.98% | 48.61% | 48.93% | 47.48% | 45.38% | 46.45%
| 69.98% | 48.6% | 48.93% | 47.47% | 45.38% | 46.45%
| 69.99% | 48.6% | 48.92% | 47.47% | 45.38% | 46.44%
| 69.99% | 48.59% | 48.92% | 47.47% | 45.37% | 46.44%
| 70% | 48.59% | 48.92% | 47.47% | 45.37% | 46.44%
| 70.01% | 48.59% | 48.92% | 47.47% | 45.36% | 46.44%
| 70.01% | 48.59% | 48.92% | 47.47% | 45.36% | 46.43%
| 70.02% | 48.59% | 48.92% | 47.47% | 45.36% | 46.43%
| 70.02% | 48.59% | 48.92% | 47.47% | 45.36% | 46.43%
| 70.03% | 48.59% | 48.91% | 47.46% | 45.35% | 46.43%
| 70.03% | 48.58% | 48.91% | 47.46% | 45.35% | 46.42%
| 70.04% | 48.58% | 48.91% | 47.46% | 45.35% | 46.42%
| 70.05% | 48.58% | 48.91% | 47.45% | 45.35% | 46.42%
| 70.05% | 48.57% | 48.91% | 47.45% | 45.34% | 46.42%
| 70.06% | 48.57% | 48.9% | 47.45% | 45.34% | 46.41%
| 70.06% | 48.57% | 48.9% | 47.45% | 45.34% | 46.4%
| 70.07% | 48.57% | 48.9% | 47.45% | 45.34% | 46.4%
| 70.07% | 48.57% | 48.9% | 47.45% | 45.34% | 46.4%
| 70.08% | 48.57% | 48.89% | 47.44% | 45.34% | 46.39%
| 70.09% | 48.56% | 48.89% | 47.44% | 45.33% | 46.39%
| 70.09% | 48.56% | 48.89% | 47.43% | 45.33% | 46.39%
| 70.1% | 48.56% | 48.88% | 47.43% | 45.33% | 46.39%
| 70.1% | 48.55% | 48.88% | 47.43% | 45.32% | 46.39%
| 70.11% | 48.55% | 48.88% | 47.43% | 45.32% | 46.39%
| 70.11% | 48.55% | 48.88% | 47.43% | 45.31% | 46.39%
| 70.12% | 48.55% | 48.88% | 47.43% | 45.31% | 46.39%
| 70.13% | 48.55% | 48.87% | 47.43% | 45.31% | 46.39%
| 70.13% | 48.55% | 48.87% | 47.42% | 45.31% | 46.39%
| 70.14% | 48.54% | 48.87% | 47.42% | 45.31% | 46.39%
| 70.14% | 48.53% | 48.87% | 47.42% | 45.3% | 46.39%
| 70.15% | 48.53% | 48.86% | 47.42% | 45.3% | 46.38%
| 70.15% | 48.53% | 48.86% | 47.42% | 45.3% | 46.38%
| 70.16% | 48.53% | 48.86% | 47.42% | 45.3% | 46.38%
| 70.17% | 48.53% | 48.86% | 47.42% | 45.3% | 46.38%
| 70.17% | 48.53% | 48.85% | 47.42% | 45.29% | 46.38%
| 70.18% | 48.52% | 48.85% | 47.42% | 45.29% | 46.38%
| 70.18% | 48.52% | 48.85% | 47.42% | 45.29% | 46.38%
| 70.19% | 48.52% | 48.85% | 47.41% | 45.29% | 46.37%
| 70.19% | 48.52% | 48.85% | 47.41% | 45.29% | 46.37%
| 70.2% | 48.51% | 48.84% | 47.41% | 45.29% | 46.37%
| 70.21% | 48.51% | 48.84% | 47.41% | 45.29% | 46.36%
| 70.21% | 48.51% | 48.84% | 47.41% | 45.29% | 46.36%
| 70.22% | 48.51% | 48.84% | 47.41% | 45.28% | 46.35%
| 70.22% | 48.51% | 48.84% | 47.4% | 45.28% | 46.34%
| 70.23% | 48.5% | 48.84% | 47.4% | 45.28% | 46.34%
| 70.23% | 48.5% | 48.83% | 47.4% | 45.27% | 46.34%
| 70.24% | 48.49% | 48.83% | 47.4% | 45.27% | 46.33%
| 70.25% | 48.49% | 48.83% | 47.4% | 45.27% | 46.33%
| 70.25% | 48.49% | 48.82% | 47.4% | 45.27% | 46.33%
| 70.26% | 48.49% | 48.82% | 47.39% | 45.27% | 46.33%
| 70.26% | 48.49% | 48.82% | 47.39% | 45.27% | 46.33%
| 70.27% | 48.49% | 48.82% | 47.39% | 45.27% | 46.33%
| 70.27% | 48.48% | 48.82% | 47.39% | 45.27% | 46.33%
| 70.28% | 48.48% | 48.82% | 47.39% | 45.27% | 46.33%
| 70.29% | 48.48% | 48.82% | 47.39% | 45.26% | 46.33%
| 70.29% | 48.48% | 48.81% | 47.38% | 45.26% | 46.32%
| 70.3% | 48.47% | 48.81% | 47.38% | 45.26% | 46.32%
| 70.3% | 48.47% | 48.81% | 47.38% | 45.26% | 46.32%
| 70.31% | 48.47% | 48.81% | 47.38% | 45.26% | 46.31%
| 70.31% | 48.47% | 48.8% | 47.38% | 45.26% | 46.31%
| 70.32% | 48.47% | 48.8% | 47.37% | 45.25% | 46.31%
| 70.33% | 48.47% | 48.8% | 47.37% | 45.25% | 46.31%
| 70.33% | 48.47% | 48.8% | 47.37% | 45.25% | 46.3%
| 70.34% | 48.47% | 48.8% | 47.37% | 45.25% | 46.3%
| 70.34% | 48.47% | 48.79% | 47.37% | 45.25% | 46.3%
| 70.35% | 48.46% | 48.79% | 47.37% | 45.25% | 46.3%
| 70.35% | 48.46% | 48.79% | 47.36% | 45.24% | 46.3%
| 70.36% | 48.46% | 48.79% | 47.36% | 45.24% | 46.3%
| 70.37% | 48.46% | 48.78% | 47.36% | 45.24% | 46.3%
| 70.37% | 48.46% | 48.78% | 47.36% | 45.24% | 46.3%
| 70.38% | 48.46% | 48.78% | 47.35% | 45.24% | 46.29%
| 70.38% | 48.46% | 48.78% | 47.35% | 45.24% | 46.29%
| 70.39% | 48.45% | 48.78% | 47.35% | 45.24% | 46.29%
| 70.39% | 48.45% | 48.78% | 47.34% | 45.24% | 46.28%
| 70.4% | 48.45% | 48.77% | 47.34% | 45.24% | 46.28%
| 70.41% | 48.44% | 48.77% | 47.34% | 45.23% | 46.28%
| 70.41% | 48.44% | 48.77% | 47.34% | 45.23% | 46.28%
| 70.42% | 48.44% | 48.77% | 47.34% | 45.23% | 46.28%
| 70.42% | 48.43% | 48.77% | 47.34% | 45.23% | 46.27%
| 70.43% | 48.43% | 48.76% | 47.33% | 45.23% | 46.27%
| 70.43% | 48.43% | 48.75% | 47.33% | 45.23% | 46.27%
| 70.44% | 48.43% | 48.75% | 47.33% | 45.23% | 46.27%
| 70.45% | 48.43% | 48.75% | 47.32% | 45.23% | 46.26%
| 70.45% | 48.43% | 48.75% | 47.32% | 45.22% | 46.26%
| 70.46% | 48.43% | 48.75% | 47.32% | 45.22% | 46.26%
| 70.46% | 48.43% | 48.75% | 47.32% | 45.22% | 46.26%
| 70.47% | 48.43% | 48.75% | 47.32% | 45.21% | 46.26%
| 70.47% | 48.43% | 48.74% | 47.32% | 45.21% | 46.26%
| 70.48% | 48.43% | 48.74% | 47.32% | 45.21% | 46.26%
| 70.49% | 48.43% | 48.74% | 47.32% | 45.21% | 46.26%
| 70.49% | 48.43% | 48.74% | 47.32% | 45.21% | 46.26%
| 70.5% | 48.42% | 48.74% | 47.31% | 45.21% | 46.26%
| 70.5% | 48.42% | 48.73% | 47.31% | 45.21% | 46.26%
| 70.51% | 48.42% | 48.72% | 47.31% | 45.21% | 46.25%
| 70.51% | 48.42% | 48.72% | 47.31% | 45.21% | 46.25%
| 70.52% | 48.42% | 48.72% | 47.31% | 45.21% | 46.25%
| 70.53% | 48.42% | 48.72% | 47.31% | 45.21% | 46.25%
| 70.53% | 48.42% | 48.72% | 47.3% | 45.21% | 46.24%
| 70.54% | 48.42% | 48.72% | 47.3% | 45.2% | 46.24%
| 70.54% | 48.41% | 48.72% | 47.3% | 45.2% | 46.24%
| 70.55% | 48.41% | 48.71% | 47.3% | 45.2% | 46.24%
| 70.55% | 48.41% | 48.71% | 47.3% | 45.2% | 46.24%
| 70.56% | 48.41% | 48.71% | 47.3% | 45.2% | 46.23%
| 70.57% | 48.41% | 48.71% | 47.29% | 45.19% | 46.23%
| 70.57% | 48.41% | 48.7% | 47.29% | 45.18% | 46.23%
| 70.58% | 48.41% | 48.7% | 47.29% | 45.18% | 46.23%
| 70.58% | 48.4% | 48.7% | 47.29% | 45.18% | 46.23%
| 70.59% | 48.4% | 48.7% | 47.29% | 45.18% | 46.23%
| 70.59% | 48.4% | 48.7% | 47.29% | 45.18% | 46.23%
| 70.6% | 48.4% | 48.69% | 47.29% | 45.18% | 46.23%
| 70.61% | 48.4% | 48.69% | 47.28% | 45.18% | 46.23%
| 70.61% | 48.4% | 48.69% | 47.28% | 45.17% | 46.22%
| 70.62% | 48.39% | 48.69% | 47.28% | 45.17% | 46.22%
| 70.62% | 48.39% | 48.69% | 47.28% | 45.17% | 46.22%
| 70.63% | 48.39% | 48.69% | 47.27% | 45.17% | 46.21%
| 70.63% | 48.39% | 48.69% | 47.27% | 45.17% | 46.21%
| 70.64% | 48.39% | 48.68% | 47.27% | 45.17% | 46.21%
| 70.64% | 48.39% | 48.68% | 47.27% | 45.16% | 46.21%
| 70.65% | 48.38% | 48.67% | 47.27% | 45.16% | 46.2%
| 70.66% | 48.38% | 48.67% | 47.27% | 45.16% | 46.2%
| 70.66% | 48.38% | 48.67% | 47.27% | 45.16% | 46.2%
| 70.67% | 48.38% | 48.67% | 47.26% | 45.16% | 46.2%
| 70.67% | 48.38% | 48.67% | 47.26% | 45.16% | 46.2%
| 70.68% | 48.38% | 48.67% | 47.26% | 45.16% | 46.2%
| 70.68% | 48.38% | 48.67% | 47.26% | 45.15% | 46.2%
| 70.69% | 48.37% | 48.66% | 47.26% | 45.15% | 46.2%
| 70.7% | 48.37% | 48.66% | 47.25% | 45.15% | 46.2%
| 70.7% | 48.37% | 48.66% | 47.25% | 45.15% | 46.2%
| 70.71% | 48.37% | 48.66% | 47.25% | 45.14% | 46.2%
| 70.71% | 48.37% | 48.66% | 47.25% | 45.14% | 46.19%
| 70.72% | 48.36% | 48.66% | 47.24% | 45.14% | 46.19%
| 70.72% | 48.36% | 48.66% | 47.24% | 45.14% | 46.19%
| 70.73% | 48.36% | 48.65% | 47.24% | 45.14% | 46.19%
| 70.74% | 48.36% | 48.65% | 47.24% | 45.13% | 46.18%
| 70.74% | 48.35% | 48.65% | 47.23% | 45.13% | 46.18%
| 70.75% | 48.35% | 48.64% | 47.23% | 45.13% | 46.18%
| 70.75% | 48.35% | 48.64% | 47.23% | 45.13% | 46.18%
| 70.76% | 48.34% | 48.64% | 47.22% | 45.12% | 46.18%
| 70.76% | 48.33% | 48.64% | 47.22% | 45.12% | 46.18%
| 70.77% | 48.33% | 48.64% | 47.22% | 45.12% | 46.17%
| 70.78% | 48.33% | 48.63% | 47.21% | 45.12% | 46.17%
| 70.78% | 48.33% | 48.63% | 47.21% | 45.12% | 46.17%
| 70.79% | 48.33% | 48.63% | 47.21% | 45.12% | 46.17%
| 70.79% | 48.32% | 48.63% | 47.21% | 45.12% | 46.17%
| 70.8% | 48.32% | 48.62% | 47.2% | 45.11% | 46.16%
| 70.8% | 48.32% | 48.62% | 47.2% | 45.11% | 46.16%
| 70.81% | 48.32% | 48.62% | 47.2% | 45.11% | 46.16%
| 70.82% | 48.32% | 48.61% | 47.2% | 45.11% | 46.16%
| 70.82% | 48.32% | 48.61% | 47.2% | 45.11% | 46.16%
| 70.83% | 48.31% | 48.61% | 47.2% | 45.1% | 46.16%
| 70.83% | 48.31% | 48.61% | 47.2% | 45.1% | 46.16%
| 70.84% | 48.31% | 48.6% | 47.2% | 45.1% | 46.15%
| 70.84% | 48.31% | 48.6% | 47.19% | 45.09% | 46.15%
| 70.85% | 48.31% | 48.6% | 47.18% | 45.09% | 46.15%
| 70.86% | 48.3% | 48.6% | 47.18% | 45.09% | 46.15%
| 70.86% | 48.3% | 48.6% | 47.18% | 45.09% | 46.15%
| 70.87% | 48.3% | 48.59% | 47.18% | 45.09% | 46.15%
| 70.87% | 48.3% | 48.58% | 47.18% | 45.09% | 46.14%
| 70.88% | 48.3% | 48.58% | 47.18% | 45.08% | 46.14%
| 70.88% | 48.3% | 48.58% | 47.17% | 45.08% | 46.14%
| 70.89% | 48.3% | 48.57% | 47.17% | 45.08% | 46.13%
| 70.9% | 48.3% | 48.57% | 47.17% | 45.08% | 46.13%
| 70.9% | 48.29% | 48.57% | 47.17% | 45.08% | 46.13%
| 70.91% | 48.29% | 48.57% | 47.16% | 45.07% | 46.13%
| 70.91% | 48.29% | 48.56% | 47.16% | 45.07% | 46.13%
| 70.92% | 48.29% | 48.56% | 47.16% | 45.07% | 46.13%
| 70.92% | 48.29% | 48.55% | 47.15% | 45.07% | 46.12%
| 70.93% | 48.29% | 48.55% | 47.15% | 45.07% | 46.12%
| 70.94% | 48.28% | 48.55% | 47.15% | 45.06% | 46.12%
| 70.94% | 48.28% | 48.55% | 47.15% | 45.06% | 46.12%
| 70.95% | 48.28% | 48.55% | 47.15% | 45.06% | 46.12%
| 70.95% | 48.28% | 48.55% | 47.15% | 45.05% | 46.11%
| 70.96% | 48.27% | 48.55% | 47.14% | 45.05% | 46.11%
| 70.96% | 48.27% | 48.54% | 47.14% | 45.05% | 46.11%
| 70.97% | 48.27% | 48.54% | 47.14% | 45.05% | 46.11%
| 70.98% | 48.27% | 48.54% | 47.13% | 45.05% | 46.11%
| 70.98% | 48.26% | 48.54% | 47.13% | 45.05% | 46.11%
| 70.99% | 48.26% | 48.54% | 47.13% | 45.05% | 46.11%
| 70.99% | 48.26% | 48.54% | 47.13% | 45.05% | 46.1%
| 71% | 48.26% | 48.54% | 47.13% | 45.05% | 46.1%
| 71% | 48.26% | 48.54% | 47.13% | 45.05% | 46.1%
| 71.01% | 48.26% | 48.53% | 47.12% | 45.04% | 46.09%
| 71.02% | 48.26% | 48.53% | 47.12% | 45.04% | 46.09%
| 71.02% | 48.26% | 48.52% | 47.12% | 45.04% | 46.09%
| 71.03% | 48.26% | 48.52% | 47.12% | 45.04% | 46.09%
| 71.03% | 48.26% | 48.52% | 47.12% | 45.04% | 46.08%
| 71.04% | 48.25% | 48.52% | 47.12% | 45.04% | 46.08%
| 71.04% | 48.25% | 48.52% | 47.12% | 45.04% | 46.08%
| 71.05% | 48.25% | 48.52% | 47.11% | 45.03% | 46.08%
| 71.06% | 48.25% | 48.52% | 47.11% | 45.03% | 46.08%
| 71.06% | 48.25% | 48.51% | 47.11% | 45.03% | 46.08%
| 71.07% | 48.25% | 48.51% | 47.11% | 45.03% | 46.07%
| 71.07% | 48.24% | 48.51% | 47.1% | 45.03% | 46.07%
| 71.08% | 48.24% | 48.51% | 47.09% | 45.03% | 46.07%
| 71.08% | 48.24% | 48.5% | 47.09% | 45.03% | 46.07%
| 71.09% | 48.24% | 48.5% | 47.09% | 45.03% | 46.06%
| 71.1% | 48.24% | 48.5% | 47.09% | 45.03% | 46.06%
| 71.1% | 48.24% | 48.5% | 47.09% | 45.02% | 46.06%
| 71.11% | 48.23% | 48.5% | 47.09% | 45.02% | 46.06%
| 71.11% | 48.23% | 48.5% | 47.08% | 45.02% | 46.06%
| 71.12% | 48.23% | 48.49% | 47.08% | 45.01% | 46.06%
| 71.12% | 48.22% | 48.49% | 47.08% | 45.01% | 46.06%
| 71.13% | 48.22% | 48.49% | 47.08% | 45.01% | 46.05%
| 71.14% | 48.22% | 48.49% | 47.07% | 45.01% | 46.05%
| 71.14% | 48.22% | 48.49% | 47.07% | 45.01% | 46.05%
| 71.15% | 48.22% | 48.49% | 47.07% | 45.01% | 46.05%
| 71.15% | 48.22% | 48.48% | 47.07% | 45% | 46.04%
| 71.16% | 48.21% | 48.48% | 47.07% | 45% | 46.04%
| 71.16% | 48.21% | 48.48% | 47.06% | 45% | 46.04%
| 71.17% | 48.21% | 48.48% | 47.06% | 45% | 46.04%
| 71.18% | 48.21% | 48.48% | 47.05% | 45% | 46.04%
| 71.18% | 48.21% | 48.48% | 47.05% | 45% | 46.04%
| 71.19% | 48.21% | 48.48% | 47.05% | 44.99% | 46.03%
| 71.19% | 48.21% | 48.47% | 47.05% | 44.99% | 46.03%
| 71.2% | 48.2% | 48.47% | 47.05% | 44.99% | 46.03%
| 71.2% | 48.2% | 48.47% | 47.05% | 44.99% | 46.03%
| 71.21% | 48.2% | 48.47% | 47.05% | 44.99% | 46.03%
| 71.22% | 48.2% | 48.47% | 47.04% | 44.99% | 46.03%
| 71.22% | 48.2% | 48.46% | 47.04% | 44.99% | 46.02%
| 71.23% | 48.19% | 48.46% | 47.04% | 44.98% | 46.02%
| 71.23% | 48.19% | 48.46% | 47.04% | 44.98% | 46.01%
| 71.24% | 48.19% | 48.46% | 47.03% | 44.98% | 46.01%
| 71.24% | 48.19% | 48.46% | 47.03% | 44.98% | 46.01%
| 71.25% | 48.19% | 48.46% | 47.02% | 44.98% | 46.01%
| 71.26% | 48.19% | 48.45% | 47.02% | 44.98% | 46.01%
| 71.26% | 48.19% | 48.45% | 47.02% | 44.98% | 46%
| 71.27% | 48.19% | 48.45% | 47.01% | 44.97% | 46%
| 71.27% | 48.19% | 48.45% | 47.01% | 44.97% | 46%
| 71.28% | 48.19% | 48.45% | 47.01% | 44.97% | 46%
| 71.28% | 48.18% | 48.44% | 47.01% | 44.97% | 46%
| 71.29% | 48.18% | 48.44% | 47.01% | 44.96% | 46%
| 71.3% | 48.18% | 48.44% | 47.01% | 44.96% | 45.99%
| 71.3% | 48.18% | 48.43% | 47% | 44.96% | 45.99%
| 71.31% | 48.18% | 48.43% | 47% | 44.95% | 45.99%
| 71.31% | 48.18% | 48.43% | 47% | 44.95% | 45.99%
| 71.32% | 48.18% | 48.43% | 47% | 44.95% | 45.99%
| 71.32% | 48.17% | 48.43% | 47% | 44.95% | 45.99%
| 71.33% | 48.16% | 48.43% | 47% | 44.94% | 45.99%
| 71.34% | 48.16% | 48.42% | 47% | 44.94% | 45.99%
| 71.34% | 48.16% | 48.42% | 46.99% | 44.94% | 45.99%
| 71.35% | 48.16% | 48.42% | 46.99% | 44.94% | 45.98%
| 71.35% | 48.16% | 48.42% | 46.98% | 44.94% | 45.98%
| 71.36% | 48.16% | 48.42% | 46.98% | 44.93% | 45.98%
| 71.36% | 48.16% | 48.42% | 46.97% | 44.93% | 45.98%
| 71.37% | 48.16% | 48.42% | 46.97% | 44.93% | 45.98%
| 71.38% | 48.16% | 48.41% | 46.97% | 44.93% | 45.98%
| 71.38% | 48.15% | 48.41% | 46.97% | 44.93% | 45.97%
| 71.39% | 48.15% | 48.41% | 46.97% | 44.93% | 45.97%
| 71.39% | 48.15% | 48.41% | 46.96% | 44.92% | 45.97%
| 71.4% | 48.15% | 48.41% | 46.96% | 44.92% | 45.97%
| 71.4% | 48.15% | 48.41% | 46.96% | 44.92% | 45.97%
| 71.41% | 48.15% | 48.41% | 46.96% | 44.92% | 45.96%
| 71.42% | 48.14% | 48.41% | 46.96% | 44.92% | 45.96%
| 71.42% | 48.14% | 48.41% | 46.95% | 44.92% | 45.96%
| 71.43% | 48.14% | 48.4% | 46.95% | 44.92% | 45.95%
| 71.43% | 48.14% | 48.4% | 46.95% | 44.92% | 45.95%
| 71.44% | 48.14% | 48.4% | 46.95% | 44.91% | 45.95%
| 71.44% | 48.14% | 48.4% | 46.95% | 44.91% | 45.95%
| 71.45% | 48.14% | 48.4% | 46.94% | 44.91% | 45.95%
| 71.46% | 48.14% | 48.4% | 46.94% | 44.91% | 45.94%
| 71.46% | 48.13% | 48.4% | 46.94% | 44.91% | 45.94%
| 71.47% | 48.13% | 48.39% | 46.94% | 44.91% | 45.94%
| 71.47% | 48.13% | 48.39% | 46.94% | 44.91% | 45.94%
| 71.48% | 48.13% | 48.39% | 46.94% | 44.91% | 45.94%
| 71.48% | 48.12% | 48.39% | 46.94% | 44.91% | 45.93%
| 71.49% | 48.12% | 48.38% | 46.93% | 44.91% | 45.93%
| 71.5% | 48.12% | 48.38% | 46.93% | 44.91% | 45.93%
| 71.5% | 48.12% | 48.38% | 46.92% | 44.9% | 45.93%
| 71.51% | 48.11% | 48.37% | 46.92% | 44.9% | 45.92%
| 71.51% | 48.11% | 48.37% | 46.91% | 44.9% | 45.92%
| 71.52% | 48.11% | 48.36% | 46.91% | 44.89% | 45.92%
| 71.52% | 48.11% | 48.36% | 46.91% | 44.89% | 45.92%
| 71.53% | 48.11% | 48.36% | 46.91% | 44.89% | 45.92%
| 71.54% | 48.11% | 48.36% | 46.91% | 44.89% | 45.92%
| 71.54% | 48.11% | 48.36% | 46.9% | 44.89% | 45.91%
| 71.55% | 48.11% | 48.36% | 46.9% | 44.88% | 45.91%
| 71.55% | 48.11% | 48.35% | 46.9% | 44.88% | 45.91%
| 71.56% | 48.1% | 48.35% | 46.9% | 44.88% | 45.91%
| 71.56% | 48.1% | 48.35% | 46.9% | 44.88% | 45.91%
| 71.57% | 48.1% | 48.35% | 46.9% | 44.88% | 45.9%
| 71.58% | 48.1% | 48.35% | 46.9% | 44.88% | 45.89%
| 71.58% | 48.1% | 48.35% | 46.9% | 44.88% | 45.89%
| 71.59% | 48.1% | 48.35% | 46.9% | 44.87% | 45.89%
| 71.59% | 48.09% | 48.35% | 46.9% | 44.87% | 45.89%
| 71.6% | 48.09% | 48.35% | 46.9% | 44.86% | 45.89%
| 71.6% | 48.09% | 48.34% | 46.89% | 44.86% | 45.89%
| 71.61% | 48.09% | 48.34% | 46.89% | 44.86% | 45.89%
| 71.62% | 48.09% | 48.34% | 46.89% | 44.86% | 45.89%
| 71.62% | 48.08% | 48.33% | 46.89% | 44.85% | 45.89%
| 71.63% | 48.08% | 48.33% | 46.89% | 44.85% | 45.88%
| 71.63% | 48.08% | 48.33% | 46.88% | 44.85% | 45.88%
| 71.64% | 48.08% | 48.33% | 46.88% | 44.85% | 45.88%
| 71.64% | 48.08% | 48.33% | 46.88% | 44.85% | 45.88%
| 71.65% | 48.08% | 48.32% | 46.87% | 44.85% | 45.88%
| 71.66% | 48.08% | 48.32% | 46.87% | 44.85% | 45.88%
| 71.66% | 48.08% | 48.32% | 46.87% | 44.84% | 45.87%
| 71.67% | 48.07% | 48.32% | 46.87% | 44.84% | 45.87%
| 71.67% | 48.07% | 48.32% | 46.87% | 44.84% | 45.87%
| 71.68% | 48.07% | 48.32% | 46.87% | 44.84% | 45.87%
| 71.68% | 48.07% | 48.31% | 46.86% | 44.84% | 45.87%
| 71.69% | 48.07% | 48.31% | 46.85% | 44.83% | 45.86%
| 71.7% | 48.07% | 48.31% | 46.85% | 44.83% | 45.86%
| 71.7% | 48.07% | 48.31% | 46.85% | 44.83% | 45.86%
| 71.71% | 48.06% | 48.31% | 46.85% | 44.83% | 45.86%
| 71.71% | 48.06% | 48.3% | 46.85% | 44.83% | 45.86%
| 71.72% | 48.06% | 48.3% | 46.85% | 44.82% | 45.86%
| 71.72% | 48.06% | 48.3% | 46.84% | 44.82% | 45.86%
| 71.73% | 48.06% | 48.3% | 46.84% | 44.82% | 45.86%
| 71.74% | 48.06% | 48.3% | 46.84% | 44.82% | 45.85%
| 71.74% | 48.05% | 48.3% | 46.84% | 44.81% | 45.85%
| 71.75% | 48.05% | 48.3% | 46.84% | 44.81% | 45.85%
| 71.75% | 48.05% | 48.3% | 46.84% | 44.81% | 45.85%
| 71.76% | 48.04% | 48.29% | 46.83% | 44.81% | 45.85%
| 71.76% | 48.03% | 48.29% | 46.83% | 44.81% | 45.85%
| 71.77% | 48.03% | 48.29% | 46.83% | 44.8% | 45.85%
| 71.78% | 48.03% | 48.29% | 46.83% | 44.8% | 45.85%
| 71.78% | 48.03% | 48.29% | 46.83% | 44.8% | 45.85%
| 71.79% | 48.03% | 48.29% | 46.83% | 44.8% | 45.85%
| 71.79% | 48.02% | 48.29% | 46.83% | 44.8% | 45.84%
| 71.8% | 48.02% | 48.28% | 46.83% | 44.8% | 45.83%
| 71.8% | 48.02% | 48.28% | 46.82% | 44.79% | 45.83%
| 71.81% | 48.02% | 48.28% | 46.82% | 44.79% | 45.83%
| 71.82% | 48.01% | 48.28% | 46.82% | 44.78% | 45.83%
| 71.82% | 48.01% | 48.28% | 46.82% | 44.78% | 45.83%
| 71.83% | 48.01% | 48.28% | 46.82% | 44.78% | 45.83%
| 71.83% | 48.01% | 48.27% | 46.82% | 44.77% | 45.83%
| 71.84% | 48.01% | 48.27% | 46.82% | 44.77% | 45.82%
| 71.84% | 48.01% | 48.27% | 46.81% | 44.77% | 45.82%
| 71.85% | 48.01% | 48.27% | 46.81% | 44.77% | 45.81%
| 71.86% | 48% | 48.27% | 46.81% | 44.77% | 45.81%
| 71.86% | 48% | 48.26% | 46.81% | 44.77% | 45.8%
| 71.87% | 48% | 48.26% | 46.81% | 44.76% | 45.8%
| 71.87% | 47.99% | 48.26% | 46.81% | 44.76% | 45.8%
| 71.88% | 47.99% | 48.26% | 46.8% | 44.76% | 45.79%
| 71.88% | 47.99% | 48.26% | 46.8% | 44.76% | 45.79%
| 71.89% | 47.98% | 48.26% | 46.8% | 44.76% | 45.79%
| 71.89% | 47.98% | 48.25% | 46.8% | 44.75% | 45.79%
| 71.9% | 47.98% | 48.25% | 46.8% | 44.75% | 45.79%
| 71.91% | 47.98% | 48.25% | 46.79% | 44.75% | 45.79%
| 71.91% | 47.98% | 48.25% | 46.79% | 44.75% | 45.79%
| 71.92% | 47.98% | 48.24% | 46.79% | 44.74% | 45.78%
| 71.92% | 47.98% | 48.24% | 46.79% | 44.74% | 45.78%
| 71.93% | 47.98% | 48.24% | 46.79% | 44.73% | 45.78%
| 71.93% | 47.97% | 48.24% | 46.78% | 44.73% | 45.77%
| 71.94% | 47.97% | 48.24% | 46.78% | 44.73% | 45.77%
| 71.95% | 47.97% | 48.23% | 46.77% | 44.73% | 45.77%
| 71.95% | 47.97% | 48.23% | 46.77% | 44.73% | 45.76%
| 71.96% | 47.97% | 48.23% | 46.76% | 44.73% | 45.76%
| 71.96% | 47.97% | 48.23% | 46.76% | 44.73% | 45.76%
| 71.97% | 47.97% | 48.23% | 46.76% | 44.73% | 45.76%
| 71.97% | 47.97% | 48.23% | 46.76% | 44.72% | 45.76%
| 71.98% | 47.97% | 48.22% | 46.76% | 44.72% | 45.76%
| 71.99% | 47.97% | 48.22% | 46.76% | 44.72% | 45.76%
| 71.99% | 47.97% | 48.22% | 46.76% | 44.72% | 45.75%
| 72% | 47.97% | 48.22% | 46.76% | 44.71% | 45.75%
| 72% | 47.96% | 48.22% | 46.76% | 44.71% | 45.74%
| 72.01% | 47.96% | 48.22% | 46.75% | 44.71% | 45.74%
| 72.01% | 47.96% | 48.21% | 46.75% | 44.71% | 45.74%
| 72.02% | 47.96% | 48.21% | 46.75% | 44.71% | 45.74%
| 72.03% | 47.96% | 48.2% | 46.75% | 44.71% | 45.74%
| 72.03% | 47.95% | 48.2% | 46.75% | 44.71% | 45.74%
| 72.04% | 47.95% | 48.2% | 46.75% | 44.71% | 45.74%
| 72.04% | 47.95% | 48.2% | 46.75% | 44.71% | 45.73%
| 72.05% | 47.95% | 48.2% | 46.75% | 44.71% | 45.72%
| 72.05% | 47.95% | 48.2% | 46.74% | 44.71% | 45.72%
| 72.06% | 47.94% | 48.2% | 46.74% | 44.71% | 45.72%
| 72.07% | 47.94% | 48.19% | 46.74% | 44.7% | 45.72%
| 72.07% | 47.94% | 48.19% | 46.74% | 44.7% | 45.71%
| 72.08% | 47.94% | 48.19% | 46.74% | 44.7% | 45.71%
| 72.08% | 47.94% | 48.19% | 46.74% | 44.7% | 45.71%
| 72.09% | 47.94% | 48.19% | 46.73% | 44.7% | 45.71%
| 72.09% | 47.94% | 48.18% | 46.73% | 44.69% | 45.71%
| 72.1% | 47.93% | 48.18% | 46.73% | 44.69% | 45.7%
| 72.11% | 47.92% | 48.17% | 46.73% | 44.69% | 45.7%
| 72.11% | 47.92% | 48.17% | 46.73% | 44.69% | 45.7%
| 72.12% | 47.92% | 48.17% | 46.73% | 44.69% | 45.7%
| 72.12% | 47.92% | 48.17% | 46.73% | 44.69% | 45.7%
| 72.13% | 47.91% | 48.17% | 46.73% | 44.69% | 45.7%
| 72.13% | 47.91% | 48.17% | 46.72% | 44.69% | 45.7%
| 72.14% | 47.91% | 48.17% | 46.72% | 44.68% | 45.7%
| 72.15% | 47.91% | 48.17% | 46.72% | 44.67% | 45.7%
| 72.15% | 47.9% | 48.16% | 46.72% | 44.67% | 45.69%
| 72.16% | 47.9% | 48.16% | 46.72% | 44.67% | 45.69%
| 72.16% | 47.9% | 48.16% | 46.72% | 44.67% | 45.69%
| 72.17% | 47.9% | 48.16% | 46.71% | 44.67% | 45.68%
| 72.17% | 47.89% | 48.16% | 46.71% | 44.67% | 45.68%
| 72.18% | 47.89% | 48.16% | 46.71% | 44.67% | 45.68%
| 72.19% | 47.88% | 48.16% | 46.71% | 44.66% | 45.67%
| 72.19% | 47.88% | 48.15% | 46.7% | 44.66% | 45.67%
| 72.2% | 47.88% | 48.15% | 46.7% | 44.66% | 45.67%
| 72.2% | 47.88% | 48.15% | 46.7% | 44.66% | 45.67%
| 72.21% | 47.88% | 48.15% | 46.7% | 44.66% | 45.67%
| 72.21% | 47.88% | 48.15% | 46.69% | 44.66% | 45.67%
| 72.22% | 47.88% | 48.15% | 46.69% | 44.66% | 45.66%
| 72.23% | 47.88% | 48.14% | 46.69% | 44.66% | 45.66%
| 72.23% | 47.87% | 48.14% | 46.69% | 44.65% | 45.66%
| 72.24% | 47.87% | 48.14% | 46.69% | 44.65% | 45.66%
| 72.24% | 47.87% | 48.14% | 46.69% | 44.65% | 45.66%
| 72.25% | 47.87% | 48.14% | 46.69% | 44.65% | 45.65%
| 72.25% | 47.87% | 48.14% | 46.69% | 44.65% | 45.65%
| 72.26% | 47.87% | 48.14% | 46.69% | 44.65% | 45.65%
| 72.27% | 47.87% | 48.13% | 46.68% | 44.65% | 45.65%
| 72.27% | 47.87% | 48.13% | 46.68% | 44.65% | 45.64%
| 72.28% | 47.87% | 48.13% | 46.68% | 44.65% | 45.64%
| 72.28% | 47.86% | 48.13% | 46.68% | 44.65% | 45.64%
| 72.29% | 47.86% | 48.13% | 46.67% | 44.64% | 45.64%
| 72.29% | 47.86% | 48.12% | 46.67% | 44.64% | 45.63%
| 72.3% | 47.86% | 48.12% | 46.67% | 44.64% | 45.63%
| 72.31% | 47.86% | 48.12% | 46.67% | 44.64% | 45.63%
| 72.31% | 47.86% | 48.11% | 46.67% | 44.63% | 45.63%
| 72.32% | 47.86% | 48.11% | 46.66% | 44.63% | 45.63%
| 72.32% | 47.86% | 48.1% | 46.66% | 44.63% | 45.63%
| 72.33% | 47.85% | 48.1% | 46.66% | 44.63% | 45.62%
| 72.33% | 47.85% | 48.1% | 46.66% | 44.63% | 45.62%
| 72.34% | 47.85% | 48.1% | 46.66% | 44.63% | 45.62%
| 72.35% | 47.85% | 48.09% | 46.66% | 44.62% | 45.61%
| 72.35% | 47.85% | 48.09% | 46.65% | 44.62% | 45.61%
| 72.36% | 47.85% | 48.09% | 46.65% | 44.62% | 45.6%
| 72.36% | 47.84% | 48.08% | 46.65% | 44.62% | 45.6%
| 72.37% | 47.84% | 48.08% | 46.65% | 44.62% | 45.6%
| 72.37% | 47.84% | 48.08% | 46.64% | 44.61% | 45.59%
| 72.38% | 47.84% | 48.08% | 46.64% | 44.61% | 45.59%
| 72.39% | 47.84% | 48.07% | 46.64% | 44.61% | 45.59%
| 72.39% | 47.84% | 48.07% | 46.64% | 44.61% | 45.58%
| 72.4% | 47.84% | 48.07% | 46.64% | 44.61% | 45.58%
| 72.4% | 47.84% | 48.07% | 46.64% | 44.6% | 45.57%
| 72.41% | 47.83% | 48.07% | 46.64% | 44.6% | 45.57%
| 72.41% | 47.83% | 48.07% | 46.64% | 44.59% | 45.57%
| 72.42% | 47.83% | 48.06% | 46.64% | 44.59% | 45.57%
| 72.43% | 47.82% | 48.06% | 46.64% | 44.58% | 45.57%
| 72.43% | 47.82% | 48.06% | 46.63% | 44.58% | 45.56%
| 72.44% | 47.82% | 48.05% | 46.63% | 44.58% | 45.56%
| 72.44% | 47.82% | 48.05% | 46.63% | 44.58% | 45.56%
| 72.45% | 47.81% | 48.05% | 46.63% | 44.58% | 45.56%
| 72.45% | 47.81% | 48.05% | 46.63% | 44.58% | 45.56%
| 72.46% | 47.81% | 48.05% | 46.62% | 44.58% | 45.56%
| 72.47% | 47.81% | 48.05% | 46.62% | 44.57% | 45.55%
| 72.47% | 47.81% | 48.05% | 46.62% | 44.57% | 45.55%
| 72.48% | 47.81% | 48.05% | 46.62% | 44.57% | 45.55%
| 72.48% | 47.81% | 48.05% | 46.62% | 44.57% | 45.54%
| 72.49% | 47.8% | 48.04% | 46.62% | 44.57% | 45.54%
| 72.49% | 47.8% | 48.04% | 46.62% | 44.56% | 45.54%
| 72.5% | 47.8% | 48.04% | 46.62% | 44.56% | 45.54%
| 72.51% | 47.8% | 48.04% | 46.61% | 44.56% | 45.54%
| 72.51% | 47.8% | 48.03% | 46.61% | 44.56% | 45.54%
| 72.52% | 47.8% | 48.03% | 46.6% | 44.56% | 45.54%
| 72.52% | 47.8% | 48.03% | 46.6% | 44.55% | 45.54%
| 72.53% | 47.79% | 48.03% | 46.6% | 44.55% | 45.54%
| 72.53% | 47.79% | 48.03% | 46.6% | 44.55% | 45.54%
| 72.54% | 47.79% | 48.03% | 46.6% | 44.55% | 45.53%
| 72.55% | 47.79% | 48.02% | 46.6% | 44.55% | 45.53%
| 72.55% | 47.79% | 48.02% | 46.6% | 44.54% | 45.53%
| 72.56% | 47.78% | 48.02% | 46.59% | 44.54% | 45.53%
| 72.56% | 47.78% | 48.01% | 46.59% | 44.54% | 45.52%
| 72.57% | 47.78% | 48.01% | 46.59% | 44.54% | 45.52%
| 72.57% | 47.78% | 48.01% | 46.59% | 44.53% | 45.52%
| 72.58% | 47.78% | 48.01% | 46.59% | 44.53% | 45.52%
| 72.59% | 47.77% | 48.01% | 46.59% | 44.53% | 45.52%
| 72.59% | 47.77% | 48% | 46.59% | 44.53% | 45.51%
| 72.6% | 47.76% | 48% | 46.58% | 44.53% | 45.51%
| 72.6% | 47.76% | 48% | 46.58% | 44.53% | 45.51%
| 72.61% | 47.76% | 48% | 46.58% | 44.53% | 45.51%
| 72.61% | 47.76% | 48% | 46.58% | 44.52% | 45.5%
| 72.62% | 47.76% | 48% | 46.57% | 44.52% | 45.5%
| 72.63% | 47.75% | 48% | 46.57% | 44.52% | 45.5%
| 72.63% | 47.75% | 48% | 46.57% | 44.52% | 45.5%
| 72.64% | 47.75% | 47.99% | 46.57% | 44.51% | 45.5%
| 72.64% | 47.75% | 47.99% | 46.57% | 44.51% | 45.5%
| 72.65% | 47.75% | 47.99% | 46.57% | 44.51% | 45.49%
| 72.65% | 47.75% | 47.99% | 46.57% | 44.51% | 45.49%
| 72.66% | 47.75% | 47.99% | 46.57% | 44.51% | 45.49%
| 72.67% | 47.75% | 47.98% | 46.56% | 44.51% | 45.49%
| 72.67% | 47.74% | 47.98% | 46.56% | 44.5% | 45.48%
| 72.68% | 47.74% | 47.98% | 46.56% | 44.5% | 45.48%
| 72.68% | 47.74% | 47.98% | 46.56% | 44.5% | 45.48%
| 72.69% | 47.74% | 47.98% | 46.56% | 44.5% | 45.48%
| 72.69% | 47.74% | 47.98% | 46.55% | 44.49% | 45.48%
| 72.7% | 47.74% | 47.98% | 46.55% | 44.49% | 45.48%
| 72.71% | 47.74% | 47.98% | 46.54% | 44.49% | 45.47%
| 72.71% | 47.74% | 47.98% | 46.54% | 44.49% | 45.47%
| 72.72% | 47.73% | 47.98% | 46.54% | 44.49% | 45.47%
| 72.72% | 47.73% | 47.97% | 46.54% | 44.49% | 45.46%
| 72.73% | 47.73% | 47.97% | 46.53% | 44.48% | 45.46%
| 72.73% | 47.73% | 47.97% | 46.53% | 44.48% | 45.46%
| 72.74% | 47.73% | 47.97% | 46.53% | 44.48% | 45.45%
| 72.75% | 47.73% | 47.97% | 46.53% | 44.48% | 45.45%
| 72.75% | 47.73% | 47.96% | 46.53% | 44.48% | 45.45%
| 72.76% | 47.73% | 47.96% | 46.52% | 44.48% | 45.45%
| 72.76% | 47.73% | 47.96% | 46.52% | 44.48% | 45.45%
| 72.77% | 47.72% | 47.96% | 46.52% | 44.48% | 45.45%
| 72.77% | 47.72% | 47.96% | 46.52% | 44.48% | 45.44%
| 72.78% | 47.72% | 47.95% | 46.52% | 44.47% | 45.44%
| 72.79% | 47.72% | 47.95% | 46.51% | 44.47% | 45.44%
| 72.79% | 47.72% | 47.95% | 46.51% | 44.47% | 45.43%
| 72.8% | 47.72% | 47.95% | 46.51% | 44.46% | 45.43%
| 72.8% | 47.72% | 47.95% | 46.51% | 44.45% | 45.43%
| 72.81% | 47.72% | 47.95% | 46.51% | 44.45% | 45.42%
| 72.81% | 47.72% | 47.95% | 46.51% | 44.45% | 45.42%
| 72.82% | 47.72% | 47.95% | 46.51% | 44.45% | 45.41%
| 72.83% | 47.71% | 47.95% | 46.51% | 44.45% | 45.41%
| 72.83% | 47.71% | 47.94% | 46.51% | 44.45% | 45.41%
| 72.84% | 47.71% | 47.94% | 46.51% | 44.45% | 45.4%
| 72.84% | 47.71% | 47.94% | 46.5% | 44.44% | 45.4%
| 72.85% | 47.71% | 47.94% | 46.5% | 44.44% | 45.4%
| 72.85% | 47.71% | 47.93% | 46.5% | 44.44% | 45.4%
| 72.86% | 47.71% | 47.93% | 46.49% | 44.44% | 45.39%
| 72.87% | 47.71% | 47.93% | 46.49% | 44.44% | 45.39%
| 72.87% | 47.71% | 47.93% | 46.49% | 44.44% | 45.39%
| 72.88% | 47.71% | 47.92% | 46.49% | 44.44% | 45.39%
| 72.88% | 47.71% | 47.92% | 46.49% | 44.44% | 45.39%
| 72.89% | 47.7% | 47.92% | 46.48% | 44.44% | 45.38%
| 72.89% | 47.7% | 47.91% | 46.48% | 44.44% | 45.38%
| 72.9% | 47.7% | 47.91% | 46.47% | 44.44% | 45.38%
| 72.91% | 47.7% | 47.9% | 46.47% | 44.44% | 45.38%
| 72.91% | 47.7% | 47.9% | 46.47% | 44.43% | 45.38%
| 72.92% | 47.69% | 47.89% | 46.47% | 44.43% | 45.38%
| 72.92% | 47.69% | 47.88% | 46.47% | 44.43% | 45.38%
| 72.93% | 47.69% | 47.88% | 46.46% | 44.43% | 45.37%
| 72.93% | 47.69% | 47.87% | 46.46% | 44.42% | 45.37%
| 72.94% | 47.69% | 47.87% | 46.46% | 44.42% | 45.37%
| 72.95% | 47.69% | 47.87% | 46.45% | 44.42% | 45.37%
| 72.95% | 47.68% | 47.87% | 46.45% | 44.42% | 45.37%
| 72.96% | 47.68% | 47.87% | 46.45% | 44.42% | 45.36%
| 72.96% | 47.68% | 47.86% | 46.45% | 44.42% | 45.35%
| 72.97% | 47.68% | 47.86% | 46.44% | 44.42% | 45.35%
| 72.97% | 47.68% | 47.86% | 46.44% | 44.42% | 45.35%
| 72.98% | 47.67% | 47.85% | 46.44% | 44.42% | 45.34%
| 72.99% | 47.67% | 47.85% | 46.44% | 44.41% | 45.34%
| 72.99% | 47.67% | 47.85% | 46.44% | 44.4% | 45.34%
| 73% | 47.67% | 47.85% | 46.44% | 44.4% | 45.34%
| 73% | 47.67% | 47.85% | 46.43% | 44.4% | 45.34%
| 73.01% | 47.66% | 47.85% | 46.43% | 44.4% | 45.34%
| 73.01% | 47.66% | 47.85% | 46.42% | 44.4% | 45.34%
| 73.02% | 47.66% | 47.85% | 46.42% | 44.4% | 45.33%
| 73.03% | 47.65% | 47.84% | 46.42% | 44.4% | 45.33%
| 73.03% | 47.65% | 47.84% | 46.42% | 44.39% | 45.33%
| 73.04% | 47.65% | 47.84% | 46.42% | 44.39% | 45.32%
| 73.04% | 47.65% | 47.84% | 46.42% | 44.39% | 45.32%
| 73.05% | 47.65% | 47.84% | 46.42% | 44.39% | 45.31%
| 73.05% | 47.65% | 47.84% | 46.41% | 44.39% | 45.31%
| 73.06% | 47.65% | 47.84% | 46.41% | 44.39% | 45.31%
| 73.07% | 47.65% | 47.84% | 46.41% | 44.38% | 45.31%
| 73.07% | 47.65% | 47.84% | 46.41% | 44.38% | 45.31%
| 73.08% | 47.65% | 47.83% | 46.41% | 44.38% | 45.31%
| 73.08% | 47.65% | 47.83% | 46.41% | 44.38% | 45.3%
| 73.09% | 47.65% | 47.83% | 46.4% | 44.38% | 45.3%
| 73.09% | 47.65% | 47.83% | 46.4% | 44.37% | 45.3%
| 73.1% | 47.64% | 47.82% | 46.4% | 44.37% | 45.3%
| 73.11% | 47.64% | 47.82% | 46.39% | 44.37% | 45.29%
| 73.11% | 47.64% | 47.82% | 46.39% | 44.37% | 45.29%
| 73.12% | 47.64% | 47.81% | 46.39% | 44.37% | 45.29%
| 73.12% | 47.64% | 47.81% | 46.39% | 44.37% | 45.29%
| 73.13% | 47.64% | 47.81% | 46.39% | 44.37% | 45.29%
| 73.13% | 47.64% | 47.81% | 46.39% | 44.37% | 45.28%
| 73.14% | 47.64% | 47.81% | 46.39% | 44.36% | 45.28%
| 73.14% | 47.63% | 47.8% | 46.38% | 44.36% | 45.28%
| 73.15% | 47.63% | 47.8% | 46.38% | 44.36% | 45.28%
| 73.16% | 47.63% | 47.8% | 46.38% | 44.36% | 45.27%
| 73.16% | 47.63% | 47.8% | 46.38% | 44.36% | 45.27%
| 73.17% | 47.63% | 47.8% | 46.38% | 44.36% | 45.27%
| 73.17% | 47.63% | 47.8% | 46.38% | 44.35% | 45.27%
| 73.18% | 47.63% | 47.79% | 46.37% | 44.35% | 45.26%
| 73.18% | 47.63% | 47.79% | 46.37% | 44.35% | 45.25%
| 73.19% | 47.62% | 47.79% | 46.37% | 44.35% | 45.25%
| 73.2% | 47.62% | 47.79% | 46.36% | 44.34% | 45.25%
| 73.2% | 47.61% | 47.78% | 46.36% | 44.34% | 45.25%
| 73.21% | 47.61% | 47.78% | 46.36% | 44.34% | 45.24%
| 73.21% | 47.61% | 47.78% | 46.36% | 44.34% | 45.24%
| 73.22% | 47.61% | 47.78% | 46.36% | 44.34% | 45.24%
| 73.22% | 47.61% | 47.77% | 46.36% | 44.34% | 45.24%
| 73.23% | 47.61% | 47.77% | 46.36% | 44.34% | 45.24%
| 73.24% | 47.61% | 47.77% | 46.36% | 44.34% | 45.23%
| 73.24% | 47.6% | 47.77% | 46.36% | 44.34% | 45.23%
| 73.25% | 47.59% | 47.77% | 46.35% | 44.33% | 45.23%
| 73.25% | 47.59% | 47.77% | 46.35% | 44.33% | 45.23%
| 73.26% | 47.59% | 47.76% | 46.35% | 44.33% | 45.21%
| 73.26% | 47.59% | 47.76% | 46.35% | 44.33% | 45.2%
| 73.27% | 47.58% | 47.76% | 46.35% | 44.33% | 45.2%
| 73.28% | 47.58% | 47.76% | 46.35% | 44.33% | 45.2%
| 73.28% | 47.58% | 47.75% | 46.35% | 44.33% | 45.2%
| 73.29% | 47.58% | 47.74% | 46.35% | 44.33% | 45.2%
| 73.29% | 47.58% | 47.74% | 46.34% | 44.32% | 45.2%
| 73.3% | 47.58% | 47.74% | 46.34% | 44.32% | 45.19%
| 73.3% | 47.58% | 47.73% | 46.34% | 44.32% | 45.19%
| 73.31% | 47.58% | 47.72% | 46.34% | 44.32% | 45.19%
| 73.32% | 47.57% | 47.72% | 46.34% | 44.32% | 45.19%
| 73.32% | 47.57% | 47.72% | 46.33% | 44.32% | 45.19%
| 73.33% | 47.57% | 47.72% | 46.33% | 44.32% | 45.19%
| 73.33% | 47.57% | 47.72% | 46.33% | 44.32% | 45.19%
| 73.34% | 47.57% | 47.72% | 46.33% | 44.32% | 45.19%
| 73.34% | 47.56% | 47.71% | 46.33% | 44.31% | 45.19%
| 73.35% | 47.56% | 47.71% | 46.33% | 44.31% | 45.18%
| 73.36% | 47.56% | 47.71% | 46.33% | 44.31% | 45.18%
| 73.36% | 47.56% | 47.71% | 46.33% | 44.3% | 45.18%
| 73.37% | 47.55% | 47.71% | 46.33% | 44.3% | 45.18%
| 73.37% | 47.55% | 47.71% | 46.32% | 44.3% | 45.18%
| 73.38% | 47.55% | 47.7% | 46.32% | 44.3% | 45.18%
| 73.38% | 47.55% | 47.7% | 46.32% | 44.3% | 45.17%
| 73.39% | 47.55% | 47.7% | 46.32% | 44.3% | 45.17%
| 73.4% | 47.55% | 47.7% | 46.32% | 44.29% | 45.17%
| 73.4% | 47.54% | 47.7% | 46.31% | 44.29% | 45.17%
| 73.41% | 47.54% | 47.7% | 46.31% | 44.29% | 45.17%
| 73.41% | 47.54% | 47.69% | 46.31% | 44.29% | 45.17%
| 73.42% | 47.54% | 47.69% | 46.31% | 44.29% | 45.17%
| 73.42% | 47.54% | 47.69% | 46.31% | 44.29% | 45.17%
| 73.43% | 47.54% | 47.69% | 46.3% | 44.29% | 45.17%
| 73.44% | 47.54% | 47.69% | 46.3% | 44.28% | 45.17%
| 73.44% | 47.54% | 47.69% | 46.3% | 44.28% | 45.16%
| 73.45% | 47.54% | 47.69% | 46.3% | 44.28% | 45.16%
| 73.45% | 47.53% | 47.68% | 46.3% | 44.28% | 45.16%
| 73.46% | 47.53% | 47.68% | 46.3% | 44.28% | 45.16%
| 73.46% | 47.53% | 47.68% | 46.3% | 44.27% | 45.16%
| 73.47% | 47.53% | 47.68% | 46.29% | 44.27% | 45.16%
| 73.48% | 47.53% | 47.68% | 46.29% | 44.27% | 45.16%
| 73.48% | 47.52% | 47.67% | 46.29% | 44.26% | 45.16%
| 73.49% | 47.52% | 47.67% | 46.29% | 44.26% | 45.16%
| 73.49% | 47.52% | 47.67% | 46.29% | 44.26% | 45.15%
| 73.5% | 47.52% | 47.67% | 46.28% | 44.25% | 45.15%
| 73.5% | 47.52% | 47.67% | 46.28% | 44.25% | 45.15%
| 73.51% | 47.51% | 47.67% | 46.28% | 44.25% | 45.14%
| 73.52% | 47.51% | 47.67% | 46.28% | 44.24% | 45.14%
| 73.52% | 47.51% | 47.66% | 46.28% | 44.24% | 45.14%
| 73.53% | 47.51% | 47.66% | 46.28% | 44.24% | 45.14%
| 73.53% | 47.51% | 47.66% | 46.27% | 44.24% | 45.14%
| 73.54% | 47.5% | 47.66% | 46.27% | 44.24% | 45.14%
| 73.54% | 47.5% | 47.66% | 46.27% | 44.24% | 45.14%
| 73.55% | 47.5% | 47.66% | 46.27% | 44.23% | 45.14%
| 73.56% | 47.5% | 47.66% | 46.27% | 44.23% | 45.14%
| 73.56% | 47.49% | 47.65% | 46.27% | 44.23% | 45.13%
| 73.57% | 47.49% | 47.65% | 46.27% | 44.22% | 45.13%
| 73.57% | 47.49% | 47.65% | 46.27% | 44.22% | 45.13%
| 73.58% | 47.49% | 47.65% | 46.27% | 44.22% | 45.13%
| 73.58% | 47.49% | 47.65% | 46.26% | 44.22% | 45.12%
| 73.59% | 47.49% | 47.65% | 46.26% | 44.22% | 45.12%
| 73.6% | 47.49% | 47.64% | 46.26% | 44.21% | 45.12%
| 73.6% | 47.49% | 47.64% | 46.26% | 44.21% | 45.12%
| 73.61% | 47.48% | 47.64% | 46.25% | 44.21% | 45.11%
| 73.61% | 47.48% | 47.64% | 46.25% | 44.2% | 45.11%
| 73.62% | 47.48% | 47.63% | 46.24% | 44.2% | 45.11%
| 73.62% | 47.48% | 47.63% | 46.24% | 44.2% | 45.11%
| 73.63% | 47.48% | 47.63% | 46.24% | 44.2% | 45.11%
| 73.64% | 47.48% | 47.63% | 46.24% | 44.2% | 45.11%
| 73.64% | 47.48% | 47.63% | 46.24% | 44.2% | 45.11%
| 73.65% | 47.48% | 47.63% | 46.24% | 44.2% | 45.11%
| 73.65% | 47.47% | 47.62% | 46.24% | 44.2% | 45.11%
| 73.66% | 47.47% | 47.62% | 46.24% | 44.19% | 45.1%
| 73.66% | 47.46% | 47.62% | 46.23% | 44.19% | 45.09%
| 73.67% | 47.46% | 47.62% | 46.23% | 44.19% | 45.09%
| 73.68% | 47.46% | 47.61% | 46.23% | 44.19% | 45.09%
| 73.68% | 47.45% | 47.61% | 46.23% | 44.19% | 45.09%
| 73.69% | 47.45% | 47.61% | 46.23% | 44.19% | 45.08%
| 73.69% | 47.45% | 47.61% | 46.23% | 44.18% | 45.08%
| 73.7% | 47.45% | 47.6% | 46.23% | 44.18% | 45.08%
| 73.7% | 47.45% | 47.6% | 46.23% | 44.18% | 45.08%
| 73.71% | 47.44% | 47.6% | 46.22% | 44.18% | 45.08%
| 73.72% | 47.44% | 47.6% | 46.22% | 44.18% | 45.08%
| 73.72% | 47.44% | 47.59% | 46.22% | 44.18% | 45.07%
| 73.73% | 47.44% | 47.59% | 46.22% | 44.17% | 45.07%
| 73.73% | 47.44% | 47.59% | 46.22% | 44.17% | 45.07%
| 73.74% | 47.44% | 47.59% | 46.22% | 44.17% | 45.07%
| 73.74% | 47.44% | 47.59% | 46.21% | 44.17% | 45.07%
| 73.75% | 47.44% | 47.59% | 46.21% | 44.16% | 45.07%
| 73.76% | 47.44% | 47.59% | 46.2% | 44.16% | 45.07%
| 73.76% | 47.43% | 47.58% | 46.2% | 44.15% | 45.06%
| 73.77% | 47.43% | 47.58% | 46.2% | 44.15% | 45.06%
| 73.77% | 47.43% | 47.58% | 46.2% | 44.15% | 45.06%
| 73.78% | 47.43% | 47.58% | 46.2% | 44.15% | 45.05%
| 73.78% | 47.42% | 47.57% | 46.2% | 44.14% | 45.05%
| 73.79% | 47.42% | 47.57% | 46.19% | 44.14% | 45.04%
| 73.8% | 47.42% | 47.57% | 46.19% | 44.14% | 45.04%
| 73.8% | 47.42% | 47.57% | 46.19% | 44.14% | 45.04%
| 73.81% | 47.42% | 47.57% | 46.18% | 44.14% | 45.04%
| 73.81% | 47.41% | 47.56% | 46.18% | 44.13% | 45.04%
| 73.82% | 47.41% | 47.56% | 46.18% | 44.13% | 45.04%
| 73.82% | 47.41% | 47.56% | 46.18% | 44.13% | 45.04%
| 73.83% | 47.4% | 47.55% | 46.18% | 44.13% | 45.03%
| 73.84% | 47.4% | 47.55% | 46.18% | 44.13% | 45.03%
| 73.84% | 47.4% | 47.55% | 46.18% | 44.12% | 45.03%
| 73.85% | 47.4% | 47.55% | 46.18% | 44.12% | 45.02%
| 73.85% | 47.4% | 47.55% | 46.17% | 44.12% | 45.02%
| 73.86% | 47.4% | 47.54% | 46.17% | 44.12% | 45.02%
| 73.86% | 47.4% | 47.54% | 46.17% | 44.12% | 45.02%
| 73.87% | 47.39% | 47.54% | 46.15% | 44.12% | 45.02%
| 73.88% | 47.39% | 47.54% | 46.15% | 44.11% | 45.01%
| 73.88% | 47.39% | 47.54% | 46.15% | 44.11% | 45.01%
| 73.89% | 47.39% | 47.54% | 46.15% | 44.11% | 45.01%
| 73.89% | 47.38% | 47.54% | 46.15% | 44.11% | 45%
| 73.9% | 47.38% | 47.54% | 46.15% | 44.11% | 45%
| 73.9% | 47.38% | 47.53% | 46.15% | 44.11% | 45%
| 73.91% | 47.38% | 47.53% | 46.15% | 44.1% | 45%
| 73.92% | 47.37% | 47.53% | 46.15% | 44.1% | 45%
| 73.92% | 47.37% | 47.52% | 46.15% | 44.1% | 45%
| 73.93% | 47.37% | 47.52% | 46.15% | 44.1% | 45%
| 73.93% | 47.37% | 47.52% | 46.14% | 44.1% | 45%
| 73.94% | 47.37% | 47.51% | 46.14% | 44.09% | 44.99%
| 73.94% | 47.36% | 47.51% | 46.14% | 44.09% | 44.99%
| 73.95% | 47.36% | 47.51% | 46.14% | 44.09% | 44.99%
| 73.96% | 47.36% | 47.51% | 46.14% | 44.08% | 44.99%
| 73.96% | 47.35% | 47.51% | 46.14% | 44.08% | 44.98%
| 73.97% | 47.35% | 47.51% | 46.14% | 44.08% | 44.98%
| 73.97% | 47.35% | 47.51% | 46.14% | 44.08% | 44.98%
| 73.98% | 47.35% | 47.5% | 46.13% | 44.08% | 44.98%
| 73.98% | 47.35% | 47.5% | 46.13% | 44.07% | 44.98%
| 73.99% | 47.35% | 47.5% | 46.13% | 44.07% | 44.98%
| 74% | 47.35% | 47.5% | 46.13% | 44.07% | 44.97%
| 74% | 47.34% | 47.5% | 46.13% | 44.06% | 44.97%
| 74.01% | 47.34% | 47.5% | 46.13% | 44.06% | 44.96%
| 74.01% | 47.34% | 47.5% | 46.13% | 44.06% | 44.96%
| 74.02% | 47.34% | 47.5% | 46.13% | 44.06% | 44.96%
| 74.02% | 47.34% | 47.5% | 46.13% | 44.06% | 44.96%
| 74.03% | 47.34% | 47.49% | 46.13% | 44.06% | 44.96%
| 74.04% | 47.34% | 47.49% | 46.12% | 44.05% | 44.96%
| 74.04% | 47.34% | 47.49% | 46.12% | 44.05% | 44.96%
| 74.05% | 47.34% | 47.49% | 46.11% | 44.05% | 44.96%
| 74.05% | 47.33% | 47.49% | 46.11% | 44.05% | 44.96%
| 74.06% | 47.33% | 47.48% | 46.11% | 44.05% | 44.96%
| 74.06% | 47.33% | 47.48% | 46.11% | 44.05% | 44.95%
| 74.07% | 47.33% | 47.48% | 46.11% | 44.04% | 44.95%
| 74.08% | 47.33% | 47.48% | 46.11% | 44.04% | 44.95%
| 74.08% | 47.33% | 47.48% | 46.11% | 44.04% | 44.95%
| 74.09% | 47.33% | 47.48% | 46.11% | 44.04% | 44.95%
| 74.09% | 47.32% | 47.48% | 46.11% | 44.04% | 44.94%
| 74.1% | 47.32% | 47.48% | 46.11% | 44.03% | 44.94%
| 74.1% | 47.32% | 47.47% | 46.11% | 44.03% | 44.93%
| 74.11% | 47.32% | 47.47% | 46.1% | 44.03% | 44.93%
| 74.12% | 47.32% | 47.47% | 46.1% | 44.03% | 44.93%
| 74.12% | 47.31% | 47.47% | 46.1% | 44.03% | 44.93%
| 74.13% | 47.31% | 47.46% | 46.1% | 44.02% | 44.93%
| 74.13% | 47.31% | 47.46% | 46.1% | 44.02% | 44.92%
| 74.14% | 47.31% | 47.46% | 46.1% | 44.02% | 44.92%
| 74.14% | 47.31% | 47.46% | 46.09% | 44.02% | 44.92%
| 74.15% | 47.31% | 47.46% | 46.09% | 44.01% | 44.92%
| 74.16% | 47.31% | 47.46% | 46.09% | 44.01% | 44.91%
| 74.16% | 47.3% | 47.46% | 46.09% | 44.01% | 44.91%
| 74.17% | 47.3% | 47.45% | 46.09% | 44.01% | 44.91%
| 74.17% | 47.3% | 47.45% | 46.09% | 44.01% | 44.91%
| 74.18% | 47.3% | 47.45% | 46.09% | 44.01% | 44.9%
| 74.18% | 47.29% | 47.45% | 46.08% | 44.01% | 44.9%
| 74.19% | 47.29% | 47.45% | 46.08% | 44% | 44.9%
| 74.2% | 47.29% | 47.45% | 46.08% | 44% | 44.9%
| 74.2% | 47.29% | 47.44% | 46.07% | 44% | 44.89%
| 74.21% | 47.28% | 47.44% | 46.07% | 43.99% | 44.89%
| 74.21% | 47.28% | 47.43% | 46.07% | 43.99% | 44.89%
| 74.22% | 47.28% | 47.43% | 46.07% | 43.99% | 44.89%
| 74.22% | 47.28% | 47.43% | 46.07% | 43.99% | 44.89%
| 74.23% | 47.28% | 47.43% | 46.06% | 43.99% | 44.89%
| 74.24% | 47.28% | 47.43% | 46.06% | 43.98% | 44.89%
| 74.24% | 47.28% | 47.43% | 46.05% | 43.98% | 44.88%
| 74.25% | 47.28% | 47.43% | 46.05% | 43.98% | 44.88%
| 74.25% | 47.28% | 47.43% | 46.05% | 43.98% | 44.88%
| 74.26% | 47.28% | 47.42% | 46.05% | 43.98% | 44.87%
| 74.26% | 47.27% | 47.42% | 46.04% | 43.98% | 44.87%
| 74.27% | 47.27% | 47.42% | 46.04% | 43.98% | 44.87%
| 74.28% | 47.27% | 47.41% | 46.04% | 43.98% | 44.87%
| 74.28% | 47.27% | 47.41% | 46.04% | 43.97% | 44.87%
| 74.29% | 47.27% | 47.41% | 46.04% | 43.97% | 44.87%
| 74.29% | 47.27% | 47.41% | 46.04% | 43.97% | 44.87%
| 74.3% | 47.27% | 47.41% | 46.03% | 43.97% | 44.86%
| 74.3% | 47.27% | 47.41% | 46.03% | 43.97% | 44.86%
| 74.31% | 47.26% | 47.4% | 46.03% | 43.97% | 44.86%
| 74.32% | 47.26% | 47.4% | 46.03% | 43.97% | 44.86%
| 74.32% | 47.26% | 47.4% | 46.03% | 43.97% | 44.86%
| 74.33% | 47.26% | 47.4% | 46.03% | 43.96% | 44.85%
| 74.33% | 47.26% | 47.4% | 46.03% | 43.96% | 44.85%
| 74.34% | 47.26% | 47.4% | 46.03% | 43.96% | 44.85%
| 74.34% | 47.25% | 47.39% | 46.03% | 43.95% | 44.85%
| 74.35% | 47.25% | 47.39% | 46.03% | 43.95% | 44.85%
| 74.36% | 47.25% | 47.39% | 46.02% | 43.95% | 44.84%
| 74.36% | 47.25% | 47.39% | 46.02% | 43.95% | 44.84%
| 74.37% | 47.25% | 47.39% | 46.02% | 43.95% | 44.84%
| 74.37% | 47.24% | 47.39% | 46.02% | 43.95% | 44.84%
| 74.38% | 47.24% | 47.38% | 46.02% | 43.94% | 44.84%
| 74.38% | 47.24% | 47.38% | 46.02% | 43.94% | 44.84%
| 74.39% | 47.24% | 47.38% | 46.02% | 43.94% | 44.84%
| 74.39% | 47.24% | 47.38% | 46.01% | 43.94% | 44.84%
| 74.4% | 47.24% | 47.38% | 46.01% | 43.94% | 44.84%
| 74.41% | 47.23% | 47.38% | 46.01% | 43.94% | 44.84%
| 74.41% | 47.23% | 47.37% | 46.01% | 43.94% | 44.84%
| 74.42% | 47.23% | 47.37% | 46.01% | 43.94% | 44.83%
| 74.42% | 47.22% | 47.37% | 46% | 43.94% | 44.83%
| 74.43% | 47.22% | 47.37% | 46% | 43.93% | 44.82%
| 74.43% | 47.22% | 47.37% | 45.99% | 43.93% | 44.82%
| 74.44% | 47.22% | 47.37% | 45.99% | 43.93% | 44.82%
| 74.45% | 47.22% | 47.37% | 45.99% | 43.93% | 44.82%
| 74.45% | 47.22% | 47.37% | 45.99% | 43.93% | 44.82%
| 74.46% | 47.22% | 47.36% | 45.99% | 43.93% | 44.82%
| 74.46% | 47.21% | 47.36% | 45.98% | 43.93% | 44.81%
| 74.47% | 47.21% | 47.36% | 45.98% | 43.93% | 44.81%
| 74.47% | 47.21% | 47.36% | 45.98% | 43.93% | 44.8%
| 74.48% | 47.21% | 47.35% | 45.98% | 43.92% | 44.8%
| 74.49% | 47.21% | 47.35% | 45.98% | 43.92% | 44.8%
| 74.49% | 47.21% | 47.35% | 45.97% | 43.92% | 44.8%
| 74.5% | 47.21% | 47.35% | 45.97% | 43.92% | 44.8%
| 74.5% | 47.2% | 47.35% | 45.97% | 43.92% | 44.8%
| 74.51% | 47.2% | 47.35% | 45.96% | 43.92% | 44.8%
| 74.51% | 47.2% | 47.34% | 45.96% | 43.92% | 44.79%
| 74.52% | 47.2% | 47.34% | 45.96% | 43.92% | 44.79%
| 74.53% | 47.2% | 47.34% | 45.96% | 43.91% | 44.79%
| 74.53% | 47.2% | 47.34% | 45.95% | 43.91% | 44.78%
| 74.54% | 47.2% | 47.33% | 45.95% | 43.91% | 44.78%
| 74.54% | 47.2% | 47.33% | 45.95% | 43.9% | 44.78%
| 74.55% | 47.2% | 47.33% | 45.95% | 43.9% | 44.78%
| 74.55% | 47.2% | 47.32% | 45.94% | 43.9% | 44.78%
| 74.56% | 47.19% | 47.32% | 45.94% | 43.9% | 44.78%
| 74.57% | 47.19% | 47.32% | 45.94% | 43.9% | 44.77%
| 74.57% | 47.19% | 47.31% | 45.94% | 43.89% | 44.77%
| 74.58% | 47.19% | 47.31% | 45.94% | 43.89% | 44.77%
| 74.58% | 47.19% | 47.31% | 45.93% | 43.89% | 44.77%
| 74.59% | 47.19% | 47.31% | 45.93% | 43.88% | 44.77%
| 74.59% | 47.19% | 47.31% | 45.93% | 43.88% | 44.77%
| 74.6% | 47.19% | 47.3% | 45.93% | 43.88% | 44.76%
| 74.61% | 47.18% | 47.3% | 45.93% | 43.88% | 44.76%
| 74.61% | 47.18% | 47.3% | 45.92% | 43.88% | 44.75%
| 74.62% | 47.18% | 47.3% | 45.92% | 43.88% | 44.75%
| 74.62% | 47.18% | 47.3% | 45.92% | 43.88% | 44.75%
| 74.63% | 47.18% | 47.3% | 45.92% | 43.87% | 44.75%
| 74.63% | 47.18% | 47.3% | 45.92% | 43.87% | 44.75%
| 74.64% | 47.18% | 47.3% | 45.92% | 43.87% | 44.75%
| 74.65% | 47.18% | 47.29% | 45.92% | 43.87% | 44.74%
| 74.65% | 47.18% | 47.29% | 45.92% | 43.87% | 44.74%
| 74.66% | 47.18% | 47.29% | 45.91% | 43.87% | 44.74%
| 74.66% | 47.17% | 47.29% | 45.91% | 43.86% | 44.73%
| 74.67% | 47.17% | 47.29% | 45.91% | 43.86% | 44.73%
| 74.67% | 47.17% | 47.29% | 45.9% | 43.86% | 44.73%
| 74.68% | 47.17% | 47.29% | 45.9% | 43.86% | 44.73%
| 74.69% | 47.17% | 47.29% | 45.9% | 43.85% | 44.72%
| 74.69% | 47.17% | 47.29% | 45.89% | 43.85% | 44.71%
| 74.7% | 47.17% | 47.29% | 45.89% | 43.85% | 44.71%
| 74.7% | 47.17% | 47.28% | 45.88% | 43.85% | 44.71%
| 74.71% | 47.16% | 47.28% | 45.88% | 43.85% | 44.71%
| 74.71% | 47.16% | 47.28% | 45.88% | 43.84% | 44.71%
| 74.72% | 47.16% | 47.28% | 45.88% | 43.84% | 44.71%
| 74.73% | 47.16% | 47.27% | 45.88% | 43.84% | 44.71%
| 74.73% | 47.15% | 47.27% | 45.88% | 43.84% | 44.7%
| 74.74% | 47.15% | 47.27% | 45.87% | 43.84% | 44.7%
| 74.74% | 47.15% | 47.26% | 45.87% | 43.83% | 44.7%
| 74.75% | 47.15% | 47.26% | 45.87% | 43.83% | 44.7%
| 74.75% | 47.15% | 47.26% | 45.87% | 43.83% | 44.7%
| 74.76% | 47.15% | 47.25% | 45.87% | 43.82% | 44.7%
| 74.77% | 47.15% | 47.25% | 45.87% | 43.82% | 44.7%
| 74.77% | 47.15% | 47.25% | 45.87% | 43.82% | 44.7%
| 74.78% | 47.14% | 47.24% | 45.87% | 43.82% | 44.7%
| 74.78% | 47.14% | 47.24% | 45.87% | 43.82% | 44.69%
| 74.79% | 47.14% | 47.24% | 45.86% | 43.82% | 44.69%
| 74.79% | 47.14% | 47.24% | 45.86% | 43.81% | 44.69%
| 74.8% | 47.14% | 47.24% | 45.86% | 43.81% | 44.69%
| 74.81% | 47.14% | 47.24% | 45.86% | 43.81% | 44.69%
| 74.81% | 47.14% | 47.23% | 45.86% | 43.81% | 44.68%
| 74.82% | 47.14% | 47.23% | 45.85% | 43.81% | 44.68%
| 74.82% | 47.14% | 47.23% | 45.85% | 43.81% | 44.67%
| 74.83% | 47.14% | 47.23% | 45.85% | 43.81% | 44.67%
| 74.83% | 47.13% | 47.22% | 45.85% | 43.81% | 44.67%
| 74.84% | 47.13% | 47.22% | 45.85% | 43.8% | 44.67%
| 74.85% | 47.13% | 47.22% | 45.85% | 43.8% | 44.67%
| 74.85% | 47.13% | 47.22% | 45.85% | 43.8% | 44.66%
| 74.86% | 47.13% | 47.22% | 45.84% | 43.8% | 44.66%
| 74.86% | 47.13% | 47.22% | 45.84% | 43.79% | 44.66%
| 74.87% | 47.13% | 47.22% | 45.84% | 43.79% | 44.66%
| 74.87% | 47.13% | 47.21% | 45.84% | 43.79% | 44.65%
| 74.88% | 47.13% | 47.21% | 45.84% | 43.79% | 44.65%
| 74.89% | 47.12% | 47.21% | 45.84% | 43.79% | 44.65%
| 74.89% | 47.12% | 47.21% | 45.84% | 43.79% | 44.65%
| 74.9% | 47.12% | 47.21% | 45.84% | 43.78% | 44.65%
| 74.9% | 47.12% | 47.2% | 45.83% | 43.78% | 44.65%
| 74.91% | 47.12% | 47.2% | 45.83% | 43.78% | 44.64%
| 74.91% | 47.12% | 47.2% | 45.83% | 43.78% | 44.64%
| 74.92% | 47.11% | 47.19% | 45.82% | 43.77% | 44.64%
| 74.93% | 47.11% | 47.19% | 45.82% | 43.77% | 44.64%
| 74.93% | 47.11% | 47.19% | 45.82% | 43.77% | 44.63%
| 74.94% | 47.11% | 47.19% | 45.82% | 43.77% | 44.63%
| 74.94% | 47.11% | 47.19% | 45.82% | 43.76% | 44.63%
| 74.95% | 47.11% | 47.18% | 45.82% | 43.76% | 44.63%
| 74.95% | 47.11% | 47.18% | 45.81% | 43.76% | 44.63%
| 74.96% | 47.11% | 47.18% | 45.81% | 43.76% | 44.63%
| 74.97% | 47.1% | 47.18% | 45.81% | 43.76% | 44.63%
| 74.97% | 47.1% | 47.17% | 45.81% | 43.76% | 44.62%
| 74.98% | 47.1% | 47.17% | 45.81% | 43.75% | 44.62%
| 74.98% | 47.1% | 47.17% | 45.81% | 43.75% | 44.62%
| 74.99% | 47.1% | 47.17% | 45.81% | 43.75% | 44.62%
| 74.99% | 47.1% | 47.17% | 45.81% | 43.75% | 44.62%
| 75% | 47.1% | 47.16% | 45.81% | 43.75% | 44.62%
| 75.01% | 47.1% | 47.16% | 45.8% | 43.75% | 44.61%
| 75.01% | 47.09% | 47.16% | 45.8% | 43.74% | 44.61%
| 75.02% | 47.09% | 47.16% | 45.8% | 43.74% | 44.61%
| 75.02% | 47.09% | 47.15% | 45.79% | 43.74% | 44.61%
| 75.03% | 47.09% | 47.15% | 45.79% | 43.74% | 44.6%
| 75.03% | 47.08% | 47.15% | 45.79% | 43.74% | 44.6%
| 75.04% | 47.08% | 47.15% | 45.79% | 43.74% | 44.6%
| 75.05% | 47.08% | 47.14% | 45.79% | 43.74% | 44.6%
| 75.05% | 47.08% | 47.14% | 45.79% | 43.73% | 44.6%
| 75.06% | 47.08% | 47.14% | 45.78% | 43.73% | 44.59%
| 75.06% | 47.07% | 47.14% | 45.78% | 43.73% | 44.59%
| 75.07% | 47.07% | 47.14% | 45.77% | 43.73% | 44.59%
| 75.07% | 47.07% | 47.13% | 45.77% | 43.73% | 44.58%
| 75.08% | 47.07% | 47.13% | 45.77% | 43.73% | 44.58%
| 75.09% | 47.07% | 47.13% | 45.76% | 43.72% | 44.57%
| 75.09% | 47.07% | 47.13% | 45.76% | 43.72% | 44.57%
| 75.1% | 47.06% | 47.13% | 45.76% | 43.72% | 44.57%
| 75.1% | 47.06% | 47.12% | 45.75% | 43.72% | 44.57%
| 75.11% | 47.06% | 47.12% | 45.75% | 43.71% | 44.56%
| 75.11% | 47.06% | 47.11% | 45.75% | 43.71% | 44.56%
| 75.12% | 47.05% | 47.11% | 45.74% | 43.71% | 44.56%
| 75.13% | 47.05% | 47.11% | 45.74% | 43.71% | 44.56%
| 75.13% | 47.05% | 47.1% | 45.74% | 43.71% | 44.56%
| 75.14% | 47.05% | 47.1% | 45.74% | 43.71% | 44.56%
| 75.14% | 47.05% | 47.1% | 45.74% | 43.7% | 44.56%
| 75.15% | 47.05% | 47.1% | 45.73% | 43.7% | 44.54%
| 75.15% | 47.04% | 47.1% | 45.73% | 43.7% | 44.54%
| 75.16% | 47.04% | 47.1% | 45.73% | 43.69% | 44.54%
| 75.17% | 47.04% | 47.1% | 45.73% | 43.69% | 44.53%
| 75.17% | 47.04% | 47.1% | 45.72% | 43.68% | 44.53%
| 75.18% | 47.04% | 47.1% | 45.72% | 43.68% | 44.53%
| 75.18% | 47.04% | 47.09% | 45.72% | 43.67% | 44.53%
| 75.19% | 47.04% | 47.09% | 45.72% | 43.67% | 44.53%
| 75.19% | 47.04% | 47.09% | 45.72% | 43.67% | 44.52%
| 75.2% | 47.04% | 47.09% | 45.71% | 43.67% | 44.52%
| 75.21% | 47.04% | 47.09% | 45.71% | 43.67% | 44.52%
| 75.21% | 47.04% | 47.08% | 45.71% | 43.67% | 44.52%
| 75.22% | 47.03% | 47.08% | 45.71% | 43.67% | 44.51%
| 75.22% | 47.03% | 47.08% | 45.71% | 43.67% | 44.51%
| 75.23% | 47.03% | 47.08% | 45.71% | 43.66% | 44.51%
| 75.23% | 47.03% | 47.08% | 45.71% | 43.66% | 44.51%
| 75.24% | 47.03% | 47.08% | 45.7% | 43.65% | 44.5%
| 75.25% | 47.02% | 47.08% | 45.7% | 43.65% | 44.49%
| 75.25% | 47.02% | 47.07% | 45.7% | 43.65% | 44.49%
| 75.26% | 47.02% | 47.07% | 45.7% | 43.65% | 44.49%
| 75.26% | 47.02% | 47.07% | 45.7% | 43.65% | 44.49%
| 75.27% | 47.02% | 47.07% | 45.7% | 43.64% | 44.49%
| 75.27% | 47.02% | 47.07% | 45.69% | 43.64% | 44.49%
| 75.28% | 47.01% | 47.07% | 45.69% | 43.64% | 44.49%
| 75.29% | 47.01% | 47.06% | 45.69% | 43.63% | 44.48%
| 75.29% | 47.01% | 47.06% | 45.69% | 43.63% | 44.48%
| 75.3% | 47.01% | 47.06% | 45.69% | 43.63% | 44.48%
| 75.3% | 47.01% | 47.06% | 45.69% | 43.63% | 44.47%
| 75.31% | 47.01% | 47.05% | 45.69% | 43.62% | 44.47%
| 75.31% | 47.01% | 47.05% | 45.69% | 43.62% | 44.47%
| 75.32% | 47.01% | 47.05% | 45.68% | 43.62% | 44.47%
| 75.33% | 47.01% | 47.05% | 45.68% | 43.61% | 44.47%
| 75.33% | 47% | 47.05% | 45.68% | 43.61% | 44.47%
| 75.34% | 47% | 47.05% | 45.68% | 43.61% | 44.46%
| 75.34% | 47% | 47.05% | 45.68% | 43.61% | 44.46%
| 75.35% | 46.99% | 47.04% | 45.67% | 43.6% | 44.45%
| 75.35% | 46.99% | 47.04% | 45.67% | 43.6% | 44.45%
| 75.36% | 46.99% | 47.04% | 45.67% | 43.6% | 44.45%
| 75.37% | 46.99% | 47.04% | 45.67% | 43.6% | 44.45%
| 75.37% | 46.99% | 47.04% | 45.67% | 43.6% | 44.45%
| 75.38% | 46.99% | 47.03% | 45.66% | 43.59% | 44.45%
| 75.38% | 46.99% | 47.03% | 45.66% | 43.59% | 44.44%
| 75.39% | 46.99% | 47.03% | 45.66% | 43.59% | 44.44%
| 75.39% | 46.99% | 47.03% | 45.66% | 43.59% | 44.44%
| 75.4% | 46.99% | 47.03% | 45.66% | 43.59% | 44.44%
| 75.41% | 46.99% | 47.03% | 45.66% | 43.58% | 44.43%
| 75.41% | 46.99% | 47.02% | 45.65% | 43.58% | 44.43%
| 75.42% | 46.98% | 47.02% | 45.65% | 43.58% | 44.43%
| 75.42% | 46.98% | 47.02% | 45.65% | 43.57% | 44.43%
| 75.43% | 46.98% | 47.02% | 45.65% | 43.57% | 44.42%
| 75.43% | 46.98% | 47.02% | 45.65% | 43.57% | 44.42%
| 75.44% | 46.98% | 47.02% | 45.65% | 43.56% | 44.42%
| 75.45% | 46.98% | 47.01% | 45.65% | 43.56% | 44.42%
| 75.45% | 46.98% | 47.01% | 45.65% | 43.56% | 44.41%
| 75.46% | 46.98% | 47.01% | 45.65% | 43.56% | 44.41%
| 75.46% | 46.98% | 47.01% | 45.65% | 43.56% | 44.41%
| 75.47% | 46.98% | 47.01% | 45.64% | 43.56% | 44.41%
| 75.47% | 46.97% | 47.01% | 45.64% | 43.56% | 44.4%
| 75.48% | 46.97% | 47% | 45.64% | 43.55% | 44.4%
| 75.49% | 46.97% | 47% | 45.64% | 43.55% | 44.4%
| 75.49% | 46.97% | 47% | 45.64% | 43.55% | 44.4%
| 75.5% | 46.97% | 47% | 45.63% | 43.54% | 44.4%
| 75.5% | 46.97% | 47% | 45.63% | 43.54% | 44.4%
| 75.51% | 46.97% | 46.99% | 45.62% | 43.54% | 44.39%
| 75.51% | 46.97% | 46.99% | 45.62% | 43.54% | 44.39%
| 75.52% | 46.96% | 46.99% | 45.62% | 43.54% | 44.39%
| 75.53% | 46.96% | 46.99% | 45.62% | 43.53% | 44.39%
| 75.53% | 46.96% | 46.98% | 45.62% | 43.53% | 44.39%
| 75.54% | 46.96% | 46.98% | 45.61% | 43.53% | 44.39%
| 75.54% | 46.96% | 46.98% | 45.6% | 43.52% | 44.38%
| 75.55% | 46.96% | 46.98% | 45.6% | 43.52% | 44.38%
| 75.55% | 46.96% | 46.97% | 45.6% | 43.52% | 44.38%
| 75.56% | 46.96% | 46.97% | 45.6% | 43.52% | 44.38%
| 75.57% | 46.95% | 46.96% | 45.6% | 43.51% | 44.38%
| 75.57% | 46.95% | 46.96% | 45.59% | 43.51% | 44.37%
| 75.58% | 46.95% | 46.96% | 45.59% | 43.51% | 44.37%
| 75.58% | 46.95% | 46.95% | 45.59% | 43.51% | 44.37%
| 75.59% | 46.95% | 46.95% | 45.59% | 43.51% | 44.37%
| 75.59% | 46.95% | 46.95% | 45.59% | 43.51% | 44.37%
| 75.6% | 46.94% | 46.95% | 45.59% | 43.5% | 44.36%
| 75.61% | 46.94% | 46.95% | 45.59% | 43.5% | 44.36%
| 75.61% | 46.94% | 46.94% | 45.59% | 43.49% | 44.36%
| 75.62% | 46.94% | 46.94% | 45.58% | 43.49% | 44.36%
| 75.62% | 46.94% | 46.94% | 45.58% | 43.49% | 44.36%
| 75.63% | 46.94% | 46.94% | 45.58% | 43.49% | 44.36%
| 75.63% | 46.94% | 46.94% | 45.58% | 43.48% | 44.35%
| 75.64% | 46.94% | 46.94% | 45.58% | 43.48% | 44.35%
| 75.64% | 46.94% | 46.93% | 45.58% | 43.48% | 44.35%
| 75.65% | 46.93% | 46.93% | 45.58% | 43.48% | 44.35%
| 75.66% | 46.93% | 46.93% | 45.57% | 43.47% | 44.35%
| 75.66% | 46.93% | 46.93% | 45.57% | 43.47% | 44.34%
| 75.67% | 46.93% | 46.92% | 45.57% | 43.47% | 44.34%
| 75.67% | 46.93% | 46.92% | 45.57% | 43.46% | 44.33%
| 75.68% | 46.93% | 46.92% | 45.57% | 43.46% | 44.33%
| 75.68% | 46.93% | 46.92% | 45.57% | 43.46% | 44.33%
| 75.69% | 46.93% | 46.92% | 45.57% | 43.46% | 44.33%
| 75.7% | 46.93% | 46.92% | 45.57% | 43.46% | 44.33%
| 75.7% | 46.93% | 46.92% | 45.56% | 43.46% | 44.33%
| 75.71% | 46.92% | 46.91% | 45.56% | 43.46% | 44.32%
| 75.71% | 46.92% | 46.91% | 45.56% | 43.46% | 44.32%
| 75.72% | 46.92% | 46.91% | 45.56% | 43.45% | 44.32%
| 75.72% | 46.92% | 46.91% | 45.55% | 43.45% | 44.31%
| 75.73% | 46.91% | 46.91% | 45.55% | 43.45% | 44.31%
| 75.74% | 46.91% | 46.91% | 45.55% | 43.45% | 44.31%
| 75.74% | 46.91% | 46.91% | 45.55% | 43.45% | 44.31%
| 75.75% | 46.91% | 46.91% | 45.55% | 43.45% | 44.31%
| 75.75% | 46.91% | 46.9% | 45.55% | 43.44% | 44.3%
| 75.76% | 46.91% | 46.9% | 45.55% | 43.44% | 44.3%
| 75.76% | 46.91% | 46.9% | 45.55% | 43.43% | 44.3%
| 75.77% | 46.91% | 46.9% | 45.55% | 43.43% | 44.3%
| 75.78% | 46.91% | 46.89% | 45.54% | 43.42% | 44.3%
| 75.78% | 46.91% | 46.89% | 45.54% | 43.42% | 44.3%
| 75.79% | 46.91% | 46.89% | 45.54% | 43.42% | 44.3%
| 75.79% | 46.91% | 46.89% | 45.54% | 43.42% | 44.29%
| 75.8% | 46.91% | 46.88% | 45.54% | 43.42% | 44.29%
| 75.8% | 46.9% | 46.88% | 45.54% | 43.41% | 44.29%
| 75.81% | 46.9% | 46.88% | 45.53% | 43.41% | 44.29%
| 75.82% | 46.9% | 46.88% | 45.53% | 43.41% | 44.29%
| 75.82% | 46.9% | 46.87% | 45.53% | 43.41% | 44.29%
| 75.83% | 46.9% | 46.87% | 45.53% | 43.41% | 44.28%
| 75.83% | 46.9% | 46.86% | 45.52% | 43.4% | 44.28%
| 75.84% | 46.9% | 46.86% | 45.52% | 43.4% | 44.28%
| 75.84% | 46.9% | 46.86% | 45.52% | 43.4% | 44.28%
| 75.85% | 46.9% | 46.86% | 45.52% | 43.4% | 44.28%
| 75.86% | 46.89% | 46.86% | 45.52% | 43.4% | 44.27%
| 75.86% | 46.89% | 46.86% | 45.52% | 43.39% | 44.27%
| 75.87% | 46.89% | 46.86% | 45.52% | 43.39% | 44.27%
| 75.87% | 46.89% | 46.86% | 45.51% | 43.39% | 44.27%
| 75.88% | 46.89% | 46.85% | 45.51% | 43.39% | 44.27%
| 75.88% | 46.89% | 46.85% | 45.51% | 43.39% | 44.26%
| 75.89% | 46.88% | 46.85% | 45.51% | 43.39% | 44.26%
| 75.9% | 46.88% | 46.85% | 45.5% | 43.39% | 44.26%
| 75.9% | 46.88% | 46.85% | 45.5% | 43.39% | 44.26%
| 75.91% | 46.88% | 46.85% | 45.5% | 43.38% | 44.26%
| 75.91% | 46.88% | 46.85% | 45.49% | 43.38% | 44.26%
| 75.92% | 46.88% | 46.84% | 45.48% | 43.38% | 44.26%
| 75.92% | 46.88% | 46.84% | 45.48% | 43.38% | 44.25%
| 75.93% | 46.88% | 46.84% | 45.48% | 43.37% | 44.25%
| 75.94% | 46.88% | 46.84% | 45.48% | 43.37% | 44.25%
| 75.94% | 46.87% | 46.83% | 45.48% | 43.37% | 44.25%
| 75.95% | 46.87% | 46.83% | 45.48% | 43.37% | 44.24%
| 75.95% | 46.87% | 46.83% | 45.48% | 43.37% | 44.24%
| 75.96% | 46.87% | 46.83% | 45.48% | 43.36% | 44.24%
| 75.96% | 46.87% | 46.83% | 45.47% | 43.36% | 44.23%
| 75.97% | 46.87% | 46.82% | 45.47% | 43.36% | 44.23%
| 75.98% | 46.86% | 46.82% | 45.47% | 43.35% | 44.22%
| 75.98% | 46.86% | 46.82% | 45.47% | 43.35% | 44.22%
| 75.99% | 46.86% | 46.82% | 45.46% | 43.35% | 44.22%
| 75.99% | 46.86% | 46.82% | 45.46% | 43.35% | 44.21%
| 76% | 46.86% | 46.81% | 45.46% | 43.35% | 44.21%
| 76% | 46.86% | 46.81% | 45.46% | 43.34% | 44.21%
| 76.01% | 46.86% | 46.81% | 45.46% | 43.34% | 44.21%
| 76.02% | 46.85% | 46.81% | 45.46% | 43.34% | 44.21%
| 76.02% | 46.85% | 46.81% | 45.45% | 43.34% | 44.2%
| 76.03% | 46.85% | 46.8% | 45.45% | 43.34% | 44.2%
| 76.03% | 46.85% | 46.8% | 45.45% | 43.34% | 44.2%
| 76.04% | 46.85% | 46.8% | 45.45% | 43.34% | 44.2%
| 76.04% | 46.84% | 46.79% | 45.45% | 43.34% | 44.2%
| 76.05% | 46.84% | 46.79% | 45.45% | 43.34% | 44.19%
| 76.06% | 46.84% | 46.79% | 45.44% | 43.34% | 44.19%
| 76.06% | 46.84% | 46.79% | 45.44% | 43.34% | 44.19%
| 76.07% | 46.83% | 46.78% | 45.44% | 43.33% | 44.19%
| 76.07% | 46.83% | 46.78% | 45.44% | 43.33% | 44.19%
| 76.08% | 46.83% | 46.78% | 45.44% | 43.33% | 44.19%
| 76.08% | 46.83% | 46.78% | 45.44% | 43.33% | 44.18%
| 76.09% | 46.83% | 46.78% | 45.44% | 43.33% | 44.18%
| 76.1% | 46.83% | 46.77% | 45.44% | 43.32% | 44.18%
| 76.1% | 46.83% | 46.77% | 45.44% | 43.32% | 44.17%
| 76.11% | 46.82% | 46.77% | 45.43% | 43.31% | 44.17%
| 76.11% | 46.82% | 46.77% | 45.43% | 43.31% | 44.17%
| 76.12% | 46.82% | 46.77% | 45.43% | 43.31% | 44.17%
| 76.12% | 46.82% | 46.77% | 45.43% | 43.3% | 44.17%
| 76.13% | 46.82% | 46.77% | 45.43% | 43.3% | 44.17%
| 76.14% | 46.82% | 46.76% | 45.43% | 43.3% | 44.17%
| 76.14% | 46.82% | 46.76% | 45.42% | 43.3% | 44.17%
| 76.15% | 46.82% | 46.76% | 45.42% | 43.3% | 44.16%
| 76.15% | 46.81% | 46.76% | 45.41% | 43.3% | 44.16%
| 76.16% | 46.81% | 46.76% | 45.41% | 43.3% | 44.16%
| 76.16% | 46.81% | 46.76% | 45.41% | 43.3% | 44.16%
| 76.17% | 46.81% | 46.75% | 45.41% | 43.29% | 44.16%
| 76.18% | 46.8% | 46.75% | 45.41% | 43.28% | 44.16%
| 76.18% | 46.8% | 46.75% | 45.41% | 43.28% | 44.16%
| 76.19% | 46.8% | 46.75% | 45.41% | 43.27% | 44.16%
| 76.19% | 46.8% | 46.75% | 45.4% | 43.27% | 44.15%
| 76.2% | 46.8% | 46.75% | 45.4% | 43.27% | 44.15%
| 76.2% | 46.8% | 46.74% | 45.4% | 43.26% | 44.15%
| 76.21% | 46.79% | 46.74% | 45.4% | 43.26% | 44.15%
| 76.22% | 46.79% | 46.74% | 45.4% | 43.26% | 44.15%
| 76.22% | 46.79% | 46.74% | 45.4% | 43.26% | 44.15%
| 76.23% | 46.79% | 46.74% | 45.4% | 43.26% | 44.15%
| 76.23% | 46.79% | 46.73% | 45.4% | 43.26% | 44.15%
| 76.24% | 46.79% | 46.73% | 45.4% | 43.26% | 44.14%
| 76.24% | 46.78% | 46.73% | 45.39% | 43.26% | 44.14%
| 76.25% | 46.78% | 46.73% | 45.39% | 43.26% | 44.14%
| 76.26% | 46.78% | 46.73% | 45.39% | 43.26% | 44.14%
| 76.26% | 46.78% | 46.72% | 45.39% | 43.25% | 44.14%
| 76.27% | 46.78% | 46.72% | 45.39% | 43.25% | 44.13%
| 76.27% | 46.78% | 46.72% | 45.38% | 43.25% | 44.13%
| 76.28% | 46.78% | 46.72% | 45.38% | 43.25% | 44.13%
| 76.28% | 46.77% | 46.72% | 45.38% | 43.25% | 44.13%
| 76.29% | 46.77% | 46.72% | 45.38% | 43.25% | 44.13%
| 76.3% | 46.77% | 46.72% | 45.38% | 43.24% | 44.13%
| 76.3% | 46.77% | 46.71% | 45.37% | 43.24% | 44.13%
| 76.31% | 46.77% | 46.71% | 45.37% | 43.24% | 44.12%
| 76.31% | 46.77% | 46.71% | 45.37% | 43.24% | 44.12%
| 76.32% | 46.77% | 46.71% | 45.37% | 43.24% | 44.12%
| 76.32% | 46.77% | 46.7% | 45.37% | 43.23% | 44.12%
| 76.33% | 46.77% | 46.7% | 45.37% | 43.23% | 44.12%
| 76.34% | 46.77% | 46.69% | 45.37% | 43.23% | 44.11%
| 76.34% | 46.76% | 46.69% | 45.36% | 43.22% | 44.11%
| 76.35% | 46.76% | 46.69% | 45.36% | 43.22% | 44.11%
| 76.35% | 46.76% | 46.69% | 45.36% | 43.22% | 44.11%
| 76.36% | 46.76% | 46.69% | 45.36% | 43.22% | 44.11%
| 76.36% | 46.76% | 46.69% | 45.36% | 43.22% | 44.1%
| 76.37% | 46.75% | 46.68% | 45.36% | 43.21% | 44.1%
| 76.38% | 46.75% | 46.68% | 45.35% | 43.21% | 44.09%
| 76.38% | 46.75% | 46.68% | 45.35% | 43.21% | 44.09%
| 76.39% | 46.75% | 46.68% | 45.35% | 43.21% | 44.09%
| 76.39% | 46.75% | 46.68% | 45.35% | 43.21% | 44.09%
| 76.4% | 46.75% | 46.67% | 45.35% | 43.2% | 44.09%
| 76.4% | 46.75% | 46.67% | 45.34% | 43.2% | 44.08%
| 76.41% | 46.74% | 46.67% | 45.34% | 43.2% | 44.08%
| 76.42% | 46.74% | 46.66% | 45.33% | 43.2% | 44.08%
| 76.42% | 46.74% | 46.66% | 45.33% | 43.19% | 44.08%
| 76.43% | 46.74% | 46.66% | 45.33% | 43.19% | 44.08%
| 76.43% | 46.73% | 46.65% | 45.33% | 43.19% | 44.08%
| 76.44% | 46.73% | 46.65% | 45.33% | 43.19% | 44.07%
| 76.44% | 46.73% | 46.64% | 45.33% | 43.19% | 44.07%
| 76.45% | 46.73% | 46.64% | 45.33% | 43.19% | 44.07%
| 76.46% | 46.73% | 46.64% | 45.32% | 43.18% | 44.07%
| 76.46% | 46.73% | 46.64% | 45.32% | 43.18% | 44.06%
| 76.47% | 46.73% | 46.63% | 45.32% | 43.18% | 44.06%
| 76.47% | 46.72% | 46.63% | 45.32% | 43.17% | 44.06%
| 76.48% | 46.72% | 46.63% | 45.32% | 43.17% | 44.05%
| 76.48% | 46.72% | 46.63% | 45.32% | 43.17% | 44.05%
| 76.49% | 46.72% | 46.63% | 45.32% | 43.17% | 44.05%
| 76.5% | 46.71% | 46.63% | 45.31% | 43.16% | 44.05%
| 76.5% | 46.71% | 46.63% | 45.31% | 43.16% | 44.05%
| 76.51% | 46.71% | 46.63% | 45.31% | 43.16% | 44.04%
| 76.51% | 46.71% | 46.63% | 45.3% | 43.16% | 44.04%
| 76.52% | 46.71% | 46.63% | 45.3% | 43.16% | 44.04%
| 76.52% | 46.71% | 46.63% | 45.3% | 43.15% | 44.04%
| 76.53% | 46.71% | 46.63% | 45.3% | 43.15% | 44.04%
| 76.54% | 46.7% | 46.62% | 45.3% | 43.15% | 44.03%
| 76.54% | 46.7% | 46.62% | 45.3% | 43.15% | 44.03%
| 76.55% | 46.7% | 46.61% | 45.3% | 43.14% | 44.03%
| 76.55% | 46.7% | 46.61% | 45.3% | 43.14% | 44.03%
| 76.56% | 46.7% | 46.61% | 45.29% | 43.14% | 44.03%
| 76.56% | 46.7% | 46.61% | 45.29% | 43.14% | 44.03%
| 76.57% | 46.7% | 46.61% | 45.29% | 43.14% | 44.03%
| 76.58% | 46.69% | 46.6% | 45.29% | 43.14% | 44.02%
| 76.58% | 46.69% | 46.6% | 45.29% | 43.13% | 44.02%
| 76.59% | 46.69% | 46.6% | 45.29% | 43.13% | 44.02%
| 76.59% | 46.69% | 46.6% | 45.28% | 43.13% | 44.01%
| 76.6% | 46.68% | 46.6% | 45.28% | 43.12% | 44.01%
| 76.6% | 46.68% | 46.6% | 45.28% | 43.12% | 44.01%
| 76.61% | 46.68% | 46.59% | 45.28% | 43.12% | 44.01%
| 76.62% | 46.68% | 46.59% | 45.28% | 43.12% | 44.01%
| 76.62% | 46.68% | 46.59% | 45.27% | 43.12% | 44%
| 76.63% | 46.68% | 46.58% | 45.27% | 43.12% | 44%
| 76.63% | 46.67% | 46.58% | 45.27% | 43.12% | 44%
| 76.64% | 46.67% | 46.57% | 45.27% | 43.11% | 44%
| 76.64% | 46.67% | 46.57% | 45.27% | 43.11% | 44%
| 76.65% | 46.66% | 46.57% | 45.27% | 43.11% | 44%
| 76.66% | 46.66% | 46.57% | 45.26% | 43.11% | 44%
| 76.66% | 46.66% | 46.56% | 45.26% | 43.11% | 44%
| 76.67% | 46.66% | 46.56% | 45.26% | 43.11% | 44%
| 76.67% | 46.66% | 46.56% | 45.26% | 43.11% | 44%
| 76.68% | 46.66% | 46.56% | 45.26% | 43.11% | 43.99%
| 76.68% | 46.65% | 46.56% | 45.25% | 43.1% | 43.99%
| 76.69% | 46.65% | 46.55% | 45.25% | 43.1% | 43.99%
| 76.7% | 46.65% | 46.55% | 45.25% | 43.1% | 43.98%
| 76.7% | 46.64% | 46.55% | 45.25% | 43.1% | 43.98%
| 76.71% | 46.64% | 46.54% | 45.25% | 43.1% | 43.97%
| 76.71% | 46.64% | 46.54% | 45.24% | 43.1% | 43.97%
| 76.72% | 46.64% | 46.54% | 45.24% | 43.09% | 43.97%
| 76.72% | 46.64% | 46.53% | 45.24% | 43.09% | 43.97%
| 76.73% | 46.64% | 46.53% | 45.24% | 43.08% | 43.97%
| 76.74% | 46.64% | 46.53% | 45.23% | 43.08% | 43.96%
| 76.74% | 46.64% | 46.53% | 45.23% | 43.08% | 43.96%
| 76.75% | 46.64% | 46.53% | 45.23% | 43.08% | 43.96%
| 76.75% | 46.63% | 46.53% | 45.23% | 43.08% | 43.96%
| 76.76% | 46.63% | 46.53% | 45.23% | 43.08% | 43.95%
| 76.76% | 46.63% | 46.52% | 45.22% | 43.07% | 43.95%
| 76.77% | 46.63% | 46.52% | 45.22% | 43.07% | 43.95%
| 76.78% | 46.63% | 46.52% | 45.22% | 43.07% | 43.95%
| 76.78% | 46.63% | 46.52% | 45.22% | 43.07% | 43.95%
| 76.79% | 46.63% | 46.52% | 45.21% | 43.07% | 43.95%
| 76.79% | 46.62% | 46.52% | 45.21% | 43.07% | 43.95%
| 76.8% | 46.62% | 46.52% | 45.2% | 43.07% | 43.95%
| 76.8% | 46.62% | 46.52% | 45.2% | 43.06% | 43.95%
| 76.81% | 46.62% | 46.51% | 45.2% | 43.06% | 43.95%
| 76.82% | 46.62% | 46.51% | 45.2% | 43.05% | 43.95%
| 76.82% | 46.61% | 46.51% | 45.19% | 43.05% | 43.94%
| 76.83% | 46.61% | 46.51% | 45.19% | 43.04% | 43.94%
| 76.83% | 46.61% | 46.51% | 45.19% | 43.04% | 43.94%
| 76.84% | 46.61% | 46.51% | 45.19% | 43.04% | 43.94%
| 76.84% | 46.61% | 46.5% | 45.19% | 43.04% | 43.94%
| 76.85% | 46.61% | 46.5% | 45.19% | 43.04% | 43.93%
| 76.86% | 46.61% | 46.5% | 45.19% | 43.04% | 43.93%
| 76.86% | 46.6% | 46.5% | 45.18% | 43.03% | 43.93%
| 76.87% | 46.6% | 46.5% | 45.18% | 43.03% | 43.93%
| 76.87% | 46.6% | 46.5% | 45.18% | 43.02% | 43.93%
| 76.88% | 46.6% | 46.5% | 45.18% | 43.02% | 43.93%
| 76.88% | 46.6% | 46.5% | 45.18% | 43.02% | 43.93%
| 76.89% | 46.6% | 46.5% | 45.17% | 43.02% | 43.93%
| 76.89% | 46.59% | 46.49% | 45.17% | 43.02% | 43.92%
| 76.9% | 46.59% | 46.49% | 45.17% | 43.02% | 43.92%
| 76.91% | 46.59% | 46.49% | 45.17% | 43.02% | 43.92%
| 76.91% | 46.59% | 46.49% | 45.17% | 43.02% | 43.92%
| 76.92% | 46.59% | 46.49% | 45.17% | 43.02% | 43.91%
| 76.92% | 46.59% | 46.49% | 45.17% | 43.01% | 43.91%
| 76.93% | 46.59% | 46.49% | 45.16% | 43.01% | 43.91%
| 76.93% | 46.59% | 46.49% | 45.16% | 43.01% | 43.91%
| 76.94% | 46.58% | 46.48% | 45.16% | 43.01% | 43.91%
| 76.95% | 46.58% | 46.48% | 45.16% | 43.01% | 43.91%
| 76.95% | 46.58% | 46.48% | 45.16% | 43.01% | 43.9%
| 76.96% | 46.58% | 46.48% | 45.15% | 43.01% | 43.9%
| 76.96% | 46.58% | 46.48% | 45.15% | 43.01% | 43.9%
| 76.97% | 46.58% | 46.48% | 45.15% | 43.01% | 43.9%
| 76.97% | 46.58% | 46.48% | 45.15% | 43% | 43.9%
| 76.98% | 46.58% | 46.48% | 45.15% | 43% | 43.9%
| 76.99% | 46.58% | 46.47% | 45.15% | 43% | 43.9%
| 76.99% | 46.58% | 46.47% | 45.14% | 42.99% | 43.9%
| 77% | 46.58% | 46.47% | 45.14% | 42.99% | 43.9%
| 77% | 46.58% | 46.47% | 45.14% | 42.98% | 43.89%
| 77.01% | 46.58% | 46.47% | 45.14% | 42.98% | 43.89%
| 77.01% | 46.57% | 46.47% | 45.14% | 42.98% | 43.89%
| 77.02% | 46.57% | 46.46% | 45.13% | 42.98% | 43.88%
| 77.03% | 46.57% | 46.46% | 45.13% | 42.98% | 43.88%
| 77.03% | 46.57% | 46.46% | 45.13% | 42.97% | 43.88%
| 77.04% | 46.57% | 46.46% | 45.13% | 42.97% | 43.88%
| 77.04% | 46.56% | 46.46% | 45.13% | 42.97% | 43.87%
| 77.05% | 46.56% | 46.45% | 45.13% | 42.97% | 43.87%
| 77.05% | 46.56% | 46.45% | 45.12% | 42.97% | 43.87%
| 77.06% | 46.55% | 46.45% | 45.12% | 42.97% | 43.87%
| 77.07% | 46.55% | 46.45% | 45.12% | 42.96% | 43.87%
| 77.07% | 46.55% | 46.44% | 45.12% | 42.96% | 43.87%
| 77.08% | 46.55% | 46.44% | 45.12% | 42.95% | 43.87%
| 77.08% | 46.54% | 46.44% | 45.12% | 42.95% | 43.87%
| 77.09% | 46.54% | 46.44% | 45.12% | 42.95% | 43.86%
| 77.09% | 46.54% | 46.44% | 45.12% | 42.94% | 43.86%
| 77.1% | 46.54% | 46.44% | 45.11% | 42.94% | 43.86%
| 77.11% | 46.54% | 46.44% | 45.11% | 42.94% | 43.86%
| 77.11% | 46.54% | 46.43% | 45.11% | 42.94% | 43.85%
| 77.12% | 46.54% | 46.43% | 45.11% | 42.94% | 43.85%
| 77.12% | 46.53% | 46.43% | 45.11% | 42.94% | 43.85%
| 77.13% | 46.53% | 46.43% | 45.11% | 42.94% | 43.85%
| 77.13% | 46.53% | 46.43% | 45.1% | 42.93% | 43.84%
| 77.14% | 46.53% | 46.42% | 45.1% | 42.93% | 43.84%
| 77.15% | 46.53% | 46.42% | 45.1% | 42.93% | 43.84%
| 77.15% | 46.53% | 46.42% | 45.09% | 42.93% | 43.84%
| 77.16% | 46.52% | 46.42% | 45.09% | 42.93% | 43.83%
| 77.16% | 46.52% | 46.42% | 45.09% | 42.93% | 43.83%
| 77.17% | 46.52% | 46.41% | 45.09% | 42.92% | 43.83%
| 77.17% | 46.52% | 46.41% | 45.08% | 42.92% | 43.83%
| 77.18% | 46.52% | 46.41% | 45.08% | 42.92% | 43.82%
| 77.19% | 46.52% | 46.41% | 45.08% | 42.91% | 43.82%
| 77.19% | 46.51% | 46.41% | 45.08% | 42.91% | 43.82%
| 77.2% | 46.51% | 46.41% | 45.08% | 42.91% | 43.82%
| 77.2% | 46.51% | 46.4% | 45.08% | 42.91% | 43.82%
| 77.21% | 46.5% | 46.4% | 45.07% | 42.91% | 43.82%
| 77.21% | 46.5% | 46.4% | 45.07% | 42.9% | 43.81%
| 77.22% | 46.5% | 46.4% | 45.07% | 42.9% | 43.81%
| 77.23% | 46.5% | 46.39% | 45.07% | 42.89% | 43.81%
| 77.23% | 46.5% | 46.39% | 45.07% | 42.89% | 43.81%
| 77.24% | 46.49% | 46.39% | 45.07% | 42.89% | 43.8%
| 77.24% | 46.49% | 46.39% | 45.07% | 42.88% | 43.8%
| 77.25% | 46.49% | 46.39% | 45.06% | 42.88% | 43.8%
| 77.25% | 46.49% | 46.39% | 45.06% | 42.88% | 43.8%
| 77.26% | 46.49% | 46.39% | 45.06% | 42.88% | 43.79%
| 77.27% | 46.49% | 46.39% | 45.06% | 42.88% | 43.79%
| 77.27% | 46.49% | 46.39% | 45.05% | 42.88% | 43.79%
| 77.28% | 46.49% | 46.39% | 45.05% | 42.88% | 43.79%
| 77.28% | 46.49% | 46.38% | 45.05% | 42.88% | 43.79%
| 77.29% | 46.48% | 46.38% | 45.05% | 42.88% | 43.79%
| 77.29% | 46.48% | 46.38% | 45.05% | 42.88% | 43.78%
| 77.3% | 46.48% | 46.38% | 45.05% | 42.88% | 43.78%
| 77.31% | 46.48% | 46.38% | 45.05% | 42.88% | 43.78%
| 77.31% | 46.48% | 46.38% | 45.04% | 42.88% | 43.78%
| 77.32% | 46.47% | 46.38% | 45.04% | 42.87% | 43.77%
| 77.32% | 46.47% | 46.37% | 45.04% | 42.87% | 43.77%
| 77.33% | 46.47% | 46.37% | 45.04% | 42.87% | 43.77%
| 77.33% | 46.47% | 46.37% | 45.04% | 42.86% | 43.76%
| 77.34% | 46.47% | 46.37% | 45.03% | 42.86% | 43.76%
| 77.35% | 46.47% | 46.36% | 45.03% | 42.86% | 43.76%
| 77.35% | 46.46% | 46.36% | 45.03% | 42.86% | 43.76%
| 77.36% | 46.46% | 46.36% | 45.03% | 42.86% | 43.76%
| 77.36% | 46.46% | 46.36% | 45.03% | 42.86% | 43.75%
| 77.37% | 46.46% | 46.36% | 45.02% | 42.86% | 43.75%
| 77.37% | 46.46% | 46.36% | 45.02% | 42.86% | 43.74%
| 77.38% | 46.45% | 46.36% | 45.02% | 42.86% | 43.74%
| 77.39% | 46.45% | 46.36% | 45.02% | 42.85% | 43.74%
| 77.39% | 46.45% | 46.35% | 45.01% | 42.85% | 43.74%
| 77.4% | 46.45% | 46.35% | 45.01% | 42.85% | 43.74%
| 77.4% | 46.45% | 46.35% | 45.01% | 42.85% | 43.73%
| 77.41% | 46.44% | 46.35% | 45.01% | 42.85% | 43.73%
| 77.41% | 46.44% | 46.35% | 45.01% | 42.85% | 43.73%
| 77.42% | 46.44% | 46.35% | 45.01% | 42.85% | 43.73%
| 77.43% | 46.44% | 46.35% | 45.01% | 42.85% | 43.73%
| 77.43% | 46.44% | 46.34% | 45.01% | 42.84% | 43.72%
| 77.44% | 46.44% | 46.34% | 45.01% | 42.84% | 43.72%
| 77.44% | 46.44% | 46.34% | 45% | 42.84% | 43.71%
| 77.45% | 46.43% | 46.34% | 45% | 42.84% | 43.71%
| 77.45% | 46.43% | 46.33% | 45% | 42.84% | 43.71%
| 77.46% | 46.43% | 46.33% | 44.99% | 42.84% | 43.71%
| 77.47% | 46.43% | 46.33% | 44.99% | 42.84% | 43.7%
| 77.47% | 46.43% | 46.33% | 44.99% | 42.83% | 43.7%
| 77.48% | 46.43% | 46.32% | 44.99% | 42.83% | 43.7%
| 77.48% | 46.43% | 46.32% | 44.98% | 42.83% | 43.7%
| 77.49% | 46.43% | 46.32% | 44.98% | 42.83% | 43.7%
| 77.49% | 46.43% | 46.32% | 44.98% | 42.83% | 43.69%
| 77.5% | 46.42% | 46.32% | 44.98% | 42.83% | 43.69%
| 77.51% | 46.42% | 46.32% | 44.98% | 42.83% | 43.68%
| 77.51% | 46.42% | 46.31% | 44.98% | 42.83% | 43.68%
| 77.52% | 46.42% | 46.31% | 44.98% | 42.83% | 43.68%
| 77.52% | 46.41% | 46.3% | 44.97% | 42.82% | 43.68%
| 77.53% | 46.41% | 46.3% | 44.97% | 42.82% | 43.67%
| 77.53% | 46.41% | 46.3% | 44.97% | 42.82% | 43.67%
| 77.54% | 46.41% | 46.3% | 44.97% | 42.82% | 43.67%
| 77.55% | 46.4% | 46.3% | 44.96% | 42.82% | 43.66%
| 77.55% | 46.4% | 46.3% | 44.96% | 42.82% | 43.66%
| 77.56% | 46.4% | 46.29% | 44.96% | 42.81% | 43.66%
| 77.56% | 46.4% | 46.29% | 44.96% | 42.81% | 43.66%
| 77.57% | 46.4% | 46.29% | 44.96% | 42.81% | 43.66%
| 77.57% | 46.4% | 46.28% | 44.95% | 42.81% | 43.66%
| 77.58% | 46.4% | 46.28% | 44.95% | 42.81% | 43.66%
| 77.59% | 46.39% | 46.28% | 44.95% | 42.8% | 43.66%
| 77.59% | 46.39% | 46.28% | 44.94% | 42.8% | 43.66%
| 77.6% | 46.39% | 46.28% | 44.94% | 42.79% | 43.66%
| 77.6% | 46.39% | 46.28% | 44.94% | 42.78% | 43.66%
| 77.61% | 46.39% | 46.28% | 44.94% | 42.78% | 43.65%
| 77.61% | 46.39% | 46.28% | 44.94% | 42.78% | 43.65%
| 77.62% | 46.39% | 46.27% | 44.94% | 42.78% | 43.65%
| 77.63% | 46.38% | 46.27% | 44.94% | 42.78% | 43.65%
| 77.63% | 46.38% | 46.27% | 44.94% | 42.77% | 43.65%
| 77.64% | 46.38% | 46.27% | 44.94% | 42.77% | 43.65%
| 77.64% | 46.38% | 46.27% | 44.93% | 42.77% | 43.65%
| 77.65% | 46.38% | 46.27% | 44.93% | 42.77% | 43.64%
| 77.65% | 46.38% | 46.27% | 44.93% | 42.77% | 43.64%
| 77.66% | 46.38% | 46.26% | 44.93% | 42.76% | 43.64%
| 77.67% | 46.37% | 46.25% | 44.92% | 42.76% | 43.64%
| 77.67% | 46.37% | 46.25% | 44.92% | 42.76% | 43.64%
| 77.68% | 46.37% | 46.25% | 44.92% | 42.76% | 43.64%
| 77.68% | 46.36% | 46.25% | 44.92% | 42.76% | 43.63%
| 77.69% | 46.36% | 46.24% | 44.92% | 42.75% | 43.63%
| 77.69% | 46.36% | 46.24% | 44.92% | 42.75% | 43.63%
| 77.7% | 46.36% | 46.24% | 44.92% | 42.75% | 43.63%
| 77.71% | 46.36% | 46.23% | 44.91% | 42.75% | 43.62%
| 77.71% | 46.36% | 46.23% | 44.91% | 42.75% | 43.62%
| 77.72% | 46.36% | 46.23% | 44.91% | 42.74% | 43.62%
| 77.72% | 46.35% | 46.23% | 44.91% | 42.74% | 43.62%
| 77.73% | 46.35% | 46.22% | 44.91% | 42.74% | 43.61%
| 77.73% | 46.35% | 46.22% | 44.91% | 42.74% | 43.61%
| 77.74% | 46.35% | 46.22% | 44.9% | 42.74% | 43.61%
| 77.75% | 46.35% | 46.22% | 44.9% | 42.74% | 43.61%
| 77.75% | 46.35% | 46.22% | 44.9% | 42.74% | 43.61%
| 77.76% | 46.35% | 46.22% | 44.9% | 42.74% | 43.61%
| 77.76% | 46.35% | 46.21% | 44.89% | 42.74% | 43.6%
| 77.77% | 46.35% | 46.21% | 44.89% | 42.74% | 43.6%
| 77.77% | 46.35% | 46.21% | 44.89% | 42.73% | 43.6%
| 77.78% | 46.34% | 46.21% | 44.88% | 42.73% | 43.59%
| 77.79% | 46.34% | 46.21% | 44.88% | 42.73% | 43.59%
| 77.79% | 46.34% | 46.21% | 44.88% | 42.72% | 43.59%
| 77.8% | 46.34% | 46.2% | 44.87% | 42.72% | 43.59%
| 77.8% | 46.34% | 46.2% | 44.87% | 42.72% | 43.58%
| 77.81% | 46.34% | 46.2% | 44.87% | 42.72% | 43.58%
| 77.81% | 46.34% | 46.2% | 44.87% | 42.72% | 43.58%
| 77.82% | 46.33% | 46.2% | 44.86% | 42.71% | 43.58%
| 77.83% | 46.33% | 46.2% | 44.86% | 42.7% | 43.57%
| 77.83% | 46.33% | 46.19% | 44.86% | 42.7% | 43.57%
| 77.84% | 46.33% | 46.19% | 44.86% | 42.7% | 43.57%
| 77.84% | 46.33% | 46.18% | 44.85% | 42.7% | 43.56%
| 77.85% | 46.33% | 46.18% | 44.85% | 42.7% | 43.56%
| 77.85% | 46.32% | 46.18% | 44.85% | 42.7% | 43.56%
| 77.86% | 46.32% | 46.18% | 44.85% | 42.69% | 43.56%
| 77.87% | 46.32% | 46.17% | 44.85% | 42.69% | 43.56%
| 77.87% | 46.32% | 46.17% | 44.84% | 42.69% | 43.56%
| 77.88% | 46.32% | 46.17% | 44.84% | 42.69% | 43.55%
| 77.88% | 46.31% | 46.17% | 44.84% | 42.69% | 43.55%
| 77.89% | 46.31% | 46.17% | 44.84% | 42.68% | 43.55%
| 77.89% | 46.31% | 46.17% | 44.84% | 42.68% | 43.54%
| 77.9% | 46.31% | 46.17% | 44.83% | 42.68% | 43.54%
| 77.91% | 46.31% | 46.16% | 44.83% | 42.68% | 43.54%
| 77.91% | 46.3% | 46.16% | 44.83% | 42.68% | 43.54%
| 77.92% | 46.3% | 46.16% | 44.83% | 42.68% | 43.54%
| 77.92% | 46.3% | 46.15% | 44.83% | 42.68% | 43.54%
| 77.93% | 46.3% | 46.15% | 44.83% | 42.68% | 43.53%
| 77.93% | 46.3% | 46.15% | 44.81% | 42.68% | 43.53%
| 77.94% | 46.29% | 46.14% | 44.81% | 42.67% | 43.53%
| 77.95% | 46.29% | 46.14% | 44.81% | 42.67% | 43.52%
| 77.95% | 46.29% | 46.14% | 44.81% | 42.67% | 43.52%
| 77.96% | 46.29% | 46.14% | 44.8% | 42.67% | 43.52%
| 77.96% | 46.29% | 46.14% | 44.8% | 42.67% | 43.52%
| 77.97% | 46.29% | 46.14% | 44.8% | 42.66% | 43.51%
| 77.97% | 46.28% | 46.14% | 44.79% | 42.66% | 43.51%
| 77.98% | 46.28% | 46.14% | 44.79% | 42.65% | 43.51%
| 77.99% | 46.28% | 46.14% | 44.79% | 42.65% | 43.51%
| 77.99% | 46.28% | 46.13% | 44.79% | 42.65% | 43.51%
| 78% | 46.28% | 46.13% | 44.78% | 42.65% | 43.5%
| 78% | 46.28% | 46.13% | 44.78% | 42.65% | 43.5%
| 78.01% | 46.27% | 46.13% | 44.78% | 42.65% | 43.49%
| 78.01% | 46.27% | 46.13% | 44.78% | 42.65% | 43.49%
| 78.02% | 46.27% | 46.13% | 44.77% | 42.64% | 43.49%
| 78.03% | 46.26% | 46.13% | 44.77% | 42.64% | 43.49%
| 78.03% | 46.26% | 46.13% | 44.77% | 42.64% | 43.49%
| 78.04% | 46.26% | 46.13% | 44.77% | 42.64% | 43.48%
| 78.04% | 46.26% | 46.12% | 44.77% | 42.64% | 43.48%
| 78.05% | 46.26% | 46.12% | 44.76% | 42.63% | 43.48%
| 78.05% | 46.25% | 46.12% | 44.76% | 42.63% | 43.48%
| 78.06% | 46.24% | 46.12% | 44.76% | 42.63% | 43.48%
| 78.07% | 46.24% | 46.12% | 44.76% | 42.63% | 43.47%
| 78.07% | 46.24% | 46.12% | 44.76% | 42.63% | 43.47%
| 78.08% | 46.24% | 46.12% | 44.75% | 42.62% | 43.47%
| 78.08% | 46.24% | 46.12% | 44.75% | 42.62% | 43.47%
| 78.09% | 46.24% | 46.11% | 44.75% | 42.62% | 43.47%
| 78.09% | 46.24% | 46.11% | 44.74% | 42.62% | 43.47%
| 78.1% | 46.24% | 46.11% | 44.74% | 42.62% | 43.46%
| 78.11% | 46.24% | 46.11% | 44.74% | 42.62% | 43.46%
| 78.11% | 46.23% | 46.11% | 44.74% | 42.62% | 43.46%
| 78.12% | 46.23% | 46.11% | 44.74% | 42.62% | 43.46%
| 78.12% | 46.23% | 46.11% | 44.73% | 42.61% | 43.46%
| 78.13% | 46.23% | 46.11% | 44.73% | 42.61% | 43.46%
| 78.13% | 46.23% | 46.11% | 44.73% | 42.61% | 43.45%
| 78.14% | 46.23% | 46.11% | 44.73% | 42.61% | 43.45%
| 78.14% | 46.23% | 46.11% | 44.73% | 42.61% | 43.45%
| 78.15% | 46.23% | 46.11% | 44.73% | 42.61% | 43.45%
| 78.16% | 46.23% | 46.1% | 44.73% | 42.6% | 43.43%
| 78.16% | 46.23% | 46.1% | 44.73% | 42.6% | 43.43%
| 78.17% | 46.23% | 46.1% | 44.72% | 42.6% | 43.43%
| 78.17% | 46.23% | 46.1% | 44.72% | 42.6% | 43.43%
| 78.18% | 46.22% | 46.09% | 44.72% | 42.6% | 43.43%
| 78.18% | 46.22% | 46.09% | 44.72% | 42.6% | 43.43%
| 78.19% | 46.22% | 46.09% | 44.72% | 42.59% | 43.42%
| 78.2% | 46.22% | 46.08% | 44.72% | 42.59% | 43.42%
| 78.2% | 46.22% | 46.08% | 44.71% | 42.59% | 43.42%
| 78.21% | 46.22% | 46.08% | 44.71% | 42.59% | 43.42%
| 78.21% | 46.21% | 46.08% | 44.71% | 42.59% | 43.41%
| 78.22% | 46.21% | 46.07% | 44.7% | 42.59% | 43.41%
| 78.22% | 46.21% | 46.07% | 44.7% | 42.59% | 43.41%
| 78.23% | 46.21% | 46.07% | 44.7% | 42.59% | 43.41%
| 78.24% | 46.2% | 46.07% | 44.7% | 42.59% | 43.41%
| 78.24% | 46.2% | 46.07% | 44.69% | 42.58% | 43.41%
| 78.25% | 46.2% | 46.07% | 44.69% | 42.58% | 43.41%
| 78.25% | 46.2% | 46.07% | 44.69% | 42.58% | 43.4%
| 78.26% | 46.2% | 46.07% | 44.69% | 42.58% | 43.4%
| 78.26% | 46.2% | 46.06% | 44.69% | 42.58% | 43.39%
| 78.27% | 46.19% | 46.06% | 44.68% | 42.58% | 43.39%
| 78.28% | 46.19% | 46.05% | 44.68% | 42.58% | 43.39%
| 78.28% | 46.19% | 46.05% | 44.68% | 42.57% | 43.39%
| 78.29% | 46.19% | 46.05% | 44.68% | 42.57% | 43.39%
| 78.29% | 46.18% | 46.05% | 44.68% | 42.57% | 43.39%
| 78.3% | 46.18% | 46.05% | 44.68% | 42.57% | 43.38%
| 78.3% | 46.18% | 46.05% | 44.68% | 42.57% | 43.38%
| 78.31% | 46.18% | 46.04% | 44.67% | 42.56% | 43.38%
| 78.32% | 46.18% | 46.04% | 44.67% | 42.56% | 43.38%
| 78.32% | 46.18% | 46.04% | 44.67% | 42.56% | 43.38%
| 78.33% | 46.18% | 46.03% | 44.67% | 42.56% | 43.38%
| 78.33% | 46.18% | 46.03% | 44.67% | 42.55% | 43.38%
| 78.34% | 46.18% | 46.03% | 44.66% | 42.55% | 43.38%
| 78.34% | 46.17% | 46.03% | 44.66% | 42.55% | 43.38%
| 78.35% | 46.17% | 46.03% | 44.66% | 42.55% | 43.37%
| 78.36% | 46.17% | 46.02% | 44.66% | 42.55% | 43.37%
| 78.36% | 46.17% | 46.02% | 44.66% | 42.55% | 43.37%
| 78.37% | 46.16% | 46.02% | 44.66% | 42.55% | 43.37%
| 78.37% | 46.16% | 46.02% | 44.66% | 42.54% | 43.37%
| 78.38% | 46.16% | 46.02% | 44.66% | 42.54% | 43.37%
| 78.38% | 46.16% | 46.01% | 44.65% | 42.54% | 43.36%
| 78.39% | 46.16% | 46.01% | 44.65% | 42.53% | 43.36%
| 78.4% | 46.16% | 46.01% | 44.65% | 42.53% | 43.36%
| 78.4% | 46.16% | 46% | 44.65% | 42.53% | 43.36%
| 78.41% | 46.16% | 46% | 44.65% | 42.53% | 43.36%
| 78.41% | 46.16% | 46% | 44.65% | 42.53% | 43.36%
| 78.42% | 46.15% | 45.99% | 44.65% | 42.53% | 43.36%
| 78.42% | 46.15% | 45.99% | 44.65% | 42.53% | 43.35%
| 78.43% | 46.15% | 45.99% | 44.65% | 42.53% | 43.35%
| 78.44% | 46.15% | 45.98% | 44.65% | 42.52% | 43.35%
| 78.44% | 46.15% | 45.98% | 44.65% | 42.52% | 43.35%
| 78.45% | 46.15% | 45.98% | 44.64% | 42.52% | 43.34%
| 78.45% | 46.15% | 45.97% | 44.64% | 42.52% | 43.34%
| 78.46% | 46.15% | 45.97% | 44.64% | 42.51% | 43.34%
| 78.46% | 46.15% | 45.97% | 44.64% | 42.51% | 43.34%
| 78.47% | 46.14% | 45.97% | 44.64% | 42.51% | 43.34%
| 78.48% | 46.14% | 45.96% | 44.64% | 42.51% | 43.34%
| 78.48% | 46.14% | 45.96% | 44.64% | 42.51% | 43.33%
| 78.49% | 46.14% | 45.96% | 44.63% | 42.5% | 43.33%
| 78.49% | 46.14% | 45.96% | 44.63% | 42.5% | 43.33%
| 78.5% | 46.14% | 45.96% | 44.63% | 42.5% | 43.32%
| 78.5% | 46.14% | 45.96% | 44.63% | 42.5% | 43.32%
| 78.51% | 46.14% | 45.96% | 44.63% | 42.49% | 43.32%
| 78.52% | 46.14% | 45.95% | 44.63% | 42.49% | 43.32%
| 78.52% | 46.14% | 45.95% | 44.62% | 42.49% | 43.31%
| 78.53% | 46.14% | 45.95% | 44.62% | 42.49% | 43.31%
| 78.53% | 46.14% | 45.95% | 44.62% | 42.48% | 43.31%
| 78.54% | 46.14% | 45.95% | 44.62% | 42.48% | 43.31%
| 78.54% | 46.13% | 45.95% | 44.62% | 42.48% | 43.31%
| 78.55% | 46.13% | 45.95% | 44.62% | 42.48% | 43.31%
| 78.56% | 46.13% | 45.95% | 44.62% | 42.48% | 43.3%
| 78.56% | 46.13% | 45.94% | 44.62% | 42.48% | 43.3%
| 78.57% | 46.13% | 45.94% | 44.62% | 42.48% | 43.3%
| 78.57% | 46.13% | 45.94% | 44.61% | 42.48% | 43.3%
| 78.58% | 46.13% | 45.94% | 44.61% | 42.48% | 43.3%
| 78.58% | 46.13% | 45.94% | 44.61% | 42.47% | 43.3%
| 78.59% | 46.12% | 45.93% | 44.6% | 42.47% | 43.3%
| 78.6% | 46.12% | 45.92% | 44.6% | 42.47% | 43.3%
| 78.6% | 46.12% | 45.92% | 44.6% | 42.47% | 43.3%
| 78.61% | 46.12% | 45.92% | 44.6% | 42.47% | 43.29%
| 78.61% | 46.12% | 45.92% | 44.6% | 42.47% | 43.29%
| 78.62% | 46.12% | 45.92% | 44.6% | 42.46% | 43.29%
| 78.62% | 46.11% | 45.92% | 44.59% | 42.46% | 43.28%
| 78.63% | 46.11% | 45.92% | 44.59% | 42.46% | 43.28%
| 78.64% | 46.11% | 45.92% | 44.59% | 42.45% | 43.28%
| 78.64% | 46.11% | 45.92% | 44.59% | 42.45% | 43.28%
| 78.65% | 46.1% | 45.91% | 44.58% | 42.45% | 43.28%
| 78.65% | 46.1% | 45.91% | 44.58% | 42.45% | 43.28%
| 78.66% | 46.1% | 45.91% | 44.58% | 42.45% | 43.28%
| 78.66% | 46.1% | 45.91% | 44.58% | 42.45% | 43.28%
| 78.67% | 46.1% | 45.9% | 44.58% | 42.45% | 43.28%
| 78.68% | 46.1% | 45.9% | 44.57% | 42.44% | 43.28%
| 78.68% | 46.1% | 45.9% | 44.57% | 42.44% | 43.27%
| 78.69% | 46.09% | 45.9% | 44.57% | 42.44% | 43.27%
| 78.69% | 46.09% | 45.9% | 44.57% | 42.44% | 43.27%
| 78.7% | 46.09% | 45.9% | 44.57% | 42.44% | 43.27%
| 78.7% | 46.09% | 45.89% | 44.57% | 42.44% | 43.26%
| 78.71% | 46.09% | 45.89% | 44.57% | 42.44% | 43.26%
| 78.72% | 46.09% | 45.88% | 44.57% | 42.43% | 43.26%
| 78.72% | 46.09% | 45.88% | 44.57% | 42.43% | 43.26%
| 78.73% | 46.09% | 45.88% | 44.57% | 42.43% | 43.26%
| 78.73% | 46.08% | 45.87% | 44.57% | 42.42% | 43.25%
| 78.74% | 46.08% | 45.87% | 44.56% | 42.42% | 43.25%
| 78.74% | 46.08% | 45.87% | 44.56% | 42.42% | 43.25%
| 78.75% | 46.08% | 45.87% | 44.56% | 42.41% | 43.25%
| 78.76% | 46.08% | 45.87% | 44.56% | 42.41% | 43.25%
| 78.76% | 46.08% | 45.87% | 44.56% | 42.41% | 43.25%
| 78.77% | 46.08% | 45.87% | 44.56% | 42.4% | 43.24%
| 78.77% | 46.08% | 45.87% | 44.56% | 42.4% | 43.23%
| 78.78% | 46.08% | 45.86% | 44.56% | 42.4% | 43.23%
| 78.78% | 46.08% | 45.86% | 44.55% | 42.39% | 43.23%
| 78.79% | 46.07% | 45.86% | 44.55% | 42.39% | 43.22%
| 78.8% | 46.07% | 45.86% | 44.55% | 42.39% | 43.22%
| 78.8% | 46.07% | 45.86% | 44.55% | 42.39% | 43.22%
| 78.81% | 46.07% | 45.86% | 44.55% | 42.38% | 43.21%
| 78.81% | 46.07% | 45.86% | 44.55% | 42.38% | 43.21%
| 78.82% | 46.07% | 45.86% | 44.55% | 42.38% | 43.21%
| 78.82% | 46.07% | 45.86% | 44.54% | 42.38% | 43.2%
| 78.83% | 46.07% | 45.85% | 44.54% | 42.38% | 43.2%
| 78.84% | 46.06% | 45.85% | 44.54% | 42.37% | 43.2%
| 78.84% | 46.06% | 45.85% | 44.54% | 42.37% | 43.2%
| 78.85% | 46.06% | 45.85% | 44.54% | 42.37% | 43.19%
| 78.85% | 46.06% | 45.84% | 44.53% | 42.37% | 43.19%
| 78.86% | 46.06% | 45.84% | 44.53% | 42.37% | 43.19%
| 78.86% | 46.06% | 45.84% | 44.53% | 42.37% | 43.19%
| 78.87% | 46.05% | 45.84% | 44.53% | 42.37% | 43.19%
| 78.88% | 46.05% | 45.82% | 44.53% | 42.37% | 43.18%
| 78.88% | 46.04% | 45.82% | 44.53% | 42.36% | 43.18%
| 78.89% | 46.04% | 45.82% | 44.53% | 42.36% | 43.18%
| 78.89% | 46.04% | 45.82% | 44.53% | 42.36% | 43.18%
| 78.9% | 46.04% | 45.81% | 44.52% | 42.36% | 43.18%
| 78.9% | 46.04% | 45.81% | 44.52% | 42.35% | 43.17%
| 78.91% | 46.04% | 45.81% | 44.52% | 42.35% | 43.17%
| 78.92% | 46.04% | 45.81% | 44.52% | 42.35% | 43.17%
| 78.92% | 46.04% | 45.81% | 44.52% | 42.35% | 43.17%
| 78.93% | 46.03% | 45.81% | 44.52% | 42.35% | 43.16%
| 78.93% | 46.03% | 45.81% | 44.51% | 42.35% | 43.16%
| 78.94% | 46.03% | 45.8% | 44.51% | 42.35% | 43.16%
| 78.94% | 46.03% | 45.8% | 44.51% | 42.34% | 43.16%
| 78.95% | 46.03% | 45.8% | 44.51% | 42.34% | 43.16%
| 78.96% | 46.03% | 45.8% | 44.51% | 42.34% | 43.15%
| 78.96% | 46.03% | 45.8% | 44.51% | 42.34% | 43.15%
| 78.97% | 46.03% | 45.8% | 44.51% | 42.34% | 43.15%
| 78.97% | 46.02% | 45.8% | 44.51% | 42.33% | 43.15%
| 78.98% | 46.02% | 45.79% | 44.51% | 42.33% | 43.15%
| 78.98% | 46.02% | 45.79% | 44.5% | 42.33% | 43.15%
| 78.99% | 46.02% | 45.78% | 44.5% | 42.33% | 43.15%
| 79% | 46.02% | 45.78% | 44.5% | 42.33% | 43.14%
| 79% | 46.02% | 45.78% | 44.5% | 42.32% | 43.14%
| 79.01% | 46.02% | 45.78% | 44.5% | 42.32% | 43.14%
| 79.01% | 46.02% | 45.78% | 44.5% | 42.32% | 43.14%
| 79.02% | 46.01% | 45.78% | 44.5% | 42.31% | 43.14%
| 79.02% | 46.01% | 45.78% | 44.49% | 42.31% | 43.13%
| 79.03% | 46.01% | 45.77% | 44.49% | 42.31% | 43.13%
| 79.04% | 46.01% | 45.77% | 44.49% | 42.31% | 43.13%
| 79.04% | 46% | 45.77% | 44.49% | 42.3% | 43.13%
| 79.05% | 46% | 45.77% | 44.49% | 42.3% | 43.12%
| 79.05% | 46% | 45.77% | 44.48% | 42.3% | 43.12%
| 79.06% | 46% | 45.77% | 44.48% | 42.3% | 43.12%
| 79.06% | 46% | 45.77% | 44.48% | 42.3% | 43.12%
| 79.07% | 45.99% | 45.76% | 44.48% | 42.3% | 43.12%
| 79.08% | 45.99% | 45.76% | 44.47% | 42.29% | 43.12%
| 79.08% | 45.99% | 45.76% | 44.47% | 42.29% | 43.12%
| 79.09% | 45.99% | 45.76% | 44.47% | 42.29% | 43.11%
| 79.09% | 45.98% | 45.76% | 44.47% | 42.29% | 43.11%
| 79.1% | 45.98% | 45.75% | 44.47% | 42.29% | 43.11%
| 79.1% | 45.97% | 45.75% | 44.47% | 42.28% | 43.11%
| 79.11% | 45.97% | 45.75% | 44.47% | 42.28% | 43.11%
| 79.12% | 45.97% | 45.75% | 44.47% | 42.28% | 43.11%
| 79.12% | 45.97% | 45.75% | 44.47% | 42.28% | 43.1%
| 79.13% | 45.96% | 45.75% | 44.47% | 42.27% | 43.1%
| 79.13% | 45.96% | 45.75% | 44.46% | 42.27% | 43.1%
| 79.14% | 45.96% | 45.75% | 44.46% | 42.27% | 43.1%
| 79.14% | 45.96% | 45.75% | 44.46% | 42.27% | 43.1%
| 79.15% | 45.96% | 45.74% | 44.46% | 42.27% | 43.1%
| 79.16% | 45.95% | 45.74% | 44.46% | 42.27% | 43.09%
| 79.16% | 45.95% | 45.74% | 44.45% | 42.27% | 43.09%
| 79.17% | 45.95% | 45.74% | 44.45% | 42.27% | 43.09%
| 79.17% | 45.95% | 45.74% | 44.45% | 42.27% | 43.09%
| 79.18% | 45.95% | 45.74% | 44.45% | 42.26% | 43.09%
| 79.18% | 45.94% | 45.74% | 44.45% | 42.26% | 43.09%
| 79.19% | 45.94% | 45.74% | 44.44% | 42.26% | 43.08%
| 79.2% | 45.94% | 45.73% | 44.44% | 42.26% | 43.08%
| 79.2% | 45.94% | 45.72% | 44.44% | 42.25% | 43.08%
| 79.21% | 45.94% | 45.72% | 44.44% | 42.25% | 43.08%
| 79.21% | 45.94% | 45.71% | 44.43% | 42.25% | 43.08%
| 79.22% | 45.94% | 45.71% | 44.43% | 42.24% | 43.08%
| 79.22% | 45.94% | 45.71% | 44.43% | 42.24% | 43.08%
| 79.23% | 45.94% | 45.71% | 44.43% | 42.23% | 43.08%
| 79.24% | 45.93% | 45.71% | 44.43% | 42.23% | 43.08%
| 79.24% | 45.93% | 45.71% | 44.43% | 42.23% | 43.07%
| 79.25% | 45.93% | 45.7% | 44.43% | 42.23% | 43.07%
| 79.25% | 45.93% | 45.7% | 44.42% | 42.23% | 43.07%
| 79.26% | 45.93% | 45.7% | 44.42% | 42.23% | 43.07%
| 79.26% | 45.93% | 45.7% | 44.42% | 42.23% | 43.07%
| 79.27% | 45.93% | 45.7% | 44.42% | 42.23% | 43.07%
| 79.28% | 45.93% | 45.69% | 44.42% | 42.22% | 43.07%
| 79.28% | 45.93% | 45.69% | 44.42% | 42.22% | 43.07%
| 79.29% | 45.93% | 45.69% | 44.41% | 42.22% | 43.06%
| 79.29% | 45.93% | 45.69% | 44.41% | 42.22% | 43.06%
| 79.3% | 45.92% | 45.69% | 44.41% | 42.22% | 43.06%
| 79.3% | 45.92% | 45.69% | 44.41% | 42.22% | 43.06%
| 79.31% | 45.92% | 45.68% | 44.41% | 42.22% | 43.06%
| 79.32% | 45.92% | 45.68% | 44.4% | 42.21% | 43.06%
| 79.32% | 45.92% | 45.68% | 44.4% | 42.21% | 43.05%
| 79.33% | 45.92% | 45.68% | 44.4% | 42.21% | 43.05%
| 79.33% | 45.92% | 45.68% | 44.4% | 42.21% | 43.05%
| 79.34% | 45.91% | 45.68% | 44.4% | 42.21% | 43.04%
| 79.34% | 45.91% | 45.68% | 44.4% | 42.2% | 43.04%
| 79.35% | 45.91% | 45.68% | 44.4% | 42.2% | 43.04%
| 79.36% | 45.91% | 45.68% | 44.39% | 42.2% | 43.03%
| 79.36% | 45.91% | 45.67% | 44.39% | 42.2% | 43.03%
| 79.37% | 45.91% | 45.67% | 44.39% | 42.2% | 43.03%
| 79.37% | 45.91% | 45.67% | 44.39% | 42.19% | 43.03%
| 79.38% | 45.91% | 45.67% | 44.39% | 42.19% | 43.03%
| 79.38% | 45.91% | 45.67% | 44.39% | 42.19% | 43.02%
| 79.39% | 45.91% | 45.67% | 44.39% | 42.19% | 43.02%
| 79.39% | 45.91% | 45.66% | 44.38% | 42.18% | 43.01%
| 79.4% | 45.91% | 45.66% | 44.38% | 42.18% | 43.01%
| 79.41% | 45.9% | 45.66% | 44.38% | 42.18% | 43%
| 79.41% | 45.9% | 45.66% | 44.38% | 42.18% | 43%
| 79.42% | 45.9% | 45.66% | 44.38% | 42.18% | 43%
| 79.42% | 45.89% | 45.65% | 44.38% | 42.18% | 43%
| 79.43% | 45.89% | 45.65% | 44.38% | 42.18% | 43%
| 79.43% | 45.89% | 45.65% | 44.38% | 42.17% | 43%
| 79.44% | 45.89% | 45.65% | 44.38% | 42.17% | 43%
| 79.45% | 45.88% | 45.65% | 44.38% | 42.17% | 43%
| 79.45% | 45.88% | 45.64% | 44.37% | 42.17% | 43%
| 79.46% | 45.88% | 45.64% | 44.37% | 42.17% | 42.99%
| 79.46% | 45.88% | 45.64% | 44.37% | 42.16% | 42.99%
| 79.47% | 45.88% | 45.64% | 44.37% | 42.16% | 42.99%
| 79.47% | 45.88% | 45.64% | 44.37% | 42.16% | 42.98%
| 79.48% | 45.88% | 45.64% | 44.37% | 42.16% | 42.98%
| 79.49% | 45.87% | 45.64% | 44.37% | 42.16% | 42.98%
| 79.49% | 45.87% | 45.64% | 44.36% | 42.16% | 42.98%
| 79.5% | 45.87% | 45.64% | 44.36% | 42.15% | 42.98%
| 79.5% | 45.87% | 45.63% | 44.36% | 42.15% | 42.98%
| 79.51% | 45.87% | 45.63% | 44.36% | 42.15% | 42.97%
| 79.51% | 45.87% | 45.63% | 44.35% | 42.14% | 42.96%
| 79.52% | 45.87% | 45.63% | 44.35% | 42.14% | 42.96%
| 79.53% | 45.87% | 45.63% | 44.35% | 42.13% | 42.96%
| 79.53% | 45.87% | 45.62% | 44.34% | 42.13% | 42.96%
| 79.54% | 45.86% | 45.62% | 44.34% | 42.13% | 42.96%
| 79.54% | 45.86% | 45.62% | 44.34% | 42.13% | 42.96%
| 79.55% | 45.86% | 45.62% | 44.34% | 42.13% | 42.96%
| 79.55% | 45.86% | 45.62% | 44.33% | 42.13% | 42.96%
| 79.56% | 45.86% | 45.61% | 44.33% | 42.13% | 42.96%
| 79.57% | 45.86% | 45.6% | 44.33% | 42.13% | 42.95%
| 79.57% | 45.86% | 45.6% | 44.32% | 42.13% | 42.95%
| 79.58% | 45.86% | 45.6% | 44.32% | 42.12% | 42.95%
| 79.58% | 45.85% | 45.6% | 44.32% | 42.12% | 42.95%
| 79.59% | 45.85% | 45.6% | 44.32% | 42.12% | 42.94%
| 79.59% | 45.85% | 45.6% | 44.32% | 42.12% | 42.94%
| 79.6% | 45.85% | 45.6% | 44.32% | 42.12% | 42.94%
| 79.61% | 45.85% | 45.6% | 44.31% | 42.12% | 42.94%
| 79.61% | 45.85% | 45.6% | 44.31% | 42.12% | 42.93%
| 79.62% | 45.85% | 45.59% | 44.31% | 42.11% | 42.93%
| 79.62% | 45.84% | 45.59% | 44.31% | 42.1% | 42.93%
| 79.63% | 45.84% | 45.59% | 44.31% | 42.09% | 42.93%
| 79.63% | 45.84% | 45.59% | 44.31% | 42.09% | 42.92%
| 79.64% | 45.84% | 45.59% | 44.31% | 42.09% | 42.92%
| 79.65% | 45.84% | 45.59% | 44.31% | 42.09% | 42.92%
| 79.65% | 45.83% | 45.59% | 44.31% | 42.09% | 42.92%
| 79.66% | 45.83% | 45.59% | 44.31% | 42.09% | 42.92%
| 79.66% | 45.83% | 45.58% | 44.3% | 42.08% | 42.92%
| 79.67% | 45.83% | 45.58% | 44.3% | 42.08% | 42.91%
| 79.67% | 45.83% | 45.58% | 44.3% | 42.08% | 42.91%
| 79.68% | 45.83% | 45.58% | 44.3% | 42.08% | 42.91%
| 79.69% | 45.83% | 45.58% | 44.3% | 42.08% | 42.91%
| 79.69% | 45.82% | 45.58% | 44.29% | 42.08% | 42.9%
| 79.7% | 45.82% | 45.58% | 44.29% | 42.07% | 42.9%
| 79.7% | 45.82% | 45.58% | 44.29% | 42.07% | 42.9%
| 79.71% | 45.82% | 45.58% | 44.29% | 42.06% | 42.89%
| 79.71% | 45.82% | 45.57% | 44.29% | 42.06% | 42.89%
| 79.72% | 45.82% | 45.57% | 44.29% | 42.06% | 42.89%
| 79.73% | 45.82% | 45.57% | 44.29% | 42.06% | 42.89%
| 79.73% | 45.82% | 45.57% | 44.29% | 42.06% | 42.89%
| 79.74% | 45.82% | 45.57% | 44.28% | 42.06% | 42.88%
| 79.74% | 45.82% | 45.57% | 44.28% | 42.06% | 42.88%
| 79.75% | 45.81% | 45.56% | 44.27% | 42.05% | 42.88%
| 79.75% | 45.81% | 45.56% | 44.27% | 42.05% | 42.88%
| 79.76% | 45.81% | 45.56% | 44.27% | 42.05% | 42.87%
| 79.77% | 45.81% | 45.56% | 44.27% | 42.05% | 42.87%
| 79.77% | 45.81% | 45.56% | 44.27% | 42.05% | 42.87%
| 79.78% | 45.81% | 45.56% | 44.27% | 42.04% | 42.87%
| 79.78% | 45.81% | 45.56% | 44.27% | 42.04% | 42.87%
| 79.79% | 45.8% | 45.56% | 44.26% | 42.04% | 42.87%
| 79.79% | 45.8% | 45.55% | 44.26% | 42.04% | 42.87%
| 79.8% | 45.8% | 45.55% | 44.26% | 42.04% | 42.87%
| 79.81% | 45.8% | 45.55% | 44.26% | 42.03% | 42.87%
| 79.81% | 45.8% | 45.55% | 44.25% | 42.03% | 42.87%
| 79.82% | 45.8% | 45.55% | 44.25% | 42.03% | 42.86%
| 79.82% | 45.79% | 45.55% | 44.24% | 42.03% | 42.86%
| 79.83% | 45.79% | 45.55% | 44.24% | 42.03% | 42.86%
| 79.83% | 45.79% | 45.55% | 44.24% | 42.03% | 42.86%
| 79.84% | 45.79% | 45.54% | 44.24% | 42.03% | 42.86%
| 79.85% | 45.79% | 45.54% | 44.24% | 42.03% | 42.85%
| 79.85% | 45.79% | 45.54% | 44.24% | 42.03% | 42.85%
| 79.86% | 45.79% | 45.54% | 44.24% | 42.02% | 42.85%
| 79.86% | 45.79% | 45.54% | 44.24% | 42.02% | 42.85%
| 79.87% | 45.79% | 45.54% | 44.24% | 42.02% | 42.85%
| 79.87% | 45.78% | 45.53% | 44.23% | 42.02% | 42.85%
| 79.88% | 45.78% | 45.53% | 44.23% | 42.02% | 42.84%
| 79.89% | 45.78% | 45.52% | 44.23% | 42.02% | 42.84%
| 79.89% | 45.78% | 45.52% | 44.23% | 42.01% | 42.84%
| 79.9% | 45.78% | 45.51% | 44.23% | 42.01% | 42.84%
| 79.9% | 45.78% | 45.51% | 44.23% | 42.01% | 42.83%
| 79.91% | 45.78% | 45.51% | 44.23% | 42.01% | 42.83%
| 79.91% | 45.77% | 45.5% | 44.22% | 42.01% | 42.83%
| 79.92% | 45.77% | 45.49% | 44.22% | 42% | 42.83%
| 79.93% | 45.77% | 45.49% | 44.22% | 42% | 42.82%
| 79.93% | 45.76% | 45.49% | 44.22% | 42% | 42.82%
| 79.94% | 45.76% | 45.49% | 44.21% | 42% | 42.82%
| 79.94% | 45.75% | 45.49% | 44.21% | 42% | 42.82%
| 79.95% | 45.75% | 45.48% | 44.2% | 41.99% | 42.81%
| 79.95% | 45.75% | 45.48% | 44.2% | 41.99% | 42.81%
| 79.96% | 45.75% | 45.48% | 44.2% | 41.99% | 42.81%
| 79.97% | 45.75% | 45.48% | 44.2% | 41.98% | 42.81%
| 79.97% | 45.74% | 45.48% | 44.19% | 41.98% | 42.81%
| 79.98% | 45.74% | 45.48% | 44.19% | 41.98% | 42.81%
| 79.98% | 45.74% | 45.47% | 44.19% | 41.98% | 42.81%
| 79.99% | 45.73% | 45.47% | 44.19% | 41.97% | 42.8%
| 79.99% | 45.73% | 45.47% | 44.19% | 41.97% | 42.8%
| 80% | 45.73% | 45.47% | 44.19% | 41.97% | 42.8%
| 80.01% | 45.73% | 45.47% | 44.18% | 41.96% | 42.8%
| 80.01% | 45.73% | 45.46% | 44.18% | 41.96% | 42.8%
| 80.02% | 45.73% | 45.46% | 44.18% | 41.95% | 42.79%
| 80.02% | 45.72% | 45.45% | 44.18% | 41.95% | 42.79%
| 80.03% | 45.72% | 45.45% | 44.18% | 41.95% | 42.79%
| 80.03% | 45.72% | 45.45% | 44.18% | 41.94% | 42.79%
| 80.04% | 45.71% | 45.45% | 44.17% | 41.94% | 42.79%
| 80.05% | 45.71% | 45.45% | 44.17% | 41.94% | 42.78%
| 80.05% | 45.71% | 45.44% | 44.17% | 41.94% | 42.78%
| 80.06% | 45.71% | 45.44% | 44.17% | 41.94% | 42.78%
| 80.06% | 45.7% | 45.43% | 44.17% | 41.94% | 42.77%
| 80.07% | 45.7% | 45.43% | 44.17% | 41.94% | 42.77%
| 80.07% | 45.7% | 45.43% | 44.17% | 41.94% | 42.77%
| 80.08% | 45.7% | 45.43% | 44.17% | 41.93% | 42.77%
| 80.09% | 45.69% | 45.43% | 44.17% | 41.93% | 42.76%
| 80.09% | 45.69% | 45.42% | 44.17% | 41.93% | 42.76%
| 80.1% | 45.69% | 45.42% | 44.17% | 41.93% | 42.76%
| 80.1% | 45.69% | 45.42% | 44.16% | 41.92% | 42.75%
| 80.11% | 45.69% | 45.42% | 44.16% | 41.92% | 42.75%
| 80.11% | 45.69% | 45.41% | 44.16% | 41.92% | 42.75%
| 80.12% | 45.69% | 45.41% | 44.16% | 41.92% | 42.75%
| 80.13% | 45.68% | 45.41% | 44.16% | 41.92% | 42.75%
| 80.13% | 45.68% | 45.41% | 44.16% | 41.92% | 42.74%
| 80.14% | 45.68% | 45.41% | 44.15% | 41.92% | 42.74%
| 80.14% | 45.68% | 45.41% | 44.15% | 41.91% | 42.74%
| 80.15% | 45.68% | 45.4% | 44.15% | 41.91% | 42.74%
| 80.15% | 45.68% | 45.4% | 44.15% | 41.91% | 42.74%
| 80.16% | 45.68% | 45.4% | 44.14% | 41.91% | 42.74%
| 80.17% | 45.68% | 45.4% | 44.14% | 41.91% | 42.74%
| 80.17% | 45.68% | 45.4% | 44.14% | 41.91% | 42.74%
| 80.18% | 45.68% | 45.4% | 44.14% | 41.91% | 42.73%
| 80.18% | 45.68% | 45.39% | 44.13% | 41.9% | 42.73%
| 80.19% | 45.67% | 45.39% | 44.13% | 41.9% | 42.73%
| 80.19% | 45.67% | 45.38% | 44.13% | 41.9% | 42.73%
| 80.2% | 45.67% | 45.38% | 44.13% | 41.89% | 42.73%
| 80.21% | 45.67% | 45.38% | 44.13% | 41.89% | 42.73%
| 80.21% | 45.67% | 45.37% | 44.13% | 41.89% | 42.72%
| 80.22% | 45.67% | 45.37% | 44.13% | 41.89% | 42.72%
| 80.22% | 45.66% | 45.37% | 44.12% | 41.89% | 42.72%
| 80.23% | 45.66% | 45.37% | 44.12% | 41.89% | 42.72%
| 80.23% | 45.66% | 45.37% | 44.12% | 41.89% | 42.72%
| 80.24% | 45.66% | 45.37% | 44.12% | 41.89% | 42.72%
| 80.25% | 45.66% | 45.37% | 44.12% | 41.89% | 42.72%
| 80.25% | 45.66% | 45.36% | 44.12% | 41.89% | 42.72%
| 80.26% | 45.66% | 45.36% | 44.12% | 41.88% | 42.72%
| 80.26% | 45.66% | 45.36% | 44.12% | 41.88% | 42.72%
| 80.27% | 45.66% | 45.36% | 44.12% | 41.88% | 42.71%
| 80.27% | 45.65% | 45.36% | 44.11% | 41.88% | 42.71%
| 80.28% | 45.65% | 45.36% | 44.11% | 41.88% | 42.71%
| 80.29% | 45.65% | 45.36% | 44.11% | 41.87% | 42.71%
| 80.29% | 45.65% | 45.36% | 44.11% | 41.87% | 42.71%
| 80.3% | 45.65% | 45.36% | 44.11% | 41.87% | 42.71%
| 80.3% | 45.64% | 45.36% | 44.1% | 41.87% | 42.7%
| 80.31% | 45.64% | 45.35% | 44.1% | 41.87% | 42.7%
| 80.31% | 45.64% | 45.35% | 44.1% | 41.86% | 42.7%
| 80.32% | 45.64% | 45.35% | 44.1% | 41.86% | 42.7%
| 80.33% | 45.64% | 45.35% | 44.1% | 41.86% | 42.7%
| 80.33% | 45.63% | 45.35% | 44.1% | 41.86% | 42.7%
| 80.34% | 45.63% | 45.34% | 44.1% | 41.86% | 42.69%
| 80.34% | 45.63% | 45.34% | 44.1% | 41.86% | 42.69%
| 80.35% | 45.63% | 45.34% | 44.1% | 41.86% | 42.69%
| 80.35% | 45.63% | 45.33% | 44.09% | 41.86% | 42.69%
| 80.36% | 45.63% | 45.33% | 44.09% | 41.85% | 42.69%
| 80.37% | 45.63% | 45.33% | 44.09% | 41.85% | 42.69%
| 80.37% | 45.63% | 45.33% | 44.09% | 41.85% | 42.69%
| 80.38% | 45.63% | 45.33% | 44.09% | 41.85% | 42.68%
| 80.38% | 45.63% | 45.33% | 44.08% | 41.84% | 42.68%
| 80.39% | 45.63% | 45.33% | 44.08% | 41.84% | 42.68%
| 80.39% | 45.62% | 45.33% | 44.08% | 41.84% | 42.68%
| 80.4% | 45.62% | 45.33% | 44.08% | 41.84% | 42.68%
| 80.41% | 45.62% | 45.32% | 44.08% | 41.84% | 42.68%
| 80.41% | 45.62% | 45.32% | 44.08% | 41.84% | 42.68%
| 80.42% | 45.62% | 45.32% | 44.07% | 41.82% | 42.68%
| 80.42% | 45.62% | 45.32% | 44.07% | 41.82% | 42.67%
| 80.43% | 45.62% | 45.32% | 44.07% | 41.82% | 42.67%
| 80.43% | 45.62% | 45.32% | 44.07% | 41.82% | 42.67%
| 80.44% | 45.62% | 45.31% | 44.07% | 41.82% | 42.67%
| 80.45% | 45.62% | 45.31% | 44.06% | 41.82% | 42.67%
| 80.45% | 45.62% | 45.31% | 44.06% | 41.81% | 42.67%
| 80.46% | 45.62% | 45.31% | 44.06% | 41.81% | 42.66%
| 80.46% | 45.61% | 45.31% | 44.06% | 41.81% | 42.66%
| 80.47% | 45.61% | 45.31% | 44.05% | 41.81% | 42.66%
| 80.47% | 45.61% | 45.31% | 44.05% | 41.8% | 42.66%
| 80.48% | 45.61% | 45.31% | 44.05% | 41.8% | 42.66%
| 80.49% | 45.61% | 45.31% | 44.04% | 41.8% | 42.66%
| 80.49% | 45.61% | 45.31% | 44.04% | 41.8% | 42.65%
| 80.5% | 45.6% | 45.31% | 44.04% | 41.8% | 42.65%
| 80.5% | 45.6% | 45.3% | 44.04% | 41.79% | 42.65%
| 80.51% | 45.6% | 45.3% | 44.04% | 41.79% | 42.64%
| 80.51% | 45.6% | 45.3% | 44.03% | 41.79% | 42.64%
| 80.52% | 45.6% | 45.3% | 44.03% | 41.79% | 42.64%
| 80.53% | 45.59% | 45.3% | 44.03% | 41.79% | 42.64%
| 80.53% | 45.59% | 45.29% | 44.03% | 41.78% | 42.63%
| 80.54% | 45.59% | 45.29% | 44.03% | 41.78% | 42.63%
| 80.54% | 45.58% | 45.29% | 44.03% | 41.78% | 42.63%
| 80.55% | 45.58% | 45.29% | 44.03% | 41.78% | 42.63%
| 80.55% | 45.58% | 45.28% | 44.03% | 41.78% | 42.63%
| 80.56% | 45.58% | 45.28% | 44.03% | 41.77% | 42.63%
| 80.57% | 45.58% | 45.28% | 44.02% | 41.77% | 42.63%
| 80.57% | 45.58% | 45.27% | 44.02% | 41.77% | 42.63%
| 80.58% | 45.57% | 45.27% | 44.02% | 41.77% | 42.62%
| 80.58% | 45.57% | 45.27% | 44.02% | 41.77% | 42.62%
| 80.59% | 45.57% | 45.27% | 44.02% | 41.77% | 42.62%
| 80.59% | 45.57% | 45.27% | 44.02% | 41.77% | 42.62%
| 80.6% | 45.56% | 45.27% | 44.01% | 41.76% | 42.62%
| 80.61% | 45.56% | 45.27% | 44.01% | 41.76% | 42.61%
| 80.61% | 45.56% | 45.27% | 44.01% | 41.76% | 42.61%
| 80.62% | 45.56% | 45.26% | 44.01% | 41.76% | 42.61%
| 80.62% | 45.56% | 45.26% | 44.01% | 41.76% | 42.61%
| 80.63% | 45.56% | 45.26% | 44% | 41.76% | 42.61%
| 80.63% | 45.56% | 45.25% | 44% | 41.75% | 42.61%
| 80.64% | 45.56% | 45.25% | 44% | 41.75% | 42.61%
| 80.64% | 45.56% | 45.25% | 44% | 41.75% | 42.6%
| 80.65% | 45.56% | 45.25% | 44% | 41.74% | 42.6%
| 80.66% | 45.55% | 45.25% | 44% | 41.74% | 42.6%
| 80.66% | 45.55% | 45.25% | 44% | 41.73% | 42.6%
| 80.67% | 45.55% | 45.25% | 44% | 41.73% | 42.6%
| 80.67% | 45.55% | 45.25% | 43.99% | 41.73% | 42.59%
| 80.68% | 45.55% | 45.24% | 43.99% | 41.73% | 42.59%
| 80.68% | 45.55% | 45.24% | 43.99% | 41.73% | 42.59%
| 80.69% | 45.55% | 45.24% | 43.99% | 41.72% | 42.59%
| 80.7% | 45.55% | 45.24% | 43.99% | 41.72% | 42.59%
| 80.7% | 45.55% | 45.24% | 43.99% | 41.72% | 42.58%
| 80.71% | 45.55% | 45.23% | 43.99% | 41.72% | 42.58%
| 80.71% | 45.55% | 45.23% | 43.99% | 41.72% | 42.58%
| 80.72% | 45.54% | 45.23% | 43.99% | 41.72% | 42.58%
| 80.72% | 45.54% | 45.23% | 43.98% | 41.72% | 42.58%
| 80.73% | 45.54% | 45.22% | 43.98% | 41.72% | 42.58%
| 80.74% | 45.53% | 45.22% | 43.98% | 41.71% | 42.58%
| 80.74% | 45.53% | 45.22% | 43.98% | 41.71% | 42.57%
| 80.75% | 45.53% | 45.22% | 43.98% | 41.71% | 42.57%
| 80.75% | 45.53% | 45.22% | 43.98% | 41.71% | 42.56%
| 80.76% | 45.52% | 45.22% | 43.98% | 41.71% | 42.56%
| 80.76% | 45.52% | 45.22% | 43.97% | 41.7% | 42.55%
| 80.77% | 45.52% | 45.21% | 43.97% | 41.69% | 42.55%
| 80.78% | 45.52% | 45.21% | 43.97% | 41.69% | 42.55%
| 80.78% | 45.51% | 45.21% | 43.97% | 41.69% | 42.55%
| 80.79% | 45.51% | 45.21% | 43.97% | 41.68% | 42.55%
| 80.79% | 45.51% | 45.21% | 43.97% | 41.68% | 42.55%
| 80.8% | 45.51% | 45.2% | 43.97% | 41.68% | 42.54%
| 80.8% | 45.51% | 45.2% | 43.96% | 41.67% | 42.54%
| 80.81% | 45.5% | 45.2% | 43.96% | 41.67% | 42.54%
| 80.82% | 45.5% | 45.2% | 43.96% | 41.66% | 42.54%
| 80.82% | 45.5% | 45.19% | 43.96% | 41.66% | 42.54%
| 80.83% | 45.5% | 45.19% | 43.95% | 41.66% | 42.54%
| 80.83% | 45.5% | 45.19% | 43.95% | 41.66% | 42.53%
| 80.84% | 45.5% | 45.19% | 43.95% | 41.66% | 42.53%
| 80.84% | 45.5% | 45.19% | 43.95% | 41.66% | 42.53%
| 80.85% | 45.5% | 45.19% | 43.95% | 41.66% | 42.53%
| 80.86% | 45.49% | 45.19% | 43.95% | 41.65% | 42.53%
| 80.86% | 45.49% | 45.19% | 43.94% | 41.65% | 42.52%
| 80.87% | 45.49% | 45.19% | 43.94% | 41.65% | 42.51%
| 80.87% | 45.49% | 45.18% | 43.94% | 41.65% | 42.51%
| 80.88% | 45.49% | 45.18% | 43.94% | 41.65% | 42.51%
| 80.88% | 45.49% | 45.18% | 43.94% | 41.65% | 42.51%
| 80.89% | 45.48% | 45.17% | 43.93% | 41.65% | 42.51%
| 80.9% | 45.48% | 45.17% | 43.93% | 41.64% | 42.51%
| 80.9% | 45.48% | 45.17% | 43.93% | 41.64% | 42.5%
| 80.91% | 45.48% | 45.17% | 43.93% | 41.64% | 42.5%
| 80.91% | 45.48% | 45.16% | 43.93% | 41.64% | 42.5%
| 80.92% | 45.47% | 45.16% | 43.93% | 41.64% | 42.49%
| 80.92% | 45.47% | 45.16% | 43.92% | 41.64% | 42.49%
| 80.93% | 45.47% | 45.16% | 43.92% | 41.63% | 42.49%
| 80.94% | 45.47% | 45.16% | 43.92% | 41.63% | 42.49%
| 80.94% | 45.47% | 45.16% | 43.92% | 41.63% | 42.49%
| 80.95% | 45.47% | 45.16% | 43.91% | 41.63% | 42.49%
| 80.95% | 45.47% | 45.16% | 43.91% | 41.63% | 42.48%
| 80.96% | 45.46% | 45.16% | 43.91% | 41.63% | 42.48%
| 80.96% | 45.46% | 45.15% | 43.91% | 41.62% | 42.48%
| 80.97% | 45.46% | 45.15% | 43.9% | 41.62% | 42.48%
| 80.98% | 45.46% | 45.15% | 43.9% | 41.62% | 42.48%
| 80.98% | 45.46% | 45.15% | 43.9% | 41.62% | 42.47%
| 80.99% | 45.45% | 45.14% | 43.9% | 41.61% | 42.47%
| 80.99% | 45.45% | 45.14% | 43.9% | 41.61% | 42.47%
| 81% | 45.45% | 45.14% | 43.89% | 41.61% | 42.47%
| 81% | 45.45% | 45.14% | 43.89% | 41.6% | 42.46%
| 81.01% | 45.45% | 45.14% | 43.89% | 41.6% | 42.46%
| 81.02% | 45.44% | 45.14% | 43.89% | 41.6% | 42.46%
| 81.02% | 45.44% | 45.13% | 43.89% | 41.59% | 42.46%
| 81.03% | 45.44% | 45.13% | 43.89% | 41.59% | 42.46%
| 81.03% | 45.44% | 45.13% | 43.89% | 41.59% | 42.46%
| 81.04% | 45.44% | 45.12% | 43.89% | 41.59% | 42.45%
| 81.04% | 45.44% | 45.12% | 43.88% | 41.59% | 42.45%
| 81.05% | 45.44% | 45.12% | 43.88% | 41.59% | 42.45%
| 81.06% | 45.43% | 45.11% | 43.88% | 41.59% | 42.44%
| 81.06% | 45.43% | 45.11% | 43.88% | 41.58% | 42.44%
| 81.07% | 45.43% | 45.11% | 43.88% | 41.58% | 42.44%
| 81.07% | 45.43% | 45.11% | 43.87% | 41.57% | 42.44%
| 81.08% | 45.43% | 45.11% | 43.87% | 41.57% | 42.44%
| 81.08% | 45.43% | 45.11% | 43.87% | 41.57% | 42.44%
| 81.09% | 45.43% | 45.11% | 43.86% | 41.56% | 42.44%
| 81.1% | 45.43% | 45.1% | 43.86% | 41.56% | 42.44%
| 81.1% | 45.43% | 45.1% | 43.86% | 41.56% | 42.44%
| 81.11% | 45.43% | 45.1% | 43.86% | 41.55% | 42.43%
| 81.11% | 45.42% | 45.09% | 43.86% | 41.55% | 42.43%
| 81.12% | 45.42% | 45.09% | 43.86% | 41.55% | 42.43%
| 81.12% | 45.42% | 45.09% | 43.86% | 41.55% | 42.43%
| 81.13% | 45.42% | 45.08% | 43.85% | 41.55% | 42.43%
| 81.14% | 45.42% | 45.08% | 43.85% | 41.54% | 42.42%
| 81.14% | 45.42% | 45.08% | 43.85% | 41.54% | 42.42%
| 81.15% | 45.42% | 45.08% | 43.85% | 41.54% | 42.42%
| 81.15% | 45.41% | 45.07% | 43.85% | 41.54% | 42.42%
| 81.16% | 45.41% | 45.07% | 43.85% | 41.53% | 42.42%
| 81.16% | 45.41% | 45.07% | 43.85% | 41.53% | 42.42%
| 81.17% | 45.41% | 45.07% | 43.84% | 41.53% | 42.41%
| 81.18% | 45.41% | 45.07% | 43.84% | 41.53% | 42.41%
| 81.18% | 45.41% | 45.07% | 43.84% | 41.53% | 42.41%
| 81.19% | 45.4% | 45.07% | 43.84% | 41.53% | 42.41%
| 81.19% | 45.4% | 45.06% | 43.84% | 41.53% | 42.41%
| 81.2% | 45.4% | 45.06% | 43.84% | 41.53% | 42.4%
| 81.2% | 45.4% | 45.06% | 43.84% | 41.53% | 42.4%
| 81.21% | 45.4% | 45.06% | 43.84% | 41.53% | 42.39%
| 81.22% | 45.4% | 45.06% | 43.84% | 41.52% | 42.39%
| 81.22% | 45.4% | 45.06% | 43.83% | 41.52% | 42.39%
| 81.23% | 45.4% | 45.05% | 43.83% | 41.52% | 42.39%
| 81.23% | 45.39% | 45.05% | 43.83% | 41.51% | 42.39%
| 81.24% | 45.39% | 45.05% | 43.83% | 41.51% | 42.38%
| 81.24% | 45.39% | 45.05% | 43.83% | 41.51% | 42.38%
| 81.25% | 45.39% | 45.04% | 43.83% | 41.51% | 42.38%
| 81.26% | 45.39% | 45.04% | 43.82% | 41.51% | 42.38%
| 81.26% | 45.39% | 45.04% | 43.82% | 41.5% | 42.38%
| 81.27% | 45.39% | 45.04% | 43.82% | 41.5% | 42.38%
| 81.27% | 45.39% | 45.04% | 43.82% | 41.5% | 42.37%
| 81.28% | 45.38% | 45.04% | 43.82% | 41.5% | 42.37%
| 81.28% | 45.38% | 45.03% | 43.81% | 41.5% | 42.37%
| 81.29% | 45.38% | 45.03% | 43.81% | 41.5% | 42.37%
| 81.3% | 45.38% | 45.03% | 43.81% | 41.49% | 42.36%
| 81.3% | 45.38% | 45.03% | 43.81% | 41.49% | 42.36%
| 81.31% | 45.38% | 45.02% | 43.81% | 41.49% | 42.36%
| 81.31% | 45.37% | 45.02% | 43.81% | 41.49% | 42.36%
| 81.32% | 45.37% | 45.02% | 43.81% | 41.49% | 42.36%
| 81.32% | 45.37% | 45.02% | 43.81% | 41.49% | 42.36%
| 81.33% | 45.37% | 45.02% | 43.81% | 41.49% | 42.36%
| 81.34% | 45.37% | 45.02% | 43.81% | 41.49% | 42.36%
| 81.34% | 45.37% | 45.02% | 43.8% | 41.48% | 42.35%
| 81.35% | 45.37% | 45.01% | 43.8% | 41.48% | 42.35%
| 81.35% | 45.37% | 45.01% | 43.8% | 41.48% | 42.35%
| 81.36% | 45.36% | 45.01% | 43.8% | 41.47% | 42.34%
| 81.36% | 45.36% | 45.01% | 43.8% | 41.47% | 42.34%
| 81.37% | 45.36% | 45.01% | 43.8% | 41.47% | 42.34%
| 81.38% | 45.36% | 45% | 43.8% | 41.47% | 42.34%
| 81.38% | 45.36% | 45% | 43.79% | 41.47% | 42.33%
| 81.39% | 45.36% | 44.99% | 43.79% | 41.47% | 42.33%
| 81.39% | 45.36% | 44.99% | 43.79% | 41.47% | 42.33%
| 81.4% | 45.36% | 44.99% | 43.79% | 41.47% | 42.33%
| 81.4% | 45.35% | 44.99% | 43.79% | 41.47% | 42.33%
| 81.41% | 45.35% | 44.99% | 43.78% | 41.47% | 42.32%
| 81.42% | 45.35% | 44.99% | 43.78% | 41.46% | 42.32%
| 81.42% | 45.35% | 44.98% | 43.78% | 41.46% | 42.32%
| 81.43% | 45.35% | 44.98% | 43.78% | 41.46% | 42.31%
| 81.43% | 45.35% | 44.98% | 43.78% | 41.46% | 42.31%
| 81.44% | 45.35% | 44.98% | 43.78% | 41.46% | 42.31%
| 81.44% | 45.35% | 44.97% | 43.78% | 41.46% | 42.31%
| 81.45% | 45.34% | 44.97% | 43.77% | 41.46% | 42.31%
| 81.46% | 45.34% | 44.96% | 43.77% | 41.46% | 42.31%
| 81.46% | 45.34% | 44.96% | 43.77% | 41.45% | 42.31%
| 81.47% | 45.34% | 44.96% | 43.77% | 41.45% | 42.3%
| 81.47% | 45.34% | 44.96% | 43.77% | 41.45% | 42.3%
| 81.48% | 45.34% | 44.96% | 43.76% | 41.45% | 42.3%
| 81.48% | 45.34% | 44.96% | 43.76% | 41.45% | 42.29%
| 81.49% | 45.34% | 44.96% | 43.76% | 41.45% | 42.29%
| 81.5% | 45.33% | 44.95% | 43.76% | 41.44% | 42.29%
| 81.5% | 45.33% | 44.95% | 43.76% | 41.44% | 42.29%
| 81.51% | 45.33% | 44.95% | 43.76% | 41.44% | 42.29%
| 81.51% | 45.33% | 44.95% | 43.76% | 41.44% | 42.28%
| 81.52% | 45.33% | 44.95% | 43.75% | 41.44% | 42.28%
| 81.52% | 45.33% | 44.95% | 43.75% | 41.43% | 42.27%
| 81.53% | 45.32% | 44.95% | 43.75% | 41.43% | 42.27%
| 81.54% | 45.32% | 44.94% | 43.75% | 41.43% | 42.27%
| 81.54% | 45.32% | 44.94% | 43.75% | 41.43% | 42.27%
| 81.55% | 45.32% | 44.94% | 43.74% | 41.43% | 42.27%
| 81.55% | 45.32% | 44.94% | 43.74% | 41.43% | 42.27%
| 81.56% | 45.32% | 44.94% | 43.74% | 41.43% | 42.27%
| 81.56% | 45.31% | 44.94% | 43.74% | 41.43% | 42.26%
| 81.57% | 45.31% | 44.94% | 43.74% | 41.42% | 42.26%
| 81.58% | 45.31% | 44.93% | 43.74% | 41.42% | 42.26%
| 81.58% | 45.31% | 44.93% | 43.74% | 41.42% | 42.26%
| 81.59% | 45.31% | 44.93% | 43.74% | 41.42% | 42.26%
| 81.59% | 45.3% | 44.93% | 43.73% | 41.42% | 42.25%
| 81.6% | 45.3% | 44.92% | 43.73% | 41.42% | 42.25%
| 81.6% | 45.3% | 44.92% | 43.73% | 41.42% | 42.25%
| 81.61% | 45.3% | 44.92% | 43.73% | 41.42% | 42.25%
| 81.62% | 45.3% | 44.91% | 43.73% | 41.41% | 42.25%
| 81.62% | 45.3% | 44.91% | 43.73% | 41.41% | 42.25%
| 81.63% | 45.3% | 44.91% | 43.73% | 41.41% | 42.25%
| 81.63% | 45.3% | 44.9% | 43.72% | 41.41% | 42.25%
| 81.64% | 45.3% | 44.9% | 43.72% | 41.41% | 42.24%
| 81.64% | 45.29% | 44.9% | 43.72% | 41.41% | 42.24%
| 81.65% | 45.29% | 44.9% | 43.72% | 41.41% | 42.24%
| 81.66% | 45.29% | 44.89% | 43.72% | 41.4% | 42.24%
| 81.66% | 45.29% | 44.89% | 43.72% | 41.4% | 42.24%
| 81.67% | 45.29% | 44.89% | 43.72% | 41.4% | 42.24%
| 81.67% | 45.29% | 44.89% | 43.71% | 41.4% | 42.24%
| 81.68% | 45.29% | 44.89% | 43.71% | 41.4% | 42.23%
| 81.68% | 45.28% | 44.88% | 43.71% | 41.4% | 42.23%
| 81.69% | 45.28% | 44.88% | 43.71% | 41.39% | 42.23%
| 81.7% | 45.28% | 44.88% | 43.71% | 41.39% | 42.23%
| 81.7% | 45.28% | 44.88% | 43.7% | 41.39% | 42.22%
| 81.71% | 45.28% | 44.88% | 43.7% | 41.39% | 42.22%
| 81.71% | 45.28% | 44.88% | 43.7% | 41.39% | 42.22%
| 81.72% | 45.28% | 44.88% | 43.7% | 41.38% | 42.21%
| 81.72% | 45.28% | 44.87% | 43.69% | 41.38% | 42.21%
| 81.73% | 45.28% | 44.87% | 43.69% | 41.38% | 42.21%
| 81.74% | 45.28% | 44.87% | 43.69% | 41.38% | 42.21%
| 81.74% | 45.28% | 44.87% | 43.69% | 41.38% | 42.21%
| 81.75% | 45.27% | 44.87% | 43.69% | 41.37% | 42.21%
| 81.75% | 45.27% | 44.87% | 43.69% | 41.37% | 42.21%
| 81.76% | 45.27% | 44.87% | 43.69% | 41.37% | 42.21%
| 81.76% | 45.27% | 44.87% | 43.69% | 41.37% | 42.21%
| 81.77% | 45.27% | 44.86% | 43.69% | 41.37% | 42.2%
| 81.78% | 45.27% | 44.86% | 43.68% | 41.37% | 42.2%
| 81.78% | 45.27% | 44.86% | 43.68% | 41.37% | 42.2%
| 81.79% | 45.27% | 44.86% | 43.68% | 41.37% | 42.19%
| 81.79% | 45.26% | 44.86% | 43.68% | 41.36% | 42.19%
| 81.8% | 45.26% | 44.86% | 43.68% | 41.36% | 42.19%
| 81.8% | 45.26% | 44.86% | 43.68% | 41.36% | 42.19%
| 81.81% | 45.26% | 44.85% | 43.67% | 41.36% | 42.19%
| 81.82% | 45.26% | 44.85% | 43.67% | 41.36% | 42.19%
| 81.82% | 45.26% | 44.85% | 43.67% | 41.35% | 42.19%
| 81.83% | 45.26% | 44.84% | 43.67% | 41.35% | 42.19%
| 81.83% | 45.25% | 44.84% | 43.66% | 41.35% | 42.19%
| 81.84% | 45.25% | 44.84% | 43.66% | 41.35% | 42.18%
| 81.84% | 45.25% | 44.84% | 43.66% | 41.35% | 42.18%
| 81.85% | 45.25% | 44.84% | 43.66% | 41.35% | 42.18%
| 81.86% | 45.25% | 44.83% | 43.66% | 41.34% | 42.18%
| 81.86% | 45.25% | 44.83% | 43.66% | 41.34% | 42.18%
| 81.87% | 45.25% | 44.83% | 43.66% | 41.34% | 42.18%
| 81.87% | 45.25% | 44.83% | 43.66% | 41.33% | 42.18%
| 81.88% | 45.25% | 44.83% | 43.65% | 41.33% | 42.17%
| 81.88% | 45.25% | 44.83% | 43.65% | 41.33% | 42.17%
| 81.89% | 45.25% | 44.82% | 43.65% | 41.32% | 42.17%
| 81.89% | 45.24% | 44.82% | 43.65% | 41.32% | 42.17%
| 81.9% | 45.24% | 44.82% | 43.65% | 41.32% | 42.17%
| 81.91% | 45.24% | 44.82% | 43.65% | 41.32% | 42.16%
| 81.91% | 45.24% | 44.81% | 43.65% | 41.32% | 42.16%
| 81.92% | 45.24% | 44.81% | 43.65% | 41.32% | 42.16%
| 81.92% | 45.24% | 44.81% | 43.65% | 41.32% | 42.16%
| 81.93% | 45.23% | 44.81% | 43.65% | 41.32% | 42.16%
| 81.93% | 45.23% | 44.81% | 43.65% | 41.32% | 42.16%
| 81.94% | 45.23% | 44.81% | 43.65% | 41.32% | 42.16%
| 81.95% | 45.23% | 44.8% | 43.65% | 41.32% | 42.16%
| 81.95% | 45.23% | 44.8% | 43.64% | 41.31% | 42.15%
| 81.96% | 45.23% | 44.8% | 43.64% | 41.31% | 42.15%
| 81.96% | 45.23% | 44.8% | 43.64% | 41.31% | 42.15%
| 81.97% | 45.22% | 44.8% | 43.64% | 41.31% | 42.15%
| 81.97% | 45.22% | 44.79% | 43.64% | 41.31% | 42.14%
| 81.98% | 45.22% | 44.79% | 43.64% | 41.31% | 42.14%
| 81.99% | 45.22% | 44.79% | 43.64% | 41.3% | 42.14%
| 81.99% | 45.22% | 44.79% | 43.64% | 41.3% | 42.14%
| 82% | 45.21% | 44.79% | 43.64% | 41.3% | 42.14%
| 82% | 45.21% | 44.78% | 43.63% | 41.29% | 42.14%
| 82.01% | 45.21% | 44.78% | 43.63% | 41.29% | 42.13%
| 82.01% | 45.21% | 44.78% | 43.63% | 41.29% | 42.13%
| 82.02% | 45.21% | 44.77% | 43.63% | 41.29% | 42.13%
| 82.03% | 45.21% | 44.77% | 43.63% | 41.29% | 42.13%
| 82.03% | 45.2% | 44.77% | 43.62% | 41.29% | 42.13%
| 82.04% | 45.2% | 44.76% | 43.62% | 41.29% | 42.13%
| 82.04% | 45.2% | 44.76% | 43.62% | 41.28% | 42.13%
| 82.05% | 45.2% | 44.76% | 43.62% | 41.28% | 42.13%
| 82.05% | 45.2% | 44.76% | 43.62% | 41.28% | 42.12%
| 82.06% | 45.2% | 44.76% | 43.62% | 41.28% | 42.12%
| 82.07% | 45.19% | 44.76% | 43.61% | 41.28% | 42.12%
| 82.07% | 45.19% | 44.76% | 43.61% | 41.28% | 42.11%
| 82.08% | 45.19% | 44.75% | 43.61% | 41.27% | 42.11%
| 82.08% | 45.19% | 44.75% | 43.61% | 41.27% | 42.1%
| 82.09% | 45.19% | 44.75% | 43.61% | 41.27% | 42.1%
| 82.09% | 45.19% | 44.75% | 43.61% | 41.27% | 42.1%
| 82.1% | 45.19% | 44.75% | 43.61% | 41.27% | 42.1%
| 82.11% | 45.19% | 44.75% | 43.6% | 41.26% | 42.1%
| 82.11% | 45.19% | 44.75% | 43.6% | 41.26% | 42.1%
| 82.12% | 45.18% | 44.74% | 43.6% | 41.26% | 42.1%
| 82.12% | 45.18% | 44.74% | 43.6% | 41.26% | 42.09%
| 82.13% | 45.18% | 44.74% | 43.59% | 41.26% | 42.09%
| 82.13% | 45.18% | 44.74% | 43.59% | 41.26% | 42.09%
| 82.14% | 45.18% | 44.74% | 43.59% | 41.26% | 42.09%
| 82.15% | 45.18% | 44.74% | 43.59% | 41.26% | 42.08%
| 82.15% | 45.18% | 44.74% | 43.59% | 41.26% | 42.08%
| 82.16% | 45.17% | 44.74% | 43.59% | 41.25% | 42.08%
| 82.16% | 45.17% | 44.74% | 43.59% | 41.25% | 42.07%
| 82.17% | 45.17% | 44.74% | 43.58% | 41.24% | 42.06%
| 82.17% | 45.17% | 44.73% | 43.58% | 41.24% | 42.06%
| 82.18% | 45.17% | 44.73% | 43.58% | 41.24% | 42.06%
| 82.19% | 45.17% | 44.72% | 43.58% | 41.24% | 42.06%
| 82.19% | 45.17% | 44.72% | 43.58% | 41.24% | 42.06%
| 82.2% | 45.16% | 44.71% | 43.58% | 41.24% | 42.06%
| 82.2% | 45.16% | 44.71% | 43.57% | 41.24% | 42.06%
| 82.21% | 45.16% | 44.71% | 43.57% | 41.24% | 42.06%
| 82.21% | 45.16% | 44.71% | 43.57% | 41.23% | 42.06%
| 82.22% | 45.16% | 44.7% | 43.57% | 41.23% | 42.05%
| 82.23% | 45.16% | 44.7% | 43.56% | 41.23% | 42.05%
| 82.23% | 45.16% | 44.7% | 43.56% | 41.23% | 42.05%
| 82.24% | 45.16% | 44.7% | 43.56% | 41.23% | 42.04%
| 82.24% | 45.16% | 44.7% | 43.56% | 41.23% | 42.04%
| 82.25% | 45.16% | 44.7% | 43.56% | 41.23% | 42.04%
| 82.25% | 45.15% | 44.7% | 43.56% | 41.23% | 42.04%
| 82.26% | 45.15% | 44.69% | 43.56% | 41.23% | 42.04%
| 82.27% | 45.15% | 44.69% | 43.56% | 41.23% | 42.04%
| 82.27% | 45.15% | 44.69% | 43.56% | 41.23% | 42.04%
| 82.28% | 45.15% | 44.69% | 43.55% | 41.22% | 42.03%
| 82.28% | 45.15% | 44.69% | 43.55% | 41.22% | 42.03%
| 82.29% | 45.14% | 44.68% | 43.55% | 41.22% | 42.03%
| 82.29% | 45.14% | 44.68% | 43.55% | 41.22% | 42.03%
| 82.3% | 45.14% | 44.68% | 43.55% | 41.22% | 42.03%
| 82.31% | 45.14% | 44.68% | 43.55% | 41.22% | 42.03%
| 82.31% | 45.14% | 44.68% | 43.55% | 41.22% | 42.03%
| 82.32% | 45.13% | 44.68% | 43.55% | 41.21% | 42.03%
| 82.32% | 45.13% | 44.68% | 43.55% | 41.21% | 42.03%
| 82.33% | 45.13% | 44.68% | 43.54% | 41.21% | 42.03%
| 82.33% | 45.13% | 44.68% | 43.54% | 41.21% | 42.03%
| 82.34% | 45.13% | 44.67% | 43.54% | 41.21% | 42.03%
| 82.35% | 45.13% | 44.67% | 43.54% | 41.21% | 42.02%
| 82.35% | 45.13% | 44.67% | 43.54% | 41.2% | 42.02%
| 82.36% | 45.13% | 44.67% | 43.54% | 41.2% | 42.02%
| 82.36% | 45.12% | 44.67% | 43.54% | 41.2% | 42.02%
| 82.37% | 45.12% | 44.67% | 43.54% | 41.2% | 42.01%
| 82.37% | 45.12% | 44.67% | 43.53% | 41.2% | 42.01%
| 82.38% | 45.12% | 44.67% | 43.53% | 41.19% | 42.01%
| 82.39% | 45.12% | 44.67% | 43.53% | 41.19% | 42.01%
| 82.39% | 45.12% | 44.66% | 43.53% | 41.19% | 42.01%
| 82.4% | 45.12% | 44.66% | 43.53% | 41.19% | 42%
| 82.4% | 45.12% | 44.66% | 43.53% | 41.19% | 42%
| 82.41% | 45.12% | 44.66% | 43.53% | 41.19% | 42%
| 82.41% | 45.11% | 44.66% | 43.52% | 41.19% | 42%
| 82.42% | 45.11% | 44.66% | 43.52% | 41.19% | 41.99%
| 82.43% | 45.11% | 44.65% | 43.52% | 41.19% | 41.99%
| 82.43% | 45.11% | 44.65% | 43.52% | 41.19% | 41.99%
| 82.44% | 45.11% | 44.65% | 43.52% | 41.18% | 41.99%
| 82.44% | 45.11% | 44.65% | 43.52% | 41.18% | 41.99%
| 82.45% | 45.11% | 44.65% | 43.52% | 41.18% | 41.99%
| 82.45% | 45.11% | 44.65% | 43.52% | 41.18% | 41.99%
| 82.46% | 45.11% | 44.64% | 43.52% | 41.18% | 41.99%
| 82.47% | 45.11% | 44.64% | 43.51% | 41.18% | 41.99%
| 82.47% | 45.11% | 44.64% | 43.51% | 41.17% | 41.98%
| 82.48% | 45.11% | 44.64% | 43.51% | 41.17% | 41.98%
| 82.48% | 45.11% | 44.64% | 43.51% | 41.17% | 41.98%
| 82.49% | 45.11% | 44.63% | 43.51% | 41.17% | 41.98%
| 82.49% | 45.1% | 44.63% | 43.51% | 41.16% | 41.98%
| 82.5% | 45.1% | 44.63% | 43.51% | 41.16% | 41.98%
| 82.51% | 45.1% | 44.63% | 43.5% | 41.16% | 41.98%
| 82.51% | 45.1% | 44.62% | 43.5% | 41.16% | 41.98%
| 82.52% | 45.1% | 44.62% | 43.5% | 41.16% | 41.97%
| 82.52% | 45.1% | 44.62% | 43.49% | 41.16% | 41.97%
| 82.53% | 45.1% | 44.62% | 43.49% | 41.16% | 41.97%
| 82.53% | 45.1% | 44.62% | 43.49% | 41.15% | 41.96%
| 82.54% | 45.09% | 44.62% | 43.49% | 41.15% | 41.96%
| 82.55% | 45.09% | 44.62% | 43.49% | 41.15% | 41.96%
| 82.55% | 45.09% | 44.62% | 43.49% | 41.15% | 41.96%
| 82.56% | 45.09% | 44.61% | 43.48% | 41.15% | 41.96%
| 82.56% | 45.08% | 44.61% | 43.48% | 41.14% | 41.96%
| 82.57% | 45.08% | 44.61% | 43.48% | 41.14% | 41.95%
| 82.57% | 45.08% | 44.61% | 43.48% | 41.14% | 41.95%
| 82.58% | 45.08% | 44.61% | 43.47% | 41.13% | 41.95%
| 82.59% | 45.08% | 44.61% | 43.47% | 41.13% | 41.94%
| 82.59% | 45.08% | 44.61% | 43.47% | 41.13% | 41.94%
| 82.6% | 45.08% | 44.6% | 43.47% | 41.13% | 41.94%
| 82.6% | 45.07% | 44.6% | 43.47% | 41.13% | 41.94%
| 82.61% | 45.07% | 44.6% | 43.47% | 41.13% | 41.94%
| 82.61% | 45.07% | 44.6% | 43.46% | 41.13% | 41.94%
| 82.62% | 45.06% | 44.6% | 43.46% | 41.13% | 41.94%
| 82.63% | 45.06% | 44.6% | 43.46% | 41.13% | 41.94%
| 82.63% | 45.06% | 44.6% | 43.46% | 41.13% | 41.93%
| 82.64% | 45.06% | 44.6% | 43.45% | 41.13% | 41.93%
| 82.64% | 45.06% | 44.59% | 43.45% | 41.12% | 41.93%
| 82.65% | 45.05% | 44.59% | 43.45% | 41.12% | 41.93%
| 82.65% | 45.05% | 44.59% | 43.45% | 41.12% | 41.93%
| 82.66% | 45.05% | 44.59% | 43.44% | 41.12% | 41.93%
| 82.67% | 45.04% | 44.59% | 43.44% | 41.12% | 41.93%
| 82.67% | 45.04% | 44.59% | 43.44% | 41.12% | 41.92%
| 82.68% | 45.04% | 44.59% | 43.44% | 41.12% | 41.92%
| 82.68% | 45.04% | 44.59% | 43.43% | 41.11% | 41.92%
| 82.69% | 45.04% | 44.59% | 43.43% | 41.11% | 41.92%
| 82.69% | 45.04% | 44.59% | 43.43% | 41.1% | 41.92%
| 82.7% | 45.04% | 44.59% | 43.43% | 41.1% | 41.92%
| 82.71% | 45.04% | 44.58% | 43.43% | 41.1% | 41.92%
| 82.71% | 45.03% | 44.58% | 43.43% | 41.1% | 41.92%
| 82.72% | 45.03% | 44.58% | 43.43% | 41.1% | 41.92%
| 82.72% | 45.03% | 44.57% | 43.43% | 41.1% | 41.92%
| 82.73% | 45.03% | 44.57% | 43.42% | 41.1% | 41.91%
| 82.73% | 45.03% | 44.57% | 43.42% | 41.1% | 41.91%
| 82.74% | 45.03% | 44.57% | 43.42% | 41.1% | 41.91%
| 82.75% | 45.02% | 44.56% | 43.42% | 41.09% | 41.91%
| 82.75% | 45.02% | 44.56% | 43.42% | 41.09% | 41.9%
| 82.76% | 45.02% | 44.56% | 43.42% | 41.09% | 41.9%
| 82.76% | 45.02% | 44.55% | 43.42% | 41.08% | 41.9%
| 82.77% | 45.02% | 44.55% | 43.42% | 41.08% | 41.9%
| 82.77% | 45.02% | 44.55% | 43.41% | 41.08% | 41.9%
| 82.78% | 45.02% | 44.55% | 43.41% | 41.08% | 41.9%
| 82.79% | 45.02% | 44.55% | 43.41% | 41.08% | 41.9%
| 82.79% | 45.01% | 44.54% | 43.41% | 41.08% | 41.89%
| 82.8% | 45.01% | 44.54% | 43.41% | 41.07% | 41.89%
| 82.8% | 45.01% | 44.54% | 43.41% | 41.07% | 41.89%
| 82.81% | 45.01% | 44.54% | 43.41% | 41.07% | 41.89%
| 82.81% | 45.01% | 44.54% | 43.41% | 41.07% | 41.89%
| 82.82% | 45.01% | 44.54% | 43.4% | 41.07% | 41.88%
| 82.83% | 45.01% | 44.54% | 43.4% | 41.07% | 41.88%
| 82.83% | 45.01% | 44.54% | 43.4% | 41.07% | 41.88%
| 82.84% | 45.01% | 44.54% | 43.4% | 41.06% | 41.88%
| 82.84% | 45.01% | 44.54% | 43.4% | 41.06% | 41.88%
| 82.85% | 45.01% | 44.53% | 43.39% | 41.06% | 41.88%
| 82.85% | 45.01% | 44.53% | 43.39% | 41.06% | 41.87%
| 82.86% | 45.01% | 44.53% | 43.39% | 41.06% | 41.87%
| 82.87% | 45% | 44.53% | 43.39% | 41.05% | 41.87%
| 82.87% | 45% | 44.53% | 43.38% | 41.05% | 41.87%
| 82.88% | 45% | 44.53% | 43.37% | 41.05% | 41.87%
| 82.88% | 45% | 44.53% | 43.37% | 41.04% | 41.86%
| 82.89% | 45% | 44.52% | 43.37% | 41.04% | 41.86%
| 82.89% | 44.99% | 44.52% | 43.37% | 41.04% | 41.86%
| 82.9% | 44.99% | 44.52% | 43.37% | 41.04% | 41.86%
| 82.91% | 44.99% | 44.52% | 43.37% | 41.04% | 41.86%
| 82.91% | 44.99% | 44.51% | 43.37% | 41.03% | 41.86%
| 82.92% | 44.99% | 44.51% | 43.36% | 41.03% | 41.86%
| 82.92% | 44.99% | 44.51% | 43.36% | 41.03% | 41.86%
| 82.93% | 44.99% | 44.51% | 43.36% | 41.03% | 41.85%
| 82.93% | 44.98% | 44.51% | 43.36% | 41.02% | 41.85%
| 82.94% | 44.98% | 44.51% | 43.36% | 41.02% | 41.85%
| 82.95% | 44.98% | 44.51% | 43.36% | 41.01% | 41.85%
| 82.95% | 44.98% | 44.51% | 43.36% | 41.01% | 41.85%
| 82.96% | 44.98% | 44.51% | 43.36% | 41.01% | 41.85%
| 82.96% | 44.98% | 44.51% | 43.36% | 41.01% | 41.85%
| 82.97% | 44.97% | 44.5% | 43.35% | 41.01% | 41.85%
| 82.97% | 44.97% | 44.5% | 43.35% | 41% | 41.84%
| 82.98% | 44.97% | 44.5% | 43.35% | 41% | 41.84%
| 82.99% | 44.97% | 44.5% | 43.35% | 41% | 41.84%
| 82.99% | 44.97% | 44.5% | 43.35% | 41% | 41.84%
| 83% | 44.97% | 44.5% | 43.35% | 41% | 41.84%
| 83% | 44.97% | 44.5% | 43.34% | 41% | 41.83%
| 83.01% | 44.97% | 44.5% | 43.34% | 41% | 41.83%
| 83.01% | 44.97% | 44.5% | 43.34% | 40.99% | 41.83%
| 83.02% | 44.97% | 44.49% | 43.34% | 40.99% | 41.83%
| 83.03% | 44.97% | 44.49% | 43.34% | 40.99% | 41.82%
| 83.03% | 44.97% | 44.49% | 43.34% | 40.99% | 41.82%
| 83.04% | 44.96% | 44.49% | 43.34% | 40.99% | 41.82%
| 83.04% | 44.96% | 44.49% | 43.34% | 40.99% | 41.82%
| 83.05% | 44.96% | 44.49% | 43.33% | 40.99% | 41.81%
| 83.05% | 44.96% | 44.49% | 43.33% | 40.99% | 41.81%
| 83.06% | 44.96% | 44.48% | 43.33% | 40.99% | 41.81%
| 83.07% | 44.96% | 44.48% | 43.33% | 40.99% | 41.81%
| 83.07% | 44.96% | 44.48% | 43.33% | 40.98% | 41.81%
| 83.08% | 44.95% | 44.48% | 43.33% | 40.98% | 41.81%
| 83.08% | 44.95% | 44.48% | 43.33% | 40.98% | 41.81%
| 83.09% | 44.95% | 44.48% | 43.33% | 40.98% | 41.81%
| 83.09% | 44.95% | 44.47% | 43.32% | 40.98% | 41.8%
| 83.1% | 44.95% | 44.47% | 43.32% | 40.97% | 41.8%
| 83.11% | 44.95% | 44.47% | 43.32% | 40.97% | 41.8%
| 83.11% | 44.95% | 44.46% | 43.32% | 40.97% | 41.79%
| 83.12% | 44.95% | 44.46% | 43.31% | 40.97% | 41.79%
| 83.12% | 44.95% | 44.46% | 43.31% | 40.97% | 41.79%
| 83.13% | 44.94% | 44.46% | 43.31% | 40.97% | 41.79%
| 83.13% | 44.94% | 44.46% | 43.31% | 40.97% | 41.79%
| 83.14% | 44.94% | 44.46% | 43.31% | 40.97% | 41.79%
| 83.14% | 44.94% | 44.46% | 43.31% | 40.97% | 41.78%
| 83.15% | 44.94% | 44.45% | 43.31% | 40.96% | 41.78%
| 83.16% | 44.94% | 44.45% | 43.31% | 40.96% | 41.78%
| 83.16% | 44.94% | 44.45% | 43.31% | 40.96% | 41.78%
| 83.17% | 44.94% | 44.45% | 43.3% | 40.95% | 41.78%
| 83.17% | 44.93% | 44.45% | 43.3% | 40.95% | 41.78%
| 83.18% | 44.93% | 44.44% | 43.3% | 40.95% | 41.77%
| 83.18% | 44.93% | 44.44% | 43.3% | 40.95% | 41.77%
| 83.19% | 44.93% | 44.44% | 43.3% | 40.95% | 41.77%
| 83.2% | 44.93% | 44.43% | 43.3% | 40.95% | 41.77%
| 83.2% | 44.93% | 44.43% | 43.29% | 40.95% | 41.76%
| 83.21% | 44.93% | 44.43% | 43.29% | 40.95% | 41.76%
| 83.21% | 44.93% | 44.43% | 43.29% | 40.94% | 41.76%
| 83.22% | 44.92% | 44.43% | 43.29% | 40.94% | 41.76%
| 83.22% | 44.92% | 44.43% | 43.29% | 40.94% | 41.76%
| 83.23% | 44.92% | 44.43% | 43.29% | 40.94% | 41.76%
| 83.24% | 44.92% | 44.43% | 43.29% | 40.94% | 41.75%
| 83.24% | 44.92% | 44.43% | 43.28% | 40.94% | 41.75%
| 83.25% | 44.92% | 44.42% | 43.28% | 40.93% | 41.75%
| 83.25% | 44.91% | 44.42% | 43.28% | 40.93% | 41.75%
| 83.26% | 44.91% | 44.42% | 43.28% | 40.93% | 41.75%
| 83.26% | 44.91% | 44.42% | 43.28% | 40.93% | 41.74%
| 83.27% | 44.91% | 44.42% | 43.28% | 40.93% | 41.74%
| 83.28% | 44.91% | 44.41% | 43.28% | 40.93% | 41.74%
| 83.28% | 44.9% | 44.41% | 43.27% | 40.93% | 41.74%
| 83.29% | 44.9% | 44.41% | 43.27% | 40.92% | 41.74%
| 83.29% | 44.9% | 44.41% | 43.27% | 40.92% | 41.73%
| 83.3% | 44.9% | 44.41% | 43.27% | 40.92% | 41.73%
| 83.3% | 44.9% | 44.41% | 43.27% | 40.92% | 41.73%
| 83.31% | 44.9% | 44.4% | 43.27% | 40.92% | 41.73%
| 83.32% | 44.9% | 44.4% | 43.26% | 40.92% | 41.73%
| 83.32% | 44.89% | 44.4% | 43.26% | 40.91% | 41.73%
| 83.33% | 44.89% | 44.4% | 43.26% | 40.91% | 41.73%
| 83.33% | 44.89% | 44.4% | 43.26% | 40.91% | 41.73%
| 83.34% | 44.89% | 44.4% | 43.26% | 40.9% | 41.73%
| 83.34% | 44.89% | 44.4% | 43.25% | 40.9% | 41.73%
| 83.35% | 44.89% | 44.39% | 43.25% | 40.9% | 41.72%
| 83.36% | 44.88% | 44.39% | 43.25% | 40.9% | 41.72%
| 83.36% | 44.88% | 44.39% | 43.25% | 40.9% | 41.72%
| 83.37% | 44.88% | 44.39% | 43.25% | 40.9% | 41.71%
| 83.37% | 44.88% | 44.39% | 43.25% | 40.89% | 41.71%
| 83.38% | 44.87% | 44.39% | 43.25% | 40.89% | 41.71%
| 83.38% | 44.87% | 44.39% | 43.25% | 40.89% | 41.71%
| 83.39% | 44.87% | 44.39% | 43.24% | 40.88% | 41.71%
| 83.4% | 44.87% | 44.39% | 43.24% | 40.88% | 41.71%
| 83.4% | 44.87% | 44.38% | 43.24% | 40.87% | 41.7%
| 83.41% | 44.87% | 44.38% | 43.24% | 40.87% | 41.7%
| 83.41% | 44.86% | 44.38% | 43.23% | 40.87% | 41.7%
| 83.42% | 44.86% | 44.38% | 43.23% | 40.87% | 41.7%
| 83.42% | 44.86% | 44.38% | 43.23% | 40.86% | 41.69%
| 83.43% | 44.86% | 44.38% | 43.23% | 40.86% | 41.69%
| 83.44% | 44.86% | 44.38% | 43.23% | 40.86% | 41.69%
| 83.44% | 44.86% | 44.37% | 43.23% | 40.86% | 41.69%
| 83.45% | 44.85% | 44.37% | 43.23% | 40.86% | 41.69%
| 83.45% | 44.85% | 44.37% | 43.23% | 40.86% | 41.69%
| 83.46% | 44.85% | 44.37% | 43.22% | 40.86% | 41.69%
| 83.46% | 44.85% | 44.37% | 43.22% | 40.85% | 41.69%
| 83.47% | 44.85% | 44.37% | 43.22% | 40.85% | 41.69%
| 83.48% | 44.85% | 44.36% | 43.22% | 40.85% | 41.69%
| 83.48% | 44.85% | 44.36% | 43.22% | 40.85% | 41.69%
| 83.49% | 44.85% | 44.36% | 43.22% | 40.85% | 41.68%
| 83.49% | 44.85% | 44.36% | 43.21% | 40.85% | 41.68%
| 83.5% | 44.85% | 44.36% | 43.21% | 40.85% | 41.68%
| 83.5% | 44.84% | 44.36% | 43.21% | 40.85% | 41.68%
| 83.51% | 44.84% | 44.35% | 43.21% | 40.85% | 41.67%
| 83.52% | 44.84% | 44.35% | 43.21% | 40.84% | 41.67%
| 83.52% | 44.84% | 44.35% | 43.21% | 40.84% | 41.67%
| 83.53% | 44.84% | 44.35% | 43.2% | 40.84% | 41.67%
| 83.53% | 44.84% | 44.35% | 43.2% | 40.84% | 41.66%
| 83.54% | 44.84% | 44.35% | 43.2% | 40.84% | 41.66%
| 83.54% | 44.84% | 44.35% | 43.2% | 40.84% | 41.66%
| 83.55% | 44.84% | 44.35% | 43.2% | 40.84% | 41.66%
| 83.56% | 44.84% | 44.35% | 43.2% | 40.84% | 41.66%
| 83.56% | 44.84% | 44.35% | 43.19% | 40.84% | 41.66%
| 83.57% | 44.83% | 44.35% | 43.19% | 40.84% | 41.66%
| 83.57% | 44.83% | 44.35% | 43.19% | 40.83% | 41.65%
| 83.58% | 44.83% | 44.35% | 43.19% | 40.83% | 41.65%
| 83.58% | 44.83% | 44.35% | 43.19% | 40.82% | 41.65%
| 83.59% | 44.83% | 44.34% | 43.19% | 40.82% | 41.65%
| 83.6% | 44.83% | 44.34% | 43.18% | 40.82% | 41.64%
| 83.6% | 44.82% | 44.34% | 43.18% | 40.82% | 41.64%
| 83.61% | 44.82% | 44.34% | 43.18% | 40.82% | 41.64%
| 83.61% | 44.82% | 44.34% | 43.17% | 40.82% | 41.64%
| 83.62% | 44.82% | 44.33% | 43.17% | 40.82% | 41.64%
| 83.62% | 44.81% | 44.33% | 43.17% | 40.82% | 41.63%
| 83.63% | 44.81% | 44.33% | 43.17% | 40.81% | 41.63%
| 83.64% | 44.81% | 44.32% | 43.17% | 40.81% | 41.63%
| 83.64% | 44.81% | 44.32% | 43.16% | 40.81% | 41.63%
| 83.65% | 44.81% | 44.32% | 43.16% | 40.81% | 41.63%
| 83.65% | 44.81% | 44.32% | 43.16% | 40.81% | 41.63%
| 83.66% | 44.8% | 44.32% | 43.16% | 40.81% | 41.63%
| 83.66% | 44.8% | 44.32% | 43.16% | 40.81% | 41.63%
| 83.67% | 44.8% | 44.31% | 43.16% | 40.81% | 41.63%
| 83.68% | 44.8% | 44.31% | 43.16% | 40.8% | 41.63%
| 83.68% | 44.8% | 44.31% | 43.15% | 40.8% | 41.62%
| 83.69% | 44.8% | 44.31% | 43.15% | 40.8% | 41.62%
| 83.69% | 44.8% | 44.31% | 43.15% | 40.8% | 41.62%
| 83.7% | 44.8% | 44.3% | 43.15% | 40.8% | 41.62%
| 83.7% | 44.79% | 44.3% | 43.15% | 40.8% | 41.62%
| 83.71% | 44.79% | 44.3% | 43.14% | 40.8% | 41.62%
| 83.72% | 44.79% | 44.3% | 43.14% | 40.8% | 41.61%
| 83.72% | 44.79% | 44.3% | 43.14% | 40.79% | 41.61%
| 83.73% | 44.79% | 44.3% | 43.14% | 40.79% | 41.61%
| 83.73% | 44.79% | 44.3% | 43.14% | 40.79% | 41.6%
| 83.74% | 44.79% | 44.3% | 43.14% | 40.79% | 41.6%
| 83.74% | 44.79% | 44.29% | 43.13% | 40.78% | 41.6%
| 83.75% | 44.78% | 44.29% | 43.13% | 40.78% | 41.6%
| 83.76% | 44.78% | 44.29% | 43.12% | 40.77% | 41.6%
| 83.76% | 44.78% | 44.29% | 43.12% | 40.77% | 41.6%
| 83.77% | 44.78% | 44.29% | 43.12% | 40.77% | 41.6%
| 83.77% | 44.78% | 44.28% | 43.12% | 40.77% | 41.6%
| 83.78% | 44.78% | 44.28% | 43.11% | 40.77% | 41.59%
| 83.78% | 44.78% | 44.28% | 43.11% | 40.77% | 41.59%
| 83.79% | 44.78% | 44.28% | 43.11% | 40.76% | 41.59%
| 83.8% | 44.78% | 44.27% | 43.1% | 40.76% | 41.59%
| 83.8% | 44.77% | 44.27% | 43.1% | 40.76% | 41.59%
| 83.81% | 44.77% | 44.27% | 43.1% | 40.76% | 41.59%
| 83.81% | 44.77% | 44.26% | 43.1% | 40.76% | 41.58%
| 83.82% | 44.77% | 44.26% | 43.1% | 40.76% | 41.58%
| 83.82% | 44.77% | 44.26% | 43.1% | 40.76% | 41.58%
| 83.83% | 44.77% | 44.26% | 43.1% | 40.76% | 41.58%
| 83.84% | 44.77% | 44.26% | 43.09% | 40.76% | 41.58%
| 83.84% | 44.77% | 44.26% | 43.09% | 40.76% | 41.57%
| 83.85% | 44.76% | 44.26% | 43.09% | 40.76% | 41.57%
| 83.85% | 44.76% | 44.26% | 43.09% | 40.76% | 41.57%
| 83.86% | 44.76% | 44.25% | 43.09% | 40.75% | 41.57%
| 83.86% | 44.76% | 44.25% | 43.09% | 40.75% | 41.57%
| 83.87% | 44.76% | 44.25% | 43.09% | 40.75% | 41.57%
| 83.88% | 44.75% | 44.25% | 43.09% | 40.75% | 41.57%
| 83.88% | 44.75% | 44.24% | 43.09% | 40.75% | 41.57%
| 83.89% | 44.75% | 44.24% | 43.09% | 40.75% | 41.57%
| 83.89% | 44.75% | 44.24% | 43.08% | 40.75% | 41.57%
| 83.9% | 44.75% | 44.24% | 43.08% | 40.75% | 41.57%
| 83.9% | 44.75% | 44.23% | 43.08% | 40.74% | 41.56%
| 83.91% | 44.75% | 44.23% | 43.08% | 40.74% | 41.56%
| 83.92% | 44.75% | 44.23% | 43.08% | 40.74% | 41.56%
| 83.92% | 44.75% | 44.23% | 43.08% | 40.74% | 41.55%
| 83.93% | 44.74% | 44.23% | 43.08% | 40.74% | 41.55%
| 83.93% | 44.74% | 44.23% | 43.07% | 40.74% | 41.55%
| 83.94% | 44.74% | 44.23% | 43.07% | 40.74% | 41.55%
| 83.94% | 44.73% | 44.23% | 43.07% | 40.74% | 41.54%
| 83.95% | 44.73% | 44.23% | 43.07% | 40.74% | 41.54%
| 83.96% | 44.72% | 44.22% | 43.07% | 40.73% | 41.54%
| 83.96% | 44.72% | 44.22% | 43.07% | 40.73% | 41.54%
| 83.97% | 44.72% | 44.22% | 43.07% | 40.73% | 41.54%
| 83.97% | 44.72% | 44.21% | 43.06% | 40.73% | 41.54%
| 83.98% | 44.72% | 44.21% | 43.06% | 40.73% | 41.54%
| 83.98% | 44.72% | 44.21% | 43.06% | 40.73% | 41.53%
| 83.99% | 44.72% | 44.2% | 43.06% | 40.73% | 41.53%
| 84% | 44.72% | 44.2% | 43.06% | 40.73% | 41.53%
| 84% | 44.71% | 44.2% | 43.06% | 40.73% | 41.53%
| 84.01% | 44.71% | 44.19% | 43.06% | 40.72% | 41.52%
| 84.01% | 44.71% | 44.19% | 43.06% | 40.72% | 41.52%
| 84.02% | 44.71% | 44.19% | 43.05% | 40.72% | 41.52%
| 84.02% | 44.71% | 44.18% | 43.05% | 40.71% | 41.52%
| 84.03% | 44.71% | 44.18% | 43.05% | 40.71% | 41.52%
| 84.04% | 44.71% | 44.18% | 43.05% | 40.71% | 41.52%
| 84.04% | 44.71% | 44.18% | 43.05% | 40.71% | 41.52%
| 84.05% | 44.71% | 44.18% | 43.05% | 40.71% | 41.52%
| 84.05% | 44.71% | 44.17% | 43.05% | 40.71% | 41.52%
| 84.06% | 44.7% | 44.17% | 43.05% | 40.71% | 41.51%
| 84.06% | 44.7% | 44.17% | 43.05% | 40.7% | 41.51%
| 84.07% | 44.7% | 44.17% | 43.04% | 40.7% | 41.51%
| 84.08% | 44.7% | 44.17% | 43.04% | 40.7% | 41.51%
| 84.08% | 44.69% | 44.17% | 43.04% | 40.7% | 41.51%
| 84.09% | 44.69% | 44.17% | 43.04% | 40.7% | 41.51%
| 84.09% | 44.69% | 44.17% | 43.03% | 40.7% | 41.51%
| 84.1% | 44.69% | 44.17% | 43.03% | 40.7% | 41.51%
| 84.1% | 44.69% | 44.17% | 43.03% | 40.7% | 41.51%
| 84.11% | 44.69% | 44.16% | 43.03% | 40.69% | 41.51%
| 84.12% | 44.69% | 44.16% | 43.03% | 40.69% | 41.51%
| 84.12% | 44.69% | 44.16% | 43.02% | 40.69% | 41.51%
| 84.13% | 44.69% | 44.16% | 43.02% | 40.69% | 41.5%
| 84.13% | 44.69% | 44.16% | 43.02% | 40.69% | 41.5%
| 84.14% | 44.68% | 44.16% | 43.02% | 40.69% | 41.5%
| 84.14% | 44.68% | 44.16% | 43.01% | 40.69% | 41.5%
| 84.15% | 44.68% | 44.15% | 43.01% | 40.68% | 41.5%
| 84.16% | 44.68% | 44.15% | 43.01% | 40.68% | 41.5%
| 84.16% | 44.68% | 44.15% | 43.01% | 40.68% | 41.5%
| 84.17% | 44.68% | 44.15% | 43.01% | 40.67% | 41.5%
| 84.17% | 44.68% | 44.15% | 43.01% | 40.67% | 41.49%
| 84.18% | 44.68% | 44.15% | 43% | 40.67% | 41.49%
| 84.18% | 44.68% | 44.15% | 43% | 40.67% | 41.48%
| 84.19% | 44.67% | 44.15% | 43% | 40.67% | 41.48%
| 84.2% | 44.67% | 44.14% | 43% | 40.67% | 41.48%
| 84.2% | 44.67% | 44.14% | 43% | 40.67% | 41.48%
| 84.21% | 44.67% | 44.14% | 42.99% | 40.67% | 41.48%
| 84.21% | 44.67% | 44.14% | 42.99% | 40.66% | 41.47%
| 84.22% | 44.67% | 44.14% | 42.99% | 40.66% | 41.47%
| 84.22% | 44.67% | 44.14% | 42.99% | 40.66% | 41.47%
| 84.23% | 44.67% | 44.13% | 42.99% | 40.66% | 41.47%
| 84.24% | 44.67% | 44.13% | 42.99% | 40.66% | 41.47%
| 84.24% | 44.66% | 44.13% | 42.99% | 40.66% | 41.47%
| 84.25% | 44.66% | 44.13% | 42.99% | 40.65% | 41.46%
| 84.25% | 44.66% | 44.13% | 42.99% | 40.65% | 41.46%
| 84.26% | 44.66% | 44.13% | 42.98% | 40.65% | 41.46%
| 84.26% | 44.66% | 44.12% | 42.98% | 40.65% | 41.46%
| 84.27% | 44.66% | 44.12% | 42.98% | 40.65% | 41.46%
| 84.28% | 44.66% | 44.12% | 42.98% | 40.65% | 41.46%
| 84.28% | 44.66% | 44.12% | 42.97% | 40.65% | 41.45%
| 84.29% | 44.66% | 44.12% | 42.97% | 40.64% | 41.45%
| 84.29% | 44.66% | 44.12% | 42.97% | 40.64% | 41.45%
| 84.3% | 44.65% | 44.11% | 42.97% | 40.64% | 41.44%
| 84.3% | 44.65% | 44.11% | 42.96% | 40.64% | 41.44%
| 84.31% | 44.65% | 44.11% | 42.96% | 40.63% | 41.44%
| 84.32% | 44.65% | 44.11% | 42.96% | 40.63% | 41.44%
| 84.32% | 44.65% | 44.11% | 42.96% | 40.63% | 41.44%
| 84.33% | 44.65% | 44.11% | 42.96% | 40.63% | 41.44%
| 84.33% | 44.65% | 44.11% | 42.96% | 40.62% | 41.44%
| 84.34% | 44.65% | 44.11% | 42.95% | 40.62% | 41.44%
| 84.34% | 44.65% | 44.11% | 42.95% | 40.62% | 41.44%
| 84.35% | 44.65% | 44.1% | 42.95% | 40.62% | 41.44%
| 84.36% | 44.65% | 44.1% | 42.95% | 40.62% | 41.44%
| 84.36% | 44.65% | 44.1% | 42.95% | 40.62% | 41.43%
| 84.37% | 44.64% | 44.1% | 42.95% | 40.62% | 41.43%
| 84.37% | 44.64% | 44.1% | 42.95% | 40.61% | 41.43%
| 84.38% | 44.64% | 44.1% | 42.95% | 40.61% | 41.43%
| 84.38% | 44.64% | 44.09% | 42.94% | 40.61% | 41.43%
| 84.39% | 44.64% | 44.09% | 42.94% | 40.61% | 41.43%
| 84.39% | 44.64% | 44.09% | 42.94% | 40.61% | 41.42%
| 84.4% | 44.63% | 44.09% | 42.94% | 40.61% | 41.41%
| 84.41% | 44.63% | 44.09% | 42.94% | 40.6% | 41.41%
| 84.41% | 44.63% | 44.09% | 42.94% | 40.6% | 41.41%
| 84.42% | 44.63% | 44.09% | 42.94% | 40.6% | 41.41%
| 84.42% | 44.63% | 44.08% | 42.94% | 40.6% | 41.4%
| 84.43% | 44.63% | 44.08% | 42.94% | 40.6% | 41.4%
| 84.43% | 44.63% | 44.08% | 42.94% | 40.6% | 41.4%
| 84.44% | 44.63% | 44.08% | 42.94% | 40.59% | 41.4%
| 84.45% | 44.62% | 44.08% | 42.94% | 40.59% | 41.4%
| 84.45% | 44.62% | 44.08% | 42.93% | 40.59% | 41.39%
| 84.46% | 44.62% | 44.08% | 42.93% | 40.59% | 41.39%
| 84.46% | 44.62% | 44.08% | 42.93% | 40.59% | 41.39%
| 84.47% | 44.62% | 44.08% | 42.93% | 40.59% | 41.39%
| 84.47% | 44.62% | 44.07% | 42.93% | 40.58% | 41.39%
| 84.48% | 44.62% | 44.07% | 42.92% | 40.58% | 41.39%
| 84.49% | 44.62% | 44.07% | 42.92% | 40.58% | 41.39%
| 84.49% | 44.62% | 44.07% | 42.92% | 40.58% | 41.38%
| 84.5% | 44.61% | 44.07% | 42.91% | 40.58% | 41.37%
| 84.5% | 44.61% | 44.07% | 42.91% | 40.58% | 41.37%
| 84.51% | 44.61% | 44.07% | 42.91% | 40.58% | 41.37%
| 84.51% | 44.61% | 44.07% | 42.91% | 40.58% | 41.37%
| 84.52% | 44.61% | 44.06% | 42.91% | 40.58% | 41.37%
| 84.53% | 44.61% | 44.06% | 42.91% | 40.58% | 41.37%
| 84.53% | 44.61% | 44.06% | 42.9% | 40.57% | 41.37%
| 84.54% | 44.6% | 44.06% | 42.9% | 40.57% | 41.37%
| 84.54% | 44.6% | 44.06% | 42.9% | 40.57% | 41.37%
| 84.55% | 44.6% | 44.06% | 42.9% | 40.57% | 41.37%
| 84.55% | 44.6% | 44.06% | 42.9% | 40.57% | 41.36%
| 84.56% | 44.6% | 44.06% | 42.9% | 40.57% | 41.36%
| 84.57% | 44.6% | 44.06% | 42.9% | 40.56% | 41.36%
| 84.57% | 44.6% | 44.05% | 42.9% | 40.56% | 41.36%
| 84.58% | 44.59% | 44.05% | 42.9% | 40.56% | 41.36%
| 84.58% | 44.59% | 44.05% | 42.89% | 40.56% | 41.36%
| 84.59% | 44.59% | 44.05% | 42.89% | 40.55% | 41.36%
| 84.59% | 44.59% | 44.05% | 42.89% | 40.55% | 41.36%
| 84.6% | 44.58% | 44.05% | 42.89% | 40.55% | 41.36%
| 84.61% | 44.58% | 44.05% | 42.89% | 40.55% | 41.35%
| 84.61% | 44.58% | 44.04% | 42.89% | 40.55% | 41.35%
| 84.62% | 44.58% | 44.04% | 42.88% | 40.54% | 41.35%
| 84.62% | 44.57% | 44.04% | 42.88% | 40.54% | 41.35%
| 84.63% | 44.57% | 44.04% | 42.88% | 40.53% | 41.35%
| 84.63% | 44.57% | 44.04% | 42.87% | 40.53% | 41.35%
| 84.64% | 44.57% | 44.04% | 42.87% | 40.53% | 41.34%
| 84.65% | 44.57% | 44.04% | 42.87% | 40.52% | 41.34%
| 84.65% | 44.57% | 44.04% | 42.87% | 40.52% | 41.34%
| 84.66% | 44.57% | 44.04% | 42.87% | 40.52% | 41.34%
| 84.66% | 44.57% | 44.04% | 42.87% | 40.52% | 41.34%
| 84.67% | 44.56% | 44.04% | 42.86% | 40.51% | 41.34%
| 84.67% | 44.56% | 44.04% | 42.86% | 40.51% | 41.34%
| 84.68% | 44.56% | 44.03% | 42.85% | 40.51% | 41.33%
| 84.69% | 44.56% | 44.03% | 42.85% | 40.51% | 41.33%
| 84.69% | 44.55% | 44.03% | 42.85% | 40.51% | 41.33%
| 84.7% | 44.55% | 44.03% | 42.85% | 40.51% | 41.33%
| 84.7% | 44.55% | 44.03% | 42.85% | 40.51% | 41.33%
| 84.71% | 44.55% | 44.03% | 42.85% | 40.51% | 41.33%
| 84.71% | 44.55% | 44.03% | 42.85% | 40.5% | 41.33%
| 84.72% | 44.55% | 44.02% | 42.84% | 40.5% | 41.32%
| 84.73% | 44.55% | 44.02% | 42.84% | 40.5% | 41.32%
| 84.73% | 44.55% | 44.02% | 42.84% | 40.5% | 41.32%
| 84.74% | 44.54% | 44.02% | 42.84% | 40.5% | 41.32%
| 84.74% | 44.54% | 44.02% | 42.84% | 40.49% | 41.31%
| 84.75% | 44.53% | 44.01% | 42.84% | 40.49% | 41.31%
| 84.75% | 44.53% | 44.01% | 42.84% | 40.48% | 41.31%
| 84.76% | 44.53% | 44.01% | 42.83% | 40.48% | 41.31%
| 84.77% | 44.53% | 44.01% | 42.83% | 40.48% | 41.3%
| 84.77% | 44.53% | 44.01% | 42.83% | 40.48% | 41.3%
| 84.78% | 44.53% | 44.01% | 42.83% | 40.48% | 41.3%
| 84.78% | 44.52% | 44% | 42.82% | 40.48% | 41.3%
| 84.79% | 44.52% | 44% | 42.82% | 40.48% | 41.3%
| 84.79% | 44.52% | 44% | 42.82% | 40.48% | 41.29%
| 84.8% | 44.52% | 44% | 42.82% | 40.48% | 41.29%
| 84.81% | 44.51% | 44% | 42.82% | 40.48% | 41.29%
| 84.81% | 44.51% | 43.99% | 42.82% | 40.48% | 41.29%
| 84.82% | 44.51% | 43.99% | 42.81% | 40.47% | 41.29%
| 84.82% | 44.51% | 43.99% | 42.81% | 40.47% | 41.29%
| 84.83% | 44.51% | 43.99% | 42.81% | 40.47% | 41.28%
| 84.83% | 44.51% | 43.99% | 42.81% | 40.47% | 41.28%
| 84.84% | 44.51% | 43.99% | 42.81% | 40.47% | 41.28%
| 84.85% | 44.51% | 43.99% | 42.81% | 40.47% | 41.28%
| 84.85% | 44.51% | 43.99% | 42.81% | 40.47% | 41.28%
| 84.86% | 44.5% | 43.98% | 42.81% | 40.47% | 41.28%
| 84.86% | 44.5% | 43.98% | 42.8% | 40.47% | 41.28%
| 84.87% | 44.5% | 43.98% | 42.8% | 40.46% | 41.28%
| 84.87% | 44.5% | 43.98% | 42.8% | 40.46% | 41.28%
| 84.88% | 44.5% | 43.98% | 42.8% | 40.46% | 41.27%
| 84.89% | 44.5% | 43.97% | 42.8% | 40.46% | 41.27%
| 84.89% | 44.5% | 43.97% | 42.8% | 40.46% | 41.27%
| 84.9% | 44.49% | 43.97% | 42.8% | 40.46% | 41.27%
| 84.9% | 44.49% | 43.97% | 42.79% | 40.46% | 41.26%
| 84.91% | 44.49% | 43.97% | 42.79% | 40.46% | 41.26%
| 84.91% | 44.49% | 43.97% | 42.79% | 40.45% | 41.26%
| 84.92% | 44.49% | 43.97% | 42.79% | 40.45% | 41.26%
| 84.93% | 44.49% | 43.96% | 42.79% | 40.44% | 41.25%
| 84.93% | 44.49% | 43.96% | 42.79% | 40.44% | 41.25%
| 84.94% | 44.48% | 43.96% | 42.79% | 40.43% | 41.25%
| 84.94% | 44.48% | 43.96% | 42.78% | 40.43% | 41.25%
| 84.95% | 44.48% | 43.96% | 42.78% | 40.43% | 41.25%
| 84.95% | 44.48% | 43.96% | 42.78% | 40.43% | 41.25%
| 84.96% | 44.48% | 43.96% | 42.78% | 40.43% | 41.25%
| 84.97% | 44.48% | 43.96% | 42.78% | 40.42% | 41.25%
| 84.97% | 44.47% | 43.96% | 42.78% | 40.42% | 41.25%
| 84.98% | 44.47% | 43.95% | 42.78% | 40.42% | 41.24%
| 84.98% | 44.47% | 43.95% | 42.78% | 40.42% | 41.24%
| 84.99% | 44.47% | 43.95% | 42.77% | 40.42% | 41.23%
| 84.99% | 44.47% | 43.95% | 42.77% | 40.41% | 41.23%
| 85% | 44.46% | 43.95% | 42.77% | 40.41% | 41.23%
| 85.01% | 44.46% | 43.95% | 42.77% | 40.41% | 41.22%
| 85.01% | 44.46% | 43.94% | 42.76% | 40.41% | 41.22%
| 85.02% | 44.46% | 43.94% | 42.76% | 40.41% | 41.22%
| 85.02% | 44.46% | 43.93% | 42.76% | 40.41% | 41.22%
| 85.03% | 44.46% | 43.93% | 42.76% | 40.41% | 41.22%
| 85.03% | 44.46% | 43.93% | 42.76% | 40.41% | 41.21%
| 85.04% | 44.46% | 43.93% | 42.75% | 40.4% | 41.21%
| 85.05% | 44.45% | 43.93% | 42.75% | 40.4% | 41.21%
| 85.05% | 44.45% | 43.93% | 42.75% | 40.4% | 41.21%
| 85.06% | 44.45% | 43.93% | 42.75% | 40.4% | 41.21%
| 85.06% | 44.45% | 43.92% | 42.75% | 40.4% | 41.21%
| 85.07% | 44.45% | 43.92% | 42.75% | 40.39% | 41.21%
| 85.07% | 44.45% | 43.92% | 42.74% | 40.39% | 41.21%
| 85.08% | 44.45% | 43.92% | 42.74% | 40.39% | 41.21%
| 85.09% | 44.45% | 43.92% | 42.74% | 40.39% | 41.21%
| 85.09% | 44.44% | 43.92% | 42.74% | 40.39% | 41.2%
| 85.1% | 44.44% | 43.92% | 42.73% | 40.39% | 41.2%
| 85.1% | 44.43% | 43.92% | 42.73% | 40.39% | 41.2%
| 85.11% | 44.43% | 43.91% | 42.73% | 40.38% | 41.2%
| 85.11% | 44.43% | 43.91% | 42.73% | 40.38% | 41.2%
| 85.12% | 44.43% | 43.91% | 42.73% | 40.38% | 41.2%
| 85.13% | 44.43% | 43.91% | 42.73% | 40.38% | 41.2%
| 85.13% | 44.42% | 43.91% | 42.73% | 40.38% | 41.2%
| 85.14% | 44.42% | 43.9% | 42.72% | 40.38% | 41.2%
| 85.14% | 44.42% | 43.9% | 42.72% | 40.37% | 41.19%
| 85.15% | 44.42% | 43.9% | 42.72% | 40.37% | 41.19%
| 85.15% | 44.41% | 43.9% | 42.72% | 40.37% | 41.19%
| 85.16% | 44.41% | 43.9% | 42.72% | 40.37% | 41.19%
| 85.17% | 44.41% | 43.9% | 42.72% | 40.37% | 41.18%
| 85.17% | 44.41% | 43.89% | 42.72% | 40.37% | 41.18%
| 85.18% | 44.41% | 43.89% | 42.72% | 40.37% | 41.18%
| 85.18% | 44.41% | 43.89% | 42.71% | 40.37% | 41.18%
| 85.19% | 44.4% | 43.89% | 42.71% | 40.36% | 41.18%
| 85.19% | 44.4% | 43.89% | 42.71% | 40.36% | 41.17%
| 85.2% | 44.4% | 43.89% | 42.71% | 40.36% | 41.17%
| 85.21% | 44.4% | 43.89% | 42.71% | 40.36% | 41.17%
| 85.21% | 44.39% | 43.89% | 42.7% | 40.35% | 41.16%
| 85.22% | 44.39% | 43.88% | 42.7% | 40.35% | 41.16%
| 85.22% | 44.39% | 43.88% | 42.7% | 40.35% | 41.16%
| 85.23% | 44.39% | 43.88% | 42.7% | 40.35% | 41.16%
| 85.23% | 44.39% | 43.88% | 42.7% | 40.35% | 41.16%
| 85.24% | 44.39% | 43.88% | 42.7% | 40.35% | 41.16%
| 85.25% | 44.39% | 43.88% | 42.7% | 40.35% | 41.15%
| 85.25% | 44.39% | 43.87% | 42.7% | 40.35% | 41.15%
| 85.26% | 44.39% | 43.87% | 42.7% | 40.35% | 41.15%
| 85.26% | 44.38% | 43.86% | 42.69% | 40.35% | 41.15%
| 85.27% | 44.38% | 43.86% | 42.69% | 40.35% | 41.15%
| 85.27% | 44.38% | 43.86% | 42.69% | 40.34% | 41.15%
| 85.28% | 44.38% | 43.86% | 42.69% | 40.34% | 41.15%
| 85.29% | 44.38% | 43.86% | 42.69% | 40.34% | 41.14%
| 85.29% | 44.38% | 43.86% | 42.69% | 40.34% | 41.14%
| 85.3% | 44.38% | 43.85% | 42.69% | 40.33% | 41.13%
| 85.3% | 44.38% | 43.85% | 42.69% | 40.33% | 41.13%
| 85.31% | 44.38% | 43.85% | 42.69% | 40.33% | 41.13%
| 85.31% | 44.38% | 43.85% | 42.69% | 40.33% | 41.13%
| 85.32% | 44.38% | 43.85% | 42.68% | 40.33% | 41.12%
| 85.33% | 44.38% | 43.85% | 42.68% | 40.33% | 41.12%
| 85.33% | 44.37% | 43.85% | 42.68% | 40.33% | 41.12%
| 85.34% | 44.37% | 43.85% | 42.68% | 40.33% | 41.12%
| 85.34% | 44.37% | 43.85% | 42.68% | 40.33% | 41.11%
| 85.35% | 44.37% | 43.85% | 42.68% | 40.33% | 41.11%
| 85.35% | 44.36% | 43.85% | 42.68% | 40.32% | 41.11%
| 85.36% | 44.36% | 43.84% | 42.68% | 40.32% | 41.11%
| 85.37% | 44.36% | 43.84% | 42.67% | 40.32% | 41.11%
| 85.37% | 44.36% | 43.84% | 42.67% | 40.32% | 41.1%
| 85.38% | 44.36% | 43.84% | 42.67% | 40.32% | 41.1%
| 85.38% | 44.36% | 43.84% | 42.67% | 40.32% | 41.1%
| 85.39% | 44.35% | 43.83% | 42.67% | 40.32% | 41.1%
| 85.39% | 44.35% | 43.83% | 42.67% | 40.31% | 41.1%
| 85.4% | 44.35% | 43.83% | 42.66% | 40.31% | 41.09%
| 85.41% | 44.35% | 43.83% | 42.66% | 40.31% | 41.09%
| 85.41% | 44.34% | 43.83% | 42.66% | 40.31% | 41.09%
| 85.42% | 44.34% | 43.83% | 42.66% | 40.31% | 41.09%
| 85.42% | 44.34% | 43.83% | 42.66% | 40.31% | 41.09%
| 85.43% | 44.34% | 43.83% | 42.66% | 40.31% | 41.09%
| 85.43% | 44.34% | 43.82% | 42.65% | 40.31% | 41.09%
| 85.44% | 44.34% | 43.82% | 42.65% | 40.3% | 41.09%
| 85.45% | 44.34% | 43.82% | 42.65% | 40.3% | 41.09%
| 85.45% | 44.33% | 43.82% | 42.65% | 40.3% | 41.09%
| 85.46% | 44.33% | 43.82% | 42.65% | 40.3% | 41.09%
| 85.46% | 44.33% | 43.81% | 42.65% | 40.3% | 41.09%
| 85.47% | 44.33% | 43.81% | 42.65% | 40.3% | 41.09%
| 85.47% | 44.33% | 43.81% | 42.65% | 40.3% | 41.09%
| 85.48% | 44.33% | 43.81% | 42.64% | 40.3% | 41.08%
| 85.49% | 44.33% | 43.81% | 42.64% | 40.3% | 41.08%
| 85.49% | 44.32% | 43.81% | 42.64% | 40.29% | 41.08%
| 85.5% | 44.32% | 43.81% | 42.64% | 40.29% | 41.08%
| 85.5% | 44.32% | 43.81% | 42.63% | 40.28% | 41.08%
| 85.51% | 44.31% | 43.81% | 42.63% | 40.28% | 41.08%
| 85.51% | 44.31% | 43.81% | 42.62% | 40.28% | 41.08%
| 85.52% | 44.31% | 43.8% | 42.62% | 40.28% | 41.08%
| 85.53% | 44.31% | 43.8% | 42.62% | 40.27% | 41.07%
| 85.53% | 44.31% | 43.8% | 42.62% | 40.27% | 41.07%
| 85.54% | 44.31% | 43.8% | 42.62% | 40.27% | 41.07%
| 85.54% | 44.31% | 43.8% | 42.62% | 40.27% | 41.07%
| 85.55% | 44.31% | 43.8% | 42.62% | 40.27% | 41.07%
| 85.55% | 44.3% | 43.79% | 42.61% | 40.26% | 41.07%
| 85.56% | 44.3% | 43.79% | 42.61% | 40.26% | 41.06%
| 85.57% | 44.3% | 43.79% | 42.61% | 40.26% | 41.06%
| 85.57% | 44.3% | 43.79% | 42.61% | 40.25% | 41.06%
| 85.58% | 44.3% | 43.79% | 42.61% | 40.25% | 41.06%
| 85.58% | 44.3% | 43.79% | 42.61% | 40.25% | 41.05%
| 85.59% | 44.3% | 43.78% | 42.61% | 40.25% | 41.05%
| 85.59% | 44.3% | 43.78% | 42.61% | 40.25% | 41.05%
| 85.6% | 44.3% | 43.78% | 42.61% | 40.25% | 41.05%
| 85.61% | 44.29% | 43.78% | 42.6% | 40.25% | 41.05%
| 85.61% | 44.29% | 43.78% | 42.6% | 40.24% | 41.05%
| 85.62% | 44.29% | 43.78% | 42.6% | 40.24% | 41.05%
| 85.62% | 44.29% | 43.78% | 42.6% | 40.24% | 41.04%
| 85.63% | 44.29% | 43.77% | 42.6% | 40.24% | 41.04%
| 85.63% | 44.29% | 43.77% | 42.6% | 40.24% | 41.04%
| 85.64% | 44.28% | 43.77% | 42.6% | 40.24% | 41.04%
| 85.64% | 44.28% | 43.77% | 42.59% | 40.23% | 41.04%
| 85.65% | 44.28% | 43.77% | 42.59% | 40.23% | 41.04%
| 85.66% | 44.28% | 43.76% | 42.59% | 40.23% | 41.04%
| 85.66% | 44.28% | 43.76% | 42.59% | 40.23% | 41.04%
| 85.67% | 44.28% | 43.76% | 42.59% | 40.23% | 41.04%
| 85.67% | 44.28% | 43.75% | 42.59% | 40.23% | 41.04%
| 85.68% | 44.27% | 43.75% | 42.59% | 40.23% | 41.03%
| 85.68% | 44.27% | 43.75% | 42.59% | 40.23% | 41.03%
| 85.69% | 44.27% | 43.75% | 42.58% | 40.23% | 41.03%
| 85.7% | 44.27% | 43.74% | 42.58% | 40.22% | 41.03%
| 85.7% | 44.27% | 43.74% | 42.58% | 40.22% | 41.03%
| 85.71% | 44.27% | 43.74% | 42.58% | 40.22% | 41.02%
| 85.71% | 44.26% | 43.74% | 42.57% | 40.22% | 41.02%
| 85.72% | 44.26% | 43.74% | 42.57% | 40.22% | 41.02%
| 85.72% | 44.26% | 43.74% | 42.57% | 40.22% | 41.02%
| 85.73% | 44.26% | 43.74% | 42.57% | 40.22% | 41.02%
| 85.74% | 44.26% | 43.74% | 42.57% | 40.22% | 41.01%
| 85.74% | 44.26% | 43.73% | 42.57% | 40.22% | 41.01%
| 85.75% | 44.25% | 43.73% | 42.57% | 40.22% | 41.01%
| 85.75% | 44.25% | 43.73% | 42.57% | 40.21% | 41.01%
| 85.76% | 44.25% | 43.73% | 42.56% | 40.21% | 41.01%
| 85.76% | 44.25% | 43.73% | 42.56% | 40.21% | 41%
| 85.77% | 44.25% | 43.73% | 42.56% | 40.21% | 41%
| 85.78% | 44.25% | 43.73% | 42.56% | 40.21% | 41%
| 85.78% | 44.25% | 43.73% | 42.56% | 40.21% | 41%
| 85.79% | 44.24% | 43.72% | 42.55% | 40.21% | 41%
| 85.79% | 44.24% | 43.72% | 42.55% | 40.21% | 41%
| 85.8% | 44.23% | 43.71% | 42.55% | 40.21% | 41%
| 85.8% | 44.23% | 43.71% | 42.55% | 40.2% | 41%
| 85.81% | 44.23% | 43.71% | 42.55% | 40.2% | 40.99%
| 85.82% | 44.23% | 43.71% | 42.55% | 40.2% | 40.99%
| 85.82% | 44.23% | 43.71% | 42.55% | 40.2% | 40.99%
| 85.83% | 44.23% | 43.71% | 42.55% | 40.2% | 40.99%
| 85.83% | 44.22% | 43.71% | 42.54% | 40.2% | 40.98%
| 85.84% | 44.22% | 43.7% | 42.54% | 40.19% | 40.98%
| 85.84% | 44.22% | 43.7% | 42.54% | 40.19% | 40.98%
| 85.85% | 44.21% | 43.7% | 42.54% | 40.19% | 40.98%
| 85.86% | 44.21% | 43.7% | 42.54% | 40.19% | 40.98%
| 85.86% | 44.21% | 43.7% | 42.54% | 40.19% | 40.98%
| 85.87% | 44.21% | 43.7% | 42.54% | 40.19% | 40.98%
| 85.87% | 44.2% | 43.69% | 42.54% | 40.19% | 40.97%
| 85.88% | 44.2% | 43.69% | 42.54% | 40.19% | 40.97%
| 85.88% | 44.2% | 43.69% | 42.54% | 40.19% | 40.97%
| 85.89% | 44.2% | 43.69% | 42.54% | 40.18% | 40.97%
| 85.9% | 44.2% | 43.69% | 42.54% | 40.18% | 40.97%
| 85.9% | 44.2% | 43.69% | 42.54% | 40.18% | 40.96%
| 85.91% | 44.2% | 43.69% | 42.53% | 40.18% | 40.96%
| 85.91% | 44.2% | 43.69% | 42.53% | 40.18% | 40.96%
| 85.92% | 44.19% | 43.69% | 42.53% | 40.18% | 40.96%
| 85.92% | 44.19% | 43.69% | 42.53% | 40.18% | 40.96%
| 85.93% | 44.19% | 43.69% | 42.53% | 40.18% | 40.96%
| 85.94% | 44.19% | 43.68% | 42.52% | 40.18% | 40.95%
| 85.94% | 44.19% | 43.68% | 42.52% | 40.18% | 40.95%
| 85.95% | 44.18% | 43.68% | 42.52% | 40.17% | 40.95%
| 85.95% | 44.18% | 43.68% | 42.52% | 40.17% | 40.95%
| 85.96% | 44.18% | 43.68% | 42.52% | 40.17% | 40.95%
| 85.96% | 44.18% | 43.68% | 42.52% | 40.17% | 40.95%
| 85.97% | 44.18% | 43.68% | 42.52% | 40.17% | 40.95%
| 85.98% | 44.18% | 43.67% | 42.52% | 40.17% | 40.95%
| 85.98% | 44.18% | 43.67% | 42.52% | 40.17% | 40.95%
| 85.99% | 44.18% | 43.67% | 42.51% | 40.16% | 40.95%
| 85.99% | 44.18% | 43.67% | 42.51% | 40.16% | 40.94%
| 86% | 44.18% | 43.66% | 42.51% | 40.16% | 40.94%
| 86% | 44.18% | 43.66% | 42.51% | 40.16% | 40.94%
| 86.01% | 44.17% | 43.66% | 42.51% | 40.16% | 40.94%
| 86.02% | 44.17% | 43.66% | 42.51% | 40.16% | 40.94%
| 86.02% | 44.17% | 43.66% | 42.51% | 40.16% | 40.94%
| 86.03% | 44.17% | 43.66% | 42.5% | 40.16% | 40.94%
| 86.03% | 44.17% | 43.66% | 42.5% | 40.16% | 40.94%
| 86.04% | 44.17% | 43.65% | 42.5% | 40.16% | 40.94%
| 86.04% | 44.17% | 43.65% | 42.5% | 40.16% | 40.94%
| 86.05% | 44.17% | 43.64% | 42.5% | 40.15% | 40.94%
| 86.06% | 44.16% | 43.64% | 42.5% | 40.15% | 40.94%
| 86.06% | 44.16% | 43.64% | 42.5% | 40.15% | 40.93%
| 86.07% | 44.16% | 43.64% | 42.5% | 40.14% | 40.93%
| 86.07% | 44.16% | 43.64% | 42.5% | 40.14% | 40.93%
| 86.08% | 44.16% | 43.63% | 42.5% | 40.14% | 40.93%
| 86.08% | 44.15% | 43.63% | 42.49% | 40.14% | 40.93%
| 86.09% | 44.15% | 43.63% | 42.49% | 40.14% | 40.92%
| 86.1% | 44.15% | 43.63% | 42.49% | 40.13% | 40.92%
| 86.1% | 44.15% | 43.63% | 42.49% | 40.13% | 40.92%
| 86.11% | 44.15% | 43.63% | 42.49% | 40.13% | 40.91%
| 86.11% | 44.15% | 43.63% | 42.49% | 40.13% | 40.91%
| 86.12% | 44.15% | 43.62% | 42.49% | 40.12% | 40.91%
| 86.12% | 44.14% | 43.62% | 42.49% | 40.12% | 40.91%
| 86.13% | 44.14% | 43.62% | 42.48% | 40.12% | 40.91%
| 86.14% | 44.14% | 43.62% | 42.48% | 40.12% | 40.91%
| 86.14% | 44.14% | 43.62% | 42.48% | 40.12% | 40.9%
| 86.15% | 44.14% | 43.62% | 42.48% | 40.12% | 40.9%
| 86.15% | 44.14% | 43.62% | 42.48% | 40.11% | 40.9%
| 86.16% | 44.14% | 43.62% | 42.48% | 40.11% | 40.9%
| 86.16% | 44.13% | 43.62% | 42.48% | 40.11% | 40.9%
| 86.17% | 44.13% | 43.62% | 42.47% | 40.1% | 40.9%
| 86.18% | 44.13% | 43.61% | 42.47% | 40.1% | 40.89%
| 86.18% | 44.13% | 43.61% | 42.47% | 40.1% | 40.89%
| 86.19% | 44.13% | 43.61% | 42.47% | 40.1% | 40.89%
| 86.19% | 44.13% | 43.61% | 42.47% | 40.1% | 40.89%
| 86.2% | 44.13% | 43.61% | 42.47% | 40.1% | 40.89%
| 86.2% | 44.12% | 43.61% | 42.47% | 40.09% | 40.88%
| 86.21% | 44.12% | 43.6% | 42.47% | 40.09% | 40.88%
| 86.22% | 44.12% | 43.6% | 42.46% | 40.09% | 40.88%
| 86.22% | 44.12% | 43.6% | 42.46% | 40.09% | 40.88%
| 86.23% | 44.12% | 43.59% | 42.46% | 40.09% | 40.88%
| 86.23% | 44.11% | 43.59% | 42.46% | 40.09% | 40.87%
| 86.24% | 44.11% | 43.59% | 42.46% | 40.09% | 40.87%
| 86.24% | 44.11% | 43.59% | 42.46% | 40.08% | 40.87%
| 86.25% | 44.11% | 43.59% | 42.46% | 40.08% | 40.87%
| 86.26% | 44.11% | 43.59% | 42.46% | 40.08% | 40.87%
| 86.26% | 44.11% | 43.59% | 42.46% | 40.08% | 40.87%
| 86.27% | 44.11% | 43.59% | 42.46% | 40.08% | 40.87%
| 86.27% | 44.11% | 43.59% | 42.45% | 40.07% | 40.87%
| 86.28% | 44.11% | 43.59% | 42.45% | 40.07% | 40.87%
| 86.28% | 44.1% | 43.59% | 42.45% | 40.07% | 40.86%
| 86.29% | 44.1% | 43.59% | 42.45% | 40.07% | 40.86%
| 86.3% | 44.1% | 43.59% | 42.45% | 40.07% | 40.86%
| 86.3% | 44.1% | 43.59% | 42.45% | 40.07% | 40.86%
| 86.31% | 44.1% | 43.58% | 42.44% | 40.07% | 40.86%
| 86.31% | 44.1% | 43.58% | 42.44% | 40.07% | 40.86%
| 86.32% | 44.1% | 43.58% | 42.44% | 40.07% | 40.86%
| 86.32% | 44.1% | 43.58% | 42.44% | 40.07% | 40.86%
| 86.33% | 44.1% | 43.58% | 42.43% | 40.07% | 40.86%
| 86.34% | 44.1% | 43.57% | 42.43% | 40.07% | 40.86%
| 86.34% | 44.1% | 43.57% | 42.43% | 40.06% | 40.85%
| 86.35% | 44.09% | 43.57% | 42.43% | 40.06% | 40.85%
| 86.35% | 44.09% | 43.57% | 42.43% | 40.06% | 40.85%
| 86.36% | 44.09% | 43.57% | 42.43% | 40.06% | 40.85%
| 86.36% | 44.09% | 43.57% | 42.43% | 40.06% | 40.85%
| 86.37% | 44.09% | 43.57% | 42.43% | 40.06% | 40.85%
| 86.38% | 44.09% | 43.56% | 42.43% | 40.05% | 40.85%
| 86.38% | 44.09% | 43.56% | 42.43% | 40.05% | 40.85%
| 86.39% | 44.09% | 43.56% | 42.42% | 40.05% | 40.84%
| 86.39% | 44.08% | 43.55% | 42.42% | 40.05% | 40.84%
| 86.4% | 44.08% | 43.55% | 42.42% | 40.05% | 40.84%
| 86.4% | 44.08% | 43.55% | 42.42% | 40.05% | 40.84%
| 86.41% | 44.08% | 43.55% | 42.42% | 40.04% | 40.84%
| 86.42% | 44.07% | 43.55% | 42.42% | 40.04% | 40.84%
| 86.42% | 44.07% | 43.55% | 42.42% | 40.04% | 40.83%
| 86.43% | 44.07% | 43.54% | 42.42% | 40.04% | 40.83%
| 86.43% | 44.07% | 43.54% | 42.41% | 40.04% | 40.83%
| 86.44% | 44.06% | 43.54% | 42.41% | 40.04% | 40.82%
| 86.44% | 44.06% | 43.54% | 42.41% | 40.04% | 40.82%
| 86.45% | 44.06% | 43.54% | 42.41% | 40.04% | 40.82%
| 86.46% | 44.06% | 43.54% | 42.41% | 40.04% | 40.82%
| 86.46% | 44.06% | 43.54% | 42.41% | 40.03% | 40.82%
| 86.47% | 44.06% | 43.54% | 42.4% | 40.03% | 40.82%
| 86.47% | 44.06% | 43.54% | 42.4% | 40.03% | 40.82%
| 86.48% | 44.05% | 43.54% | 42.4% | 40.03% | 40.82%
| 86.48% | 44.05% | 43.54% | 42.4% | 40.03% | 40.81%
| 86.49% | 44.04% | 43.54% | 42.4% | 40.03% | 40.81%
| 86.5% | 44.04% | 43.54% | 42.4% | 40.02% | 40.81%
| 86.5% | 44.04% | 43.54% | 42.4% | 40.02% | 40.81%
| 86.51% | 44.04% | 43.54% | 42.4% | 40.02% | 40.81%
| 86.51% | 44.04% | 43.54% | 42.4% | 40.02% | 40.81%
| 86.52% | 44.04% | 43.54% | 42.4% | 40.02% | 40.81%
| 86.52% | 44.04% | 43.53% | 42.39% | 40.02% | 40.81%
| 86.53% | 44.04% | 43.53% | 42.39% | 40.01% | 40.81%
| 86.54% | 44.03% | 43.53% | 42.39% | 40.01% | 40.8%
| 86.54% | 44.03% | 43.53% | 42.38% | 40.01% | 40.8%
| 86.55% | 44.03% | 43.53% | 42.38% | 40.01% | 40.8%
| 86.55% | 44.03% | 43.53% | 42.38% | 40.01% | 40.8%
| 86.56% | 44.03% | 43.52% | 42.38% | 40.01% | 40.8%
| 86.56% | 44.03% | 43.52% | 42.38% | 40.01% | 40.8%
| 86.57% | 44.03% | 43.52% | 42.38% | 40.01% | 40.8%
| 86.58% | 44.02% | 43.51% | 42.38% | 40.01% | 40.8%
| 86.58% | 44.02% | 43.51% | 42.38% | 40% | 40.8%
| 86.59% | 44.02% | 43.51% | 42.37% | 40% | 40.8%
| 86.59% | 44.02% | 43.51% | 42.37% | 40% | 40.8%
| 86.6% | 44.02% | 43.51% | 42.37% | 40% | 40.79%
| 86.6% | 44.02% | 43.5% | 42.37% | 40% | 40.79%
| 86.61% | 44.02% | 43.5% | 42.37% | 40% | 40.79%
| 86.62% | 44.01% | 43.5% | 42.37% | 40% | 40.79%
| 86.62% | 44.01% | 43.5% | 42.36% | 40% | 40.79%
| 86.63% | 44.01% | 43.5% | 42.36% | 40% | 40.79%
| 86.63% | 44.01% | 43.5% | 42.36% | 40% | 40.79%
| 86.64% | 44.01% | 43.5% | 42.36% | 40% | 40.79%
| 86.64% | 44% | 43.49% | 42.35% | 40% | 40.79%
| 86.65% | 44% | 43.49% | 42.35% | 39.99% | 40.79%
| 86.66% | 44% | 43.49% | 42.35% | 39.99% | 40.79%
| 86.66% | 44% | 43.49% | 42.35% | 39.99% | 40.78%
| 86.67% | 44% | 43.49% | 42.35% | 39.99% | 40.78%
| 86.67% | 44% | 43.48% | 42.35% | 39.99% | 40.78%
| 86.68% | 44% | 43.48% | 42.35% | 39.99% | 40.78%
| 86.68% | 43.99% | 43.48% | 42.35% | 39.99% | 40.78%
| 86.69% | 43.99% | 43.48% | 42.35% | 39.99% | 40.78%
| 86.7% | 43.99% | 43.48% | 42.34% | 39.98% | 40.77%
| 86.7% | 43.99% | 43.48% | 42.34% | 39.98% | 40.77%
| 86.71% | 43.99% | 43.47% | 42.34% | 39.98% | 40.77%
| 86.71% | 43.99% | 43.47% | 42.34% | 39.98% | 40.77%
| 86.72% | 43.99% | 43.47% | 42.34% | 39.98% | 40.77%
| 86.72% | 43.99% | 43.47% | 42.34% | 39.98% | 40.77%
| 86.73% | 43.98% | 43.47% | 42.33% | 39.97% | 40.76%
| 86.74% | 43.98% | 43.47% | 42.33% | 39.97% | 40.76%
| 86.74% | 43.98% | 43.47% | 42.33% | 39.97% | 40.76%
| 86.75% | 43.98% | 43.47% | 42.33% | 39.97% | 40.76%
| 86.75% | 43.98% | 43.47% | 42.33% | 39.96% | 40.76%
| 86.76% | 43.98% | 43.47% | 42.33% | 39.96% | 40.76%
| 86.76% | 43.98% | 43.46% | 42.33% | 39.96% | 40.76%
| 86.77% | 43.98% | 43.46% | 42.33% | 39.96% | 40.76%
| 86.78% | 43.97% | 43.46% | 42.33% | 39.96% | 40.75%
| 86.78% | 43.97% | 43.46% | 42.32% | 39.95% | 40.75%
| 86.79% | 43.97% | 43.46% | 42.32% | 39.95% | 40.74%
| 86.79% | 43.97% | 43.45% | 42.32% | 39.95% | 40.74%
| 86.8% | 43.97% | 43.45% | 42.32% | 39.94% | 40.74%
| 86.8% | 43.97% | 43.45% | 42.32% | 39.94% | 40.74%
| 86.81% | 43.97% | 43.45% | 42.32% | 39.94% | 40.74%
| 86.82% | 43.96% | 43.45% | 42.31% | 39.94% | 40.74%
| 86.82% | 43.96% | 43.45% | 42.31% | 39.94% | 40.74%
| 86.83% | 43.96% | 43.45% | 42.31% | 39.94% | 40.74%
| 86.83% | 43.96% | 43.44% | 42.31% | 39.94% | 40.74%
| 86.84% | 43.96% | 43.44% | 42.31% | 39.94% | 40.74%
| 86.84% | 43.96% | 43.44% | 42.31% | 39.93% | 40.74%
| 86.85% | 43.95% | 43.44% | 42.31% | 39.93% | 40.73%
| 86.86% | 43.95% | 43.43% | 42.31% | 39.93% | 40.73%
| 86.86% | 43.95% | 43.43% | 42.3% | 39.93% | 40.73%
| 86.87% | 43.95% | 43.43% | 42.3% | 39.93% | 40.73%
| 86.87% | 43.95% | 43.43% | 42.3% | 39.93% | 40.73%
| 86.88% | 43.95% | 43.43% | 42.3% | 39.93% | 40.73%
| 86.88% | 43.95% | 43.43% | 42.3% | 39.93% | 40.72%
| 86.89% | 43.95% | 43.43% | 42.3% | 39.92% | 40.72%
| 86.89% | 43.94% | 43.43% | 42.3% | 39.92% | 40.72%
| 86.9% | 43.94% | 43.42% | 42.29% | 39.92% | 40.72%
| 86.91% | 43.94% | 43.42% | 42.29% | 39.92% | 40.72%
| 86.91% | 43.94% | 43.42% | 42.29% | 39.92% | 40.72%
| 86.92% | 43.94% | 43.42% | 42.29% | 39.92% | 40.71%
| 86.92% | 43.94% | 43.42% | 42.29% | 39.91% | 40.71%
| 86.93% | 43.94% | 43.42% | 42.29% | 39.91% | 40.71%
| 86.93% | 43.94% | 43.42% | 42.29% | 39.91% | 40.71%
| 86.94% | 43.94% | 43.42% | 42.29% | 39.91% | 40.7%
| 86.95% | 43.94% | 43.42% | 42.29% | 39.9% | 40.7%
| 86.95% | 43.94% | 43.42% | 42.28% | 39.9% | 40.7%
| 86.96% | 43.94% | 43.41% | 42.28% | 39.9% | 40.7%
| 86.96% | 43.94% | 43.41% | 42.28% | 39.9% | 40.7%
| 86.97% | 43.94% | 43.41% | 42.28% | 39.9% | 40.7%
| 86.97% | 43.94% | 43.41% | 42.28% | 39.9% | 40.7%
| 86.98% | 43.94% | 43.41% | 42.27% | 39.9% | 40.7%
| 86.99% | 43.94% | 43.41% | 42.27% | 39.9% | 40.69%
| 86.99% | 43.93% | 43.41% | 42.27% | 39.9% | 40.69%
| 87% | 43.93% | 43.4% | 42.27% | 39.9% | 40.69%
| 87% | 43.93% | 43.4% | 42.27% | 39.89% | 40.69%
| 87.01% | 43.93% | 43.4% | 42.27% | 39.89% | 40.69%
| 87.01% | 43.93% | 43.4% | 42.27% | 39.89% | 40.69%
| 87.02% | 43.93% | 43.4% | 42.27% | 39.89% | 40.69%
| 87.03% | 43.92% | 43.4% | 42.27% | 39.89% | 40.69%
| 87.03% | 43.92% | 43.4% | 42.27% | 39.89% | 40.69%
| 87.04% | 43.92% | 43.4% | 42.27% | 39.88% | 40.69%
| 87.04% | 43.92% | 43.39% | 42.27% | 39.88% | 40.69%
| 87.05% | 43.92% | 43.39% | 42.26% | 39.88% | 40.69%
| 87.05% | 43.92% | 43.39% | 42.26% | 39.88% | 40.68%
| 87.06% | 43.92% | 43.39% | 42.26% | 39.88% | 40.68%
| 87.07% | 43.92% | 43.39% | 42.26% | 39.87% | 40.68%
| 87.07% | 43.91% | 43.39% | 42.26% | 39.87% | 40.68%
| 87.08% | 43.91% | 43.39% | 42.26% | 39.87% | 40.67%
| 87.08% | 43.91% | 43.39% | 42.26% | 39.87% | 40.67%
| 87.09% | 43.91% | 43.38% | 42.26% | 39.87% | 40.67%
| 87.09% | 43.91% | 43.38% | 42.25% | 39.87% | 40.67%
| 87.1% | 43.91% | 43.38% | 42.25% | 39.87% | 40.67%
| 87.11% | 43.91% | 43.38% | 42.25% | 39.87% | 40.67%
| 87.11% | 43.91% | 43.38% | 42.25% | 39.87% | 40.67%
| 87.12% | 43.91% | 43.38% | 42.25% | 39.86% | 40.67%
| 87.12% | 43.9% | 43.38% | 42.25% | 39.86% | 40.66%
| 87.13% | 43.9% | 43.38% | 42.25% | 39.86% | 40.66%
| 87.13% | 43.9% | 43.38% | 42.25% | 39.86% | 40.66%
| 87.14% | 43.9% | 43.38% | 42.25% | 39.86% | 40.66%
| 87.15% | 43.9% | 43.37% | 42.24% | 39.86% | 40.66%
| 87.15% | 43.9% | 43.37% | 42.24% | 39.86% | 40.65%
| 87.16% | 43.9% | 43.37% | 42.24% | 39.85% | 40.65%
| 87.16% | 43.9% | 43.37% | 42.24% | 39.85% | 40.65%
| 87.17% | 43.9% | 43.37% | 42.23% | 39.85% | 40.65%
| 87.17% | 43.89% | 43.36% | 42.23% | 39.85% | 40.65%
| 87.18% | 43.89% | 43.36% | 42.23% | 39.85% | 40.65%
| 87.19% | 43.89% | 43.36% | 42.23% | 39.84% | 40.65%
| 87.19% | 43.89% | 43.36% | 42.23% | 39.84% | 40.64%
| 87.2% | 43.89% | 43.36% | 42.23% | 39.84% | 40.64%
| 87.2% | 43.89% | 43.36% | 42.23% | 39.84% | 40.64%
| 87.21% | 43.89% | 43.36% | 42.22% | 39.84% | 40.64%
| 87.21% | 43.89% | 43.36% | 42.22% | 39.84% | 40.64%
| 87.22% | 43.89% | 43.35% | 42.22% | 39.84% | 40.64%
| 87.23% | 43.89% | 43.35% | 42.22% | 39.84% | 40.64%
| 87.23% | 43.89% | 43.35% | 42.22% | 39.84% | 40.63%
| 87.24% | 43.89% | 43.35% | 42.22% | 39.83% | 40.63%
| 87.24% | 43.88% | 43.35% | 42.22% | 39.83% | 40.63%
| 87.25% | 43.88% | 43.35% | 42.22% | 39.83% | 40.63%
| 87.25% | 43.88% | 43.34% | 42.21% | 39.83% | 40.63%
| 87.26% | 43.88% | 43.34% | 42.21% | 39.83% | 40.62%
| 87.27% | 43.87% | 43.34% | 42.21% | 39.83% | 40.62%
| 87.27% | 43.87% | 43.34% | 42.21% | 39.83% | 40.62%
| 87.28% | 43.87% | 43.34% | 42.21% | 39.83% | 40.62%
| 87.28% | 43.87% | 43.34% | 42.2% | 39.83% | 40.61%
| 87.29% | 43.87% | 43.34% | 42.2% | 39.83% | 40.61%
| 87.29% | 43.87% | 43.34% | 42.2% | 39.83% | 40.61%
| 87.3% | 43.87% | 43.33% | 42.2% | 39.83% | 40.61%
| 87.31% | 43.87% | 43.33% | 42.2% | 39.82% | 40.61%
| 87.31% | 43.86% | 43.33% | 42.2% | 39.82% | 40.61%
| 87.32% | 43.86% | 43.33% | 42.2% | 39.82% | 40.61%
| 87.32% | 43.86% | 43.32% | 42.2% | 39.82% | 40.61%
| 87.33% | 43.86% | 43.32% | 42.2% | 39.82% | 40.61%
| 87.33% | 43.85% | 43.32% | 42.19% | 39.82% | 40.61%
| 87.34% | 43.85% | 43.32% | 42.19% | 39.82% | 40.61%
| 87.35% | 43.85% | 43.32% | 42.19% | 39.81% | 40.61%
| 87.35% | 43.85% | 43.32% | 42.19% | 39.81% | 40.61%
| 87.36% | 43.85% | 43.32% | 42.19% | 39.81% | 40.61%
| 87.36% | 43.84% | 43.32% | 42.19% | 39.81% | 40.6%
| 87.37% | 43.84% | 43.31% | 42.19% | 39.81% | 40.6%
| 87.37% | 43.84% | 43.31% | 42.19% | 39.81% | 40.6%
| 87.38% | 43.84% | 43.31% | 42.19% | 39.81% | 40.6%
| 87.39% | 43.84% | 43.31% | 42.18% | 39.81% | 40.6%
| 87.39% | 43.84% | 43.31% | 42.18% | 39.8% | 40.6%
| 87.4% | 43.84% | 43.31% | 42.18% | 39.8% | 40.6%
| 87.4% | 43.84% | 43.3% | 42.18% | 39.8% | 40.6%
| 87.41% | 43.84% | 43.3% | 42.18% | 39.8% | 40.6%
| 87.41% | 43.83% | 43.3% | 42.18% | 39.8% | 40.6%
| 87.42% | 43.83% | 43.3% | 42.18% | 39.8% | 40.6%
| 87.43% | 43.83% | 43.3% | 42.18% | 39.8% | 40.59%
| 87.43% | 43.82% | 43.29% | 42.17% | 39.8% | 40.59%
| 87.44% | 43.82% | 43.29% | 42.17% | 39.8% | 40.59%
| 87.44% | 43.82% | 43.29% | 42.17% | 39.8% | 40.59%
| 87.45% | 43.82% | 43.29% | 42.17% | 39.8% | 40.59%
| 87.45% | 43.82% | 43.29% | 42.17% | 39.8% | 40.59%
| 87.46% | 43.82% | 43.29% | 42.17% | 39.8% | 40.59%
| 87.47% | 43.82% | 43.29% | 42.17% | 39.79% | 40.59%
| 87.47% | 43.82% | 43.28% | 42.17% | 39.79% | 40.59%
| 87.48% | 43.82% | 43.28% | 42.16% | 39.79% | 40.58%
| 87.48% | 43.81% | 43.28% | 42.16% | 39.79% | 40.58%
| 87.49% | 43.81% | 43.28% | 42.16% | 39.79% | 40.58%
| 87.49% | 43.81% | 43.28% | 42.16% | 39.79% | 40.58%
| 87.5% | 43.8% | 43.28% | 42.16% | 39.78% | 40.58%
| 87.51% | 43.8% | 43.28% | 42.16% | 39.78% | 40.58%
| 87.51% | 43.8% | 43.27% | 42.16% | 39.78% | 40.58%
| 87.52% | 43.8% | 43.27% | 42.16% | 39.78% | 40.58%
| 87.52% | 43.8% | 43.27% | 42.16% | 39.78% | 40.57%
| 87.53% | 43.8% | 43.27% | 42.16% | 39.78% | 40.57%
| 87.53% | 43.8% | 43.27% | 42.15% | 39.77% | 40.57%
| 87.54% | 43.79% | 43.27% | 42.15% | 39.77% | 40.57%
| 87.55% | 43.79% | 43.27% | 42.15% | 39.77% | 40.57%
| 87.55% | 43.79% | 43.26% | 42.15% | 39.77% | 40.57%
| 87.56% | 43.79% | 43.26% | 42.14% | 39.77% | 40.57%
| 87.56% | 43.79% | 43.26% | 42.14% | 39.77% | 40.57%
| 87.57% | 43.79% | 43.26% | 42.14% | 39.76% | 40.57%
| 87.57% | 43.79% | 43.26% | 42.14% | 39.76% | 40.56%
| 87.58% | 43.79% | 43.26% | 42.14% | 39.75% | 40.56%
| 87.59% | 43.79% | 43.26% | 42.14% | 39.75% | 40.56%
| 87.59% | 43.78% | 43.25% | 42.13% | 39.75% | 40.56%
| 87.6% | 43.78% | 43.25% | 42.13% | 39.75% | 40.56%
| 87.6% | 43.78% | 43.25% | 42.13% | 39.75% | 40.56%
| 87.61% | 43.78% | 43.25% | 42.13% | 39.75% | 40.56%
| 87.61% | 43.77% | 43.25% | 42.13% | 39.74% | 40.56%
| 87.62% | 43.77% | 43.25% | 42.13% | 39.74% | 40.56%
| 87.63% | 43.77% | 43.25% | 42.13% | 39.74% | 40.55%
| 87.63% | 43.77% | 43.25% | 42.13% | 39.74% | 40.55%
| 87.64% | 43.77% | 43.25% | 42.13% | 39.74% | 40.55%
| 87.64% | 43.76% | 43.25% | 42.12% | 39.74% | 40.55%
| 87.65% | 43.76% | 43.25% | 42.12% | 39.74% | 40.55%
| 87.65% | 43.76% | 43.24% | 42.12% | 39.73% | 40.55%
| 87.66% | 43.76% | 43.24% | 42.11% | 39.73% | 40.54%
| 87.67% | 43.76% | 43.24% | 42.11% | 39.73% | 40.54%
| 87.67% | 43.75% | 43.24% | 42.11% | 39.73% | 40.54%
| 87.68% | 43.75% | 43.24% | 42.11% | 39.73% | 40.54%
| 87.68% | 43.75% | 43.23% | 42.11% | 39.73% | 40.54%
| 87.69% | 43.75% | 43.23% | 42.11% | 39.73% | 40.54%
| 87.69% | 43.75% | 43.22% | 42.1% | 39.72% | 40.54%
| 87.7% | 43.75% | 43.22% | 42.09% | 39.72% | 40.54%
| 87.71% | 43.75% | 43.22% | 42.09% | 39.72% | 40.53%
| 87.71% | 43.74% | 43.22% | 42.09% | 39.72% | 40.53%
| 87.72% | 43.74% | 43.22% | 42.09% | 39.72% | 40.53%
| 87.72% | 43.74% | 43.22% | 42.09% | 39.72% | 40.53%
| 87.73% | 43.74% | 43.22% | 42.09% | 39.72% | 40.53%
| 87.73% | 43.74% | 43.21% | 42.09% | 39.72% | 40.53%
| 87.74% | 43.74% | 43.21% | 42.09% | 39.72% | 40.53%
| 87.75% | 43.74% | 43.21% | 42.09% | 39.71% | 40.52%
| 87.75% | 43.74% | 43.21% | 42.08% | 39.71% | 40.52%
| 87.76% | 43.74% | 43.21% | 42.08% | 39.71% | 40.52%
| 87.76% | 43.74% | 43.21% | 42.08% | 39.71% | 40.51%
| 87.77% | 43.74% | 43.21% | 42.08% | 39.71% | 40.5%
| 87.77% | 43.73% | 43.21% | 42.08% | 39.71% | 40.5%
| 87.78% | 43.73% | 43.21% | 42.08% | 39.71% | 40.5%
| 87.79% | 43.73% | 43.21% | 42.08% | 39.71% | 40.5%
| 87.79% | 43.73% | 43.21% | 42.08% | 39.71% | 40.5%
| 87.8% | 43.72% | 43.21% | 42.08% | 39.71% | 40.5%
| 87.8% | 43.72% | 43.21% | 42.07% | 39.7% | 40.49%
| 87.81% | 43.72% | 43.21% | 42.07% | 39.7% | 40.49%
| 87.81% | 43.72% | 43.21% | 42.07% | 39.7% | 40.49%
| 87.82% | 43.72% | 43.2% | 42.07% | 39.7% | 40.49%
| 87.83% | 43.72% | 43.2% | 42.06% | 39.7% | 40.48%
| 87.83% | 43.72% | 43.2% | 42.06% | 39.7% | 40.48%
| 87.84% | 43.72% | 43.2% | 42.06% | 39.7% | 40.48%
| 87.84% | 43.71% | 43.2% | 42.06% | 39.7% | 40.48%
| 87.85% | 43.71% | 43.2% | 42.06% | 39.7% | 40.47%
| 87.85% | 43.71% | 43.19% | 42.05% | 39.7% | 40.47%
| 87.86% | 43.71% | 43.19% | 42.05% | 39.69% | 40.47%
| 87.87% | 43.71% | 43.19% | 42.05% | 39.69% | 40.47%
| 87.87% | 43.71% | 43.19% | 42.05% | 39.69% | 40.47%
| 87.88% | 43.71% | 43.19% | 42.05% | 39.69% | 40.47%
| 87.88% | 43.7% | 43.19% | 42.05% | 39.69% | 40.46%
| 87.89% | 43.7% | 43.18% | 42.05% | 39.69% | 40.46%
| 87.89% | 43.7% | 43.18% | 42.05% | 39.69% | 40.46%
| 87.9% | 43.7% | 43.18% | 42.05% | 39.69% | 40.46%
| 87.91% | 43.69% | 43.18% | 42.05% | 39.69% | 40.46%
| 87.91% | 43.69% | 43.18% | 42.04% | 39.68% | 40.45%
| 87.92% | 43.69% | 43.18% | 42.04% | 39.68% | 40.45%
| 87.92% | 43.69% | 43.18% | 42.04% | 39.68% | 40.45%
| 87.93% | 43.69% | 43.18% | 42.04% | 39.68% | 40.45%
| 87.93% | 43.69% | 43.18% | 42.04% | 39.68% | 40.45%
| 87.94% | 43.69% | 43.18% | 42.04% | 39.68% | 40.45%
| 87.95% | 43.68% | 43.18% | 42.04% | 39.68% | 40.45%
| 87.95% | 43.68% | 43.18% | 42.04% | 39.68% | 40.45%
| 87.96% | 43.68% | 43.18% | 42.04% | 39.68% | 40.45%
| 87.96% | 43.68% | 43.17% | 42.04% | 39.68% | 40.45%
| 87.97% | 43.68% | 43.17% | 42.03% | 39.67% | 40.45%
| 87.97% | 43.68% | 43.17% | 42.03% | 39.67% | 40.45%
| 87.98% | 43.67% | 43.17% | 42.03% | 39.67% | 40.45%
| 87.99% | 43.67% | 43.17% | 42.03% | 39.67% | 40.44%
| 87.99% | 43.67% | 43.17% | 42.03% | 39.67% | 40.44%
| 88% | 43.67% | 43.17% | 42.03% | 39.67% | 40.44%
| 88% | 43.67% | 43.17% | 42.03% | 39.67% | 40.44%
| 88.01% | 43.67% | 43.17% | 42.02% | 39.67% | 40.44%
| 88.01% | 43.67% | 43.16% | 42.02% | 39.67% | 40.43%
| 88.02% | 43.67% | 43.16% | 42.02% | 39.67% | 40.43%
| 88.03% | 43.67% | 43.16% | 42.02% | 39.67% | 40.43%
| 88.03% | 43.66% | 43.16% | 42.02% | 39.66% | 40.43%
| 88.04% | 43.66% | 43.16% | 42.02% | 39.66% | 40.43%
| 88.04% | 43.66% | 43.15% | 42.02% | 39.66% | 40.43%
| 88.05% | 43.66% | 43.15% | 42.01% | 39.66% | 40.43%
| 88.05% | 43.66% | 43.15% | 42.01% | 39.66% | 40.43%
| 88.06% | 43.66% | 43.15% | 42.01% | 39.66% | 40.43%
| 88.07% | 43.66% | 43.15% | 42.01% | 39.66% | 40.43%
| 88.07% | 43.66% | 43.15% | 42.01% | 39.66% | 40.43%
| 88.08% | 43.66% | 43.15% | 42% | 39.66% | 40.42%
| 88.08% | 43.65% | 43.14% | 42% | 39.65% | 40.42%
| 88.09% | 43.65% | 43.14% | 42% | 39.65% | 40.42%
| 88.09% | 43.65% | 43.14% | 42% | 39.65% | 40.42%
| 88.1% | 43.65% | 43.14% | 42% | 39.65% | 40.42%
| 88.11% | 43.65% | 43.14% | 42% | 39.65% | 40.42%
| 88.11% | 43.64% | 43.14% | 42% | 39.64% | 40.42%
| 88.12% | 43.64% | 43.14% | 42% | 39.64% | 40.41%
| 88.12% | 43.64% | 43.13% | 42% | 39.64% | 40.41%
| 88.13% | 43.64% | 43.13% | 42% | 39.64% | 40.41%
| 88.13% | 43.64% | 43.13% | 42% | 39.64% | 40.41%
| 88.14% | 43.64% | 43.13% | 42% | 39.64% | 40.41%
| 88.14% | 43.64% | 43.13% | 41.99% | 39.64% | 40.41%
| 88.15% | 43.63% | 43.13% | 41.99% | 39.63% | 40.41%
| 88.16% | 43.63% | 43.13% | 41.99% | 39.63% | 40.41%
| 88.16% | 43.63% | 43.13% | 41.99% | 39.63% | 40.41%
| 88.17% | 43.62% | 43.13% | 41.99% | 39.63% | 40.41%
| 88.17% | 43.62% | 43.12% | 41.99% | 39.63% | 40.41%
| 88.18% | 43.62% | 43.12% | 41.99% | 39.63% | 40.41%
| 88.18% | 43.62% | 43.12% | 41.98% | 39.63% | 40.41%
| 88.19% | 43.62% | 43.12% | 41.98% | 39.62% | 40.4%
| 88.2% | 43.62% | 43.12% | 41.98% | 39.62% | 40.4%
| 88.2% | 43.62% | 43.12% | 41.98% | 39.62% | 40.4%
| 88.21% | 43.62% | 43.12% | 41.98% | 39.62% | 40.4%
| 88.21% | 43.61% | 43.11% | 41.98% | 39.62% | 40.4%
| 88.22% | 43.61% | 43.11% | 41.98% | 39.62% | 40.4%
| 88.22% | 43.61% | 43.11% | 41.98% | 39.62% | 40.4%
| 88.23% | 43.61% | 43.1% | 41.98% | 39.62% | 40.4%
| 88.24% | 43.6% | 43.1% | 41.97% | 39.62% | 40.4%
| 88.24% | 43.6% | 43.1% | 41.97% | 39.62% | 40.4%
| 88.25% | 43.6% | 43.1% | 41.97% | 39.62% | 40.39%
| 88.25% | 43.6% | 43.1% | 41.97% | 39.61% | 40.39%
| 88.26% | 43.6% | 43.1% | 41.97% | 39.61% | 40.39%
| 88.26% | 43.6% | 43.1% | 41.97% | 39.61% | 40.38%
| 88.27% | 43.6% | 43.09% | 41.97% | 39.61% | 40.38%
| 88.28% | 43.6% | 43.09% | 41.97% | 39.61% | 40.38%
| 88.28% | 43.6% | 43.09% | 41.96% | 39.61% | 40.38%
| 88.29% | 43.59% | 43.08% | 41.96% | 39.61% | 40.38%
| 88.29% | 43.58% | 43.08% | 41.96% | 39.61% | 40.38%
| 88.3% | 43.58% | 43.08% | 41.96% | 39.61% | 40.38%
| 88.3% | 43.58% | 43.08% | 41.96% | 39.61% | 40.37%
| 88.31% | 43.58% | 43.08% | 41.96% | 39.6% | 40.37%
| 88.32% | 43.58% | 43.08% | 41.96% | 39.6% | 40.37%
| 88.32% | 43.58% | 43.08% | 41.96% | 39.6% | 40.37%
| 88.33% | 43.58% | 43.08% | 41.95% | 39.6% | 40.37%
| 88.33% | 43.58% | 43.08% | 41.95% | 39.6% | 40.37%
| 88.34% | 43.57% | 43.07% | 41.95% | 39.6% | 40.36%
| 88.34% | 43.57% | 43.07% | 41.95% | 39.6% | 40.36%
| 88.35% | 43.57% | 43.07% | 41.95% | 39.6% | 40.36%
| 88.36% | 43.57% | 43.06% | 41.95% | 39.6% | 40.36%
| 88.36% | 43.57% | 43.06% | 41.95% | 39.6% | 40.36%
| 88.37% | 43.57% | 43.06% | 41.94% | 39.6% | 40.35%
| 88.37% | 43.57% | 43.06% | 41.94% | 39.6% | 40.35%
| 88.38% | 43.57% | 43.06% | 41.94% | 39.6% | 40.35%
| 88.38% | 43.57% | 43.05% | 41.94% | 39.6% | 40.34%
| 88.39% | 43.57% | 43.05% | 41.94% | 39.59% | 40.34%
| 88.4% | 43.57% | 43.05% | 41.93% | 39.59% | 40.34%
| 88.4% | 43.57% | 43.05% | 41.93% | 39.59% | 40.34%
| 88.41% | 43.57% | 43.05% | 41.93% | 39.59% | 40.34%
| 88.41% | 43.56% | 43.04% | 41.93% | 39.59% | 40.34%
| 88.42% | 43.56% | 43.04% | 41.93% | 39.59% | 40.34%
| 88.42% | 43.56% | 43.04% | 41.93% | 39.59% | 40.34%
| 88.43% | 43.56% | 43.04% | 41.93% | 39.58% | 40.34%
| 88.44% | 43.56% | 43.04% | 41.93% | 39.58% | 40.33%
| 88.44% | 43.55% | 43.04% | 41.93% | 39.58% | 40.33%
| 88.45% | 43.55% | 43.03% | 41.92% | 39.58% | 40.33%
| 88.45% | 43.55% | 43.03% | 41.92% | 39.57% | 40.33%
| 88.46% | 43.54% | 43.03% | 41.92% | 39.57% | 40.33%
| 88.46% | 43.54% | 43.03% | 41.92% | 39.57% | 40.33%
| 88.47% | 43.54% | 43.03% | 41.92% | 39.57% | 40.33%
| 88.48% | 43.54% | 43.02% | 41.92% | 39.57% | 40.33%
| 88.48% | 43.54% | 43.02% | 41.92% | 39.57% | 40.33%
| 88.49% | 43.54% | 43.02% | 41.91% | 39.57% | 40.33%
| 88.49% | 43.54% | 43.02% | 41.91% | 39.57% | 40.33%
| 88.5% | 43.54% | 43.02% | 41.91% | 39.57% | 40.33%
| 88.5% | 43.54% | 43.02% | 41.91% | 39.56% | 40.32%
| 88.51% | 43.53% | 43.02% | 41.91% | 39.56% | 40.32%
| 88.52% | 43.53% | 43.01% | 41.91% | 39.56% | 40.32%
| 88.52% | 43.53% | 43.01% | 41.9% | 39.56% | 40.32%
| 88.53% | 43.53% | 43.01% | 41.9% | 39.56% | 40.32%
| 88.53% | 43.52% | 43.01% | 41.9% | 39.56% | 40.32%
| 88.54% | 43.52% | 43.01% | 41.9% | 39.56% | 40.32%
| 88.54% | 43.52% | 43.01% | 41.9% | 39.55% | 40.32%
| 88.55% | 43.52% | 43.01% | 41.89% | 39.55% | 40.31%
| 88.56% | 43.52% | 43.01% | 41.89% | 39.55% | 40.31%
| 88.56% | 43.52% | 43.01% | 41.89% | 39.55% | 40.31%
| 88.57% | 43.52% | 43.01% | 41.89% | 39.55% | 40.31%
| 88.57% | 43.52% | 43% | 41.89% | 39.55% | 40.31%
| 88.58% | 43.52% | 43% | 41.89% | 39.55% | 40.31%
| 88.58% | 43.52% | 43% | 41.89% | 39.55% | 40.31%
| 88.59% | 43.51% | 43% | 41.89% | 39.55% | 40.31%
| 88.6% | 43.51% | 43% | 41.89% | 39.54% | 40.31%
| 88.6% | 43.51% | 43% | 41.89% | 39.54% | 40.31%
| 88.61% | 43.51% | 43% | 41.89% | 39.54% | 40.31%
| 88.61% | 43.51% | 43% | 41.89% | 39.54% | 40.31%
| 88.62% | 43.51% | 43% | 41.89% | 39.54% | 40.31%
| 88.62% | 43.51% | 43% | 41.88% | 39.54% | 40.31%
| 88.63% | 43.51% | 43% | 41.88% | 39.54% | 40.3%
| 88.64% | 43.51% | 42.99% | 41.88% | 39.54% | 40.3%
| 88.64% | 43.51% | 42.99% | 41.88% | 39.54% | 40.3%
| 88.65% | 43.51% | 42.99% | 41.88% | 39.54% | 40.3%
| 88.65% | 43.5% | 42.99% | 41.88% | 39.54% | 40.3%
| 88.66% | 43.5% | 42.99% | 41.87% | 39.54% | 40.3%
| 88.66% | 43.5% | 42.99% | 41.87% | 39.53% | 40.3%
| 88.67% | 43.5% | 42.98% | 41.87% | 39.53% | 40.3%
| 88.68% | 43.49% | 42.98% | 41.87% | 39.53% | 40.3%
| 88.68% | 43.49% | 42.98% | 41.87% | 39.53% | 40.29%
| 88.69% | 43.49% | 42.98% | 41.87% | 39.53% | 40.29%
| 88.69% | 43.49% | 42.98% | 41.87% | 39.53% | 40.29%
| 88.7% | 43.49% | 42.98% | 41.87% | 39.53% | 40.29%
| 88.7% | 43.49% | 42.98% | 41.87% | 39.53% | 40.29%
| 88.71% | 43.49% | 42.98% | 41.87% | 39.52% | 40.29%
| 88.72% | 43.49% | 42.98% | 41.86% | 39.52% | 40.29%
| 88.72% | 43.49% | 42.98% | 41.86% | 39.52% | 40.29%
| 88.73% | 43.48% | 42.98% | 41.86% | 39.52% | 40.29%
| 88.73% | 43.48% | 42.97% | 41.86% | 39.52% | 40.29%
| 88.74% | 43.48% | 42.97% | 41.86% | 39.52% | 40.29%
| 88.74% | 43.48% | 42.97% | 41.86% | 39.52% | 40.29%
| 88.75% | 43.48% | 42.97% | 41.85% | 39.52% | 40.28%
| 88.76% | 43.47% | 42.97% | 41.85% | 39.52% | 40.28%
| 88.76% | 43.47% | 42.97% | 41.85% | 39.52% | 40.28%
| 88.77% | 43.47% | 42.97% | 41.85% | 39.51% | 40.28%
| 88.77% | 43.47% | 42.97% | 41.85% | 39.51% | 40.27%
| 88.78% | 43.47% | 42.97% | 41.85% | 39.51% | 40.27%
| 88.78% | 43.46% | 42.97% | 41.85% | 39.51% | 40.27%
| 88.79% | 43.46% | 42.96% | 41.85% | 39.5% | 40.27%
| 88.8% | 43.46% | 42.96% | 41.85% | 39.5% | 40.27%
| 88.8% | 43.46% | 42.96% | 41.85% | 39.5% | 40.27%
| 88.81% | 43.46% | 42.96% | 41.84% | 39.5% | 40.27%
| 88.81% | 43.46% | 42.95% | 41.84% | 39.5% | 40.27%
| 88.82% | 43.46% | 42.95% | 41.84% | 39.5% | 40.27%
| 88.82% | 43.45% | 42.95% | 41.84% | 39.5% | 40.27%
| 88.83% | 43.45% | 42.95% | 41.84% | 39.49% | 40.26%
| 88.84% | 43.44% | 42.95% | 41.84% | 39.49% | 40.26%
| 88.84% | 43.44% | 42.95% | 41.84% | 39.49% | 40.26%
| 88.85% | 43.44% | 42.94% | 41.84% | 39.49% | 40.26%
| 88.85% | 43.44% | 42.94% | 41.83% | 39.49% | 40.26%
| 88.86% | 43.44% | 42.94% | 41.83% | 39.49% | 40.26%
| 88.86% | 43.44% | 42.94% | 41.83% | 39.49% | 40.26%
| 88.87% | 43.44% | 42.94% | 41.83% | 39.49% | 40.26%
| 88.88% | 43.43% | 42.94% | 41.83% | 39.49% | 40.26%
| 88.88% | 43.43% | 42.94% | 41.83% | 39.48% | 40.25%
| 88.89% | 43.43% | 42.94% | 41.82% | 39.48% | 40.25%
| 88.89% | 43.43% | 42.93% | 41.82% | 39.48% | 40.25%
| 88.9% | 43.43% | 42.93% | 41.82% | 39.48% | 40.25%
| 88.9% | 43.43% | 42.93% | 41.82% | 39.48% | 40.25%
| 88.91% | 43.43% | 42.93% | 41.82% | 39.48% | 40.24%
| 88.92% | 43.43% | 42.93% | 41.82% | 39.47% | 40.24%
| 88.92% | 43.43% | 42.93% | 41.82% | 39.47% | 40.24%
| 88.93% | 43.43% | 42.93% | 41.82% | 39.47% | 40.23%
| 88.93% | 43.42% | 42.93% | 41.82% | 39.47% | 40.23%
| 88.94% | 43.42% | 42.93% | 41.81% | 39.47% | 40.23%
| 88.94% | 43.42% | 42.93% | 41.81% | 39.47% | 40.23%
| 88.95% | 43.42% | 42.93% | 41.81% | 39.46% | 40.23%
| 88.96% | 43.41% | 42.92% | 41.81% | 39.46% | 40.23%
| 88.96% | 43.41% | 42.92% | 41.81% | 39.46% | 40.23%
| 88.97% | 43.41% | 42.92% | 41.81% | 39.46% | 40.23%
| 88.97% | 43.4% | 42.92% | 41.81% | 39.46% | 40.23%
| 88.98% | 43.4% | 42.92% | 41.81% | 39.46% | 40.23%
| 88.98% | 43.4% | 42.92% | 41.81% | 39.46% | 40.22%
| 88.99% | 43.4% | 42.91% | 41.81% | 39.46% | 40.22%
| 89% | 43.4% | 42.91% | 41.81% | 39.46% | 40.22%
| 89% | 43.4% | 42.91% | 41.81% | 39.45% | 40.22%
| 89.01% | 43.4% | 42.91% | 41.81% | 39.45% | 40.22%
| 89.01% | 43.39% | 42.91% | 41.8% | 39.45% | 40.22%
| 89.02% | 43.39% | 42.91% | 41.8% | 39.45% | 40.22%
| 89.02% | 43.39% | 42.91% | 41.8% | 39.45% | 40.22%
| 89.03% | 43.39% | 42.91% | 41.8% | 39.45% | 40.22%
| 89.04% | 43.39% | 42.9% | 41.8% | 39.45% | 40.22%
| 89.04% | 43.39% | 42.9% | 41.8% | 39.44% | 40.22%
| 89.05% | 43.39% | 42.9% | 41.79% | 39.44% | 40.21%
| 89.05% | 43.39% | 42.9% | 41.79% | 39.44% | 40.21%
| 89.06% | 43.38% | 42.9% | 41.79% | 39.44% | 40.21%
| 89.06% | 43.38% | 42.9% | 41.79% | 39.44% | 40.21%
| 89.07% | 43.38% | 42.9% | 41.79% | 39.44% | 40.21%
| 89.08% | 43.38% | 42.9% | 41.79% | 39.44% | 40.21%
| 89.08% | 43.37% | 42.9% | 41.78% | 39.44% | 40.21%
| 89.09% | 43.37% | 42.89% | 41.78% | 39.44% | 40.21%
| 89.09% | 43.37% | 42.89% | 41.78% | 39.44% | 40.2%
| 89.1% | 43.37% | 42.89% | 41.78% | 39.44% | 40.2%
| 89.1% | 43.37% | 42.89% | 41.78% | 39.43% | 40.2%
| 89.11% | 43.36% | 42.89% | 41.78% | 39.43% | 40.2%
| 89.12% | 43.36% | 42.89% | 41.78% | 39.43% | 40.2%
| 89.12% | 43.36% | 42.89% | 41.78% | 39.43% | 40.2%
| 89.13% | 43.36% | 42.89% | 41.77% | 39.43% | 40.2%
| 89.13% | 43.36% | 42.89% | 41.77% | 39.43% | 40.2%
| 89.14% | 43.36% | 42.88% | 41.77% | 39.43% | 40.2%
| 89.14% | 43.36% | 42.88% | 41.76% | 39.43% | 40.2%
| 89.15% | 43.36% | 42.88% | 41.76% | 39.42% | 40.2%
| 89.16% | 43.36% | 42.88% | 41.76% | 39.42% | 40.2%
| 89.16% | 43.36% | 42.88% | 41.76% | 39.42% | 40.19%
| 89.17% | 43.36% | 42.88% | 41.76% | 39.42% | 40.19%
| 89.17% | 43.36% | 42.88% | 41.76% | 39.42% | 40.19%
| 89.18% | 43.35% | 42.87% | 41.76% | 39.42% | 40.19%
| 89.18% | 43.35% | 42.87% | 41.75% | 39.42% | 40.19%
| 89.19% | 43.35% | 42.87% | 41.75% | 39.41% | 40.19%
| 89.2% | 43.35% | 42.87% | 41.75% | 39.41% | 40.19%
| 89.2% | 43.35% | 42.87% | 41.75% | 39.41% | 40.19%
| 89.21% | 43.35% | 42.86% | 41.75% | 39.41% | 40.19%
| 89.21% | 43.35% | 42.86% | 41.75% | 39.41% | 40.19%
| 89.22% | 43.35% | 42.86% | 41.75% | 39.41% | 40.18%
| 89.22% | 43.35% | 42.86% | 41.75% | 39.41% | 40.18%
| 89.23% | 43.34% | 42.86% | 41.75% | 39.4% | 40.18%
| 89.24% | 43.34% | 42.86% | 41.74% | 39.4% | 40.17%
| 89.24% | 43.34% | 42.86% | 41.74% | 39.4% | 40.17%
| 89.25% | 43.34% | 42.86% | 41.74% | 39.4% | 40.17%
| 89.25% | 43.34% | 42.86% | 41.74% | 39.4% | 40.17%
| 89.26% | 43.34% | 42.86% | 41.74% | 39.39% | 40.17%
| 89.26% | 43.34% | 42.86% | 41.73% | 39.39% | 40.17%
| 89.27% | 43.34% | 42.85% | 41.73% | 39.39% | 40.16%
| 89.28% | 43.34% | 42.85% | 41.73% | 39.39% | 40.16%
| 89.28% | 43.34% | 42.85% | 41.73% | 39.39% | 40.16%
| 89.29% | 43.33% | 42.85% | 41.73% | 39.39% | 40.16%
| 89.29% | 43.33% | 42.85% | 41.73% | 39.39% | 40.16%
| 89.3% | 43.33% | 42.85% | 41.73% | 39.39% | 40.16%
| 89.3% | 43.33% | 42.85% | 41.73% | 39.38% | 40.16%
| 89.31% | 43.33% | 42.85% | 41.73% | 39.38% | 40.16%
| 89.32% | 43.33% | 42.85% | 41.73% | 39.38% | 40.15%
| 89.32% | 43.33% | 42.85% | 41.73% | 39.38% | 40.15%
| 89.33% | 43.33% | 42.84% | 41.73% | 39.38% | 40.15%
| 89.33% | 43.33% | 42.84% | 41.72% | 39.38% | 40.15%
| 89.34% | 43.33% | 42.84% | 41.72% | 39.38% | 40.15%
| 89.34% | 43.33% | 42.84% | 41.72% | 39.38% | 40.15%
| 89.35% | 43.33% | 42.84% | 41.72% | 39.38% | 40.15%
| 89.36% | 43.32% | 42.83% | 41.72% | 39.38% | 40.15%
| 89.36% | 43.32% | 42.83% | 41.72% | 39.37% | 40.14%
| 89.37% | 43.32% | 42.83% | 41.72% | 39.37% | 40.14%
| 89.37% | 43.32% | 42.83% | 41.72% | 39.37% | 40.14%
| 89.38% | 43.32% | 42.83% | 41.71% | 39.37% | 40.14%
| 89.38% | 43.32% | 42.83% | 41.71% | 39.37% | 40.14%
| 89.39% | 43.32% | 42.83% | 41.71% | 39.37% | 40.14%
| 89.39% | 43.32% | 42.82% | 41.71% | 39.37% | 40.14%
| 89.4% | 43.31% | 42.82% | 41.71% | 39.36% | 40.14%
| 89.41% | 43.31% | 42.82% | 41.71% | 39.36% | 40.14%
| 89.41% | 43.31% | 42.82% | 41.71% | 39.36% | 40.14%
| 89.42% | 43.31% | 42.82% | 41.71% | 39.36% | 40.14%
| 89.42% | 43.31% | 42.81% | 41.7% | 39.36% | 40.14%
| 89.43% | 43.31% | 42.81% | 41.7% | 39.36% | 40.13%
| 89.43% | 43.31% | 42.81% | 41.7% | 39.36% | 40.13%
| 89.44% | 43.31% | 42.81% | 41.7% | 39.36% | 40.13%
| 89.45% | 43.3% | 42.81% | 41.7% | 39.35% | 40.13%
| 89.45% | 43.3% | 42.8% | 41.7% | 39.35% | 40.13%
| 89.46% | 43.3% | 42.8% | 41.69% | 39.35% | 40.13%
| 89.46% | 43.3% | 42.8% | 41.69% | 39.35% | 40.12%
| 89.47% | 43.3% | 42.8% | 41.69% | 39.35% | 40.12%
| 89.47% | 43.3% | 42.8% | 41.69% | 39.35% | 40.12%
| 89.48% | 43.3% | 42.8% | 41.69% | 39.35% | 40.12%
| 89.49% | 43.3% | 42.8% | 41.69% | 39.35% | 40.11%
| 89.49% | 43.3% | 42.79% | 41.69% | 39.35% | 40.11%
| 89.5% | 43.29% | 42.79% | 41.68% | 39.35% | 40.11%
| 89.5% | 43.29% | 42.79% | 41.68% | 39.35% | 40.11%
| 89.51% | 43.29% | 42.79% | 41.68% | 39.34% | 40.1%
| 89.51% | 43.29% | 42.79% | 41.67% | 39.34% | 40.1%
| 89.52% | 43.29% | 42.79% | 41.67% | 39.34% | 40.1%
| 89.53% | 43.29% | 42.78% | 41.67% | 39.34% | 40.1%
| 89.53% | 43.29% | 42.78% | 41.67% | 39.34% | 40.1%
| 89.54% | 43.29% | 42.78% | 41.67% | 39.34% | 40.1%
| 89.54% | 43.29% | 42.78% | 41.67% | 39.33% | 40.1%
| 89.55% | 43.29% | 42.78% | 41.67% | 39.33% | 40.09%
| 89.55% | 43.29% | 42.78% | 41.67% | 39.33% | 40.09%
| 89.56% | 43.28% | 42.78% | 41.67% | 39.33% | 40.09%
| 89.57% | 43.28% | 42.78% | 41.67% | 39.33% | 40.09%
| 89.57% | 43.28% | 42.78% | 41.67% | 39.33% | 40.09%
| 89.58% | 43.28% | 42.78% | 41.67% | 39.33% | 40.09%
| 89.58% | 43.28% | 42.78% | 41.67% | 39.33% | 40.09%
| 89.59% | 43.28% | 42.77% | 41.67% | 39.33% | 40.09%
| 89.59% | 43.27% | 42.77% | 41.67% | 39.32% | 40.09%
| 89.6% | 43.27% | 42.77% | 41.67% | 39.32% | 40.09%
| 89.61% | 43.27% | 42.77% | 41.66% | 39.32% | 40.08%
| 89.61% | 43.27% | 42.77% | 41.66% | 39.32% | 40.08%
| 89.62% | 43.27% | 42.77% | 41.66% | 39.32% | 40.08%
| 89.62% | 43.26% | 42.77% | 41.66% | 39.31% | 40.08%
| 89.63% | 43.26% | 42.77% | 41.65% | 39.31% | 40.07%
| 89.63% | 43.26% | 42.77% | 41.65% | 39.31% | 40.07%
| 89.64% | 43.26% | 42.77% | 41.65% | 39.31% | 40.07%
| 89.65% | 43.26% | 42.77% | 41.65% | 39.31% | 40.07%
| 89.65% | 43.26% | 42.77% | 41.65% | 39.31% | 40.07%
| 89.66% | 43.26% | 42.76% | 41.65% | 39.31% | 40.07%
| 89.66% | 43.25% | 42.76% | 41.65% | 39.31% | 40.07%
| 89.67% | 43.25% | 42.76% | 41.65% | 39.31% | 40.07%
| 89.67% | 43.25% | 42.75% | 41.65% | 39.3% | 40.06%
| 89.68% | 43.25% | 42.75% | 41.65% | 39.3% | 40.06%
| 89.69% | 43.25% | 42.75% | 41.65% | 39.3% | 40.06%
| 89.69% | 43.25% | 42.75% | 41.64% | 39.3% | 40.06%
| 89.7% | 43.25% | 42.75% | 41.64% | 39.3% | 40.06%
| 89.7% | 43.25% | 42.75% | 41.64% | 39.3% | 40.06%
| 89.71% | 43.25% | 42.75% | 41.64% | 39.3% | 40.06%
| 89.71% | 43.25% | 42.74% | 41.64% | 39.3% | 40.06%
| 89.72% | 43.25% | 42.74% | 41.63% | 39.3% | 40.05%
| 89.73% | 43.24% | 42.74% | 41.63% | 39.3% | 40.05%
| 89.73% | 43.24% | 42.74% | 41.63% | 39.29% | 40.05%
| 89.74% | 43.24% | 42.74% | 41.63% | 39.29% | 40.05%
| 89.74% | 43.24% | 42.74% | 41.63% | 39.29% | 40.05%
| 89.75% | 43.24% | 42.74% | 41.63% | 39.29% | 40.04%
| 89.75% | 43.24% | 42.74% | 41.63% | 39.29% | 40.04%
| 89.76% | 43.24% | 42.74% | 41.63% | 39.28% | 40.04%
| 89.77% | 43.23% | 42.74% | 41.63% | 39.28% | 40.03%
| 89.77% | 43.23% | 42.74% | 41.63% | 39.28% | 40.03%
| 89.78% | 43.23% | 42.73% | 41.63% | 39.28% | 40.03%
| 89.78% | 43.23% | 42.73% | 41.62% | 39.28% | 40.03%
| 89.79% | 43.23% | 42.73% | 41.62% | 39.28% | 40.03%
| 89.79% | 43.23% | 42.73% | 41.62% | 39.27% | 40.03%
| 89.8% | 43.22% | 42.72% | 41.62% | 39.27% | 40.03%
| 89.81% | 43.22% | 42.72% | 41.62% | 39.27% | 40.03%
| 89.81% | 43.22% | 42.72% | 41.62% | 39.27% | 40.03%
| 89.82% | 43.22% | 42.72% | 41.62% | 39.27% | 40.03%
| 89.82% | 43.22% | 42.72% | 41.62% | 39.27% | 40.03%
| 89.83% | 43.22% | 42.71% | 41.61% | 39.26% | 40.03%
| 89.83% | 43.22% | 42.71% | 41.61% | 39.26% | 40.03%
| 89.84% | 43.22% | 42.71% | 41.61% | 39.26% | 40.03%
| 89.85% | 43.22% | 42.71% | 41.61% | 39.26% | 40.03%
| 89.85% | 43.22% | 42.71% | 41.61% | 39.26% | 40.03%
| 89.86% | 43.21% | 42.71% | 41.61% | 39.25% | 40.02%
| 89.86% | 43.21% | 42.7% | 41.61% | 39.25% | 40.02%
| 89.87% | 43.21% | 42.7% | 41.61% | 39.25% | 40.02%
| 89.87% | 43.21% | 42.69% | 41.61% | 39.25% | 40.02%
| 89.88% | 43.21% | 42.69% | 41.61% | 39.24% | 40.02%
| 89.89% | 43.2% | 42.69% | 41.61% | 39.24% | 40.02%
| 89.89% | 43.2% | 42.69% | 41.61% | 39.24% | 40.02%
| 89.9% | 43.2% | 42.69% | 41.61% | 39.24% | 40.02%
| 89.9% | 43.2% | 42.68% | 41.61% | 39.24% | 40.02%
| 89.91% | 43.2% | 42.68% | 41.61% | 39.24% | 40.02%
| 89.91% | 43.2% | 42.68% | 41.6% | 39.24% | 40.02%
| 89.92% | 43.2% | 42.68% | 41.6% | 39.24% | 40.01%
| 89.93% | 43.2% | 42.68% | 41.6% | 39.24% | 40.01%
| 89.93% | 43.19% | 42.67% | 41.6% | 39.23% | 40.01%
| 89.94% | 43.19% | 42.67% | 41.6% | 39.23% | 40.01%
| 89.94% | 43.19% | 42.67% | 41.6% | 39.23% | 40%
| 89.95% | 43.19% | 42.67% | 41.6% | 39.23% | 40%
| 89.95% | 43.19% | 42.67% | 41.6% | 39.23% | 40%
| 89.96% | 43.19% | 42.67% | 41.6% | 39.23% | 39.99%
| 89.97% | 43.18% | 42.67% | 41.6% | 39.23% | 39.99%
| 89.97% | 43.18% | 42.67% | 41.6% | 39.22% | 39.99%
| 89.98% | 43.18% | 42.67% | 41.6% | 39.22% | 39.99%
| 89.98% | 43.18% | 42.66% | 41.6% | 39.22% | 39.99%
| 89.99% | 43.18% | 42.66% | 41.6% | 39.22% | 39.99%
| 89.99% | 43.18% | 42.66% | 41.59% | 39.22% | 39.99%
| 90% | 43.17% | 42.66% | 41.59% | 39.22% | 39.98%
| 90.01% | 43.17% | 42.66% | 41.59% | 39.22% | 39.98%
| 90.01% | 43.17% | 42.66% | 41.59% | 39.22% | 39.98%
| 90.02% | 43.17% | 42.66% | 41.59% | 39.21% | 39.98%
| 90.02% | 43.17% | 42.66% | 41.59% | 39.21% | 39.97%
| 90.03% | 43.17% | 42.66% | 41.59% | 39.21% | 39.97%
| 90.03% | 43.17% | 42.66% | 41.58% | 39.21% | 39.97%
| 90.04% | 43.17% | 42.66% | 41.58% | 39.21% | 39.97%
| 90.05% | 43.17% | 42.65% | 41.58% | 39.21% | 39.97%
| 90.05% | 43.17% | 42.65% | 41.58% | 39.21% | 39.96%
| 90.06% | 43.16% | 42.65% | 41.58% | 39.2% | 39.96%
| 90.06% | 43.16% | 42.65% | 41.58% | 39.2% | 39.96%
| 90.07% | 43.16% | 42.65% | 41.58% | 39.2% | 39.96%
| 90.07% | 43.16% | 42.65% | 41.58% | 39.2% | 39.96%
| 90.08% | 43.16% | 42.65% | 41.58% | 39.2% | 39.96%
| 90.09% | 43.16% | 42.64% | 41.58% | 39.2% | 39.96%
| 90.09% | 43.16% | 42.64% | 41.58% | 39.2% | 39.95%
| 90.1% | 43.16% | 42.64% | 41.57% | 39.2% | 39.95%
| 90.1% | 43.16% | 42.64% | 41.57% | 39.19% | 39.95%
| 90.11% | 43.15% | 42.64% | 41.57% | 39.19% | 39.95%
| 90.11% | 43.15% | 42.63% | 41.57% | 39.18% | 39.95%
| 90.12% | 43.15% | 42.63% | 41.57% | 39.18% | 39.95%
| 90.13% | 43.15% | 42.63% | 41.57% | 39.18% | 39.95%
| 90.13% | 43.15% | 42.63% | 41.57% | 39.18% | 39.95%
| 90.14% | 43.15% | 42.63% | 41.57% | 39.18% | 39.95%
| 90.14% | 43.14% | 42.63% | 41.57% | 39.18% | 39.95%
| 90.15% | 43.14% | 42.63% | 41.57% | 39.18% | 39.94%
| 90.15% | 43.14% | 42.63% | 41.57% | 39.18% | 39.94%
| 90.16% | 43.14% | 42.63% | 41.56% | 39.17% | 39.94%
| 90.17% | 43.14% | 42.63% | 41.56% | 39.17% | 39.94%
| 90.17% | 43.14% | 42.62% | 41.56% | 39.17% | 39.94%
| 90.18% | 43.14% | 42.62% | 41.56% | 39.17% | 39.94%
| 90.18% | 43.14% | 42.62% | 41.56% | 39.17% | 39.94%
| 90.19% | 43.14% | 42.62% | 41.56% | 39.17% | 39.93%
| 90.19% | 43.14% | 42.62% | 41.56% | 39.17% | 39.93%
| 90.2% | 43.14% | 42.61% | 41.56% | 39.17% | 39.93%
| 90.21% | 43.13% | 42.61% | 41.55% | 39.17% | 39.93%
| 90.21% | 43.13% | 42.61% | 41.55% | 39.16% | 39.93%
| 90.22% | 43.13% | 42.61% | 41.55% | 39.16% | 39.93%
| 90.22% | 43.13% | 42.61% | 41.55% | 39.16% | 39.93%
| 90.23% | 43.13% | 42.61% | 41.55% | 39.16% | 39.93%
| 90.23% | 43.13% | 42.61% | 41.55% | 39.16% | 39.93%
| 90.24% | 43.13% | 42.6% | 41.54% | 39.15% | 39.93%
| 90.25% | 43.13% | 42.6% | 41.54% | 39.15% | 39.93%
| 90.25% | 43.13% | 42.6% | 41.54% | 39.15% | 39.93%
| 90.26% | 43.12% | 42.6% | 41.54% | 39.15% | 39.93%
| 90.26% | 43.12% | 42.6% | 41.54% | 39.15% | 39.92%
| 90.27% | 43.12% | 42.59% | 41.53% | 39.15% | 39.92%
| 90.27% | 43.12% | 42.59% | 41.53% | 39.15% | 39.92%
| 90.28% | 43.12% | 42.59% | 41.53% | 39.15% | 39.92%
| 90.29% | 43.12% | 42.59% | 41.52% | 39.15% | 39.92%
| 90.29% | 43.11% | 42.59% | 41.52% | 39.15% | 39.91%
| 90.3% | 43.11% | 42.59% | 41.52% | 39.14% | 39.91%
| 90.3% | 43.11% | 42.59% | 41.52% | 39.14% | 39.91%
| 90.31% | 43.11% | 42.59% | 41.52% | 39.14% | 39.91%
| 90.31% | 43.11% | 42.59% | 41.52% | 39.14% | 39.91%
| 90.32% | 43.11% | 42.59% | 41.52% | 39.14% | 39.9%
| 90.33% | 43.11% | 42.58% | 41.51% | 39.14% | 39.9%
| 90.33% | 43.11% | 42.58% | 41.51% | 39.14% | 39.9%
| 90.34% | 43.1% | 42.58% | 41.51% | 39.13% | 39.9%
| 90.34% | 43.1% | 42.58% | 41.51% | 39.13% | 39.9%
| 90.35% | 43.1% | 42.58% | 41.51% | 39.13% | 39.9%
| 90.35% | 43.1% | 42.58% | 41.51% | 39.13% | 39.89%
| 90.36% | 43.1% | 42.58% | 41.51% | 39.13% | 39.89%
| 90.37% | 43.1% | 42.58% | 41.51% | 39.13% | 39.89%
| 90.37% | 43.08% | 42.58% | 41.51% | 39.13% | 39.89%
| 90.38% | 43.08% | 42.57% | 41.51% | 39.12% | 39.89%
| 90.38% | 43.08% | 42.57% | 41.51% | 39.12% | 39.89%
| 90.39% | 43.08% | 42.57% | 41.5% | 39.12% | 39.89%
| 90.39% | 43.08% | 42.57% | 41.5% | 39.12% | 39.89%
| 90.4% | 43.08% | 42.57% | 41.5% | 39.12% | 39.89%
| 90.41% | 43.08% | 42.56% | 41.5% | 39.11% | 39.89%
| 90.41% | 43.08% | 42.56% | 41.5% | 39.11% | 39.89%
| 90.42% | 43.07% | 42.56% | 41.5% | 39.11% | 39.88%
| 90.42% | 43.07% | 42.56% | 41.5% | 39.11% | 39.88%
| 90.43% | 43.07% | 42.56% | 41.5% | 39.11% | 39.88%
| 90.43% | 43.07% | 42.56% | 41.49% | 39.1% | 39.88%
| 90.44% | 43.07% | 42.56% | 41.49% | 39.1% | 39.87%
| 90.45% | 43.06% | 42.56% | 41.49% | 39.1% | 39.87%
| 90.45% | 43.06% | 42.56% | 41.49% | 39.1% | 39.87%
| 90.46% | 43.06% | 42.55% | 41.49% | 39.1% | 39.87%
| 90.46% | 43.06% | 42.55% | 41.49% | 39.1% | 39.87%
| 90.47% | 43.06% | 42.55% | 41.49% | 39.09% | 39.87%
| 90.47% | 43.06% | 42.55% | 41.49% | 39.09% | 39.87%
| 90.48% | 43.06% | 42.55% | 41.49% | 39.09% | 39.86%
| 90.49% | 43.05% | 42.54% | 41.49% | 39.09% | 39.86%
| 90.49% | 43.05% | 42.54% | 41.48% | 39.09% | 39.86%
| 90.5% | 43.05% | 42.54% | 41.48% | 39.09% | 39.86%
| 90.5% | 43.05% | 42.54% | 41.48% | 39.09% | 39.86%
| 90.51% | 43.05% | 42.53% | 41.48% | 39.09% | 39.86%
| 90.51% | 43.05% | 42.53% | 41.48% | 39.09% | 39.86%
| 90.52% | 43.04% | 42.53% | 41.48% | 39.09% | 39.85%
| 90.53% | 43.04% | 42.53% | 41.48% | 39.09% | 39.85%
| 90.53% | 43.03% | 42.53% | 41.48% | 39.09% | 39.85%
| 90.54% | 43.03% | 42.53% | 41.47% | 39.08% | 39.85%
| 90.54% | 43.03% | 42.53% | 41.47% | 39.08% | 39.85%
| 90.55% | 43.03% | 42.52% | 41.47% | 39.08% | 39.85%
| 90.55% | 43.03% | 42.52% | 41.47% | 39.08% | 39.85%
| 90.56% | 43.03% | 42.52% | 41.47% | 39.08% | 39.85%
| 90.57% | 43.03% | 42.52% | 41.47% | 39.08% | 39.85%
| 90.57% | 43.03% | 42.51% | 41.47% | 39.08% | 39.85%
| 90.58% | 43.03% | 42.51% | 41.47% | 39.08% | 39.84%
| 90.58% | 43.02% | 42.51% | 41.47% | 39.08% | 39.84%
| 90.59% | 43.02% | 42.51% | 41.47% | 39.08% | 39.84%
| 90.59% | 43.02% | 42.51% | 41.47% | 39.08% | 39.84%
| 90.6% | 43.02% | 42.51% | 41.47% | 39.07% | 39.83%
| 90.61% | 43.02% | 42.5% | 41.46% | 39.07% | 39.83%
| 90.61% | 43.02% | 42.49% | 41.46% | 39.07% | 39.83%
| 90.62% | 43.02% | 42.49% | 41.46% | 39.07% | 39.83%
| 90.62% | 43.02% | 42.49% | 41.46% | 39.07% | 39.83%
| 90.63% | 43.02% | 42.49% | 41.45% | 39.07% | 39.83%
| 90.63% | 43.02% | 42.49% | 41.45% | 39.07% | 39.83%
| 90.64% | 43.02% | 42.49% | 41.45% | 39.07% | 39.82%
| 90.64% | 43.02% | 42.49% | 41.45% | 39.07% | 39.82%
| 90.65% | 43.02% | 42.49% | 41.45% | 39.06% | 39.82%
| 90.66% | 43.01% | 42.48% | 41.45% | 39.06% | 39.81%
| 90.66% | 43.01% | 42.48% | 41.45% | 39.06% | 39.81%
| 90.67% | 43.01% | 42.48% | 41.45% | 39.06% | 39.81%
| 90.67% | 43.01% | 42.48% | 41.45% | 39.06% | 39.81%
| 90.68% | 43.01% | 42.48% | 41.45% | 39.06% | 39.81%
| 90.68% | 43.01% | 42.47% | 41.45% | 39.06% | 39.8%
| 90.69% | 43.01% | 42.47% | 41.45% | 39.06% | 39.8%
| 90.7% | 43.01% | 42.46% | 41.45% | 39.06% | 39.8%
| 90.7% | 43.01% | 42.46% | 41.44% | 39.06% | 39.8%
| 90.71% | 43% | 42.46% | 41.44% | 39.05% | 39.8%
| 90.71% | 43% | 42.46% | 41.44% | 39.05% | 39.8%
| 90.72% | 43% | 42.46% | 41.44% | 39.05% | 39.79%
| 90.72% | 43% | 42.46% | 41.44% | 39.05% | 39.79%
| 90.73% | 42.99% | 42.46% | 41.44% | 39.05% | 39.79%
| 90.74% | 42.99% | 42.46% | 41.43% | 39.05% | 39.79%
| 90.74% | 42.99% | 42.45% | 41.43% | 39.04% | 39.79%
| 90.75% | 42.99% | 42.45% | 41.43% | 39.04% | 39.79%
| 90.75% | 42.99% | 42.45% | 41.43% | 39.04% | 39.79%
| 90.76% | 42.98% | 42.45% | 41.43% | 39.04% | 39.78%
| 90.76% | 42.98% | 42.45% | 41.43% | 39.04% | 39.78%
| 90.77% | 42.98% | 42.45% | 41.43% | 39.04% | 39.78%
| 90.78% | 42.98% | 42.45% | 41.43% | 39.04% | 39.78%
| 90.78% | 42.98% | 42.45% | 41.43% | 39.04% | 39.78%
| 90.79% | 42.98% | 42.45% | 41.43% | 39.04% | 39.78%
| 90.79% | 42.97% | 42.45% | 41.42% | 39.04% | 39.78%
| 90.8% | 42.97% | 42.45% | 41.42% | 39.04% | 39.77%
| 90.8% | 42.97% | 42.45% | 41.42% | 39.04% | 39.77%
| 90.81% | 42.97% | 42.45% | 41.42% | 39.03% | 39.77%
| 90.82% | 42.97% | 42.45% | 41.42% | 39.03% | 39.77%
| 90.82% | 42.97% | 42.44% | 41.42% | 39.03% | 39.77%
| 90.83% | 42.97% | 42.44% | 41.42% | 39.03% | 39.77%
| 90.83% | 42.97% | 42.44% | 41.41% | 39.03% | 39.77%
| 90.84% | 42.97% | 42.44% | 41.41% | 39.03% | 39.77%
| 90.84% | 42.97% | 42.44% | 41.41% | 39.02% | 39.77%
| 90.85% | 42.96% | 42.44% | 41.41% | 39.02% | 39.77%
| 90.86% | 42.96% | 42.44% | 41.41% | 39.02% | 39.76%
| 90.86% | 42.96% | 42.44% | 41.41% | 39.02% | 39.76%
| 90.87% | 42.96% | 42.44% | 41.4% | 39.02% | 39.76%
| 90.87% | 42.96% | 42.44% | 41.4% | 39.02% | 39.76%
| 90.88% | 42.96% | 42.44% | 41.4% | 39.02% | 39.76%
| 90.88% | 42.96% | 42.43% | 41.4% | 39.02% | 39.76%
| 90.89% | 42.96% | 42.43% | 41.4% | 39.02% | 39.75%
| 90.9% | 42.95% | 42.43% | 41.4% | 39.02% | 39.75%
| 90.9% | 42.95% | 42.43% | 41.4% | 39.01% | 39.75%
| 90.91% | 42.95% | 42.43% | 41.39% | 39.01% | 39.75%
| 90.91% | 42.95% | 42.43% | 41.39% | 39.01% | 39.75%
| 90.92% | 42.95% | 42.43% | 41.39% | 39.01% | 39.75%
| 90.92% | 42.94% | 42.42% | 41.39% | 39% | 39.75%
| 90.93% | 42.94% | 42.42% | 41.39% | 39% | 39.75%
| 90.94% | 42.94% | 42.42% | 41.39% | 39% | 39.75%
| 90.94% | 42.93% | 42.42% | 41.39% | 39% | 39.75%
| 90.95% | 42.93% | 42.42% | 41.39% | 38.99% | 39.75%
| 90.95% | 42.93% | 42.42% | 41.39% | 38.99% | 39.74%
| 90.96% | 42.92% | 42.42% | 41.39% | 38.99% | 39.74%
| 90.96% | 42.92% | 42.42% | 41.39% | 38.99% | 39.74%
| 90.97% | 42.92% | 42.42% | 41.39% | 38.99% | 39.74%
| 90.98% | 42.92% | 42.41% | 41.39% | 38.99% | 39.74%
| 90.98% | 42.92% | 42.41% | 41.39% | 38.99% | 39.73%
| 90.99% | 42.92% | 42.41% | 41.39% | 38.99% | 39.73%
| 90.99% | 42.92% | 42.41% | 41.39% | 38.99% | 39.73%
| 91% | 42.92% | 42.41% | 41.38% | 38.99% | 39.73%
| 91% | 42.92% | 42.41% | 41.38% | 38.98% | 39.73%
| 91.01% | 42.91% | 42.41% | 41.38% | 38.98% | 39.73%
| 91.02% | 42.91% | 42.4% | 41.38% | 38.98% | 39.73%
| 91.02% | 42.91% | 42.4% | 41.38% | 38.98% | 39.73%
| 91.03% | 42.91% | 42.4% | 41.38% | 38.98% | 39.72%
| 91.03% | 42.91% | 42.4% | 41.38% | 38.98% | 39.72%
| 91.04% | 42.91% | 42.4% | 41.38% | 38.98% | 39.72%
| 91.04% | 42.9% | 42.4% | 41.38% | 38.97% | 39.72%
| 91.05% | 42.9% | 42.4% | 41.38% | 38.97% | 39.72%
| 91.06% | 42.9% | 42.39% | 41.38% | 38.97% | 39.72%
| 91.06% | 42.9% | 42.39% | 41.38% | 38.97% | 39.72%
| 91.07% | 42.89% | 42.39% | 41.38% | 38.97% | 39.71%
| 91.07% | 42.89% | 42.39% | 41.37% | 38.97% | 39.71%
| 91.08% | 42.89% | 42.38% | 41.37% | 38.97% | 39.71%
| 91.08% | 42.89% | 42.38% | 41.37% | 38.96% | 39.71%
| 91.09% | 42.89% | 42.38% | 41.37% | 38.96% | 39.7%
| 91.1% | 42.89% | 42.38% | 41.37% | 38.96% | 39.7%
| 91.1% | 42.89% | 42.37% | 41.37% | 38.96% | 39.7%
| 91.11% | 42.88% | 42.37% | 41.37% | 38.96% | 39.7%
| 91.11% | 42.88% | 42.37% | 41.36% | 38.96% | 39.7%
| 91.12% | 42.88% | 42.37% | 41.36% | 38.96% | 39.7%
| 91.12% | 42.88% | 42.37% | 41.36% | 38.96% | 39.7%
| 91.13% | 42.88% | 42.37% | 41.36% | 38.96% | 39.7%
| 91.14% | 42.88% | 42.37% | 41.36% | 38.96% | 39.69%
| 91.14% | 42.88% | 42.36% | 41.36% | 38.95% | 39.69%
| 91.15% | 42.88% | 42.36% | 41.36% | 38.95% | 39.69%
| 91.15% | 42.88% | 42.36% | 41.36% | 38.95% | 39.69%
| 91.16% | 42.88% | 42.36% | 41.35% | 38.95% | 39.69%
| 91.16% | 42.88% | 42.36% | 41.35% | 38.95% | 39.69%
| 91.17% | 42.87% | 42.36% | 41.35% | 38.95% | 39.69%
| 91.18% | 42.87% | 42.36% | 41.35% | 38.95% | 39.68%
| 91.18% | 42.87% | 42.35% | 41.34% | 38.95% | 39.68%
| 91.19% | 42.87% | 42.35% | 41.34% | 38.94% | 39.68%
| 91.19% | 42.87% | 42.35% | 41.34% | 38.94% | 39.68%
| 91.2% | 42.87% | 42.35% | 41.34% | 38.94% | 39.67%
| 91.2% | 42.86% | 42.35% | 41.34% | 38.94% | 39.67%
| 91.21% | 42.86% | 42.35% | 41.34% | 38.94% | 39.67%
| 91.22% | 42.86% | 42.34% | 41.34% | 38.94% | 39.67%
| 91.22% | 42.86% | 42.34% | 41.34% | 38.94% | 39.67%
| 91.23% | 42.86% | 42.34% | 41.34% | 38.94% | 39.67%
| 91.23% | 42.86% | 42.34% | 41.33% | 38.94% | 39.67%
| 91.24% | 42.86% | 42.34% | 41.33% | 38.94% | 39.67%
| 91.24% | 42.86% | 42.34% | 41.33% | 38.94% | 39.66%
| 91.25% | 42.86% | 42.34% | 41.33% | 38.94% | 39.66%
| 91.26% | 42.85% | 42.34% | 41.32% | 38.93% | 39.66%
| 91.26% | 42.85% | 42.34% | 41.32% | 38.93% | 39.66%
| 91.27% | 42.85% | 42.33% | 41.32% | 38.93% | 39.66%
| 91.27% | 42.85% | 42.33% | 41.32% | 38.93% | 39.66%
| 91.28% | 42.85% | 42.33% | 41.32% | 38.93% | 39.66%
| 91.28% | 42.84% | 42.33% | 41.31% | 38.93% | 39.66%
| 91.29% | 42.84% | 42.33% | 41.31% | 38.93% | 39.66%
| 91.3% | 42.84% | 42.33% | 41.31% | 38.93% | 39.65%
| 91.3% | 42.84% | 42.33% | 41.31% | 38.93% | 39.65%
| 91.31% | 42.83% | 42.33% | 41.3% | 38.93% | 39.65%
| 91.31% | 42.83% | 42.33% | 41.3% | 38.93% | 39.65%
| 91.32% | 42.83% | 42.33% | 41.3% | 38.92% | 39.65%
| 91.32% | 42.83% | 42.32% | 41.3% | 38.92% | 39.64%
| 91.33% | 42.83% | 42.32% | 41.3% | 38.92% | 39.64%
| 91.34% | 42.83% | 42.32% | 41.3% | 38.92% | 39.64%
| 91.34% | 42.83% | 42.32% | 41.3% | 38.92% | 39.64%
| 91.35% | 42.83% | 42.32% | 41.3% | 38.92% | 39.64%
| 91.35% | 42.83% | 42.32% | 41.3% | 38.92% | 39.64%
| 91.36% | 42.83% | 42.32% | 41.3% | 38.92% | 39.64%
| 91.36% | 42.82% | 42.32% | 41.3% | 38.92% | 39.64%
| 91.37% | 42.82% | 42.32% | 41.29% | 38.92% | 39.64%
| 91.38% | 42.82% | 42.32% | 41.29% | 38.91% | 39.64%
| 91.38% | 42.82% | 42.31% | 41.29% | 38.91% | 39.64%
| 91.39% | 42.82% | 42.31% | 41.29% | 38.91% | 39.63%
| 91.39% | 42.81% | 42.31% | 41.29% | 38.91% | 39.63%
| 91.4% | 42.81% | 42.31% | 41.29% | 38.91% | 39.63%
| 91.4% | 42.81% | 42.31% | 41.29% | 38.91% | 39.63%
| 91.41% | 42.81% | 42.31% | 41.29% | 38.9% | 39.62%
| 91.42% | 42.81% | 42.31% | 41.29% | 38.9% | 39.62%
| 91.42% | 42.81% | 42.31% | 41.29% | 38.9% | 39.62%
| 91.43% | 42.81% | 42.31% | 41.29% | 38.9% | 39.61%
| 91.43% | 42.8% | 42.31% | 41.28% | 38.9% | 39.61%
| 91.44% | 42.8% | 42.3% | 41.28% | 38.89% | 39.61%
| 91.44% | 42.8% | 42.3% | 41.28% | 38.89% | 39.61%
| 91.45% | 42.8% | 42.3% | 41.28% | 38.89% | 39.61%
| 91.46% | 42.8% | 42.3% | 41.28% | 38.89% | 39.61%
| 91.46% | 42.8% | 42.29% | 41.28% | 38.89% | 39.61%
| 91.47% | 42.8% | 42.29% | 41.28% | 38.89% | 39.61%
| 91.47% | 42.8% | 42.29% | 41.28% | 38.89% | 39.6%
| 91.48% | 42.8% | 42.29% | 41.28% | 38.89% | 39.6%
| 91.48% | 42.8% | 42.29% | 41.28% | 38.89% | 39.6%
| 91.49% | 42.8% | 42.29% | 41.27% | 38.89% | 39.6%
| 91.5% | 42.8% | 42.29% | 41.27% | 38.88% | 39.6%
| 91.5% | 42.8% | 42.29% | 41.27% | 38.88% | 39.6%
| 91.51% | 42.79% | 42.28% | 41.27% | 38.88% | 39.6%
| 91.51% | 42.79% | 42.28% | 41.27% | 38.88% | 39.59%
| 91.52% | 42.79% | 42.28% | 41.27% | 38.88% | 39.59%
| 91.52% | 42.79% | 42.28% | 41.27% | 38.88% | 39.59%
| 91.53% | 42.79% | 42.28% | 41.27% | 38.88% | 39.59%
| 91.54% | 42.79% | 42.27% | 41.27% | 38.88% | 39.58%
| 91.54% | 42.78% | 42.27% | 41.27% | 38.88% | 39.58%
| 91.55% | 42.78% | 42.27% | 41.27% | 38.88% | 39.58%
| 91.55% | 42.78% | 42.27% | 41.27% | 38.88% | 39.58%
| 91.56% | 42.78% | 42.27% | 41.27% | 38.88% | 39.58%
| 91.56% | 42.78% | 42.27% | 41.27% | 38.88% | 39.58%
| 91.57% | 42.77% | 42.27% | 41.27% | 38.88% | 39.58%
| 91.58% | 42.77% | 42.27% | 41.26% | 38.87% | 39.58%
| 91.58% | 42.77% | 42.26% | 41.26% | 38.86% | 39.58%
| 91.59% | 42.77% | 42.26% | 41.26% | 38.86% | 39.57%
| 91.59% | 42.77% | 42.26% | 41.26% | 38.86% | 39.57%
| 91.6% | 42.77% | 42.26% | 41.26% | 38.86% | 39.57%
| 91.6% | 42.77% | 42.25% | 41.26% | 38.86% | 39.57%
| 91.61% | 42.77% | 42.25% | 41.26% | 38.86% | 39.57%
| 91.62% | 42.77% | 42.25% | 41.25% | 38.86% | 39.57%
| 91.62% | 42.76% | 42.25% | 41.25% | 38.86% | 39.56%
| 91.63% | 42.76% | 42.25% | 41.25% | 38.86% | 39.56%
| 91.63% | 42.76% | 42.25% | 41.25% | 38.86% | 39.56%
| 91.64% | 42.76% | 42.25% | 41.25% | 38.85% | 39.56%
| 91.64% | 42.76% | 42.25% | 41.25% | 38.85% | 39.56%
| 91.65% | 42.76% | 42.24% | 41.25% | 38.85% | 39.56%
| 91.66% | 42.76% | 42.24% | 41.25% | 38.85% | 39.55%
| 91.66% | 42.76% | 42.24% | 41.25% | 38.85% | 39.55%
| 91.67% | 42.76% | 42.24% | 41.24% | 38.85% | 39.55%
| 91.67% | 42.76% | 42.24% | 41.24% | 38.84% | 39.54%
| 91.68% | 42.76% | 42.24% | 41.24% | 38.84% | 39.53%
| 91.68% | 42.75% | 42.24% | 41.24% | 38.84% | 39.53%
| 91.69% | 42.75% | 42.23% | 41.24% | 38.84% | 39.53%
| 91.7% | 42.75% | 42.23% | 41.24% | 38.84% | 39.53%
| 91.7% | 42.75% | 42.23% | 41.24% | 38.84% | 39.53%
| 91.71% | 42.75% | 42.23% | 41.24% | 38.84% | 39.53%
| 91.71% | 42.75% | 42.23% | 41.24% | 38.84% | 39.53%
| 91.72% | 42.75% | 42.23% | 41.23% | 38.84% | 39.53%
| 91.72% | 42.74% | 42.22% | 41.23% | 38.84% | 39.53%
| 91.73% | 42.74% | 42.22% | 41.23% | 38.84% | 39.53%
| 91.74% | 42.74% | 42.22% | 41.23% | 38.84% | 39.52%
| 91.74% | 42.74% | 42.22% | 41.23% | 38.83% | 39.52%
| 91.75% | 42.74% | 42.22% | 41.22% | 38.83% | 39.52%
| 91.75% | 42.74% | 42.22% | 41.22% | 38.83% | 39.52%
| 91.76% | 42.74% | 42.22% | 41.22% | 38.82% | 39.52%
| 91.76% | 42.74% | 42.21% | 41.22% | 38.82% | 39.51%
| 91.77% | 42.74% | 42.21% | 41.22% | 38.82% | 39.51%
| 91.78% | 42.73% | 42.21% | 41.22% | 38.82% | 39.51%
| 91.78% | 42.73% | 42.21% | 41.22% | 38.82% | 39.51%
| 91.79% | 42.73% | 42.21% | 41.22% | 38.81% | 39.51%
| 91.79% | 42.73% | 42.21% | 41.22% | 38.81% | 39.51%
| 91.8% | 42.73% | 42.21% | 41.22% | 38.81% | 39.51%
| 91.8% | 42.73% | 42.21% | 41.22% | 38.8% | 39.51%
| 91.81% | 42.73% | 42.21% | 41.22% | 38.8% | 39.5%
| 91.82% | 42.72% | 42.21% | 41.21% | 38.8% | 39.5%
| 91.82% | 42.72% | 42.21% | 41.2% | 38.8% | 39.5%
| 91.83% | 42.72% | 42.2% | 41.2% | 38.8% | 39.5%
| 91.83% | 42.72% | 42.2% | 41.2% | 38.8% | 39.5%
| 91.84% | 42.72% | 42.2% | 41.2% | 38.79% | 39.49%
| 91.84% | 42.72% | 42.2% | 41.2% | 38.79% | 39.49%
| 91.85% | 42.72% | 42.2% | 41.2% | 38.79% | 39.49%
| 91.86% | 42.71% | 42.2% | 41.2% | 38.79% | 39.49%
| 91.86% | 42.71% | 42.2% | 41.19% | 38.79% | 39.49%
| 91.87% | 42.71% | 42.19% | 41.19% | 38.79% | 39.49%
| 91.87% | 42.71% | 42.19% | 41.19% | 38.79% | 39.49%
| 91.88% | 42.71% | 42.19% | 41.19% | 38.78% | 39.49%
| 91.88% | 42.71% | 42.19% | 41.18% | 38.78% | 39.49%
| 91.89% | 42.71% | 42.19% | 41.18% | 38.78% | 39.49%
| 91.89% | 42.7% | 42.19% | 41.18% | 38.78% | 39.49%
| 91.9% | 42.7% | 42.18% | 41.18% | 38.77% | 39.48%
| 91.91% | 42.7% | 42.18% | 41.18% | 38.77% | 39.48%
| 91.91% | 42.7% | 42.18% | 41.18% | 38.77% | 39.48%
| 91.92% | 42.7% | 42.18% | 41.18% | 38.77% | 39.48%
| 91.92% | 42.69% | 42.18% | 41.18% | 38.77% | 39.48%
| 91.93% | 42.69% | 42.17% | 41.18% | 38.77% | 39.47%
| 91.93% | 42.69% | 42.17% | 41.18% | 38.77% | 39.47%
| 91.94% | 42.68% | 42.17% | 41.18% | 38.77% | 39.47%
| 91.95% | 42.68% | 42.17% | 41.18% | 38.77% | 39.47%
| 91.95% | 42.68% | 42.17% | 41.17% | 38.77% | 39.47%
| 91.96% | 42.68% | 42.17% | 41.17% | 38.77% | 39.47%
| 91.96% | 42.68% | 42.17% | 41.17% | 38.76% | 39.46%
| 91.97% | 42.68% | 42.17% | 41.17% | 38.76% | 39.46%
| 91.97% | 42.67% | 42.17% | 41.17% | 38.76% | 39.46%
| 91.98% | 42.67% | 42.16% | 41.17% | 38.76% | 39.46%
| 91.99% | 42.67% | 42.16% | 41.16% | 38.76% | 39.46%
| 91.99% | 42.67% | 42.16% | 41.16% | 38.76% | 39.46%
| 92% | 42.67% | 42.16% | 41.16% | 38.76% | 39.46%
| 92% | 42.67% | 42.16% | 41.16% | 38.75% | 39.46%
| 92.01% | 42.67% | 42.15% | 41.16% | 38.75% | 39.46%
| 92.01% | 42.67% | 42.15% | 41.16% | 38.75% | 39.46%
| 92.02% | 42.66% | 42.15% | 41.16% | 38.75% | 39.46%
| 92.03% | 42.66% | 42.15% | 41.16% | 38.75% | 39.45%
| 92.03% | 42.66% | 42.15% | 41.16% | 38.75% | 39.45%
| 92.04% | 42.66% | 42.15% | 41.16% | 38.75% | 39.45%
| 92.04% | 42.66% | 42.15% | 41.14% | 38.75% | 39.45%
| 92.05% | 42.65% | 42.15% | 41.14% | 38.75% | 39.45%
| 92.05% | 42.65% | 42.15% | 41.14% | 38.75% | 39.45%
| 92.06% | 42.65% | 42.14% | 41.14% | 38.74% | 39.44%
| 92.07% | 42.65% | 42.14% | 41.14% | 38.74% | 39.44%
| 92.07% | 42.65% | 42.14% | 41.14% | 38.73% | 39.43%
| 92.08% | 42.65% | 42.14% | 41.14% | 38.73% | 39.43%
| 92.08% | 42.65% | 42.14% | 41.14% | 38.73% | 39.43%
| 92.09% | 42.64% | 42.13% | 41.14% | 38.73% | 39.43%
| 92.09% | 42.64% | 42.13% | 41.13% | 38.73% | 39.42%
| 92.1% | 42.64% | 42.13% | 41.13% | 38.73% | 39.42%
| 92.11% | 42.64% | 42.13% | 41.13% | 38.73% | 39.42%
| 92.11% | 42.63% | 42.13% | 41.13% | 38.73% | 39.42%
| 92.12% | 42.63% | 42.12% | 41.13% | 38.73% | 39.42%
| 92.12% | 42.63% | 42.12% | 41.12% | 38.73% | 39.42%
| 92.13% | 42.63% | 42.12% | 41.12% | 38.73% | 39.42%
| 92.13% | 42.63% | 42.12% | 41.12% | 38.73% | 39.41%
| 92.14% | 42.63% | 42.12% | 41.12% | 38.73% | 39.41%
| 92.15% | 42.63% | 42.12% | 41.12% | 38.73% | 39.41%
| 92.15% | 42.63% | 42.11% | 41.12% | 38.72% | 39.41%
| 92.16% | 42.63% | 42.11% | 41.12% | 38.72% | 39.4%
| 92.16% | 42.63% | 42.11% | 41.11% | 38.72% | 39.4%
| 92.17% | 42.62% | 42.11% | 41.11% | 38.72% | 39.4%
| 92.17% | 42.62% | 42.11% | 41.11% | 38.72% | 39.4%
| 92.18% | 42.62% | 42.11% | 41.11% | 38.72% | 39.4%
| 92.19% | 42.62% | 42.11% | 41.11% | 38.72% | 39.4%
| 92.19% | 42.61% | 42.11% | 41.11% | 38.72% | 39.39%
| 92.2% | 42.61% | 42.1% | 41.1% | 38.71% | 39.39%
| 92.2% | 42.61% | 42.1% | 41.1% | 38.71% | 39.39%
| 92.21% | 42.61% | 42.1% | 41.1% | 38.71% | 39.38%
| 92.21% | 42.61% | 42.1% | 41.1% | 38.71% | 39.38%
| 92.22% | 42.61% | 42.1% | 41.1% | 38.7% | 39.38%
| 92.23% | 42.61% | 42.1% | 41.1% | 38.7% | 39.38%
| 92.23% | 42.61% | 42.1% | 41.1% | 38.7% | 39.37%
| 92.24% | 42.61% | 42.09% | 41.1% | 38.69% | 39.37%
| 92.24% | 42.6% | 42.09% | 41.1% | 38.69% | 39.37%
| 92.25% | 42.6% | 42.09% | 41.1% | 38.69% | 39.36%
| 92.25% | 42.6% | 42.09% | 41.1% | 38.69% | 39.36%
| 92.26% | 42.6% | 42.09% | 41.09% | 38.69% | 39.36%
| 92.27% | 42.6% | 42.09% | 41.09% | 38.69% | 39.35%
| 92.27% | 42.6% | 42.09% | 41.09% | 38.69% | 39.35%
| 92.28% | 42.6% | 42.09% | 41.09% | 38.68% | 39.35%
| 92.28% | 42.59% | 42.09% | 41.09% | 38.68% | 39.35%
| 92.29% | 42.59% | 42.08% | 41.09% | 38.68% | 39.35%
| 92.29% | 42.59% | 42.08% | 41.09% | 38.68% | 39.35%
| 92.3% | 42.59% | 42.08% | 41.09% | 38.68% | 39.34%
| 92.31% | 42.59% | 42.08% | 41.09% | 38.68% | 39.34%
| 92.31% | 42.59% | 42.07% | 41.08% | 38.68% | 39.34%
| 92.32% | 42.59% | 42.07% | 41.08% | 38.68% | 39.34%
| 92.32% | 42.59% | 42.07% | 41.08% | 38.68% | 39.34%
| 92.33% | 42.58% | 42.07% | 41.08% | 38.67% | 39.34%
| 92.33% | 42.58% | 42.07% | 41.07% | 38.67% | 39.34%
| 92.34% | 42.58% | 42.06% | 41.07% | 38.67% | 39.34%
| 92.35% | 42.58% | 42.06% | 41.07% | 38.67% | 39.34%
| 92.35% | 42.58% | 42.06% | 41.07% | 38.67% | 39.34%
| 92.36% | 42.57% | 42.06% | 41.07% | 38.67% | 39.33%
| 92.36% | 42.57% | 42.06% | 41.07% | 38.67% | 39.33%
| 92.37% | 42.57% | 42.05% | 41.07% | 38.66% | 39.32%
| 92.37% | 42.57% | 42.05% | 41.07% | 38.66% | 39.32%
| 92.38% | 42.57% | 42.05% | 41.07% | 38.66% | 39.32%
| 92.39% | 42.57% | 42.05% | 41.07% | 38.66% | 39.32%
| 92.39% | 42.57% | 42.05% | 41.06% | 38.66% | 39.32%
| 92.4% | 42.57% | 42.04% | 41.06% | 38.66% | 39.32%
| 92.4% | 42.57% | 42.04% | 41.06% | 38.66% | 39.32%
| 92.41% | 42.57% | 42.04% | 41.06% | 38.66% | 39.32%
| 92.41% | 42.56% | 42.04% | 41.06% | 38.66% | 39.32%
| 92.42% | 42.56% | 42.04% | 41.06% | 38.66% | 39.31%
| 92.43% | 42.56% | 42.04% | 41.06% | 38.66% | 39.31%
| 92.43% | 42.56% | 42.04% | 41.05% | 38.65% | 39.31%
| 92.44% | 42.56% | 42.04% | 41.05% | 38.65% | 39.31%
| 92.44% | 42.55% | 42.04% | 41.05% | 38.65% | 39.31%
| 92.45% | 42.55% | 42.03% | 41.05% | 38.65% | 39.3%
| 92.45% | 42.55% | 42.03% | 41.05% | 38.65% | 39.3%
| 92.46% | 42.55% | 42.03% | 41.05% | 38.65% | 39.3%
| 92.47% | 42.55% | 42.03% | 41.05% | 38.64% | 39.3%
| 92.47% | 42.54% | 42.03% | 41.05% | 38.64% | 39.3%
| 92.48% | 42.54% | 42.02% | 41.05% | 38.64% | 39.3%
| 92.48% | 42.54% | 42.02% | 41.05% | 38.64% | 39.3%
| 92.49% | 42.54% | 42.02% | 41.05% | 38.64% | 39.3%
| 92.49% | 42.53% | 42.02% | 41.05% | 38.64% | 39.29%
| 92.5% | 42.53% | 42.02% | 41.05% | 38.63% | 39.29%
| 92.51% | 42.53% | 42.02% | 41.05% | 38.63% | 39.29%
| 92.51% | 42.53% | 42.02% | 41.05% | 38.63% | 39.29%
| 92.52% | 42.53% | 42.02% | 41.04% | 38.63% | 39.29%
| 92.52% | 42.53% | 42.01% | 41.04% | 38.63% | 39.29%
| 92.53% | 42.52% | 42.01% | 41.04% | 38.63% | 39.28%
| 92.53% | 42.52% | 42.01% | 41.04% | 38.63% | 39.28%
| 92.54% | 42.52% | 42.01% | 41.04% | 38.63% | 39.28%
| 92.55% | 42.52% | 42.01% | 41.03% | 38.63% | 39.28%
| 92.55% | 42.52% | 42.01% | 41.03% | 38.63% | 39.28%
| 92.56% | 42.52% | 42% | 41.03% | 38.62% | 39.27%
| 92.56% | 42.52% | 42% | 41.03% | 38.62% | 39.27%
| 92.57% | 42.52% | 42% | 41.03% | 38.62% | 39.27%
| 92.57% | 42.52% | 42% | 41.03% | 38.62% | 39.27%
| 92.58% | 42.52% | 42% | 41.03% | 38.62% | 39.27%
| 92.59% | 42.52% | 42% | 41.03% | 38.62% | 39.26%
| 92.59% | 42.52% | 42% | 41.03% | 38.62% | 39.26%
| 92.6% | 42.51% | 42% | 41.02% | 38.62% | 39.26%
| 92.6% | 42.51% | 42% | 41.02% | 38.61% | 39.26%
| 92.61% | 42.51% | 42% | 41.02% | 38.61% | 39.26%
| 92.61% | 42.51% | 41.99% | 41.02% | 38.61% | 39.25%
| 92.62% | 42.51% | 41.99% | 41.02% | 38.61% | 39.25%
| 92.63% | 42.51% | 41.99% | 41.02% | 38.61% | 39.25%
| 92.63% | 42.5% | 41.98% | 41.02% | 38.61% | 39.25%
| 92.64% | 42.5% | 41.98% | 41.02% | 38.61% | 39.25%
| 92.64% | 42.5% | 41.98% | 41.01% | 38.61% | 39.25%
| 92.65% | 42.5% | 41.98% | 41.01% | 38.61% | 39.25%
| 92.65% | 42.5% | 41.98% | 41.01% | 38.61% | 39.25%
| 92.66% | 42.5% | 41.98% | 41.01% | 38.6% | 39.25%
| 92.67% | 42.5% | 41.97% | 41.01% | 38.6% | 39.25%
| 92.67% | 42.5% | 41.97% | 41.01% | 38.6% | 39.24%
| 92.68% | 42.49% | 41.97% | 41.01% | 38.6% | 39.24%
| 92.68% | 42.49% | 41.97% | 41.01% | 38.6% | 39.24%
| 92.69% | 42.49% | 41.96% | 41% | 38.6% | 39.24%
| 92.69% | 42.49% | 41.96% | 41% | 38.6% | 39.24%
| 92.7% | 42.49% | 41.96% | 41% | 38.59% | 39.24%
| 92.71% | 42.48% | 41.96% | 41% | 38.59% | 39.24%
| 92.71% | 42.48% | 41.96% | 40.99% | 38.59% | 39.24%
| 92.72% | 42.48% | 41.96% | 40.99% | 38.59% | 39.23%
| 92.72% | 42.48% | 41.95% | 40.99% | 38.59% | 39.23%
| 92.73% | 42.48% | 41.95% | 40.99% | 38.59% | 39.23%
| 92.73% | 42.48% | 41.95% | 40.99% | 38.59% | 39.23%
| 92.74% | 42.48% | 41.95% | 40.99% | 38.58% | 39.22%
| 92.75% | 42.47% | 41.95% | 40.99% | 38.58% | 39.22%
| 92.75% | 42.46% | 41.95% | 40.99% | 38.58% | 39.22%
| 92.76% | 42.46% | 41.94% | 40.99% | 38.58% | 39.22%
| 92.76% | 42.46% | 41.94% | 40.99% | 38.58% | 39.22%
| 92.77% | 42.46% | 41.94% | 40.99% | 38.57% | 39.22%
| 92.77% | 42.46% | 41.94% | 40.99% | 38.57% | 39.22%
| 92.78% | 42.46% | 41.94% | 40.99% | 38.57% | 39.22%
| 92.79% | 42.46% | 41.94% | 40.99% | 38.57% | 39.22%
| 92.79% | 42.46% | 41.93% | 40.98% | 38.57% | 39.21%
| 92.8% | 42.46% | 41.93% | 40.98% | 38.57% | 39.21%
| 92.8% | 42.46% | 41.93% | 40.98% | 38.57% | 39.21%
| 92.81% | 42.46% | 41.93% | 40.98% | 38.56% | 39.21%
| 92.81% | 42.45% | 41.93% | 40.98% | 38.56% | 39.21%
| 92.82% | 42.45% | 41.93% | 40.98% | 38.56% | 39.21%
| 92.83% | 42.45% | 41.93% | 40.97% | 38.56% | 39.21%
| 92.83% | 42.45% | 41.92% | 40.97% | 38.56% | 39.21%
| 92.84% | 42.45% | 41.92% | 40.97% | 38.56% | 39.2%
| 92.84% | 42.45% | 41.92% | 40.97% | 38.56% | 39.2%
| 92.85% | 42.45% | 41.92% | 40.97% | 38.55% | 39.2%
| 92.85% | 42.44% | 41.92% | 40.97% | 38.55% | 39.2%
| 92.86% | 42.44% | 41.92% | 40.97% | 38.55% | 39.2%
| 92.87% | 42.44% | 41.92% | 40.97% | 38.55% | 39.19%
| 92.87% | 42.44% | 41.92% | 40.97% | 38.55% | 39.19%
| 92.88% | 42.44% | 41.91% | 40.97% | 38.55% | 39.19%
| 92.88% | 42.44% | 41.91% | 40.97% | 38.55% | 39.19%
| 92.89% | 42.44% | 41.91% | 40.97% | 38.55% | 39.19%
| 92.89% | 42.44% | 41.91% | 40.97% | 38.54% | 39.19%
| 92.9% | 42.44% | 41.91% | 40.96% | 38.54% | 39.19%
| 92.91% | 42.43% | 41.91% | 40.96% | 38.54% | 39.19%
| 92.91% | 42.43% | 41.9% | 40.96% | 38.54% | 39.18%
| 92.92% | 42.43% | 41.9% | 40.96% | 38.54% | 39.18%
| 92.92% | 42.43% | 41.9% | 40.96% | 38.53% | 39.18%
| 92.93% | 42.43% | 41.9% | 40.95% | 38.53% | 39.17%
| 92.93% | 42.42% | 41.9% | 40.95% | 38.53% | 39.17%
| 92.94% | 42.42% | 41.9% | 40.95% | 38.53% | 39.17%
| 92.95% | 42.42% | 41.9% | 40.95% | 38.53% | 39.17%
| 92.95% | 42.42% | 41.89% | 40.95% | 38.53% | 39.17%
| 92.96% | 42.42% | 41.89% | 40.95% | 38.53% | 39.17%
| 92.96% | 42.42% | 41.89% | 40.94% | 38.53% | 39.17%
| 92.97% | 42.41% | 41.89% | 40.94% | 38.52% | 39.16%
| 92.97% | 42.41% | 41.89% | 40.94% | 38.52% | 39.16%
| 92.98% | 42.41% | 41.89% | 40.94% | 38.52% | 39.16%
| 92.99% | 42.41% | 41.88% | 40.94% | 38.52% | 39.16%
| 92.99% | 42.41% | 41.88% | 40.93% | 38.52% | 39.16%
| 93% | 42.41% | 41.88% | 40.93% | 38.52% | 39.16%
| 93% | 42.41% | 41.88% | 40.93% | 38.52% | 39.16%
| 93.01% | 42.41% | 41.88% | 40.93% | 38.52% | 39.16%
| 93.01% | 42.4% | 41.88% | 40.93% | 38.52% | 39.16%
| 93.02% | 42.4% | 41.88% | 40.93% | 38.51% | 39.16%
| 93.03% | 42.4% | 41.87% | 40.93% | 38.51% | 39.16%
| 93.03% | 42.4% | 41.87% | 40.93% | 38.51% | 39.15%
| 93.04% | 42.4% | 41.87% | 40.93% | 38.51% | 39.15%
| 93.04% | 42.4% | 41.87% | 40.93% | 38.51% | 39.15%
| 93.05% | 42.4% | 41.87% | 40.93% | 38.51% | 39.15%
| 93.05% | 42.4% | 41.87% | 40.93% | 38.51% | 39.15%
| 93.06% | 42.4% | 41.87% | 40.93% | 38.51% | 39.14%
| 93.07% | 42.4% | 41.87% | 40.92% | 38.5% | 39.14%
| 93.07% | 42.4% | 41.87% | 40.92% | 38.5% | 39.14%
| 93.08% | 42.4% | 41.87% | 40.92% | 38.5% | 39.14%
| 93.08% | 42.4% | 41.87% | 40.92% | 38.5% | 39.14%
| 93.09% | 42.39% | 41.87% | 40.92% | 38.5% | 39.14%
| 93.09% | 42.39% | 41.87% | 40.92% | 38.5% | 39.14%
| 93.1% | 42.39% | 41.87% | 40.91% | 38.5% | 39.13%
| 93.11% | 42.38% | 41.86% | 40.91% | 38.49% | 39.13%
| 93.11% | 42.38% | 41.86% | 40.91% | 38.49% | 39.13%
| 93.12% | 42.38% | 41.86% | 40.91% | 38.49% | 39.13%
| 93.12% | 42.38% | 41.86% | 40.91% | 38.49% | 39.13%
| 93.13% | 42.38% | 41.86% | 40.91% | 38.49% | 39.13%
| 93.13% | 42.38% | 41.86% | 40.91% | 38.49% | 39.13%
| 93.14% | 42.38% | 41.86% | 40.9% | 38.49% | 39.13%
| 93.14% | 42.38% | 41.85% | 40.9% | 38.49% | 39.13%
| 93.15% | 42.38% | 41.85% | 40.9% | 38.49% | 39.13%
| 93.16% | 42.37% | 41.85% | 40.9% | 38.49% | 39.12%
| 93.16% | 42.37% | 41.85% | 40.9% | 38.49% | 39.12%
| 93.17% | 42.37% | 41.85% | 40.9% | 38.48% | 39.11%
| 93.17% | 42.37% | 41.84% | 40.9% | 38.48% | 39.11%
| 93.18% | 42.37% | 41.84% | 40.89% | 38.47% | 39.11%
| 93.18% | 42.37% | 41.84% | 40.89% | 38.47% | 39.11%
| 93.19% | 42.36% | 41.84% | 40.89% | 38.47% | 39.11%
| 93.2% | 42.36% | 41.84% | 40.89% | 38.47% | 39.1%
| 93.2% | 42.36% | 41.84% | 40.89% | 38.47% | 39.1%
| 93.21% | 42.36% | 41.83% | 40.89% | 38.47% | 39.1%
| 93.21% | 42.36% | 41.83% | 40.89% | 38.47% | 39.1%
| 93.22% | 42.36% | 41.83% | 40.89% | 38.46% | 39.1%
| 93.22% | 42.36% | 41.83% | 40.89% | 38.46% | 39.09%
| 93.23% | 42.36% | 41.83% | 40.89% | 38.46% | 39.09%
| 93.24% | 42.35% | 41.83% | 40.89% | 38.46% | 39.09%
| 93.24% | 42.35% | 41.83% | 40.89% | 38.45% | 39.09%
| 93.25% | 42.35% | 41.83% | 40.89% | 38.45% | 39.09%
| 93.25% | 42.35% | 41.83% | 40.89% | 38.45% | 39.09%
| 93.26% | 42.35% | 41.83% | 40.89% | 38.45% | 39.08%
| 93.26% | 42.35% | 41.82% | 40.89% | 38.45% | 39.08%
| 93.27% | 42.35% | 41.82% | 40.89% | 38.44% | 39.08%
| 93.28% | 42.35% | 41.82% | 40.88% | 38.44% | 39.08%
| 93.28% | 42.35% | 41.82% | 40.88% | 38.44% | 39.08%
| 93.29% | 42.35% | 41.82% | 40.88% | 38.44% | 39.08%
| 93.29% | 42.34% | 41.82% | 40.88% | 38.44% | 39.08%
| 93.3% | 42.34% | 41.82% | 40.87% | 38.44% | 39.08%
| 93.3% | 42.34% | 41.81% | 40.87% | 38.44% | 39.07%
| 93.31% | 42.34% | 41.81% | 40.87% | 38.43% | 39.07%
| 93.32% | 42.34% | 41.81% | 40.87% | 38.43% | 39.07%
| 93.32% | 42.34% | 41.81% | 40.87% | 38.43% | 39.07%
| 93.33% | 42.34% | 41.81% | 40.87% | 38.43% | 39.07%
| 93.33% | 42.33% | 41.81% | 40.87% | 38.43% | 39.07%
| 93.34% | 42.33% | 41.81% | 40.87% | 38.43% | 39.06%
| 93.34% | 42.32% | 41.8% | 40.87% | 38.43% | 39.06%
| 93.35% | 42.32% | 41.8% | 40.87% | 38.42% | 39.06%
| 93.36% | 42.31% | 41.8% | 40.86% | 38.42% | 39.06%
| 93.36% | 42.31% | 41.8% | 40.86% | 38.42% | 39.06%
| 93.37% | 42.31% | 41.8% | 40.86% | 38.42% | 39.06%
| 93.37% | 42.31% | 41.79% | 40.86% | 38.41% | 39.06%
| 93.38% | 42.31% | 41.79% | 40.86% | 38.41% | 39.05%
| 93.38% | 42.31% | 41.79% | 40.86% | 38.41% | 39.05%
| 93.39% | 42.31% | 41.79% | 40.86% | 38.41% | 39.05%
| 93.4% | 42.31% | 41.79% | 40.86% | 38.41% | 39.05%
| 93.4% | 42.31% | 41.79% | 40.86% | 38.41% | 39.05%
| 93.41% | 42.31% | 41.78% | 40.86% | 38.41% | 39.05%
| 93.41% | 42.3% | 41.78% | 40.86% | 38.4% | 39.04%
| 93.42% | 42.3% | 41.78% | 40.85% | 38.4% | 39.04%
| 93.42% | 42.3% | 41.78% | 40.85% | 38.4% | 39.04%
| 93.43% | 42.3% | 41.78% | 40.85% | 38.4% | 39.03%
| 93.44% | 42.3% | 41.78% | 40.85% | 38.4% | 39.03%
| 93.44% | 42.3% | 41.78% | 40.85% | 38.4% | 39.03%
| 93.45% | 42.3% | 41.77% | 40.85% | 38.39% | 39.03%
| 93.45% | 42.3% | 41.77% | 40.85% | 38.39% | 39.03%
| 93.46% | 42.3% | 41.77% | 40.85% | 38.39% | 39.03%
| 93.46% | 42.29% | 41.77% | 40.85% | 38.39% | 39.03%
| 93.47% | 42.29% | 41.77% | 40.85% | 38.39% | 39.02%
| 93.48% | 42.29% | 41.77% | 40.85% | 38.39% | 39.02%
| 93.48% | 42.29% | 41.77% | 40.84% | 38.39% | 39.02%
| 93.49% | 42.29% | 41.77% | 40.84% | 38.39% | 39.02%
| 93.49% | 42.29% | 41.76% | 40.84% | 38.38% | 39.01%
| 93.5% | 42.28% | 41.76% | 40.84% | 38.38% | 39.01%
| 93.5% | 42.28% | 41.76% | 40.84% | 38.38% | 39.01%
| 93.51% | 42.28% | 41.76% | 40.84% | 38.38% | 39.01%
| 93.52% | 42.28% | 41.76% | 40.84% | 38.38% | 39%
| 93.52% | 42.28% | 41.76% | 40.84% | 38.38% | 39%
| 93.53% | 42.28% | 41.76% | 40.84% | 38.37% | 39%
| 93.53% | 42.28% | 41.76% | 40.84% | 38.37% | 39%
| 93.54% | 42.28% | 41.75% | 40.84% | 38.37% | 38.99%
| 93.54% | 42.28% | 41.75% | 40.84% | 38.37% | 38.99%
| 93.55% | 42.28% | 41.75% | 40.84% | 38.36% | 38.99%
| 93.56% | 42.28% | 41.75% | 40.83% | 38.36% | 38.99%
| 93.56% | 42.28% | 41.75% | 40.83% | 38.36% | 38.99%
| 93.57% | 42.27% | 41.74% | 40.83% | 38.36% | 38.99%
| 93.57% | 42.27% | 41.74% | 40.83% | 38.36% | 38.99%
| 93.58% | 42.27% | 41.74% | 40.83% | 38.36% | 38.99%
| 93.58% | 42.27% | 41.74% | 40.83% | 38.36% | 38.98%
| 93.59% | 42.27% | 41.74% | 40.83% | 38.36% | 38.98%
| 93.6% | 42.27% | 41.74% | 40.82% | 38.36% | 38.98%
| 93.6% | 42.27% | 41.74% | 40.82% | 38.35% | 38.98%
| 93.61% | 42.27% | 41.73% | 40.82% | 38.35% | 38.98%
| 93.61% | 42.27% | 41.73% | 40.82% | 38.35% | 38.98%
| 93.62% | 42.27% | 41.73% | 40.81% | 38.35% | 38.98%
| 93.62% | 42.26% | 41.73% | 40.81% | 38.35% | 38.98%
| 93.63% | 42.26% | 41.72% | 40.81% | 38.34% | 38.98%
| 93.64% | 42.26% | 41.72% | 40.81% | 38.34% | 38.98%
| 93.64% | 42.26% | 41.72% | 40.81% | 38.34% | 38.98%
| 93.65% | 42.26% | 41.72% | 40.81% | 38.34% | 38.97%
| 93.65% | 42.26% | 41.72% | 40.81% | 38.34% | 38.97%
| 93.66% | 42.26% | 41.72% | 40.81% | 38.33% | 38.97%
| 93.66% | 42.26% | 41.72% | 40.81% | 38.33% | 38.97%
| 93.67% | 42.26% | 41.72% | 40.8% | 38.33% | 38.97%
| 93.68% | 42.26% | 41.72% | 40.8% | 38.33% | 38.96%
| 93.68% | 42.26% | 41.72% | 40.8% | 38.33% | 38.96%
| 93.69% | 42.26% | 41.72% | 40.79% | 38.33% | 38.96%
| 93.69% | 42.25% | 41.71% | 40.79% | 38.33% | 38.96%
| 93.7% | 42.25% | 41.71% | 40.79% | 38.33% | 38.96%
| 93.7% | 42.25% | 41.71% | 40.79% | 38.33% | 38.96%
| 93.71% | 42.25% | 41.71% | 40.79% | 38.32% | 38.96%
| 93.72% | 42.25% | 41.71% | 40.79% | 38.32% | 38.96%
| 93.72% | 42.24% | 41.71% | 40.78% | 38.32% | 38.95%
| 93.73% | 42.24% | 41.71% | 40.78% | 38.32% | 38.95%
| 93.73% | 42.24% | 41.71% | 40.78% | 38.32% | 38.95%
| 93.74% | 42.24% | 41.71% | 40.78% | 38.32% | 38.95%
| 93.74% | 42.24% | 41.7% | 40.78% | 38.32% | 38.95%
| 93.75% | 42.24% | 41.7% | 40.78% | 38.32% | 38.95%
| 93.76% | 42.23% | 41.7% | 40.78% | 38.31% | 38.94%
| 93.76% | 42.23% | 41.7% | 40.78% | 38.31% | 38.94%
| 93.77% | 42.23% | 41.69% | 40.78% | 38.31% | 38.94%
| 93.77% | 42.23% | 41.69% | 40.77% | 38.31% | 38.94%
| 93.78% | 42.23% | 41.69% | 40.77% | 38.31% | 38.93%
| 93.78% | 42.22% | 41.69% | 40.77% | 38.31% | 38.93%
| 93.79% | 42.22% | 41.68% | 40.77% | 38.3% | 38.93%
| 93.8% | 42.22% | 41.68% | 40.77% | 38.3% | 38.93%
| 93.8% | 42.22% | 41.68% | 40.77% | 38.3% | 38.92%
| 93.81% | 42.22% | 41.68% | 40.77% | 38.3% | 38.92%
| 93.81% | 42.21% | 41.68% | 40.77% | 38.29% | 38.92%
| 93.82% | 42.21% | 41.68% | 40.77% | 38.29% | 38.91%
| 93.82% | 42.21% | 41.67% | 40.77% | 38.29% | 38.91%
| 93.83% | 42.21% | 41.67% | 40.77% | 38.29% | 38.91%
| 93.84% | 42.21% | 41.67% | 40.77% | 38.29% | 38.91%
| 93.84% | 42.21% | 41.67% | 40.77% | 38.29% | 38.91%
| 93.85% | 42.21% | 41.67% | 40.77% | 38.29% | 38.91%
| 93.85% | 42.21% | 41.66% | 40.76% | 38.28% | 38.91%
| 93.86% | 42.2% | 41.66% | 40.76% | 38.28% | 38.91%
| 93.86% | 42.2% | 41.66% | 40.76% | 38.28% | 38.9%
| 93.87% | 42.2% | 41.66% | 40.76% | 38.28% | 38.9%
| 93.88% | 42.2% | 41.66% | 40.76% | 38.28% | 38.9%
| 93.88% | 42.2% | 41.66% | 40.76% | 38.27% | 38.9%
| 93.89% | 42.2% | 41.66% | 40.75% | 38.27% | 38.9%
| 93.89% | 42.2% | 41.66% | 40.75% | 38.27% | 38.89%
| 93.9% | 42.2% | 41.66% | 40.75% | 38.27% | 38.89%
| 93.9% | 42.19% | 41.65% | 40.75% | 38.27% | 38.89%
| 93.91% | 42.19% | 41.65% | 40.75% | 38.27% | 38.89%
| 93.92% | 42.19% | 41.65% | 40.75% | 38.26% | 38.89%
| 93.92% | 42.19% | 41.65% | 40.75% | 38.26% | 38.89%
| 93.93% | 42.19% | 41.65% | 40.75% | 38.26% | 38.89%
| 93.93% | 42.19% | 41.65% | 40.75% | 38.26% | 38.88%
| 93.94% | 42.19% | 41.64% | 40.75% | 38.25% | 38.88%
| 93.94% | 42.18% | 41.64% | 40.75% | 38.25% | 38.88%
| 93.95% | 42.18% | 41.64% | 40.75% | 38.25% | 38.88%
| 93.96% | 42.18% | 41.64% | 40.74% | 38.25% | 38.88%
| 93.96% | 42.18% | 41.64% | 40.74% | 38.25% | 38.87%
| 93.97% | 42.18% | 41.64% | 40.74% | 38.25% | 38.87%
| 93.97% | 42.17% | 41.63% | 40.74% | 38.25% | 38.87%
| 93.98% | 42.17% | 41.63% | 40.74% | 38.25% | 38.87%
| 93.98% | 42.17% | 41.63% | 40.74% | 38.25% | 38.86%
| 93.99% | 42.16% | 41.63% | 40.74% | 38.24% | 38.86%
| 94% | 42.16% | 41.63% | 40.74% | 38.24% | 38.86%
| 94% | 42.16% | 41.63% | 40.74% | 38.24% | 38.86%
| 94.01% | 42.16% | 41.63% | 40.74% | 38.24% | 38.86%
| 94.01% | 42.16% | 41.63% | 40.74% | 38.24% | 38.85%
| 94.02% | 42.15% | 41.62% | 40.73% | 38.24% | 38.85%
| 94.02% | 42.15% | 41.62% | 40.73% | 38.24% | 38.85%
| 94.03% | 42.15% | 41.62% | 40.73% | 38.24% | 38.85%
| 94.04% | 42.15% | 41.62% | 40.73% | 38.23% | 38.85%
| 94.04% | 42.15% | 41.62% | 40.73% | 38.23% | 38.85%
| 94.05% | 42.15% | 41.62% | 40.73% | 38.23% | 38.85%
| 94.05% | 42.15% | 41.62% | 40.73% | 38.23% | 38.85%
| 94.06% | 42.15% | 41.62% | 40.73% | 38.22% | 38.85%
| 94.06% | 42.14% | 41.61% | 40.72% | 38.22% | 38.84%
| 94.07% | 42.14% | 41.61% | 40.72% | 38.22% | 38.84%
| 94.08% | 42.14% | 41.61% | 40.72% | 38.22% | 38.84%
| 94.08% | 42.14% | 41.61% | 40.72% | 38.22% | 38.83%
| 94.09% | 42.14% | 41.61% | 40.72% | 38.22% | 38.83%
| 94.09% | 42.14% | 41.61% | 40.72% | 38.22% | 38.83%
| 94.1% | 42.14% | 41.61% | 40.72% | 38.22% | 38.83%
| 94.1% | 42.14% | 41.61% | 40.71% | 38.22% | 38.83%
| 94.11% | 42.13% | 41.6% | 40.71% | 38.21% | 38.83%
| 94.12% | 42.13% | 41.6% | 40.71% | 38.21% | 38.83%
| 94.12% | 42.13% | 41.6% | 40.71% | 38.21% | 38.83%
| 94.13% | 42.13% | 41.6% | 40.71% | 38.21% | 38.82%
| 94.13% | 42.13% | 41.6% | 40.7% | 38.21% | 38.82%
| 94.14% | 42.13% | 41.59% | 40.7% | 38.21% | 38.82%
| 94.14% | 42.13% | 41.59% | 40.7% | 38.21% | 38.82%
| 94.15% | 42.12% | 41.59% | 40.7% | 38.21% | 38.82%
| 94.16% | 42.12% | 41.59% | 40.7% | 38.2% | 38.82%
| 94.16% | 42.12% | 41.59% | 40.69% | 38.2% | 38.82%
| 94.17% | 42.12% | 41.59% | 40.69% | 38.2% | 38.82%
| 94.17% | 42.12% | 41.59% | 40.69% | 38.2% | 38.82%
| 94.18% | 42.12% | 41.59% | 40.69% | 38.2% | 38.82%
| 94.18% | 42.12% | 41.59% | 40.69% | 38.19% | 38.82%
| 94.19% | 42.11% | 41.58% | 40.69% | 38.19% | 38.81%
| 94.2% | 42.11% | 41.58% | 40.69% | 38.19% | 38.81%
| 94.2% | 42.11% | 41.58% | 40.69% | 38.19% | 38.81%
| 94.21% | 42.11% | 41.58% | 40.69% | 38.19% | 38.81%
| 94.21% | 42.11% | 41.57% | 40.69% | 38.18% | 38.8%
| 94.22% | 42.11% | 41.57% | 40.69% | 38.18% | 38.8%
| 94.22% | 42.11% | 41.57% | 40.69% | 38.18% | 38.8%
| 94.23% | 42.11% | 41.57% | 40.69% | 38.18% | 38.8%
| 94.24% | 42.1% | 41.57% | 40.69% | 38.18% | 38.8%
| 94.24% | 42.1% | 41.57% | 40.68% | 38.18% | 38.79%
| 94.25% | 42.1% | 41.57% | 40.68% | 38.18% | 38.79%
| 94.25% | 42.1% | 41.56% | 40.68% | 38.18% | 38.79%
| 94.26% | 42.1% | 41.56% | 40.68% | 38.18% | 38.79%
| 94.26% | 42.1% | 41.56% | 40.68% | 38.18% | 38.79%
| 94.27% | 42.1% | 41.56% | 40.67% | 38.17% | 38.79%
| 94.28% | 42.1% | 41.56% | 40.67% | 38.17% | 38.78%
| 94.28% | 42.09% | 41.55% | 40.67% | 38.17% | 38.78%
| 94.29% | 42.09% | 41.55% | 40.67% | 38.17% | 38.77%
| 94.29% | 42.08% | 41.55% | 40.67% | 38.17% | 38.77%
| 94.3% | 42.08% | 41.55% | 40.67% | 38.17% | 38.77%
| 94.3% | 42.08% | 41.55% | 40.67% | 38.17% | 38.77%
| 94.31% | 42.08% | 41.54% | 40.67% | 38.16% | 38.77%
| 94.32% | 42.08% | 41.54% | 40.67% | 38.16% | 38.76%
| 94.32% | 42.08% | 41.54% | 40.67% | 38.16% | 38.76%
| 94.33% | 42.08% | 41.53% | 40.67% | 38.16% | 38.76%
| 94.33% | 42.08% | 41.52% | 40.66% | 38.16% | 38.76%
| 94.34% | 42.08% | 41.52% | 40.66% | 38.16% | 38.75%
| 94.34% | 42.08% | 41.52% | 40.66% | 38.16% | 38.75%
| 94.35% | 42.07% | 41.52% | 40.66% | 38.16% | 38.75%
| 94.36% | 42.07% | 41.52% | 40.66% | 38.15% | 38.75%
| 94.36% | 42.07% | 41.52% | 40.65% | 38.15% | 38.74%
| 94.37% | 42.07% | 41.52% | 40.65% | 38.15% | 38.74%
| 94.37% | 42.07% | 41.52% | 40.65% | 38.15% | 38.74%
| 94.38% | 42.07% | 41.51% | 40.65% | 38.15% | 38.74%
| 94.38% | 42.07% | 41.51% | 40.65% | 38.14% | 38.74%
| 94.39% | 42.07% | 41.51% | 40.65% | 38.14% | 38.74%
| 94.39% | 42.06% | 41.51% | 40.65% | 38.14% | 38.74%
| 94.4% | 42.06% | 41.51% | 40.65% | 38.14% | 38.73%
| 94.41% | 42.06% | 41.5% | 40.65% | 38.14% | 38.73%
| 94.41% | 42.06% | 41.5% | 40.65% | 38.14% | 38.73%
| 94.42% | 42.06% | 41.5% | 40.65% | 38.14% | 38.73%
| 94.42% | 42.06% | 41.5% | 40.65% | 38.13% | 38.72%
| 94.43% | 42.06% | 41.5% | 40.65% | 38.13% | 38.72%
| 94.43% | 42.06% | 41.49% | 40.65% | 38.13% | 38.72%
| 94.44% | 42.05% | 41.49% | 40.64% | 38.13% | 38.72%
| 94.45% | 42.05% | 41.49% | 40.64% | 38.13% | 38.72%
| 94.45% | 42.05% | 41.49% | 40.64% | 38.13% | 38.72%
| 94.46% | 42.05% | 41.49% | 40.64% | 38.13% | 38.71%
| 94.46% | 42.05% | 41.49% | 40.64% | 38.12% | 38.71%
| 94.47% | 42.04% | 41.48% | 40.64% | 38.12% | 38.71%
| 94.47% | 42.04% | 41.48% | 40.64% | 38.12% | 38.71%
| 94.48% | 42.04% | 41.48% | 40.63% | 38.12% | 38.71%
| 94.49% | 42.04% | 41.47% | 40.63% | 38.12% | 38.71%
| 94.49% | 42.04% | 41.47% | 40.63% | 38.12% | 38.71%
| 94.5% | 42.04% | 41.47% | 40.63% | 38.12% | 38.7%
| 94.5% | 42.04% | 41.47% | 40.63% | 38.12% | 38.7%
| 94.51% | 42.04% | 41.47% | 40.62% | 38.11% | 38.7%
| 94.51% | 42.04% | 41.47% | 40.62% | 38.11% | 38.7%
| 94.52% | 42.04% | 41.47% | 40.62% | 38.11% | 38.69%
| 94.53% | 42.04% | 41.46% | 40.62% | 38.11% | 38.69%
| 94.53% | 42.03% | 41.46% | 40.62% | 38.11% | 38.69%
| 94.54% | 42.03% | 41.46% | 40.62% | 38.1% | 38.69%
| 94.54% | 42.03% | 41.45% | 40.61% | 38.1% | 38.68%
| 94.55% | 42.03% | 41.45% | 40.61% | 38.1% | 38.68%
| 94.55% | 42.03% | 41.45% | 40.61% | 38.1% | 38.68%
| 94.56% | 42.03% | 41.45% | 40.61% | 38.1% | 38.68%
| 94.57% | 42.03% | 41.45% | 40.61% | 38.1% | 38.68%
| 94.57% | 42.03% | 41.45% | 40.61% | 38.1% | 38.68%
| 94.58% | 42.03% | 41.44% | 40.61% | 38.1% | 38.68%
| 94.58% | 42.03% | 41.44% | 40.61% | 38.09% | 38.68%
| 94.59% | 42.03% | 41.44% | 40.61% | 38.09% | 38.67%
| 94.59% | 42.02% | 41.43% | 40.6% | 38.09% | 38.67%
| 94.6% | 42.02% | 41.43% | 40.6% | 38.09% | 38.67%
| 94.61% | 42.02% | 41.43% | 40.6% | 38.09% | 38.66%
| 94.61% | 42.02% | 41.43% | 40.59% | 38.09% | 38.66%
| 94.62% | 42.02% | 41.43% | 40.59% | 38.09% | 38.66%
| 94.62% | 42.02% | 41.42% | 40.59% | 38.09% | 38.66%
| 94.63% | 42.02% | 41.42% | 40.59% | 38.08% | 38.65%
| 94.63% | 42.02% | 41.42% | 40.59% | 38.07% | 38.65%
| 94.64% | 42.02% | 41.42% | 40.58% | 38.07% | 38.65%
| 94.65% | 42.02% | 41.42% | 40.57% | 38.07% | 38.65%
| 94.65% | 42.02% | 41.42% | 40.57% | 38.07% | 38.65%
| 94.66% | 42.02% | 41.41% | 40.57% | 38.07% | 38.65%
| 94.66% | 42.01% | 41.41% | 40.57% | 38.07% | 38.64%
| 94.67% | 42.01% | 41.41% | 40.57% | 38.06% | 38.64%
| 94.67% | 42.01% | 41.41% | 40.57% | 38.06% | 38.64%
| 94.68% | 42.01% | 41.41% | 40.57% | 38.06% | 38.64%
| 94.69% | 42.01% | 41.4% | 40.57% | 38.06% | 38.64%
| 94.69% | 42.01% | 41.4% | 40.57% | 38.06% | 38.64%
| 94.7% | 42.01% | 41.4% | 40.56% | 38.06% | 38.64%
| 94.7% | 42% | 41.4% | 40.56% | 38.05% | 38.64%
| 94.71% | 42% | 41.39% | 40.56% | 38.05% | 38.64%
| 94.71% | 42% | 41.39% | 40.56% | 38.05% | 38.63%
| 94.72% | 42% | 41.39% | 40.56% | 38.05% | 38.63%
| 94.73% | 42% | 41.39% | 40.55% | 38.05% | 38.62%
| 94.73% | 42% | 41.38% | 40.55% | 38.05% | 38.62%
| 94.74% | 41.99% | 41.38% | 40.55% | 38.04% | 38.62%
| 94.74% | 41.99% | 41.38% | 40.55% | 38.04% | 38.62%
| 94.75% | 41.99% | 41.38% | 40.55% | 38.04% | 38.61%
| 94.75% | 41.99% | 41.38% | 40.54% | 38.04% | 38.61%
| 94.76% | 41.99% | 41.38% | 40.54% | 38.04% | 38.61%
| 94.77% | 41.99% | 41.37% | 40.54% | 38.03% | 38.61%
| 94.77% | 41.99% | 41.37% | 40.54% | 38.03% | 38.6%
| 94.78% | 41.99% | 41.37% | 40.54% | 38.03% | 38.6%
| 94.78% | 41.98% | 41.37% | 40.53% | 38.03% | 38.6%
| 94.79% | 41.98% | 41.36% | 40.53% | 38.03% | 38.59%
| 94.79% | 41.98% | 41.36% | 40.53% | 38.03% | 38.59%
| 94.8% | 41.98% | 41.36% | 40.53% | 38.03% | 38.59%
| 94.81% | 41.98% | 41.36% | 40.53% | 38.03% | 38.59%
| 94.81% | 41.97% | 41.36% | 40.53% | 38.02% | 38.59%
| 94.82% | 41.97% | 41.35% | 40.53% | 38.02% | 38.58%
| 94.82% | 41.97% | 41.35% | 40.53% | 38.02% | 38.58%
| 94.83% | 41.97% | 41.35% | 40.53% | 38.02% | 38.58%
| 94.83% | 41.97% | 41.35% | 40.53% | 38.01% | 38.57%
| 94.84% | 41.96% | 41.35% | 40.52% | 38.01% | 38.57%
| 94.85% | 41.96% | 41.35% | 40.52% | 38.01% | 38.57%
| 94.85% | 41.96% | 41.35% | 40.52% | 38.01% | 38.57%
| 94.86% | 41.96% | 41.34% | 40.52% | 38.01% | 38.56%
| 94.86% | 41.95% | 41.33% | 40.52% | 38.01% | 38.56%
| 94.87% | 41.95% | 41.33% | 40.52% | 38% | 38.56%
| 94.87% | 41.95% | 41.33% | 40.52% | 38% | 38.56%
| 94.88% | 41.95% | 41.33% | 40.51% | 38% | 38.56%
| 94.89% | 41.95% | 41.33% | 40.51% | 38% | 38.55%
| 94.89% | 41.95% | 41.33% | 40.51% | 38% | 38.55%
| 94.9% | 41.95% | 41.32% | 40.51% | 38% | 38.55%
| 94.9% | 41.95% | 41.32% | 40.51% | 38% | 38.55%
| 94.91% | 41.95% | 41.32% | 40.51% | 37.99% | 38.54%
| 94.91% | 41.95% | 41.32% | 40.51% | 37.99% | 38.54%
| 94.92% | 41.95% | 41.32% | 40.5% | 37.99% | 38.54%
| 94.93% | 41.94% | 41.32% | 40.5% | 37.99% | 38.54%
| 94.93% | 41.94% | 41.32% | 40.5% | 37.98% | 38.54%
| 94.94% | 41.94% | 41.32% | 40.5% | 37.98% | 38.53%
| 94.94% | 41.94% | 41.32% | 40.5% | 37.98% | 38.53%
| 94.95% | 41.94% | 41.32% | 40.5% | 37.98% | 38.53%
| 94.95% | 41.94% | 41.31% | 40.5% | 37.98% | 38.52%
| 94.96% | 41.94% | 41.31% | 40.49% | 37.98% | 38.52%
| 94.97% | 41.94% | 41.31% | 40.49% | 37.97% | 38.52%
| 94.97% | 41.94% | 41.31% | 40.49% | 37.97% | 38.52%
| 94.98% | 41.94% | 41.31% | 40.48% | 37.97% | 38.52%
| 94.98% | 41.94% | 41.31% | 40.48% | 37.97% | 38.52%
| 94.99% | 41.93% | 41.31% | 40.48% | 37.97% | 38.51%
| 94.99% | 41.93% | 41.31% | 40.48% | 37.97% | 38.51%
| 95% | 41.92% | 41.31% | 40.48% | 37.96% | 38.51%
| 95.01% | 41.92% | 41.3% | 40.48% | 37.96% | 38.51%
| 95.01% | 41.92% | 41.3% | 40.47% | 37.96% | 38.51%
| 95.02% | 41.92% | 41.3% | 40.47% | 37.96% | 38.51%
| 95.02% | 41.92% | 41.3% | 40.47% | 37.96% | 38.5%
| 95.03% | 41.91% | 41.3% | 40.47% | 37.95% | 38.5%
| 95.03% | 41.9% | 41.3% | 40.47% | 37.95% | 38.5%
| 95.04% | 41.9% | 41.29% | 40.47% | 37.95% | 38.5%
| 95.05% | 41.9% | 41.29% | 40.47% | 37.95% | 38.5%
| 95.05% | 41.9% | 41.29% | 40.47% | 37.95% | 38.5%
| 95.06% | 41.9% | 41.29% | 40.47% | 37.95% | 38.5%
| 95.06% | 41.9% | 41.29% | 40.47% | 37.94% | 38.5%
| 95.07% | 41.9% | 41.28% | 40.47% | 37.94% | 38.49%
| 95.07% | 41.9% | 41.28% | 40.46% | 37.94% | 38.49%
| 95.08% | 41.89% | 41.28% | 40.46% | 37.93% | 38.49%
| 95.09% | 41.89% | 41.28% | 40.46% | 37.93% | 38.49%
| 95.09% | 41.89% | 41.28% | 40.46% | 37.93% | 38.48%
| 95.1% | 41.89% | 41.28% | 40.45% | 37.93% | 38.48%
| 95.1% | 41.89% | 41.28% | 40.45% | 37.93% | 38.48%
| 95.11% | 41.89% | 41.27% | 40.45% | 37.92% | 38.48%
| 95.11% | 41.88% | 41.27% | 40.45% | 37.92% | 38.48%
| 95.12% | 41.88% | 41.27% | 40.44% | 37.92% | 38.47%
| 95.13% | 41.88% | 41.26% | 40.44% | 37.92% | 38.47%
| 95.13% | 41.88% | 41.26% | 40.44% | 37.91% | 38.47%
| 95.14% | 41.88% | 41.26% | 40.44% | 37.91% | 38.47%
| 95.14% | 41.88% | 41.26% | 40.44% | 37.91% | 38.46%
| 95.15% | 41.88% | 41.26% | 40.44% | 37.91% | 38.46%
| 95.15% | 41.88% | 41.26% | 40.44% | 37.91% | 38.46%
| 95.16% | 41.88% | 41.25% | 40.44% | 37.91% | 38.46%
| 95.17% | 41.88% | 41.25% | 40.44% | 37.91% | 38.45%
| 95.17% | 41.87% | 41.25% | 40.43% | 37.91% | 38.45%
| 95.18% | 41.87% | 41.25% | 40.43% | 37.91% | 38.45%
| 95.18% | 41.87% | 41.25% | 40.43% | 37.9% | 38.45%
| 95.19% | 41.87% | 41.25% | 40.43% | 37.9% | 38.45%
| 95.19% | 41.87% | 41.25% | 40.42% | 37.9% | 38.43%
| 95.2% | 41.86% | 41.24% | 40.42% | 37.9% | 38.43%
| 95.21% | 41.86% | 41.24% | 40.42% | 37.9% | 38.43%
| 95.21% | 41.86% | 41.24% | 40.42% | 37.9% | 38.43%
| 95.22% | 41.86% | 41.24% | 40.42% | 37.89% | 38.42%
| 95.22% | 41.86% | 41.24% | 40.42% | 37.89% | 38.42%
| 95.23% | 41.86% | 41.24% | 40.41% | 37.89% | 38.42%
| 95.23% | 41.86% | 41.24% | 40.41% | 37.89% | 38.42%
| 95.24% | 41.85% | 41.23% | 40.41% | 37.89% | 38.41%
| 95.25% | 41.85% | 41.23% | 40.41% | 37.89% | 38.41%
| 95.25% | 41.85% | 41.23% | 40.41% | 37.89% | 38.41%
| 95.26% | 41.85% | 41.23% | 40.41% | 37.89% | 38.41%
| 95.26% | 41.85% | 41.23% | 40.41% | 37.89% | 38.41%
| 95.27% | 41.85% | 41.23% | 40.41% | 37.89% | 38.4%
| 95.27% | 41.85% | 41.23% | 40.4% | 37.88% | 38.4%
| 95.28% | 41.85% | 41.22% | 40.4% | 37.88% | 38.4%
| 95.29% | 41.84% | 41.22% | 40.4% | 37.88% | 38.4%
| 95.29% | 41.84% | 41.22% | 40.4% | 37.88% | 38.4%
| 95.3% | 41.84% | 41.22% | 40.4% | 37.88% | 38.39%
| 95.3% | 41.83% | 41.21% | 40.39% | 37.87% | 38.39%
| 95.31% | 41.83% | 41.21% | 40.39% | 37.87% | 38.39%
| 95.31% | 41.83% | 41.21% | 40.39% | 37.87% | 38.39%
| 95.32% | 41.83% | 41.21% | 40.39% | 37.87% | 38.38%
| 95.33% | 41.83% | 41.21% | 40.38% | 37.87% | 38.38%
| 95.33% | 41.83% | 41.21% | 40.38% | 37.87% | 38.37%
| 95.34% | 41.83% | 41.2% | 40.38% | 37.87% | 38.37%
| 95.34% | 41.83% | 41.2% | 40.38% | 37.87% | 38.36%
| 95.35% | 41.83% | 41.2% | 40.38% | 37.87% | 38.36%
| 95.35% | 41.83% | 41.2% | 40.37% | 37.87% | 38.36%
| 95.36% | 41.82% | 41.2% | 40.37% | 37.87% | 38.36%
| 95.37% | 41.82% | 41.2% | 40.37% | 37.87% | 38.35%
| 95.37% | 41.82% | 41.2% | 40.37% | 37.87% | 38.35%
| 95.38% | 41.82% | 41.2% | 40.36% | 37.87% | 38.35%
| 95.38% | 41.82% | 41.2% | 40.36% | 37.87% | 38.35%
| 95.39% | 41.82% | 41.19% | 40.36% | 37.87% | 38.35%
| 95.39% | 41.82% | 41.19% | 40.36% | 37.86% | 38.35%
| 95.4% | 41.82% | 41.19% | 40.36% | 37.86% | 38.35%
| 95.41% | 41.81% | 41.18% | 40.36% | 37.86% | 38.35%
| 95.41% | 41.81% | 41.18% | 40.36% | 37.86% | 38.35%
| 95.42% | 41.81% | 41.18% | 40.36% | 37.86% | 38.35%
| 95.42% | 41.81% | 41.18% | 40.36% | 37.85% | 38.35%
| 95.43% | 41.81% | 41.18% | 40.35% | 37.85% | 38.35%
| 95.43% | 41.81% | 41.18% | 40.35% | 37.85% | 38.34%
| 95.44% | 41.8% | 41.18% | 40.35% | 37.85% | 38.34%
| 95.45% | 41.8% | 41.18% | 40.35% | 37.85% | 38.34%
| 95.45% | 41.8% | 41.17% | 40.35% | 37.85% | 38.34%
| 95.46% | 41.8% | 41.17% | 40.35% | 37.85% | 38.33%
| 95.46% | 41.8% | 41.17% | 40.35% | 37.85% | 38.33%
| 95.47% | 41.8% | 41.17% | 40.35% | 37.85% | 38.33%
| 95.47% | 41.8% | 41.17% | 40.35% | 37.84% | 38.33%
| 95.48% | 41.8% | 41.17% | 40.35% | 37.84% | 38.33%
| 95.49% | 41.8% | 41.17% | 40.35% | 37.84% | 38.32%
| 95.49% | 41.79% | 41.17% | 40.34% | 37.84% | 38.31%
| 95.5% | 41.79% | 41.16% | 40.34% | 37.84% | 38.31%
| 95.5% | 41.79% | 41.16% | 40.34% | 37.84% | 38.31%
| 95.51% | 41.79% | 41.16% | 40.33% | 37.84% | 38.31%
| 95.51% | 41.79% | 41.15% | 40.33% | 37.83% | 38.31%
| 95.52% | 41.79% | 41.14% | 40.33% | 37.83% | 38.31%
| 95.53% | 41.79% | 41.12% | 40.33% | 37.83% | 38.31%
| 95.53% | 41.78% | 41.12% | 40.33% | 37.82% | 38.31%
| 95.54% | 41.78% | 41.12% | 40.33% | 37.82% | 38.31%
| 95.54% | 41.78% | 41.12% | 40.32% | 37.82% | 38.3%
| 95.55% | 41.78% | 41.12% | 40.32% | 37.82% | 38.3%
| 95.55% | 41.78% | 41.11% | 40.32% | 37.82% | 38.3%
| 95.56% | 41.77% | 41.11% | 40.31% | 37.81% | 38.3%
| 95.57% | 41.77% | 41.11% | 40.31% | 37.81% | 38.3%
| 95.57% | 41.77% | 41.1% | 40.31% | 37.81% | 38.3%
| 95.58% | 41.77% | 41.1% | 40.31% | 37.81% | 38.3%
| 95.58% | 41.77% | 41.1% | 40.31% | 37.8% | 38.29%
| 95.59% | 41.77% | 41.1% | 40.31% | 37.8% | 38.28%
| 95.59% | 41.77% | 41.1% | 40.31% | 37.8% | 38.28%
| 95.6% | 41.76% | 41.09% | 40.3% | 37.8% | 38.28%
| 95.61% | 41.76% | 41.09% | 40.3% | 37.8% | 38.28%
| 95.61% | 41.76% | 41.09% | 40.3% | 37.79% | 38.28%
| 95.62% | 41.76% | 41.09% | 40.3% | 37.79% | 38.27%
| 95.62% | 41.76% | 41.09% | 40.3% | 37.79% | 38.27%
| 95.63% | 41.76% | 41.08% | 40.3% | 37.79% | 38.26%
| 95.63% | 41.76% | 41.07% | 40.3% | 37.78% | 38.26%
| 95.64% | 41.76% | 41.07% | 40.29% | 37.78% | 38.26%
| 95.64% | 41.76% | 41.07% | 40.29% | 37.78% | 38.26%
| 95.65% | 41.75% | 41.07% | 40.28% | 37.78% | 38.26%
| 95.66% | 41.75% | 41.07% | 40.28% | 37.78% | 38.25%
| 95.66% | 41.75% | 41.07% | 40.28% | 37.78% | 38.25%
| 95.67% | 41.75% | 41.06% | 40.28% | 37.78% | 38.25%
| 95.67% | 41.75% | 41.06% | 40.28% | 37.78% | 38.25%
| 95.68% | 41.74% | 41.05% | 40.28% | 37.78% | 38.25%
| 95.68% | 41.74% | 41.05% | 40.27% | 37.78% | 38.25%
| 95.69% | 41.74% | 41.05% | 40.27% | 37.77% | 38.25%
| 95.7% | 41.73% | 41.05% | 40.27% | 37.77% | 38.25%
| 95.7% | 41.73% | 41.05% | 40.27% | 37.77% | 38.25%
| 95.71% | 41.73% | 41.05% | 40.26% | 37.77% | 38.25%
| 95.71% | 41.73% | 41.05% | 40.26% | 37.76% | 38.24%
| 95.72% | 41.73% | 41.04% | 40.26% | 37.76% | 38.24%
| 95.72% | 41.73% | 41.04% | 40.25% | 37.76% | 38.24%
| 95.73% | 41.72% | 41.04% | 40.25% | 37.76% | 38.24%
| 95.74% | 41.72% | 41.04% | 40.25% | 37.76% | 38.23%
| 95.74% | 41.72% | 41.04% | 40.25% | 37.76% | 38.22%
| 95.75% | 41.72% | 41.04% | 40.25% | 37.76% | 38.22%
| 95.75% | 41.72% | 41.03% | 40.25% | 37.76% | 38.22%
| 95.76% | 41.72% | 41.03% | 40.25% | 37.75% | 38.22%
| 95.76% | 41.72% | 41.03% | 40.24% | 37.75% | 38.22%
| 95.77% | 41.72% | 41.03% | 40.24% | 37.75% | 38.22%
| 95.78% | 41.71% | 41.02% | 40.24% | 37.75% | 38.22%
| 95.78% | 41.71% | 41.02% | 40.24% | 37.75% | 38.22%
| 95.79% | 41.71% | 41.02% | 40.24% | 37.75% | 38.22%
| 95.79% | 41.71% | 41.02% | 40.24% | 37.75% | 38.22%
| 95.8% | 41.71% | 41.01% | 40.24% | 37.74% | 38.21%
| 95.8% | 41.71% | 41.01% | 40.24% | 37.74% | 38.21%
| 95.81% | 41.71% | 41.01% | 40.23% | 37.74% | 38.21%
| 95.82% | 41.71% | 41.01% | 40.23% | 37.74% | 38.21%
| 95.82% | 41.71% | 41.01% | 40.23% | 37.74% | 38.21%
| 95.83% | 41.71% | 41.01% | 40.23% | 37.73% | 38.21%
| 95.83% | 41.7% | 41.01% | 40.23% | 37.73% | 38.21%
| 95.84% | 41.7% | 41% | 40.23% | 37.73% | 38.2%
| 95.84% | 41.7% | 41% | 40.22% | 37.73% | 38.2%
| 95.85% | 41.7% | 41% | 40.22% | 37.72% | 38.2%
| 95.86% | 41.7% | 41% | 40.21% | 37.72% | 38.19%
| 95.86% | 41.7% | 41% | 40.21% | 37.72% | 38.19%
| 95.87% | 41.69% | 41% | 40.21% | 37.72% | 38.18%
| 95.87% | 41.69% | 40.99% | 40.21% | 37.72% | 38.18%
| 95.88% | 41.69% | 40.99% | 40.21% | 37.72% | 38.18%
| 95.88% | 41.69% | 40.98% | 40.21% | 37.71% | 38.17%
| 95.89% | 41.69% | 40.98% | 40.21% | 37.71% | 38.17%
| 95.9% | 41.69% | 40.98% | 40.2% | 37.71% | 38.17%
| 95.9% | 41.68% | 40.98% | 40.2% | 37.7% | 38.17%
| 95.91% | 41.68% | 40.98% | 40.2% | 37.7% | 38.16%
| 95.91% | 41.68% | 40.98% | 40.2% | 37.7% | 38.16%
| 95.92% | 41.68% | 40.98% | 40.19% | 37.7% | 38.15%
| 95.92% | 41.68% | 40.98% | 40.18% | 37.7% | 38.15%
| 95.93% | 41.68% | 40.98% | 40.18% | 37.7% | 38.15%
| 95.94% | 41.68% | 40.98% | 40.18% | 37.7% | 38.15%
| 95.94% | 41.68% | 40.98% | 40.18% | 37.7% | 38.14%
| 95.95% | 41.67% | 40.97% | 40.18% | 37.7% | 38.14%
| 95.95% | 41.67% | 40.97% | 40.18% | 37.7% | 38.14%
| 95.96% | 41.67% | 40.97% | 40.18% | 37.69% | 38.14%
| 95.96% | 41.67% | 40.97% | 40.18% | 37.69% | 38.14%
| 95.97% | 41.67% | 40.97% | 40.18% | 37.69% | 38.14%
| 95.98% | 41.67% | 40.97% | 40.18% | 37.69% | 38.13%
| 95.98% | 41.67% | 40.96% | 40.18% | 37.69% | 38.13%
| 95.99% | 41.67% | 40.96% | 40.17% | 37.69% | 38.13%
| 95.99% | 41.66% | 40.96% | 40.17% | 37.68% | 38.13%
| 96% | 41.66% | 40.96% | 40.17% | 37.68% | 38.12%
| 96% | 41.66% | 40.95% | 40.17% | 37.68% | 38.12%
| 96.01% | 41.66% | 40.95% | 40.17% | 37.68% | 38.12%
| 96.02% | 41.66% | 40.95% | 40.17% | 37.68% | 38.12%
| 96.02% | 41.66% | 40.95% | 40.17% | 37.67% | 38.12%
| 96.03% | 41.66% | 40.95% | 40.16% | 37.66% | 38.12%
| 96.03% | 41.65% | 40.95% | 40.16% | 37.66% | 38.12%
| 96.04% | 41.65% | 40.95% | 40.16% | 37.66% | 38.11%
| 96.04% | 41.65% | 40.95% | 40.16% | 37.66% | 38.11%
| 96.05% | 41.65% | 40.94% | 40.16% | 37.66% | 38.1%
| 96.06% | 41.65% | 40.94% | 40.15% | 37.65% | 38.1%
| 96.06% | 41.65% | 40.94% | 40.15% | 37.65% | 38.1%
| 96.07% | 41.65% | 40.94% | 40.14% | 37.65% | 38.1%
| 96.07% | 41.65% | 40.94% | 40.14% | 37.65% | 38.1%
| 96.08% | 41.64% | 40.94% | 40.14% | 37.65% | 38.1%
| 96.08% | 41.64% | 40.94% | 40.14% | 37.65% | 38.1%
| 96.09% | 41.64% | 40.94% | 40.14% | 37.64% | 38.1%
| 96.1% | 41.64% | 40.94% | 40.14% | 37.64% | 38.1%
| 96.1% | 41.64% | 40.93% | 40.13% | 37.64% | 38.09%
| 96.11% | 41.64% | 40.93% | 40.13% | 37.64% | 38.09%
| 96.11% | 41.63% | 40.92% | 40.13% | 37.63% | 38.08%
| 96.12% | 41.63% | 40.92% | 40.13% | 37.63% | 38.08%
| 96.12% | 41.63% | 40.92% | 40.12% | 37.63% | 38.08%
| 96.13% | 41.63% | 40.92% | 40.12% | 37.63% | 38.08%
| 96.14% | 41.63% | 40.92% | 40.12% | 37.63% | 38.08%
| 96.14% | 41.63% | 40.91% | 40.12% | 37.63% | 38.08%
| 96.15% | 41.63% | 40.91% | 40.12% | 37.63% | 38.08%
| 96.15% | 41.62% | 40.9% | 40.12% | 37.63% | 38.07%
| 96.16% | 41.62% | 40.9% | 40.12% | 37.62% | 38.07%
| 96.16% | 41.62% | 40.9% | 40.12% | 37.62% | 38.06%
| 96.17% | 41.62% | 40.9% | 40.11% | 37.62% | 38.06%
| 96.18% | 41.62% | 40.9% | 40.11% | 37.62% | 38.06%
| 96.18% | 41.61% | 40.9% | 40.1% | 37.62% | 38.06%
| 96.19% | 41.61% | 40.9% | 40.1% | 37.62% | 38.06%
| 96.19% | 41.61% | 40.89% | 40.1% | 37.62% | 38.05%
| 96.2% | 41.61% | 40.89% | 40.1% | 37.62% | 38.05%
| 96.2% | 41.6% | 40.89% | 40.1% | 37.61% | 38.05%
| 96.21% | 41.6% | 40.88% | 40.09% | 37.61% | 38.04%
| 96.22% | 41.59% | 40.88% | 40.09% | 37.61% | 38.04%
| 96.22% | 41.59% | 40.88% | 40.09% | 37.61% | 38.04%
| 96.23% | 41.59% | 40.88% | 40.09% | 37.61% | 38.04%
| 96.23% | 41.59% | 40.88% | 40.09% | 37.61% | 38.04%
| 96.24% | 41.59% | 40.88% | 40.08% | 37.61% | 38.04%
| 96.24% | 41.59% | 40.88% | 40.08% | 37.6% | 38.03%
| 96.25% | 41.58% | 40.87% | 40.08% | 37.6% | 38.03%
| 96.26% | 41.58% | 40.87% | 40.08% | 37.6% | 38.03%
| 96.26% | 41.58% | 40.87% | 40.08% | 37.6% | 38.03%
| 96.27% | 41.58% | 40.87% | 40.08% | 37.59% | 38.03%
| 96.27% | 41.58% | 40.87% | 40.07% | 37.59% | 38.03%
| 96.28% | 41.58% | 40.87% | 40.07% | 37.59% | 38.03%
| 96.28% | 41.58% | 40.86% | 40.07% | 37.59% | 38.03%
| 96.29% | 41.57% | 40.86% | 40.06% | 37.59% | 38.02%
| 96.3% | 41.57% | 40.86% | 40.06% | 37.58% | 38.02%
| 96.3% | 41.57% | 40.86% | 40.06% | 37.58% | 38.02%
| 96.31% | 41.57% | 40.85% | 40.06% | 37.58% | 38.02%
| 96.31% | 41.57% | 40.85% | 40.06% | 37.57% | 38.02%
| 96.32% | 41.57% | 40.85% | 40.05% | 37.57% | 38%
| 96.32% | 41.56% | 40.85% | 40.05% | 37.56% | 38%
| 96.33% | 41.56% | 40.84% | 40.05% | 37.56% | 38%
| 96.34% | 41.56% | 40.84% | 40.05% | 37.56% | 38%
| 96.34% | 41.55% | 40.84% | 40.05% | 37.56% | 38%
| 96.35% | 41.55% | 40.84% | 40.05% | 37.56% | 37.99%
| 96.35% | 41.55% | 40.84% | 40.05% | 37.56% | 37.99%
| 96.36% | 41.55% | 40.84% | 40.04% | 37.55% | 37.99%
| 96.36% | 41.55% | 40.84% | 40.04% | 37.55% | 37.99%
| 96.37% | 41.54% | 40.83% | 40.04% | 37.55% | 37.99%
| 96.38% | 41.54% | 40.83% | 40.03% | 37.55% | 37.99%
| 96.38% | 41.54% | 40.83% | 40.03% | 37.54% | 37.99%
| 96.39% | 41.54% | 40.83% | 40.03% | 37.54% | 37.98%
| 96.39% | 41.53% | 40.83% | 40.03% | 37.54% | 37.98%
| 96.4% | 41.53% | 40.82% | 40.03% | 37.54% | 37.98%
| 96.4% | 41.53% | 40.82% | 40.03% | 37.54% | 37.98%
| 96.41% | 41.53% | 40.82% | 40.02% | 37.53% | 37.97%
| 96.42% | 41.52% | 40.82% | 40.01% | 37.53% | 37.97%
| 96.42% | 41.52% | 40.82% | 40.01% | 37.53% | 37.97%
| 96.43% | 41.52% | 40.82% | 40.01% | 37.53% | 37.97%
| 96.43% | 41.52% | 40.82% | 40.01% | 37.53% | 37.97%
| 96.44% | 41.52% | 40.81% | 40.01% | 37.53% | 37.96%
| 96.44% | 41.52% | 40.81% | 40% | 37.53% | 37.96%
| 96.45% | 41.52% | 40.81% | 40% | 37.53% | 37.96%
| 96.46% | 41.52% | 40.81% | 40% | 37.53% | 37.96%
| 96.46% | 41.52% | 40.8% | 39.99% | 37.53% | 37.96%
| 96.47% | 41.51% | 40.8% | 39.99% | 37.53% | 37.96%
| 96.47% | 41.51% | 40.8% | 39.99% | 37.52% | 37.96%
| 96.48% | 41.51% | 40.8% | 39.99% | 37.52% | 37.96%
| 96.48% | 41.51% | 40.8% | 39.99% | 37.52% | 37.96%
| 96.49% | 41.51% | 40.8% | 39.99% | 37.52% | 37.95%
| 96.5% | 41.51% | 40.79% | 39.99% | 37.51% | 37.95%
| 96.5% | 41.5% | 40.79% | 39.98% | 37.51% | 37.95%
| 96.51% | 41.5% | 40.79% | 39.98% | 37.51% | 37.95%
| 96.51% | 41.5% | 40.79% | 39.98% | 37.51% | 37.95%
| 96.52% | 41.5% | 40.79% | 39.97% | 37.51% | 37.95%
| 96.52% | 41.5% | 40.77% | 39.97% | 37.51% | 37.95%
| 96.53% | 41.49% | 40.77% | 39.97% | 37.51% | 37.95%
| 96.54% | 41.49% | 40.77% | 39.97% | 37.51% | 37.95%
| 96.54% | 41.49% | 40.77% | 39.97% | 37.51% | 37.94%
| 96.55% | 41.48% | 40.77% | 39.96% | 37.5% | 37.94%
| 96.55% | 41.48% | 40.76% | 39.96% | 37.5% | 37.94%
| 96.56% | 41.48% | 40.76% | 39.95% | 37.5% | 37.94%
| 96.56% | 41.48% | 40.76% | 39.95% | 37.5% | 37.93%
| 96.57% | 41.47% | 40.76% | 39.95% | 37.5% | 37.93%
| 96.58% | 41.47% | 40.76% | 39.95% | 37.5% | 37.93%
| 96.58% | 41.47% | 40.76% | 39.94% | 37.49% | 37.93%
| 96.59% | 41.47% | 40.76% | 39.94% | 37.49% | 37.93%
| 96.59% | 41.47% | 40.76% | 39.94% | 37.49% | 37.93%
| 96.6% | 41.46% | 40.75% | 39.94% | 37.49% | 37.93%
| 96.6% | 41.46% | 40.75% | 39.93% | 37.48% | 37.93%
| 96.61% | 41.46% | 40.75% | 39.93% | 37.48% | 37.92%
| 96.62% | 41.46% | 40.75% | 39.92% | 37.48% | 37.92%
| 96.62% | 41.46% | 40.75% | 39.92% | 37.48% | 37.92%
| 96.63% | 41.46% | 40.74% | 39.92% | 37.48% | 37.92%
| 96.63% | 41.46% | 40.74% | 39.92% | 37.48% | 37.92%
| 96.64% | 41.46% | 40.74% | 39.91% | 37.48% | 37.92%
| 96.64% | 41.46% | 40.74% | 39.91% | 37.47% | 37.91%
| 96.65% | 41.45% | 40.74% | 39.91% | 37.47% | 37.91%
| 96.66% | 41.45% | 40.73% | 39.91% | 37.47% | 37.9%
| 96.66% | 41.45% | 40.73% | 39.91% | 37.46% | 37.9%
| 96.67% | 41.45% | 40.73% | 39.9% | 37.46% | 37.9%
| 96.67% | 41.44% | 40.73% | 39.9% | 37.46% | 37.9%
| 96.68% | 41.44% | 40.73% | 39.9% | 37.45% | 37.9%
| 96.68% | 41.44% | 40.72% | 39.9% | 37.45% | 37.9%
| 96.69% | 41.44% | 40.72% | 39.9% | 37.45% | 37.9%
| 96.7% | 41.44% | 40.72% | 39.9% | 37.45% | 37.9%
| 96.7% | 41.44% | 40.7% | 39.89% | 37.45% | 37.89%
| 96.71% | 41.43% | 40.7% | 39.89% | 37.45% | 37.89%
| 96.71% | 41.43% | 40.7% | 39.89% | 37.45% | 37.88%
| 96.72% | 41.43% | 40.7% | 39.88% | 37.45% | 37.88%
| 96.72% | 41.42% | 40.7% | 39.87% | 37.45% | 37.88%
| 96.73% | 41.42% | 40.7% | 39.87% | 37.45% | 37.87%
| 96.74% | 41.42% | 40.7% | 39.87% | 37.44% | 37.87%
| 96.74% | 41.42% | 40.69% | 39.87% | 37.44% | 37.87%
| 96.75% | 41.42% | 40.69% | 39.86% | 37.44% | 37.87%
| 96.75% | 41.41% | 40.69% | 39.86% | 37.44% | 37.87%
| 96.76% | 41.41% | 40.68% | 39.86% | 37.44% | 37.87%
| 96.76% | 41.41% | 40.68% | 39.86% | 37.43% | 37.87%
| 96.77% | 41.41% | 40.68% | 39.86% | 37.43% | 37.86%
| 96.78% | 41.41% | 40.68% | 39.86% | 37.43% | 37.86%
| 96.78% | 41.41% | 40.67% | 39.85% | 37.43% | 37.86%
| 96.79% | 41.41% | 40.67% | 39.85% | 37.43% | 37.85%
| 96.79% | 41.41% | 40.67% | 39.84% | 37.42% | 37.85%
| 96.8% | 41.4% | 40.67% | 39.84% | 37.42% | 37.85%
| 96.8% | 41.4% | 40.67% | 39.84% | 37.42% | 37.84%
| 96.81% | 41.4% | 40.66% | 39.83% | 37.42% | 37.84%
| 96.82% | 41.4% | 40.66% | 39.83% | 37.42% | 37.84%
| 96.82% | 41.4% | 40.66% | 39.83% | 37.42% | 37.84%
| 96.83% | 41.4% | 40.65% | 39.83% | 37.42% | 37.84%
| 96.83% | 41.39% | 40.65% | 39.83% | 37.41% | 37.84%
| 96.84% | 41.39% | 40.64% | 39.83% | 37.41% | 37.83%
| 96.84% | 41.39% | 40.63% | 39.82% | 37.41% | 37.83%
| 96.85% | 41.39% | 40.63% | 39.82% | 37.41% | 37.83%
| 96.86% | 41.39% | 40.63% | 39.82% | 37.41% | 37.83%
| 96.86% | 41.39% | 40.63% | 39.82% | 37.41% | 37.83%
| 96.87% | 41.39% | 40.63% | 39.81% | 37.41% | 37.83%
| 96.87% | 41.39% | 40.63% | 39.81% | 37.4% | 37.83%
| 96.88% | 41.39% | 40.62% | 39.8% | 37.4% | 37.83%
| 96.88% | 41.38% | 40.62% | 39.8% | 37.4% | 37.82%
| 96.89% | 41.38% | 40.62% | 39.8% | 37.4% | 37.82%
| 96.89% | 41.38% | 40.62% | 39.8% | 37.4% | 37.81%
| 96.9% | 41.37% | 40.62% | 39.8% | 37.4% | 37.81%
| 96.91% | 41.37% | 40.61% | 39.8% | 37.39% | 37.81%
| 96.91% | 41.36% | 40.61% | 39.8% | 37.39% | 37.81%
| 96.92% | 41.36% | 40.61% | 39.79% | 37.39% | 37.8%
| 96.92% | 41.36% | 40.6% | 39.79% | 37.39% | 37.8%
| 96.93% | 41.36% | 40.6% | 39.79% | 37.39% | 37.8%
| 96.93% | 41.36% | 40.6% | 39.78% | 37.39% | 37.8%
| 96.94% | 41.36% | 40.6% | 39.78% | 37.39% | 37.8%
| 96.95% | 41.35% | 40.6% | 39.78% | 37.38% | 37.79%
| 96.95% | 41.35% | 40.6% | 39.77% | 37.38% | 37.79%
| 96.96% | 41.34% | 40.59% | 39.77% | 37.38% | 37.79%
| 96.96% | 41.34% | 40.58% | 39.77% | 37.38% | 37.79%
| 96.97% | 41.34% | 40.58% | 39.77% | 37.38% | 37.78%
| 96.97% | 41.34% | 40.58% | 39.76% | 37.37% | 37.78%
| 96.98% | 41.34% | 40.58% | 39.76% | 37.37% | 37.77%
| 96.99% | 41.34% | 40.58% | 39.75% | 37.37% | 37.77%
| 96.99% | 41.34% | 40.56% | 39.75% | 37.37% | 37.77%
| 97% | 41.34% | 40.56% | 39.75% | 37.37% | 37.77%
| 97% | 41.34% | 40.56% | 39.75% | 37.36% | 37.77%
| 97.01% | 41.33% | 40.56% | 39.74% | 37.36% | 37.76%
| 97.01% | 41.33% | 40.55% | 39.74% | 37.36% | 37.76%
| 97.02% | 41.33% | 40.55% | 39.74% | 37.36% | 37.76%
| 97.03% | 41.33% | 40.54% | 39.74% | 37.36% | 37.76%
| 97.03% | 41.33% | 40.54% | 39.74% | 37.36% | 37.75%
| 97.04% | 41.32% | 40.54% | 39.74% | 37.36% | 37.75%
| 97.04% | 41.32% | 40.53% | 39.74% | 37.36% | 37.75%
| 97.05% | 41.32% | 40.53% | 39.73% | 37.36% | 37.75%
| 97.05% | 41.32% | 40.53% | 39.73% | 37.35% | 37.75%
| 97.06% | 41.32% | 40.53% | 39.73% | 37.35% | 37.74%
| 97.07% | 41.32% | 40.53% | 39.73% | 37.35% | 37.74%
| 97.07% | 41.32% | 40.53% | 39.72% | 37.35% | 37.74%
| 97.08% | 41.32% | 40.53% | 39.72% | 37.35% | 37.74%
| 97.08% | 41.32% | 40.52% | 39.71% | 37.35% | 37.73%
| 97.09% | 41.32% | 40.52% | 39.71% | 37.34% | 37.73%
| 97.09% | 41.32% | 40.52% | 39.7% | 37.34% | 37.72%
| 97.1% | 41.31% | 40.51% | 39.7% | 37.34% | 37.72%
| 97.11% | 41.31% | 40.51% | 39.7% | 37.34% | 37.72%
| 97.11% | 41.3% | 40.51% | 39.7% | 37.34% | 37.72%
| 97.12% | 41.3% | 40.51% | 39.7% | 37.33% | 37.72%
| 97.12% | 41.29% | 40.5% | 39.7% | 37.33% | 37.72%
| 97.13% | 41.29% | 40.5% | 39.69% | 37.33% | 37.71%
| 97.13% | 41.29% | 40.5% | 39.69% | 37.33% | 37.7%
| 97.14% | 41.29% | 40.5% | 39.69% | 37.32% | 37.7%
| 97.15% | 41.29% | 40.5% | 39.69% | 37.31% | 37.7%
| 97.15% | 41.28% | 40.49% | 39.69% | 37.31% | 37.7%
| 97.16% | 41.28% | 40.49% | 39.69% | 37.31% | 37.7%
| 97.16% | 41.28% | 40.48% | 39.69% | 37.31% | 37.7%
| 97.17% | 41.28% | 40.48% | 39.68% | 37.31% | 37.7%
| 97.17% | 41.28% | 40.48% | 39.67% | 37.31% | 37.7%
| 97.18% | 41.28% | 40.48% | 39.67% | 37.3% | 37.7%
| 97.19% | 41.28% | 40.47% | 39.67% | 37.3% | 37.69%
| 97.19% | 41.27% | 40.46% | 39.67% | 37.3% | 37.69%
| 97.2% | 41.27% | 40.46% | 39.66% | 37.29% | 37.69%
| 97.2% | 41.27% | 40.46% | 39.66% | 37.29% | 37.68%
| 97.21% | 41.26% | 40.44% | 39.66% | 37.29% | 37.68%
| 97.21% | 41.26% | 40.44% | 39.66% | 37.29% | 37.68%
| 97.22% | 41.26% | 40.44% | 39.66% | 37.29% | 37.68%
| 97.23% | 41.26% | 40.44% | 39.65% | 37.29% | 37.68%
| 97.23% | 41.26% | 40.44% | 39.65% | 37.29% | 37.68%
| 97.24% | 41.25% | 40.43% | 39.65% | 37.29% | 37.67%
| 97.24% | 41.25% | 40.43% | 39.65% | 37.29% | 37.67%
| 97.25% | 41.25% | 40.42% | 39.64% | 37.29% | 37.67%
| 97.25% | 41.25% | 40.42% | 39.64% | 37.28% | 37.67%
| 97.26% | 41.24% | 40.42% | 39.63% | 37.28% | 37.67%
| 97.27% | 41.24% | 40.42% | 39.63% | 37.28% | 37.66%
| 97.27% | 41.24% | 40.41% | 39.63% | 37.28% | 37.66%
| 97.28% | 41.24% | 40.41% | 39.63% | 37.28% | 37.65%
| 97.28% | 41.23% | 40.41% | 39.62% | 37.28% | 37.65%
| 97.29% | 41.23% | 40.41% | 39.62% | 37.28% | 37.65%
| 97.29% | 41.23% | 40.4% | 39.62% | 37.28% | 37.65%
| 97.3% | 41.23% | 40.4% | 39.62% | 37.27% | 37.64%
| 97.31% | 41.23% | 40.4% | 39.61% | 37.27% | 37.64%
| 97.31% | 41.23% | 40.4% | 39.61% | 37.27% | 37.64%
| 97.32% | 41.22% | 40.4% | 39.61% | 37.27% | 37.64%
| 97.32% | 41.22% | 40.4% | 39.61% | 37.26% | 37.64%
| 97.33% | 41.22% | 40.39% | 39.61% | 37.26% | 37.63%
| 97.33% | 41.22% | 40.39% | 39.6% | 37.26% | 37.63%
| 97.34% | 41.21% | 40.39% | 39.6% | 37.26% | 37.63%
| 97.35% | 41.21% | 40.38% | 39.6% | 37.26% | 37.63%
| 97.35% | 41.21% | 40.38% | 39.59% | 37.25% | 37.62%
| 97.36% | 41.2% | 40.38% | 39.59% | 37.25% | 37.62%
| 97.36% | 41.2% | 40.38% | 39.59% | 37.25% | 37.62%
| 97.37% | 41.2% | 40.38% | 39.58% | 37.25% | 37.62%
| 97.37% | 41.19% | 40.37% | 39.58% | 37.25% | 37.62%
| 97.38% | 41.19% | 40.37% | 39.58% | 37.24% | 37.62%
| 97.39% | 41.19% | 40.37% | 39.57% | 37.24% | 37.61%
| 97.39% | 41.19% | 40.37% | 39.57% | 37.24% | 37.61%
| 97.4% | 41.19% | 40.36% | 39.57% | 37.24% | 37.61%
| 97.4% | 41.19% | 40.36% | 39.57% | 37.24% | 37.6%
| 97.41% | 41.18% | 40.36% | 39.57% | 37.24% | 37.6%
| 97.41% | 41.18% | 40.35% | 39.57% | 37.24% | 37.6%
| 97.42% | 41.18% | 40.35% | 39.56% | 37.23% | 37.59%
| 97.43% | 41.18% | 40.35% | 39.56% | 37.23% | 37.59%
| 97.43% | 41.18% | 40.35% | 39.56% | 37.23% | 37.59%
| 97.44% | 41.18% | 40.34% | 39.56% | 37.23% | 37.59%
| 97.44% | 41.18% | 40.34% | 39.56% | 37.23% | 37.58%
| 97.45% | 41.17% | 40.34% | 39.55% | 37.23% | 37.57%
| 97.45% | 41.17% | 40.34% | 39.55% | 37.23% | 37.57%
| 97.46% | 41.17% | 40.33% | 39.55% | 37.23% | 37.57%
| 97.47% | 41.17% | 40.33% | 39.55% | 37.22% | 37.56%
| 97.47% | 41.17% | 40.32% | 39.55% | 37.21% | 37.56%
| 97.48% | 41.17% | 40.32% | 39.55% | 37.21% | 37.55%
| 97.48% | 41.16% | 40.32% | 39.55% | 37.21% | 37.55%
| 97.49% | 41.16% | 40.32% | 39.55% | 37.21% | 37.55%
| 97.49% | 41.16% | 40.31% | 39.55% | 37.21% | 37.54%
| 97.5% | 41.16% | 40.31% | 39.54% | 37.21% | 37.54%
| 97.51% | 41.16% | 40.31% | 39.54% | 37.21% | 37.54%
| 97.51% | 41.16% | 40.3% | 39.54% | 37.21% | 37.53%
| 97.52% | 41.16% | 40.3% | 39.53% | 37.21% | 37.53%
| 97.52% | 41.15% | 40.3% | 39.53% | 37.2% | 37.53%
| 97.53% | 41.15% | 40.29% | 39.53% | 37.2% | 37.53%
| 97.53% | 41.15% | 40.29% | 39.53% | 37.2% | 37.52%
| 97.54% | 41.15% | 40.29% | 39.52% | 37.2% | 37.52%
| 97.55% | 41.15% | 40.29% | 39.52% | 37.2% | 37.52%
| 97.55% | 41.15% | 40.29% | 39.51% | 37.19% | 37.51%
| 97.56% | 41.14% | 40.28% | 39.51% | 37.19% | 37.51%
| 97.56% | 41.14% | 40.27% | 39.5% | 37.19% | 37.51%
| 97.57% | 41.13% | 40.27% | 39.5% | 37.19% | 37.49%
| 97.57% | 41.13% | 40.27% | 39.5% | 37.19% | 37.49%
| 97.58% | 41.13% | 40.26% | 39.49% | 37.18% | 37.49%
| 97.59% | 41.12% | 40.26% | 39.49% | 37.18% | 37.48%
| 97.59% | 41.12% | 40.26% | 39.49% | 37.18% | 37.48%
| 97.6% | 41.12% | 40.26% | 39.49% | 37.18% | 37.47%
| 97.6% | 41.11% | 40.25% | 39.48% | 37.18% | 37.47%
| 97.61% | 41.1% | 40.25% | 39.48% | 37.17% | 37.47%
| 97.61% | 41.1% | 40.25% | 39.48% | 37.17% | 37.46%
| 97.62% | 41.09% | 40.24% | 39.48% | 37.17% | 37.46%
| 97.63% | 41.09% | 40.24% | 39.48% | 37.17% | 37.46%
| 97.63% | 41.09% | 40.24% | 39.48% | 37.16% | 37.46%
| 97.64% | 41.08% | 40.24% | 39.47% | 37.16% | 37.46%
| 97.64% | 41.08% | 40.24% | 39.46% | 37.16% | 37.45%
| 97.65% | 41.08% | 40.23% | 39.46% | 37.16% | 37.45%
| 97.65% | 41.08% | 40.23% | 39.45% | 37.15% | 37.45%
| 97.66% | 41.08% | 40.22% | 39.45% | 37.15% | 37.45%
| 97.67% | 41.07% | 40.22% | 39.45% | 37.15% | 37.45%
| 97.67% | 41.07% | 40.22% | 39.44% | 37.15% | 37.45%
| 97.68% | 41.07% | 40.22% | 39.44% | 37.15% | 37.44%
| 97.68% | 41.07% | 40.22% | 39.44% | 37.14% | 37.44%
| 97.69% | 41.06% | 40.21% | 39.43% | 37.14% | 37.44%
| 97.69% | 41.06% | 40.2% | 39.42% | 37.14% | 37.44%
| 97.7% | 41.06% | 40.19% | 39.42% | 37.14% | 37.44%
| 97.71% | 41.05% | 40.19% | 39.41% | 37.14% | 37.42%
| 97.71% | 41.05% | 40.18% | 39.41% | 37.14% | 37.42%
| 97.72% | 41.05% | 40.18% | 39.41% | 37.13% | 37.41%
| 97.72% | 41.04% | 40.18% | 39.39% | 37.13% | 37.41%
| 97.73% | 41.04% | 40.18% | 39.39% | 37.12% | 37.41%
| 97.73% | 41.04% | 40.18% | 39.39% | 37.12% | 37.41%
| 97.74% | 41.04% | 40.18% | 39.38% | 37.12% | 37.41%
| 97.75% | 41.03% | 40.17% | 39.38% | 37.12% | 37.4%
| 97.75% | 41.03% | 40.17% | 39.38% | 37.11% | 37.4%
| 97.76% | 41.03% | 40.16% | 39.37% | 37.11% | 37.4%
| 97.76% | 41.02% | 40.16% | 39.37% | 37.11% | 37.4%
| 97.77% | 41.01% | 40.16% | 39.37% | 37.11% | 37.4%
| 97.77% | 41.01% | 40.16% | 39.37% | 37.1% | 37.4%
| 97.78% | 41.01% | 40.15% | 39.37% | 37.1% | 37.39%
| 97.79% | 41% | 40.15% | 39.37% | 37.1% | 37.39%
| 97.79% | 41% | 40.15% | 39.35% | 37.1% | 37.39%
| 97.8% | 41% | 40.14% | 39.34% | 37.09% | 37.39%
| 97.8% | 41% | 40.14% | 39.34% | 37.09% | 37.38%
| 97.81% | 40.99% | 40.13% | 39.34% | 37.09% | 37.38%
| 97.81% | 40.99% | 40.13% | 39.34% | 37.08% | 37.38%
| 97.82% | 40.99% | 40.13% | 39.33% | 37.08% | 37.38%
| 97.83% | 40.99% | 40.13% | 39.33% | 37.08% | 37.37%
| 97.83% | 40.99% | 40.13% | 39.33% | 37.08% | 37.37%
| 97.84% | 40.97% | 40.12% | 39.33% | 37.08% | 37.37%
| 97.84% | 40.97% | 40.1% | 39.33% | 37.08% | 37.36%
| 97.85% | 40.97% | 40.08% | 39.32% | 37.08% | 37.36%
| 97.85% | 40.97% | 40.08% | 39.32% | 37.08% | 37.36%
| 97.86% | 40.97% | 40.08% | 39.32% | 37.07% | 37.36%
| 97.87% | 40.97% | 40.07% | 39.32% | 37.07% | 37.35%
| 97.87% | 40.96% | 40.07% | 39.31% | 37.07% | 37.35%
| 97.88% | 40.96% | 40.07% | 39.31% | 37.07% | 37.35%
| 97.88% | 40.96% | 40.06% | 39.31% | 37.07% | 37.35%
| 97.89% | 40.96% | 40.06% | 39.3% | 37.07% | 37.34%
| 97.89% | 40.95% | 40.05% | 39.29% | 37.06% | 37.34%
| 97.9% | 40.95% | 40.04% | 39.29% | 37.06% | 37.33%
| 97.91% | 40.95% | 40.04% | 39.29% | 37.06% | 37.33%
| 97.91% | 40.95% | 40.03% | 39.29% | 37.06% | 37.33%
| 97.92% | 40.95% | 40.03% | 39.28% | 37.06% | 37.33%
| 97.92% | 40.95% | 40.02% | 39.27% | 37.05% | 37.33%
| 97.93% | 40.94% | 40.01% | 39.27% | 37.05% | 37.32%
| 97.93% | 40.93% | 40.01% | 39.27% | 37.05% | 37.32%
| 97.94% | 40.93% | 40.01% | 39.27% | 37.04% | 37.32%
| 97.95% | 40.93% | 40% | 39.27% | 37.04% | 37.32%
| 97.95% | 40.93% | 40% | 39.27% | 37.03% | 37.32%
| 97.96% | 40.93% | 40% | 39.27% | 37.03% | 37.31%
| 97.96% | 40.92% | 40% | 39.27% | 37.03% | 37.3%
| 97.97% | 40.92% | 40% | 39.26% | 37.03% | 37.3%
| 97.97% | 40.92% | 39.98% | 39.26% | 37.03% | 37.3%
| 97.98% | 40.91% | 39.98% | 39.26% | 37.02% | 37.3%
| 97.99% | 40.91% | 39.96% | 39.25% | 37.02% | 37.3%
| 97.99% | 40.91% | 39.96% | 39.24% | 37.02% | 37.29%
| 98% | 40.9% | 39.95% | 39.24% | 37.02% | 37.29%
| 98% | 40.9% | 39.94% | 39.24% | 37.02% | 37.28%
| 98.01% | 40.88% | 39.93% | 39.24% | 37.01% | 37.27%
| 98.01% | 40.88% | 39.93% | 39.24% | 37.01% | 37.27%
| 98.02% | 40.88% | 39.93% | 39.24% | 37.01% | 37.27%
| 98.03% | 40.88% | 39.92% | 39.23% | 37% | 37.26%
| 98.03% | 40.87% | 39.92% | 39.22% | 37% | 37.25%
| 98.04% | 40.87% | 39.92% | 39.22% | 36.99% | 37.25%
| 98.04% | 40.87% | 39.91% | 39.22% | 36.99% | 37.25%
| 98.05% | 40.87% | 39.91% | 39.21% | 36.99% | 37.24%
| 98.05% | 40.86% | 39.88% | 39.21% | 36.99% | 37.23%
| 98.06% | 40.86% | 39.88% | 39.21% | 36.98% | 37.23%
| 98.07% | 40.86% | 39.87% | 39.2% | 36.98% | 37.22%
| 98.07% | 40.85% | 39.87% | 39.2% | 36.98% | 37.22%
| 98.08% | 40.85% | 39.87% | 39.19% | 36.98% | 37.21%
| 98.08% | 40.85% | 39.87% | 39.19% | 36.98% | 37.21%
| 98.09% | 40.85% | 39.84% | 39.18% | 36.97% | 37.2%
| 98.09% | 40.85% | 39.84% | 39.18% | 36.97% | 37.2%
| 98.1% | 40.85% | 39.84% | 39.17% | 36.97% | 37.2%
| 98.11% | 40.85% | 39.84% | 39.17% | 36.97% | 37.2%
| 98.11% | 40.84% | 39.83% | 39.17% | 36.97% | 37.19%
| 98.12% | 40.84% | 39.83% | 39.17% | 36.96% | 37.19%
| 98.12% | 40.84% | 39.83% | 39.17% | 36.96% | 37.19%
| 98.13% | 40.83% | 39.83% | 39.17% | 36.96% | 37.19%
| 98.13% | 40.83% | 39.82% | 39.15% | 36.96% | 37.18%
| 98.14% | 40.82% | 39.82% | 39.15% | 36.96% | 37.18%
| 98.14% | 40.82% | 39.81% | 39.14% | 36.95% | 37.17%
| 98.15% | 40.82% | 39.81% | 39.13% | 36.95% | 37.17%
| 98.16% | 40.81% | 39.81% | 39.13% | 36.95% | 37.17%
| 98.16% | 40.8% | 39.8% | 39.13% | 36.95% | 37.17%
| 98.17% | 40.8% | 39.8% | 39.13% | 36.94% | 37.17%
| 98.17% | 40.8% | 39.79% | 39.12% | 36.93% | 37.17%
| 98.18% | 40.79% | 39.79% | 39.12% | 36.93% | 37.16%
| 98.18% | 40.79% | 39.79% | 39.11% | 36.93% | 37.16%
| 98.19% | 40.78% | 39.78% | 39.11% | 36.93% | 37.16%
| 98.2% | 40.78% | 39.77% | 39.11% | 36.93% | 37.15%
| 98.2% | 40.77% | 39.76% | 39.11% | 36.93% | 37.15%
| 98.21% | 40.77% | 39.76% | 39.11% | 36.92% | 37.14%
| 98.21% | 40.77% | 39.75% | 39.1% | 36.92% | 37.14%
| 98.22% | 40.76% | 39.74% | 39.08% | 36.92% | 37.14%
| 98.22% | 40.76% | 39.74% | 39.08% | 36.91% | 37.13%
| 98.23% | 40.76% | 39.73% | 39.08% | 36.91% | 37.13%
| 98.24% | 40.76% | 39.72% | 39.07% | 36.91% | 37.12%
| 98.24% | 40.76% | 39.72% | 39.07% | 36.9% | 37.12%
| 98.25% | 40.75% | 39.71% | 39.06% | 36.89% | 37.12%
| 98.25% | 40.75% | 39.71% | 39.06% | 36.88% | 37.12%
| 98.26% | 40.75% | 39.7% | 39.06% | 36.88% | 37.12%
| 98.26% | 40.75% | 39.7% | 39.06% | 36.87% | 37.12%
| 98.27% | 40.75% | 39.69% | 39.06% | 36.87% | 37.12%
| 98.28% | 40.74% | 39.69% | 39.06% | 36.86% | 37.11%
| 98.28% | 40.74% | 39.68% | 39.05% | 36.86% | 37.09%
| 98.29% | 40.74% | 39.68% | 39.05% | 36.86% | 37.09%
| 98.29% | 40.73% | 39.68% | 39.04% | 36.86% | 37.09%
| 98.3% | 40.73% | 39.68% | 39.04% | 36.86% | 37.09%
| 98.3% | 40.73% | 39.67% | 39.04% | 36.85% | 37.09%
| 98.31% | 40.73% | 39.65% | 39.04% | 36.85% | 37.08%
| 98.32% | 40.73% | 39.65% | 39.04% | 36.84% | 37.08%
| 98.32% | 40.73% | 39.64% | 39.04% | 36.84% | 37.08%
| 98.33% | 40.72% | 39.64% | 39.03% | 36.84% | 37.07%
| 98.33% | 40.72% | 39.64% | 39.03% | 36.83% | 37.06%
| 98.34% | 40.72% | 39.64% | 39.03% | 36.83% | 37.06%
| 98.34% | 40.72% | 39.63% | 39.03% | 36.83% | 37.06%
| 98.35% | 40.72% | 39.63% | 39.02% | 36.83% | 37.05%
| 98.36% | 40.71% | 39.63% | 39.01% | 36.83% | 37.05%
| 98.36% | 40.71% | 39.63% | 39.01% | 36.83% | 37.05%
| 98.37% | 40.71% | 39.62% | 39.01% | 36.82% | 37.05%
| 98.37% | 40.7% | 39.62% | 39.01% | 36.82% | 37.04%
| 98.38% | 40.7% | 39.62% | 39% | 36.82% | 37.04%
| 98.38% | 40.7% | 39.61% | 39% | 36.82% | 37.03%
| 98.39% | 40.7% | 39.61% | 38.98% | 36.82% | 37.03%
| 98.4% | 40.7% | 39.6% | 38.98% | 36.81% | 37.02%
| 98.4% | 40.69% | 39.59% | 38.98% | 36.81% | 37.02%
| 98.41% | 40.69% | 39.58% | 38.98% | 36.81% | 37.02%
| 98.41% | 40.69% | 39.57% | 38.97% | 36.81% | 37.02%
| 98.42% | 40.68% | 39.57% | 38.97% | 36.8% | 37.02%
| 98.42% | 40.68% | 39.56% | 38.96% | 36.8% | 37.01%
| 98.43% | 40.68% | 39.56% | 38.96% | 36.8% | 37.01%
| 98.44% | 40.68% | 39.56% | 38.95% | 36.8% | 37.01%
| 98.44% | 40.68% | 39.55% | 38.95% | 36.8% | 37%
| 98.45% | 40.68% | 39.55% | 38.95% | 36.79% | 37%
| 98.45% | 40.67% | 39.55% | 38.94% | 36.79% | 37%
| 98.46% | 40.66% | 39.54% | 38.93% | 36.79% | 37%
| 98.46% | 40.66% | 39.53% | 38.93% | 36.78% | 37%
| 98.47% | 40.66% | 39.5% | 38.93% | 36.77% | 37%
| 98.48% | 40.66% | 39.49% | 38.92% | 36.76% | 37%
| 98.48% | 40.66% | 39.49% | 38.91% | 36.76% | 36.99%
| 98.49% | 40.66% | 39.48% | 38.91% | 36.76% | 36.99%
| 98.49% | 40.66% | 39.47% | 38.91% | 36.76% | 36.98%
| 98.5% | 40.65% | 39.45% | 38.91% | 36.76% | 36.98%
| 98.5% | 40.65% | 39.45% | 38.89% | 36.76% | 36.97%
| 98.51% | 40.65% | 39.44% | 38.89% | 36.76% | 36.97%
| 98.52% | 40.65% | 39.44% | 38.89% | 36.75% | 36.96%
| 98.52% | 40.65% | 39.42% | 38.88% | 36.75% | 36.95%
| 98.53% | 40.64% | 39.42% | 38.88% | 36.74% | 36.93%
| 98.53% | 40.64% | 39.42% | 38.88% | 36.72% | 36.93%
| 98.54% | 40.64% | 39.42% | 38.86% | 36.72% | 36.93%
| 98.54% | 40.63% | 39.41% | 38.85% | 36.72% | 36.93%
| 98.55% | 40.63% | 39.41% | 38.84% | 36.71% | 36.93%
| 98.56% | 40.63% | 39.41% | 38.84% | 36.71% | 36.93%
| 98.56% | 40.62% | 39.4% | 38.83% | 36.71% | 36.93%
| 98.57% | 40.62% | 39.4% | 38.83% | 36.71% | 36.92%
| 98.57% | 40.61% | 39.4% | 38.83% | 36.7% | 36.92%
| 98.58% | 40.61% | 39.4% | 38.82% | 36.7% | 36.91%
| 98.58% | 40.61% | 39.39% | 38.82% | 36.69% | 36.91%
| 98.59% | 40.61% | 39.39% | 38.81% | 36.69% | 36.91%
| 98.6% | 40.61% | 39.38% | 38.8% | 36.69% | 36.91%
| 98.6% | 40.6% | 39.38% | 38.8% | 36.69% | 36.91%
| 98.61% | 40.6% | 39.37% | 38.8% | 36.69% | 36.9%
| 98.61% | 40.58% | 39.37% | 38.8% | 36.69% | 36.9%
| 98.62% | 40.58% | 39.34% | 38.79% | 36.69% | 36.89%
| 98.62% | 40.58% | 39.34% | 38.79% | 36.68% | 36.89%
| 98.63% | 40.57% | 39.34% | 38.78% | 36.68% | 36.89%
| 98.64% | 40.57% | 39.33% | 38.76% | 36.67% | 36.89%
| 98.64% | 40.57% | 39.32% | 38.76% | 36.66% | 36.89%
| 98.65% | 40.57% | 39.32% | 38.75% | 36.66% | 36.88%
| 98.65% | 40.56% | 39.32% | 38.75% | 36.66% | 36.88%
| 98.66% | 40.56% | 39.31% | 38.75% | 36.65% | 36.88%
| 98.66% | 40.56% | 39.31% | 38.75% | 36.65% | 36.87%
| 98.67% | 40.56% | 39.31% | 38.74% | 36.64% | 36.87%
| 98.68% | 40.55% | 39.31% | 38.74% | 36.64% | 36.87%
| 98.68% | 40.55% | 39.3% | 38.74% | 36.63% | 36.86%
| 98.69% | 40.55% | 39.3% | 38.73% | 36.63% | 36.86%
| 98.69% | 40.54% | 39.28% | 38.73% | 36.63% | 36.86%
| 98.7% | 40.54% | 39.27% | 38.73% | 36.62% | 36.84%
| 98.7% | 40.54% | 39.27% | 38.73% | 36.62% | 36.84%
| 98.71% | 40.54% | 39.26% | 38.72% | 36.61% | 36.83%
| 98.72% | 40.54% | 39.25% | 38.71% | 36.6% | 36.83%
| 98.72% | 40.54% | 39.24% | 38.71% | 36.6% | 36.83%
| 98.73% | 40.53% | 39.23% | 38.7% | 36.6% | 36.83%
| 98.73% | 40.53% | 39.22% | 38.7% | 36.6% | 36.83%
| 98.74% | 40.53% | 39.22% | 38.69% | 36.6% | 36.82%
| 98.74% | 40.52% | 39.22% | 38.69% | 36.59% | 36.82%
| 98.75% | 40.52% | 39.22% | 38.69% | 36.59% | 36.82%
| 98.76% | 40.52% | 39.2% | 38.68% | 36.59% | 36.81%
| 98.76% | 40.52% | 39.2% | 38.68% | 36.58% | 36.81%
| 98.77% | 40.52% | 39.19% | 38.67% | 36.58% | 36.81%
| 98.77% | 40.51% | 39.19% | 38.66% | 36.56% | 36.8%
| 98.78% | 40.51% | 39.17% | 38.66% | 36.56% | 36.8%
| 98.78% | 40.51% | 39.17% | 38.65% | 36.55% | 36.8%
| 98.79% | 40.51% | 39.16% | 38.65% | 36.55% | 36.8%
| 98.8% | 40.5% | 39.15% | 38.65% | 36.54% | 36.79%
| 98.8% | 40.5% | 39.15% | 38.65% | 36.53% | 36.79%
| 98.81% | 40.5% | 39.14% | 38.64% | 36.53% | 36.79%
| 98.81% | 40.5% | 39.12% | 38.63% | 36.53% | 36.78%
| 98.82% | 40.5% | 39.09% | 38.62% | 36.52% | 36.78%
| 98.82% | 40.5% | 39.07% | 38.62% | 36.52% | 36.78%
| 98.83% | 40.49% | 39.07% | 38.62% | 36.52% | 36.77%
| 98.84% | 40.49% | 39.05% | 38.61% | 36.51% | 36.77%
| 98.84% | 40.49% | 39.04% | 38.6% | 36.51% | 36.77%
| 98.85% | 40.48% | 39.04% | 38.6% | 36.51% | 36.76%
| 98.85% | 40.48% | 39.03% | 38.57% | 36.51% | 36.75%
| 98.86% | 40.48% | 39.03% | 38.55% | 36.5% | 36.74%
| 98.86% | 40.47% | 39.02% | 38.54% | 36.5% | 36.74%
| 98.87% | 40.46% | 39.01% | 38.53% | 36.49% | 36.74%
| 98.88% | 40.46% | 39.01% | 38.52% | 36.49% | 36.74%
| 98.88% | 40.46% | 39% | 38.52% | 36.49% | 36.74%
| 98.89% | 40.46% | 39% | 38.52% | 36.47% | 36.73%
| 98.89% | 40.46% | 38.96% | 38.52% | 36.47% | 36.73%
| 98.9% | 40.45% | 38.96% | 38.52% | 36.47% | 36.72%
| 98.9% | 40.45% | 38.95% | 38.52% | 36.47% | 36.72%
| 98.91% | 40.45% | 38.95% | 38.51% | 36.46% | 36.71%
| 98.92% | 40.45% | 38.95% | 38.51% | 36.45% | 36.71%
| 98.92% | 40.44% | 38.95% | 38.5% | 36.45% | 36.7%
| 98.93% | 40.44% | 38.94% | 38.5% | 36.45% | 36.7%
| 98.93% | 40.44% | 38.93% | 38.49% | 36.44% | 36.7%
| 98.94% | 40.44% | 38.92% | 38.49% | 36.43% | 36.69%
| 98.94% | 40.44% | 38.91% | 38.48% | 36.42% | 36.69%
| 98.95% | 40.44% | 38.91% | 38.47% | 36.42% | 36.68%
| 98.96% | 40.43% | 38.9% | 38.46% | 36.41% | 36.68%
| 98.96% | 40.43% | 38.89% | 38.46% | 36.41% | 36.67%
| 98.97% | 40.42% | 38.89% | 38.46% | 36.4% | 36.67%
| 98.97% | 40.42% | 38.89% | 38.46% | 36.39% | 36.66%
| 98.98% | 40.42% | 38.88% | 38.46% | 36.39% | 36.65%
| 98.98% | 40.42% | 38.87% | 38.45% | 36.39% | 36.65%
| 98.99% | 40.41% | 38.87% | 38.45% | 36.39% | 36.64%
| 99% | 40.41% | 38.86% | 38.44% | 36.39% | 36.63%
| 99% | 40.41% | 38.83% | 38.42% | 36.39% | 36.62%
| 99.01% | 40.4% | 38.83% | 38.42% | 36.38% | 36.62%
| 99.01% | 40.39% | 38.83% | 38.41% | 36.38% | 36.62%
| 99.02% | 40.39% | 38.83% | 38.41% | 36.38% | 36.62%
| 99.02% | 40.38% | 38.83% | 38.41% | 36.37% | 36.62%
| 99.03% | 40.36% | 38.8% | 38.4% | 36.37% | 36.61%
| 99.04% | 40.36% | 38.8% | 38.38% | 36.37% | 36.6%
| 99.04% | 40.35% | 38.78% | 38.37% | 36.37% | 36.6%
| 99.05% | 40.35% | 38.78% | 38.37% | 36.37% | 36.6%
| 99.05% | 40.35% | 38.78% | 38.36% | 36.36% | 36.6%
| 99.06% | 40.35% | 38.75% | 38.36% | 36.36% | 36.59%
| 99.06% | 40.34% | 38.74% | 38.35% | 36.36% | 36.58%
| 99.07% | 40.33% | 38.73% | 38.32% | 36.35% | 36.58%
| 99.08% | 40.33% | 38.73% | 38.32% | 36.35% | 36.57%
| 99.08% | 40.31% | 38.73% | 38.31% | 36.35% | 36.57%
| 99.09% | 40.29% | 38.72% | 38.31% | 36.35% | 36.56%
| 99.09% | 40.29% | 38.7% | 38.31% | 36.34% | 36.55%
| 99.1% | 40.29% | 38.7% | 38.29% | 36.34% | 36.54%
| 99.1% | 40.28% | 38.69% | 38.29% | 36.34% | 36.54%
| 99.11% | 40.28% | 38.69% | 38.28% | 36.33% | 36.54%
| 99.12% | 40.27% | 38.69% | 38.25% | 36.33% | 36.53%
| 99.12% | 40.27% | 38.67% | 38.25% | 36.33% | 36.52%
| 99.13% | 40.26% | 38.67% | 38.24% | 36.33% | 36.51%
| 99.13% | 40.25% | 38.66% | 38.24% | 36.32% | 36.51%
| 99.14% | 40.25% | 38.66% | 38.24% | 36.32% | 36.5%
| 99.14% | 40.24% | 38.65% | 38.23% | 36.32% | 36.49%
| 99.15% | 40.24% | 38.65% | 38.23% | 36.32% | 36.49%
| 99.16% | 40.24% | 38.64% | 38.22% | 36.31% | 36.48%
| 99.16% | 40.23% | 38.62% | 38.2% | 36.31% | 36.47%
| 99.17% | 40.23% | 38.62% | 38.17% | 36.31% | 36.47%
| 99.17% | 40.22% | 38.61% | 38.17% | 36.31% | 36.46%
| 99.18% | 40.22% | 38.57% | 38.15% | 36.3% | 36.46%
| 99.18% | 40.22% | 38.56% | 38.15% | 36.3% | 36.45%
| 99.19% | 40.21% | 38.52% | 38.15% | 36.3% | 36.45%
| 99.2% | 40.21% | 38.52% | 38.15% | 36.29% | 36.45%
| 99.2% | 40.19% | 38.52% | 38.14% | 36.29% | 36.44%
| 99.21% | 40.18% | 38.52% | 38.14% | 36.27% | 36.44%
| 99.21% | 40.18% | 38.51% | 38.11% | 36.26% | 36.43%
| 99.22% | 40.17% | 38.51% | 38.1% | 36.25% | 36.43%
| 99.22% | 40.16% | 38.5% | 38.09% | 36.25% | 36.43%
| 99.23% | 40.15% | 38.48% | 38.09% | 36.25% | 36.43%
| 99.24% | 40.15% | 38.48% | 38.09% | 36.24% | 36.42%
| 99.24% | 40.14% | 38.47% | 38.07% | 36.24% | 36.41%
| 99.25% | 40.14% | 38.45% | 38.04% | 36.24% | 36.41%
| 99.25% | 40.13% | 38.45% | 38.03% | 36.22% | 36.41%
| 99.26% | 40.13% | 38.42% | 38.03% | 36.19% | 36.4%
| 99.26% | 40.11% | 38.42% | 38.02% | 36.19% | 36.4%
| 99.27% | 40.1% | 38.42% | 38% | 36.18% | 36.39%
| 99.28% | 40.08% | 38.42% | 37.99% | 36.17% | 36.38%
| 99.28% | 40.08% | 38.42% | 37.99% | 36.16% | 36.37%
| 99.29% | 40.07% | 38.4% | 37.99% | 36.15% | 36.36%
| 99.29% | 40.07% | 38.38% | 37.98% | 36.15% | 36.35%
| 99.3% | 40.06% | 38.37% | 37.98% | 36.15% | 36.35%
| 99.3% | 40.06% | 38.36% | 37.98% | 36.15% | 36.34%
| 99.31% | 40.06% | 38.36% | 37.97% | 36.13% | 36.33%
| 99.32% | 40.05% | 38.35% | 37.97% | 36.13% | 36.33%
| 99.32% | 40.04% | 38.35% | 37.97% | 36.13% | 36.31%
| 99.33% | 40.02% | 38.35% | 37.96% | 36.12% | 36.3%
| 99.33% | 40.02% | 38.35% | 37.96% | 36.11% | 36.3%
| 99.34% | 40.02% | 38.34% | 37.95% | 36.11% | 36.29%
| 99.34% | 39.99% | 38.33% | 37.95% | 36.11% | 36.29%
| 99.35% | 39.97% | 38.33% | 37.95% | 36.09% | 36.29%
| 99.36% | 39.97% | 38.32% | 37.94% | 36.08% | 36.28%
| 99.36% | 39.97% | 38.32% | 37.94% | 36.08% | 36.28%
| 99.37% | 39.95% | 38.32% | 37.92% | 36.07% | 36.28%
| 99.37% | 39.95% | 38.32% | 37.92% | 36.07% | 36.28%
| 99.38% | 39.94% | 38.3% | 37.91% | 36.06% | 36.27%
| 99.38% | 39.94% | 38.3% | 37.9% | 36.06% | 36.26%
| 99.39% | 39.93% | 38.29% | 37.9% | 36.05% | 36.25%
| 99.39% | 39.93% | 38.29% | 37.89% | 36.05% | 36.25%
| 99.4% | 39.91% | 38.29% | 37.88% | 36.05% | 36.24%
| 99.41% | 39.91% | 38.28% | 37.88% | 36.04% | 36.24%
| 99.41% | 39.91% | 38.27% | 37.88% | 36.04% | 36.23%
| 99.42% | 39.91% | 38.26% | 37.87% | 36.04% | 36.21%
| 99.42% | 39.9% | 38.25% | 37.87% | 36.03% | 36.21%
| 99.43% | 39.87% | 38.24% | 37.86% | 36.03% | 36.2%
| 99.43% | 39.86% | 38.24% | 37.86% | 36.03% | 36.2%
| 99.44% | 39.86% | 38.24% | 37.86% | 36.01% | 36.2%
| 99.45% | 39.85% | 38.19% | 37.84% | 36.01% | 36.18%
| 99.45% | 39.85% | 38.19% | 37.83% | 36% | 36.17%
| 99.46% | 39.84% | 38.19% | 37.83% | 35.99% | 36.17%
| 99.46% | 39.84% | 38.18% | 37.82% | 35.99% | 36.17%
| 99.47% | 39.83% | 38.18% | 37.81% | 35.97% | 36.17%
| 99.47% | 39.82% | 38.16% | 37.81% | 35.97% | 36.15%
| 99.48% | 39.81% | 38.14% | 37.79% | 35.97% | 36.15%
| 99.49% | 39.81% | 38.14% | 37.77% | 35.96% | 36.14%
| 99.49% | 39.79% | 38.13% | 37.75% | 35.95% | 36.13%
| 99.5% | 39.79% | 38.13% | 37.73% | 35.94% | 36.12%
| 99.5% | 39.79% | 38.12% | 37.73% | 35.93% | 36.12%
| 99.51% | 39.78% | 38.12% | 37.72% | 35.93% | 36.12%
| 99.51% | 39.78% | 38.1% | 37.71% | 35.92% | 36.11%
| 99.52% | 39.76% | 38.04% | 37.7% | 35.91% | 36.1%
| 99.53% | 39.75% | 38.03% | 37.7% | 35.91% | 36.08%
| 99.53% | 39.74% | 38.02% | 37.7% | 35.91% | 36.08%
| 99.54% | 39.73% | 37.99% | 37.68% | 35.9% | 36.07%
| 99.54% | 39.72% | 37.99% | 37.68% | 35.89% | 36.06%
| 99.55% | 39.72% | 37.98% | 37.66% | 35.89% | 36.05%
| 99.55% | 39.71% | 37.96% | 37.66% | 35.87% | 36.05%
| 99.56% | 39.71% | 37.92% | 37.65% | 35.87% | 36.04%
| 99.57% | 39.7% | 37.92% | 37.65% | 35.87% | 36.04%
| 99.57% | 39.68% | 37.91% | 37.62% | 35.86% | 36.03%
| 99.58% | 39.68% | 37.9% | 37.62% | 35.85% | 36.01%
| 99.58% | 39.68% | 37.88% | 37.62% | 35.85% | 36.01%
| 99.59% | 39.66% | 37.87% | 37.62% | 35.84% | 35.99%
| 99.59% | 39.63% | 37.86% | 37.61% | 35.83% | 35.99%
| 99.6% | 39.63% | 37.85% | 37.59% | 35.82% | 35.97%
| 99.61% | 39.6% | 37.85% | 37.58% | 35.79% | 35.97%
| 99.61% | 39.59% | 37.84% | 37.58% | 35.79% | 35.96%
| 99.62% | 39.59% | 37.83% | 37.58% | 35.77% | 35.94%
| 99.62% | 39.58% | 37.83% | 37.55% | 35.75% | 35.91%
| 99.63% | 39.58% | 37.82% | 37.55% | 35.74% | 35.91%
| 99.63% | 39.58% | 37.82% | 37.54% | 35.74% | 35.89%
| 99.64% | 39.58% | 37.79% | 37.54% | 35.73% | 35.88%
| 99.65% | 39.57% | 37.78% | 37.5% | 35.72% | 35.86%
| 99.65% | 39.55% | 37.72% | 37.5% | 35.71% | 35.85%
| 99.66% | 39.49% | 37.71% | 37.5% | 35.68% | 35.85%
| 99.66% | 39.45% | 37.71% | 37.48% | 35.67% | 35.85%
| 99.67% | 39.44% | 37.71% | 37.47% | 35.67% | 35.84%
| 99.67% | 39.44% | 37.68% | 37.47% | 35.66% | 35.81%
| 99.68% | 39.43% | 37.6% | 37.47% | 35.66% | 35.8%
| 99.69% | 39.42% | 37.58% | 37.47% | 35.64% | 35.8%
| 99.69% | 39.42% | 37.57% | 37.46% | 35.64% | 35.71%
| 99.7% | 39.41% | 37.56% | 37.45% | 35.62% | 35.7%
| 99.7% | 39.38% | 37.56% | 37.45% | 35.62% | 35.69%
| 99.71% | 39.36% | 37.54% | 37.44% | 35.61% | 35.69%
| 99.71% | 39.33% | 37.48% | 37.41% | 35.61% | 35.68%
| 99.72% | 39.33% | 37.47% | 37.37% | 35.57% | 35.64%
| 99.73% | 39.33% | 37.45% | 37.33% | 35.54% | 35.63%
| 99.73% | 39.32% | 37.45% | 37.32% | 35.53% | 35.63%
| 99.74% | 39.32% | 37.42% | 37.29% | 35.52% | 35.62%
| 99.74% | 39.32% | 37.4% | 37.24% | 35.51% | 35.62%
| 99.75% | 39.31% | 37.38% | 37.24% | 35.5% | 35.61%
| 99.75% | 39.3% | 37.36% | 37.22% | 35.5% | 35.61%
| 99.76% | 39.28% | 37.36% | 37.22% | 35.48% | 35.61%
| 99.77% | 39.27% | 37.32% | 37.21% | 35.48% | 35.56%
| 99.77% | 39.26% | 37.3% | 37.2% | 35.47% | 35.56%
| 99.78% | 39.25% | 37.29% | 37.18% | 35.45% | 35.55%
| 99.78% | 39.23% | 37.29% | 37.16% | 35.44% | 35.54%
| 99.79% | 39.18% | 37.28% | 37.14% | 35.43% | 35.53%
| 99.79% | 39.16% | 37.25% | 37.13% | 35.42% | 35.53%
| 99.8% | 39.11% | 37.25% | 37.11% | 35.42% | 35.53%
| 99.81% | 39.11% | 37.11% | 37.02% | 35.41% | 35.52%
| 99.81% | 39.08% | 37.1% | 37.01% | 35.35% | 35.51%
| 99.82% | 39.01% | 37.06% | 37.01% | 35.35% | 35.5%
| 99.82% | 38.96% | 36.99% | 37% | 35.35% | 35.48%
| 99.83% | 38.85% | 36.97% | 36.99% | 35.32% | 35.45%
| 99.83% | 38.82% | 36.96% | 36.96% | 35.32% | 35.45%
| 99.84% | 38.75% | 36.91% | 36.94% | 35.29% | 35.44%
| 99.85% | 38.73% | 36.87% | 36.92% | 35.25% | 35.44%
| 99.85% | 38.71% | 36.85% | 36.87% | 35.2% | 35.37%
| 99.86% | 38.7% | 36.8% | 36.82% | 35.19% | 35.34%
| 99.86% | 38.67% | 36.75% | 36.79% | 35.18% | 35.33%
| 99.87% | 38.64% | 36.72% | 36.77% | 35.16% | 35.33%
| 99.87% | 38.63% | 36.68% | 36.74% | 35.14% | 35.28%
| 99.88% | 38.56% | 36.55% | 36.74% | 35.13% | 35.28%
| 99.89% | 38.49% | 36.51% | 36.71% | 35.13% | 35.25%
| 99.89% | 38.49% | 36.48% | 36.69% | 35.12% | 35.23%
| 99.9% | 38.47% | 36.25% | 36.65% | 35.11% | 35.22%
| 99.9% | 38.45% | 36.23% | 36.59% | 35.05% | 35.19%
| 99.91% | 38.42% | 36.2% | 36.54% | 35.04% | 35.16%
| 99.91% | 38.37% | 36.09% | 36.52% | 34.96% | 35.12%
| 99.92% | 38.15% | 36% | 36.46% | 34.95% | 35.06%
| 99.93% | 38.12% | 35.9% | 36.39% | 34.9% | 35.05%
| 99.93% | 38.02% | 35.86% | 36.33% | 34.86% | 35.02%
| 99.94% | 37.99% | 35.84% | 36.32% | 34.86% | 35.01%
| 99.94% | 37.97% | 35.57% | 36.28% | 34.85% | 34.92%
| 99.95% | 37.95% | 35.48% | 35.72% | 34.81% | 34.79%
| 99.95% | 37.83% | 35.48% | 35.36% | 34.71% | 34.77%
| 99.96% | 37.8% | 35.35% | 34.85% | 34.71% | 34.76%
| 99.97% | 37.79% | 35.32% | 34.76% | 34.68% | 34.69%
| 99.97% | 37.78% | 35.11% | 34.61% | 34.64% | 34.6%
| 99.98% | 37.51% | 35.11% | 34.35% | 34.54% | 34.52%
| 99.98% | 37.11% | 34.96% | 34.17% | 34.09% | 34.5%
| 99.99% | 37.05% | 34.94% | 34.14% | 34.05% | 34.36%
| 99.99% | 36.99% | 34.73% | 34.11% | 34.05% | 34.31%
| 100% | 36.98% | 34.54% | 33.55% | 34.04% | 34.3%

## fig2.3
Figure 2.3: Load duration curve, WEM and NEM, 2014
Source: IMO/AEMO
| Percentage of time | NEM | WEM
| 0.005713% | 100% | 100%
| 0.01143% | 99.95% | 99.73%
| 0.01714% | 99.9% | 99.66%
| 0.02285% | 99.25% | 99.58%
| 0.02856% | 99.25% | 99.44%
| 0.03428% | 99.02% | 98.99%
| 0.03999% | 98.79% | 98.82%
| 0.0457% | 98.73% | 98.39%
| 0.05142% | 98.59% | 98.34%
| 0.05713% | 98.45% | 97.92%
| 0.06284% | 98.37% | 97.84%
| 0.06856% | 98.36% | 97.63%
| 0.07427% | 98.3% | 97.52%
| 0.07998% | 98.18% | 97.5%
| 0.08569% | 98.05% | 97.42%
| 0.09141% | 98.03% | 97.25%
| 0.09712% | 97.72% | 97%
| 0.1028% | 97.68% | 96.93%
| 0.1085% | 97.67% | 96.9%
| 0.1143% | 97.62% | 96.74%
| 0.12% | 97.5% | 96.71%
| 0.1257% | 97.11% | 96.57%
| 0.1314% | 96.95% | 96.25%
| 0.1371% | 96.78% | 96.18%
| 0.1428% | 96.47% | 96.17%
| 0.1485% | 96.27% | 96.06%
| 0.1543% | 96.27% | 96.04%
| 0.16% | 96.26% | 95.96%
| 0.1657% | 96.06% | 95.88%
| 0.1714% | 95.93% | 95.87%
| 0.1771% | 95.91% | 95.65%
| 0.1828% | 95.59% | 95.57%
| 0.1885% | 95.58% | 95.23%
| 0.1942% | 95.34% | 95.13%
| 0.2% | 95.31% | 94.86%
| 0.2057% | 95.27% | 94.83%
| 0.2114% | 94.72% | 94.83%
| 0.2171% | 94.67% | 94.77%
| 0.2228% | 94.55% | 94.59%
| 0.2285% | 94.44% | 94.58%
| 0.2342% | 94.36% | 94.25%
| 0.2399% | 94.28% | 93.91%
| 0.2457% | 94.04% | 93.78%
| 0.2514% | 93.93% | 93.71%
| 0.2571% | 93.58% | 93.66%
| 0.2628% | 93.31% | 93.62%
| 0.2685% | 93.18% | 93.61%
| 0.2742% | 92.91% | 93.59%
| 0.2799% | 92.9% | 93.56%
| 0.2856% | 92.77% | 93.43%
| 0.2914% | 92.7% | 93.34%
| 0.2971% | 92.64% | 93.19%
| 0.3028% | 92.56% | 93.01%
| 0.3085% | 92.51% | 93%
| 0.3142% | 91.92% | 92.98%
| 0.3199% | 91.85% | 92.97%
| 0.3256% | 91.83% | 92.92%
| 0.3314% | 91.82% | 92.87%
| 0.3371% | 91.68% | 92.79%
| 0.3428% | 91.52% | 92.68%
| 0.3485% | 91.11% | 92.65%
| 0.3542% | 91.09% | 92.46%
| 0.3599% | 90.79% | 92.33%
| 0.3656% | 90.77% | 92.32%
| 0.3713% | 90.7% | 92.32%
| 0.3771% | 90.69% | 92.25%
| 0.3828% | 90.61% | 92.19%
| 0.3885% | 90.31% | 92.04%
| 0.3942% | 90.23% | 91.97%
| 0.3999% | 90.18% | 91.84%
| 0.4056% | 90.09% | 91.83%
| 0.4113% | 89.98% | 91.78%
| 0.417% | 89.91% | 91.71%
| 0.4228% | 89.87% | 91.68%
| 0.4285% | 89.86% | 91.62%
| 0.4342% | 89.59% | 91.58%
| 0.4399% | 89.53% | 91.46%
| 0.4456% | 89.5% | 91.38%
| 0.4513% | 89.12% | 91.35%
| 0.457% | 89% | 91.33%
| 0.4628% | 88.85% | 91.31%
| 0.4685% | 88.82% | 91.17%
| 0.4742% | 88.8% | 91.15%
| 0.4799% | 88.69% | 91.12%
| 0.4856% | 88.69% | 91.09%
| 0.4913% | 88.57% | 90.92%
| 0.497% | 88.53% | 90.92%
| 0.5027% | 88.49% | 90.92%
| 0.5085% | 88.48% | 90.91%
| 0.5142% | 88.42% | 90.86%
| 0.5199% | 88.38% | 90.81%
| 0.5256% | 88.24% | 90.8%
| 0.5313% | 88.24% | 90.76%
| 0.537% | 88.14% | 90.59%
| 0.5427% | 88.03% | 90.52%
| 0.5484% | 88.02% | 90.49%
| 0.5542% | 87.97% | 90.45%
| 0.5599% | 87.97% | 90.4%
| 0.5656% | 87.95% | 90.26%
| 0.5713% | 87.95% | 90.17%
| 0.577% | 87.94% | 90.16%
| 0.5827% | 87.82% | 90.11%
| 0.5884% | 87.82% | 90.01%
| 0.5941% | 87.74% | 89.87%
| 0.5999% | 87.73% | 89.69%
| 0.6056% | 87.73% | 89.63%
| 0.6113% | 87.62% | 89.49%
| 0.617% | 87.62% | 89.38%
| 0.6227% | 87.57% | 89.35%
| 0.6284% | 87.46% | 89.31%
| 0.6341% | 87.44% | 89.26%
| 0.6399% | 87.42% | 89.19%
| 0.6456% | 87.36% | 89.12%
| 0.6513% | 87.36% | 89.1%
| 0.657% | 87.29% | 89.07%
| 0.6627% | 87.29% | 89%
| 0.6684% | 87.22% | 88.98%
| 0.6741% | 87.14% | 88.97%
| 0.6798% | 87.06% | 88.93%
| 0.6856% | 87% | 88.88%
| 0.6913% | 86.97% | 88.87%
| 0.697% | 86.97% | 88.82%
| 0.7027% | 86.91% | 88.76%
| 0.7084% | 86.9% | 88.75%
| 0.7141% | 86.85% | 88.71%
| 0.7198% | 86.84% | 88.68%
| 0.7255% | 86.8% | 88.64%
| 0.7313% | 86.7% | 88.58%
| 0.737% | 86.67% | 88.58%
| 0.7427% | 86.67% | 88.58%
| 0.7484% | 86.67% | 88.55%
| 0.7541% | 86.66% | 88.54%
| 0.7598% | 86.64% | 88.53%
| 0.7655% | 86.62% | 88.47%
| 0.7713% | 86.6% | 88.41%
| 0.777% | 86.59% | 88.39%
| 0.7827% | 86.56% | 88.37%
| 0.7884% | 86.49% | 88.32%
| 0.7941% | 86.48% | 88.25%
| 0.7998% | 86.45% | 88.24%
| 0.8055% | 86.44% | 88.23%
| 0.8112% | 86.43% | 88.19%
| 0.817% | 86.43% | 88.19%
| 0.8227% | 86.36% | 88.14%
| 0.8284% | 86.35% | 88.13%
| 0.8341% | 86.34% | 88.12%
| 0.8398% | 86.31% | 88.11%
| 0.8455% | 86.26% | 88.07%
| 0.8512% | 86.25% | 88.04%
| 0.8569% | 86.22% | 88.04%
| 0.8627% | 86.21% | 88.02%
| 0.8684% | 86.19% | 87.92%
| 0.8741% | 86.14% | 87.91%
| 0.8798% | 86.14% | 87.91%
| 0.8855% | 86.13% | 87.88%
| 0.8912% | 86.1% | 87.86%
| 0.8969% | 86.1% | 87.84%
| 0.9027% | 86.09% | 87.83%
| 0.9084% | 86.07% | 87.78%
| 0.9141% | 86.07% | 87.77%
| 0.9198% | 86.04% | 87.76%
| 0.9255% | 86.03% | 87.76%
| 0.9312% | 85.99% | 87.73%
| 0.9369% | 85.93% | 87.71%
| 0.9426% | 85.93% | 87.67%
| 0.9484% | 85.92% | 87.66%
| 0.9541% | 85.92% | 87.64%
| 0.9598% | 85.91% | 87.6%
| 0.9655% | 85.9% | 87.59%
| 0.9712% | 85.88% | 87.57%
| 0.9769% | 85.87% | 87.55%
| 0.9826% | 85.85% | 87.49%
| 0.9883% | 85.79% | 87.49%
| 0.9941% | 85.77% | 87.47%
| 0.9998% | 85.77% | 87.45%
| 1.005% | 85.75% | 87.43%
| 1.011% | 85.74% | 87.41%
| 1.017% | 85.67% | 87.4%
| 1.023% | 85.62% | 87.38%
| 1.028% | 85.52% | 87.33%
| 1.034% | 85.46% | 87.31%
| 1.04% | 85.43% | 87.27%
| 1.045% | 85.43% | 87.26%
| 1.051% | 85.31% | 87.26%
| 1.057% | 85.31% | 87.23%
| 1.063% | 85.3% | 87.16%
| 1.068% | 85.3% | 87.12%
| 1.074% | 85.23% | 87.09%
| 1.08% | 85.23% | 87.09%
| 1.085% | 85.2% | 87.04%
| 1.091% | 85.17% | 87.03%
| 1.097% | 85.15% | 87.01%
| 1.103% | 85.13% | 87%
| 1.108% | 85.12% | 86.93%
| 1.114% | 85.12% | 86.87%
| 1.12% | 85.11% | 86.84%
| 1.125% | 85.1% | 86.83%
| 1.131% | 85.1% | 86.83%
| 1.137% | 85.08% | 86.8%
| 1.143% | 85.08% | 86.79%
| 1.148% | 85.01% | 86.79%
| 1.154% | 84.98% | 86.78%
| 1.16% | 84.96% | 86.76%
| 1.165% | 84.95% | 86.72%
| 1.171% | 84.94% | 86.66%
| 1.177% | 84.93% | 86.65%
| 1.183% | 84.93% | 86.63%
| 1.188% | 84.91% | 86.61%
| 1.194% | 84.9% | 86.61%
| 1.2% | 84.9% | 86.57%
| 1.205% | 84.9% | 86.55%
| 1.211% | 84.89% | 86.55%
| 1.217% | 84.87% | 86.54%
| 1.223% | 84.86% | 86.53%
| 1.228% | 84.8% | 86.52%
| 1.234% | 84.79% | 86.51%
| 1.24% | 84.77% | 86.48%
| 1.245% | 84.77% | 86.47%
| 1.251% | 84.76% | 86.45%
| 1.257% | 84.73% | 86.44%
| 1.263% | 84.7% | 86.43%
| 1.268% | 84.69% | 86.35%
| 1.274% | 84.68% | 86.27%
| 1.28% | 84.67% | 86.22%
| 1.285% | 84.65% | 86.21%
| 1.291% | 84.64% | 86.2%
| 1.297% | 84.63% | 86.11%
| 1.303% | 84.62% | 86.11%
| 1.308% | 84.61% | 86.08%
| 1.314% | 84.59% | 86.02%
| 1.32% | 84.58% | 86%
| 1.325% | 84.57% | 86%
| 1.331% | 84.55% | 85.99%
| 1.337% | 84.55% | 85.98%
| 1.343% | 84.52% | 85.95%
| 1.348% | 84.51% | 85.86%
| 1.354% | 84.49% | 85.83%
| 1.36% | 84.48% | 85.82%
| 1.365% | 84.48% | 85.81%
| 1.371% | 84.43% | 85.73%
| 1.377% | 84.41% | 85.69%
| 1.383% | 84.36% | 85.68%
| 1.388% | 84.35% | 85.67%
| 1.394% | 84.35% | 85.67%
| 1.4% | 84.33% | 85.49%
| 1.405% | 84.33% | 85.44%
| 1.411% | 84.31% | 85.44%
| 1.417% | 84.31% | 85.38%
| 1.423% | 84.28% | 85.36%
| 1.428% | 84.28% | 85.35%
| 1.434% | 84.26% | 85.34%
| 1.44% | 84.23% | 85.34%
| 1.445% | 84.2% | 85.31%
| 1.451% | 84.17% | 85.29%
| 1.457% | 84.17% | 85.26%
| 1.463% | 84.14% | 85.26%
| 1.468% | 84.13% | 85.25%
| 1.474% | 84.13% | 85.19%
| 1.48% | 84.12% | 85.18%
| 1.485% | 84.1% | 85.16%
| 1.491% | 84.08% | 85.12%
| 1.497% | 84.06% | 85.09%
| 1.503% | 84.04% | 85.05%
| 1.508% | 84.03% | 85.03%
| 1.514% | 84.02% | 85.01%
| 1.52% | 84.02% | 84.98%
| 1.525% | 84.01% | 84.95%
| 1.531% | 83.96% | 84.95%
| 1.537% | 83.93% | 84.88%
| 1.543% | 83.92% | 84.88%
| 1.548% | 83.9% | 84.86%
| 1.554% | 83.87% | 84.82%
| 1.56% | 83.86% | 84.79%
| 1.565% | 83.85% | 84.78%
| 1.571% | 83.84% | 84.78%
| 1.577% | 83.84% | 84.75%
| 1.582% | 83.83% | 84.74%
| 1.588% | 83.8% | 84.71%
| 1.594% | 83.79% | 84.71%
| 1.6% | 83.78% | 84.7%
| 1.605% | 83.78% | 84.7%
| 1.611% | 83.77% | 84.68%
| 1.617% | 83.64% | 84.68%
| 1.622% | 83.61% | 84.67%
| 1.628% | 83.58% | 84.66%
| 1.634% | 83.56% | 84.66%
| 1.64% | 83.55% | 84.64%
| 1.645% | 83.55% | 84.63%
| 1.651% | 83.55% | 84.58%
| 1.657% | 83.54% | 84.54%
| 1.662% | 83.54% | 84.52%
| 1.668% | 83.46% | 84.5%
| 1.674% | 83.45% | 84.49%
| 1.68% | 83.44% | 84.42%
| 1.685% | 83.41% | 84.42%
| 1.691% | 83.4% | 84.42%
| 1.697% | 83.4% | 84.36%
| 1.702% | 83.37% | 84.33%
| 1.708% | 83.35% | 84.32%
| 1.714% | 83.35% | 84.31%
| 1.72% | 83.31% | 84.29%
| 1.725% | 83.31% | 84.27%
| 1.731% | 83.29% | 84.25%
| 1.737% | 83.28% | 84.25%
| 1.742% | 83.27% | 84.23%
| 1.748% | 83.25% | 84.21%
| 1.754% | 83.24% | 84.2%
| 1.76% | 83.24% | 84.2%
| 1.765% | 83.22% | 84.12%
| 1.771% | 83.21% | 84.1%
| 1.777% | 83.21% | 84.08%
| 1.782% | 83.19% | 84.05%
| 1.788% | 83.18% | 84.03%
| 1.794% | 83.15% | 84.03%
| 1.8% | 83.15% | 84.02%
| 1.805% | 83.14% | 84.02%
| 1.811% | 83.12% | 83.96%
| 1.817% | 83.12% | 83.92%
| 1.822% | 83.1% | 83.92%
| 1.828% | 83.08% | 83.9%
| 1.834% | 83.08% | 83.89%
| 1.84% | 83.07% | 83.86%
| 1.845% | 83.06% | 83.84%
| 1.851% | 83.06% | 83.82%
| 1.857% | 83.05% | 83.8%
| 1.862% | 83.05% | 83.79%
| 1.868% | 83.05% | 83.77%
| 1.874% | 83.04% | 83.71%
| 1.88% | 83% | 83.68%
| 1.885% | 82.97% | 83.67%
| 1.891% | 82.94% | 83.61%
| 1.897% | 82.93% | 83.61%
| 1.902% | 82.9% | 83.54%
| 1.908% | 82.89% | 83.53%
| 1.914% | 82.88% | 83.52%
| 1.92% | 82.86% | 83.52%
| 1.925% | 82.84% | 83.46%
| 1.931% | 82.82% | 83.46%
| 1.937% | 82.81% | 83.44%
| 1.942% | 82.78% | 83.43%
| 1.948% | 82.78% | 83.41%
| 1.954% | 82.77% | 83.41%
| 1.96% | 82.76% | 83.37%
| 1.965% | 82.75% | 83.34%
| 1.971% | 82.75% | 83.33%
| 1.977% | 82.74% | 83.32%
| 1.982% | 82.74% | 83.31%
| 1.988% | 82.73% | 83.31%
| 1.994% | 82.73% | 83.28%
| 2% | 82.72% | 83.27%
| 2.005% | 82.67% | 83.26%
| 2.011% | 82.67% | 83.23%
| 2.017% | 82.66% | 83.22%
| 2.022% | 82.65% | 83.21%
| 2.028% | 82.64% | 83.21%
| 2.034% | 82.62% | 83.17%
| 2.04% | 82.62% | 83.17%
| 2.045% | 82.6% | 83.17%
| 2.051% | 82.59% | 83.15%
| 2.057% | 82.57% | 83.13%
| 2.062% | 82.57% | 83.11%
| 2.068% | 82.57% | 83.1%
| 2.074% | 82.56% | 83.01%
| 2.08% | 82.54% | 83%
| 2.085% | 82.51% | 82.98%
| 2.091% | 82.51% | 82.94%
| 2.097% | 82.49% | 82.91%
| 2.102% | 82.49% | 82.85%
| 2.108% | 82.49% | 82.83%
| 2.114% | 82.47% | 82.78%
| 2.12% | 82.47% | 82.78%
| 2.125% | 82.46% | 82.75%
| 2.131% | 82.46% | 82.74%
| 2.137% | 82.44% | 82.74%
| 2.142% | 82.43% | 82.73%
| 2.148% | 82.43% | 82.73%
| 2.154% | 82.42% | 82.73%
| 2.16% | 82.41% | 82.72%
| 2.165% | 82.39% | 82.68%
| 2.171% | 82.38% | 82.66%
| 2.177% | 82.38% | 82.63%
| 2.182% | 82.38% | 82.59%
| 2.188% | 82.37% | 82.55%
| 2.194% | 82.36% | 82.54%
| 2.199% | 82.36% | 82.53%
| 2.205% | 82.34% | 82.51%
| 2.211% | 82.32% | 82.5%
| 2.217% | 82.28% | 82.5%
| 2.222% | 82.26% | 82.49%
| 2.228% | 82.26% | 82.48%
| 2.234% | 82.25% | 82.48%
| 2.239% | 82.25% | 82.47%
| 2.245% | 82.24% | 82.46%
| 2.251% | 82.23% | 82.46%
| 2.257% | 82.23% | 82.45%
| 2.262% | 82.21% | 82.44%
| 2.268% | 82.2% | 82.43%
| 2.274% | 82.19% | 82.43%
| 2.279% | 82.18% | 82.42%
| 2.285% | 82.18% | 82.37%
| 2.291% | 82.17% | 82.36%
| 2.297% | 82.17% | 82.36%
| 2.302% | 82.16% | 82.35%
| 2.308% | 82.15% | 82.33%
| 2.314% | 82.14% | 82.32%
| 2.319% | 82.12% | 82.32%
| 2.325% | 82.12% | 82.29%
| 2.331% | 82.1% | 82.27%
| 2.337% | 82.09% | 82.27%
| 2.342% | 82.08% | 82.26%
| 2.348% | 82.07% | 82.25%
| 2.354% | 82.06% | 82.23%
| 2.359% | 82.05% | 82.19%
| 2.365% | 82.04% | 82.18%
| 2.371% | 82.03% | 82.14%
| 2.377% | 82.01% | 82.12%
| 2.382% | 82% | 82.1%
| 2.388% | 81.99% | 82.1%
| 2.394% | 81.99% | 82.09%
| 2.399% | 81.97% | 82.08%
| 2.405% | 81.96% | 82.06%
| 2.411% | 81.96% | 82.06%
| 2.417% | 81.96% | 82.06%
| 2.422% | 81.95% | 82.04%
| 2.428% | 81.95% | 82.02%
| 2.434% | 81.93% | 82%
| 2.439% | 81.93% | 81.99%
| 2.445% | 81.93% | 81.98%
| 2.451% | 81.92% | 81.98%
| 2.457% | 81.92% | 81.96%
| 2.462% | 81.92% | 81.95%
| 2.468% | 81.91% | 81.94%
| 2.474% | 81.91% | 81.87%
| 2.479% | 81.89% | 81.84%
| 2.485% | 81.88% | 81.84%
| 2.491% | 81.87% | 81.8%
| 2.497% | 81.87% | 81.8%
| 2.502% | 81.86% | 81.79%
| 2.508% | 81.85% | 81.77%
| 2.514% | 81.85% | 81.74%
| 2.519% | 81.82% | 81.7%
| 2.525% | 81.82% | 81.62%
| 2.531% | 81.82% | 81.59%
| 2.537% | 81.81% | 81.58%
| 2.542% | 81.81% | 81.55%
| 2.548% | 81.79% | 81.54%
| 2.554% | 81.79% | 81.49%
| 2.559% | 81.79% | 81.48%
| 2.565% | 81.79% | 81.48%
| 2.571% | 81.75% | 81.44%
| 2.577% | 81.75% | 81.44%
| 2.582% | 81.74% | 81.41%
| 2.588% | 81.73% | 81.37%
| 2.594% | 81.72% | 81.37%
| 2.599% | 81.71% | 81.36%
| 2.605% | 81.71% | 81.35%
| 2.611% | 81.7% | 81.34%
| 2.617% | 81.7% | 81.32%
| 2.622% | 81.69% | 81.32%
| 2.628% | 81.68% | 81.28%
| 2.634% | 81.67% | 81.28%
| 2.639% | 81.67% | 81.26%
| 2.645% | 81.66% | 81.26%
| 2.651% | 81.66% | 81.25%
| 2.657% | 81.65% | 81.23%
| 2.662% | 81.62% | 81.22%
| 2.668% | 81.61% | 81.13%
| 2.674% | 81.6% | 81.13%
| 2.679% | 81.59% | 81.12%
| 2.685% | 81.59% | 81.1%
| 2.691% | 81.58% | 81.09%
| 2.697% | 81.58% | 81.08%
| 2.702% | 81.58% | 81.08%
| 2.708% | 81.58% | 81.07%
| 2.714% | 81.58% | 81.04%
| 2.719% | 81.58% | 81.03%
| 2.725% | 81.57% | 81.01%
| 2.731% | 81.57% | 81.01%
| 2.737% | 81.56% | 80.99%
| 2.742% | 81.56% | 80.99%
| 2.748% | 81.55% | 80.98%
| 2.754% | 81.55% | 80.98%
| 2.759% | 81.54% | 80.94%
| 2.765% | 81.54% | 80.94%
| 2.771% | 81.53% | 80.94%
| 2.777% | 81.51% | 80.92%
| 2.782% | 81.5% | 80.92%
| 2.788% | 81.48% | 80.91%
| 2.794% | 81.48% | 80.91%
| 2.799% | 81.48% | 80.91%
| 2.805% | 81.47% | 80.89%
| 2.811% | 81.47% | 80.86%
| 2.816% | 81.47% | 80.85%
| 2.822% | 81.47% | 80.85%
| 2.828% | 81.47% | 80.84%
| 2.834% | 81.46% | 80.84%
| 2.839% | 81.45% | 80.82%
| 2.845% | 81.43% | 80.8%
| 2.851% | 81.43% | 80.8%
| 2.856% | 81.42% | 80.78%
| 2.862% | 81.42% | 80.77%
| 2.868% | 81.41% | 80.74%
| 2.874% | 81.41% | 80.73%
| 2.879% | 81.39% | 80.72%
| 2.885% | 81.38% | 80.71%
| 2.891% | 81.38% | 80.7%
| 2.896% | 81.36% | 80.69%
| 2.902% | 81.35% | 80.63%
| 2.908% | 81.35% | 80.63%
| 2.914% | 81.35% | 80.62%
| 2.919% | 81.34% | 80.58%
| 2.925% | 81.33% | 80.58%
| 2.931% | 81.33% | 80.57%
| 2.936% | 81.33% | 80.56%
| 2.942% | 81.33% | 80.56%
| 2.948% | 81.33% | 80.53%
| 2.954% | 81.32% | 80.51%
| 2.959% | 81.3% | 80.5%
| 2.965% | 81.29% | 80.46%
| 2.971% | 81.29% | 80.46%
| 2.976% | 81.27% | 80.45%
| 2.982% | 81.27% | 80.45%
| 2.988% | 81.25% | 80.44%
| 2.994% | 81.24% | 80.43%
| 2.999% | 81.24% | 80.42%
| 3.005% | 81.24% | 80.4%
| 3.011% | 81.23% | 80.4%
| 3.016% | 81.22% | 80.39%
| 3.022% | 81.22% | 80.37%
| 3.028% | 81.21% | 80.36%
| 3.034% | 81.2% | 80.36%
| 3.039% | 81.19% | 80.35%
| 3.045% | 81.18% | 80.34%
| 3.051% | 81.17% | 80.32%
| 3.056% | 81.14% | 80.31%
| 3.062% | 81.14% | 80.3%
| 3.068% | 81.13% | 80.3%
| 3.074% | 81.13% | 80.3%
| 3.079% | 81.12% | 80.26%
| 3.085% | 81.12% | 80.26%
| 3.091% | 81.11% | 80.25%
| 3.096% | 81.11% | 80.23%
| 3.102% | 81.1% | 80.2%
| 3.108% | 81.1% | 80.2%
| 3.114% | 81.09% | 80.2%
| 3.119% | 81.08% | 80.19%
| 3.125% | 81.08% | 80.19%
| 3.131% | 81.08% | 80.16%
| 3.136% | 81.07% | 80.14%
| 3.142% | 81.07% | 80.14%
| 3.148% | 81.07% | 80.13%
| 3.154% | 81.06% | 80.11%
| 3.159% | 81.06% | 80.11%
| 3.165% | 81.06% | 80.09%
| 3.171% | 81.06% | 80.09%
| 3.176% | 81.06% | 80.09%
| 3.182% | 81.05% | 80.07%
| 3.188% | 81.05% | 80.06%
| 3.194% | 81.04% | 80.03%
| 3.199% | 81.03% | 80.03%
| 3.205% | 81.03% | 80.01%
| 3.211% | 81.01% | 80%
| 3.216% | 81.01% | 79.97%
| 3.222% | 81% | 79.96%
| 3.228% | 81% | 79.95%
| 3.234% | 81% | 79.94%
| 3.239% | 81% | 79.92%
| 3.245% | 81% | 79.87%
| 3.251% | 80.98% | 79.85%
| 3.256% | 80.98% | 79.82%
| 3.262% | 80.98% | 79.81%
| 3.268% | 80.97% | 79.81%
| 3.274% | 80.96% | 79.8%
| 3.279% | 80.95% | 79.75%
| 3.285% | 80.94% | 79.74%
| 3.291% | 80.93% | 79.73%
| 3.296% | 80.93% | 79.71%
| 3.302% | 80.92% | 79.71%
| 3.308% | 80.9% | 79.7%
| 3.314% | 80.89% | 79.69%
| 3.319% | 80.87% | 79.67%
| 3.325% | 80.87% | 79.64%
| 3.331% | 80.87% | 79.63%
| 3.336% | 80.87% | 79.63%
| 3.342% | 80.86% | 79.63%
| 3.348% | 80.86% | 79.62%
| 3.354% | 80.84% | 79.61%
| 3.359% | 80.82% | 79.6%
| 3.365% | 80.81% | 79.59%
| 3.371% | 80.81% | 79.58%
| 3.376% | 80.81% | 79.56%
| 3.382% | 80.81% | 79.53%
| 3.388% | 80.8% | 79.53%
| 3.394% | 80.8% | 79.52%
| 3.399% | 80.79% | 79.5%
| 3.405% | 80.79% | 79.48%
| 3.411% | 80.78% | 79.47%
| 3.416% | 80.78% | 79.46%
| 3.422% | 80.77% | 79.44%
| 3.428% | 80.76% | 79.41%
| 3.434% | 80.75% | 79.4%
| 3.439% | 80.73% | 79.39%
| 3.445% | 80.73% | 79.36%
| 3.451% | 80.72% | 79.35%
| 3.456% | 80.71% | 79.34%
| 3.462% | 80.71% | 79.34%
| 3.468% | 80.71% | 79.33%
| 3.473% | 80.7% | 79.33%
| 3.479% | 80.7% | 79.3%
| 3.485% | 80.7% | 79.3%
| 3.491% | 80.68% | 79.28%
| 3.496% | 80.68% | 79.28%
| 3.502% | 80.68% | 79.28%
| 3.508% | 80.67% | 79.26%
| 3.513% | 80.66% | 79.25%
| 3.519% | 80.65% | 79.25%
| 3.525% | 80.64% | 79.24%
| 3.531% | 80.63% | 79.22%
| 3.536% | 80.62% | 79.22%
| 3.542% | 80.62% | 79.2%
| 3.548% | 80.61% | 79.19%
| 3.553% | 80.61% | 79.09%
| 3.559% | 80.61% | 79.08%
| 3.565% | 80.6% | 79.06%
| 3.571% | 80.59% | 79.05%
| 3.576% | 80.58% | 79.05%
| 3.582% | 80.58% | 79.04%
| 3.588% | 80.58% | 79.03%
| 3.593% | 80.58% | 79.02%
| 3.599% | 80.58% | 79.02%
| 3.605% | 80.58% | 79.02%
| 3.611% | 80.57% | 79.02%
| 3.616% | 80.57% | 79.02%
| 3.622% | 80.56% | 79.02%
| 3.628% | 80.56% | 78.99%
| 3.633% | 80.54% | 78.97%
| 3.639% | 80.54% | 78.94%
| 3.645% | 80.51% | 78.93%
| 3.651% | 80.5% | 78.92%
| 3.656% | 80.5% | 78.92%
| 3.662% | 80.5% | 78.92%
| 3.668% | 80.49% | 78.91%
| 3.673% | 80.48% | 78.88%
| 3.679% | 80.47% | 78.85%
| 3.685% | 80.47% | 78.85%
| 3.691% | 80.47% | 78.85%
| 3.696% | 80.46% | 78.85%
| 3.702% | 80.46% | 78.82%
| 3.708% | 80.44% | 78.82%
| 3.713% | 80.44% | 78.81%
| 3.719% | 80.43% | 78.8%
| 3.725% | 80.43% | 78.78%
| 3.731% | 80.43% | 78.77%
| 3.736% | 80.43% | 78.76%
| 3.742% | 80.43% | 78.75%
| 3.748% | 80.42% | 78.74%
| 3.753% | 80.42% | 78.73%
| 3.759% | 80.39% | 78.7%
| 3.765% | 80.39% | 78.7%
| 3.771% | 80.39% | 78.7%
| 3.776% | 80.39% | 78.7%
| 3.782% | 80.38% | 78.69%
| 3.788% | 80.38% | 78.68%
| 3.793% | 80.38% | 78.63%
| 3.799% | 80.37% | 78.61%
| 3.805% | 80.36% | 78.6%
| 3.811% | 80.35% | 78.59%
| 3.816% | 80.35% | 78.59%
| 3.822% | 80.34% | 78.59%
| 3.828% | 80.34% | 78.57%
| 3.833% | 80.34% | 78.57%
| 3.839% | 80.33% | 78.57%
| 3.845% | 80.33% | 78.56%
| 3.851% | 80.33% | 78.56%
| 3.856% | 80.33% | 78.56%
| 3.862% | 80.31% | 78.55%
| 3.868% | 80.31% | 78.53%
| 3.873% | 80.3% | 78.52%
| 3.879% | 80.3% | 78.49%
| 3.885% | 80.3% | 78.49%
| 3.891% | 80.3% | 78.49%
| 3.896% | 80.29% | 78.48%
| 3.902% | 80.29% | 78.47%
| 3.908% | 80.28% | 78.45%
| 3.913% | 80.28% | 78.44%
| 3.919% | 80.28% | 78.42%
| 3.925% | 80.26% | 78.41%
| 3.931% | 80.25% | 78.4%
| 3.936% | 80.25% | 78.39%
| 3.942% | 80.24% | 78.37%
| 3.948% | 80.23% | 78.35%
| 3.953% | 80.22% | 78.34%
| 3.959% | 80.19% | 78.34%
| 3.965% | 80.18% | 78.34%
| 3.971% | 80.16% | 78.32%
| 3.976% | 80.15% | 78.3%
| 3.982% | 80.15% | 78.23%
| 3.988% | 80.13% | 78.22%
| 3.993% | 80.13% | 78.2%
| 3.999% | 80.13% | 78.2%
| 4.005% | 80.12% | 78.2%
| 4.011% | 80.12% | 78.2%
| 4.016% | 80.11% | 78.19%
| 4.022% | 80.09% | 78.19%
| 4.028% | 80.08% | 78.17%
| 4.033% | 80.07% | 78.17%
| 4.039% | 80.07% | 78.16%
| 4.045% | 80.07% | 78.13%
| 4.051% | 80.07% | 78.11%
| 4.056% | 80.07% | 78.1%
| 4.062% | 80.04% | 78.07%
| 4.068% | 80.04% | 78.04%
| 4.073% | 80.03% | 78.03%
| 4.079% | 80.03% | 78.02%
| 4.085% | 80.03% | 78.01%
| 4.09% | 80.03% | 77.99%
| 4.096% | 80.01% | 77.96%
| 4.102% | 80.01% | 77.95%
| 4.108% | 80% | 77.95%
| 4.113% | 80% | 77.94%
| 4.119% | 79.99% | 77.93%
| 4.125% | 79.99% | 77.92%
| 4.13% | 79.99% | 77.91%
| 4.136% | 79.97% | 77.9%
| 4.142% | 79.97% | 77.86%
| 4.148% | 79.96% | 77.86%
| 4.153% | 79.96% | 77.85%
| 4.159% | 79.95% | 77.85%
| 4.165% | 79.93% | 77.85%
| 4.17% | 79.92% | 77.84%
| 4.176% | 79.92% | 77.83%
| 4.182% | 79.92% | 77.82%
| 4.188% | 79.92% | 77.8%
| 4.193% | 79.92% | 77.79%
| 4.199% | 79.91% | 77.79%
| 4.205% | 79.91% | 77.79%
| 4.21% | 79.91% | 77.78%
| 4.216% | 79.91% | 77.76%
| 4.222% | 79.9% | 77.73%
| 4.228% | 79.9% | 77.73%
| 4.233% | 79.89% | 77.73%
| 4.239% | 79.89% | 77.72%
| 4.245% | 79.88% | 77.69%
| 4.25% | 79.88% | 77.69%
| 4.256% | 79.87% | 77.67%
| 4.262% | 79.87% | 77.66%
| 4.268% | 79.87% | 77.64%
| 4.273% | 79.86% | 77.63%
| 4.279% | 79.86% | 77.63%
| 4.285% | 79.86% | 77.61%
| 4.29% | 79.85% | 77.6%
| 4.296% | 79.84% | 77.58%
| 4.302% | 79.83% | 77.58%
| 4.308% | 79.8% | 77.57%
| 4.313% | 79.79% | 77.56%
| 4.319% | 79.79% | 77.54%
| 4.325% | 79.78% | 77.53%
| 4.33% | 79.77% | 77.51%
| 4.336% | 79.77% | 77.48%
| 4.342% | 79.76% | 77.48%
| 4.348% | 79.76% | 77.46%
| 4.353% | 79.76% | 77.43%
| 4.359% | 79.76% | 77.43%
| 4.365% | 79.74% | 77.43%
| 4.37% | 79.74% | 77.41%
| 4.376% | 79.73% | 77.41%
| 4.382% | 79.73% | 77.4%
| 4.388% | 79.72% | 77.37%
| 4.393% | 79.72% | 77.37%
| 4.399% | 79.72% | 77.35%
| 4.405% | 79.7% | 77.34%
| 4.41% | 79.69% | 77.32%
| 4.416% | 79.69% | 77.32%
| 4.422% | 79.68% | 77.29%
| 4.428% | 79.68% | 77.29%
| 4.433% | 79.67% | 77.29%
| 4.439% | 79.66% | 77.28%
| 4.445% | 79.66% | 77.27%
| 4.45% | 79.65% | 77.25%
| 4.456% | 79.65% | 77.24%
| 4.462% | 79.64% | 77.24%
| 4.468% | 79.64% | 77.23%
| 4.473% | 79.63% | 77.22%
| 4.479% | 79.63% | 77.22%
| 4.485% | 79.62% | 77.21%
| 4.49% | 79.62% | 77.21%
| 4.496% | 79.62% | 77.21%
| 4.502% | 79.61% | 77.17%
| 4.508% | 79.58% | 77.16%
| 4.513% | 79.58% | 77.16%
| 4.519% | 79.57% | 77.14%
| 4.525% | 79.57% | 77.14%
| 4.53% | 79.57% | 77.12%
| 4.536% | 79.57% | 77.08%
| 4.542% | 79.57% | 77.06%
| 4.548% | 79.56% | 77.05%
| 4.553% | 79.55% | 77.04%
| 4.559% | 79.54% | 77.04%
| 4.565% | 79.54% | 77.02%
| 4.57% | 79.53% | 77.02%
| 4.576% | 79.53% | 77.01%
| 4.582% | 79.53% | 77.01%
| 4.588% | 79.52% | 77%
| 4.593% | 79.5% | 77%
| 4.599% | 79.49% | 76.99%
| 4.605% | 79.48% | 76.99%
| 4.61% | 79.48% | 76.98%
| 4.616% | 79.47% | 76.98%
| 4.622% | 79.47% | 76.97%
| 4.628% | 79.46% | 76.96%
| 4.633% | 79.46% | 76.95%
| 4.639% | 79.45% | 76.95%
| 4.645% | 79.45% | 76.95%
| 4.65% | 79.45% | 76.95%
| 4.656% | 79.43% | 76.94%
| 4.662% | 79.43% | 76.92%
| 4.668% | 79.43% | 76.92%
| 4.673% | 79.43% | 76.92%
| 4.679% | 79.42% | 76.91%
| 4.685% | 79.42% | 76.91%
| 4.69% | 79.4% | 76.9%
| 4.696% | 79.4% | 76.9%
| 4.702% | 79.39% | 76.89%
| 4.707% | 79.39% | 76.89%
| 4.713% | 79.39% | 76.88%
| 4.719% | 79.38% | 76.86%
| 4.725% | 79.37% | 76.85%
| 4.73% | 79.36% | 76.85%
| 4.736% | 79.36% | 76.82%
| 4.742% | 79.36% | 76.82%
| 4.747% | 79.36% | 76.81%
| 4.753% | 79.36% | 76.79%
| 4.759% | 79.35% | 76.78%
| 4.765% | 79.35% | 76.78%
| 4.77% | 79.34% | 76.77%
| 4.776% | 79.33% | 76.77%
| 4.782% | 79.32% | 76.77%
| 4.787% | 79.32% | 76.77%
| 4.793% | 79.3% | 76.76%
| 4.799% | 79.29% | 76.75%
| 4.805% | 79.28% | 76.73%
| 4.81% | 79.28% | 76.72%
| 4.816% | 79.28% | 76.7%
| 4.822% | 79.28% | 76.68%
| 4.827% | 79.27% | 76.66%
| 4.833% | 79.27% | 76.65%
| 4.839% | 79.27% | 76.64%
| 4.845% | 79.26% | 76.64%
| 4.85% | 79.25% | 76.64%
| 4.856% | 79.25% | 76.59%
| 4.862% | 79.24% | 76.58%
| 4.867% | 79.24% | 76.57%
| 4.873% | 79.23% | 76.56%
| 4.879% | 79.23% | 76.55%
| 4.885% | 79.22% | 76.54%
| 4.89% | 79.22% | 76.53%
| 4.896% | 79.22% | 76.52%
| 4.902% | 79.22% | 76.5%
| 4.907% | 79.21% | 76.49%
| 4.913% | 79.2% | 76.49%
| 4.919% | 79.2% | 76.48%
| 4.925% | 79.19% | 76.48%
| 4.93% | 79.19% | 76.47%
| 4.936% | 79.19% | 76.47%
| 4.942% | 79.19% | 76.46%
| 4.947% | 79.19% | 76.45%
| 4.953% | 79.18% | 76.45%
| 4.959% | 79.18% | 76.44%
| 4.965% | 79.17% | 76.43%
| 4.97% | 79.17% | 76.42%
| 4.976% | 79.16% | 76.41%
| 4.982% | 79.16% | 76.4%
| 4.987% | 79.16% | 76.4%
| 4.993% | 79.16% | 76.38%
| 4.999% | 79.15% | 76.35%
| 5.005% | 79.15% | 76.32%
| 5.01% | 79.15% | 76.3%
| 5.016% | 79.15% | 76.29%
| 5.022% | 79.15% | 76.29%
| 5.027% | 79.14% | 76.28%
| 5.033% | 79.14% | 76.22%
| 5.039% | 79.14% | 76.22%
| 5.045% | 79.12% | 76.2%
| 5.05% | 79.1% | 76.17%
| 5.056% | 79.1% | 76.16%
| 5.062% | 79.09% | 76.15%
| 5.067% | 79.09% | 76.14%
| 5.073% | 79.09% | 76.14%
| 5.079% | 79.09% | 76.14%
| 5.085% | 79.08% | 76.12%
| 5.09% | 79.08% | 76.12%
| 5.096% | 79.08% | 76.11%
| 5.102% | 79.07% | 76.1%
| 5.107% | 79.07% | 76.06%
| 5.113% | 79.07% | 76.04%
| 5.119% | 79.07% | 76.04%
| 5.125% | 79.06% | 76.03%
| 5.13% | 79.06% | 76.03%
| 5.136% | 79.05% | 76.03%
| 5.142% | 79.05% | 76.02%
| 5.147% | 79.05% | 76.01%
| 5.153% | 79.05% | 75.99%
| 5.159% | 79.05% | 75.98%
| 5.165% | 79.05% | 75.97%
| 5.17% | 79.03% | 75.97%
| 5.176% | 79.01% | 75.96%
| 5.182% | 79% | 75.95%
| 5.187% | 79% | 75.94%
| 5.193% | 79% | 75.94%
| 5.199% | 79% | 75.93%
| 5.205% | 79% | 75.91%
| 5.21% | 79% | 75.9%
| 5.216% | 78.98% | 75.85%
| 5.222% | 78.98% | 75.83%
| 5.227% | 78.98% | 75.83%
| 5.233% | 78.97% | 75.82%
| 5.239% | 78.97% | 75.78%
| 5.245% | 78.97% | 75.74%
| 5.25% | 78.96% | 75.74%
| 5.256% | 78.96% | 75.73%
| 5.262% | 78.96% | 75.7%
| 5.267% | 78.96% | 75.7%
| 5.273% | 78.96% | 75.7%
| 5.279% | 78.95% | 75.7%
| 5.285% | 78.95% | 75.69%
| 5.29% | 78.95% | 75.69%
| 5.296% | 78.94% | 75.68%
| 5.302% | 78.92% | 75.68%
| 5.307% | 78.92% | 75.68%
| 5.313% | 78.92% | 75.67%
| 5.319% | 78.91% | 75.66%
| 5.324% | 78.91% | 75.66%
| 5.33% | 78.91% | 75.65%
| 5.336% | 78.9% | 75.64%
| 5.342% | 78.9% | 75.64%
| 5.347% | 78.87% | 75.64%
| 5.353% | 78.86% | 75.63%
| 5.359% | 78.86% | 75.63%
| 5.364% | 78.85% | 75.62%
| 5.37% | 78.85% | 75.62%
| 5.376% | 78.85% | 75.61%
| 5.382% | 78.83% | 75.61%
| 5.387% | 78.83% | 75.61%
| 5.393% | 78.82% | 75.59%
| 5.399% | 78.82% | 75.58%
| 5.404% | 78.82% | 75.58%
| 5.41% | 78.81% | 75.57%
| 5.416% | 78.8% | 75.56%
| 5.422% | 78.8% | 75.54%
| 5.427% | 78.8% | 75.54%
| 5.433% | 78.79% | 75.54%
| 5.439% | 78.79% | 75.53%
| 5.444% | 78.77% | 75.53%
| 5.45% | 78.77% | 75.52%
| 5.456% | 78.77% | 75.5%
| 5.462% | 78.77% | 75.49%
| 5.467% | 78.76% | 75.48%
| 5.473% | 78.76% | 75.46%
| 5.479% | 78.76% | 75.42%
| 5.484% | 78.76% | 75.4%
| 5.49% | 78.76% | 75.4%
| 5.496% | 78.75% | 75.4%
| 5.502% | 78.75% | 75.4%
| 5.507% | 78.75% | 75.4%
| 5.513% | 78.74% | 75.38%
| 5.519% | 78.74% | 75.37%
| 5.524% | 78.73% | 75.36%
| 5.53% | 78.73% | 75.35%
| 5.536% | 78.72% | 75.35%
| 5.542% | 78.72% | 75.35%
| 5.547% | 78.71% | 75.33%
| 5.553% | 78.71% | 75.33%
| 5.559% | 78.7% | 75.32%
| 5.564% | 78.69% | 75.32%
| 5.57% | 78.68% | 75.31%
| 5.576% | 78.68% | 75.3%
| 5.582% | 78.67% | 75.29%
| 5.587% | 78.67% | 75.29%
| 5.593% | 78.67% | 75.29%
| 5.599% | 78.67% | 75.28%
| 5.604% | 78.66% | 75.27%
| 5.61% | 78.66% | 75.24%
| 5.616% | 78.66% | 75.24%
| 5.622% | 78.66% | 75.23%
| 5.627% | 78.64% | 75.22%
| 5.633% | 78.64% | 75.22%
| 5.639% | 78.64% | 75.22%
| 5.644% | 78.64% | 75.21%
| 5.65% | 78.63% | 75.2%
| 5.656% | 78.63% | 75.19%
| 5.662% | 78.62% | 75.19%
| 5.667% | 78.61% | 75.17%
| 5.673% | 78.61% | 75.16%
| 5.679% | 78.61% | 75.15%
| 5.684% | 78.6% | 75.13%
| 5.69% | 78.6% | 75.11%
| 5.696% | 78.6% | 75.1%
| 5.702% | 78.6% | 75.09%
| 5.707% | 78.59% | 75.09%
| 5.713% | 78.58% | 75.08%
| 5.719% | 78.58% | 75.08%
| 5.724% | 78.58% | 75.08%
| 5.73% | 78.58% | 75.06%
| 5.736% | 78.57% | 75.05%
| 5.742% | 78.57% | 75.03%
| 5.747% | 78.57% | 75.03%
| 5.753% | 78.57% | 75.02%
| 5.759% | 78.57% | 75.02%
| 5.764% | 78.56% | 75%
| 5.77% | 78.56% | 74.97%
| 5.776% | 78.55% | 74.97%
| 5.782% | 78.55% | 74.96%
| 5.787% | 78.54% | 74.96%
| 5.793% | 78.54% | 74.95%
| 5.799% | 78.54% | 74.93%
| 5.804% | 78.52% | 74.92%
| 5.81% | 78.52% | 74.92%
| 5.816% | 78.52% | 74.9%
| 5.822% | 78.52% | 74.9%
| 5.827% | 78.52% | 74.87%
| 5.833% | 78.51% | 74.86%
| 5.839% | 78.51% | 74.86%
| 5.844% | 78.51% | 74.8%
| 5.85% | 78.51% | 74.8%
| 5.856% | 78.51% | 74.79%
| 5.862% | 78.5% | 74.78%
| 5.867% | 78.49% | 74.78%
| 5.873% | 78.49% | 74.77%
| 5.879% | 78.49% | 74.75%
| 5.884% | 78.49% | 74.74%
| 5.89% | 78.49% | 74.73%
| 5.896% | 78.49% | 74.72%
| 5.902% | 78.49% | 74.72%
| 5.907% | 78.49% | 74.7%
| 5.913% | 78.48% | 74.67%
| 5.919% | 78.48% | 74.66%
| 5.924% | 78.48% | 74.66%
| 5.93% | 78.48% | 74.66%
| 5.936% | 78.47% | 74.66%
| 5.941% | 78.47% | 74.65%
| 5.947% | 78.47% | 74.65%
| 5.953% | 78.46% | 74.64%
| 5.959% | 78.46% | 74.64%
| 5.964% | 78.46% | 74.64%
| 5.97% | 78.46% | 74.63%
| 5.976% | 78.46% | 74.63%
| 5.981% | 78.45% | 74.62%
| 5.987% | 78.45% | 74.61%
| 5.993% | 78.45% | 74.61%
| 5.999% | 78.45% | 74.61%
| 6.004% | 78.44% | 74.61%
| 6.01% | 78.44% | 74.61%
| 6.016% | 78.44% | 74.58%
| 6.021% | 78.43% | 74.58%
| 6.027% | 78.43% | 74.57%
| 6.033% | 78.42% | 74.57%
| 6.039% | 78.41% | 74.57%
| 6.044% | 78.41% | 74.55%
| 6.05% | 78.39% | 74.53%
| 6.056% | 78.39% | 74.52%
| 6.061% | 78.38% | 74.51%
| 6.067% | 78.38% | 74.51%
| 6.073% | 78.38% | 74.46%
| 6.079% | 78.37% | 74.46%
| 6.084% | 78.36% | 74.46%
| 6.09% | 78.36% | 74.45%
| 6.096% | 78.35% | 74.45%
| 6.101% | 78.35% | 74.45%
| 6.107% | 78.35% | 74.44%
| 6.113% | 78.34% | 74.44%
| 6.119% | 78.34% | 74.43%
| 6.124% | 78.34% | 74.42%
| 6.13% | 78.33% | 74.42%
| 6.136% | 78.33% | 74.4%
| 6.141% | 78.33% | 74.4%
| 6.147% | 78.32% | 74.38%
| 6.153% | 78.32% | 74.38%
| 6.159% | 78.31% | 74.38%
| 6.164% | 78.31% | 74.37%
| 6.17% | 78.31% | 74.37%
| 6.176% | 78.31% | 74.37%
| 6.181% | 78.31% | 74.36%
| 6.187% | 78.3% | 74.36%
| 6.193% | 78.3% | 74.33%
| 6.199% | 78.3% | 74.33%
| 6.204% | 78.3% | 74.32%
| 6.21% | 78.29% | 74.32%
| 6.216% | 78.29% | 74.31%
| 6.221% | 78.29% | 74.31%
| 6.227% | 78.28% | 74.3%
| 6.233% | 78.27% | 74.3%
| 6.239% | 78.26% | 74.3%
| 6.244% | 78.26% | 74.29%
| 6.25% | 78.24% | 74.29%
| 6.256% | 78.24% | 74.27%
| 6.261% | 78.23% | 74.26%
| 6.267% | 78.23% | 74.26%
| 6.273% | 78.21% | 74.25%
| 6.279% | 78.21% | 74.24%
| 6.284% | 78.21% | 74.22%
| 6.29% | 78.21% | 74.2%
| 6.296% | 78.2% | 74.14%
| 6.301% | 78.2% | 74.14%
| 6.307% | 78.2% | 74.13%
| 6.313% | 78.2% | 74.13%
| 6.319% | 78.19% | 74.12%
| 6.324% | 78.19% | 74.12%
| 6.33% | 78.19% | 74.12%
| 6.336% | 78.19% | 74.11%
| 6.341% | 78.18% | 74.09%
| 6.347% | 78.18% | 74.05%
| 6.353% | 78.18% | 74.05%
| 6.359% | 78.18% | 74.04%
| 6.364% | 78.18% | 74.04%
| 6.37% | 78.17% | 74.02%
| 6.376% | 78.17% | 74.01%
| 6.381% | 78.16% | 74.01%
| 6.387% | 78.16% | 74%
| 6.393% | 78.16% | 74%
| 6.399% | 78.15% | 74%
| 6.404% | 78.14% | 73.99%
| 6.41% | 78.13% | 73.98%
| 6.416% | 78.13% | 73.97%
| 6.421% | 78.13% | 73.97%
| 6.427% | 78.13% | 73.96%
| 6.433% | 78.12% | 73.96%
| 6.439% | 78.12% | 73.94%
| 6.444% | 78.12% | 73.94%
| 6.45% | 78.11% | 73.94%
| 6.456% | 78.11% | 73.94%
| 6.461% | 78.1% | 73.93%
| 6.467% | 78.09% | 73.92%
| 6.473% | 78.09% | 73.91%
| 6.479% | 78.08% | 73.91%
| 6.484% | 78.08% | 73.9%
| 6.49% | 78.08% | 73.89%
| 6.496% | 78.08% | 73.89%
| 6.501% | 78.07% | 73.88%
| 6.507% | 78.07% | 73.86%
| 6.513% | 78.07% | 73.85%
| 6.519% | 78.07% | 73.85%
| 6.524% | 78.06% | 73.84%
| 6.53% | 78.06% | 73.83%
| 6.536% | 78.06% | 73.82%
| 6.541% | 78.05% | 73.81%
| 6.547% | 78.05% | 73.81%
| 6.553% | 78.05% | 73.81%
| 6.559% | 78.04% | 73.8%
| 6.564% | 78.04% | 73.8%
| 6.57% | 78.03% | 73.79%
| 6.576% | 78.02% | 73.79%
| 6.581% | 78.02% | 73.78%
| 6.587% | 78.02% | 73.77%
| 6.593% | 78.02% | 73.76%
| 6.598% | 78.02% | 73.76%
| 6.604% | 78.01% | 73.76%
| 6.61% | 78.01% | 73.75%
| 6.616% | 78.01% | 73.73%
| 6.621% | 78% | 73.73%
| 6.627% | 78% | 73.73%
| 6.633% | 78% | 73.72%
| 6.638% | 78% | 73.71%
| 6.644% | 78% | 73.71%
| 6.65% | 77.99% | 73.7%
| 6.656% | 77.99% | 73.69%
| 6.661% | 77.99% | 73.69%
| 6.667% | 77.98% | 73.68%
| 6.673% | 77.98% | 73.67%
| 6.678% | 77.98% | 73.66%
| 6.684% | 77.97% | 73.65%
| 6.69% | 77.97% | 73.64%
| 6.696% | 77.97% | 73.64%
| 6.701% | 77.96% | 73.64%
| 6.707% | 77.96% | 73.64%
| 6.713% | 77.96% | 73.62%
| 6.718% | 77.95% | 73.61%
| 6.724% | 77.95% | 73.6%
| 6.73% | 77.95% | 73.59%
| 6.736% | 77.95% | 73.58%
| 6.741% | 77.94% | 73.57%
| 6.747% | 77.94% | 73.56%
| 6.753% | 77.93% | 73.56%
| 6.758% | 77.93% | 73.56%
| 6.764% | 77.92% | 73.56%
| 6.77% | 77.92% | 73.54%
| 6.776% | 77.92% | 73.54%
| 6.781% | 77.92% | 73.5%
| 6.787% | 77.91% | 73.49%
| 6.793% | 77.91% | 73.49%
| 6.798% | 77.9% | 73.48%
| 6.804% | 77.89% | 73.48%
| 6.81% | 77.88% | 73.47%
| 6.816% | 77.88% | 73.46%
| 6.821% | 77.88% | 73.46%
| 6.827% | 77.87% | 73.46%
| 6.833% | 77.87% | 73.44%
| 6.838% | 77.86% | 73.44%
| 6.844% | 77.86% | 73.44%
| 6.85% | 77.86% | 73.43%
| 6.856% | 77.85% | 73.41%
| 6.861% | 77.85% | 73.41%
| 6.867% | 77.85% | 73.4%
| 6.873% | 77.84% | 73.39%
| 6.878% | 77.84% | 73.39%
| 6.884% | 77.84% | 73.39%
| 6.89% | 77.83% | 73.37%
| 6.896% | 77.83% | 73.36%
| 6.901% | 77.83% | 73.36%
| 6.907% | 77.82% | 73.35%
| 6.913% | 77.81% | 73.35%
| 6.918% | 77.81% | 73.34%
| 6.924% | 77.81% | 73.33%
| 6.93% | 77.8% | 73.33%
| 6.936% | 77.8% | 73.33%
| 6.941% | 77.79% | 73.32%
| 6.947% | 77.79% | 73.32%
| 6.953% | 77.78% | 73.32%
| 6.958% | 77.77% | 73.32%
| 6.964% | 77.77% | 73.32%
| 6.97% | 77.76% | 73.32%
| 6.976% | 77.76% | 73.3%
| 6.981% | 77.76% | 73.3%
| 6.987% | 77.75% | 73.3%
| 6.993% | 77.75% | 73.3%
| 6.998% | 77.75% | 73.29%
| 7.004% | 77.75% | 73.29%
| 7.01% | 77.75% | 73.29%
| 7.016% | 77.75% | 73.27%
| 7.021% | 77.74% | 73.25%
| 7.027% | 77.74% | 73.25%
| 7.033% | 77.74% | 73.24%
| 7.038% | 77.74% | 73.24%
| 7.044% | 77.73% | 73.24%
| 7.05% | 77.73% | 73.23%
| 7.056% | 77.73% | 73.22%
| 7.061% | 77.72% | 73.22%
| 7.067% | 77.72% | 73.21%
| 7.073% | 77.72% | 73.2%
| 7.078% | 77.71% | 73.2%
| 7.084% | 77.71% | 73.19%
| 7.09% | 77.69% | 73.19%
| 7.096% | 77.68% | 73.19%
| 7.101% | 77.68% | 73.18%
| 7.107% | 77.68% | 73.17%
| 7.113% | 77.67% | 73.16%
| 7.118% | 77.67% | 73.15%
| 7.124% | 77.67% | 73.15%
| 7.13% | 77.67% | 73.13%
| 7.136% | 77.66% | 73.13%
| 7.141% | 77.66% | 73.13%
| 7.147% | 77.66% | 73.13%
| 7.153% | 77.66% | 73.13%
| 7.158% | 77.65% | 73.1%
| 7.164% | 77.65% | 73.09%
| 7.17% | 77.64% | 73.08%
| 7.176% | 77.64% | 73.07%
| 7.181% | 77.63% | 73.07%
| 7.187% | 77.63% | 73.05%
| 7.193% | 77.63% | 73.05%
| 7.198% | 77.62% | 73.03%
| 7.204% | 77.61% | 73.03%
| 7.21% | 77.61% | 73.03%
| 7.215% | 77.6% | 73.03%
| 7.221% | 77.6% | 73.02%
| 7.227% | 77.58% | 73.02%
| 7.233% | 77.58% | 73.02%
| 7.238% | 77.58% | 73.02%
| 7.244% | 77.58% | 73.01%
| 7.25% | 77.58% | 73.01%
| 7.255% | 77.57% | 73.01%
| 7.261% | 77.57% | 73%
| 7.267% | 77.56% | 73%
| 7.273% | 77.56% | 73%
| 7.278% | 77.55% | 72.99%
| 7.284% | 77.54% | 72.99%
| 7.29% | 77.54% | 72.98%
| 7.295% | 77.54% | 72.98%
| 7.301% | 77.54% | 72.97%
| 7.307% | 77.53% | 72.97%
| 7.313% | 77.53% | 72.96%
| 7.318% | 77.52% | 72.96%
| 7.324% | 77.52% | 72.96%
| 7.33% | 77.5% | 72.96%
| 7.335% | 77.5% | 72.95%
| 7.341% | 77.5% | 72.95%
| 7.347% | 77.5% | 72.93%
| 7.353% | 77.49% | 72.92%
| 7.358% | 77.49% | 72.92%
| 7.364% | 77.48% | 72.92%
| 7.37% | 77.47% | 72.91%
| 7.375% | 77.46% | 72.91%
| 7.381% | 77.46% | 72.91%
| 7.387% | 77.46% | 72.87%
| 7.393% | 77.45% | 72.86%
| 7.398% | 77.45% | 72.86%
| 7.404% | 77.45% | 72.85%
| 7.41% | 77.44% | 72.84%
| 7.415% | 77.44% | 72.83%
| 7.421% | 77.44% | 72.81%
| 7.427% | 77.43% | 72.81%
| 7.433% | 77.43% | 72.8%
| 7.438% | 77.43% | 72.79%
| 7.444% | 77.43% | 72.79%
| 7.45% | 77.43% | 72.79%
| 7.455% | 77.42% | 72.79%
| 7.461% | 77.42% | 72.77%
| 7.467% | 77.42% | 72.76%
| 7.473% | 77.4% | 72.75%
| 7.478% | 77.4% | 72.75%
| 7.484% | 77.4% | 72.74%
| 7.49% | 77.39% | 72.74%
| 7.495% | 77.39% | 72.74%
| 7.501% | 77.39% | 72.72%
| 7.507% | 77.39% | 72.72%
| 7.513% | 77.38% | 72.71%
| 7.518% | 77.38% | 72.7%
| 7.524% | 77.38% | 72.68%
| 7.53% | 77.38% | 72.68%
| 7.535% | 77.38% | 72.68%
| 7.541% | 77.38% | 72.67%
| 7.547% | 77.38% | 72.66%
| 7.553% | 77.37% | 72.65%
| 7.558% | 77.36% | 72.64%
| 7.564% | 77.36% | 72.64%
| 7.57% | 77.36% | 72.64%
| 7.575% | 77.35% | 72.63%
| 7.581% | 77.35% | 72.62%
| 7.587% | 77.34% | 72.61%
| 7.593% | 77.34% | 72.59%
| 7.598% | 77.34% | 72.58%
| 7.604% | 77.34% | 72.58%
| 7.61% | 77.33% | 72.58%
| 7.615% | 77.33% | 72.58%
| 7.621% | 77.33% | 72.58%
| 7.627% | 77.32% | 72.58%
| 7.633% | 77.32% | 72.57%
| 7.638% | 77.32% | 72.57%
| 7.644% | 77.31% | 72.55%
| 7.65% | 77.31% | 72.55%
| 7.655% | 77.3% | 72.54%
| 7.661% | 77.3% | 72.54%
| 7.667% | 77.29% | 72.54%
| 7.673% | 77.29% | 72.53%
| 7.678% | 77.28% | 72.53%
| 7.684% | 77.28% | 72.52%
| 7.69% | 77.27% | 72.51%
| 7.695% | 77.26% | 72.51%
| 7.701% | 77.25% | 72.5%
| 7.707% | 77.24% | 72.5%
| 7.713% | 77.24% | 72.5%
| 7.718% | 77.23% | 72.5%
| 7.724% | 77.23% | 72.49%
| 7.73% | 77.23% | 72.48%
| 7.735% | 77.23% | 72.48%
| 7.741% | 77.21% | 72.46%
| 7.747% | 77.21% | 72.46%
| 7.753% | 77.21% | 72.46%
| 7.758% | 77.21% | 72.45%
| 7.764% | 77.21% | 72.45%
| 7.77% | 77.21% | 72.45%
| 7.775% | 77.2% | 72.44%
| 7.781% | 77.2% | 72.43%
| 7.787% | 77.18% | 72.43%
| 7.793% | 77.18% | 72.41%
| 7.798% | 77.18% | 72.41%
| 7.804% | 77.16% | 72.4%
| 7.81% | 77.16% | 72.39%
| 7.815% | 77.15% | 72.39%
| 7.821% | 77.15% | 72.39%
| 7.827% | 77.14% | 72.39%
| 7.832% | 77.14% | 72.37%
| 7.838% | 77.14% | 72.37%
| 7.844% | 77.14% | 72.35%
| 7.85% | 77.14% | 72.35%
| 7.855% | 77.14% | 72.35%
| 7.861% | 77.13% | 72.35%
| 7.867% | 77.13% | 72.34%
| 7.872% | 77.13% | 72.34%
| 7.878% | 77.13% | 72.33%
| 7.884% | 77.12% | 72.32%
| 7.89% | 77.12% | 72.32%
| 7.895% | 77.12% | 72.32%
| 7.901% | 77.11% | 72.31%
| 7.907% | 77.11% | 72.3%
| 7.912% | 77.1% | 72.3%
| 7.918% | 77.1% | 72.29%
| 7.924% | 77.1% | 72.28%
| 7.93% | 77.09% | 72.27%
| 7.935% | 77.09% | 72.26%
| 7.941% | 77.09% | 72.23%
| 7.947% | 77.08% | 72.22%
| 7.952% | 77.08% | 72.22%
| 7.958% | 77.08% | 72.21%
| 7.964% | 77.08% | 72.21%
| 7.97% | 77.07% | 72.2%
| 7.975% | 77.07% | 72.19%
| 7.981% | 77.07% | 72.19%
| 7.987% | 77.06% | 72.18%
| 7.992% | 77.06% | 72.18%
| 7.998% | 77.05% | 72.18%
| 8.004% | 77.05% | 72.17%
| 8.01% | 77.05% | 72.17%
| 8.015% | 77.05% | 72.16%
| 8.021% | 77.05% | 72.16%
| 8.027% | 77.04% | 72.16%
| 8.032% | 77.04% | 72.14%
| 8.038% | 77.02% | 72.12%
| 8.044% | 77.02% | 72.11%
| 8.05% | 77.02% | 72.11%
| 8.055% | 77.01% | 72.11%
| 8.061% | 77.01% | 72.1%
| 8.067% | 77.01% | 72.09%
| 8.072% | 77.01% | 72.09%
| 8.078% | 77% | 72.09%
| 8.084% | 77% | 72.09%
| 8.09% | 76.99% | 72.09%
| 8.095% | 76.99% | 72.08%
| 8.101% | 76.99% | 72.07%
| 8.107% | 76.99% | 72.07%
| 8.112% | 76.99% | 72.07%
| 8.118% | 76.98% | 72.06%
| 8.124% | 76.98% | 72.04%
| 8.13% | 76.98% | 72.04%
| 8.135% | 76.98% | 72.03%
| 8.141% | 76.98% | 72.03%
| 8.147% | 76.98% | 72.03%
| 8.152% | 76.98% | 72.03%
| 8.158% | 76.97% | 72.03%
| 8.164% | 76.97% | 72.01%
| 8.17% | 76.97% | 72.01%
| 8.175% | 76.97% | 72.01%
| 8.181% | 76.97% | 72.01%
| 8.187% | 76.96% | 71.98%
| 8.192% | 76.96% | 71.98%
| 8.198% | 76.95% | 71.97%
| 8.204% | 76.95% | 71.97%
| 8.21% | 76.95% | 71.96%
| 8.215% | 76.95% | 71.96%
| 8.221% | 76.95% | 71.94%
| 8.227% | 76.95% | 71.94%
| 8.232% | 76.95% | 71.93%
| 8.238% | 76.94% | 71.92%
| 8.244% | 76.93% | 71.92%
| 8.25% | 76.92% | 71.91%
| 8.255% | 76.92% | 71.91%
| 8.261% | 76.92% | 71.91%
| 8.267% | 76.91% | 71.91%
| 8.272% | 76.91% | 71.9%
| 8.278% | 76.9% | 71.89%
| 8.284% | 76.9% | 71.88%
| 8.29% | 76.9% | 71.86%
| 8.295% | 76.9% | 71.86%
| 8.301% | 76.89% | 71.85%
| 8.307% | 76.89% | 71.85%
| 8.312% | 76.89% | 71.85%
| 8.318% | 76.89% | 71.85%
| 8.324% | 76.89% | 71.84%
| 8.33% | 76.89% | 71.83%
| 8.335% | 76.88% | 71.83%
| 8.341% | 76.88% | 71.82%
| 8.347% | 76.88% | 71.82%
| 8.352% | 76.88% | 71.82%
| 8.358% | 76.87% | 71.8%
| 8.364% | 76.87% | 71.8%
| 8.37% | 76.87% | 71.8%
| 8.375% | 76.87% | 71.78%
| 8.381% | 76.87% | 71.78%
| 8.387% | 76.86% | 71.78%
| 8.392% | 76.86% | 71.78%
| 8.398% | 76.86% | 71.77%
| 8.404% | 76.86% | 71.77%
| 8.41% | 76.85% | 71.77%
| 8.415% | 76.85% | 71.76%
| 8.421% | 76.85% | 71.76%
| 8.427% | 76.84% | 71.76%
| 8.432% | 76.84% | 71.76%
| 8.438% | 76.84% | 71.75%
| 8.444% | 76.83% | 71.75%
| 8.449% | 76.82% | 71.75%
| 8.455% | 76.82% | 71.74%
| 8.461% | 76.82% | 71.74%
| 8.467% | 76.81% | 71.73%
| 8.472% | 76.81% | 71.73%
| 8.478% | 76.81% | 71.72%
| 8.484% | 76.81% | 71.71%
| 8.489% | 76.81% | 71.71%
| 8.495% | 76.81% | 71.71%
| 8.501% | 76.8% | 71.71%
| 8.507% | 76.8% | 71.69%
| 8.512% | 76.8% | 71.69%
| 8.518% | 76.8% | 71.69%
| 8.524% | 76.8% | 71.67%
| 8.529% | 76.8% | 71.66%
| 8.535% | 76.79% | 71.66%
| 8.541% | 76.79% | 71.66%
| 8.547% | 76.79% | 71.62%
| 8.552% | 76.79% | 71.62%
| 8.558% | 76.78% | 71.62%
| 8.564% | 76.78% | 71.59%
| 8.569% | 76.78% | 71.59%
| 8.575% | 76.77% | 71.58%
| 8.581% | 76.77% | 71.58%
| 8.587% | 76.77% | 71.58%
| 8.592% | 76.76% | 71.57%
| 8.598% | 76.76% | 71.57%
| 8.604% | 76.76% | 71.57%
| 8.609% | 76.75% | 71.57%
| 8.615% | 76.75% | 71.57%
| 8.621% | 76.75% | 71.56%
| 8.627% | 76.75% | 71.55%
| 8.632% | 76.75% | 71.54%
| 8.638% | 76.75% | 71.54%
| 8.644% | 76.74% | 71.53%
| 8.649% | 76.74% | 71.53%
| 8.655% | 76.73% | 71.52%
| 8.661% | 76.73% | 71.52%
| 8.667% | 76.73% | 71.52%
| 8.672% | 76.72% | 71.52%
| 8.678% | 76.72% | 71.51%
| 8.684% | 76.71% | 71.51%
| 8.689% | 76.71% | 71.51%
| 8.695% | 76.71% | 71.5%
| 8.701% | 76.71% | 71.5%
| 8.707% | 76.69% | 71.5%
| 8.712% | 76.69% | 71.5%
| 8.718% | 76.69% | 71.5%
| 8.724% | 76.69% | 71.5%
| 8.729% | 76.69% | 71.49%
| 8.735% | 76.69% | 71.49%
| 8.741% | 76.68% | 71.49%
| 8.747% | 76.68% | 71.49%
| 8.752% | 76.68% | 71.49%
| 8.758% | 76.68% | 71.48%
| 8.764% | 76.66% | 71.47%
| 8.769% | 76.66% | 71.47%
| 8.775% | 76.66% | 71.47%
| 8.781% | 76.66% | 71.44%
| 8.787% | 76.66% | 71.43%
| 8.792% | 76.65% | 71.43%
| 8.798% | 76.65% | 71.42%
| 8.804% | 76.65% | 71.42%
| 8.809% | 76.64% | 71.41%
| 8.815% | 76.64% | 71.4%
| 8.821% | 76.64% | 71.4%
| 8.827% | 76.63% | 71.4%
| 8.832% | 76.63% | 71.4%
| 8.838% | 76.63% | 71.39%
| 8.844% | 76.63% | 71.38%
| 8.849% | 76.63% | 71.38%
| 8.855% | 76.63% | 71.38%
| 8.861% | 76.62% | 71.37%
| 8.867% | 76.62% | 71.37%
| 8.872% | 76.61% | 71.36%
| 8.878% | 76.61% | 71.36%
| 8.884% | 76.61% | 71.34%
| 8.889% | 76.6% | 71.32%
| 8.895% | 76.6% | 71.32%
| 8.901% | 76.6% | 71.31%
| 8.907% | 76.6% | 71.3%
| 8.912% | 76.6% | 71.3%
| 8.918% | 76.6% | 71.3%
| 8.924% | 76.6% | 71.3%
| 8.929% | 76.6% | 71.29%
| 8.935% | 76.59% | 71.29%
| 8.941% | 76.59% | 71.28%
| 8.947% | 76.58% | 71.28%
| 8.952% | 76.58% | 71.27%
| 8.958% | 76.58% | 71.27%
| 8.964% | 76.57% | 71.27%
| 8.969% | 76.57% | 71.26%
| 8.975% | 76.57% | 71.26%
| 8.981% | 76.56% | 71.26%
| 8.987% | 76.56% | 71.26%
| 8.992% | 76.56% | 71.26%
| 8.998% | 76.56% | 71.25%
| 9.004% | 76.55% | 71.25%
| 9.009% | 76.55% | 71.24%
| 9.015% | 76.54% | 71.24%
| 9.021% | 76.54% | 71.24%
| 9.027% | 76.53% | 71.23%
| 9.032% | 76.52% | 71.23%
| 9.038% | 76.52% | 71.23%
| 9.044% | 76.51% | 71.23%
| 9.049% | 76.51% | 71.22%
| 9.055% | 76.51% | 71.22%
| 9.061% | 76.51% | 71.22%
| 9.066% | 76.5% | 71.22%
| 9.072% | 76.5% | 71.2%
| 9.078% | 76.5% | 71.2%
| 9.084% | 76.5% | 71.19%
| 9.089% | 76.5% | 71.19%
| 9.095% | 76.49% | 71.19%
| 9.101% | 76.49% | 71.18%
| 9.106% | 76.49% | 71.17%
| 9.112% | 76.49% | 71.16%
| 9.118% | 76.48% | 71.16%
| 9.124% | 76.48% | 71.16%
| 9.129% | 76.48% | 71.15%
| 9.135% | 76.47% | 71.15%
| 9.141% | 76.47% | 71.15%
| 9.146% | 76.46% | 71.14%
| 9.152% | 76.46% | 71.14%
| 9.158% | 76.46% | 71.14%
| 9.164% | 76.45% | 71.14%
| 9.169% | 76.45% | 71.14%
| 9.175% | 76.45% | 71.13%
| 9.181% | 76.44% | 71.11%
| 9.186% | 76.44% | 71.11%
| 9.192% | 76.44% | 71.1%
| 9.198% | 76.44% | 71.1%
| 9.204% | 76.44% | 71.1%
| 9.209% | 76.43% | 71.1%
| 9.215% | 76.43% | 71.09%
| 9.221% | 76.43% | 71.09%
| 9.226% | 76.43% | 71.09%
| 9.232% | 76.43% | 71.09%
| 9.238% | 76.43% | 71.09%
| 9.244% | 76.42% | 71.08%
| 9.249% | 76.42% | 71.08%
| 9.255% | 76.41% | 71.08%
| 9.261% | 76.41% | 71.07%
| 9.266% | 76.4% | 71.06%
| 9.272% | 76.4% | 71.05%
| 9.278% | 76.4% | 71.05%
| 9.284% | 76.39% | 71.05%
| 9.289% | 76.39% | 71.04%
| 9.295% | 76.38% | 71.04%
| 9.301% | 76.38% | 71.04%
| 9.306% | 76.37% | 71.04%
| 9.312% | 76.37% | 71.03%
| 9.318% | 76.37% | 71.02%
| 9.324% | 76.37% | 71.02%
| 9.329% | 76.37% | 71.02%
| 9.335% | 76.37% | 71.01%
| 9.341% | 76.37% | 71.01%
| 9.346% | 76.36% | 71%
| 9.352% | 76.36% | 71%
| 9.358% | 76.35% | 71%
| 9.364% | 76.35% | 71%
| 9.369% | 76.35% | 70.99%
| 9.375% | 76.35% | 70.98%
| 9.381% | 76.35% | 70.98%
| 9.386% | 76.35% | 70.97%
| 9.392% | 76.35% | 70.97%
| 9.398% | 76.35% | 70.96%
| 9.404% | 76.34% | 70.95%
| 9.409% | 76.33% | 70.93%
| 9.415% | 76.33% | 70.92%
| 9.421% | 76.33% | 70.92%
| 9.426% | 76.33% | 70.92%
| 9.432% | 76.33% | 70.91%
| 9.438% | 76.32% | 70.91%
| 9.444% | 76.32% | 70.9%
| 9.449% | 76.32% | 70.89%
| 9.455% | 76.3% | 70.88%
| 9.461% | 76.3% | 70.88%
| 9.466% | 76.29% | 70.88%
| 9.472% | 76.29% | 70.87%
| 9.478% | 76.29% | 70.87%
| 9.484% | 76.29% | 70.86%
| 9.489% | 76.28% | 70.85%
| 9.495% | 76.28% | 70.84%
| 9.501% | 76.28% | 70.84%
| 9.506% | 76.27% | 70.82%
| 9.512% | 76.27% | 70.81%
| 9.518% | 76.27% | 70.81%
| 9.524% | 76.27% | 70.81%
| 9.529% | 76.27% | 70.81%
| 9.535% | 76.27% | 70.8%
| 9.541% | 76.27% | 70.8%
| 9.546% | 76.27% | 70.79%
| 9.552% | 76.27% | 70.78%
| 9.558% | 76.26% | 70.77%
| 9.564% | 76.26% | 70.76%
| 9.569% | 76.26% | 70.76%
| 9.575% | 76.25% | 70.74%
| 9.581% | 76.25% | 70.74%
| 9.586% | 76.25% | 70.74%
| 9.592% | 76.24% | 70.73%
| 9.598% | 76.24% | 70.72%
| 9.604% | 76.24% | 70.72%
| 9.609% | 76.24% | 70.72%
| 9.615% | 76.23% | 70.71%
| 9.621% | 76.23% | 70.71%
| 9.626% | 76.23% | 70.71%
| 9.632% | 76.23% | 70.7%
| 9.638% | 76.23% | 70.69%
| 9.644% | 76.23% | 70.69%
| 9.649% | 76.23% | 70.69%
| 9.655% | 76.22% | 70.68%
| 9.661% | 76.22% | 70.67%
| 9.666% | 76.22% | 70.67%
| 9.672% | 76.22% | 70.66%
| 9.678% | 76.21% | 70.66%
| 9.684% | 76.21% | 70.65%
| 9.689% | 76.21% | 70.64%
| 9.695% | 76.2% | 70.64%
| 9.701% | 76.2% | 70.64%
| 9.706% | 76.2% | 70.63%
| 9.712% | 76.2% | 70.63%
| 9.718% | 76.2% | 70.62%
| 9.723% | 76.19% | 70.61%
| 9.729% | 76.19% | 70.61%
| 9.735% | 76.18% | 70.61%
| 9.741% | 76.17% | 70.6%
| 9.746% | 76.17% | 70.6%
| 9.752% | 76.16% | 70.6%
| 9.758% | 76.16% | 70.6%
| 9.763% | 76.16% | 70.59%
| 9.769% | 76.16% | 70.58%
| 9.775% | 76.16% | 70.57%
| 9.781% | 76.16% | 70.57%
| 9.786% | 76.15% | 70.57%
| 9.792% | 76.15% | 70.57%
| 9.798% | 76.15% | 70.56%
| 9.803% | 76.15% | 70.56%
| 9.809% | 76.14% | 70.56%
| 9.815% | 76.14% | 70.56%
| 9.821% | 76.14% | 70.56%
| 9.826% | 76.14% | 70.55%
| 9.832% | 76.14% | 70.55%
| 9.838% | 76.14% | 70.55%
| 9.843% | 76.13% | 70.55%
| 9.849% | 76.13% | 70.55%
| 9.855% | 76.13% | 70.53%
| 9.861% | 76.12% | 70.53%
| 9.866% | 76.12% | 70.52%
| 9.872% | 76.12% | 70.52%
| 9.878% | 76.1% | 70.52%
| 9.883% | 76.1% | 70.52%
| 9.889% | 76.1% | 70.51%
| 9.895% | 76.1% | 70.5%
| 9.901% | 76.1% | 70.5%
| 9.906% | 76.1% | 70.5%
| 9.912% | 76.09% | 70.49%
| 9.918% | 76.09% | 70.49%
| 9.923% | 76.08% | 70.48%
| 9.929% | 76.08% | 70.48%
| 9.935% | 76.08% | 70.48%
| 9.941% | 76.08% | 70.48%
| 9.946% | 76.07% | 70.46%
| 9.952% | 76.07% | 70.46%
| 9.958% | 76.07% | 70.45%
| 9.963% | 76.07% | 70.44%
| 9.969% | 76.06% | 70.43%
| 9.975% | 76.06% | 70.43%
| 9.981% | 76.05% | 70.42%
| 9.986% | 76.05% | 70.42%
| 9.992% | 76.05% | 70.42%
| 9.998% | 76.05% | 70.42%
| 10% | 76.05% | 70.42%
| 10.01% | 76.05% | 70.42%
| 10.01% | 76.05% | 70.41%
| 10.02% | 76.05% | 70.41%
| 10.03% | 76.04% | 70.4%
| 10.03% | 76.04% | 70.4%
| 10.04% | 76.04% | 70.4%
| 10.04% | 76.04% | 70.4%
| 10.05% | 76.03% | 70.39%
| 10.05% | 76.03% | 70.39%
| 10.06% | 76.03% | 70.39%
| 10.07% | 76.03% | 70.38%
| 10.07% | 76.03% | 70.37%
| 10.08% | 76.02% | 70.37%
| 10.08% | 76.02% | 70.37%
| 10.09% | 76.02% | 70.36%
| 10.09% | 76.02% | 70.35%
| 10.1% | 76.02% | 70.35%
| 10.11% | 76.02% | 70.34%
| 10.11% | 76.02% | 70.34%
| 10.12% | 76.01% | 70.34%
| 10.12% | 76.01% | 70.33%
| 10.13% | 76.01% | 70.32%
| 10.13% | 76.01% | 70.32%
| 10.14% | 76.01% | 70.32%
| 10.15% | 76.01% | 70.32%
| 10.15% | 76% | 70.31%
| 10.16% | 76% | 70.3%
| 10.16% | 76% | 70.3%
| 10.17% | 76% | 70.29%
| 10.17% | 75.99% | 70.29%
| 10.18% | 75.99% | 70.29%
| 10.19% | 75.99% | 70.29%
| 10.19% | 75.98% | 70.28%
| 10.2% | 75.98% | 70.27%
| 10.2% | 75.97% | 70.27%
| 10.21% | 75.97% | 70.27%
| 10.21% | 75.97% | 70.27%
| 10.22% | 75.97% | 70.26%
| 10.23% | 75.97% | 70.25%
| 10.23% | 75.97% | 70.23%
| 10.24% | 75.96% | 70.22%
| 10.24% | 75.96% | 70.22%
| 10.25% | 75.96% | 70.2%
| 10.25% | 75.96% | 70.19%
| 10.26% | 75.96% | 70.18%
| 10.27% | 75.95% | 70.18%
| 10.27% | 75.95% | 70.17%
| 10.28% | 75.94% | 70.17%
| 10.28% | 75.94% | 70.16%
| 10.29% | 75.94% | 70.16%
| 10.29% | 75.94% | 70.16%
| 10.3% | 75.94% | 70.15%
| 10.31% | 75.94% | 70.14%
| 10.31% | 75.93% | 70.14%
| 10.32% | 75.93% | 70.14%
| 10.32% | 75.93% | 70.13%
| 10.33% | 75.92% | 70.13%
| 10.33% | 75.92% | 70.12%
| 10.34% | 75.92% | 70.12%
| 10.35% | 75.92% | 70.12%
| 10.35% | 75.91% | 70.11%
| 10.36% | 75.91% | 70.1%
| 10.36% | 75.91% | 70.09%
| 10.37% | 75.91% | 70.09%
| 10.37% | 75.91% | 70.09%
| 10.38% | 75.9% | 70.09%
| 10.39% | 75.9% | 70.08%
| 10.39% | 75.9% | 70.08%
| 10.4% | 75.89% | 70.08%
| 10.4% | 75.89% | 70.08%
| 10.41% | 75.89% | 70.07%
| 10.41% | 75.89% | 70.07%
| 10.42% | 75.88% | 70.06%
| 10.43% | 75.88% | 70.05%
| 10.43% | 75.88% | 70.05%
| 10.44% | 75.88% | 70.05%
| 10.44% | 75.87% | 70.04%
| 10.45% | 75.87% | 70.03%
| 10.45% | 75.87% | 70.03%
| 10.46% | 75.87% | 70.03%
| 10.47% | 75.86% | 70.03%
| 10.47% | 75.86% | 70.03%
| 10.48% | 75.86% | 70.02%
| 10.48% | 75.86% | 70.01%
| 10.49% | 75.86% | 70.01%
| 10.49% | 75.86% | 70%
| 10.5% | 75.85% | 70%
| 10.51% | 75.85% | 70%
| 10.51% | 75.85% | 70%
| 10.52% | 75.85% | 70%
| 10.52% | 75.85% | 70%
| 10.53% | 75.84% | 69.99%
| 10.53% | 75.84% | 69.98%
| 10.54% | 75.84% | 69.98%
| 10.55% | 75.84% | 69.98%
| 10.55% | 75.83% | 69.97%
| 10.56% | 75.83% | 69.97%
| 10.56% | 75.83% | 69.97%
| 10.57% | 75.82% | 69.96%
| 10.57% | 75.82% | 69.96%
| 10.58% | 75.81% | 69.95%
| 10.59% | 75.81% | 69.95%
| 10.59% | 75.8% | 69.95%
| 10.6% | 75.8% | 69.94%
| 10.6% | 75.8% | 69.94%
| 10.61% | 75.79% | 69.94%
| 10.61% | 75.79% | 69.93%
| 10.62% | 75.78% | 69.93%
| 10.63% | 75.78% | 69.93%
| 10.63% | 75.78% | 69.93%
| 10.64% | 75.77% | 69.93%
| 10.64% | 75.77% | 69.92%
| 10.65% | 75.77% | 69.92%
| 10.65% | 75.77% | 69.92%
| 10.66% | 75.77% | 69.92%
| 10.67% | 75.76% | 69.92%
| 10.67% | 75.76% | 69.91%
| 10.68% | 75.75% | 69.9%
| 10.68% | 75.75% | 69.9%
| 10.69% | 75.75% | 69.9%
| 10.69% | 75.75% | 69.89%
| 10.7% | 75.74% | 69.88%
| 10.71% | 75.74% | 69.87%
| 10.71% | 75.74% | 69.86%
| 10.72% | 75.74% | 69.86%
| 10.72% | 75.74% | 69.85%
| 10.73% | 75.74% | 69.85%
| 10.73% | 75.73% | 69.85%
| 10.74% | 75.73% | 69.85%
| 10.75% | 75.73% | 69.84%
| 10.75% | 75.73% | 69.84%
| 10.76% | 75.73% | 69.84%
| 10.76% | 75.72% | 69.83%
| 10.77% | 75.72% | 69.83%
| 10.77% | 75.72% | 69.83%
| 10.78% | 75.72% | 69.82%
| 10.79% | 75.71% | 69.81%
| 10.79% | 75.71% | 69.8%
| 10.8% | 75.71% | 69.8%
| 10.8% | 75.71% | 69.8%
| 10.81% | 75.7% | 69.8%
| 10.81% | 75.7% | 69.8%
| 10.82% | 75.7% | 69.79%
| 10.83% | 75.69% | 69.78%
| 10.83% | 75.69% | 69.78%
| 10.84% | 75.69% | 69.78%
| 10.84% | 75.69% | 69.78%
| 10.85% | 75.69% | 69.77%
| 10.85% | 75.69% | 69.77%
| 10.86% | 75.68% | 69.76%
| 10.87% | 75.68% | 69.76%
| 10.87% | 75.67% | 69.76%
| 10.88% | 75.67% | 69.76%
| 10.88% | 75.67% | 69.75%
| 10.89% | 75.67% | 69.75%
| 10.89% | 75.67% | 69.75%
| 10.9% | 75.66% | 69.75%
| 10.91% | 75.66% | 69.74%
| 10.91% | 75.65% | 69.74%
| 10.92% | 75.65% | 69.74%
| 10.92% | 75.65% | 69.74%
| 10.93% | 75.65% | 69.73%
| 10.93% | 75.65% | 69.73%
| 10.94% | 75.64% | 69.73%
| 10.95% | 75.64% | 69.73%
| 10.95% | 75.64% | 69.73%
| 10.96% | 75.64% | 69.72%
| 10.96% | 75.63% | 69.72%
| 10.97% | 75.62% | 69.72%
| 10.97% | 75.62% | 69.72%
| 10.98% | 75.62% | 69.71%
| 10.99% | 75.62% | 69.71%
| 10.99% | 75.62% | 69.71%
| 11% | 75.61% | 69.71%
| 11% | 75.61% | 69.71%
| 11.01% | 75.61% | 69.7%
| 11.01% | 75.61% | 69.7%
| 11.02% | 75.61% | 69.69%
| 11.03% | 75.61% | 69.69%
| 11.03% | 75.6% | 69.69%
| 11.04% | 75.6% | 69.69%
| 11.04% | 75.6% | 69.68%
| 11.05% | 75.6% | 69.68%
| 11.05% | 75.6% | 69.67%
| 11.06% | 75.6% | 69.67%
| 11.07% | 75.59% | 69.65%
| 11.07% | 75.58% | 69.64%
| 11.08% | 75.58% | 69.64%
| 11.08% | 75.58% | 69.63%
| 11.09% | 75.57% | 69.63%
| 11.09% | 75.57% | 69.63%
| 11.1% | 75.57% | 69.63%
| 11.11% | 75.57% | 69.63%
| 11.11% | 75.57% | 69.63%
| 11.12% | 75.57% | 69.62%
| 11.12% | 75.57% | 69.61%
| 11.13% | 75.56% | 69.61%
| 11.13% | 75.56% | 69.59%
| 11.14% | 75.55% | 69.59%
| 11.15% | 75.55% | 69.59%
| 11.15% | 75.55% | 69.59%
| 11.16% | 75.55% | 69.58%
| 11.16% | 75.55% | 69.58%
| 11.17% | 75.55% | 69.58%
| 11.17% | 75.55% | 69.58%
| 11.18% | 75.54% | 69.58%
| 11.19% | 75.54% | 69.58%
| 11.19% | 75.54% | 69.58%
| 11.2% | 75.54% | 69.57%
| 11.2% | 75.54% | 69.57%
| 11.21% | 75.54% | 69.56%
| 11.21% | 75.54% | 69.56%
| 11.22% | 75.54% | 69.56%
| 11.23% | 75.53% | 69.56%
| 11.23% | 75.53% | 69.55%
| 11.24% | 75.53% | 69.55%
| 11.24% | 75.53% | 69.54%
| 11.25% | 75.53% | 69.54%
| 11.25% | 75.52% | 69.54%
| 11.26% | 75.52% | 69.54%
| 11.27% | 75.52% | 69.54%
| 11.27% | 75.52% | 69.54%
| 11.28% | 75.52% | 69.54%
| 11.28% | 75.51% | 69.54%
| 11.29% | 75.51% | 69.54%
| 11.29% | 75.51% | 69.53%
| 11.3% | 75.51% | 69.53%
| 11.31% | 75.5% | 69.53%
| 11.31% | 75.5% | 69.53%
| 11.32% | 75.5% | 69.53%
| 11.32% | 75.5% | 69.53%
| 11.33% | 75.49% | 69.53%
| 11.33% | 75.49% | 69.52%
| 11.34% | 75.48% | 69.52%
| 11.35% | 75.48% | 69.51%
| 11.35% | 75.48% | 69.51%
| 11.36% | 75.48% | 69.51%
| 11.36% | 75.47% | 69.51%
| 11.37% | 75.47% | 69.51%
| 11.37% | 75.47% | 69.51%
| 11.38% | 75.46% | 69.5%
| 11.39% | 75.46% | 69.5%
| 11.39% | 75.46% | 69.48%
| 11.4% | 75.46% | 69.47%
| 11.4% | 75.46% | 69.47%
| 11.41% | 75.45% | 69.47%
| 11.41% | 75.45% | 69.46%
| 11.42% | 75.45% | 69.46%
| 11.43% | 75.44% | 69.45%
| 11.43% | 75.44% | 69.45%
| 11.44% | 75.44% | 69.44%
| 11.44% | 75.44% | 69.43%
| 11.45% | 75.44% | 69.43%
| 11.45% | 75.43% | 69.43%
| 11.46% | 75.43% | 69.43%
| 11.47% | 75.43% | 69.43%
| 11.47% | 75.43% | 69.42%
| 11.48% | 75.42% | 69.42%
| 11.48% | 75.42% | 69.42%
| 11.49% | 75.42% | 69.41%
| 11.49% | 75.42% | 69.41%
| 11.5% | 75.42% | 69.41%
| 11.51% | 75.42% | 69.41%
| 11.51% | 75.41% | 69.4%
| 11.52% | 75.4% | 69.39%
| 11.52% | 75.4% | 69.39%
| 11.53% | 75.4% | 69.38%
| 11.53% | 75.4% | 69.38%
| 11.54% | 75.4% | 69.38%
| 11.55% | 75.4% | 69.38%
| 11.55% | 75.4% | 69.37%
| 11.56% | 75.4% | 69.37%
| 11.56% | 75.4% | 69.36%
| 11.57% | 75.39% | 69.35%
| 11.57% | 75.39% | 69.34%
| 11.58% | 75.39% | 69.34%
| 11.59% | 75.38% | 69.33%
| 11.59% | 75.38% | 69.33%
| 11.6% | 75.37% | 69.31%
| 11.6% | 75.37% | 69.31%
| 11.61% | 75.37% | 69.31%
| 11.61% | 75.36% | 69.31%
| 11.62% | 75.36% | 69.3%
| 11.63% | 75.36% | 69.3%
| 11.63% | 75.35% | 69.3%
| 11.64% | 75.35% | 69.29%
| 11.64% | 75.35% | 69.29%
| 11.65% | 75.35% | 69.29%
| 11.65% | 75.35% | 69.28%
| 11.66% | 75.35% | 69.28%
| 11.67% | 75.35% | 69.27%
| 11.67% | 75.34% | 69.27%
| 11.68% | 75.34% | 69.27%
| 11.68% | 75.34% | 69.27%
| 11.69% | 75.33% | 69.27%
| 11.69% | 75.33% | 69.26%
| 11.7% | 75.32% | 69.26%
| 11.71% | 75.32% | 69.26%
| 11.71% | 75.32% | 69.26%
| 11.72% | 75.32% | 69.26%
| 11.72% | 75.32% | 69.26%
| 11.73% | 75.31% | 69.25%
| 11.73% | 75.31% | 69.25%
| 11.74% | 75.31% | 69.25%
| 11.75% | 75.31% | 69.25%
| 11.75% | 75.3% | 69.25%
| 11.76% | 75.3% | 69.25%
| 11.76% | 75.3% | 69.24%
| 11.77% | 75.29% | 69.24%
| 11.77% | 75.29% | 69.24%
| 11.78% | 75.29% | 69.23%
| 11.79% | 75.29% | 69.23%
| 11.79% | 75.29% | 69.23%
| 11.8% | 75.29% | 69.23%
| 11.8% | 75.28% | 69.23%
| 11.81% | 75.28% | 69.22%
| 11.81% | 75.28% | 69.22%
| 11.82% | 75.27% | 69.22%
| 11.83% | 75.27% | 69.22%
| 11.83% | 75.27% | 69.22%
| 11.84% | 75.27% | 69.22%
| 11.84% | 75.26% | 69.22%
| 11.85% | 75.26% | 69.21%
| 11.85% | 75.26% | 69.21%
| 11.86% | 75.26% | 69.2%
| 11.87% | 75.25% | 69.2%
| 11.87% | 75.25% | 69.19%
| 11.88% | 75.25% | 69.19%
| 11.88% | 75.25% | 69.19%
| 11.89% | 75.25% | 69.18%
| 11.89% | 75.25% | 69.18%
| 11.9% | 75.24% | 69.17%
| 11.91% | 75.24% | 69.17%
| 11.91% | 75.24% | 69.17%
| 11.92% | 75.24% | 69.16%
| 11.92% | 75.22% | 69.15%
| 11.93% | 75.21% | 69.15%
| 11.93% | 75.2% | 69.15%
| 11.94% | 75.2% | 69.14%
| 11.95% | 75.2% | 69.13%
| 11.95% | 75.19% | 69.13%
| 11.96% | 75.19% | 69.13%
| 11.96% | 75.19% | 69.12%
| 11.97% | 75.18% | 69.12%
| 11.97% | 75.18% | 69.12%
| 11.98% | 75.18% | 69.11%
| 11.99% | 75.18% | 69.09%
| 11.99% | 75.18% | 69.08%
| 12% | 75.17% | 69.07%
| 12% | 75.17% | 69.07%
| 12.01% | 75.17% | 69.07%
| 12.01% | 75.17% | 69.06%
| 12.02% | 75.16% | 69.06%
| 12.03% | 75.16% | 69.06%
| 12.03% | 75.16% | 69.06%
| 12.04% | 75.16% | 69.05%
| 12.04% | 75.16% | 69.05%
| 12.05% | 75.15% | 69.05%
| 12.05% | 75.15% | 69.05%
| 12.06% | 75.15% | 69.05%
| 12.07% | 75.15% | 69.04%
| 12.07% | 75.14% | 69.04%
| 12.08% | 75.14% | 69.04%
| 12.08% | 75.14% | 69.03%
| 12.09% | 75.13% | 69.03%
| 12.09% | 75.13% | 69.02%
| 12.1% | 75.12% | 69.02%
| 12.11% | 75.12% | 69.01%
| 12.11% | 75.12% | 69.01%
| 12.12% | 75.12% | 69.01%
| 12.12% | 75.12% | 69%
| 12.13% | 75.12% | 69%
| 12.13% | 75.11% | 69%
| 12.14% | 75.11% | 68.99%
| 12.15% | 75.11% | 68.99%
| 12.15% | 75.11% | 68.99%
| 12.16% | 75.11% | 68.99%
| 12.16% | 75.11% | 68.98%
| 12.17% | 75.11% | 68.98%
| 12.17% | 75.1% | 68.98%
| 12.18% | 75.1% | 68.98%
| 12.19% | 75.1% | 68.98%
| 12.19% | 75.1% | 68.98%
| 12.2% | 75.09% | 68.97%
| 12.2% | 75.09% | 68.97%
| 12.21% | 75.09% | 68.97%
| 12.21% | 75.09% | 68.97%
| 12.22% | 75.08% | 68.97%
| 12.23% | 75.08% | 68.97%
| 12.23% | 75.08% | 68.97%
| 12.24% | 75.08% | 68.97%
| 12.24% | 75.08% | 68.96%
| 12.25% | 75.07% | 68.96%
| 12.25% | 75.06% | 68.96%
| 12.26% | 75.06% | 68.94%
| 12.27% | 75.06% | 68.93%
| 12.27% | 75.06% | 68.92%
| 12.28% | 75.05% | 68.92%
| 12.28% | 75.04% | 68.91%
| 12.29% | 75.04% | 68.91%
| 12.29% | 75.04% | 68.9%
| 12.3% | 75.04% | 68.9%
| 12.31% | 75.04% | 68.9%
| 12.31% | 75.04% | 68.9%
| 12.32% | 75.03% | 68.89%
| 12.32% | 75.03% | 68.89%
| 12.33% | 75.03% | 68.88%
| 12.33% | 75.02% | 68.87%
| 12.34% | 75.02% | 68.87%
| 12.35% | 75.02% | 68.87%
| 12.35% | 75.01% | 68.87%
| 12.36% | 75.01% | 68.87%
| 12.36% | 75.01% | 68.86%
| 12.37% | 75% | 68.86%
| 12.37% | 75% | 68.86%
| 12.38% | 75% | 68.85%
| 12.39% | 74.99% | 68.85%
| 12.39% | 74.99% | 68.85%
| 12.4% | 74.99% | 68.83%
| 12.4% | 74.98% | 68.83%
| 12.41% | 74.98% | 68.83%
| 12.41% | 74.97% | 68.82%
| 12.42% | 74.97% | 68.81%
| 12.43% | 74.97% | 68.8%
| 12.43% | 74.97% | 68.8%
| 12.44% | 74.97% | 68.8%
| 12.44% | 74.96% | 68.79%
| 12.45% | 74.95% | 68.79%
| 12.45% | 74.95% | 68.78%
| 12.46% | 74.95% | 68.78%
| 12.47% | 74.95% | 68.78%
| 12.47% | 74.94% | 68.77%
| 12.48% | 74.94% | 68.75%
| 12.48% | 74.94% | 68.75%
| 12.49% | 74.94% | 68.73%
| 12.49% | 74.94% | 68.73%
| 12.5% | 74.94% | 68.73%
| 12.51% | 74.94% | 68.73%
| 12.51% | 74.94% | 68.72%
| 12.52% | 74.93% | 68.72%
| 12.52% | 74.93% | 68.72%
| 12.53% | 74.93% | 68.72%
| 12.53% | 74.93% | 68.72%
| 12.54% | 74.93% | 68.71%
| 12.55% | 74.93% | 68.71%
| 12.55% | 74.93% | 68.71%
| 12.56% | 74.92% | 68.71%
| 12.56% | 74.92% | 68.7%
| 12.57% | 74.92% | 68.7%
| 12.57% | 74.92% | 68.7%
| 12.58% | 74.92% | 68.7%
| 12.59% | 74.91% | 68.69%
| 12.59% | 74.91% | 68.69%
| 12.6% | 74.91% | 68.69%
| 12.6% | 74.91% | 68.69%
| 12.61% | 74.91% | 68.67%
| 12.61% | 74.91% | 68.67%
| 12.62% | 74.9% | 68.67%
| 12.63% | 74.9% | 68.67%
| 12.63% | 74.9% | 68.64%
| 12.64% | 74.9% | 68.64%
| 12.64% | 74.89% | 68.64%
| 12.65% | 74.89% | 68.63%
| 12.65% | 74.89% | 68.63%
| 12.66% | 74.89% | 68.63%
| 12.67% | 74.88% | 68.63%
| 12.67% | 74.88% | 68.63%
| 12.68% | 74.88% | 68.62%
| 12.68% | 74.88% | 68.61%
| 12.69% | 74.88% | 68.61%
| 12.69% | 74.88% | 68.6%
| 12.7% | 74.88% | 68.6%
| 12.71% | 74.88% | 68.6%
| 12.71% | 74.87% | 68.58%
| 12.72% | 74.87% | 68.57%
| 12.72% | 74.87% | 68.57%
| 12.73% | 74.86% | 68.57%
| 12.73% | 74.86% | 68.56%
| 12.74% | 74.86% | 68.56%
| 12.75% | 74.86% | 68.56%
| 12.75% | 74.86% | 68.55%
| 12.76% | 74.85% | 68.55%
| 12.76% | 74.85% | 68.55%
| 12.77% | 74.84% | 68.55%
| 12.77% | 74.84% | 68.54%
| 12.78% | 74.83% | 68.54%
| 12.79% | 74.82% | 68.54%
| 12.79% | 74.82% | 68.54%
| 12.8% | 74.82% | 68.53%
| 12.8% | 74.82% | 68.53%
| 12.81% | 74.82% | 68.53%
| 12.81% | 74.81% | 68.53%
| 12.82% | 74.81% | 68.52%
| 12.83% | 74.81% | 68.52%
| 12.83% | 74.81% | 68.51%
| 12.84% | 74.8% | 68.5%
| 12.84% | 74.8% | 68.5%
| 12.85% | 74.8% | 68.5%
| 12.85% | 74.8% | 68.49%
| 12.86% | 74.79% | 68.49%
| 12.87% | 74.79% | 68.47%
| 12.87% | 74.79% | 68.47%
| 12.88% | 74.79% | 68.47%
| 12.88% | 74.78% | 68.46%
| 12.89% | 74.78% | 68.46%
| 12.89% | 74.78% | 68.45%
| 12.9% | 74.78% | 68.44%
| 12.91% | 74.78% | 68.44%
| 12.91% | 74.78% | 68.44%
| 12.92% | 74.77% | 68.43%
| 12.92% | 74.77% | 68.43%
| 12.93% | 74.77% | 68.43%
| 12.93% | 74.77% | 68.42%
| 12.94% | 74.77% | 68.42%
| 12.95% | 74.77% | 68.42%
| 12.95% | 74.77% | 68.41%
| 12.96% | 74.77% | 68.41%
| 12.96% | 74.76% | 68.41%
| 12.97% | 74.76% | 68.41%
| 12.97% | 74.76% | 68.39%
| 12.98% | 74.76% | 68.39%
| 12.99% | 74.76% | 68.39%
| 12.99% | 74.76% | 68.38%
| 13% | 74.76% | 68.38%
| 13% | 74.75% | 68.37%
| 13.01% | 74.75% | 68.37%
| 13.01% | 74.75% | 68.37%
| 13.02% | 74.74% | 68.36%
| 13.03% | 74.74% | 68.36%
| 13.03% | 74.74% | 68.35%
| 13.04% | 74.74% | 68.35%
| 13.04% | 74.74% | 68.34%
| 13.05% | 74.74% | 68.34%
| 13.05% | 74.73% | 68.33%
| 13.06% | 74.73% | 68.32%
| 13.07% | 74.73% | 68.32%
| 13.07% | 74.73% | 68.32%
| 13.08% | 74.72% | 68.32%
| 13.08% | 74.72% | 68.31%
| 13.09% | 74.72% | 68.3%
| 13.09% | 74.72% | 68.3%
| 13.1% | 74.72% | 68.29%
| 13.11% | 74.72% | 68.29%
| 13.11% | 74.72% | 68.29%
| 13.12% | 74.71% | 68.28%
| 13.12% | 74.71% | 68.28%
| 13.13% | 74.71% | 68.28%
| 13.13% | 74.71% | 68.28%
| 13.14% | 74.7% | 68.27%
| 13.15% | 74.7% | 68.27%
| 13.15% | 74.7% | 68.27%
| 13.16% | 74.7% | 68.27%
| 13.16% | 74.69% | 68.27%
| 13.17% | 74.69% | 68.27%
| 13.17% | 74.69% | 68.26%
| 13.18% | 74.69% | 68.25%
| 13.19% | 74.69% | 68.25%
| 13.19% | 74.69% | 68.25%
| 13.2% | 74.69% | 68.24%
| 13.2% | 74.68% | 68.24%
| 13.21% | 74.68% | 68.24%
| 13.21% | 74.68% | 68.24%
| 13.22% | 74.68% | 68.23%
| 13.23% | 74.68% | 68.23%
| 13.23% | 74.68% | 68.22%
| 13.24% | 74.68% | 68.22%
| 13.24% | 74.67% | 68.22%
| 13.25% | 74.67% | 68.21%
| 13.25% | 74.67% | 68.21%
| 13.26% | 74.66% | 68.21%
| 13.27% | 74.66% | 68.21%
| 13.27% | 74.66% | 68.21%
| 13.28% | 74.66% | 68.2%
| 13.28% | 74.66% | 68.2%
| 13.29% | 74.66% | 68.19%
| 13.29% | 74.66% | 68.18%
| 13.3% | 74.66% | 68.17%
| 13.31% | 74.66% | 68.17%
| 13.31% | 74.65% | 68.16%
| 13.32% | 74.65% | 68.15%
| 13.32% | 74.65% | 68.15%
| 13.33% | 74.65% | 68.15%
| 13.33% | 74.64% | 68.15%
| 13.34% | 74.64% | 68.14%
| 13.35% | 74.63% | 68.14%
| 13.35% | 74.63% | 68.13%
| 13.36% | 74.63% | 68.13%
| 13.36% | 74.62% | 68.13%
| 13.37% | 74.62% | 68.13%
| 13.37% | 74.62% | 68.13%
| 13.38% | 74.62% | 68.12%
| 13.39% | 74.62% | 68.12%
| 13.39% | 74.61% | 68.12%
| 13.4% | 74.61% | 68.11%
| 13.4% | 74.61% | 68.11%
| 13.41% | 74.61% | 68.11%
| 13.41% | 74.61% | 68.11%
| 13.42% | 74.61% | 68.1%
| 13.43% | 74.61% | 68.1%
| 13.43% | 74.6% | 68.1%
| 13.44% | 74.6% | 68.1%
| 13.44% | 74.6% | 68.1%
| 13.45% | 74.6% | 68.1%
| 13.45% | 74.59% | 68.09%
| 13.46% | 74.59% | 68.08%
| 13.47% | 74.59% | 68.08%
| 13.47% | 74.59% | 68.07%
| 13.48% | 74.59% | 68.07%
| 13.48% | 74.59% | 68.07%
| 13.49% | 74.58% | 68.07%
| 13.49% | 74.58% | 68.07%
| 13.5% | 74.58% | 68.07%
| 13.51% | 74.58% | 68.06%
| 13.51% | 74.58% | 68.06%
| 13.52% | 74.58% | 68.06%
| 13.52% | 74.57% | 68.05%
| 13.53% | 74.57% | 68.05%
| 13.53% | 74.57% | 68.05%
| 13.54% | 74.57% | 68.05%
| 13.55% | 74.56% | 68.05%
| 13.55% | 74.56% | 68.04%
| 13.56% | 74.56% | 68.04%
| 13.56% | 74.55% | 68.03%
| 13.57% | 74.55% | 68.02%
| 13.57% | 74.55% | 68.01%
| 13.58% | 74.54% | 68.01%
| 13.59% | 74.54% | 68%
| 13.59% | 74.54% | 68%
| 13.6% | 74.54% | 67.99%
| 13.6% | 74.54% | 67.99%
| 13.61% | 74.54% | 67.99%
| 13.61% | 74.54% | 67.99%
| 13.62% | 74.53% | 67.98%
| 13.63% | 74.53% | 67.98%
| 13.63% | 74.53% | 67.98%
| 13.64% | 74.53% | 67.97%
| 13.64% | 74.53% | 67.96%
| 13.65% | 74.52% | 67.96%
| 13.65% | 74.52% | 67.95%
| 13.66% | 74.52% | 67.95%
| 13.67% | 74.51% | 67.95%
| 13.67% | 74.51% | 67.94%
| 13.68% | 74.51% | 67.94%
| 13.68% | 74.51% | 67.94%
| 13.69% | 74.51% | 67.94%
| 13.69% | 74.51% | 67.94%
| 13.7% | 74.5% | 67.93%
| 13.71% | 74.5% | 67.93%
| 13.71% | 74.49% | 67.93%
| 13.72% | 74.48% | 67.92%
| 13.72% | 74.48% | 67.92%
| 13.73% | 74.48% | 67.91%
| 13.73% | 74.47% | 67.91%
| 13.74% | 74.47% | 67.9%
| 13.75% | 74.47% | 67.9%
| 13.75% | 74.47% | 67.9%
| 13.76% | 74.45% | 67.89%
| 13.76% | 74.44% | 67.89%
| 13.77% | 74.44% | 67.89%
| 13.77% | 74.44% | 67.89%
| 13.78% | 74.43% | 67.89%
| 13.79% | 74.43% | 67.89%
| 13.79% | 74.43% | 67.88%
| 13.8% | 74.43% | 67.88%
| 13.8% | 74.42% | 67.88%
| 13.81% | 74.42% | 67.87%
| 13.81% | 74.42% | 67.87%
| 13.82% | 74.42% | 67.86%
| 13.83% | 74.41% | 67.84%
| 13.83% | 74.41% | 67.84%
| 13.84% | 74.41% | 67.84%
| 13.84% | 74.41% | 67.84%
| 13.85% | 74.4% | 67.84%
| 13.85% | 74.4% | 67.83%
| 13.86% | 74.4% | 67.82%
| 13.87% | 74.39% | 67.82%
| 13.87% | 74.39% | 67.81%
| 13.88% | 74.39% | 67.81%
| 13.88% | 74.38% | 67.8%
| 13.89% | 74.38% | 67.8%
| 13.89% | 74.38% | 67.8%
| 13.9% | 74.37% | 67.79%
| 13.91% | 74.37% | 67.79%
| 13.91% | 74.37% | 67.79%
| 13.92% | 74.37% | 67.78%
| 13.92% | 74.36% | 67.78%
| 13.93% | 74.36% | 67.78%
| 13.93% | 74.36% | 67.77%
| 13.94% | 74.36% | 67.76%
| 13.95% | 74.36% | 67.76%
| 13.95% | 74.36% | 67.76%
| 13.96% | 74.36% | 67.76%
| 13.96% | 74.36% | 67.76%
| 13.97% | 74.36% | 67.75%
| 13.97% | 74.36% | 67.74%
| 13.98% | 74.36% | 67.74%
| 13.99% | 74.35% | 67.74%
| 13.99% | 74.35% | 67.74%
| 14% | 74.35% | 67.73%
| 14% | 74.35% | 67.72%
| 14.01% | 74.35% | 67.72%
| 14.01% | 74.35% | 67.72%
| 14.02% | 74.35% | 67.72%
| 14.03% | 74.34% | 67.72%
| 14.03% | 74.34% | 67.72%
| 14.04% | 74.34% | 67.72%
| 14.04% | 74.34% | 67.71%
| 14.05% | 74.34% | 67.71%
| 14.05% | 74.33% | 67.71%
| 14.06% | 74.33% | 67.71%
| 14.07% | 74.32% | 67.71%
| 14.07% | 74.32% | 67.71%
| 14.08% | 74.32% | 67.71%
| 14.08% | 74.32% | 67.7%
| 14.09% | 74.32% | 67.7%
| 14.09% | 74.31% | 67.69%
| 14.1% | 74.31% | 67.69%
| 14.11% | 74.31% | 67.69%
| 14.11% | 74.31% | 67.69%
| 14.12% | 74.31% | 67.69%
| 14.12% | 74.3% | 67.68%
| 14.13% | 74.3% | 67.68%
| 14.13% | 74.3% | 67.68%
| 14.14% | 74.3% | 67.67%
| 14.15% | 74.29% | 67.67%
| 14.15% | 74.29% | 67.66%
| 14.16% | 74.29% | 67.66%
| 14.16% | 74.29% | 67.66%
| 14.17% | 74.29% | 67.66%
| 14.17% | 74.29% | 67.66%
| 14.18% | 74.29% | 67.65%
| 14.19% | 74.29% | 67.65%
| 14.19% | 74.29% | 67.65%
| 14.2% | 74.29% | 67.65%
| 14.2% | 74.29% | 67.64%
| 14.21% | 74.29% | 67.64%
| 14.21% | 74.28% | 67.64%
| 14.22% | 74.28% | 67.64%
| 14.23% | 74.28% | 67.64%
| 14.23% | 74.28% | 67.64%
| 14.24% | 74.28% | 67.64%
| 14.24% | 74.28% | 67.63%
| 14.25% | 74.28% | 67.62%
| 14.25% | 74.28% | 67.62%
| 14.26% | 74.26% | 67.62%
| 14.27% | 74.26% | 67.61%
| 14.27% | 74.26% | 67.61%
| 14.28% | 74.25% | 67.61%
| 14.28% | 74.25% | 67.61%
| 14.29% | 74.25% | 67.6%
| 14.29% | 74.25% | 67.6%
| 14.3% | 74.25% | 67.6%
| 14.31% | 74.25% | 67.6%
| 14.31% | 74.25% | 67.59%
| 14.32% | 74.24% | 67.59%
| 14.32% | 74.24% | 67.59%
| 14.33% | 74.24% | 67.59%
| 14.33% | 74.23% | 67.58%
| 14.34% | 74.22% | 67.58%
| 14.35% | 74.22% | 67.58%
| 14.35% | 74.22% | 67.58%
| 14.36% | 74.22% | 67.58%
| 14.36% | 74.22% | 67.58%
| 14.37% | 74.22% | 67.57%
| 14.37% | 74.22% | 67.57%
| 14.38% | 74.21% | 67.57%
| 14.39% | 74.21% | 67.57%
| 14.39% | 74.21% | 67.57%
| 14.4% | 74.21% | 67.56%
| 14.4% | 74.21% | 67.56%
| 14.41% | 74.21% | 67.56%
| 14.41% | 74.21% | 67.56%
| 14.42% | 74.21% | 67.56%
| 14.43% | 74.21% | 67.55%
| 14.43% | 74.2% | 67.55%
| 14.44% | 74.2% | 67.55%
| 14.44% | 74.2% | 67.54%
| 14.45% | 74.2% | 67.54%
| 14.45% | 74.19% | 67.54%
| 14.46% | 74.19% | 67.54%
| 14.47% | 74.18% | 67.54%
| 14.47% | 74.18% | 67.53%
| 14.48% | 74.18% | 67.53%
| 14.48% | 74.18% | 67.53%
| 14.49% | 74.18% | 67.53%
| 14.49% | 74.18% | 67.53%
| 14.5% | 74.18% | 67.52%
| 14.51% | 74.18% | 67.52%
| 14.51% | 74.18% | 67.52%
| 14.52% | 74.17% | 67.52%
| 14.52% | 74.17% | 67.51%
| 14.53% | 74.17% | 67.51%
| 14.53% | 74.17% | 67.51%
| 14.54% | 74.17% | 67.51%
| 14.55% | 74.17% | 67.5%
| 14.55% | 74.17% | 67.5%
| 14.56% | 74.16% | 67.5%
| 14.56% | 74.16% | 67.5%
| 14.57% | 74.16% | 67.49%
| 14.57% | 74.16% | 67.49%
| 14.58% | 74.16% | 67.48%
| 14.59% | 74.15% | 67.48%
| 14.59% | 74.15% | 67.48%
| 14.6% | 74.15% | 67.46%
| 14.6% | 74.15% | 67.46%
| 14.61% | 74.14% | 67.46%
| 14.61% | 74.14% | 67.46%
| 14.62% | 74.14% | 67.46%
| 14.63% | 74.14% | 67.45%
| 14.63% | 74.14% | 67.44%
| 14.64% | 74.14% | 67.44%
| 14.64% | 74.13% | 67.44%
| 14.65% | 74.13% | 67.42%
| 14.65% | 74.13% | 67.42%
| 14.66% | 74.13% | 67.41%
| 14.67% | 74.13% | 67.39%
| 14.67% | 74.12% | 67.39%
| 14.68% | 74.12% | 67.39%
| 14.68% | 74.12% | 67.37%
| 14.69% | 74.12% | 67.37%
| 14.69% | 74.12% | 67.36%
| 14.7% | 74.12% | 67.35%
| 14.71% | 74.11% | 67.35%
| 14.71% | 74.11% | 67.35%
| 14.72% | 74.11% | 67.35%
| 14.72% | 74.11% | 67.35%
| 14.73% | 74.1% | 67.35%
| 14.73% | 74.1% | 67.34%
| 14.74% | 74.1% | 67.34%
| 14.75% | 74.1% | 67.33%
| 14.75% | 74.09% | 67.31%
| 14.76% | 74.09% | 67.31%
| 14.76% | 74.09% | 67.3%
| 14.77% | 74.09% | 67.3%
| 14.77% | 74.09% | 67.3%
| 14.78% | 74.09% | 67.3%
| 14.79% | 74.08% | 67.29%
| 14.79% | 74.08% | 67.29%
| 14.8% | 74.08% | 67.29%
| 14.8% | 74.08% | 67.29%
| 14.81% | 74.08% | 67.29%
| 14.81% | 74.08% | 67.28%
| 14.82% | 74.08% | 67.28%
| 14.83% | 74.07% | 67.28%
| 14.83% | 74.07% | 67.27%
| 14.84% | 74.07% | 67.26%
| 14.84% | 74.07% | 67.26%
| 14.85% | 74.07% | 67.25%
| 14.85% | 74.07% | 67.25%
| 14.86% | 74.07% | 67.24%
| 14.87% | 74.06% | 67.24%
| 14.87% | 74.06% | 67.24%
| 14.88% | 74.06% | 67.24%
| 14.88% | 74.06% | 67.24%
| 14.89% | 74.06% | 67.23%
| 14.89% | 74.06% | 67.23%
| 14.9% | 74.05% | 67.23%
| 14.91% | 74.05% | 67.23%
| 14.91% | 74.05% | 67.23%
| 14.92% | 74.05% | 67.22%
| 14.92% | 74.05% | 67.21%
| 14.93% | 74.04% | 67.21%
| 14.93% | 74.04% | 67.21%
| 14.94% | 74.04% | 67.2%
| 14.95% | 74.04% | 67.2%
| 14.95% | 74.04% | 67.2%
| 14.96% | 74.04% | 67.19%
| 14.96% | 74.04% | 67.17%
| 14.97% | 74.03% | 67.17%
| 14.97% | 74.03% | 67.17%
| 14.98% | 74.03% | 67.17%
| 14.99% | 74.03% | 67.16%
| 14.99% | 74.03% | 67.16%
| 15% | 74.03% | 67.16%
| 15% | 74.02% | 67.16%
| 15.01% | 74.02% | 67.16%
| 15.01% | 74.02% | 67.15%
| 15.02% | 74.02% | 67.14%
| 15.03% | 74.02% | 67.14%
| 15.03% | 74.02% | 67.14%
| 15.04% | 74.02% | 67.14%
| 15.04% | 74.01% | 67.13%
| 15.05% | 74.01% | 67.13%
| 15.05% | 74.01% | 67.12%
| 15.06% | 74.01% | 67.12%
| 15.07% | 74.01% | 67.11%
| 15.07% | 74% | 67.11%
| 15.08% | 74% | 67.11%
| 15.08% | 74% | 67.1%
| 15.09% | 74% | 67.1%
| 15.09% | 74% | 67.08%
| 15.1% | 73.99% | 67.08%
| 15.11% | 73.99% | 67.07%
| 15.11% | 73.99% | 67.07%
| 15.12% | 73.99% | 67.07%
| 15.12% | 73.99% | 67.07%
| 15.13% | 73.98% | 67.06%
| 15.13% | 73.98% | 67.06%
| 15.14% | 73.98% | 67.06%
| 15.15% | 73.98% | 67.06%
| 15.15% | 73.98% | 67.04%
| 15.16% | 73.98% | 67.04%
| 15.16% | 73.98% | 67.04%
| 15.17% | 73.98% | 67.04%
| 15.17% | 73.97% | 67.02%
| 15.18% | 73.96% | 67.02%
| 15.19% | 73.96% | 67.02%
| 15.19% | 73.96% | 67.01%
| 15.2% | 73.96% | 67.01%
| 15.2% | 73.95% | 67.01%
| 15.21% | 73.95% | 67.01%
| 15.21% | 73.95% | 67.01%
| 15.22% | 73.95% | 67%
| 15.23% | 73.95% | 67%
| 15.23% | 73.94% | 67%
| 15.24% | 73.94% | 66.99%
| 15.24% | 73.94% | 66.99%
| 15.25% | 73.93% | 66.99%
| 15.25% | 73.93% | 66.99%
| 15.26% | 73.93% | 66.99%
| 15.27% | 73.93% | 66.98%
| 15.27% | 73.93% | 66.98%
| 15.28% | 73.93% | 66.98%
| 15.28% | 73.93% | 66.96%
| 15.29% | 73.92% | 66.96%
| 15.29% | 73.92% | 66.96%
| 15.3% | 73.92% | 66.95%
| 15.31% | 73.91% | 66.95%
| 15.31% | 73.91% | 66.95%
| 15.32% | 73.91% | 66.95%
| 15.32% | 73.91% | 66.94%
| 15.33% | 73.91% | 66.94%
| 15.33% | 73.9% | 66.94%
| 15.34% | 73.9% | 66.94%
| 15.35% | 73.9% | 66.94%
| 15.35% | 73.9% | 66.94%
| 15.36% | 73.9% | 66.93%
| 15.36% | 73.9% | 66.93%
| 15.37% | 73.9% | 66.91%
| 15.37% | 73.9% | 66.91%
| 15.38% | 73.9% | 66.91%
| 15.39% | 73.89% | 66.9%
| 15.39% | 73.89% | 66.9%
| 15.4% | 73.89% | 66.89%
| 15.4% | 73.89% | 66.89%
| 15.41% | 73.89% | 66.88%
| 15.41% | 73.89% | 66.88%
| 15.42% | 73.89% | 66.88%
| 15.43% | 73.89% | 66.88%
| 15.43% | 73.88% | 66.88%
| 15.44% | 73.87% | 66.87%
| 15.44% | 73.87% | 66.87%
| 15.45% | 73.87% | 66.87%
| 15.45% | 73.87% | 66.87%
| 15.46% | 73.87% | 66.86%
| 15.47% | 73.87% | 66.86%
| 15.47% | 73.87% | 66.85%
| 15.48% | 73.87% | 66.85%
| 15.48% | 73.87% | 66.85%
| 15.49% | 73.86% | 66.85%
| 15.49% | 73.86% | 66.85%
| 15.5% | 73.86% | 66.85%
| 15.51% | 73.86% | 66.84%
| 15.51% | 73.86% | 66.84%
| 15.52% | 73.86% | 66.84%
| 15.52% | 73.85% | 66.84%
| 15.53% | 73.84% | 66.84%
| 15.53% | 73.84% | 66.83%
| 15.54% | 73.84% | 66.83%
| 15.55% | 73.84% | 66.82%
| 15.55% | 73.84% | 66.82%
| 15.56% | 73.84% | 66.82%
| 15.56% | 73.84% | 66.82%
| 15.57% | 73.84% | 66.81%
| 15.57% | 73.83% | 66.81%
| 15.58% | 73.83% | 66.81%
| 15.59% | 73.83% | 66.8%
| 15.59% | 73.83% | 66.8%
| 15.6% | 73.83% | 66.79%
| 15.6% | 73.83% | 66.79%
| 15.61% | 73.82% | 66.79%
| 15.61% | 73.82% | 66.79%
| 15.62% | 73.82% | 66.78%
| 15.62% | 73.82% | 66.77%
| 15.63% | 73.82% | 66.77%
| 15.64% | 73.82% | 66.76%
| 15.64% | 73.82% | 66.76%
| 15.65% | 73.82% | 66.76%
| 15.65% | 73.81% | 66.76%
| 15.66% | 73.81% | 66.76%
| 15.66% | 73.81% | 66.76%
| 15.67% | 73.81% | 66.75%
| 15.68% | 73.81% | 66.74%
| 15.68% | 73.81% | 66.74%
| 15.69% | 73.81% | 66.73%
| 15.69% | 73.8% | 66.73%
| 15.7% | 73.8% | 66.73%
| 15.7% | 73.8% | 66.72%
| 15.71% | 73.8% | 66.72%
| 15.72% | 73.8% | 66.72%
| 15.72% | 73.8% | 66.71%
| 15.73% | 73.79% | 66.71%
| 15.73% | 73.79% | 66.69%
| 15.74% | 73.79% | 66.69%
| 15.74% | 73.79% | 66.69%
| 15.75% | 73.79% | 66.69%
| 15.76% | 73.79% | 66.68%
| 15.76% | 73.79% | 66.68%
| 15.77% | 73.78% | 66.68%
| 15.77% | 73.78% | 66.68%
| 15.78% | 73.78% | 66.67%
| 15.78% | 73.78% | 66.67%
| 15.79% | 73.78% | 66.66%
| 15.8% | 73.78% | 66.66%
| 15.8% | 73.78% | 66.65%
| 15.81% | 73.78% | 66.65%
| 15.81% | 73.78% | 66.65%
| 15.82% | 73.78% | 66.65%
| 15.82% | 73.77% | 66.64%
| 15.83% | 73.77% | 66.64%
| 15.84% | 73.77% | 66.64%
| 15.84% | 73.77% | 66.64%
| 15.85% | 73.77% | 66.64%
| 15.85% | 73.77% | 66.63%
| 15.86% | 73.77% | 66.62%
| 15.86% | 73.76% | 66.62%
| 15.87% | 73.76% | 66.62%
| 15.88% | 73.76% | 66.62%
| 15.88% | 73.76% | 66.61%
| 15.89% | 73.75% | 66.61%
| 15.89% | 73.75% | 66.61%
| 15.9% | 73.74% | 66.61%
| 15.9% | 73.74% | 66.6%
| 15.91% | 73.74% | 66.6%
| 15.92% | 73.74% | 66.6%
| 15.92% | 73.74% | 66.58%
| 15.93% | 73.74% | 66.58%
| 15.93% | 73.74% | 66.57%
| 15.94% | 73.74% | 66.57%
| 15.94% | 73.73% | 66.57%
| 15.95% | 73.73% | 66.57%
| 15.96% | 73.73% | 66.56%
| 15.96% | 73.73% | 66.56%
| 15.97% | 73.73% | 66.56%
| 15.97% | 73.72% | 66.56%
| 15.98% | 73.72% | 66.55%
| 15.98% | 73.71% | 66.55%
| 15.99% | 73.71% | 66.54%
| 16% | 73.71% | 66.53%
| 16% | 73.71% | 66.53%
| 16.01% | 73.7% | 66.53%
| 16.01% | 73.7% | 66.52%
| 16.02% | 73.69% | 66.52%
| 16.02% | 73.69% | 66.51%
| 16.03% | 73.69% | 66.51%
| 16.04% | 73.69% | 66.51%
| 16.04% | 73.69% | 66.51%
| 16.05% | 73.68% | 66.51%
| 16.05% | 73.68% | 66.51%
| 16.06% | 73.68% | 66.51%
| 16.06% | 73.68% | 66.5%
| 16.07% | 73.68% | 66.5%
| 16.08% | 73.68% | 66.5%
| 16.08% | 73.68% | 66.5%
| 16.09% | 73.67% | 66.49%
| 16.09% | 73.67% | 66.49%
| 16.1% | 73.67% | 66.48%
| 16.1% | 73.67% | 66.47%
| 16.11% | 73.67% | 66.47%
| 16.12% | 73.67% | 66.47%
| 16.12% | 73.66% | 66.46%
| 16.13% | 73.66% | 66.46%
| 16.13% | 73.66% | 66.46%
| 16.14% | 73.66% | 66.46%
| 16.14% | 73.65% | 66.46%
| 16.15% | 73.65% | 66.45%
| 16.16% | 73.65% | 66.45%
| 16.16% | 73.65% | 66.45%
| 16.17% | 73.65% | 66.45%
| 16.17% | 73.65% | 66.45%
| 16.18% | 73.64% | 66.44%
| 16.18% | 73.64% | 66.44%
| 16.19% | 73.64% | 66.44%
| 16.2% | 73.63% | 66.43%
| 16.2% | 73.63% | 66.43%
| 16.21% | 73.63% | 66.43%
| 16.21% | 73.63% | 66.43%
| 16.22% | 73.63% | 66.43%
| 16.22% | 73.63% | 66.41%
| 16.23% | 73.63% | 66.41%
| 16.24% | 73.62% | 66.4%
| 16.24% | 73.62% | 66.4%
| 16.25% | 73.62% | 66.39%
| 16.25% | 73.62% | 66.39%
| 16.26% | 73.62% | 66.38%
| 16.26% | 73.61% | 66.38%
| 16.27% | 73.61% | 66.37%
| 16.28% | 73.61% | 66.37%
| 16.28% | 73.61% | 66.37%
| 16.29% | 73.61% | 66.37%
| 16.29% | 73.61% | 66.36%
| 16.3% | 73.61% | 66.36%
| 16.3% | 73.6% | 66.36%
| 16.31% | 73.6% | 66.35%
| 16.32% | 73.6% | 66.35%
| 16.32% | 73.6% | 66.34%
| 16.33% | 73.6% | 66.33%
| 16.33% | 73.6% | 66.33%
| 16.34% | 73.6% | 66.32%
| 16.34% | 73.59% | 66.32%
| 16.35% | 73.59% | 66.32%
| 16.36% | 73.59% | 66.32%
| 16.36% | 73.59% | 66.32%
| 16.37% | 73.59% | 66.31%
| 16.37% | 73.59% | 66.31%
| 16.38% | 73.58% | 66.31%
| 16.38% | 73.58% | 66.31%
| 16.39% | 73.58% | 66.3%
| 16.4% | 73.58% | 66.3%
| 16.4% | 73.58% | 66.3%
| 16.41% | 73.58% | 66.3%
| 16.41% | 73.58% | 66.3%
| 16.42% | 73.58% | 66.29%
| 16.42% | 73.58% | 66.29%
| 16.43% | 73.57% | 66.29%
| 16.44% | 73.57% | 66.29%
| 16.44% | 73.57% | 66.29%
| 16.45% | 73.57% | 66.28%
| 16.45% | 73.57% | 66.28%
| 16.46% | 73.57% | 66.27%
| 16.46% | 73.57% | 66.27%
| 16.47% | 73.56% | 66.27%
| 16.48% | 73.56% | 66.27%
| 16.48% | 73.56% | 66.27%
| 16.49% | 73.56% | 66.26%
| 16.49% | 73.56% | 66.26%
| 16.5% | 73.56% | 66.26%
| 16.5% | 73.55% | 66.26%
| 16.51% | 73.55% | 66.25%
| 16.52% | 73.55% | 66.25%
| 16.52% | 73.55% | 66.25%
| 16.53% | 73.55% | 66.24%
| 16.53% | 73.55% | 66.24%
| 16.54% | 73.54% | 66.24%
| 16.54% | 73.54% | 66.24%
| 16.55% | 73.54% | 66.24%
| 16.56% | 73.54% | 66.24%
| 16.56% | 73.54% | 66.24%
| 16.57% | 73.54% | 66.22%
| 16.57% | 73.54% | 66.22%
| 16.58% | 73.53% | 66.21%
| 16.58% | 73.53% | 66.21%
| 16.59% | 73.53% | 66.21%
| 16.6% | 73.53% | 66.2%
| 16.6% | 73.53% | 66.2%
| 16.61% | 73.53% | 66.2%
| 16.61% | 73.53% | 66.2%
| 16.62% | 73.52% | 66.2%
| 16.62% | 73.52% | 66.2%
| 16.63% | 73.52% | 66.2%
| 16.64% | 73.52% | 66.2%
| 16.64% | 73.52% | 66.18%
| 16.65% | 73.51% | 66.18%
| 16.65% | 73.51% | 66.18%
| 16.66% | 73.51% | 66.18%
| 16.66% | 73.51% | 66.18%
| 16.67% | 73.51% | 66.17%
| 16.68% | 73.5% | 66.17%
| 16.68% | 73.5% | 66.17%
| 16.69% | 73.5% | 66.17%
| 16.69% | 73.5% | 66.16%
| 16.7% | 73.5% | 66.16%
| 16.7% | 73.5% | 66.16%
| 16.71% | 73.5% | 66.16%
| 16.72% | 73.5% | 66.16%
| 16.72% | 73.5% | 66.16%
| 16.73% | 73.49% | 66.15%
| 16.73% | 73.49% | 66.15%
| 16.74% | 73.49% | 66.15%
| 16.74% | 73.49% | 66.15%
| 16.75% | 73.49% | 66.15%
| 16.76% | 73.48% | 66.14%
| 16.76% | 73.48% | 66.14%
| 16.77% | 73.47% | 66.13%
| 16.77% | 73.47% | 66.13%
| 16.78% | 73.46% | 66.13%
| 16.78% | 73.46% | 66.12%
| 16.79% | 73.46% | 66.12%
| 16.8% | 73.46% | 66.12%
| 16.8% | 73.46% | 66.11%
| 16.81% | 73.46% | 66.11%
| 16.81% | 73.46% | 66.11%
| 16.82% | 73.45% | 66.11%
| 16.82% | 73.45% | 66.1%
| 16.83% | 73.45% | 66.1%
| 16.84% | 73.44% | 66.1%
| 16.84% | 73.44% | 66.1%
| 16.85% | 73.44% | 66.09%
| 16.85% | 73.44% | 66.09%
| 16.86% | 73.44% | 66.09%
| 16.86% | 73.44% | 66.09%
| 16.87% | 73.44% | 66.08%
| 16.88% | 73.44% | 66.08%
| 16.88% | 73.43% | 66.08%
| 16.89% | 73.43% | 66.08%
| 16.89% | 73.43% | 66.07%
| 16.9% | 73.42% | 66.07%
| 16.9% | 73.42% | 66.06%
| 16.91% | 73.42% | 66.05%
| 16.92% | 73.42% | 66.05%
| 16.92% | 73.42% | 66.05%
| 16.93% | 73.42% | 66.05%
| 16.93% | 73.42% | 66.04%
| 16.94% | 73.41% | 66.04%
| 16.94% | 73.4% | 66.04%
| 16.95% | 73.4% | 66.04%
| 16.96% | 73.4% | 66.04%
| 16.96% | 73.39% | 66.03%
| 16.97% | 73.39% | 66.03%
| 16.97% | 73.39% | 66.02%
| 16.98% | 73.39% | 66.02%
| 16.98% | 73.38% | 66.02%
| 16.99% | 73.38% | 66.02%
| 17% | 73.38% | 66.01%
| 17% | 73.38% | 66.01%
| 17.01% | 73.38% | 66.01%
| 17.01% | 73.38% | 66%
| 17.02% | 73.38% | 66%
| 17.02% | 73.38% | 66%
| 17.03% | 73.37% | 65.99%
| 17.04% | 73.37% | 65.99%
| 17.04% | 73.37% | 65.99%
| 17.05% | 73.37% | 65.99%
| 17.05% | 73.37% | 65.99%
| 17.06% | 73.37% | 65.99%
| 17.06% | 73.37% | 65.98%
| 17.07% | 73.37% | 65.98%
| 17.08% | 73.37% | 65.98%
| 17.08% | 73.37% | 65.97%
| 17.09% | 73.37% | 65.96%
| 17.09% | 73.36% | 65.96%
| 17.1% | 73.36% | 65.96%
| 17.1% | 73.36% | 65.96%
| 17.11% | 73.36% | 65.95%
| 17.12% | 73.36% | 65.95%
| 17.12% | 73.36% | 65.95%
| 17.13% | 73.36% | 65.94%
| 17.13% | 73.35% | 65.93%
| 17.14% | 73.35% | 65.93%
| 17.14% | 73.35% | 65.93%
| 17.15% | 73.35% | 65.92%
| 17.16% | 73.35% | 65.92%
| 17.16% | 73.35% | 65.92%
| 17.17% | 73.35% | 65.92%
| 17.17% | 73.34% | 65.92%
| 17.18% | 73.34% | 65.92%
| 17.18% | 73.34% | 65.92%
| 17.19% | 73.34% | 65.91%
| 17.2% | 73.34% | 65.91%
| 17.2% | 73.34% | 65.9%
| 17.21% | 73.34% | 65.9%
| 17.21% | 73.34% | 65.9%
| 17.22% | 73.34% | 65.9%
| 17.22% | 73.33% | 65.89%
| 17.23% | 73.33% | 65.89%
| 17.24% | 73.33% | 65.89%
| 17.24% | 73.33% | 65.89%
| 17.25% | 73.33% | 65.88%
| 17.25% | 73.33% | 65.88%
| 17.26% | 73.32% | 65.88%
| 17.26% | 73.32% | 65.88%
| 17.27% | 73.32% | 65.88%
| 17.28% | 73.32% | 65.87%
| 17.28% | 73.32% | 65.86%
| 17.29% | 73.31% | 65.86%
| 17.29% | 73.31% | 65.86%
| 17.3% | 73.31% | 65.86%
| 17.3% | 73.31% | 65.86%
| 17.31% | 73.31% | 65.86%
| 17.32% | 73.31% | 65.85%
| 17.32% | 73.31% | 65.85%
| 17.33% | 73.3% | 65.85%
| 17.33% | 73.3% | 65.85%
| 17.34% | 73.3% | 65.85%
| 17.34% | 73.3% | 65.85%
| 17.35% | 73.3% | 65.84%
| 17.36% | 73.3% | 65.84%
| 17.36% | 73.3% | 65.84%
| 17.37% | 73.3% | 65.84%
| 17.37% | 73.3% | 65.84%
| 17.38% | 73.29% | 65.84%
| 17.38% | 73.29% | 65.83%
| 17.39% | 73.29% | 65.83%
| 17.4% | 73.29% | 65.83%
| 17.4% | 73.29% | 65.83%
| 17.41% | 73.29% | 65.83%
| 17.41% | 73.28% | 65.83%
| 17.42% | 73.28% | 65.82%
| 17.42% | 73.28% | 65.82%
| 17.43% | 73.28% | 65.82%
| 17.44% | 73.28% | 65.81%
| 17.44% | 73.28% | 65.81%
| 17.45% | 73.28% | 65.81%
| 17.45% | 73.28% | 65.8%
| 17.46% | 73.28% | 65.8%
| 17.46% | 73.27% | 65.8%
| 17.47% | 73.27% | 65.79%
| 17.48% | 73.27% | 65.79%
| 17.48% | 73.27% | 65.79%
| 17.49% | 73.27% | 65.79%
| 17.49% | 73.27% | 65.78%
| 17.5% | 73.26% | 65.78%
| 17.5% | 73.26% | 65.78%
| 17.51% | 73.26% | 65.78%
| 17.52% | 73.26% | 65.77%
| 17.52% | 73.26% | 65.77%
| 17.53% | 73.26% | 65.76%
| 17.53% | 73.26% | 65.76%
| 17.54% | 73.26% | 65.76%
| 17.54% | 73.26% | 65.75%
| 17.55% | 73.26% | 65.75%
| 17.56% | 73.26% | 65.75%
| 17.56% | 73.26% | 65.75%
| 17.57% | 73.25% | 65.75%
| 17.57% | 73.25% | 65.74%
| 17.58% | 73.25% | 65.74%
| 17.58% | 73.25% | 65.74%
| 17.59% | 73.25% | 65.74%
| 17.6% | 73.25% | 65.73%
| 17.6% | 73.25% | 65.72%
| 17.61% | 73.24% | 65.72%
| 17.61% | 73.24% | 65.72%
| 17.62% | 73.24% | 65.71%
| 17.62% | 73.24% | 65.71%
| 17.63% | 73.24% | 65.71%
| 17.64% | 73.24% | 65.71%
| 17.64% | 73.24% | 65.7%
| 17.65% | 73.24% | 65.7%
| 17.65% | 73.24% | 65.7%
| 17.66% | 73.24% | 65.69%
| 17.66% | 73.24% | 65.69%
| 17.67% | 73.23% | 65.68%
| 17.68% | 73.23% | 65.68%
| 17.68% | 73.23% | 65.68%
| 17.69% | 73.23% | 65.67%
| 17.69% | 73.23% | 65.67%
| 17.7% | 73.23% | 65.67%
| 17.7% | 73.23% | 65.67%
| 17.71% | 73.22% | 65.67%
| 17.72% | 73.22% | 65.67%
| 17.72% | 73.22% | 65.67%
| 17.73% | 73.22% | 65.67%
| 17.73% | 73.22% | 65.66%
| 17.74% | 73.22% | 65.66%
| 17.74% | 73.22% | 65.66%
| 17.75% | 73.22% | 65.66%
| 17.76% | 73.21% | 65.65%
| 17.76% | 73.21% | 65.65%
| 17.77% | 73.21% | 65.65%
| 17.77% | 73.21% | 65.65%
| 17.78% | 73.21% | 65.65%
| 17.78% | 73.21% | 65.64%
| 17.79% | 73.21% | 65.64%
| 17.8% | 73.21% | 65.64%
| 17.8% | 73.2% | 65.63%
| 17.81% | 73.2% | 65.63%
| 17.81% | 73.2% | 65.63%
| 17.82% | 73.2% | 65.63%
| 17.82% | 73.2% | 65.62%
| 17.83% | 73.2% | 65.62%
| 17.84% | 73.2% | 65.61%
| 17.84% | 73.2% | 65.61%
| 17.85% | 73.19% | 65.61%
| 17.85% | 73.19% | 65.61%
| 17.86% | 73.19% | 65.61%
| 17.86% | 73.19% | 65.61%
| 17.87% | 73.19% | 65.61%
| 17.88% | 73.18% | 65.61%
| 17.88% | 73.18% | 65.61%
| 17.89% | 73.18% | 65.61%
| 17.89% | 73.18% | 65.61%
| 17.9% | 73.18% | 65.6%
| 17.9% | 73.17% | 65.59%
| 17.91% | 73.17% | 65.59%
| 17.92% | 73.17% | 65.59%
| 17.92% | 73.16% | 65.58%
| 17.93% | 73.16% | 65.58%
| 17.93% | 73.16% | 65.58%
| 17.94% | 73.16% | 65.58%
| 17.94% | 73.16% | 65.58%
| 17.95% | 73.16% | 65.57%
| 17.96% | 73.16% | 65.56%
| 17.96% | 73.16% | 65.55%
| 17.97% | 73.16% | 65.55%
| 17.97% | 73.15% | 65.54%
| 17.98% | 73.15% | 65.54%
| 17.98% | 73.14% | 65.53%
| 17.99% | 73.14% | 65.53%
| 18% | 73.14% | 65.52%
| 18% | 73.14% | 65.52%
| 18.01% | 73.14% | 65.52%
| 18.01% | 73.13% | 65.51%
| 18.02% | 73.13% | 65.51%
| 18.02% | 73.12% | 65.5%
| 18.03% | 73.12% | 65.49%
| 18.04% | 73.12% | 65.49%
| 18.04% | 73.12% | 65.48%
| 18.05% | 73.11% | 65.48%
| 18.05% | 73.11% | 65.48%
| 18.06% | 73.11% | 65.48%
| 18.06% | 73.11% | 65.47%
| 18.07% | 73.11% | 65.46%
| 18.08% | 73.11% | 65.46%
| 18.08% | 73.1% | 65.45%
| 18.09% | 73.1% | 65.45%
| 18.09% | 73.1% | 65.45%
| 18.1% | 73.1% | 65.45%
| 18.1% | 73.1% | 65.45%
| 18.11% | 73.1% | 65.45%
| 18.12% | 73.09% | 65.44%
| 18.12% | 73.09% | 65.43%
| 18.13% | 73.09% | 65.43%
| 18.13% | 73.09% | 65.43%
| 18.14% | 73.09% | 65.43%
| 18.14% | 73.09% | 65.43%
| 18.15% | 73.08% | 65.42%
| 18.16% | 73.08% | 65.42%
| 18.16% | 73.08% | 65.42%
| 18.17% | 73.08% | 65.42%
| 18.17% | 73.08% | 65.41%
| 18.18% | 73.07% | 65.41%
| 18.18% | 73.07% | 65.41%
| 18.19% | 73.07% | 65.41%
| 18.2% | 73.07% | 65.4%
| 18.2% | 73.07% | 65.4%
| 18.21% | 73.07% | 65.4%
| 18.21% | 73.06% | 65.4%
| 18.22% | 73.06% | 65.4%
| 18.22% | 73.06% | 65.4%
| 18.23% | 73.06% | 65.4%
| 18.24% | 73.06% | 65.4%
| 18.24% | 73.06% | 65.39%
| 18.25% | 73.06% | 65.38%
| 18.25% | 73.06% | 65.38%
| 18.26% | 73.06% | 65.38%
| 18.26% | 73.06% | 65.38%
| 18.27% | 73.05% | 65.38%
| 18.28% | 73.05% | 65.38%
| 18.28% | 73.05% | 65.38%
| 18.29% | 73.05% | 65.37%
| 18.29% | 73.04% | 65.37%
| 18.3% | 73.04% | 65.37%
| 18.3% | 73.04% | 65.37%
| 18.31% | 73.04% | 65.36%
| 18.32% | 73.04% | 65.36%
| 18.32% | 73.03% | 65.35%
| 18.33% | 73.03% | 65.35%
| 18.33% | 73.03% | 65.35%
| 18.34% | 73.02% | 65.35%
| 18.34% | 73.02% | 65.35%
| 18.35% | 73.02% | 65.35%
| 18.36% | 73.02% | 65.34%
| 18.36% | 73.01% | 65.34%
| 18.37% | 73.01% | 65.33%
| 18.37% | 73.01% | 65.33%
| 18.38% | 73.01% | 65.33%
| 18.38% | 73.01% | 65.33%
| 18.39% | 73.01% | 65.32%
| 18.4% | 73% | 65.32%
| 18.4% | 73% | 65.31%
| 18.41% | 73% | 65.31%
| 18.41% | 73% | 65.31%
| 18.42% | 73% | 65.31%
| 18.42% | 73% | 65.3%
| 18.43% | 73% | 65.29%
| 18.44% | 73% | 65.28%
| 18.44% | 73% | 65.28%
| 18.45% | 73% | 65.28%
| 18.45% | 72.99% | 65.28%
| 18.46% | 72.99% | 65.28%
| 18.46% | 72.99% | 65.27%
| 18.47% | 72.99% | 65.27%
| 18.48% | 72.99% | 65.27%
| 18.48% | 72.98% | 65.27%
| 18.49% | 72.98% | 65.26%
| 18.49% | 72.98% | 65.26%
| 18.5% | 72.98% | 65.26%
| 18.5% | 72.98% | 65.25%
| 18.51% | 72.98% | 65.25%
| 18.52% | 72.98% | 65.25%
| 18.52% | 72.97% | 65.25%
| 18.53% | 72.96% | 65.25%
| 18.53% | 72.96% | 65.25%
| 18.54% | 72.96% | 65.25%
| 18.54% | 72.96% | 65.25%
| 18.55% | 72.95% | 65.24%
| 18.56% | 72.95% | 65.24%
| 18.56% | 72.95% | 65.24%
| 18.57% | 72.95% | 65.24%
| 18.57% | 72.95% | 65.24%
| 18.58% | 72.94% | 65.24%
| 18.58% | 72.94% | 65.23%
| 18.59% | 72.94% | 65.23%
| 18.6% | 72.94% | 65.23%
| 18.6% | 72.93% | 65.23%
| 18.61% | 72.93% | 65.23%
| 18.61% | 72.93% | 65.23%
| 18.62% | 72.92% | 65.23%
| 18.62% | 72.92% | 65.23%
| 18.63% | 72.92% | 65.23%
| 18.64% | 72.92% | 65.22%
| 18.64% | 72.92% | 65.22%
| 18.65% | 72.92% | 65.22%
| 18.65% | 72.92% | 65.22%
| 18.66% | 72.91% | 65.21%
| 18.66% | 72.91% | 65.21%
| 18.67% | 72.91% | 65.21%
| 18.68% | 72.91% | 65.2%
| 18.68% | 72.91% | 65.2%
| 18.69% | 72.91% | 65.2%
| 18.69% | 72.91% | 65.2%
| 18.7% | 72.9% | 65.2%
| 18.7% | 72.9% | 65.2%
| 18.71% | 72.9% | 65.2%
| 18.72% | 72.9% | 65.19%
| 18.72% | 72.89% | 65.19%
| 18.73% | 72.89% | 65.19%
| 18.73% | 72.89% | 65.18%
| 18.74% | 72.89% | 65.18%
| 18.74% | 72.89% | 65.17%
| 18.75% | 72.89% | 65.17%
| 18.76% | 72.89% | 65.17%
| 18.76% | 72.89% | 65.17%
| 18.77% | 72.88% | 65.16%
| 18.77% | 72.88% | 65.16%
| 18.78% | 72.88% | 65.16%
| 18.78% | 72.88% | 65.16%
| 18.79% | 72.88% | 65.16%
| 18.8% | 72.88% | 65.16%
| 18.8% | 72.87% | 65.15%
| 18.81% | 72.87% | 65.15%
| 18.81% | 72.87% | 65.15%
| 18.82% | 72.86% | 65.15%
| 18.82% | 72.86% | 65.15%
| 18.83% | 72.86% | 65.15%
| 18.84% | 72.86% | 65.15%
| 18.84% | 72.86% | 65.15%
| 18.85% | 72.86% | 65.15%
| 18.85% | 72.86% | 65.15%
| 18.86% | 72.86% | 65.14%
| 18.86% | 72.85% | 65.14%
| 18.87% | 72.85% | 65.14%
| 18.88% | 72.85% | 65.13%
| 18.88% | 72.85% | 65.13%
| 18.89% | 72.85% | 65.13%
| 18.89% | 72.85% | 65.13%
| 18.9% | 72.84% | 65.13%
| 18.9% | 72.84% | 65.13%
| 18.91% | 72.84% | 65.12%
| 18.92% | 72.83% | 65.12%
| 18.92% | 72.83% | 65.12%
| 18.93% | 72.83% | 65.12%
| 18.93% | 72.83% | 65.11%
| 18.94% | 72.83% | 65.11%
| 18.94% | 72.83% | 65.1%
| 18.95% | 72.82% | 65.1%
| 18.96% | 72.82% | 65.1%
| 18.96% | 72.82% | 65.09%
| 18.97% | 72.82% | 65.09%
| 18.97% | 72.82% | 65.09%
| 18.98% | 72.81% | 65.09%
| 18.98% | 72.81% | 65.09%
| 18.99% | 72.81% | 65.09%
| 19% | 72.81% | 65.08%
| 19% | 72.81% | 65.08%
| 19.01% | 72.81% | 65.08%
| 19.01% | 72.81% | 65.07%
| 19.02% | 72.81% | 65.07%
| 19.02% | 72.81% | 65.07%
| 19.03% | 72.81% | 65.07%
| 19.04% | 72.8% | 65.07%
| 19.04% | 72.8% | 65.07%
| 19.05% | 72.8% | 65.06%
| 19.05% | 72.8% | 65.06%
| 19.06% | 72.8% | 65.06%
| 19.06% | 72.79% | 65.06%
| 19.07% | 72.79% | 65.06%
| 19.08% | 72.79% | 65.06%
| 19.08% | 72.79% | 65.06%
| 19.09% | 72.79% | 65.05%
| 19.09% | 72.78% | 65.05%
| 19.1% | 72.78% | 65.05%
| 19.1% | 72.78% | 65.04%
| 19.11% | 72.78% | 65.04%
| 19.12% | 72.78% | 65.04%
| 19.12% | 72.78% | 65.04%
| 19.13% | 72.77% | 65.04%
| 19.13% | 72.77% | 65.03%
| 19.14% | 72.77% | 65.03%
| 19.14% | 72.77% | 65.03%
| 19.15% | 72.77% | 65.03%
| 19.16% | 72.77% | 65.03%
| 19.16% | 72.77% | 65.03%
| 19.17% | 72.76% | 65.02%
| 19.17% | 72.76% | 65.02%
| 19.18% | 72.76% | 65.02%
| 19.18% | 72.76% | 65.01%
| 19.19% | 72.76% | 65.01%
| 19.2% | 72.76% | 65.01%
| 19.2% | 72.76% | 65.01%
| 19.21% | 72.76% | 65%
| 19.21% | 72.76% | 65%
| 19.22% | 72.75% | 65%
| 19.22% | 72.75% | 65%
| 19.23% | 72.75% | 65%
| 19.24% | 72.75% | 64.99%
| 19.24% | 72.75% | 64.99%
| 19.25% | 72.75% | 64.99%
| 19.25% | 72.74% | 64.99%
| 19.26% | 72.74% | 64.99%
| 19.26% | 72.74% | 64.98%
| 19.27% | 72.74% | 64.98%
| 19.28% | 72.74% | 64.98%
| 19.28% | 72.74% | 64.98%
| 19.29% | 72.73% | 64.98%
| 19.29% | 72.73% | 64.97%
| 19.3% | 72.73% | 64.97%
| 19.3% | 72.73% | 64.97%
| 19.31% | 72.73% | 64.96%
| 19.32% | 72.73% | 64.96%
| 19.32% | 72.73% | 64.96%
| 19.33% | 72.73% | 64.96%
| 19.33% | 72.72% | 64.95%
| 19.34% | 72.72% | 64.95%
| 19.34% | 72.72% | 64.94%
| 19.35% | 72.72% | 64.93%
| 19.36% | 72.72% | 64.93%
| 19.36% | 72.72% | 64.93%
| 19.37% | 72.72% | 64.93%
| 19.37% | 72.72% | 64.92%
| 19.38% | 72.71% | 64.92%
| 19.38% | 72.71% | 64.92%
| 19.39% | 72.71% | 64.92%
| 19.4% | 72.71% | 64.91%
| 19.4% | 72.7% | 64.91%
| 19.41% | 72.7% | 64.91%
| 19.41% | 72.7% | 64.9%
| 19.42% | 72.7% | 64.9%
| 19.42% | 72.7% | 64.9%
| 19.43% | 72.7% | 64.9%
| 19.44% | 72.7% | 64.89%
| 19.44% | 72.7% | 64.88%
| 19.45% | 72.69% | 64.87%
| 19.45% | 72.69% | 64.87%
| 19.46% | 72.69% | 64.87%
| 19.46% | 72.69% | 64.87%
| 19.47% | 72.69% | 64.87%
| 19.48% | 72.69% | 64.87%
| 19.48% | 72.69% | 64.87%
| 19.49% | 72.69% | 64.86%
| 19.49% | 72.69% | 64.86%
| 19.5% | 72.68% | 64.86%
| 19.5% | 72.68% | 64.85%
| 19.51% | 72.68% | 64.85%
| 19.52% | 72.68% | 64.85%
| 19.52% | 72.68% | 64.84%
| 19.53% | 72.67% | 64.84%
| 19.53% | 72.67% | 64.83%
| 19.54% | 72.67% | 64.83%
| 19.54% | 72.67% | 64.82%
| 19.55% | 72.67% | 64.82%
| 19.56% | 72.66% | 64.81%
| 19.56% | 72.66% | 64.81%
| 19.57% | 72.66% | 64.81%
| 19.57% | 72.66% | 64.81%
| 19.58% | 72.66% | 64.81%
| 19.58% | 72.66% | 64.81%
| 19.59% | 72.66% | 64.8%
| 19.6% | 72.65% | 64.8%
| 19.6% | 72.65% | 64.8%
| 19.61% | 72.65% | 64.79%
| 19.61% | 72.65% | 64.79%
| 19.62% | 72.65% | 64.79%
| 19.62% | 72.65% | 64.79%
| 19.63% | 72.65% | 64.78%
| 19.64% | 72.65% | 64.78%
| 19.64% | 72.65% | 64.78%
| 19.65% | 72.65% | 64.77%
| 19.65% | 72.65% | 64.77%
| 19.66% | 72.65% | 64.77%
| 19.66% | 72.64% | 64.76%
| 19.67% | 72.64% | 64.76%
| 19.68% | 72.64% | 64.76%
| 19.68% | 72.64% | 64.76%
| 19.69% | 72.64% | 64.76%
| 19.69% | 72.64% | 64.75%
| 19.7% | 72.64% | 64.75%
| 19.7% | 72.64% | 64.75%
| 19.71% | 72.64% | 64.75%
| 19.72% | 72.64% | 64.75%
| 19.72% | 72.63% | 64.75%
| 19.73% | 72.63% | 64.74%
| 19.73% | 72.63% | 64.74%
| 19.74% | 72.63% | 64.73%
| 19.74% | 72.63% | 64.73%
| 19.75% | 72.63% | 64.72%
| 19.76% | 72.63% | 64.72%
| 19.76% | 72.63% | 64.71%
| 19.77% | 72.63% | 64.71%
| 19.77% | 72.63% | 64.71%
| 19.78% | 72.63% | 64.71%
| 19.78% | 72.63% | 64.71%
| 19.79% | 72.62% | 64.71%
| 19.8% | 72.62% | 64.71%
| 19.8% | 72.62% | 64.7%
| 19.81% | 72.62% | 64.7%
| 19.81% | 72.62% | 64.7%
| 19.82% | 72.62% | 64.69%
| 19.82% | 72.61% | 64.69%
| 19.83% | 72.61% | 64.69%
| 19.84% | 72.61% | 64.69%
| 19.84% | 72.61% | 64.69%
| 19.85% | 72.61% | 64.69%
| 19.85% | 72.6% | 64.68%
| 19.86% | 72.6% | 64.68%
| 19.86% | 72.6% | 64.68%
| 19.87% | 72.6% | 64.68%
| 19.88% | 72.59% | 64.68%
| 19.88% | 72.59% | 64.68%
| 19.89% | 72.59% | 64.67%
| 19.89% | 72.59% | 64.67%
| 19.9% | 72.59% | 64.67%
| 19.9% | 72.59% | 64.66%
| 19.91% | 72.59% | 64.66%
| 19.92% | 72.59% | 64.66%
| 19.92% | 72.59% | 64.66%
| 19.93% | 72.59% | 64.65%
| 19.93% | 72.59% | 64.65%
| 19.94% | 72.58% | 64.65%
| 19.94% | 72.58% | 64.65%
| 19.95% | 72.58% | 64.64%
| 19.96% | 72.58% | 64.64%
| 19.96% | 72.58% | 64.64%
| 19.97% | 72.58% | 64.64%
| 19.97% | 72.58% | 64.64%
| 19.98% | 72.57% | 64.64%
| 19.98% | 72.57% | 64.64%
| 19.99% | 72.57% | 64.64%
| 20% | 72.57% | 64.63%
| 20% | 72.57% | 64.63%
| 20.01% | 72.57% | 64.63%
| 20.01% | 72.57% | 64.63%
| 20.02% | 72.56% | 64.63%
| 20.02% | 72.56% | 64.63%
| 20.03% | 72.56% | 64.62%
| 20.04% | 72.56% | 64.62%
| 20.04% | 72.56% | 64.62%
| 20.05% | 72.56% | 64.62%
| 20.05% | 72.56% | 64.62%
| 20.06% | 72.56% | 64.61%
| 20.06% | 72.56% | 64.61%
| 20.07% | 72.55% | 64.61%
| 20.08% | 72.55% | 64.61%
| 20.08% | 72.55% | 64.6%
| 20.09% | 72.55% | 64.6%
| 20.09% | 72.55% | 64.6%
| 20.1% | 72.55% | 64.6%
| 20.1% | 72.55% | 64.6%
| 20.11% | 72.55% | 64.6%
| 20.12% | 72.55% | 64.59%
| 20.12% | 72.55% | 64.58%
| 20.13% | 72.55% | 64.58%
| 20.13% | 72.55% | 64.58%
| 20.14% | 72.55% | 64.58%
| 20.14% | 72.55% | 64.57%
| 20.15% | 72.53% | 64.57%
| 20.16% | 72.53% | 64.57%
| 20.16% | 72.53% | 64.57%
| 20.17% | 72.53% | 64.57%
| 20.17% | 72.52% | 64.57%
| 20.18% | 72.52% | 64.56%
| 20.18% | 72.52% | 64.56%
| 20.19% | 72.52% | 64.56%
| 20.2% | 72.52% | 64.56%
| 20.2% | 72.52% | 64.56%
| 20.21% | 72.51% | 64.56%
| 20.21% | 72.51% | 64.56%
| 20.22% | 72.51% | 64.55%
| 20.22% | 72.51% | 64.55%
| 20.23% | 72.51% | 64.54%
| 20.24% | 72.51% | 64.54%
| 20.24% | 72.51% | 64.54%
| 20.25% | 72.5% | 64.54%
| 20.25% | 72.5% | 64.54%
| 20.26% | 72.5% | 64.54%
| 20.26% | 72.5% | 64.53%
| 20.27% | 72.5% | 64.53%
| 20.28% | 72.49% | 64.53%
| 20.28% | 72.49% | 64.52%
| 20.29% | 72.49% | 64.52%
| 20.29% | 72.49% | 64.52%
| 20.3% | 72.48% | 64.52%
| 20.3% | 72.48% | 64.51%
| 20.31% | 72.48% | 64.51%
| 20.32% | 72.47% | 64.51%
| 20.32% | 72.47% | 64.51%
| 20.33% | 72.47% | 64.51%
| 20.33% | 72.47% | 64.51%
| 20.34% | 72.47% | 64.51%
| 20.34% | 72.46% | 64.51%
| 20.35% | 72.46% | 64.51%
| 20.36% | 72.46% | 64.5%
| 20.36% | 72.46% | 64.5%
| 20.37% | 72.46% | 64.5%
| 20.37% | 72.46% | 64.5%
| 20.38% | 72.46% | 64.5%
| 20.38% | 72.46% | 64.5%
| 20.39% | 72.45% | 64.5%
| 20.4% | 72.45% | 64.49%
| 20.4% | 72.45% | 64.49%
| 20.41% | 72.45% | 64.49%
| 20.41% | 72.45% | 64.49%
| 20.42% | 72.45% | 64.48%
| 20.42% | 72.45% | 64.48%
| 20.43% | 72.45% | 64.48%
| 20.44% | 72.45% | 64.48%
| 20.44% | 72.44% | 64.47%
| 20.45% | 72.44% | 64.47%
| 20.45% | 72.44% | 64.47%
| 20.46% | 72.44% | 64.46%
| 20.46% | 72.44% | 64.46%
| 20.47% | 72.44% | 64.46%
| 20.48% | 72.43% | 64.46%
| 20.48% | 72.43% | 64.45%
| 20.49% | 72.43% | 64.45%
| 20.49% | 72.43% | 64.45%
| 20.5% | 72.43% | 64.44%
| 20.5% | 72.43% | 64.44%
| 20.51% | 72.43% | 64.44%
| 20.52% | 72.42% | 64.44%
| 20.52% | 72.42% | 64.43%
| 20.53% | 72.42% | 64.43%
| 20.53% | 72.42% | 64.43%
| 20.54% | 72.42% | 64.43%
| 20.54% | 72.42% | 64.43%
| 20.55% | 72.42% | 64.43%
| 20.56% | 72.42% | 64.43%
| 20.56% | 72.42% | 64.42%
| 20.57% | 72.41% | 64.42%
| 20.57% | 72.41% | 64.41%
| 20.58% | 72.4% | 64.41%
| 20.58% | 72.4% | 64.41%
| 20.59% | 72.4% | 64.41%
| 20.6% | 72.4% | 64.41%
| 20.6% | 72.4% | 64.4%
| 20.61% | 72.4% | 64.4%
| 20.61% | 72.4% | 64.4%
| 20.62% | 72.39% | 64.4%
| 20.62% | 72.39% | 64.4%
| 20.63% | 72.39% | 64.39%
| 20.64% | 72.39% | 64.39%
| 20.64% | 72.39% | 64.39%
| 20.65% | 72.39% | 64.39%
| 20.65% | 72.39% | 64.38%
| 20.66% | 72.39% | 64.38%
| 20.66% | 72.39% | 64.37%
| 20.67% | 72.39% | 64.37%
| 20.68% | 72.38% | 64.37%
| 20.68% | 72.38% | 64.37%
| 20.69% | 72.38% | 64.36%
| 20.69% | 72.37% | 64.36%
| 20.7% | 72.37% | 64.36%
| 20.7% | 72.37% | 64.36%
| 20.71% | 72.37% | 64.36%
| 20.72% | 72.37% | 64.36%
| 20.72% | 72.37% | 64.36%
| 20.73% | 72.37% | 64.36%
| 20.73% | 72.37% | 64.36%
| 20.74% | 72.36% | 64.36%
| 20.74% | 72.36% | 64.36%
| 20.75% | 72.35% | 64.34%
| 20.76% | 72.35% | 64.33%
| 20.76% | 72.35% | 64.33%
| 20.77% | 72.35% | 64.33%
| 20.77% | 72.34% | 64.33%
| 20.78% | 72.34% | 64.33%
| 20.78% | 72.34% | 64.32%
| 20.79% | 72.34% | 64.32%
| 20.8% | 72.34% | 64.32%
| 20.8% | 72.34% | 64.32%
| 20.81% | 72.34% | 64.32%
| 20.81% | 72.33% | 64.32%
| 20.82% | 72.33% | 64.32%
| 20.82% | 72.33% | 64.31%
| 20.83% | 72.33% | 64.31%
| 20.84% | 72.33% | 64.31%
| 20.84% | 72.33% | 64.3%
| 20.85% | 72.33% | 64.3%
| 20.85% | 72.33% | 64.3%
| 20.86% | 72.32% | 64.3%
| 20.86% | 72.32% | 64.29%
| 20.87% | 72.32% | 64.29%
| 20.88% | 72.32% | 64.29%
| 20.88% | 72.31% | 64.28%
| 20.89% | 72.31% | 64.28%
| 20.89% | 72.31% | 64.28%
| 20.9% | 72.31% | 64.28%
| 20.9% | 72.3% | 64.27%
| 20.91% | 72.3% | 64.27%
| 20.92% | 72.3% | 64.27%
| 20.92% | 72.3% | 64.27%
| 20.93% | 72.3% | 64.27%
| 20.93% | 72.3% | 64.27%
| 20.94% | 72.29% | 64.27%
| 20.94% | 72.29% | 64.26%
| 20.95% | 72.29% | 64.26%
| 20.96% | 72.29% | 64.26%
| 20.96% | 72.29% | 64.26%
| 20.97% | 72.29% | 64.26%
| 20.97% | 72.29% | 64.25%
| 20.98% | 72.28% | 64.25%
| 20.98% | 72.28% | 64.25%
| 20.99% | 72.28% | 64.24%
| 21% | 72.28% | 64.24%
| 21% | 72.28% | 64.24%
| 21.01% | 72.28% | 64.23%
| 21.01% | 72.27% | 64.23%
| 21.02% | 72.27% | 64.23%
| 21.02% | 72.27% | 64.23%
| 21.03% | 72.27% | 64.23%
| 21.04% | 72.27% | 64.22%
| 21.04% | 72.27% | 64.22%
| 21.05% | 72.27% | 64.22%
| 21.05% | 72.27% | 64.22%
| 21.06% | 72.26% | 64.22%
| 21.06% | 72.26% | 64.21%
| 21.07% | 72.26% | 64.21%
| 21.08% | 72.26% | 64.21%
| 21.08% | 72.26% | 64.21%
| 21.09% | 72.26% | 64.21%
| 21.09% | 72.25% | 64.21%
| 21.1% | 72.25% | 64.21%
| 21.1% | 72.25% | 64.21%
| 21.11% | 72.25% | 64.2%
| 21.12% | 72.25% | 64.2%
| 21.12% | 72.24% | 64.19%
| 21.13% | 72.24% | 64.19%
| 21.13% | 72.24% | 64.19%
| 21.14% | 72.24% | 64.19%
| 21.14% | 72.24% | 64.18%
| 21.15% | 72.23% | 64.18%
| 21.16% | 72.23% | 64.18%
| 21.16% | 72.23% | 64.18%
| 21.17% | 72.22% | 64.17%
| 21.17% | 72.22% | 64.17%
| 21.18% | 72.22% | 64.16%
| 21.18% | 72.22% | 64.16%
| 21.19% | 72.22% | 64.16%
| 21.2% | 72.22% | 64.16%
| 21.2% | 72.22% | 64.15%
| 21.21% | 72.22% | 64.15%
| 21.21% | 72.22% | 64.15%
| 21.22% | 72.21% | 64.15%
| 21.22% | 72.21% | 64.14%
| 21.23% | 72.21% | 64.14%
| 21.24% | 72.21% | 64.13%
| 21.24% | 72.21% | 64.13%
| 21.25% | 72.21% | 64.13%
| 21.25% | 72.21% | 64.13%
| 21.26% | 72.21% | 64.13%
| 21.26% | 72.21% | 64.12%
| 21.27% | 72.2% | 64.12%
| 21.28% | 72.2% | 64.12%
| 21.28% | 72.2% | 64.12%
| 21.29% | 72.2% | 64.12%
| 21.29% | 72.2% | 64.12%
| 21.3% | 72.2% | 64.11%
| 21.3% | 72.2% | 64.11%
| 21.31% | 72.2% | 64.1%
| 21.32% | 72.2% | 64.1%
| 21.32% | 72.2% | 64.1%
| 21.33% | 72.2% | 64.1%
| 21.33% | 72.19% | 64.1%
| 21.34% | 72.19% | 64.1%
| 21.34% | 72.19% | 64.1%
| 21.35% | 72.19% | 64.1%
| 21.36% | 72.19% | 64.09%
| 21.36% | 72.18% | 64.09%
| 21.37% | 72.18% | 64.09%
| 21.37% | 72.18% | 64.09%
| 21.38% | 72.18% | 64.09%
| 21.38% | 72.18% | 64.08%
| 21.39% | 72.17% | 64.08%
| 21.4% | 72.17% | 64.08%
| 21.4% | 72.17% | 64.08%
| 21.41% | 72.17% | 64.07%
| 21.41% | 72.17% | 64.07%
| 21.42% | 72.17% | 64.07%
| 21.42% | 72.17% | 64.07%
| 21.43% | 72.17% | 64.07%
| 21.44% | 72.17% | 64.07%
| 21.44% | 72.16% | 64.06%
| 21.45% | 72.16% | 64.06%
| 21.45% | 72.16% | 64.06%
| 21.46% | 72.16% | 64.06%
| 21.46% | 72.16% | 64.06%
| 21.47% | 72.15% | 64.05%
| 21.48% | 72.15% | 64.05%
| 21.48% | 72.15% | 64.04%
| 21.49% | 72.15% | 64.04%
| 21.49% | 72.15% | 64.04%
| 21.5% | 72.15% | 64.04%
| 21.5% | 72.15% | 64.04%
| 21.51% | 72.15% | 64.04%
| 21.52% | 72.15% | 64.04%
| 21.52% | 72.15% | 64.04%
| 21.53% | 72.14% | 64.04%
| 21.53% | 72.14% | 64.04%
| 21.54% | 72.14% | 64.04%
| 21.54% | 72.14% | 64.03%
| 21.55% | 72.14% | 64.03%
| 21.56% | 72.14% | 64.03%
| 21.56% | 72.14% | 64.03%
| 21.57% | 72.13% | 64.03%
| 21.57% | 72.13% | 64.03%
| 21.58% | 72.13% | 64.02%
| 21.58% | 72.13% | 64.02%
| 21.59% | 72.13% | 64.02%
| 21.6% | 72.13% | 64.02%
| 21.6% | 72.13% | 64.02%
| 21.61% | 72.13% | 64.01%
| 21.61% | 72.13% | 64.01%
| 21.62% | 72.12% | 64%
| 21.62% | 72.12% | 64%
| 21.63% | 72.12% | 64%
| 21.64% | 72.12% | 64%
| 21.64% | 72.12% | 64%
| 21.65% | 72.12% | 64%
| 21.65% | 72.12% | 64%
| 21.66% | 72.12% | 63.99%
| 21.66% | 72.11% | 63.99%
| 21.67% | 72.11% | 63.99%
| 21.68% | 72.11% | 63.99%
| 21.68% | 72.11% | 63.99%
| 21.69% | 72.1% | 63.98%
| 21.69% | 72.1% | 63.98%
| 21.7% | 72.1% | 63.98%
| 21.7% | 72.1% | 63.98%
| 21.71% | 72.1% | 63.98%
| 21.72% | 72.1% | 63.97%
| 21.72% | 72.1% | 63.97%
| 21.73% | 72.1% | 63.97%
| 21.73% | 72.1% | 63.96%
| 21.74% | 72.09% | 63.96%
| 21.74% | 72.09% | 63.96%
| 21.75% | 72.09% | 63.96%
| 21.76% | 72.09% | 63.96%
| 21.76% | 72.09% | 63.95%
| 21.77% | 72.09% | 63.95%
| 21.77% | 72.09% | 63.95%
| 21.78% | 72.09% | 63.95%
| 21.78% | 72.08% | 63.95%
| 21.79% | 72.08% | 63.94%
| 21.8% | 72.08% | 63.94%
| 21.8% | 72.08% | 63.94%
| 21.81% | 72.08% | 63.94%
| 21.81% | 72.08% | 63.94%
| 21.82% | 72.08% | 63.93%
| 21.82% | 72.08% | 63.93%
| 21.83% | 72.07% | 63.93%
| 21.84% | 72.07% | 63.93%
| 21.84% | 72.07% | 63.92%
| 21.85% | 72.07% | 63.92%
| 21.85% | 72.07% | 63.92%
| 21.86% | 72.07% | 63.92%
| 21.86% | 72.07% | 63.92%
| 21.87% | 72.07% | 63.92%
| 21.88% | 72.07% | 63.92%
| 21.88% | 72.07% | 63.91%
| 21.89% | 72.07% | 63.91%
| 21.89% | 72.06% | 63.9%
| 21.9% | 72.06% | 63.9%
| 21.9% | 72.06% | 63.9%
| 21.91% | 72.06% | 63.9%
| 21.91% | 72.06% | 63.89%
| 21.92% | 72.05% | 63.89%
| 21.93% | 72.05% | 63.89%
| 21.93% | 72.05% | 63.89%
| 21.94% | 72.05% | 63.89%
| 21.94% | 72.05% | 63.89%
| 21.95% | 72.04% | 63.89%
| 21.95% | 72.04% | 63.88%
| 21.96% | 72.04% | 63.88%
| 21.97% | 72.04% | 63.88%
| 21.97% | 72.04% | 63.88%
| 21.98% | 72.04% | 63.88%
| 21.98% | 72.04% | 63.88%
| 21.99% | 72.04% | 63.87%
| 21.99% | 72.03% | 63.87%
| 22% | 72.03% | 63.87%
| 22.01% | 72.03% | 63.87%
| 22.01% | 72.03% | 63.87%
| 22.02% | 72.03% | 63.87%
| 22.02% | 72.02% | 63.87%
| 22.03% | 72.02% | 63.86%
| 22.03% | 72.02% | 63.86%
| 22.04% | 72.02% | 63.86%
| 22.05% | 72.02% | 63.86%
| 22.05% | 72.02% | 63.85%
| 22.06% | 72.02% | 63.84%
| 22.06% | 72.02% | 63.84%
| 22.07% | 72.02% | 63.84%
| 22.07% | 72.02% | 63.84%
| 22.08% | 72.02% | 63.84%
| 22.09% | 72.01% | 63.83%
| 22.09% | 72.01% | 63.83%
| 22.1% | 72.01% | 63.83%
| 22.1% | 72.01% | 63.83%
| 22.11% | 72.01% | 63.83%
| 22.11% | 72.01% | 63.83%
| 22.12% | 72.01% | 63.83%
| 22.13% | 72.01% | 63.82%
| 22.13% | 72.01% | 63.82%
| 22.14% | 72.01% | 63.82%
| 22.14% | 72.01% | 63.82%
| 22.15% | 72% | 63.81%
| 22.15% | 72% | 63.81%
| 22.16% | 72% | 63.8%
| 22.17% | 72% | 63.8%
| 22.17% | 72% | 63.8%
| 22.18% | 72% | 63.8%
| 22.18% | 72% | 63.8%
| 22.19% | 72% | 63.8%
| 22.19% | 71.99% | 63.8%
| 22.2% | 71.99% | 63.8%
| 22.21% | 71.99% | 63.8%
| 22.21% | 71.99% | 63.8%
| 22.22% | 71.99% | 63.8%
| 22.22% | 71.99% | 63.8%
| 22.23% | 71.99% | 63.8%
| 22.23% | 71.99% | 63.8%
| 22.24% | 71.99% | 63.8%
| 22.25% | 71.98% | 63.8%
| 22.25% | 71.98% | 63.79%
| 22.26% | 71.98% | 63.79%
| 22.26% | 71.98% | 63.79%
| 22.27% | 71.98% | 63.79%
| 22.27% | 71.98% | 63.78%
| 22.28% | 71.98% | 63.78%
| 22.29% | 71.98% | 63.78%
| 22.29% | 71.98% | 63.78%
| 22.3% | 71.97% | 63.78%
| 22.3% | 71.97% | 63.77%
| 22.31% | 71.97% | 63.77%
| 22.31% | 71.97% | 63.77%
| 22.32% | 71.97% | 63.76%
| 22.33% | 71.97% | 63.76%
| 22.33% | 71.97% | 63.76%
| 22.34% | 71.97% | 63.76%
| 22.34% | 71.96% | 63.76%
| 22.35% | 71.96% | 63.76%
| 22.35% | 71.96% | 63.76%
| 22.36% | 71.96% | 63.75%
| 22.37% | 71.96% | 63.75%
| 22.37% | 71.96% | 63.75%
| 22.38% | 71.96% | 63.75%
| 22.38% | 71.95% | 63.75%
| 22.39% | 71.95% | 63.75%
| 22.39% | 71.95% | 63.74%
| 22.4% | 71.95% | 63.74%
| 22.41% | 71.95% | 63.74%
| 22.41% | 71.95% | 63.73%
| 22.42% | 71.95% | 63.73%
| 22.42% | 71.95% | 63.72%
| 22.43% | 71.95% | 63.72%
| 22.43% | 71.95% | 63.72%
| 22.44% | 71.95% | 63.72%
| 22.45% | 71.95% | 63.71%
| 22.45% | 71.94% | 63.71%
| 22.46% | 71.94% | 63.71%
| 22.46% | 71.94% | 63.71%
| 22.47% | 71.94% | 63.7%
| 22.47% | 71.94% | 63.7%
| 22.48% | 71.94% | 63.7%
| 22.49% | 71.94% | 63.7%
| 22.49% | 71.94% | 63.69%
| 22.5% | 71.93% | 63.69%
| 22.5% | 71.93% | 63.69%
| 22.51% | 71.93% | 63.69%
| 22.51% | 71.93% | 63.69%
| 22.52% | 71.93% | 63.69%
| 22.53% | 71.93% | 63.68%
| 22.53% | 71.93% | 63.68%
| 22.54% | 71.93% | 63.68%
| 22.54% | 71.92% | 63.68%
| 22.55% | 71.92% | 63.68%
| 22.55% | 71.91% | 63.68%
| 22.56% | 71.91% | 63.67%
| 22.57% | 71.91% | 63.67%
| 22.57% | 71.91% | 63.67%
| 22.58% | 71.91% | 63.67%
| 22.58% | 71.91% | 63.67%
| 22.59% | 71.9% | 63.66%
| 22.59% | 71.9% | 63.66%
| 22.6% | 71.9% | 63.66%
| 22.61% | 71.9% | 63.66%
| 22.61% | 71.9% | 63.66%
| 22.62% | 71.9% | 63.65%
| 22.62% | 71.9% | 63.65%
| 22.63% | 71.89% | 63.65%
| 22.63% | 71.89% | 63.65%
| 22.64% | 71.89% | 63.65%
| 22.65% | 71.89% | 63.65%
| 22.65% | 71.89% | 63.65%
| 22.66% | 71.89% | 63.65%
| 22.66% | 71.89% | 63.64%
| 22.67% | 71.88% | 63.64%
| 22.67% | 71.88% | 63.64%
| 22.68% | 71.88% | 63.64%
| 22.69% | 71.88% | 63.64%
| 22.69% | 71.88% | 63.64%
| 22.7% | 71.88% | 63.64%
| 22.7% | 71.87% | 63.63%
| 22.71% | 71.87% | 63.63%
| 22.71% | 71.87% | 63.63%
| 22.72% | 71.87% | 63.63%
| 22.73% | 71.87% | 63.63%
| 22.73% | 71.87% | 63.62%
| 22.74% | 71.87% | 63.62%
| 22.74% | 71.87% | 63.62%
| 22.75% | 71.87% | 63.62%
| 22.75% | 71.87% | 63.62%
| 22.76% | 71.87% | 63.61%
| 22.77% | 71.87% | 63.61%
| 22.77% | 71.86% | 63.61%
| 22.78% | 71.86% | 63.6%
| 22.78% | 71.86% | 63.6%
| 22.79% | 71.86% | 63.6%
| 22.79% | 71.86% | 63.6%
| 22.8% | 71.86% | 63.6%
| 22.81% | 71.85% | 63.59%
| 22.81% | 71.85% | 63.58%
| 22.82% | 71.85% | 63.58%
| 22.82% | 71.85% | 63.58%
| 22.83% | 71.85% | 63.58%
| 22.83% | 71.84% | 63.58%
| 22.84% | 71.84% | 63.58%
| 22.85% | 71.84% | 63.58%
| 22.85% | 71.84% | 63.58%
| 22.86% | 71.84% | 63.57%
| 22.86% | 71.84% | 63.57%
| 22.87% | 71.84% | 63.57%
| 22.87% | 71.84% | 63.57%
| 22.88% | 71.84% | 63.57%
| 22.89% | 71.84% | 63.57%
| 22.89% | 71.83% | 63.57%
| 22.9% | 71.83% | 63.56%
| 22.9% | 71.83% | 63.56%
| 22.91% | 71.83% | 63.56%
| 22.91% | 71.83% | 63.56%
| 22.92% | 71.83% | 63.56%
| 22.93% | 71.83% | 63.55%
| 22.93% | 71.83% | 63.55%
| 22.94% | 71.83% | 63.54%
| 22.94% | 71.82% | 63.54%
| 22.95% | 71.82% | 63.54%
| 22.95% | 71.82% | 63.54%
| 22.96% | 71.82% | 63.53%
| 22.97% | 71.82% | 63.53%
| 22.97% | 71.82% | 63.53%
| 22.98% | 71.82% | 63.53%
| 22.98% | 71.82% | 63.53%
| 22.99% | 71.81% | 63.52%
| 22.99% | 71.81% | 63.52%
| 23% | 71.81% | 63.52%
| 23.01% | 71.81% | 63.52%
| 23.01% | 71.81% | 63.51%
| 23.02% | 71.8% | 63.51%
| 23.02% | 71.8% | 63.51%
| 23.03% | 71.8% | 63.51%
| 23.03% | 71.8% | 63.51%
| 23.04% | 71.8% | 63.51%
| 23.05% | 71.79% | 63.51%
| 23.05% | 71.79% | 63.5%
| 23.06% | 71.79% | 63.5%
| 23.06% | 71.79% | 63.5%
| 23.07% | 71.79% | 63.5%
| 23.07% | 71.79% | 63.49%
| 23.08% | 71.79% | 63.49%
| 23.09% | 71.79% | 63.49%
| 23.09% | 71.78% | 63.49%
| 23.1% | 71.78% | 63.49%
| 23.1% | 71.78% | 63.49%
| 23.11% | 71.78% | 63.48%
| 23.11% | 71.78% | 63.48%
| 23.12% | 71.78% | 63.48%
| 23.13% | 71.78% | 63.48%
| 23.13% | 71.77% | 63.48%
| 23.14% | 71.77% | 63.48%
| 23.14% | 71.77% | 63.48%
| 23.15% | 71.77% | 63.47%
| 23.15% | 71.77% | 63.47%
| 23.16% | 71.77% | 63.47%
| 23.17% | 71.77% | 63.47%
| 23.17% | 71.76% | 63.47%
| 23.18% | 71.76% | 63.47%
| 23.18% | 71.76% | 63.47%
| 23.19% | 71.76% | 63.46%
| 23.19% | 71.76% | 63.46%
| 23.2% | 71.76% | 63.46%
| 23.21% | 71.76% | 63.46%
| 23.21% | 71.76% | 63.46%
| 23.22% | 71.76% | 63.45%
| 23.22% | 71.76% | 63.45%
| 23.23% | 71.76% | 63.45%
| 23.23% | 71.76% | 63.45%
| 23.24% | 71.76% | 63.45%
| 23.25% | 71.76% | 63.45%
| 23.25% | 71.75% | 63.44%
| 23.26% | 71.75% | 63.44%
| 23.26% | 71.75% | 63.44%
| 23.27% | 71.75% | 63.44%
| 23.27% | 71.75% | 63.44%
| 23.28% | 71.75% | 63.44%
| 23.29% | 71.75% | 63.44%
| 23.29% | 71.74% | 63.44%
| 23.3% | 71.74% | 63.43%
| 23.3% | 71.74% | 63.43%
| 23.31% | 71.74% | 63.43%
| 23.31% | 71.74% | 63.42%
| 23.32% | 71.73% | 63.42%
| 23.33% | 71.73% | 63.41%
| 23.33% | 71.73% | 63.41%
| 23.34% | 71.73% | 63.41%
| 23.34% | 71.72% | 63.4%
| 23.35% | 71.72% | 63.4%
| 23.35% | 71.72% | 63.4%
| 23.36% | 71.72% | 63.4%
| 23.37% | 71.72% | 63.4%
| 23.37% | 71.72% | 63.39%
| 23.38% | 71.72% | 63.39%
| 23.38% | 71.71% | 63.39%
| 23.39% | 71.71% | 63.39%
| 23.39% | 71.71% | 63.38%
| 23.4% | 71.71% | 63.38%
| 23.41% | 71.71% | 63.38%
| 23.41% | 71.71% | 63.38%
| 23.42% | 71.71% | 63.37%
| 23.42% | 71.7% | 63.37%
| 23.43% | 71.7% | 63.37%
| 23.43% | 71.7% | 63.37%
| 23.44% | 71.7% | 63.37%
| 23.45% | 71.7% | 63.37%
| 23.45% | 71.7% | 63.37%
| 23.46% | 71.7% | 63.37%
| 23.46% | 71.7% | 63.37%
| 23.47% | 71.69% | 63.37%
| 23.47% | 71.69% | 63.36%
| 23.48% | 71.69% | 63.36%
| 23.49% | 71.69% | 63.36%
| 23.49% | 71.69% | 63.36%
| 23.5% | 71.68% | 63.35%
| 23.5% | 71.68% | 63.35%
| 23.51% | 71.68% | 63.35%
| 23.51% | 71.68% | 63.35%
| 23.52% | 71.68% | 63.35%
| 23.53% | 71.68% | 63.35%
| 23.53% | 71.68% | 63.35%
| 23.54% | 71.68% | 63.35%
| 23.54% | 71.68% | 63.35%
| 23.55% | 71.67% | 63.35%
| 23.55% | 71.67% | 63.34%
| 23.56% | 71.67% | 63.34%
| 23.57% | 71.67% | 63.34%
| 23.57% | 71.67% | 63.34%
| 23.58% | 71.66% | 63.33%
| 23.58% | 71.66% | 63.33%
| 23.59% | 71.66% | 63.33%
| 23.59% | 71.66% | 63.32%
| 23.6% | 71.66% | 63.32%
| 23.61% | 71.66% | 63.32%
| 23.61% | 71.65% | 63.32%
| 23.62% | 71.65% | 63.32%
| 23.62% | 71.65% | 63.32%
| 23.63% | 71.65% | 63.32%
| 23.63% | 71.65% | 63.31%
| 23.64% | 71.65% | 63.31%
| 23.65% | 71.65% | 63.31%
| 23.65% | 71.65% | 63.31%
| 23.66% | 71.64% | 63.3%
| 23.66% | 71.64% | 63.3%
| 23.67% | 71.64% | 63.3%
| 23.67% | 71.64% | 63.3%
| 23.68% | 71.63% | 63.3%
| 23.69% | 71.63% | 63.3%
| 23.69% | 71.63% | 63.3%
| 23.7% | 71.63% | 63.3%
| 23.7% | 71.63% | 63.3%
| 23.71% | 71.63% | 63.3%
| 23.71% | 71.63% | 63.3%
| 23.72% | 71.63% | 63.29%
| 23.73% | 71.62% | 63.29%
| 23.73% | 71.62% | 63.29%
| 23.74% | 71.62% | 63.29%
| 23.74% | 71.62% | 63.29%
| 23.75% | 71.62% | 63.29%
| 23.75% | 71.61% | 63.29%
| 23.76% | 71.61% | 63.29%
| 23.77% | 71.61% | 63.29%
| 23.77% | 71.61% | 63.29%
| 23.78% | 71.61% | 63.29%
| 23.78% | 71.61% | 63.28%
| 23.79% | 71.61% | 63.28%
| 23.79% | 71.6% | 63.28%
| 23.8% | 71.6% | 63.28%
| 23.81% | 71.6% | 63.28%
| 23.81% | 71.6% | 63.28%
| 23.82% | 71.6% | 63.27%
| 23.82% | 71.6% | 63.27%
| 23.83% | 71.6% | 63.27%
| 23.83% | 71.6% | 63.27%
| 23.84% | 71.6% | 63.27%
| 23.85% | 71.59% | 63.27%
| 23.85% | 71.59% | 63.27%
| 23.86% | 71.59% | 63.27%
| 23.86% | 71.59% | 63.26%
| 23.87% | 71.59% | 63.26%
| 23.87% | 71.59% | 63.26%
| 23.88% | 71.59% | 63.26%
| 23.89% | 71.59% | 63.26%
| 23.89% | 71.58% | 63.26%
| 23.9% | 71.58% | 63.25%
| 23.9% | 71.58% | 63.25%
| 23.91% | 71.58% | 63.25%
| 23.91% | 71.58% | 63.25%
| 23.92% | 71.58% | 63.25%
| 23.93% | 71.58% | 63.24%
| 23.93% | 71.58% | 63.24%
| 23.94% | 71.57% | 63.24%
| 23.94% | 71.57% | 63.23%
| 23.95% | 71.57% | 63.23%
| 23.95% | 71.57% | 63.23%
| 23.96% | 71.57% | 63.23%
| 23.97% | 71.57% | 63.22%
| 23.97% | 71.57% | 63.22%
| 23.98% | 71.57% | 63.22%
| 23.98% | 71.57% | 63.21%
| 23.99% | 71.57% | 63.21%
| 23.99% | 71.57% | 63.21%
| 24% | 71.57% | 63.21%
| 24.01% | 71.56% | 63.21%
| 24.01% | 71.56% | 63.21%
| 24.02% | 71.56% | 63.21%
| 24.02% | 71.56% | 63.21%
| 24.03% | 71.56% | 63.21%
| 24.03% | 71.56% | 63.21%
| 24.04% | 71.56% | 63.2%
| 24.05% | 71.56% | 63.2%
| 24.05% | 71.56% | 63.2%
| 24.06% | 71.56% | 63.2%
| 24.06% | 71.55% | 63.2%
| 24.07% | 71.55% | 63.2%
| 24.07% | 71.55% | 63.19%
| 24.08% | 71.55% | 63.19%
| 24.09% | 71.55% | 63.19%
| 24.09% | 71.55% | 63.19%
| 24.1% | 71.55% | 63.19%
| 24.1% | 71.55% | 63.18%
| 24.11% | 71.55% | 63.18%
| 24.11% | 71.54% | 63.17%
| 24.12% | 71.54% | 63.17%
| 24.13% | 71.54% | 63.17%
| 24.13% | 71.54% | 63.17%
| 24.14% | 71.54% | 63.17%
| 24.14% | 71.53% | 63.17%
| 24.15% | 71.53% | 63.16%
| 24.15% | 71.53% | 63.16%
| 24.16% | 71.53% | 63.16%
| 24.17% | 71.53% | 63.16%
| 24.17% | 71.53% | 63.15%
| 24.18% | 71.53% | 63.15%
| 24.18% | 71.53% | 63.15%
| 24.19% | 71.53% | 63.15%
| 24.19% | 71.52% | 63.15%
| 24.2% | 71.52% | 63.15%
| 24.21% | 71.52% | 63.15%
| 24.21% | 71.52% | 63.15%
| 24.22% | 71.52% | 63.14%
| 24.22% | 71.52% | 63.14%
| 24.23% | 71.52% | 63.14%
| 24.23% | 71.52% | 63.14%
| 24.24% | 71.51% | 63.14%
| 24.25% | 71.51% | 63.13%
| 24.25% | 71.51% | 63.13%
| 24.26% | 71.51% | 63.13%
| 24.26% | 71.51% | 63.13%
| 24.27% | 71.51% | 63.13%
| 24.27% | 71.51% | 63.12%
| 24.28% | 71.5% | 63.12%
| 24.29% | 71.5% | 63.12%
| 24.29% | 71.5% | 63.12%
| 24.3% | 71.5% | 63.12%
| 24.3% | 71.5% | 63.12%
| 24.31% | 71.5% | 63.12%
| 24.31% | 71.49% | 63.12%
| 24.32% | 71.49% | 63.12%
| 24.33% | 71.49% | 63.12%
| 24.33% | 71.49% | 63.12%
| 24.34% | 71.49% | 63.12%
| 24.34% | 71.49% | 63.11%
| 24.35% | 71.49% | 63.11%
| 24.35% | 71.49% | 63.11%
| 24.36% | 71.48% | 63.11%
| 24.37% | 71.48% | 63.1%
| 24.37% | 71.48% | 63.1%
| 24.38% | 71.47% | 63.1%
| 24.38% | 71.47% | 63.1%
| 24.39% | 71.47% | 63.1%
| 24.39% | 71.47% | 63.1%
| 24.4% | 71.47% | 63.1%
| 24.41% | 71.47% | 63.1%
| 24.41% | 71.47% | 63.09%
| 24.42% | 71.47% | 63.09%
| 24.42% | 71.47% | 63.09%
| 24.43% | 71.47% | 63.09%
| 24.43% | 71.47% | 63.09%
| 24.44% | 71.46% | 63.09%
| 24.45% | 71.46% | 63.09%
| 24.45% | 71.46% | 63.08%
| 24.46% | 71.46% | 63.08%
| 24.46% | 71.46% | 63.08%
| 24.47% | 71.46% | 63.08%
| 24.47% | 71.46% | 63.07%
| 24.48% | 71.46% | 63.07%
| 24.49% | 71.45% | 63.07%
| 24.49% | 71.45% | 63.06%
| 24.5% | 71.45% | 63.06%
| 24.5% | 71.45% | 63.06%
| 24.51% | 71.45% | 63.06%
| 24.51% | 71.45% | 63.06%
| 24.52% | 71.44% | 63.06%
| 24.53% | 71.44% | 63.06%
| 24.53% | 71.44% | 63.06%
| 24.54% | 71.44% | 63.05%
| 24.54% | 71.44% | 63.05%
| 24.55% | 71.44% | 63.04%
| 24.55% | 71.44% | 63.04%
| 24.56% | 71.44% | 63.04%
| 24.57% | 71.44% | 63.04%
| 24.57% | 71.44% | 63.04%
| 24.58% | 71.43% | 63.03%
| 24.58% | 71.43% | 63.03%
| 24.59% | 71.43% | 63.03%
| 24.59% | 71.43% | 63.03%
| 24.6% | 71.43% | 63.02%
| 24.61% | 71.43% | 63.02%
| 24.61% | 71.43% | 63.02%
| 24.62% | 71.43% | 63.02%
| 24.62% | 71.43% | 63.02%
| 24.63% | 71.42% | 63.02%
| 24.63% | 71.42% | 63.01%
| 24.64% | 71.42% | 63.01%
| 24.65% | 71.42% | 63%
| 24.65% | 71.42% | 62.99%
| 24.66% | 71.42% | 62.99%
| 24.66% | 71.41% | 62.99%
| 24.67% | 71.41% | 62.99%
| 24.67% | 71.41% | 62.98%
| 24.68% | 71.41% | 62.98%
| 24.69% | 71.41% | 62.98%
| 24.69% | 71.41% | 62.98%
| 24.7% | 71.41% | 62.98%
| 24.7% | 71.41% | 62.98%
| 24.71% | 71.4% | 62.98%
| 24.71% | 71.4% | 62.98%
| 24.72% | 71.39% | 62.97%
| 24.73% | 71.39% | 62.97%
| 24.73% | 71.39% | 62.97%
| 24.74% | 71.39% | 62.97%
| 24.74% | 71.39% | 62.97%
| 24.75% | 71.39% | 62.97%
| 24.75% | 71.39% | 62.97%
| 24.76% | 71.39% | 62.97%
| 24.77% | 71.38% | 62.96%
| 24.77% | 71.38% | 62.96%
| 24.78% | 71.38% | 62.96%
| 24.78% | 71.38% | 62.96%
| 24.79% | 71.38% | 62.96%
| 24.79% | 71.38% | 62.96%
| 24.8% | 71.38% | 62.96%
| 24.81% | 71.38% | 62.96%
| 24.81% | 71.37% | 62.95%
| 24.82% | 71.37% | 62.95%
| 24.82% | 71.37% | 62.95%
| 24.83% | 71.37% | 62.95%
| 24.83% | 71.36% | 62.94%
| 24.84% | 71.36% | 62.94%
| 24.85% | 71.36% | 62.94%
| 24.85% | 71.36% | 62.94%
| 24.86% | 71.36% | 62.94%
| 24.86% | 71.36% | 62.93%
| 24.87% | 71.36% | 62.93%
| 24.87% | 71.36% | 62.93%
| 24.88% | 71.36% | 62.92%
| 24.89% | 71.36% | 62.92%
| 24.89% | 71.36% | 62.92%
| 24.9% | 71.36% | 62.92%
| 24.9% | 71.35% | 62.92%
| 24.91% | 71.35% | 62.92%
| 24.91% | 71.35% | 62.92%
| 24.92% | 71.35% | 62.92%
| 24.93% | 71.35% | 62.91%
| 24.93% | 71.34% | 62.91%
| 24.94% | 71.34% | 62.91%
| 24.94% | 71.34% | 62.91%
| 24.95% | 71.34% | 62.91%
| 24.95% | 71.34% | 62.91%
| 24.96% | 71.34% | 62.91%
| 24.97% | 71.34% | 62.91%
| 24.97% | 71.34% | 62.91%
| 24.98% | 71.33% | 62.91%
| 24.98% | 71.32% | 62.91%
| 24.99% | 71.32% | 62.91%
| 24.99% | 71.32% | 62.9%
| 25% | 71.32% | 62.89%
| 25.01% | 71.32% | 62.89%
| 25.01% | 71.32% | 62.89%
| 25.02% | 71.32% | 62.89%
| 25.02% | 71.31% | 62.89%
| 25.03% | 71.31% | 62.88%
| 25.03% | 71.31% | 62.88%
| 25.04% | 71.31% | 62.88%
| 25.05% | 71.31% | 62.88%
| 25.05% | 71.3% | 62.88%
| 25.06% | 71.3% | 62.88%
| 25.06% | 71.3% | 62.88%
| 25.07% | 71.3% | 62.87%
| 25.07% | 71.3% | 62.87%
| 25.08% | 71.3% | 62.87%
| 25.09% | 71.3% | 62.87%
| 25.09% | 71.3% | 62.87%
| 25.1% | 71.3% | 62.87%
| 25.1% | 71.3% | 62.86%
| 25.11% | 71.3% | 62.86%
| 25.11% | 71.3% | 62.86%
| 25.12% | 71.29% | 62.85%
| 25.13% | 71.29% | 62.85%
| 25.13% | 71.29% | 62.85%
| 25.14% | 71.29% | 62.85%
| 25.14% | 71.29% | 62.85%
| 25.15% | 71.29% | 62.84%
| 25.15% | 71.29% | 62.84%
| 25.16% | 71.28% | 62.83%
| 25.17% | 71.28% | 62.83%
| 25.17% | 71.28% | 62.83%
| 25.18% | 71.28% | 62.82%
| 25.18% | 71.28% | 62.82%
| 25.19% | 71.28% | 62.82%
| 25.19% | 71.28% | 62.82%
| 25.2% | 71.27% | 62.81%
| 25.21% | 71.27% | 62.81%
| 25.21% | 71.27% | 62.81%
| 25.22% | 71.27% | 62.8%
| 25.22% | 71.27% | 62.8%
| 25.23% | 71.26% | 62.8%
| 25.23% | 71.26% | 62.8%
| 25.24% | 71.26% | 62.8%
| 25.25% | 71.26% | 62.8%
| 25.25% | 71.26% | 62.8%
| 25.26% | 71.26% | 62.8%
| 25.26% | 71.25% | 62.8%
| 25.27% | 71.25% | 62.79%
| 25.27% | 71.25% | 62.79%
| 25.28% | 71.25% | 62.79%
| 25.29% | 71.25% | 62.79%
| 25.29% | 71.25% | 62.79%
| 25.3% | 71.24% | 62.79%
| 25.3% | 71.24% | 62.79%
| 25.31% | 71.24% | 62.79%
| 25.31% | 71.24% | 62.78%
| 25.32% | 71.24% | 62.78%
| 25.33% | 71.24% | 62.78%
| 25.33% | 71.24% | 62.78%
| 25.34% | 71.24% | 62.78%
| 25.34% | 71.24% | 62.78%
| 25.35% | 71.24% | 62.78%
| 25.35% | 71.24% | 62.78%
| 25.36% | 71.23% | 62.78%
| 25.37% | 71.23% | 62.78%
| 25.37% | 71.23% | 62.77%
| 25.38% | 71.23% | 62.77%
| 25.38% | 71.23% | 62.77%
| 25.39% | 71.23% | 62.77%
| 25.39% | 71.23% | 62.77%
| 25.4% | 71.23% | 62.76%
| 25.41% | 71.23% | 62.76%
| 25.41% | 71.22% | 62.76%
| 25.42% | 71.22% | 62.76%
| 25.42% | 71.22% | 62.76%
| 25.43% | 71.22% | 62.75%
| 25.43% | 71.22% | 62.75%
| 25.44% | 71.22% | 62.75%
| 25.45% | 71.22% | 62.75%
| 25.45% | 71.22% | 62.74%
| 25.46% | 71.22% | 62.74%
| 25.46% | 71.22% | 62.73%
| 25.47% | 71.22% | 62.73%
| 25.47% | 71.22% | 62.73%
| 25.48% | 71.22% | 62.72%
| 25.49% | 71.22% | 62.72%
| 25.49% | 71.22% | 62.72%
| 25.5% | 71.22% | 62.72%
| 25.5% | 71.21% | 62.71%
| 25.51% | 71.21% | 62.71%
| 25.51% | 71.21% | 62.71%
| 25.52% | 71.21% | 62.71%
| 25.53% | 71.21% | 62.71%
| 25.53% | 71.21% | 62.71%
| 25.54% | 71.2% | 62.71%
| 25.54% | 71.2% | 62.71%
| 25.55% | 71.2% | 62.71%
| 25.55% | 71.2% | 62.7%
| 25.56% | 71.2% | 62.7%
| 25.57% | 71.2% | 62.7%
| 25.57% | 71.2% | 62.7%
| 25.58% | 71.2% | 62.7%
| 25.58% | 71.19% | 62.7%
| 25.59% | 71.19% | 62.69%
| 25.59% | 71.19% | 62.69%
| 25.6% | 71.19% | 62.69%
| 25.61% | 71.19% | 62.69%
| 25.61% | 71.19% | 62.69%
| 25.62% | 71.18% | 62.68%
| 25.62% | 71.18% | 62.68%
| 25.63% | 71.18% | 62.68%
| 25.63% | 71.18% | 62.68%
| 25.64% | 71.18% | 62.68%
| 25.65% | 71.18% | 62.68%
| 25.65% | 71.18% | 62.67%
| 25.66% | 71.18% | 62.67%
| 25.66% | 71.18% | 62.67%
| 25.67% | 71.18% | 62.67%
| 25.67% | 71.18% | 62.66%
| 25.68% | 71.17% | 62.66%
| 25.69% | 71.17% | 62.66%
| 25.69% | 71.17% | 62.66%
| 25.7% | 71.17% | 62.66%
| 25.7% | 71.17% | 62.66%
| 25.71% | 71.17% | 62.65%
| 25.71% | 71.17% | 62.65%
| 25.72% | 71.16% | 62.65%
| 25.73% | 71.16% | 62.65%
| 25.73% | 71.16% | 62.65%
| 25.74% | 71.16% | 62.65%
| 25.74% | 71.16% | 62.65%
| 25.75% | 71.15% | 62.65%
| 25.75% | 71.15% | 62.65%
| 25.76% | 71.15% | 62.65%
| 25.77% | 71.15% | 62.65%
| 25.77% | 71.15% | 62.64%
| 25.78% | 71.15% | 62.64%
| 25.78% | 71.15% | 62.64%
| 25.79% | 71.15% | 62.64%
| 25.79% | 71.14% | 62.63%
| 25.8% | 71.14% | 62.63%
| 25.81% | 71.14% | 62.63%
| 25.81% | 71.14% | 62.63%
| 25.82% | 71.14% | 62.63%
| 25.82% | 71.14% | 62.63%
| 25.83% | 71.14% | 62.62%
| 25.83% | 71.14% | 62.62%
| 25.84% | 71.14% | 62.62%
| 25.85% | 71.13% | 62.62%
| 25.85% | 71.13% | 62.62%
| 25.86% | 71.13% | 62.61%
| 25.86% | 71.13% | 62.61%
| 25.87% | 71.13% | 62.61%
| 25.87% | 71.13% | 62.6%
| 25.88% | 71.13% | 62.6%
| 25.89% | 71.13% | 62.6%
| 25.89% | 71.12% | 62.6%
| 25.9% | 71.12% | 62.6%
| 25.9% | 71.12% | 62.6%
| 25.91% | 71.12% | 62.6%
| 25.91% | 71.12% | 62.6%
| 25.92% | 71.12% | 62.59%
| 25.93% | 71.12% | 62.59%
| 25.93% | 71.11% | 62.59%
| 25.94% | 71.11% | 62.59%
| 25.94% | 71.11% | 62.59%
| 25.95% | 71.11% | 62.59%
| 25.95% | 71.11% | 62.58%
| 25.96% | 71.11% | 62.58%
| 25.97% | 71.11% | 62.58%
| 25.97% | 71.1% | 62.58%
| 25.98% | 71.1% | 62.58%
| 25.98% | 71.1% | 62.58%
| 25.99% | 71.1% | 62.58%
| 25.99% | 71.1% | 62.58%
| 26% | 71.09% | 62.58%
| 26.01% | 71.09% | 62.58%
| 26.01% | 71.09% | 62.58%
| 26.02% | 71.09% | 62.58%
| 26.02% | 71.09% | 62.58%
| 26.03% | 71.09% | 62.57%
| 26.03% | 71.09% | 62.57%
| 26.04% | 71.09% | 62.57%
| 26.05% | 71.09% | 62.57%
| 26.05% | 71.09% | 62.57%
| 26.06% | 71.09% | 62.57%
| 26.06% | 71.08% | 62.56%
| 26.07% | 71.08% | 62.56%
| 26.07% | 71.08% | 62.56%
| 26.08% | 71.08% | 62.56%
| 26.09% | 71.08% | 62.56%
| 26.09% | 71.08% | 62.56%
| 26.1% | 71.08% | 62.56%
| 26.1% | 71.07% | 62.55%
| 26.11% | 71.07% | 62.55%
| 26.11% | 71.07% | 62.55%
| 26.12% | 71.07% | 62.55%
| 26.13% | 71.07% | 62.55%
| 26.13% | 71.06% | 62.55%
| 26.14% | 71.06% | 62.55%
| 26.14% | 71.06% | 62.54%
| 26.15% | 71.06% | 62.54%
| 26.15% | 71.06% | 62.54%
| 26.16% | 71.06% | 62.54%
| 26.17% | 71.06% | 62.54%
| 26.17% | 71.06% | 62.54%
| 26.18% | 71.06% | 62.53%
| 26.18% | 71.05% | 62.53%
| 26.19% | 71.05% | 62.53%
| 26.19% | 71.05% | 62.53%
| 26.2% | 71.05% | 62.53%
| 26.21% | 71.05% | 62.53%
| 26.21% | 71.05% | 62.53%
| 26.22% | 71.05% | 62.52%
| 26.22% | 71.05% | 62.52%
| 26.23% | 71.04% | 62.52%
| 26.23% | 71.04% | 62.52%
| 26.24% | 71.04% | 62.52%
| 26.25% | 71.04% | 62.52%
| 26.25% | 71.04% | 62.51%
| 26.26% | 71.04% | 62.51%
| 26.26% | 71.03% | 62.51%
| 26.27% | 71.03% | 62.51%
| 26.27% | 71.03% | 62.51%
| 26.28% | 71.03% | 62.51%
| 26.29% | 71.03% | 62.5%
| 26.29% | 71.03% | 62.5%
| 26.3% | 71.03% | 62.5%
| 26.3% | 71.03% | 62.5%
| 26.31% | 71.02% | 62.5%
| 26.31% | 71.02% | 62.5%
| 26.32% | 71.02% | 62.5%
| 26.33% | 71.02% | 62.49%
| 26.33% | 71.02% | 62.49%
| 26.34% | 71.02% | 62.49%
| 26.34% | 71.02% | 62.49%
| 26.35% | 71.02% | 62.48%
| 26.35% | 71.02% | 62.48%
| 26.36% | 71.01% | 62.48%
| 26.37% | 71.01% | 62.48%
| 26.37% | 71.01% | 62.48%
| 26.38% | 71.01% | 62.48%
| 26.38% | 71.01% | 62.48%
| 26.39% | 71.01% | 62.48%
| 26.39% | 71.01% | 62.48%
| 26.4% | 71.01% | 62.47%
| 26.41% | 71.01% | 62.47%
| 26.41% | 71% | 62.46%
| 26.42% | 71% | 62.46%
| 26.42% | 71% | 62.46%
| 26.43% | 71% | 62.46%
| 26.43% | 71% | 62.46%
| 26.44% | 71% | 62.45%
| 26.45% | 71% | 62.45%
| 26.45% | 71% | 62.45%
| 26.46% | 71% | 62.45%
| 26.46% | 70.99% | 62.45%
| 26.47% | 70.99% | 62.45%
| 26.47% | 70.99% | 62.45%
| 26.48% | 70.99% | 62.45%
| 26.49% | 70.99% | 62.44%
| 26.49% | 70.99% | 62.44%
| 26.5% | 70.99% | 62.44%
| 26.5% | 70.99% | 62.44%
| 26.51% | 70.98% | 62.44%
| 26.51% | 70.98% | 62.44%
| 26.52% | 70.98% | 62.44%
| 26.53% | 70.98% | 62.43%
| 26.53% | 70.98% | 62.43%
| 26.54% | 70.98% | 62.43%
| 26.54% | 70.98% | 62.43%
| 26.55% | 70.98% | 62.43%
| 26.55% | 70.97% | 62.43%
| 26.56% | 70.97% | 62.42%
| 26.57% | 70.97% | 62.42%
| 26.57% | 70.97% | 62.42%
| 26.58% | 70.97% | 62.42%
| 26.58% | 70.97% | 62.41%
| 26.59% | 70.97% | 62.41%
| 26.59% | 70.96% | 62.41%
| 26.6% | 70.96% | 62.41%
| 26.61% | 70.96% | 62.41%
| 26.61% | 70.96% | 62.41%
| 26.62% | 70.96% | 62.41%
| 26.62% | 70.96% | 62.4%
| 26.63% | 70.96% | 62.4%
| 26.63% | 70.96% | 62.4%
| 26.64% | 70.95% | 62.39%
| 26.65% | 70.95% | 62.39%
| 26.65% | 70.95% | 62.39%
| 26.66% | 70.95% | 62.39%
| 26.66% | 70.95% | 62.39%
| 26.67% | 70.95% | 62.39%
| 26.67% | 70.95% | 62.39%
| 26.68% | 70.95% | 62.39%
| 26.69% | 70.95% | 62.39%
| 26.69% | 70.95% | 62.38%
| 26.7% | 70.94% | 62.38%
| 26.7% | 70.94% | 62.38%
| 26.71% | 70.94% | 62.38%
| 26.71% | 70.94% | 62.37%
| 26.72% | 70.94% | 62.37%
| 26.73% | 70.94% | 62.37%
| 26.73% | 70.94% | 62.37%
| 26.74% | 70.94% | 62.37%
| 26.74% | 70.94% | 62.37%
| 26.75% | 70.94% | 62.37%
| 26.75% | 70.94% | 62.37%
| 26.76% | 70.93% | 62.37%
| 26.77% | 70.93% | 62.37%
| 26.77% | 70.93% | 62.36%
| 26.78% | 70.93% | 62.36%
| 26.78% | 70.93% | 62.36%
| 26.79% | 70.93% | 62.35%
| 26.79% | 70.93% | 62.35%
| 26.8% | 70.93% | 62.35%
| 26.81% | 70.93% | 62.35%
| 26.81% | 70.92% | 62.35%
| 26.82% | 70.92% | 62.35%
| 26.82% | 70.92% | 62.35%
| 26.83% | 70.92% | 62.35%
| 26.83% | 70.92% | 62.35%
| 26.84% | 70.92% | 62.35%
| 26.85% | 70.91% | 62.34%
| 26.85% | 70.91% | 62.34%
| 26.86% | 70.91% | 62.34%
| 26.86% | 70.91% | 62.34%
| 26.87% | 70.9% | 62.34%
| 26.87% | 70.9% | 62.34%
| 26.88% | 70.9% | 62.34%
| 26.89% | 70.9% | 62.34%
| 26.89% | 70.9% | 62.33%
| 26.9% | 70.9% | 62.33%
| 26.9% | 70.9% | 62.33%
| 26.91% | 70.9% | 62.33%
| 26.91% | 70.9% | 62.33%
| 26.92% | 70.89% | 62.33%
| 26.93% | 70.89% | 62.33%
| 26.93% | 70.89% | 62.32%
| 26.94% | 70.89% | 62.32%
| 26.94% | 70.89% | 62.32%
| 26.95% | 70.89% | 62.32%
| 26.95% | 70.89% | 62.31%
| 26.96% | 70.89% | 62.31%
| 26.97% | 70.89% | 62.31%
| 26.97% | 70.89% | 62.31%
| 26.98% | 70.89% | 62.31%
| 26.98% | 70.89% | 62.31%
| 26.99% | 70.89% | 62.31%
| 26.99% | 70.89% | 62.31%
| 27% | 70.89% | 62.31%
| 27.01% | 70.88% | 62.3%
| 27.01% | 70.88% | 62.3%
| 27.02% | 70.88% | 62.3%
| 27.02% | 70.88% | 62.3%
| 27.03% | 70.88% | 62.3%
| 27.03% | 70.88% | 62.3%
| 27.04% | 70.88% | 62.3%
| 27.05% | 70.87% | 62.29%
| 27.05% | 70.87% | 62.29%
| 27.06% | 70.87% | 62.29%
| 27.06% | 70.87% | 62.29%
| 27.07% | 70.87% | 62.29%
| 27.07% | 70.87% | 62.29%
| 27.08% | 70.86% | 62.28%
| 27.09% | 70.86% | 62.28%
| 27.09% | 70.86% | 62.28%
| 27.1% | 70.86% | 62.28%
| 27.1% | 70.86% | 62.28%
| 27.11% | 70.86% | 62.28%
| 27.11% | 70.85% | 62.27%
| 27.12% | 70.85% | 62.27%
| 27.13% | 70.85% | 62.27%
| 27.13% | 70.85% | 62.27%
| 27.14% | 70.85% | 62.27%
| 27.14% | 70.85% | 62.27%
| 27.15% | 70.85% | 62.27%
| 27.15% | 70.84% | 62.27%
| 27.16% | 70.84% | 62.27%
| 27.17% | 70.84% | 62.26%
| 27.17% | 70.84% | 62.26%
| 27.18% | 70.84% | 62.26%
| 27.18% | 70.84% | 62.26%
| 27.19% | 70.84% | 62.25%
| 27.19% | 70.83% | 62.25%
| 27.2% | 70.83% | 62.25%
| 27.21% | 70.83% | 62.25%
| 27.21% | 70.83% | 62.25%
| 27.22% | 70.82% | 62.25%
| 27.22% | 70.82% | 62.25%
| 27.23% | 70.82% | 62.24%
| 27.23% | 70.82% | 62.24%
| 27.24% | 70.82% | 62.24%
| 27.25% | 70.82% | 62.24%
| 27.25% | 70.82% | 62.24%
| 27.26% | 70.81% | 62.24%
| 27.26% | 70.81% | 62.24%
| 27.27% | 70.81% | 62.24%
| 27.27% | 70.81% | 62.23%
| 27.28% | 70.81% | 62.23%
| 27.29% | 70.81% | 62.23%
| 27.29% | 70.81% | 62.22%
| 27.3% | 70.81% | 62.22%
| 27.3% | 70.81% | 62.22%
| 27.31% | 70.8% | 62.22%
| 27.31% | 70.8% | 62.21%
| 27.32% | 70.8% | 62.21%
| 27.33% | 70.8% | 62.21%
| 27.33% | 70.8% | 62.21%
| 27.34% | 70.8% | 62.21%
| 27.34% | 70.79% | 62.21%
| 27.35% | 70.79% | 62.21%
| 27.35% | 70.79% | 62.21%
| 27.36% | 70.79% | 62.21%
| 27.37% | 70.78% | 62.21%
| 27.37% | 70.78% | 62.21%
| 27.38% | 70.78% | 62.21%
| 27.38% | 70.78% | 62.2%
| 27.39% | 70.78% | 62.2%
| 27.39% | 70.78% | 62.2%
| 27.4% | 70.78% | 62.2%
| 27.41% | 70.77% | 62.2%
| 27.41% | 70.77% | 62.2%
| 27.42% | 70.77% | 62.2%
| 27.42% | 70.77% | 62.2%
| 27.43% | 70.77% | 62.2%
| 27.43% | 70.77% | 62.2%
| 27.44% | 70.77% | 62.19%
| 27.45% | 70.77% | 62.19%
| 27.45% | 70.77% | 62.19%
| 27.46% | 70.77% | 62.19%
| 27.46% | 70.76% | 62.19%
| 27.47% | 70.76% | 62.19%
| 27.47% | 70.76% | 62.19%
| 27.48% | 70.76% | 62.18%
| 27.49% | 70.76% | 62.18%
| 27.49% | 70.76% | 62.18%
| 27.5% | 70.76% | 62.18%
| 27.5% | 70.75% | 62.18%
| 27.51% | 70.75% | 62.17%
| 27.51% | 70.75% | 62.17%
| 27.52% | 70.75% | 62.17%
| 27.53% | 70.75% | 62.16%
| 27.53% | 70.75% | 62.16%
| 27.54% | 70.75% | 62.16%
| 27.54% | 70.75% | 62.16%
| 27.55% | 70.74% | 62.16%
| 27.55% | 70.74% | 62.16%
| 27.56% | 70.74% | 62.15%
| 27.57% | 70.74% | 62.15%
| 27.57% | 70.74% | 62.15%
| 27.58% | 70.74% | 62.14%
| 27.58% | 70.73% | 62.14%
| 27.59% | 70.73% | 62.14%
| 27.59% | 70.73% | 62.13%
| 27.6% | 70.73% | 62.13%
| 27.61% | 70.73% | 62.13%
| 27.61% | 70.73% | 62.13%
| 27.62% | 70.73% | 62.13%
| 27.62% | 70.73% | 62.13%
| 27.63% | 70.73% | 62.12%
| 27.63% | 70.73% | 62.12%
| 27.64% | 70.73% | 62.12%
| 27.65% | 70.73% | 62.12%
| 27.65% | 70.73% | 62.12%
| 27.66% | 70.72% | 62.12%
| 27.66% | 70.72% | 62.12%
| 27.67% | 70.72% | 62.12%
| 27.67% | 70.72% | 62.12%
| 27.68% | 70.71% | 62.12%
| 27.69% | 70.71% | 62.11%
| 27.69% | 70.71% | 62.11%
| 27.7% | 70.71% | 62.11%
| 27.7% | 70.71% | 62.11%
| 27.71% | 70.71% | 62.11%
| 27.71% | 70.71% | 62.1%
| 27.72% | 70.7% | 62.1%
| 27.73% | 70.7% | 62.1%
| 27.73% | 70.7% | 62.1%
| 27.74% | 70.7% | 62.09%
| 27.74% | 70.69% | 62.09%
| 27.75% | 70.69% | 62.09%
| 27.75% | 70.69% | 62.09%
| 27.76% | 70.69% | 62.09%
| 27.77% | 70.69% | 62.08%
| 27.77% | 70.69% | 62.08%
| 27.78% | 70.68% | 62.08%
| 27.78% | 70.68% | 62.08%
| 27.79% | 70.68% | 62.07%
| 27.79% | 70.68% | 62.07%
| 27.8% | 70.68% | 62.07%
| 27.81% | 70.68% | 62.07%
| 27.81% | 70.68% | 62.07%
| 27.82% | 70.67% | 62.07%
| 27.82% | 70.67% | 62.07%
| 27.83% | 70.67% | 62.07%
| 27.83% | 70.67% | 62.07%
| 27.84% | 70.67% | 62.07%
| 27.85% | 70.67% | 62.06%
| 27.85% | 70.67% | 62.06%
| 27.86% | 70.67% | 62.06%
| 27.86% | 70.67% | 62.06%
| 27.87% | 70.66% | 62.06%
| 27.87% | 70.66% | 62.06%
| 27.88% | 70.66% | 62.06%
| 27.89% | 70.66% | 62.05%
| 27.89% | 70.66% | 62.05%
| 27.9% | 70.66% | 62.05%
| 27.9% | 70.66% | 62.04%
| 27.91% | 70.65% | 62.04%
| 27.91% | 70.65% | 62.04%
| 27.92% | 70.65% | 62.04%
| 27.93% | 70.65% | 62.04%
| 27.93% | 70.64% | 62.03%
| 27.94% | 70.64% | 62.03%
| 27.94% | 70.64% | 62.03%
| 27.95% | 70.64% | 62.03%
| 27.95% | 70.64% | 62.03%
| 27.96% | 70.64% | 62.03%
| 27.97% | 70.63% | 62.03%
| 27.97% | 70.63% | 62.03%
| 27.98% | 70.63% | 62.02%
| 27.98% | 70.63% | 62.02%
| 27.99% | 70.63% | 62.02%
| 27.99% | 70.63% | 62.02%
| 28% | 70.63% | 62.02%
| 28.01% | 70.63% | 62.02%
| 28.01% | 70.63% | 62.02%
| 28.02% | 70.62% | 62.02%
| 28.02% | 70.62% | 62.02%
| 28.03% | 70.62% | 62.02%
| 28.03% | 70.62% | 62.02%
| 28.04% | 70.61% | 62.01%
| 28.05% | 70.61% | 62.01%
| 28.05% | 70.61% | 62.01%
| 28.06% | 70.61% | 62.01%
| 28.06% | 70.61% | 62.01%
| 28.07% | 70.61% | 62.01%
| 28.07% | 70.6% | 62.01%
| 28.08% | 70.6% | 62.01%
| 28.09% | 70.6% | 62.01%
| 28.09% | 70.6% | 62.01%
| 28.1% | 70.6% | 62.01%
| 28.1% | 70.6% | 62%
| 28.11% | 70.6% | 61.99%
| 28.11% | 70.6% | 61.99%
| 28.12% | 70.6% | 61.99%
| 28.12% | 70.6% | 61.99%
| 28.13% | 70.6% | 61.99%
| 28.14% | 70.59% | 61.98%
| 28.14% | 70.59% | 61.98%
| 28.15% | 70.59% | 61.98%
| 28.15% | 70.58% | 61.97%
| 28.16% | 70.58% | 61.97%
| 28.16% | 70.58% | 61.97%
| 28.17% | 70.58% | 61.97%
| 28.18% | 70.58% | 61.97%
| 28.18% | 70.58% | 61.97%
| 28.19% | 70.58% | 61.97%
| 28.19% | 70.58% | 61.97%
| 28.2% | 70.58% | 61.97%
| 28.2% | 70.58% | 61.96%
| 28.21% | 70.57% | 61.96%
| 28.22% | 70.57% | 61.96%
| 28.22% | 70.57% | 61.96%
| 28.23% | 70.57% | 61.96%
| 28.23% | 70.57% | 61.96%
| 28.24% | 70.56% | 61.96%
| 28.24% | 70.56% | 61.95%
| 28.25% | 70.56% | 61.95%
| 28.26% | 70.56% | 61.94%
| 28.26% | 70.56% | 61.94%
| 28.27% | 70.56% | 61.94%
| 28.27% | 70.56% | 61.94%
| 28.28% | 70.56% | 61.94%
| 28.28% | 70.56% | 61.94%
| 28.29% | 70.56% | 61.94%
| 28.3% | 70.55% | 61.94%
| 28.3% | 70.55% | 61.94%
| 28.31% | 70.55% | 61.94%
| 28.31% | 70.55% | 61.93%
| 28.32% | 70.54% | 61.93%
| 28.32% | 70.54% | 61.93%
| 28.33% | 70.54% | 61.93%
| 28.34% | 70.54% | 61.92%
| 28.34% | 70.54% | 61.92%
| 28.35% | 70.53% | 61.92%
| 28.35% | 70.53% | 61.92%
| 28.36% | 70.53% | 61.92%
| 28.36% | 70.53% | 61.92%
| 28.37% | 70.53% | 61.91%
| 28.38% | 70.52% | 61.91%
| 28.38% | 70.52% | 61.91%
| 28.39% | 70.52% | 61.91%
| 28.39% | 70.51% | 61.91%
| 28.4% | 70.51% | 61.91%
| 28.4% | 70.51% | 61.91%
| 28.41% | 70.51% | 61.91%
| 28.42% | 70.51% | 61.91%
| 28.42% | 70.51% | 61.9%
| 28.43% | 70.51% | 61.9%
| 28.43% | 70.51% | 61.9%
| 28.44% | 70.51% | 61.9%
| 28.44% | 70.51% | 61.9%
| 28.45% | 70.5% | 61.89%
| 28.46% | 70.5% | 61.89%
| 28.46% | 70.5% | 61.89%
| 28.47% | 70.5% | 61.89%
| 28.47% | 70.5% | 61.89%
| 28.48% | 70.49% | 61.89%
| 28.48% | 70.49% | 61.89%
| 28.49% | 70.49% | 61.88%
| 28.5% | 70.49% | 61.88%
| 28.5% | 70.48% | 61.88%
| 28.51% | 70.48% | 61.88%
| 28.51% | 70.48% | 61.87%
| 28.52% | 70.48% | 61.87%
| 28.52% | 70.48% | 61.87%
| 28.53% | 70.48% | 61.87%
| 28.54% | 70.48% | 61.87%
| 28.54% | 70.48% | 61.87%
| 28.55% | 70.48% | 61.87%
| 28.55% | 70.48% | 61.87%
| 28.56% | 70.48% | 61.86%
| 28.56% | 70.47% | 61.86%
| 28.57% | 70.47% | 61.86%
| 28.58% | 70.47% | 61.86%
| 28.58% | 70.47% | 61.86%
| 28.59% | 70.47% | 61.86%
| 28.59% | 70.47% | 61.86%
| 28.6% | 70.47% | 61.85%
| 28.6% | 70.47% | 61.85%
| 28.61% | 70.47% | 61.85%
| 28.62% | 70.47% | 61.85%
| 28.62% | 70.47% | 61.85%
| 28.63% | 70.47% | 61.85%
| 28.63% | 70.47% | 61.84%
| 28.64% | 70.47% | 61.84%
| 28.64% | 70.47% | 61.84%
| 28.65% | 70.46% | 61.84%
| 28.66% | 70.46% | 61.84%
| 28.66% | 70.46% | 61.83%
| 28.67% | 70.46% | 61.83%
| 28.67% | 70.46% | 61.83%
| 28.68% | 70.46% | 61.83%
| 28.68% | 70.45% | 61.83%
| 28.69% | 70.45% | 61.83%
| 28.7% | 70.45% | 61.82%
| 28.7% | 70.45% | 61.81%
| 28.71% | 70.45% | 61.81%
| 28.71% | 70.45% | 61.81%
| 28.72% | 70.44% | 61.81%
| 28.72% | 70.44% | 61.81%
| 28.73% | 70.44% | 61.81%
| 28.74% | 70.44% | 61.81%
| 28.74% | 70.44% | 61.81%
| 28.75% | 70.44% | 61.81%
| 28.75% | 70.44% | 61.8%
| 28.76% | 70.44% | 61.8%
| 28.76% | 70.44% | 61.8%
| 28.77% | 70.43% | 61.8%
| 28.78% | 70.43% | 61.8%
| 28.78% | 70.43% | 61.79%
| 28.79% | 70.43% | 61.79%
| 28.79% | 70.43% | 61.79%
| 28.8% | 70.43% | 61.79%
| 28.8% | 70.43% | 61.79%
| 28.81% | 70.43% | 61.79%
| 28.82% | 70.43% | 61.79%
| 28.82% | 70.42% | 61.79%
| 28.83% | 70.42% | 61.78%
| 28.83% | 70.42% | 61.78%
| 28.84% | 70.42% | 61.78%
| 28.84% | 70.42% | 61.78%
| 28.85% | 70.42% | 61.78%
| 28.86% | 70.42% | 61.78%
| 28.86% | 70.42% | 61.77%
| 28.87% | 70.41% | 61.77%
| 28.87% | 70.41% | 61.77%
| 28.88% | 70.41% | 61.77%
| 28.88% | 70.41% | 61.77%
| 28.89% | 70.4% | 61.77%
| 28.9% | 70.4% | 61.77%
| 28.9% | 70.4% | 61.77%
| 28.91% | 70.4% | 61.77%
| 28.91% | 70.4% | 61.77%
| 28.92% | 70.4% | 61.76%
| 28.92% | 70.4% | 61.76%
| 28.93% | 70.4% | 61.76%
| 28.94% | 70.4% | 61.76%
| 28.94% | 70.4% | 61.76%
| 28.95% | 70.4% | 61.75%
| 28.95% | 70.4% | 61.75%
| 28.96% | 70.39% | 61.75%
| 28.96% | 70.39% | 61.75%
| 28.97% | 70.39% | 61.75%
| 28.98% | 70.39% | 61.75%
| 28.98% | 70.39% | 61.75%
| 28.99% | 70.39% | 61.75%
| 28.99% | 70.39% | 61.75%
| 29% | 70.39% | 61.74%
| 29% | 70.39% | 61.74%
| 29.01% | 70.38% | 61.74%
| 29.02% | 70.38% | 61.73%
| 29.02% | 70.38% | 61.73%
| 29.03% | 70.38% | 61.73%
| 29.03% | 70.38% | 61.73%
| 29.04% | 70.38% | 61.73%
| 29.04% | 70.38% | 61.73%
| 29.05% | 70.38% | 61.73%
| 29.06% | 70.38% | 61.73%
| 29.06% | 70.38% | 61.73%
| 29.07% | 70.38% | 61.73%
| 29.07% | 70.37% | 61.73%
| 29.08% | 70.37% | 61.72%
| 29.08% | 70.37% | 61.72%
| 29.09% | 70.37% | 61.72%
| 29.1% | 70.37% | 61.72%
| 29.1% | 70.37% | 61.72%
| 29.11% | 70.37% | 61.72%
| 29.11% | 70.36% | 61.72%
| 29.12% | 70.36% | 61.72%
| 29.12% | 70.36% | 61.71%
| 29.13% | 70.36% | 61.71%
| 29.14% | 70.36% | 61.71%
| 29.14% | 70.36% | 61.71%
| 29.15% | 70.36% | 61.71%
| 29.15% | 70.35% | 61.71%
| 29.16% | 70.35% | 61.7%
| 29.16% | 70.35% | 61.7%
| 29.17% | 70.35% | 61.7%
| 29.18% | 70.35% | 61.7%
| 29.18% | 70.34% | 61.7%
| 29.19% | 70.34% | 61.7%
| 29.19% | 70.34% | 61.7%
| 29.2% | 70.34% | 61.7%
| 29.2% | 70.34% | 61.7%
| 29.21% | 70.33% | 61.7%
| 29.22% | 70.33% | 61.7%
| 29.22% | 70.33% | 61.7%
| 29.23% | 70.33% | 61.7%
| 29.23% | 70.32% | 61.7%
| 29.24% | 70.32% | 61.69%
| 29.24% | 70.32% | 61.69%
| 29.25% | 70.32% | 61.69%
| 29.26% | 70.32% | 61.69%
| 29.26% | 70.32% | 61.69%
| 29.27% | 70.31% | 61.69%
| 29.27% | 70.31% | 61.69%
| 29.28% | 70.31% | 61.69%
| 29.28% | 70.31% | 61.68%
| 29.29% | 70.31% | 61.68%
| 29.3% | 70.31% | 61.68%
| 29.3% | 70.31% | 61.67%
| 29.31% | 70.31% | 61.67%
| 29.31% | 70.31% | 61.67%
| 29.32% | 70.31% | 61.67%
| 29.32% | 70.3% | 61.67%
| 29.33% | 70.3% | 61.67%
| 29.34% | 70.3% | 61.67%
| 29.34% | 70.3% | 61.66%
| 29.35% | 70.3% | 61.66%
| 29.35% | 70.3% | 61.66%
| 29.36% | 70.3% | 61.66%
| 29.36% | 70.3% | 61.66%
| 29.37% | 70.29% | 61.66%
| 29.38% | 70.29% | 61.65%
| 29.38% | 70.29% | 61.65%
| 29.39% | 70.29% | 61.65%
| 29.39% | 70.29% | 61.65%
| 29.4% | 70.29% | 61.65%
| 29.4% | 70.29% | 61.65%
| 29.41% | 70.28% | 61.65%
| 29.42% | 70.28% | 61.65%
| 29.42% | 70.28% | 61.65%
| 29.43% | 70.28% | 61.64%
| 29.43% | 70.28% | 61.64%
| 29.44% | 70.28% | 61.64%
| 29.44% | 70.28% | 61.64%
| 29.45% | 70.28% | 61.64%
| 29.46% | 70.28% | 61.63%
| 29.46% | 70.28% | 61.63%
| 29.47% | 70.28% | 61.63%
| 29.47% | 70.28% | 61.63%
| 29.48% | 70.28% | 61.63%
| 29.48% | 70.27% | 61.62%
| 29.49% | 70.27% | 61.62%
| 29.5% | 70.27% | 61.62%
| 29.5% | 70.27% | 61.61%
| 29.51% | 70.27% | 61.61%
| 29.51% | 70.27% | 61.61%
| 29.52% | 70.27% | 61.61%
| 29.52% | 70.26% | 61.61%
| 29.53% | 70.26% | 61.61%
| 29.54% | 70.26% | 61.61%
| 29.54% | 70.26% | 61.61%
| 29.55% | 70.26% | 61.61%
| 29.55% | 70.26% | 61.6%
| 29.56% | 70.26% | 61.6%
| 29.56% | 70.26% | 61.6%
| 29.57% | 70.25% | 61.6%
| 29.58% | 70.25% | 61.6%
| 29.58% | 70.25% | 61.6%
| 29.59% | 70.25% | 61.6%
| 29.59% | 70.25% | 61.6%
| 29.6% | 70.25% | 61.6%
| 29.6% | 70.24% | 61.6%
| 29.61% | 70.24% | 61.59%
| 29.62% | 70.24% | 61.59%
| 29.62% | 70.24% | 61.59%
| 29.63% | 70.24% | 61.59%
| 29.63% | 70.24% | 61.59%
| 29.64% | 70.24% | 61.59%
| 29.64% | 70.24% | 61.59%
| 29.65% | 70.24% | 61.58%
| 29.66% | 70.24% | 61.58%
| 29.66% | 70.23% | 61.58%
| 29.67% | 70.23% | 61.58%
| 29.67% | 70.23% | 61.58%
| 29.68% | 70.23% | 61.58%
| 29.68% | 70.23% | 61.57%
| 29.69% | 70.23% | 61.57%
| 29.7% | 70.23% | 61.57%
| 29.7% | 70.23% | 61.57%
| 29.71% | 70.22% | 61.57%
| 29.71% | 70.22% | 61.57%
| 29.72% | 70.22% | 61.57%
| 29.72% | 70.22% | 61.56%
| 29.73% | 70.22% | 61.56%
| 29.74% | 70.22% | 61.56%
| 29.74% | 70.21% | 61.56%
| 29.75% | 70.21% | 61.56%
| 29.75% | 70.21% | 61.56%
| 29.76% | 70.21% | 61.56%
| 29.76% | 70.21% | 61.55%
| 29.77% | 70.21% | 61.55%
| 29.78% | 70.21% | 61.55%
| 29.78% | 70.21% | 61.55%
| 29.79% | 70.21% | 61.54%
| 29.79% | 70.21% | 61.54%
| 29.8% | 70.21% | 61.54%
| 29.8% | 70.21% | 61.54%
| 29.81% | 70.21% | 61.54%
| 29.82% | 70.21% | 61.54%
| 29.82% | 70.2% | 61.54%
| 29.83% | 70.2% | 61.54%
| 29.83% | 70.2% | 61.54%
| 29.84% | 70.2% | 61.54%
| 29.84% | 70.2% | 61.54%
| 29.85% | 70.2% | 61.54%
| 29.86% | 70.2% | 61.53%
| 29.86% | 70.2% | 61.53%
| 29.87% | 70.2% | 61.53%
| 29.87% | 70.19% | 61.53%
| 29.88% | 70.19% | 61.53%
| 29.88% | 70.19% | 61.53%
| 29.89% | 70.19% | 61.53%
| 29.9% | 70.19% | 61.53%
| 29.9% | 70.19% | 61.53%
| 29.91% | 70.18% | 61.53%
| 29.91% | 70.18% | 61.53%
| 29.92% | 70.18% | 61.53%
| 29.92% | 70.18% | 61.52%
| 29.93% | 70.18% | 61.52%
| 29.94% | 70.18% | 61.52%
| 29.94% | 70.18% | 61.52%
| 29.95% | 70.17% | 61.52%
| 29.95% | 70.17% | 61.52%
| 29.96% | 70.17% | 61.52%
| 29.96% | 70.17% | 61.51%
| 29.97% | 70.16% | 61.51%
| 29.98% | 70.16% | 61.51%
| 29.98% | 70.16% | 61.51%
| 29.99% | 70.16% | 61.51%
| 29.99% | 70.16% | 61.51%
| 30% | 70.16% | 61.5%
| 30% | 70.16% | 61.5%
| 30.01% | 70.16% | 61.5%
| 30.02% | 70.16% | 61.5%
| 30.02% | 70.16% | 61.5%
| 30.03% | 70.15% | 61.5%
| 30.03% | 70.15% | 61.5%
| 30.04% | 70.15% | 61.5%
| 30.04% | 70.15% | 61.5%
| 30.05% | 70.15% | 61.49%
| 30.06% | 70.14% | 61.49%
| 30.06% | 70.14% | 61.49%
| 30.07% | 70.14% | 61.49%
| 30.07% | 70.14% | 61.48%
| 30.08% | 70.14% | 61.48%
| 30.08% | 70.14% | 61.48%
| 30.09% | 70.14% | 61.48%
| 30.1% | 70.14% | 61.48%
| 30.1% | 70.14% | 61.48%
| 30.11% | 70.14% | 61.48%
| 30.11% | 70.14% | 61.48%
| 30.12% | 70.14% | 61.48%
| 30.12% | 70.13% | 61.48%
| 30.13% | 70.13% | 61.47%
| 30.14% | 70.13% | 61.47%
| 30.14% | 70.13% | 61.47%
| 30.15% | 70.13% | 61.47%
| 30.15% | 70.13% | 61.47%
| 30.16% | 70.13% | 61.47%
| 30.16% | 70.13% | 61.47%
| 30.17% | 70.12% | 61.47%
| 30.18% | 70.12% | 61.47%
| 30.18% | 70.12% | 61.46%
| 30.19% | 70.12% | 61.46%
| 30.19% | 70.12% | 61.46%
| 30.2% | 70.12% | 61.46%
| 30.2% | 70.12% | 61.46%
| 30.21% | 70.12% | 61.46%
| 30.22% | 70.12% | 61.45%
| 30.22% | 70.11% | 61.45%
| 30.23% | 70.11% | 61.45%
| 30.23% | 70.11% | 61.45%
| 30.24% | 70.11% | 61.45%
| 30.24% | 70.11% | 61.45%
| 30.25% | 70.11% | 61.45%
| 30.26% | 70.1% | 61.44%
| 30.26% | 70.1% | 61.44%
| 30.27% | 70.1% | 61.44%
| 30.27% | 70.1% | 61.44%
| 30.28% | 70.1% | 61.44%
| 30.28% | 70.1% | 61.43%
| 30.29% | 70.1% | 61.43%
| 30.3% | 70.1% | 61.43%
| 30.3% | 70.1% | 61.43%
| 30.31% | 70.1% | 61.43%
| 30.31% | 70.1% | 61.42%
| 30.32% | 70.1% | 61.42%
| 30.32% | 70.09% | 61.42%
| 30.33% | 70.09% | 61.42%
| 30.34% | 70.09% | 61.42%
| 30.34% | 70.09% | 61.42%
| 30.35% | 70.09% | 61.42%
| 30.35% | 70.09% | 61.42%
| 30.36% | 70.09% | 61.41%
| 30.36% | 70.08% | 61.41%
| 30.37% | 70.08% | 61.41%
| 30.38% | 70.08% | 61.41%
| 30.38% | 70.08% | 61.41%
| 30.39% | 70.08% | 61.4%
| 30.39% | 70.08% | 61.4%
| 30.4% | 70.08% | 61.4%
| 30.4% | 70.08% | 61.4%
| 30.41% | 70.08% | 61.4%
| 30.42% | 70.08% | 61.4%
| 30.42% | 70.08% | 61.4%
| 30.43% | 70.08% | 61.4%
| 30.43% | 70.07% | 61.39%
| 30.44% | 70.07% | 61.39%
| 30.44% | 70.07% | 61.39%
| 30.45% | 70.07% | 61.39%
| 30.46% | 70.07% | 61.39%
| 30.46% | 70.07% | 61.39%
| 30.47% | 70.06% | 61.39%
| 30.47% | 70.06% | 61.39%
| 30.48% | 70.06% | 61.39%
| 30.48% | 70.06% | 61.38%
| 30.49% | 70.06% | 61.38%
| 30.5% | 70.06% | 61.38%
| 30.5% | 70.06% | 61.38%
| 30.51% | 70.06% | 61.37%
| 30.51% | 70.06% | 61.37%
| 30.52% | 70.06% | 61.37%
| 30.52% | 70.05% | 61.37%
| 30.53% | 70.05% | 61.37%
| 30.54% | 70.05% | 61.37%
| 30.54% | 70.05% | 61.37%
| 30.55% | 70.05% | 61.37%
| 30.55% | 70.05% | 61.36%
| 30.56% | 70.03% | 61.36%
| 30.56% | 70.03% | 61.36%
| 30.57% | 70.03% | 61.36%
| 30.58% | 70.03% | 61.35%
| 30.58% | 70.03% | 61.35%
| 30.59% | 70.03% | 61.35%
| 30.59% | 70.03% | 61.35%
| 30.6% | 70.03% | 61.35%
| 30.6% | 70.03% | 61.35%
| 30.61% | 70.03% | 61.35%
| 30.62% | 70.03% | 61.34%
| 30.62% | 70.02% | 61.34%
| 30.63% | 70.02% | 61.34%
| 30.63% | 70.02% | 61.34%
| 30.64% | 70.02% | 61.34%
| 30.64% | 70.02% | 61.33%
| 30.65% | 70.02% | 61.33%
| 30.66% | 70.02% | 61.33%
| 30.66% | 70.01% | 61.33%
| 30.67% | 70.01% | 61.33%
| 30.67% | 70.01% | 61.33%
| 30.68% | 70.01% | 61.33%
| 30.68% | 70.01% | 61.32%
| 30.69% | 70.01% | 61.32%
| 30.7% | 70.01% | 61.32%
| 30.7% | 70.01% | 61.32%
| 30.71% | 70.01% | 61.32%
| 30.71% | 70% | 61.32%
| 30.72% | 70% | 61.32%
| 30.72% | 70% | 61.32%
| 30.73% | 70% | 61.32%
| 30.74% | 70% | 61.32%
| 30.74% | 70% | 61.32%
| 30.75% | 70% | 61.31%
| 30.75% | 70% | 61.31%
| 30.76% | 70% | 61.31%
| 30.76% | 70% | 61.31%
| 30.77% | 70% | 61.31%
| 30.78% | 70% | 61.3%
| 30.78% | 70% | 61.3%
| 30.79% | 70% | 61.3%
| 30.79% | 70% | 61.3%
| 30.8% | 70% | 61.3%
| 30.8% | 70% | 61.3%
| 30.81% | 69.99% | 61.3%
| 30.82% | 69.99% | 61.29%
| 30.82% | 69.99% | 61.29%
| 30.83% | 69.99% | 61.29%
| 30.83% | 69.98% | 61.29%
| 30.84% | 69.98% | 61.29%
| 30.84% | 69.98% | 61.29%
| 30.85% | 69.98% | 61.28%
| 30.86% | 69.98% | 61.28%
| 30.86% | 69.98% | 61.28%
| 30.87% | 69.98% | 61.28%
| 30.87% | 69.98% | 61.28%
| 30.88% | 69.97% | 61.28%
| 30.88% | 69.97% | 61.28%
| 30.89% | 69.97% | 61.27%
| 30.9% | 69.97% | 61.27%
| 30.9% | 69.97% | 61.27%
| 30.91% | 69.97% | 61.27%
| 30.91% | 69.96% | 61.26%
| 30.92% | 69.96% | 61.26%
| 30.92% | 69.96% | 61.26%
| 30.93% | 69.96% | 61.26%
| 30.94% | 69.96% | 61.26%
| 30.94% | 69.96% | 61.26%
| 30.95% | 69.95% | 61.26%
| 30.95% | 69.95% | 61.26%
| 30.96% | 69.95% | 61.26%
| 30.96% | 69.95% | 61.26%
| 30.97% | 69.95% | 61.26%
| 30.98% | 69.95% | 61.25%
| 30.98% | 69.95% | 61.25%
| 30.99% | 69.94% | 61.25%
| 30.99% | 69.94% | 61.25%
| 31% | 69.94% | 61.25%
| 31% | 69.94% | 61.25%
| 31.01% | 69.94% | 61.25%
| 31.02% | 69.93% | 61.25%
| 31.02% | 69.93% | 61.25%
| 31.03% | 69.93% | 61.24%
| 31.03% | 69.93% | 61.24%
| 31.04% | 69.93% | 61.24%
| 31.04% | 69.92% | 61.24%
| 31.05% | 69.92% | 61.24%
| 31.06% | 69.92% | 61.24%
| 31.06% | 69.92% | 61.23%
| 31.07% | 69.92% | 61.23%
| 31.07% | 69.91% | 61.23%
| 31.08% | 69.91% | 61.23%
| 31.08% | 69.91% | 61.23%
| 31.09% | 69.91% | 61.22%
| 31.1% | 69.9% | 61.22%
| 31.1% | 69.9% | 61.22%
| 31.11% | 69.9% | 61.22%
| 31.11% | 69.9% | 61.22%
| 31.12% | 69.9% | 61.21%
| 31.12% | 69.89% | 61.21%
| 31.13% | 69.89% | 61.21%
| 31.14% | 69.89% | 61.21%
| 31.14% | 69.89% | 61.21%
| 31.15% | 69.89% | 61.2%
| 31.15% | 69.88% | 61.2%
| 31.16% | 69.88% | 61.2%
| 31.16% | 69.88% | 61.2%
| 31.17% | 69.88% | 61.2%
| 31.18% | 69.88% | 61.2%
| 31.18% | 69.88% | 61.2%
| 31.19% | 69.88% | 61.19%
| 31.19% | 69.88% | 61.19%
| 31.2% | 69.88% | 61.19%
| 31.2% | 69.88% | 61.19%
| 31.21% | 69.88% | 61.19%
| 31.22% | 69.88% | 61.19%
| 31.22% | 69.88% | 61.19%
| 31.23% | 69.88% | 61.19%
| 31.23% | 69.87% | 61.18%
| 31.24% | 69.87% | 61.18%
| 31.24% | 69.87% | 61.18%
| 31.25% | 69.87% | 61.18%
| 31.26% | 69.87% | 61.18%
| 31.26% | 69.87% | 61.18%
| 31.27% | 69.87% | 61.18%
| 31.27% | 69.87% | 61.18%
| 31.28% | 69.86% | 61.17%
| 31.28% | 69.86% | 61.17%
| 31.29% | 69.86% | 61.17%
| 31.3% | 69.86% | 61.17%
| 31.3% | 69.86% | 61.17%
| 31.31% | 69.86% | 61.17%
| 31.31% | 69.86% | 61.17%
| 31.32% | 69.86% | 61.17%
| 31.32% | 69.86% | 61.17%
| 31.33% | 69.86% | 61.17%
| 31.34% | 69.86% | 61.16%
| 31.34% | 69.86% | 61.16%
| 31.35% | 69.86% | 61.16%
| 31.35% | 69.85% | 61.16%
| 31.36% | 69.85% | 61.16%
| 31.36% | 69.85% | 61.16%
| 31.37% | 69.85% | 61.16%
| 31.38% | 69.85% | 61.16%
| 31.38% | 69.85% | 61.16%
| 31.39% | 69.85% | 61.15%
| 31.39% | 69.85% | 61.15%
| 31.4% | 69.85% | 61.15%
| 31.4% | 69.85% | 61.15%
| 31.41% | 69.85% | 61.15%
| 31.42% | 69.85% | 61.15%
| 31.42% | 69.85% | 61.15%
| 31.43% | 69.85% | 61.15%
| 31.43% | 69.84% | 61.15%
| 31.44% | 69.84% | 61.14%
| 31.44% | 69.84% | 61.14%
| 31.45% | 69.84% | 61.14%
| 31.46% | 69.84% | 61.14%
| 31.46% | 69.84% | 61.14%
| 31.47% | 69.84% | 61.14%
| 31.47% | 69.84% | 61.13%
| 31.48% | 69.84% | 61.13%
| 31.48% | 69.83% | 61.13%
| 31.49% | 69.83% | 61.13%
| 31.5% | 69.83% | 61.13%
| 31.5% | 69.82% | 61.13%
| 31.51% | 69.82% | 61.13%
| 31.51% | 69.82% | 61.13%
| 31.52% | 69.82% | 61.13%
| 31.52% | 69.82% | 61.13%
| 31.53% | 69.82% | 61.12%
| 31.54% | 69.82% | 61.12%
| 31.54% | 69.81% | 61.12%
| 31.55% | 69.81% | 61.12%
| 31.55% | 69.81% | 61.12%
| 31.56% | 69.81% | 61.12%
| 31.56% | 69.81% | 61.12%
| 31.57% | 69.81% | 61.12%
| 31.58% | 69.8% | 61.11%
| 31.58% | 69.8% | 61.11%
| 31.59% | 69.8% | 61.11%
| 31.59% | 69.8% | 61.1%
| 31.6% | 69.8% | 61.1%
| 31.6% | 69.8% | 61.1%
| 31.61% | 69.79% | 61.1%
| 31.62% | 69.79% | 61.1%
| 31.62% | 69.79% | 61.1%
| 31.63% | 69.79% | 61.1%
| 31.63% | 69.79% | 61.1%
| 31.64% | 69.79% | 61.09%
| 31.64% | 69.79% | 61.09%
| 31.65% | 69.79% | 61.09%
| 31.66% | 69.78% | 61.09%
| 31.66% | 69.78% | 61.09%
| 31.67% | 69.78% | 61.09%
| 31.67% | 69.78% | 61.09%
| 31.68% | 69.78% | 61.08%
| 31.68% | 69.77% | 61.08%
| 31.69% | 69.77% | 61.08%
| 31.7% | 69.77% | 61.08%
| 31.7% | 69.77% | 61.08%
| 31.71% | 69.77% | 61.08%
| 31.71% | 69.77% | 61.07%
| 31.72% | 69.76% | 61.07%
| 31.72% | 69.76% | 61.07%
| 31.73% | 69.76% | 61.07%
| 31.74% | 69.76% | 61.07%
| 31.74% | 69.76% | 61.07%
| 31.75% | 69.76% | 61.07%
| 31.75% | 69.76% | 61.07%
| 31.76% | 69.76% | 61.07%
| 31.76% | 69.76% | 61.06%
| 31.77% | 69.76% | 61.06%
| 31.78% | 69.76% | 61.06%
| 31.78% | 69.76% | 61.06%
| 31.79% | 69.76% | 61.06%
| 31.79% | 69.76% | 61.06%
| 31.8% | 69.75% | 61.06%
| 31.8% | 69.75% | 61.05%
| 31.81% | 69.75% | 61.05%
| 31.82% | 69.75% | 61.05%
| 31.82% | 69.74% | 61.05%
| 31.83% | 69.74% | 61.05%
| 31.83% | 69.74% | 61.05%
| 31.84% | 69.74% | 61.05%
| 31.84% | 69.74% | 61.05%
| 31.85% | 69.74% | 61.04%
| 31.86% | 69.74% | 61.04%
| 31.86% | 69.74% | 61.04%
| 31.87% | 69.73% | 61.03%
| 31.87% | 69.73% | 61.03%
| 31.88% | 69.73% | 61.03%
| 31.88% | 69.73% | 61.03%
| 31.89% | 69.73% | 61.03%
| 31.9% | 69.73% | 61.03%
| 31.9% | 69.73% | 61.03%
| 31.91% | 69.72% | 61.03%
| 31.91% | 69.72% | 61.03%
| 31.92% | 69.72% | 61.03%
| 31.92% | 69.72% | 61.03%
| 31.93% | 69.72% | 61.02%
| 31.94% | 69.72% | 61.02%
| 31.94% | 69.72% | 61.02%
| 31.95% | 69.72% | 61.02%
| 31.95% | 69.72% | 61.02%
| 31.96% | 69.72% | 61.01%
| 31.96% | 69.71% | 61.01%
| 31.97% | 69.71% | 61.01%
| 31.98% | 69.71% | 61%
| 31.98% | 69.71% | 61%
| 31.99% | 69.71% | 61%
| 31.99% | 69.71% | 60.99%
| 32% | 69.71% | 60.99%
| 32% | 69.71% | 60.99%
| 32.01% | 69.7% | 60.98%
| 32.02% | 69.7% | 60.98%
| 32.02% | 69.69% | 60.98%
| 32.03% | 69.69% | 60.98%
| 32.03% | 69.69% | 60.98%
| 32.04% | 69.69% | 60.98%
| 32.04% | 69.68% | 60.97%
| 32.05% | 69.68% | 60.97%
| 32.06% | 69.68% | 60.97%
| 32.06% | 69.68% | 60.97%
| 32.07% | 69.68% | 60.97%
| 32.07% | 69.68% | 60.97%
| 32.08% | 69.68% | 60.97%
| 32.08% | 69.68% | 60.96%
| 32.09% | 69.68% | 60.96%
| 32.1% | 69.67% | 60.96%
| 32.1% | 69.67% | 60.96%
| 32.11% | 69.67% | 60.96%
| 32.11% | 69.67% | 60.96%
| 32.12% | 69.67% | 60.96%
| 32.12% | 69.67% | 60.96%
| 32.13% | 69.66% | 60.95%
| 32.14% | 69.66% | 60.95%
| 32.14% | 69.66% | 60.95%
| 32.15% | 69.66% | 60.95%
| 32.15% | 69.66% | 60.95%
| 32.16% | 69.66% | 60.95%
| 32.16% | 69.66% | 60.95%
| 32.17% | 69.66% | 60.95%
| 32.18% | 69.66% | 60.95%
| 32.18% | 69.66% | 60.95%
| 32.19% | 69.65% | 60.94%
| 32.19% | 69.65% | 60.94%
| 32.2% | 69.65% | 60.94%
| 32.2% | 69.65% | 60.94%
| 32.21% | 69.65% | 60.94%
| 32.22% | 69.65% | 60.94%
| 32.22% | 69.65% | 60.94%
| 32.23% | 69.65% | 60.94%
| 32.23% | 69.65% | 60.94%
| 32.24% | 69.65% | 60.94%
| 32.24% | 69.65% | 60.94%
| 32.25% | 69.64% | 60.93%
| 32.26% | 69.64% | 60.93%
| 32.26% | 69.64% | 60.93%
| 32.27% | 69.64% | 60.93%
| 32.27% | 69.64% | 60.93%
| 32.28% | 69.64% | 60.93%
| 32.28% | 69.63% | 60.93%
| 32.29% | 69.63% | 60.93%
| 32.3% | 69.63% | 60.93%
| 32.3% | 69.63% | 60.92%
| 32.31% | 69.63% | 60.92%
| 32.31% | 69.62% | 60.92%
| 32.32% | 69.62% | 60.92%
| 32.32% | 69.62% | 60.92%
| 32.33% | 69.62% | 60.92%
| 32.34% | 69.62% | 60.91%
| 32.34% | 69.62% | 60.91%
| 32.35% | 69.62% | 60.91%
| 32.35% | 69.62% | 60.91%
| 32.36% | 69.62% | 60.9%
| 32.36% | 69.62% | 60.9%
| 32.37% | 69.61% | 60.9%
| 32.38% | 69.61% | 60.9%
| 32.38% | 69.61% | 60.9%
| 32.39% | 69.61% | 60.89%
| 32.39% | 69.61% | 60.89%
| 32.4% | 69.61% | 60.89%
| 32.4% | 69.61% | 60.89%
| 32.41% | 69.61% | 60.89%
| 32.42% | 69.61% | 60.89%
| 32.42% | 69.61% | 60.89%
| 32.43% | 69.61% | 60.89%
| 32.43% | 69.6% | 60.88%
| 32.44% | 69.6% | 60.88%
| 32.44% | 69.6% | 60.88%
| 32.45% | 69.6% | 60.88%
| 32.46% | 69.6% | 60.88%
| 32.46% | 69.6% | 60.87%
| 32.47% | 69.6% | 60.87%
| 32.47% | 69.6% | 60.87%
| 32.48% | 69.6% | 60.87%
| 32.48% | 69.59% | 60.87%
| 32.49% | 69.59% | 60.87%
| 32.5% | 69.59% | 60.86%
| 32.5% | 69.59% | 60.86%
| 32.51% | 69.59% | 60.86%
| 32.51% | 69.59% | 60.86%
| 32.52% | 69.59% | 60.86%
| 32.52% | 69.58% | 60.85%
| 32.53% | 69.58% | 60.85%
| 32.54% | 69.58% | 60.85%
| 32.54% | 69.58% | 60.85%
| 32.55% | 69.58% | 60.85%
| 32.55% | 69.58% | 60.85%
| 32.56% | 69.58% | 60.85%
| 32.56% | 69.58% | 60.85%
| 32.57% | 69.58% | 60.85%
| 32.58% | 69.58% | 60.85%
| 32.58% | 69.58% | 60.84%
| 32.59% | 69.57% | 60.84%
| 32.59% | 69.57% | 60.84%
| 32.6% | 69.57% | 60.84%
| 32.6% | 69.57% | 60.84%
| 32.61% | 69.57% | 60.84%
| 32.62% | 69.57% | 60.84%
| 32.62% | 69.57% | 60.84%
| 32.63% | 69.57% | 60.84%
| 32.63% | 69.57% | 60.84%
| 32.64% | 69.57% | 60.83%
| 32.64% | 69.57% | 60.83%
| 32.65% | 69.56% | 60.83%
| 32.66% | 69.56% | 60.83%
| 32.66% | 69.56% | 60.83%
| 32.67% | 69.56% | 60.83%
| 32.67% | 69.56% | 60.83%
| 32.68% | 69.56% | 60.82%
| 32.68% | 69.56% | 60.82%
| 32.69% | 69.56% | 60.82%
| 32.7% | 69.56% | 60.82%
| 32.7% | 69.56% | 60.82%
| 32.71% | 69.55% | 60.82%
| 32.71% | 69.55% | 60.82%
| 32.72% | 69.55% | 60.81%
| 32.72% | 69.55% | 60.81%
| 32.73% | 69.55% | 60.81%
| 32.74% | 69.54% | 60.81%
| 32.74% | 69.54% | 60.8%
| 32.75% | 69.54% | 60.8%
| 32.75% | 69.54% | 60.8%
| 32.76% | 69.54% | 60.8%
| 32.76% | 69.54% | 60.8%
| 32.77% | 69.53% | 60.8%
| 32.78% | 69.53% | 60.8%
| 32.78% | 69.53% | 60.79%
| 32.79% | 69.53% | 60.79%
| 32.79% | 69.53% | 60.79%
| 32.8% | 69.52% | 60.79%
| 32.8% | 69.52% | 60.79%
| 32.81% | 69.52% | 60.79%
| 32.82% | 69.52% | 60.78%
| 32.82% | 69.52% | 60.78%
| 32.83% | 69.52% | 60.78%
| 32.83% | 69.52% | 60.78%
| 32.84% | 69.52% | 60.78%
| 32.84% | 69.52% | 60.78%
| 32.85% | 69.51% | 60.77%
| 32.86% | 69.51% | 60.77%
| 32.86% | 69.51% | 60.77%
| 32.87% | 69.51% | 60.77%
| 32.87% | 69.51% | 60.77%
| 32.88% | 69.51% | 60.76%
| 32.88% | 69.51% | 60.76%
| 32.89% | 69.51% | 60.76%
| 32.9% | 69.51% | 60.76%
| 32.9% | 69.51% | 60.76%
| 32.91% | 69.5% | 60.76%
| 32.91% | 69.5% | 60.76%
| 32.92% | 69.5% | 60.76%
| 32.92% | 69.5% | 60.75%
| 32.93% | 69.5% | 60.75%
| 32.94% | 69.5% | 60.75%
| 32.94% | 69.5% | 60.75%
| 32.95% | 69.5% | 60.74%
| 32.95% | 69.5% | 60.74%
| 32.96% | 69.49% | 60.74%
| 32.96% | 69.49% | 60.74%
| 32.97% | 69.49% | 60.74%
| 32.98% | 69.49% | 60.74%
| 32.98% | 69.49% | 60.73%
| 32.99% | 69.49% | 60.73%
| 32.99% | 69.49% | 60.73%
| 33% | 69.49% | 60.72%
| 33% | 69.49% | 60.72%
| 33.01% | 69.48% | 60.72%
| 33.02% | 69.48% | 60.72%
| 33.02% | 69.48% | 60.72%
| 33.03% | 69.48% | 60.72%
| 33.03% | 69.48% | 60.72%
| 33.04% | 69.48% | 60.72%
| 33.04% | 69.48% | 60.71%
| 33.05% | 69.48% | 60.71%
| 33.06% | 69.48% | 60.71%
| 33.06% | 69.48% | 60.71%
| 33.07% | 69.47% | 60.71%
| 33.07% | 69.47% | 60.71%
| 33.08% | 69.47% | 60.7%
| 33.08% | 69.47% | 60.7%
| 33.09% | 69.47% | 60.7%
| 33.1% | 69.47% | 60.7%
| 33.1% | 69.47% | 60.7%
| 33.11% | 69.47% | 60.7%
| 33.11% | 69.47% | 60.7%
| 33.12% | 69.47% | 60.7%
| 33.12% | 69.47% | 60.7%
| 33.13% | 69.47% | 60.7%
| 33.14% | 69.46% | 60.7%
| 33.14% | 69.46% | 60.7%
| 33.15% | 69.46% | 60.69%
| 33.15% | 69.46% | 60.69%
| 33.16% | 69.46% | 60.69%
| 33.16% | 69.46% | 60.69%
| 33.17% | 69.45% | 60.69%
| 33.18% | 69.45% | 60.69%
| 33.18% | 69.45% | 60.69%
| 33.19% | 69.45% | 60.68%
| 33.19% | 69.45% | 60.68%
| 33.2% | 69.45% | 60.68%
| 33.2% | 69.45% | 60.68%
| 33.21% | 69.45% | 60.67%
| 33.22% | 69.45% | 60.67%
| 33.22% | 69.45% | 60.67%
| 33.23% | 69.44% | 60.67%
| 33.23% | 69.44% | 60.67%
| 33.24% | 69.44% | 60.67%
| 33.24% | 69.44% | 60.67%
| 33.25% | 69.44% | 60.67%
| 33.26% | 69.43% | 60.67%
| 33.26% | 69.43% | 60.67%
| 33.27% | 69.43% | 60.66%
| 33.27% | 69.43% | 60.66%
| 33.28% | 69.43% | 60.65%
| 33.28% | 69.43% | 60.65%
| 33.29% | 69.43% | 60.65%
| 33.3% | 69.42% | 60.65%
| 33.3% | 69.42% | 60.64%
| 33.31% | 69.42% | 60.64%
| 33.31% | 69.42% | 60.64%
| 33.32% | 69.42% | 60.63%
| 33.32% | 69.42% | 60.63%
| 33.33% | 69.42% | 60.63%
| 33.34% | 69.42% | 60.63%
| 33.34% | 69.41% | 60.63%
| 33.35% | 69.41% | 60.62%
| 33.35% | 69.41% | 60.62%
| 33.36% | 69.41% | 60.62%
| 33.36% | 69.41% | 60.62%
| 33.37% | 69.41% | 60.62%
| 33.38% | 69.41% | 60.62%
| 33.38% | 69.41% | 60.62%
| 33.39% | 69.41% | 60.62%
| 33.39% | 69.41% | 60.62%
| 33.4% | 69.4% | 60.62%
| 33.4% | 69.4% | 60.61%
| 33.41% | 69.4% | 60.61%
| 33.42% | 69.4% | 60.61%
| 33.42% | 69.4% | 60.61%
| 33.43% | 69.4% | 60.61%
| 33.43% | 69.39% | 60.61%
| 33.44% | 69.39% | 60.61%
| 33.44% | 69.39% | 60.61%
| 33.45% | 69.39% | 60.6%
| 33.46% | 69.39% | 60.6%
| 33.46% | 69.39% | 60.6%
| 33.47% | 69.39% | 60.6%
| 33.47% | 69.38% | 60.6%
| 33.48% | 69.38% | 60.6%
| 33.48% | 69.38% | 60.6%
| 33.49% | 69.38% | 60.6%
| 33.5% | 69.38% | 60.59%
| 33.5% | 69.37% | 60.59%
| 33.51% | 69.37% | 60.59%
| 33.51% | 69.37% | 60.59%
| 33.52% | 69.37% | 60.58%
| 33.52% | 69.37% | 60.58%
| 33.53% | 69.37% | 60.58%
| 33.54% | 69.37% | 60.58%
| 33.54% | 69.37% | 60.58%
| 33.55% | 69.37% | 60.58%
| 33.55% | 69.36% | 60.58%
| 33.56% | 69.35% | 60.58%
| 33.56% | 69.35% | 60.58%
| 33.57% | 69.35% | 60.58%
| 33.58% | 69.35% | 60.57%
| 33.58% | 69.35% | 60.57%
| 33.59% | 69.35% | 60.57%
| 33.59% | 69.35% | 60.57%
| 33.6% | 69.35% | 60.57%
| 33.6% | 69.35% | 60.57%
| 33.61% | 69.35% | 60.57%
| 33.62% | 69.34% | 60.57%
| 33.62% | 69.34% | 60.57%
| 33.63% | 69.34% | 60.56%
| 33.63% | 69.34% | 60.56%
| 33.64% | 69.34% | 60.56%
| 33.64% | 69.34% | 60.56%
| 33.65% | 69.34% | 60.55%
| 33.66% | 69.34% | 60.55%
| 33.66% | 69.34% | 60.55%
| 33.67% | 69.33% | 60.54%
| 33.67% | 69.33% | 60.54%
| 33.68% | 69.33% | 60.54%
| 33.68% | 69.33% | 60.54%
| 33.69% | 69.33% | 60.54%
| 33.7% | 69.33% | 60.54%
| 33.7% | 69.33% | 60.54%
| 33.71% | 69.33% | 60.53%
| 33.71% | 69.32% | 60.53%
| 33.72% | 69.32% | 60.53%
| 33.72% | 69.32% | 60.53%
| 33.73% | 69.32% | 60.53%
| 33.74% | 69.32% | 60.53%
| 33.74% | 69.32% | 60.52%
| 33.75% | 69.32% | 60.52%
| 33.75% | 69.32% | 60.52%
| 33.76% | 69.32% | 60.52%
| 33.76% | 69.32% | 60.52%
| 33.77% | 69.32% | 60.51%
| 33.78% | 69.32% | 60.51%
| 33.78% | 69.32% | 60.51%
| 33.79% | 69.31% | 60.51%
| 33.79% | 69.31% | 60.51%
| 33.8% | 69.31% | 60.51%
| 33.8% | 69.31% | 60.51%
| 33.81% | 69.31% | 60.5%
| 33.82% | 69.31% | 60.49%
| 33.82% | 69.31% | 60.49%
| 33.83% | 69.3% | 60.49%
| 33.83% | 69.3% | 60.49%
| 33.84% | 69.3% | 60.49%
| 33.84% | 69.3% | 60.48%
| 33.85% | 69.3% | 60.48%
| 33.86% | 69.3% | 60.48%
| 33.86% | 69.3% | 60.48%
| 33.87% | 69.3% | 60.48%
| 33.87% | 69.3% | 60.47%
| 33.88% | 69.3% | 60.47%
| 33.88% | 69.29% | 60.47%
| 33.89% | 69.29% | 60.47%
| 33.9% | 69.29% | 60.47%
| 33.9% | 69.29% | 60.47%
| 33.91% | 69.29% | 60.46%
| 33.91% | 69.29% | 60.46%
| 33.92% | 69.28% | 60.46%
| 33.92% | 69.28% | 60.46%
| 33.93% | 69.28% | 60.46%
| 33.94% | 69.28% | 60.46%
| 33.94% | 69.27% | 60.46%
| 33.95% | 69.27% | 60.45%
| 33.95% | 69.27% | 60.45%
| 33.96% | 69.27% | 60.45%
| 33.96% | 69.27% | 60.45%
| 33.97% | 69.26% | 60.45%
| 33.98% | 69.26% | 60.45%
| 33.98% | 69.26% | 60.45%
| 33.99% | 69.26% | 60.45%
| 33.99% | 69.26% | 60.45%
| 34% | 69.26% | 60.45%
| 34% | 69.25% | 60.44%
| 34.01% | 69.25% | 60.44%
| 34.02% | 69.25% | 60.44%
| 34.02% | 69.25% | 60.44%
| 34.03% | 69.25% | 60.44%
| 34.03% | 69.25% | 60.44%
| 34.04% | 69.25% | 60.43%
| 34.04% | 69.25% | 60.43%
| 34.05% | 69.24% | 60.43%
| 34.06% | 69.24% | 60.43%
| 34.06% | 69.24% | 60.43%
| 34.07% | 69.24% | 60.42%
| 34.07% | 69.24% | 60.42%
| 34.08% | 69.24% | 60.42%
| 34.08% | 69.24% | 60.42%
| 34.09% | 69.24% | 60.42%
| 34.1% | 69.24% | 60.42%
| 34.1% | 69.24% | 60.42%
| 34.11% | 69.24% | 60.41%
| 34.11% | 69.24% | 60.41%
| 34.12% | 69.24% | 60.41%
| 34.12% | 69.23% | 60.41%
| 34.13% | 69.23% | 60.4%
| 34.14% | 69.23% | 60.4%
| 34.14% | 69.23% | 60.4%
| 34.15% | 69.23% | 60.4%
| 34.15% | 69.23% | 60.4%
| 34.16% | 69.23% | 60.4%
| 34.16% | 69.23% | 60.39%
| 34.17% | 69.22% | 60.39%
| 34.18% | 69.22% | 60.39%
| 34.18% | 69.22% | 60.39%
| 34.19% | 69.22% | 60.38%
| 34.19% | 69.22% | 60.38%
| 34.2% | 69.21% | 60.38%
| 34.2% | 69.21% | 60.38%
| 34.21% | 69.21% | 60.37%
| 34.22% | 69.21% | 60.37%
| 34.22% | 69.21% | 60.37%
| 34.23% | 69.21% | 60.37%
| 34.23% | 69.2% | 60.37%
| 34.24% | 69.19% | 60.36%
| 34.24% | 69.19% | 60.36%
| 34.25% | 69.19% | 60.36%
| 34.26% | 69.18% | 60.36%
| 34.26% | 69.18% | 60.36%
| 34.27% | 69.18% | 60.36%
| 34.27% | 69.18% | 60.35%
| 34.28% | 69.18% | 60.35%
| 34.28% | 69.18% | 60.35%
| 34.29% | 69.18% | 60.35%
| 34.3% | 69.18% | 60.35%
| 34.3% | 69.18% | 60.35%
| 34.31% | 69.17% | 60.35%
| 34.31% | 69.17% | 60.35%
| 34.32% | 69.17% | 60.35%
| 34.32% | 69.17% | 60.35%
| 34.33% | 69.17% | 60.35%
| 34.34% | 69.16% | 60.35%
| 34.34% | 69.16% | 60.34%
| 34.35% | 69.16% | 60.34%
| 34.35% | 69.16% | 60.34%
| 34.36% | 69.16% | 60.34%
| 34.36% | 69.16% | 60.34%
| 34.37% | 69.16% | 60.34%
| 34.38% | 69.16% | 60.34%
| 34.38% | 69.16% | 60.33%
| 34.39% | 69.15% | 60.33%
| 34.39% | 69.15% | 60.33%
| 34.4% | 69.15% | 60.33%
| 34.4% | 69.15% | 60.33%
| 34.41% | 69.15% | 60.33%
| 34.41% | 69.14% | 60.32%
| 34.42% | 69.14% | 60.32%
| 34.43% | 69.14% | 60.32%
| 34.43% | 69.14% | 60.32%
| 34.44% | 69.14% | 60.32%
| 34.44% | 69.14% | 60.32%
| 34.45% | 69.14% | 60.32%
| 34.45% | 69.14% | 60.31%
| 34.46% | 69.14% | 60.31%
| 34.47% | 69.14% | 60.31%
| 34.47% | 69.14% | 60.31%
| 34.48% | 69.13% | 60.31%
| 34.48% | 69.13% | 60.31%
| 34.49% | 69.13% | 60.31%
| 34.49% | 69.13% | 60.3%
| 34.5% | 69.13% | 60.3%
| 34.51% | 69.13% | 60.3%
| 34.51% | 69.13% | 60.3%
| 34.52% | 69.13% | 60.3%
| 34.52% | 69.13% | 60.29%
| 34.53% | 69.12% | 60.29%
| 34.53% | 69.12% | 60.29%
| 34.54% | 69.12% | 60.29%
| 34.55% | 69.12% | 60.29%
| 34.55% | 69.12% | 60.29%
| 34.56% | 69.11% | 60.29%
| 34.56% | 69.11% | 60.29%
| 34.57% | 69.11% | 60.29%
| 34.57% | 69.11% | 60.29%
| 34.58% | 69.11% | 60.29%
| 34.59% | 69.11% | 60.28%
| 34.59% | 69.11% | 60.28%
| 34.6% | 69.11% | 60.28%
| 34.6% | 69.11% | 60.28%
| 34.61% | 69.11% | 60.27%
| 34.61% | 69.11% | 60.27%
| 34.62% | 69.11% | 60.27%
| 34.63% | 69.11% | 60.27%
| 34.63% | 69.1% | 60.27%
| 34.64% | 69.1% | 60.27%
| 34.64% | 69.1% | 60.27%
| 34.65% | 69.1% | 60.26%
| 34.65% | 69.1% | 60.26%
| 34.66% | 69.1% | 60.26%
| 34.67% | 69.1% | 60.25%
| 34.67% | 69.1% | 60.25%
| 34.68% | 69.09% | 60.25%
| 34.68% | 69.09% | 60.25%
| 34.69% | 69.09% | 60.25%
| 34.69% | 69.09% | 60.25%
| 34.7% | 69.09% | 60.24%
| 34.71% | 69.08% | 60.24%
| 34.71% | 69.08% | 60.24%
| 34.72% | 69.08% | 60.23%
| 34.72% | 69.08% | 60.23%
| 34.73% | 69.08% | 60.23%
| 34.73% | 69.08% | 60.23%
| 34.74% | 69.08% | 60.23%
| 34.75% | 69.07% | 60.23%
| 34.75% | 69.07% | 60.23%
| 34.76% | 69.07% | 60.22%
| 34.76% | 69.07% | 60.22%
| 34.77% | 69.07% | 60.22%
| 34.77% | 69.07% | 60.22%
| 34.78% | 69.07% | 60.22%
| 34.79% | 69.07% | 60.22%
| 34.79% | 69.07% | 60.22%
| 34.8% | 69.07% | 60.22%
| 34.8% | 69.07% | 60.22%
| 34.81% | 69.07% | 60.22%
| 34.81% | 69.06% | 60.22%
| 34.82% | 69.06% | 60.22%
| 34.83% | 69.06% | 60.22%
| 34.83% | 69.06% | 60.22%
| 34.84% | 69.06% | 60.22%
| 34.84% | 69.06% | 60.21%
| 34.85% | 69.06% | 60.21%
| 34.85% | 69.06% | 60.21%
| 34.86% | 69.05% | 60.21%
| 34.87% | 69.05% | 60.21%
| 34.87% | 69.05% | 60.21%
| 34.88% | 69.05% | 60.21%
| 34.88% | 69.05% | 60.21%
| 34.89% | 69.05% | 60.21%
| 34.89% | 69.05% | 60.2%
| 34.9% | 69.05% | 60.2%
| 34.91% | 69.05% | 60.2%
| 34.91% | 69.05% | 60.2%
| 34.92% | 69.05% | 60.2%
| 34.92% | 69.05% | 60.2%
| 34.93% | 69.04% | 60.2%
| 34.93% | 69.04% | 60.2%
| 34.94% | 69.04% | 60.2%
| 34.95% | 69.03% | 60.2%
| 34.95% | 69.03% | 60.2%
| 34.96% | 69.03% | 60.19%
| 34.96% | 69.03% | 60.19%
| 34.97% | 69.03% | 60.19%
| 34.97% | 69.03% | 60.19%
| 34.98% | 69.03% | 60.19%
| 34.99% | 69.02% | 60.19%
| 34.99% | 69.02% | 60.18%
| 35% | 69.02% | 60.18%
| 35% | 69.02% | 60.18%
| 35.01% | 69.02% | 60.18%
| 35.01% | 69.02% | 60.18%
| 35.02% | 69.02% | 60.18%
| 35.03% | 69.02% | 60.18%
| 35.03% | 69.02% | 60.18%
| 35.04% | 69.02% | 60.17%
| 35.04% | 69.02% | 60.17%
| 35.05% | 69.02% | 60.17%
| 35.05% | 69.02% | 60.17%
| 35.06% | 69.01% | 60.17%
| 35.07% | 69.01% | 60.17%
| 35.07% | 69.01% | 60.17%
| 35.08% | 69.01% | 60.17%
| 35.08% | 69.01% | 60.17%
| 35.09% | 69.01% | 60.16%
| 35.09% | 69.01% | 60.16%
| 35.1% | 69.01% | 60.16%
| 35.11% | 69.01% | 60.16%
| 35.11% | 69.01% | 60.16%
| 35.12% | 69% | 60.16%
| 35.12% | 69% | 60.16%
| 35.13% | 69% | 60.15%
| 35.13% | 69% | 60.15%
| 35.14% | 69% | 60.15%
| 35.15% | 69% | 60.15%
| 35.15% | 69% | 60.15%
| 35.16% | 69% | 60.15%
| 35.16% | 69% | 60.15%
| 35.17% | 69% | 60.14%
| 35.17% | 68.99% | 60.14%
| 35.18% | 68.99% | 60.14%
| 35.19% | 68.99% | 60.14%
| 35.19% | 68.99% | 60.14%
| 35.2% | 68.99% | 60.14%
| 35.2% | 68.98% | 60.13%
| 35.21% | 68.98% | 60.13%
| 35.21% | 68.98% | 60.12%
| 35.22% | 68.98% | 60.12%
| 35.23% | 68.98% | 60.12%
| 35.23% | 68.98% | 60.12%
| 35.24% | 68.98% | 60.12%
| 35.24% | 68.97% | 60.12%
| 35.25% | 68.97% | 60.12%
| 35.25% | 68.97% | 60.12%
| 35.26% | 68.97% | 60.12%
| 35.27% | 68.97% | 60.12%
| 35.27% | 68.97% | 60.12%
| 35.28% | 68.97% | 60.11%
| 35.28% | 68.96% | 60.11%
| 35.29% | 68.96% | 60.11%
| 35.29% | 68.96% | 60.11%
| 35.3% | 68.96% | 60.11%
| 35.31% | 68.96% | 60.11%
| 35.31% | 68.96% | 60.11%
| 35.32% | 68.96% | 60.1%
| 35.32% | 68.96% | 60.1%
| 35.33% | 68.96% | 60.1%
| 35.33% | 68.96% | 60.1%
| 35.34% | 68.96% | 60.1%
| 35.35% | 68.96% | 60.1%
| 35.35% | 68.96% | 60.1%
| 35.36% | 68.95% | 60.1%
| 35.36% | 68.95% | 60.09%
| 35.37% | 68.95% | 60.09%
| 35.37% | 68.95% | 60.09%
| 35.38% | 68.95% | 60.09%
| 35.39% | 68.95% | 60.09%
| 35.39% | 68.95% | 60.08%
| 35.4% | 68.95% | 60.08%
| 35.4% | 68.95% | 60.08%
| 35.41% | 68.95% | 60.08%
| 35.41% | 68.95% | 60.08%
| 35.42% | 68.95% | 60.08%
| 35.43% | 68.94% | 60.07%
| 35.43% | 68.94% | 60.07%
| 35.44% | 68.94% | 60.07%
| 35.44% | 68.94% | 60.07%
| 35.45% | 68.94% | 60.06%
| 35.45% | 68.93% | 60.06%
| 35.46% | 68.93% | 60.06%
| 35.47% | 68.93% | 60.06%
| 35.47% | 68.93% | 60.06%
| 35.48% | 68.93% | 60.06%
| 35.48% | 68.93% | 60.06%
| 35.49% | 68.93% | 60.06%
| 35.49% | 68.93% | 60.06%
| 35.5% | 68.93% | 60.06%
| 35.51% | 68.92% | 60.06%
| 35.51% | 68.92% | 60.06%
| 35.52% | 68.92% | 60.05%
| 35.52% | 68.92% | 60.05%
| 35.53% | 68.92% | 60.05%
| 35.53% | 68.92% | 60.05%
| 35.54% | 68.92% | 60.05%
| 35.55% | 68.92% | 60.05%
| 35.55% | 68.92% | 60.05%
| 35.56% | 68.92% | 60.05%
| 35.56% | 68.92% | 60.05%
| 35.57% | 68.91% | 60.05%
| 35.57% | 68.91% | 60.05%
| 35.58% | 68.91% | 60.04%
| 35.59% | 68.91% | 60.04%
| 35.59% | 68.91% | 60.04%
| 35.6% | 68.91% | 60.04%
| 35.6% | 68.91% | 60.04%
| 35.61% | 68.9% | 60.04%
| 35.61% | 68.9% | 60.04%
| 35.62% | 68.9% | 60.04%
| 35.63% | 68.9% | 60.04%
| 35.63% | 68.9% | 60.04%
| 35.64% | 68.9% | 60.04%
| 35.64% | 68.9% | 60.03%
| 35.65% | 68.9% | 60.03%
| 35.65% | 68.9% | 60.03%
| 35.66% | 68.9% | 60.03%
| 35.67% | 68.9% | 60.03%
| 35.67% | 68.89% | 60.03%
| 35.68% | 68.89% | 60.02%
| 35.68% | 68.89% | 60.02%
| 35.69% | 68.89% | 60.02%
| 35.69% | 68.89% | 60.02%
| 35.7% | 68.89% | 60.02%
| 35.71% | 68.89% | 60.01%
| 35.71% | 68.89% | 60.01%
| 35.72% | 68.89% | 60.01%
| 35.72% | 68.89% | 60.01%
| 35.73% | 68.89% | 60.01%
| 35.73% | 68.88% | 60.01%
| 35.74% | 68.88% | 60.01%
| 35.75% | 68.88% | 60.01%
| 35.75% | 68.88% | 60.01%
| 35.76% | 68.88% | 60.01%
| 35.76% | 68.88% | 60.01%
| 35.77% | 68.88% | 60%
| 35.77% | 68.87% | 60%
| 35.78% | 68.87% | 60%
| 35.79% | 68.87% | 60%
| 35.79% | 68.87% | 60%
| 35.8% | 68.87% | 60%
| 35.8% | 68.87% | 60%
| 35.81% | 68.87% | 60%
| 35.81% | 68.87% | 59.99%
| 35.82% | 68.86% | 59.99%
| 35.83% | 68.86% | 59.99%
| 35.83% | 68.86% | 59.99%
| 35.84% | 68.86% | 59.99%
| 35.84% | 68.86% | 59.99%
| 35.85% | 68.86% | 59.99%
| 35.85% | 68.86% | 59.99%
| 35.86% | 68.86% | 59.98%
| 35.87% | 68.86% | 59.98%
| 35.87% | 68.86% | 59.98%
| 35.88% | 68.86% | 59.98%
| 35.88% | 68.86% | 59.98%
| 35.89% | 68.86% | 59.98%
| 35.89% | 68.86% | 59.98%
| 35.9% | 68.85% | 59.97%
| 35.91% | 68.85% | 59.97%
| 35.91% | 68.85% | 59.97%
| 35.92% | 68.85% | 59.97%
| 35.92% | 68.85% | 59.97%
| 35.93% | 68.85% | 59.97%
| 35.93% | 68.85% | 59.97%
| 35.94% | 68.84% | 59.97%
| 35.95% | 68.84% | 59.97%
| 35.95% | 68.84% | 59.97%
| 35.96% | 68.84% | 59.97%
| 35.96% | 68.84% | 59.97%
| 35.97% | 68.84% | 59.97%
| 35.97% | 68.84% | 59.96%
| 35.98% | 68.84% | 59.96%
| 35.99% | 68.83% | 59.96%
| 35.99% | 68.83% | 59.96%
| 36% | 68.83% | 59.96%
| 36% | 68.83% | 59.96%
| 36.01% | 68.83% | 59.96%
| 36.01% | 68.83% | 59.96%
| 36.02% | 68.83% | 59.96%
| 36.03% | 68.83% | 59.96%
| 36.03% | 68.83% | 59.95%
| 36.04% | 68.83% | 59.95%
| 36.04% | 68.83% | 59.95%
| 36.05% | 68.83% | 59.95%
| 36.05% | 68.83% | 59.95%
| 36.06% | 68.83% | 59.95%
| 36.07% | 68.82% | 59.95%
| 36.07% | 68.82% | 59.95%
| 36.08% | 68.82% | 59.94%
| 36.08% | 68.82% | 59.94%
| 36.09% | 68.82% | 59.94%
| 36.09% | 68.82% | 59.94%
| 36.1% | 68.82% | 59.93%
| 36.11% | 68.81% | 59.93%
| 36.11% | 68.81% | 59.93%
| 36.12% | 68.81% | 59.93%
| 36.12% | 68.81% | 59.93%
| 36.13% | 68.81% | 59.92%
| 36.13% | 68.8% | 59.92%
| 36.14% | 68.8% | 59.91%
| 36.15% | 68.8% | 59.91%
| 36.15% | 68.8% | 59.9%
| 36.16% | 68.8% | 59.9%
| 36.16% | 68.8% | 59.9%
| 36.17% | 68.8% | 59.9%
| 36.17% | 68.79% | 59.9%
| 36.18% | 68.79% | 59.9%
| 36.19% | 68.79% | 59.9%
| 36.19% | 68.79% | 59.9%
| 36.2% | 68.79% | 59.9%
| 36.2% | 68.79% | 59.9%
| 36.21% | 68.79% | 59.89%
| 36.21% | 68.78% | 59.89%
| 36.22% | 68.78% | 59.89%
| 36.23% | 68.78% | 59.89%
| 36.23% | 68.78% | 59.89%
| 36.24% | 68.78% | 59.89%
| 36.24% | 68.78% | 59.89%
| 36.25% | 68.78% | 59.88%
| 36.25% | 68.78% | 59.88%
| 36.26% | 68.78% | 59.88%
| 36.27% | 68.78% | 59.88%
| 36.27% | 68.78% | 59.88%
| 36.28% | 68.78% | 59.88%
| 36.28% | 68.77% | 59.88%
| 36.29% | 68.77% | 59.88%
| 36.29% | 68.77% | 59.87%
| 36.3% | 68.77% | 59.87%
| 36.31% | 68.77% | 59.87%
| 36.31% | 68.77% | 59.87%
| 36.32% | 68.77% | 59.87%
| 36.32% | 68.77% | 59.87%
| 36.33% | 68.76% | 59.87%
| 36.33% | 68.76% | 59.87%
| 36.34% | 68.76% | 59.87%
| 36.35% | 68.76% | 59.87%
| 36.35% | 68.76% | 59.87%
| 36.36% | 68.76% | 59.86%
| 36.36% | 68.75% | 59.86%
| 36.37% | 68.75% | 59.86%
| 36.37% | 68.75% | 59.86%
| 36.38% | 68.75% | 59.86%
| 36.39% | 68.75% | 59.86%
| 36.39% | 68.75% | 59.85%
| 36.4% | 68.75% | 59.85%
| 36.4% | 68.74% | 59.85%
| 36.41% | 68.74% | 59.85%
| 36.41% | 68.74% | 59.85%
| 36.42% | 68.74% | 59.85%
| 36.43% | 68.74% | 59.85%
| 36.43% | 68.74% | 59.84%
| 36.44% | 68.74% | 59.84%
| 36.44% | 68.74% | 59.84%
| 36.45% | 68.74% | 59.84%
| 36.45% | 68.74% | 59.83%
| 36.46% | 68.74% | 59.83%
| 36.47% | 68.74% | 59.83%
| 36.47% | 68.74% | 59.83%
| 36.48% | 68.73% | 59.83%
| 36.48% | 68.73% | 59.83%
| 36.49% | 68.73% | 59.82%
| 36.49% | 68.73% | 59.82%
| 36.5% | 68.73% | 59.82%
| 36.51% | 68.73% | 59.82%
| 36.51% | 68.73% | 59.82%
| 36.52% | 68.73% | 59.81%
| 36.52% | 68.73% | 59.81%
| 36.53% | 68.73% | 59.81%
| 36.53% | 68.73% | 59.81%
| 36.54% | 68.72% | 59.81%
| 36.55% | 68.72% | 59.8%
| 36.55% | 68.72% | 59.8%
| 36.56% | 68.72% | 59.8%
| 36.56% | 68.72% | 59.8%
| 36.57% | 68.72% | 59.8%
| 36.57% | 68.72% | 59.8%
| 36.58% | 68.71% | 59.8%
| 36.59% | 68.71% | 59.8%
| 36.59% | 68.71% | 59.79%
| 36.6% | 68.71% | 59.79%
| 36.6% | 68.71% | 59.79%
| 36.61% | 68.71% | 59.79%
| 36.61% | 68.7% | 59.79%
| 36.62% | 68.7% | 59.79%
| 36.63% | 68.7% | 59.79%
| 36.63% | 68.7% | 59.79%
| 36.64% | 68.7% | 59.78%
| 36.64% | 68.7% | 59.78%
| 36.65% | 68.7% | 59.78%
| 36.65% | 68.69% | 59.78%
| 36.66% | 68.69% | 59.78%
| 36.67% | 68.69% | 59.77%
| 36.67% | 68.69% | 59.77%
| 36.68% | 68.69% | 59.77%
| 36.68% | 68.69% | 59.77%
| 36.69% | 68.69% | 59.77%
| 36.69% | 68.69% | 59.77%
| 36.7% | 68.69% | 59.77%
| 36.71% | 68.69% | 59.77%
| 36.71% | 68.69% | 59.76%
| 36.72% | 68.69% | 59.76%
| 36.72% | 68.69% | 59.76%
| 36.73% | 68.68% | 59.76%
| 36.73% | 68.68% | 59.76%
| 36.74% | 68.68% | 59.76%
| 36.75% | 68.68% | 59.75%
| 36.75% | 68.68% | 59.75%
| 36.76% | 68.68% | 59.75%
| 36.76% | 68.68% | 59.75%
| 36.77% | 68.68% | 59.75%
| 36.77% | 68.67% | 59.75%
| 36.78% | 68.67% | 59.75%
| 36.79% | 68.67% | 59.75%
| 36.79% | 68.67% | 59.75%
| 36.8% | 68.67% | 59.75%
| 36.8% | 68.67% | 59.75%
| 36.81% | 68.67% | 59.75%
| 36.81% | 68.67% | 59.75%
| 36.82% | 68.67% | 59.75%
| 36.83% | 68.67% | 59.75%
| 36.83% | 68.67% | 59.75%
| 36.84% | 68.66% | 59.74%
| 36.84% | 68.66% | 59.74%
| 36.85% | 68.66% | 59.74%
| 36.85% | 68.66% | 59.74%
| 36.86% | 68.66% | 59.74%
| 36.87% | 68.66% | 59.74%
| 36.87% | 68.65% | 59.74%
| 36.88% | 68.65% | 59.74%
| 36.88% | 68.65% | 59.74%
| 36.89% | 68.65% | 59.74%
| 36.89% | 68.65% | 59.74%
| 36.9% | 68.64% | 59.74%
| 36.91% | 68.64% | 59.73%
| 36.91% | 68.64% | 59.73%
| 36.92% | 68.64% | 59.73%
| 36.92% | 68.64% | 59.73%
| 36.93% | 68.64% | 59.73%
| 36.93% | 68.63% | 59.73%
| 36.94% | 68.63% | 59.72%
| 36.95% | 68.63% | 59.72%
| 36.95% | 68.63% | 59.72%
| 36.96% | 68.63% | 59.72%
| 36.96% | 68.63% | 59.72%
| 36.97% | 68.63% | 59.72%
| 36.97% | 68.62% | 59.72%
| 36.98% | 68.62% | 59.72%
| 36.99% | 68.62% | 59.72%
| 36.99% | 68.62% | 59.72%
| 37% | 68.62% | 59.72%
| 37% | 68.62% | 59.71%
| 37.01% | 68.62% | 59.71%
| 37.01% | 68.62% | 59.71%
| 37.02% | 68.62% | 59.71%
| 37.03% | 68.61% | 59.71%
| 37.03% | 68.61% | 59.71%
| 37.04% | 68.61% | 59.71%
| 37.04% | 68.61% | 59.71%
| 37.05% | 68.61% | 59.71%
| 37.05% | 68.61% | 59.7%
| 37.06% | 68.61% | 59.7%
| 37.07% | 68.61% | 59.7%
| 37.07% | 68.61% | 59.7%
| 37.08% | 68.61% | 59.7%
| 37.08% | 68.6% | 59.7%
| 37.09% | 68.6% | 59.7%
| 37.09% | 68.6% | 59.7%
| 37.1% | 68.6% | 59.69%
| 37.11% | 68.6% | 59.69%
| 37.11% | 68.6% | 59.69%
| 37.12% | 68.6% | 59.69%
| 37.12% | 68.6% | 59.69%
| 37.13% | 68.6% | 59.69%
| 37.13% | 68.59% | 59.69%
| 37.14% | 68.59% | 59.69%
| 37.15% | 68.59% | 59.69%
| 37.15% | 68.59% | 59.68%
| 37.16% | 68.59% | 59.68%
| 37.16% | 68.59% | 59.68%
| 37.17% | 68.59% | 59.68%
| 37.17% | 68.59% | 59.68%
| 37.18% | 68.59% | 59.67%
| 37.19% | 68.59% | 59.67%
| 37.19% | 68.59% | 59.67%
| 37.2% | 68.58% | 59.67%
| 37.2% | 68.58% | 59.67%
| 37.21% | 68.58% | 59.67%
| 37.21% | 68.58% | 59.67%
| 37.22% | 68.58% | 59.66%
| 37.23% | 68.58% | 59.66%
| 37.23% | 68.58% | 59.66%
| 37.24% | 68.58% | 59.66%
| 37.24% | 68.58% | 59.66%
| 37.25% | 68.57% | 59.66%
| 37.25% | 68.57% | 59.66%
| 37.26% | 68.57% | 59.65%
| 37.27% | 68.57% | 59.65%
| 37.27% | 68.57% | 59.65%
| 37.28% | 68.57% | 59.64%
| 37.28% | 68.56% | 59.64%
| 37.29% | 68.56% | 59.64%
| 37.29% | 68.56% | 59.64%
| 37.3% | 68.56% | 59.64%
| 37.31% | 68.56% | 59.64%
| 37.31% | 68.56% | 59.64%
| 37.32% | 68.56% | 59.63%
| 37.32% | 68.56% | 59.63%
| 37.33% | 68.55% | 59.63%
| 37.33% | 68.55% | 59.63%
| 37.34% | 68.55% | 59.63%
| 37.35% | 68.55% | 59.63%
| 37.35% | 68.55% | 59.63%
| 37.36% | 68.55% | 59.63%
| 37.36% | 68.55% | 59.62%
| 37.37% | 68.55% | 59.62%
| 37.37% | 68.55% | 59.62%
| 37.38% | 68.54% | 59.62%
| 37.39% | 68.54% | 59.62%
| 37.39% | 68.54% | 59.62%
| 37.4% | 68.54% | 59.61%
| 37.4% | 68.54% | 59.61%
| 37.41% | 68.54% | 59.61%
| 37.41% | 68.54% | 59.61%
| 37.42% | 68.53% | 59.61%
| 37.43% | 68.53% | 59.6%
| 37.43% | 68.53% | 59.6%
| 37.44% | 68.53% | 59.6%
| 37.44% | 68.53% | 59.6%
| 37.45% | 68.53% | 59.6%
| 37.45% | 68.53% | 59.6%
| 37.46% | 68.52% | 59.6%
| 37.47% | 68.52% | 59.6%
| 37.47% | 68.52% | 59.6%
| 37.48% | 68.52% | 59.6%
| 37.48% | 68.52% | 59.6%
| 37.49% | 68.52% | 59.6%
| 37.49% | 68.52% | 59.6%
| 37.5% | 68.52% | 59.6%
| 37.51% | 68.51% | 59.6%
| 37.51% | 68.51% | 59.59%
| 37.52% | 68.51% | 59.59%
| 37.52% | 68.51% | 59.59%
| 37.53% | 68.51% | 59.59%
| 37.53% | 68.51% | 59.59%
| 37.54% | 68.5% | 59.59%
| 37.55% | 68.5% | 59.59%
| 37.55% | 68.5% | 59.59%
| 37.56% | 68.5% | 59.58%
| 37.56% | 68.5% | 59.58%
| 37.57% | 68.5% | 59.58%
| 37.57% | 68.5% | 59.58%
| 37.58% | 68.49% | 59.58%
| 37.59% | 68.49% | 59.58%
| 37.59% | 68.49% | 59.58%
| 37.6% | 68.49% | 59.58%
| 37.6% | 68.49% | 59.58%
| 37.61% | 68.49% | 59.58%
| 37.61% | 68.49% | 59.58%
| 37.62% | 68.49% | 59.58%
| 37.63% | 68.49% | 59.58%
| 37.63% | 68.49% | 59.57%
| 37.64% | 68.49% | 59.57%
| 37.64% | 68.48% | 59.57%
| 37.65% | 68.48% | 59.57%
| 37.65% | 68.48% | 59.57%
| 37.66% | 68.48% | 59.56%
| 37.67% | 68.48% | 59.56%
| 37.67% | 68.48% | 59.56%
| 37.68% | 68.48% | 59.56%
| 37.68% | 68.48% | 59.56%
| 37.69% | 68.48% | 59.56%
| 37.69% | 68.47% | 59.56%
| 37.7% | 68.47% | 59.56%
| 37.71% | 68.47% | 59.56%
| 37.71% | 68.47% | 59.56%
| 37.72% | 68.47% | 59.56%
| 37.72% | 68.47% | 59.55%
| 37.73% | 68.47% | 59.55%
| 37.73% | 68.47% | 59.55%
| 37.74% | 68.47% | 59.55%
| 37.75% | 68.47% | 59.55%
| 37.75% | 68.47% | 59.55%
| 37.76% | 68.47% | 59.55%
| 37.76% | 68.46% | 59.55%
| 37.77% | 68.46% | 59.55%
| 37.77% | 68.46% | 59.54%
| 37.78% | 68.46% | 59.54%
| 37.79% | 68.46% | 59.54%
| 37.79% | 68.46% | 59.54%
| 37.8% | 68.46% | 59.54%
| 37.8% | 68.45% | 59.53%
| 37.81% | 68.45% | 59.53%
| 37.81% | 68.45% | 59.53%
| 37.82% | 68.45% | 59.53%
| 37.83% | 68.45% | 59.53%
| 37.83% | 68.45% | 59.53%
| 37.84% | 68.45% | 59.53%
| 37.84% | 68.44% | 59.53%
| 37.85% | 68.44% | 59.53%
| 37.85% | 68.44% | 59.52%
| 37.86% | 68.44% | 59.52%
| 37.87% | 68.44% | 59.52%
| 37.87% | 68.44% | 59.52%
| 37.88% | 68.44% | 59.52%
| 37.88% | 68.44% | 59.51%
| 37.89% | 68.43% | 59.51%
| 37.89% | 68.43% | 59.51%
| 37.9% | 68.43% | 59.51%
| 37.91% | 68.43% | 59.5%
| 37.91% | 68.43% | 59.5%
| 37.92% | 68.43% | 59.5%
| 37.92% | 68.43% | 59.5%
| 37.93% | 68.43% | 59.49%
| 37.93% | 68.43% | 59.49%
| 37.94% | 68.42% | 59.49%
| 37.95% | 68.42% | 59.49%
| 37.95% | 68.42% | 59.49%
| 37.96% | 68.42% | 59.48%
| 37.96% | 68.42% | 59.48%
| 37.97% | 68.42% | 59.48%
| 37.97% | 68.42% | 59.48%
| 37.98% | 68.41% | 59.48%
| 37.99% | 68.41% | 59.48%
| 37.99% | 68.41% | 59.48%
| 38% | 68.41% | 59.48%
| 38% | 68.41% | 59.48%
| 38.01% | 68.41% | 59.48%
| 38.01% | 68.41% | 59.48%
| 38.02% | 68.41% | 59.48%
| 38.03% | 68.41% | 59.48%
| 38.03% | 68.4% | 59.47%
| 38.04% | 68.4% | 59.47%
| 38.04% | 68.4% | 59.47%
| 38.05% | 68.39% | 59.47%
| 38.05% | 68.39% | 59.47%
| 38.06% | 68.39% | 59.46%
| 38.07% | 68.39% | 59.46%
| 38.07% | 68.39% | 59.46%
| 38.08% | 68.39% | 59.46%
| 38.08% | 68.39% | 59.46%
| 38.09% | 68.39% | 59.46%
| 38.09% | 68.38% | 59.46%
| 38.1% | 68.38% | 59.46%
| 38.11% | 68.38% | 59.46%
| 38.11% | 68.38% | 59.45%
| 38.12% | 68.38% | 59.45%
| 38.12% | 68.38% | 59.45%
| 38.13% | 68.37% | 59.45%
| 38.13% | 68.37% | 59.45%
| 38.14% | 68.37% | 59.45%
| 38.15% | 68.37% | 59.45%
| 38.15% | 68.37% | 59.45%
| 38.16% | 68.37% | 59.45%
| 38.16% | 68.37% | 59.45%
| 38.17% | 68.37% | 59.45%
| 38.17% | 68.37% | 59.45%
| 38.18% | 68.37% | 59.44%
| 38.19% | 68.37% | 59.44%
| 38.19% | 68.36% | 59.44%
| 38.2% | 68.36% | 59.44%
| 38.2% | 68.36% | 59.44%
| 38.21% | 68.36% | 59.44%
| 38.21% | 68.36% | 59.44%
| 38.22% | 68.36% | 59.44%
| 38.23% | 68.36% | 59.44%
| 38.23% | 68.35% | 59.44%
| 38.24% | 68.35% | 59.43%
| 38.24% | 68.35% | 59.43%
| 38.25% | 68.35% | 59.43%
| 38.25% | 68.35% | 59.43%
| 38.26% | 68.35% | 59.43%
| 38.27% | 68.35% | 59.43%
| 38.27% | 68.35% | 59.43%
| 38.28% | 68.35% | 59.43%
| 38.28% | 68.34% | 59.43%
| 38.29% | 68.34% | 59.43%
| 38.29% | 68.34% | 59.42%
| 38.3% | 68.34% | 59.42%
| 38.31% | 68.33% | 59.42%
| 38.31% | 68.32% | 59.42%
| 38.32% | 68.32% | 59.42%
| 38.32% | 68.32% | 59.42%
| 38.33% | 68.32% | 59.42%
| 38.33% | 68.32% | 59.42%
| 38.34% | 68.32% | 59.41%
| 38.35% | 68.31% | 59.41%
| 38.35% | 68.31% | 59.41%
| 38.36% | 68.31% | 59.41%
| 38.36% | 68.31% | 59.4%
| 38.37% | 68.31% | 59.4%
| 38.37% | 68.31% | 59.4%
| 38.38% | 68.31% | 59.4%
| 38.39% | 68.31% | 59.39%
| 38.39% | 68.31% | 59.39%
| 38.4% | 68.31% | 59.39%
| 38.4% | 68.31% | 59.39%
| 38.41% | 68.3% | 59.39%
| 38.41% | 68.3% | 59.39%
| 38.42% | 68.3% | 59.39%
| 38.43% | 68.3% | 59.39%
| 38.43% | 68.3% | 59.38%
| 38.44% | 68.3% | 59.38%
| 38.44% | 68.3% | 59.37%
| 38.45% | 68.3% | 59.37%
| 38.45% | 68.3% | 59.37%
| 38.46% | 68.29% | 59.37%
| 38.47% | 68.29% | 59.37%
| 38.47% | 68.29% | 59.37%
| 38.48% | 68.29% | 59.37%
| 38.48% | 68.29% | 59.37%
| 38.49% | 68.29% | 59.37%
| 38.49% | 68.29% | 59.37%
| 38.5% | 68.28% | 59.37%
| 38.51% | 68.28% | 59.37%
| 38.51% | 68.28% | 59.37%
| 38.52% | 68.28% | 59.37%
| 38.52% | 68.28% | 59.37%
| 38.53% | 68.28% | 59.37%
| 38.53% | 68.28% | 59.37%
| 38.54% | 68.27% | 59.36%
| 38.55% | 68.27% | 59.36%
| 38.55% | 68.27% | 59.35%
| 38.56% | 68.27% | 59.35%
| 38.56% | 68.27% | 59.35%
| 38.57% | 68.27% | 59.35%
| 38.57% | 68.27% | 59.35%
| 38.58% | 68.27% | 59.34%
| 38.59% | 68.27% | 59.34%
| 38.59% | 68.26% | 59.34%
| 38.6% | 68.26% | 59.34%
| 38.6% | 68.26% | 59.34%
| 38.61% | 68.26% | 59.34%
| 38.61% | 68.26% | 59.33%
| 38.62% | 68.26% | 59.33%
| 38.63% | 68.25% | 59.33%
| 38.63% | 68.25% | 59.33%
| 38.64% | 68.25% | 59.33%
| 38.64% | 68.25% | 59.33%
| 38.65% | 68.25% | 59.33%
| 38.65% | 68.25% | 59.33%
| 38.66% | 68.25% | 59.32%
| 38.67% | 68.25% | 59.32%
| 38.67% | 68.25% | 59.32%
| 38.68% | 68.25% | 59.32%
| 38.68% | 68.25% | 59.32%
| 38.69% | 68.24% | 59.32%
| 38.69% | 68.24% | 59.32%
| 38.7% | 68.24% | 59.32%
| 38.71% | 68.24% | 59.31%
| 38.71% | 68.24% | 59.31%
| 38.72% | 68.24% | 59.31%
| 38.72% | 68.24% | 59.31%
| 38.73% | 68.24% | 59.31%
| 38.73% | 68.24% | 59.31%
| 38.74% | 68.24% | 59.31%
| 38.75% | 68.24% | 59.31%
| 38.75% | 68.23% | 59.31%
| 38.76% | 68.23% | 59.31%
| 38.76% | 68.23% | 59.31%
| 38.77% | 68.23% | 59.3%
| 38.77% | 68.23% | 59.3%
| 38.78% | 68.22% | 59.3%
| 38.79% | 68.22% | 59.3%
| 38.79% | 68.22% | 59.3%
| 38.8% | 68.22% | 59.3%
| 38.8% | 68.22% | 59.3%
| 38.81% | 68.22% | 59.3%
| 38.81% | 68.21% | 59.3%
| 38.82% | 68.21% | 59.3%
| 38.83% | 68.21% | 59.3%
| 38.83% | 68.21% | 59.29%
| 38.84% | 68.21% | 59.29%
| 38.84% | 68.21% | 59.29%
| 38.85% | 68.21% | 59.29%
| 38.85% | 68.21% | 59.29%
| 38.86% | 68.21% | 59.29%
| 38.87% | 68.21% | 59.29%
| 38.87% | 68.2% | 59.28%
| 38.88% | 68.2% | 59.28%
| 38.88% | 68.2% | 59.28%
| 38.89% | 68.2% | 59.28%
| 38.89% | 68.2% | 59.28%
| 38.9% | 68.2% | 59.28%
| 38.91% | 68.2% | 59.28%
| 38.91% | 68.19% | 59.27%
| 38.92% | 68.19% | 59.27%
| 38.92% | 68.19% | 59.27%
| 38.93% | 68.19% | 59.27%
| 38.93% | 68.19% | 59.26%
| 38.94% | 68.19% | 59.26%
| 38.95% | 68.19% | 59.26%
| 38.95% | 68.19% | 59.26%
| 38.96% | 68.19% | 59.26%
| 38.96% | 68.18% | 59.26%
| 38.97% | 68.18% | 59.26%
| 38.97% | 68.18% | 59.25%
| 38.98% | 68.18% | 59.25%
| 38.99% | 68.18% | 59.25%
| 38.99% | 68.18% | 59.25%
| 39% | 68.18% | 59.25%
| 39% | 68.18% | 59.25%
| 39.01% | 68.18% | 59.25%
| 39.01% | 68.17% | 59.25%
| 39.02% | 68.17% | 59.25%
| 39.03% | 68.17% | 59.25%
| 39.03% | 68.17% | 59.24%
| 39.04% | 68.17% | 59.24%
| 39.04% | 68.17% | 59.24%
| 39.05% | 68.17% | 59.24%
| 39.05% | 68.16% | 59.24%
| 39.06% | 68.16% | 59.24%
| 39.07% | 68.16% | 59.24%
| 39.07% | 68.14% | 59.23%
| 39.08% | 68.14% | 59.23%
| 39.08% | 68.14% | 59.23%
| 39.09% | 68.14% | 59.23%
| 39.09% | 68.14% | 59.23%
| 39.1% | 68.14% | 59.23%
| 39.11% | 68.13% | 59.23%
| 39.11% | 68.13% | 59.23%
| 39.12% | 68.13% | 59.23%
| 39.12% | 68.13% | 59.23%
| 39.13% | 68.13% | 59.22%
| 39.13% | 68.13% | 59.22%
| 39.14% | 68.12% | 59.22%
| 39.15% | 68.12% | 59.22%
| 39.15% | 68.12% | 59.22%
| 39.16% | 68.12% | 59.22%
| 39.16% | 68.12% | 59.22%
| 39.17% | 68.12% | 59.22%
| 39.17% | 68.12% | 59.21%
| 39.18% | 68.12% | 59.21%
| 39.19% | 68.11% | 59.21%
| 39.19% | 68.11% | 59.21%
| 39.2% | 68.11% | 59.21%
| 39.2% | 68.11% | 59.21%
| 39.21% | 68.11% | 59.21%
| 39.21% | 68.11% | 59.21%
| 39.22% | 68.11% | 59.2%
| 39.23% | 68.1% | 59.2%
| 39.23% | 68.1% | 59.2%
| 39.24% | 68.1% | 59.2%
| 39.24% | 68.1% | 59.19%
| 39.25% | 68.1% | 59.19%
| 39.25% | 68.1% | 59.19%
| 39.26% | 68.1% | 59.19%
| 39.27% | 68.1% | 59.19%
| 39.27% | 68.09% | 59.19%
| 39.28% | 68.09% | 59.19%
| 39.28% | 68.09% | 59.19%
| 39.29% | 68.09% | 59.19%
| 39.29% | 68.09% | 59.19%
| 39.3% | 68.09% | 59.18%
| 39.31% | 68.08% | 59.18%
| 39.31% | 68.08% | 59.18%
| 39.32% | 68.08% | 59.18%
| 39.32% | 68.07% | 59.18%
| 39.33% | 68.07% | 59.17%
| 39.33% | 68.07% | 59.17%
| 39.34% | 68.07% | 59.17%
| 39.35% | 68.07% | 59.17%
| 39.35% | 68.07% | 59.17%
| 39.36% | 68.07% | 59.17%
| 39.36% | 68.06% | 59.17%
| 39.37% | 68.06% | 59.17%
| 39.37% | 68.06% | 59.17%
| 39.38% | 68.06% | 59.17%
| 39.39% | 68.06% | 59.16%
| 39.39% | 68.05% | 59.16%
| 39.4% | 68.05% | 59.16%
| 39.4% | 68.05% | 59.15%
| 39.41% | 68.05% | 59.15%
| 39.41% | 68.05% | 59.15%
| 39.42% | 68.05% | 59.15%
| 39.43% | 68.05% | 59.14%
| 39.43% | 68.05% | 59.14%
| 39.44% | 68.05% | 59.14%
| 39.44% | 68.05% | 59.14%
| 39.45% | 68.04% | 59.14%
| 39.45% | 68.04% | 59.14%
| 39.46% | 68.04% | 59.14%
| 39.47% | 68.04% | 59.14%
| 39.47% | 68.03% | 59.14%
| 39.48% | 68.03% | 59.13%
| 39.48% | 68.03% | 59.13%
| 39.49% | 68.03% | 59.13%
| 39.49% | 68.03% | 59.13%
| 39.5% | 68.03% | 59.13%
| 39.51% | 68.03% | 59.13%
| 39.51% | 68.02% | 59.13%
| 39.52% | 68.02% | 59.13%
| 39.52% | 68.02% | 59.13%
| 39.53% | 68.02% | 59.13%
| 39.53% | 68.02% | 59.13%
| 39.54% | 68.02% | 59.13%
| 39.55% | 68.02% | 59.12%
| 39.55% | 68.02% | 59.12%
| 39.56% | 68.02% | 59.12%
| 39.56% | 68.02% | 59.12%
| 39.57% | 68.01% | 59.12%
| 39.57% | 68.01% | 59.12%
| 39.58% | 68.01% | 59.12%
| 39.59% | 68.01% | 59.12%
| 39.59% | 68.01% | 59.12%
| 39.6% | 68.01% | 59.11%
| 39.6% | 68.01% | 59.11%
| 39.61% | 68% | 59.11%
| 39.61% | 67.99% | 59.11%
| 39.62% | 67.99% | 59.11%
| 39.63% | 67.99% | 59.11%
| 39.63% | 67.99% | 59.11%
| 39.64% | 67.99% | 59.1%
| 39.64% | 67.99% | 59.1%
| 39.65% | 67.99% | 59.1%
| 39.65% | 67.99% | 59.1%
| 39.66% | 67.98% | 59.1%
| 39.67% | 67.98% | 59.1%
| 39.67% | 67.98% | 59.1%
| 39.68% | 67.98% | 59.1%
| 39.68% | 67.98% | 59.09%
| 39.69% | 67.98% | 59.09%
| 39.69% | 67.98% | 59.09%
| 39.7% | 67.97% | 59.09%
| 39.71% | 67.97% | 59.09%
| 39.71% | 67.97% | 59.09%
| 39.72% | 67.97% | 59.09%
| 39.72% | 67.97% | 59.09%
| 39.73% | 67.97% | 59.08%
| 39.73% | 67.97% | 59.08%
| 39.74% | 67.97% | 59.08%
| 39.75% | 67.97% | 59.08%
| 39.75% | 67.97% | 59.08%
| 39.76% | 67.97% | 59.08%
| 39.76% | 67.96% | 59.08%
| 39.77% | 67.96% | 59.08%
| 39.77% | 67.96% | 59.08%
| 39.78% | 67.96% | 59.07%
| 39.79% | 67.96% | 59.07%
| 39.79% | 67.96% | 59.07%
| 39.8% | 67.96% | 59.07%
| 39.8% | 67.96% | 59.07%
| 39.81% | 67.95% | 59.07%
| 39.81% | 67.95% | 59.07%
| 39.82% | 67.95% | 59.06%
| 39.83% | 67.95% | 59.06%
| 39.83% | 67.95% | 59.06%
| 39.84% | 67.94% | 59.06%
| 39.84% | 67.94% | 59.06%
| 39.85% | 67.94% | 59.06%
| 39.85% | 67.94% | 59.06%
| 39.86% | 67.94% | 59.06%
| 39.87% | 67.94% | 59.05%
| 39.87% | 67.93% | 59.05%
| 39.88% | 67.93% | 59.05%
| 39.88% | 67.93% | 59.05%
| 39.89% | 67.93% | 59.05%
| 39.89% | 67.93% | 59.05%
| 39.9% | 67.92% | 59.05%
| 39.91% | 67.92% | 59.05%
| 39.91% | 67.92% | 59.05%
| 39.92% | 67.92% | 59.04%
| 39.92% | 67.92% | 59.04%
| 39.93% | 67.92% | 59.04%
| 39.93% | 67.91% | 59.04%
| 39.94% | 67.91% | 59.04%
| 39.95% | 67.91% | 59.04%
| 39.95% | 67.91% | 59.04%
| 39.96% | 67.91% | 59.04%
| 39.96% | 67.91% | 59.04%
| 39.97% | 67.91% | 59.03%
| 39.97% | 67.91% | 59.03%
| 39.98% | 67.91% | 59.03%
| 39.99% | 67.91% | 59.03%
| 39.99% | 67.91% | 59.03%
| 40% | 67.9% | 59.03%
| 40% | 67.9% | 59.02%
| 40.01% | 67.9% | 59.02%
| 40.01% | 67.9% | 59.02%
| 40.02% | 67.9% | 59.02%
| 40.03% | 67.9% | 59.02%
| 40.03% | 67.9% | 59.02%
| 40.04% | 67.89% | 59.02%
| 40.04% | 67.89% | 59.01%
| 40.05% | 67.89% | 59.01%
| 40.05% | 67.89% | 59.01%
| 40.06% | 67.89% | 59.01%
| 40.07% | 67.88% | 59.01%
| 40.07% | 67.88% | 59.01%
| 40.08% | 67.88% | 59.01%
| 40.08% | 67.88% | 59.01%
| 40.09% | 67.88% | 59%
| 40.09% | 67.88% | 59%
| 40.1% | 67.87% | 59%
| 40.11% | 67.87% | 58.99%
| 40.11% | 67.87% | 58.99%
| 40.12% | 67.87% | 58.99%
| 40.12% | 67.87% | 58.99%
| 40.13% | 67.87% | 58.99%
| 40.13% | 67.87% | 58.99%
| 40.14% | 67.87% | 58.99%
| 40.15% | 67.87% | 58.98%
| 40.15% | 67.86% | 58.98%
| 40.16% | 67.86% | 58.98%
| 40.16% | 67.86% | 58.98%
| 40.17% | 67.86% | 58.98%
| 40.17% | 67.85% | 58.98%
| 40.18% | 67.85% | 58.98%
| 40.19% | 67.85% | 58.98%
| 40.19% | 67.85% | 58.98%
| 40.2% | 67.85% | 58.97%
| 40.2% | 67.84% | 58.97%
| 40.21% | 67.84% | 58.97%
| 40.21% | 67.84% | 58.97%
| 40.22% | 67.84% | 58.97%
| 40.23% | 67.83% | 58.97%
| 40.23% | 67.83% | 58.97%
| 40.24% | 67.83% | 58.97%
| 40.24% | 67.83% | 58.96%
| 40.25% | 67.83% | 58.96%
| 40.25% | 67.83% | 58.96%
| 40.26% | 67.83% | 58.96%
| 40.27% | 67.83% | 58.95%
| 40.27% | 67.82% | 58.95%
| 40.28% | 67.82% | 58.95%
| 40.28% | 67.82% | 58.95%
| 40.29% | 67.82% | 58.94%
| 40.29% | 67.82% | 58.94%
| 40.3% | 67.82% | 58.94%
| 40.31% | 67.82% | 58.94%
| 40.31% | 67.81% | 58.94%
| 40.32% | 67.81% | 58.94%
| 40.32% | 67.81% | 58.93%
| 40.33% | 67.81% | 58.93%
| 40.33% | 67.81% | 58.93%
| 40.34% | 67.81% | 58.93%
| 40.35% | 67.81% | 58.93%
| 40.35% | 67.8% | 58.93%
| 40.36% | 67.8% | 58.93%
| 40.36% | 67.8% | 58.93%
| 40.37% | 67.8% | 58.93%
| 40.37% | 67.79% | 58.92%
| 40.38% | 67.79% | 58.92%
| 40.39% | 67.78% | 58.92%
| 40.39% | 67.78% | 58.92%
| 40.4% | 67.78% | 58.92%
| 40.4% | 67.78% | 58.92%
| 40.41% | 67.78% | 58.91%
| 40.41% | 67.78% | 58.91%
| 40.42% | 67.78% | 58.91%
| 40.43% | 67.78% | 58.9%
| 40.43% | 67.77% | 58.9%
| 40.44% | 67.77% | 58.9%
| 40.44% | 67.77% | 58.89%
| 40.45% | 67.77% | 58.89%
| 40.45% | 67.77% | 58.89%
| 40.46% | 67.77% | 58.89%
| 40.47% | 67.77% | 58.89%
| 40.47% | 67.77% | 58.89%
| 40.48% | 67.76% | 58.89%
| 40.48% | 67.76% | 58.89%
| 40.49% | 67.76% | 58.88%
| 40.49% | 67.76% | 58.88%
| 40.5% | 67.76% | 58.88%
| 40.51% | 67.76% | 58.88%
| 40.51% | 67.76% | 58.88%
| 40.52% | 67.75% | 58.88%
| 40.52% | 67.75% | 58.88%
| 40.53% | 67.75% | 58.88%
| 40.53% | 67.75% | 58.88%
| 40.54% | 67.75% | 58.87%
| 40.55% | 67.75% | 58.87%
| 40.55% | 67.75% | 58.87%
| 40.56% | 67.75% | 58.87%
| 40.56% | 67.74% | 58.87%
| 40.57% | 67.74% | 58.87%
| 40.57% | 67.74% | 58.87%
| 40.58% | 67.74% | 58.87%
| 40.59% | 67.74% | 58.87%
| 40.59% | 67.74% | 58.87%
| 40.6% | 67.74% | 58.86%
| 40.6% | 67.74% | 58.86%
| 40.61% | 67.73% | 58.86%
| 40.61% | 67.73% | 58.86%
| 40.62% | 67.73% | 58.86%
| 40.62% | 67.73% | 58.86%
| 40.63% | 67.72% | 58.86%
| 40.64% | 67.72% | 58.86%
| 40.64% | 67.72% | 58.85%
| 40.65% | 67.72% | 58.85%
| 40.65% | 67.72% | 58.85%
| 40.66% | 67.72% | 58.85%
| 40.66% | 67.72% | 58.85%
| 40.67% | 67.72% | 58.85%
| 40.68% | 67.72% | 58.85%
| 40.68% | 67.72% | 58.85%
| 40.69% | 67.72% | 58.85%
| 40.69% | 67.71% | 58.85%
| 40.7% | 67.71% | 58.85%
| 40.7% | 67.71% | 58.84%
| 40.71% | 67.71% | 58.84%
| 40.72% | 67.7% | 58.84%
| 40.72% | 67.7% | 58.84%
| 40.73% | 67.7% | 58.84%
| 40.73% | 67.7% | 58.84%
| 40.74% | 67.7% | 58.83%
| 40.74% | 67.69% | 58.83%
| 40.75% | 67.69% | 58.83%
| 40.76% | 67.69% | 58.83%
| 40.76% | 67.69% | 58.83%
| 40.77% | 67.69% | 58.83%
| 40.77% | 67.68% | 58.83%
| 40.78% | 67.68% | 58.82%
| 40.78% | 67.68% | 58.82%
| 40.79% | 67.68% | 58.82%
| 40.8% | 67.68% | 58.82%
| 40.8% | 67.68% | 58.82%
| 40.81% | 67.68% | 58.82%
| 40.81% | 67.67% | 58.81%
| 40.82% | 67.67% | 58.8%
| 40.82% | 67.67% | 58.8%
| 40.83% | 67.67% | 58.8%
| 40.84% | 67.67% | 58.8%
| 40.84% | 67.67% | 58.8%
| 40.85% | 67.67% | 58.8%
| 40.85% | 67.67% | 58.8%
| 40.86% | 67.66% | 58.8%
| 40.86% | 67.66% | 58.8%
| 40.87% | 67.66% | 58.79%
| 40.88% | 67.66% | 58.79%
| 40.88% | 67.66% | 58.79%
| 40.89% | 67.66% | 58.79%
| 40.89% | 67.65% | 58.79%
| 40.9% | 67.65% | 58.78%
| 40.9% | 67.65% | 58.78%
| 40.91% | 67.65% | 58.78%
| 40.92% | 67.65% | 58.78%
| 40.92% | 67.65% | 58.78%
| 40.93% | 67.65% | 58.77%
| 40.93% | 67.64% | 58.76%
| 40.94% | 67.64% | 58.76%
| 40.94% | 67.64% | 58.75%
| 40.95% | 67.64% | 58.75%
| 40.96% | 67.64% | 58.75%
| 40.96% | 67.63% | 58.75%
| 40.97% | 67.63% | 58.75%
| 40.97% | 67.63% | 58.75%
| 40.98% | 67.63% | 58.75%
| 40.98% | 67.63% | 58.75%
| 40.99% | 67.63% | 58.74%
| 41% | 67.62% | 58.74%
| 41% | 67.62% | 58.74%
| 41.01% | 67.62% | 58.74%
| 41.01% | 67.61% | 58.74%
| 41.02% | 67.61% | 58.74%
| 41.02% | 67.61% | 58.74%
| 41.03% | 67.61% | 58.74%
| 41.04% | 67.6% | 58.74%
| 41.04% | 67.6% | 58.74%
| 41.05% | 67.6% | 58.74%
| 41.05% | 67.6% | 58.74%
| 41.06% | 67.6% | 58.73%
| 41.06% | 67.59% | 58.73%
| 41.07% | 67.59% | 58.73%
| 41.08% | 67.59% | 58.73%
| 41.08% | 67.59% | 58.72%
| 41.09% | 67.59% | 58.72%
| 41.09% | 67.59% | 58.72%
| 41.1% | 67.59% | 58.72%
| 41.1% | 67.59% | 58.72%
| 41.11% | 67.59% | 58.72%
| 41.12% | 67.59% | 58.71%
| 41.12% | 67.59% | 58.71%
| 41.13% | 67.58% | 58.71%
| 41.13% | 67.58% | 58.71%
| 41.14% | 67.58% | 58.7%
| 41.14% | 67.58% | 58.7%
| 41.15% | 67.57% | 58.7%
| 41.16% | 67.57% | 58.7%
| 41.16% | 67.57% | 58.7%
| 41.17% | 67.57% | 58.7%
| 41.17% | 67.57% | 58.7%
| 41.18% | 67.57% | 58.69%
| 41.18% | 67.57% | 58.69%
| 41.19% | 67.57% | 58.69%
| 41.2% | 67.57% | 58.69%
| 41.2% | 67.57% | 58.69%
| 41.21% | 67.57% | 58.69%
| 41.21% | 67.57% | 58.68%
| 41.22% | 67.57% | 58.68%
| 41.22% | 67.57% | 58.68%
| 41.23% | 67.56% | 58.67%
| 41.24% | 67.56% | 58.67%
| 41.24% | 67.56% | 58.67%
| 41.25% | 67.56% | 58.67%
| 41.25% | 67.56% | 58.67%
| 41.26% | 67.55% | 58.66%
| 41.26% | 67.55% | 58.66%
| 41.27% | 67.55% | 58.66%
| 41.28% | 67.55% | 58.66%
| 41.28% | 67.55% | 58.66%
| 41.29% | 67.55% | 58.66%
| 41.29% | 67.55% | 58.66%
| 41.3% | 67.55% | 58.65%
| 41.3% | 67.54% | 58.65%
| 41.31% | 67.54% | 58.65%
| 41.32% | 67.54% | 58.64%
| 41.32% | 67.54% | 58.64%
| 41.33% | 67.54% | 58.64%
| 41.33% | 67.54% | 58.64%
| 41.34% | 67.54% | 58.64%
| 41.34% | 67.54% | 58.64%
| 41.35% | 67.54% | 58.64%
| 41.36% | 67.53% | 58.64%
| 41.36% | 67.53% | 58.63%
| 41.37% | 67.53% | 58.63%
| 41.37% | 67.53% | 58.63%
| 41.38% | 67.53% | 58.63%
| 41.38% | 67.53% | 58.63%
| 41.39% | 67.52% | 58.63%
| 41.4% | 67.52% | 58.63%
| 41.4% | 67.52% | 58.63%
| 41.41% | 67.52% | 58.63%
| 41.41% | 67.52% | 58.62%
| 41.42% | 67.52% | 58.62%
| 41.42% | 67.52% | 58.61%
| 41.43% | 67.52% | 58.61%
| 41.44% | 67.52% | 58.6%
| 41.44% | 67.51% | 58.6%
| 41.45% | 67.51% | 58.6%
| 41.45% | 67.51% | 58.6%
| 41.46% | 67.51% | 58.6%
| 41.46% | 67.5% | 58.6%
| 41.47% | 67.5% | 58.6%
| 41.48% | 67.5% | 58.59%
| 41.48% | 67.5% | 58.59%
| 41.49% | 67.5% | 58.59%
| 41.49% | 67.5% | 58.59%
| 41.5% | 67.5% | 58.59%
| 41.5% | 67.5% | 58.59%
| 41.51% | 67.49% | 58.59%
| 41.52% | 67.49% | 58.58%
| 41.52% | 67.49% | 58.58%
| 41.53% | 67.49% | 58.57%
| 41.53% | 67.48% | 58.57%
| 41.54% | 67.48% | 58.57%
| 41.54% | 67.47% | 58.57%
| 41.55% | 67.47% | 58.57%
| 41.56% | 67.47% | 58.56%
| 41.56% | 67.47% | 58.56%
| 41.57% | 67.47% | 58.56%
| 41.57% | 67.47% | 58.56%
| 41.58% | 67.46% | 58.56%
| 41.58% | 67.46% | 58.56%
| 41.59% | 67.46% | 58.56%
| 41.6% | 67.46% | 58.56%
| 41.6% | 67.46% | 58.56%
| 41.61% | 67.46% | 58.56%
| 41.61% | 67.46% | 58.56%
| 41.62% | 67.46% | 58.55%
| 41.62% | 67.45% | 58.55%
| 41.63% | 67.45% | 58.55%
| 41.64% | 67.45% | 58.55%
| 41.64% | 67.45% | 58.55%
| 41.65% | 67.45% | 58.55%
| 41.65% | 67.45% | 58.54%
| 41.66% | 67.44% | 58.54%
| 41.66% | 67.44% | 58.54%
| 41.67% | 67.44% | 58.54%
| 41.68% | 67.44% | 58.54%
| 41.68% | 67.44% | 58.54%
| 41.69% | 67.44% | 58.54%
| 41.69% | 67.44% | 58.54%
| 41.7% | 67.43% | 58.54%
| 41.7% | 67.43% | 58.54%
| 41.71% | 67.43% | 58.54%
| 41.72% | 67.43% | 58.54%
| 41.72% | 67.42% | 58.53%
| 41.73% | 67.42% | 58.53%
| 41.73% | 67.42% | 58.53%
| 41.74% | 67.42% | 58.53%
| 41.74% | 67.42% | 58.53%
| 41.75% | 67.42% | 58.53%
| 41.76% | 67.42% | 58.53%
| 41.76% | 67.42% | 58.53%
| 41.77% | 67.42% | 58.52%
| 41.77% | 67.41% | 58.52%
| 41.78% | 67.41% | 58.52%
| 41.78% | 67.41% | 58.52%
| 41.79% | 67.41% | 58.52%
| 41.8% | 67.4% | 58.52%
| 41.8% | 67.4% | 58.52%
| 41.81% | 67.4% | 58.51%
| 41.81% | 67.4% | 58.51%
| 41.82% | 67.4% | 58.51%
| 41.82% | 67.4% | 58.51%
| 41.83% | 67.4% | 58.51%
| 41.84% | 67.4% | 58.5%
| 41.84% | 67.4% | 58.5%
| 41.85% | 67.4% | 58.5%
| 41.85% | 67.39% | 58.5%
| 41.86% | 67.39% | 58.5%
| 41.86% | 67.39% | 58.5%
| 41.87% | 67.39% | 58.5%
| 41.88% | 67.39% | 58.5%
| 41.88% | 67.38% | 58.5%
| 41.89% | 67.38% | 58.5%
| 41.89% | 67.38% | 58.49%
| 41.9% | 67.38% | 58.49%
| 41.9% | 67.38% | 58.49%
| 41.91% | 67.38% | 58.49%
| 41.92% | 67.38% | 58.49%
| 41.92% | 67.37% | 58.49%
| 41.93% | 67.37% | 58.49%
| 41.93% | 67.37% | 58.49%
| 41.94% | 67.37% | 58.49%
| 41.94% | 67.37% | 58.49%
| 41.95% | 67.37% | 58.48%
| 41.96% | 67.37% | 58.48%
| 41.96% | 67.37% | 58.48%
| 41.97% | 67.36% | 58.48%
| 41.97% | 67.36% | 58.48%
| 41.98% | 67.36% | 58.48%
| 41.98% | 67.36% | 58.48%
| 41.99% | 67.36% | 58.48%
| 42% | 67.36% | 58.48%
| 42% | 67.36% | 58.47%
| 42.01% | 67.36% | 58.47%
| 42.01% | 67.36% | 58.47%
| 42.02% | 67.36% | 58.47%
| 42.02% | 67.36% | 58.47%
| 42.03% | 67.36% | 58.47%
| 42.04% | 67.36% | 58.47%
| 42.04% | 67.36% | 58.47%
| 42.05% | 67.36% | 58.47%
| 42.05% | 67.36% | 58.46%
| 42.06% | 67.35% | 58.45%
| 42.06% | 67.35% | 58.45%
| 42.07% | 67.35% | 58.45%
| 42.08% | 67.35% | 58.45%
| 42.08% | 67.35% | 58.44%
| 42.09% | 67.35% | 58.44%
| 42.09% | 67.35% | 58.44%
| 42.1% | 67.34% | 58.44%
| 42.1% | 67.34% | 58.44%
| 42.11% | 67.34% | 58.44%
| 42.12% | 67.34% | 58.43%
| 42.12% | 67.34% | 58.43%
| 42.13% | 67.34% | 58.43%
| 42.13% | 67.34% | 58.43%
| 42.14% | 67.34% | 58.43%
| 42.14% | 67.34% | 58.43%
| 42.15% | 67.34% | 58.43%
| 42.16% | 67.34% | 58.43%
| 42.16% | 67.33% | 58.43%
| 42.17% | 67.33% | 58.42%
| 42.17% | 67.33% | 58.42%
| 42.18% | 67.33% | 58.42%
| 42.18% | 67.33% | 58.41%
| 42.19% | 67.33% | 58.41%
| 42.2% | 67.33% | 58.41%
| 42.2% | 67.32% | 58.41%
| 42.21% | 67.32% | 58.41%
| 42.21% | 67.32% | 58.41%
| 42.22% | 67.32% | 58.41%
| 42.22% | 67.32% | 58.41%
| 42.23% | 67.31% | 58.41%
| 42.24% | 67.31% | 58.41%
| 42.24% | 67.31% | 58.4%
| 42.25% | 67.31% | 58.39%
| 42.25% | 67.31% | 58.39%
| 42.26% | 67.31% | 58.39%
| 42.26% | 67.3% | 58.39%
| 42.27% | 67.3% | 58.39%
| 42.28% | 67.3% | 58.39%
| 42.28% | 67.3% | 58.39%
| 42.29% | 67.3% | 58.39%
| 42.29% | 67.3% | 58.39%
| 42.3% | 67.3% | 58.39%
| 42.3% | 67.3% | 58.39%
| 42.31% | 67.3% | 58.38%
| 42.32% | 67.3% | 58.38%
| 42.32% | 67.3% | 58.38%
| 42.33% | 67.29% | 58.38%
| 42.33% | 67.29% | 58.38%
| 42.34% | 67.29% | 58.38%
| 42.34% | 67.29% | 58.37%
| 42.35% | 67.29% | 58.37%
| 42.36% | 67.29% | 58.37%
| 42.36% | 67.29% | 58.37%
| 42.37% | 67.29% | 58.36%
| 42.37% | 67.29% | 58.36%
| 42.38% | 67.29% | 58.36%
| 42.38% | 67.28% | 58.36%
| 42.39% | 67.28% | 58.36%
| 42.4% | 67.28% | 58.36%
| 42.4% | 67.28% | 58.35%
| 42.41% | 67.28% | 58.35%
| 42.41% | 67.28% | 58.35%
| 42.42% | 67.28% | 58.35%
| 42.42% | 67.28% | 58.35%
| 42.43% | 67.28% | 58.35%
| 42.44% | 67.28% | 58.34%
| 42.44% | 67.28% | 58.34%
| 42.45% | 67.27% | 58.34%
| 42.45% | 67.27% | 58.34%
| 42.46% | 67.27% | 58.33%
| 42.46% | 67.27% | 58.33%
| 42.47% | 67.27% | 58.33%
| 42.48% | 67.27% | 58.33%
| 42.48% | 67.27% | 58.33%
| 42.49% | 67.27% | 58.33%
| 42.49% | 67.27% | 58.33%
| 42.5% | 67.27% | 58.33%
| 42.5% | 67.27% | 58.33%
| 42.51% | 67.27% | 58.32%
| 42.52% | 67.26% | 58.32%
| 42.52% | 67.26% | 58.32%
| 42.53% | 67.26% | 58.32%
| 42.53% | 67.26% | 58.32%
| 42.54% | 67.26% | 58.32%
| 42.54% | 67.26% | 58.32%
| 42.55% | 67.25% | 58.31%
| 42.56% | 67.25% | 58.31%
| 42.56% | 67.25% | 58.31%
| 42.57% | 67.25% | 58.31%
| 42.57% | 67.25% | 58.31%
| 42.58% | 67.24% | 58.31%
| 42.58% | 67.24% | 58.3%
| 42.59% | 67.24% | 58.3%
| 42.6% | 67.24% | 58.3%
| 42.6% | 67.24% | 58.3%
| 42.61% | 67.24% | 58.3%
| 42.61% | 67.24% | 58.3%
| 42.62% | 67.24% | 58.3%
| 42.62% | 67.24% | 58.29%
| 42.63% | 67.24% | 58.29%
| 42.64% | 67.24% | 58.29%
| 42.64% | 67.24% | 58.29%
| 42.65% | 67.23% | 58.29%
| 42.65% | 67.23% | 58.29%
| 42.66% | 67.23% | 58.29%
| 42.66% | 67.23% | 58.28%
| 42.67% | 67.23% | 58.28%
| 42.68% | 67.23% | 58.28%
| 42.68% | 67.23% | 58.28%
| 42.69% | 67.23% | 58.28%
| 42.69% | 67.23% | 58.28%
| 42.7% | 67.23% | 58.28%
| 42.7% | 67.22% | 58.27%
| 42.71% | 67.22% | 58.27%
| 42.72% | 67.22% | 58.27%
| 42.72% | 67.22% | 58.27%
| 42.73% | 67.22% | 58.27%
| 42.73% | 67.22% | 58.27%
| 42.74% | 67.22% | 58.27%
| 42.74% | 67.22% | 58.27%
| 42.75% | 67.22% | 58.27%
| 42.76% | 67.22% | 58.27%
| 42.76% | 67.21% | 58.27%
| 42.77% | 67.21% | 58.27%
| 42.77% | 67.21% | 58.27%
| 42.78% | 67.21% | 58.27%
| 42.78% | 67.21% | 58.27%
| 42.79% | 67.21% | 58.27%
| 42.8% | 67.21% | 58.26%
| 42.8% | 67.21% | 58.26%
| 42.81% | 67.2% | 58.26%
| 42.81% | 67.2% | 58.26%
| 42.82% | 67.2% | 58.26%
| 42.82% | 67.2% | 58.25%
| 42.83% | 67.2% | 58.25%
| 42.84% | 67.2% | 58.25%
| 42.84% | 67.2% | 58.25%
| 42.85% | 67.2% | 58.25%
| 42.85% | 67.2% | 58.25%
| 42.86% | 67.19% | 58.25%
| 42.86% | 67.19% | 58.25%
| 42.87% | 67.19% | 58.25%
| 42.88% | 67.19% | 58.25%
| 42.88% | 67.19% | 58.24%
| 42.89% | 67.19% | 58.24%
| 42.89% | 67.19% | 58.24%
| 42.9% | 67.19% | 58.23%
| 42.9% | 67.18% | 58.23%
| 42.91% | 67.18% | 58.23%
| 42.92% | 67.18% | 58.23%
| 42.92% | 67.18% | 58.23%
| 42.93% | 67.18% | 58.23%
| 42.93% | 67.17% | 58.23%
| 42.94% | 67.17% | 58.23%
| 42.94% | 67.17% | 58.22%
| 42.95% | 67.17% | 58.22%
| 42.96% | 67.17% | 58.22%
| 42.96% | 67.16% | 58.22%
| 42.97% | 67.16% | 58.21%
| 42.97% | 67.16% | 58.21%
| 42.98% | 67.16% | 58.21%
| 42.98% | 67.16% | 58.21%
| 42.99% | 67.16% | 58.21%
| 43% | 67.16% | 58.21%
| 43% | 67.16% | 58.2%
| 43.01% | 67.15% | 58.2%
| 43.01% | 67.15% | 58.2%
| 43.02% | 67.14% | 58.2%
| 43.02% | 67.14% | 58.19%
| 43.03% | 67.14% | 58.19%
| 43.04% | 67.14% | 58.19%
| 43.04% | 67.14% | 58.19%
| 43.05% | 67.14% | 58.19%
| 43.05% | 67.14% | 58.18%
| 43.06% | 67.14% | 58.18%
| 43.06% | 67.14% | 58.18%
| 43.07% | 67.13% | 58.18%
| 43.08% | 67.13% | 58.17%
| 43.08% | 67.13% | 58.17%
| 43.09% | 67.13% | 58.17%
| 43.09% | 67.13% | 58.17%
| 43.1% | 67.13% | 58.17%
| 43.1% | 67.13% | 58.17%
| 43.11% | 67.13% | 58.17%
| 43.12% | 67.13% | 58.17%
| 43.12% | 67.12% | 58.17%
| 43.13% | 67.12% | 58.17%
| 43.13% | 67.12% | 58.16%
| 43.14% | 67.12% | 58.16%
| 43.14% | 67.12% | 58.16%
| 43.15% | 67.11% | 58.16%
| 43.16% | 67.11% | 58.16%
| 43.16% | 67.11% | 58.16%
| 43.17% | 67.11% | 58.15%
| 43.17% | 67.11% | 58.15%
| 43.18% | 67.11% | 58.15%
| 43.18% | 67.11% | 58.15%
| 43.19% | 67.1% | 58.15%
| 43.2% | 67.1% | 58.15%
| 43.2% | 67.1% | 58.15%
| 43.21% | 67.1% | 58.15%
| 43.21% | 67.1% | 58.15%
| 43.22% | 67.1% | 58.15%
| 43.22% | 67.1% | 58.15%
| 43.23% | 67.09% | 58.14%
| 43.24% | 67.09% | 58.14%
| 43.24% | 67.09% | 58.14%
| 43.25% | 67.09% | 58.14%
| 43.25% | 67.09% | 58.14%
| 43.26% | 67.09% | 58.14%
| 43.26% | 67.08% | 58.13%
| 43.27% | 67.08% | 58.13%
| 43.28% | 67.08% | 58.13%
| 43.28% | 67.08% | 58.13%
| 43.29% | 67.08% | 58.13%
| 43.29% | 67.08% | 58.13%
| 43.3% | 67.07% | 58.13%
| 43.3% | 67.07% | 58.13%
| 43.31% | 67.07% | 58.12%
| 43.32% | 67.07% | 58.12%
| 43.32% | 67.07% | 58.12%
| 43.33% | 67.07% | 58.12%
| 43.33% | 67.07% | 58.12%
| 43.34% | 67.07% | 58.12%
| 43.34% | 67.07% | 58.12%
| 43.35% | 67.07% | 58.11%
| 43.36% | 67.07% | 58.11%
| 43.36% | 67.07% | 58.11%
| 43.37% | 67.06% | 58.11%
| 43.37% | 67.06% | 58.11%
| 43.38% | 67.06% | 58.11%
| 43.38% | 67.06% | 58.11%
| 43.39% | 67.06% | 58.11%
| 43.4% | 67.06% | 58.1%
| 43.4% | 67.06% | 58.1%
| 43.41% | 67.06% | 58.1%
| 43.41% | 67.06% | 58.1%
| 43.42% | 67.05% | 58.1%
| 43.42% | 67.05% | 58.1%
| 43.43% | 67.05% | 58.1%
| 43.44% | 67.05% | 58.09%
| 43.44% | 67.05% | 58.09%
| 43.45% | 67.05% | 58.09%
| 43.45% | 67.04% | 58.09%
| 43.46% | 67.04% | 58.09%
| 43.46% | 67.04% | 58.08%
| 43.47% | 67.04% | 58.08%
| 43.48% | 67.04% | 58.07%
| 43.48% | 67.04% | 58.07%
| 43.49% | 67.04% | 58.07%
| 43.49% | 67.04% | 58.07%
| 43.5% | 67.03% | 58.07%
| 43.5% | 67.03% | 58.07%
| 43.51% | 67.03% | 58.07%
| 43.52% | 67.03% | 58.07%
| 43.52% | 67.03% | 58.07%
| 43.53% | 67.02% | 58.06%
| 43.53% | 67.02% | 58.06%
| 43.54% | 67.02% | 58.06%
| 43.54% | 67.02% | 58.06%
| 43.55% | 67.02% | 58.05%
| 43.56% | 67.02% | 58.05%
| 43.56% | 67.02% | 58.05%
| 43.57% | 67.02% | 58.05%
| 43.57% | 67.02% | 58.05%
| 43.58% | 67.02% | 58.05%
| 43.58% | 67.02% | 58.05%
| 43.59% | 67.02% | 58.05%
| 43.6% | 67.01% | 58.04%
| 43.6% | 67.01% | 58.04%
| 43.61% | 67.01% | 58.04%
| 43.61% | 67.01% | 58.04%
| 43.62% | 67.01% | 58.04%
| 43.62% | 67.01% | 58.04%
| 43.63% | 67.01% | 58.04%
| 43.64% | 67% | 58.04%
| 43.64% | 67% | 58.03%
| 43.65% | 67% | 58.03%
| 43.65% | 67% | 58.03%
| 43.66% | 67% | 58.03%
| 43.66% | 67% | 58.03%
| 43.67% | 67% | 58.02%
| 43.68% | 67% | 58.02%
| 43.68% | 67% | 58.02%
| 43.69% | 66.99% | 58.02%
| 43.69% | 66.99% | 58.02%
| 43.7% | 66.99% | 58.02%
| 43.7% | 66.99% | 58.02%
| 43.71% | 66.99% | 58.02%
| 43.72% | 66.99% | 58.02%
| 43.72% | 66.99% | 58.02%
| 43.73% | 66.99% | 58.02%
| 43.73% | 66.98% | 58.02%
| 43.74% | 66.98% | 58.02%
| 43.74% | 66.98% | 58.02%
| 43.75% | 66.98% | 58.02%
| 43.76% | 66.98% | 58.02%
| 43.76% | 66.97% | 58.01%
| 43.77% | 66.97% | 58.01%
| 43.77% | 66.97% | 58.01%
| 43.78% | 66.97% | 58.01%
| 43.78% | 66.96% | 58%
| 43.79% | 66.96% | 58%
| 43.8% | 66.96% | 58%
| 43.8% | 66.96% | 57.99%
| 43.81% | 66.96% | 57.99%
| 43.81% | 66.96% | 57.98%
| 43.82% | 66.96% | 57.98%
| 43.82% | 66.96% | 57.98%
| 43.83% | 66.96% | 57.98%
| 43.84% | 66.96% | 57.97%
| 43.84% | 66.96% | 57.97%
| 43.85% | 66.95% | 57.97%
| 43.85% | 66.95% | 57.97%
| 43.86% | 66.95% | 57.97%
| 43.86% | 66.95% | 57.97%
| 43.87% | 66.95% | 57.97%
| 43.88% | 66.94% | 57.97%
| 43.88% | 66.94% | 57.97%
| 43.89% | 66.94% | 57.97%
| 43.89% | 66.94% | 57.97%
| 43.9% | 66.93% | 57.96%
| 43.9% | 66.93% | 57.96%
| 43.91% | 66.93% | 57.96%
| 43.92% | 66.93% | 57.96%
| 43.92% | 66.93% | 57.96%
| 43.93% | 66.93% | 57.96%
| 43.93% | 66.92% | 57.96%
| 43.94% | 66.92% | 57.96%
| 43.94% | 66.92% | 57.95%
| 43.95% | 66.92% | 57.95%
| 43.96% | 66.91% | 57.95%
| 43.96% | 66.91% | 57.95%
| 43.97% | 66.91% | 57.95%
| 43.97% | 66.9% | 57.95%
| 43.98% | 66.9% | 57.95%
| 43.98% | 66.9% | 57.94%
| 43.99% | 66.9% | 57.94%
| 44% | 66.9% | 57.94%
| 44% | 66.89% | 57.94%
| 44.01% | 66.89% | 57.94%
| 44.01% | 66.89% | 57.94%
| 44.02% | 66.89% | 57.94%
| 44.02% | 66.89% | 57.94%
| 44.03% | 66.89% | 57.94%
| 44.04% | 66.89% | 57.94%
| 44.04% | 66.89% | 57.94%
| 44.05% | 66.88% | 57.94%
| 44.05% | 66.88% | 57.94%
| 44.06% | 66.88% | 57.94%
| 44.06% | 66.88% | 57.94%
| 44.07% | 66.88% | 57.93%
| 44.08% | 66.88% | 57.93%
| 44.08% | 66.88% | 57.93%
| 44.09% | 66.87% | 57.93%
| 44.09% | 66.87% | 57.93%
| 44.1% | 66.87% | 57.93%
| 44.1% | 66.87% | 57.93%
| 44.11% | 66.87% | 57.93%
| 44.12% | 66.87% | 57.93%
| 44.12% | 66.87% | 57.93%
| 44.13% | 66.87% | 57.93%
| 44.13% | 66.87% | 57.93%
| 44.14% | 66.87% | 57.92%
| 44.14% | 66.86% | 57.92%
| 44.15% | 66.86% | 57.92%
| 44.16% | 66.86% | 57.91%
| 44.16% | 66.86% | 57.91%
| 44.17% | 66.86% | 57.91%
| 44.17% | 66.86% | 57.91%
| 44.18% | 66.86% | 57.91%
| 44.18% | 66.86% | 57.9%
| 44.19% | 66.85% | 57.9%
| 44.2% | 66.85% | 57.89%
| 44.2% | 66.85% | 57.89%
| 44.21% | 66.85% | 57.89%
| 44.21% | 66.85% | 57.89%
| 44.22% | 66.85% | 57.89%
| 44.22% | 66.85% | 57.89%
| 44.23% | 66.85% | 57.89%
| 44.24% | 66.85% | 57.89%
| 44.24% | 66.85% | 57.89%
| 44.25% | 66.85% | 57.89%
| 44.25% | 66.85% | 57.89%
| 44.26% | 66.85% | 57.89%
| 44.26% | 66.84% | 57.88%
| 44.27% | 66.84% | 57.88%
| 44.28% | 66.84% | 57.88%
| 44.28% | 66.84% | 57.88%
| 44.29% | 66.84% | 57.88%
| 44.29% | 66.84% | 57.88%
| 44.3% | 66.84% | 57.88%
| 44.3% | 66.83% | 57.88%
| 44.31% | 66.83% | 57.87%
| 44.32% | 66.83% | 57.87%
| 44.32% | 66.83% | 57.87%
| 44.33% | 66.83% | 57.87%
| 44.33% | 66.82% | 57.87%
| 44.34% | 66.82% | 57.87%
| 44.34% | 66.82% | 57.86%
| 44.35% | 66.82% | 57.86%
| 44.36% | 66.82% | 57.86%
| 44.36% | 66.82% | 57.86%
| 44.37% | 66.82% | 57.86%
| 44.37% | 66.82% | 57.86%
| 44.38% | 66.82% | 57.86%
| 44.38% | 66.82% | 57.86%
| 44.39% | 66.81% | 57.86%
| 44.4% | 66.81% | 57.86%
| 44.4% | 66.81% | 57.85%
| 44.41% | 66.81% | 57.85%
| 44.41% | 66.81% | 57.85%
| 44.42% | 66.81% | 57.85%
| 44.42% | 66.81% | 57.85%
| 44.43% | 66.81% | 57.85%
| 44.44% | 66.81% | 57.85%
| 44.44% | 66.8% | 57.84%
| 44.45% | 66.8% | 57.84%
| 44.45% | 66.8% | 57.84%
| 44.46% | 66.8% | 57.84%
| 44.46% | 66.79% | 57.84%
| 44.47% | 66.79% | 57.83%
| 44.48% | 66.79% | 57.83%
| 44.48% | 66.78% | 57.83%
| 44.49% | 66.78% | 57.82%
| 44.49% | 66.78% | 57.82%
| 44.5% | 66.78% | 57.82%
| 44.5% | 66.77% | 57.82%
| 44.51% | 66.77% | 57.82%
| 44.52% | 66.77% | 57.82%
| 44.52% | 66.77% | 57.81%
| 44.53% | 66.77% | 57.81%
| 44.53% | 66.77% | 57.81%
| 44.54% | 66.77% | 57.81%
| 44.54% | 66.76% | 57.81%
| 44.55% | 66.76% | 57.81%
| 44.56% | 66.76% | 57.81%
| 44.56% | 66.76% | 57.81%
| 44.57% | 66.76% | 57.8%
| 44.57% | 66.75% | 57.8%
| 44.58% | 66.75% | 57.8%
| 44.58% | 66.75% | 57.8%
| 44.59% | 66.75% | 57.8%
| 44.6% | 66.75% | 57.8%
| 44.6% | 66.75% | 57.8%
| 44.61% | 66.75% | 57.79%
| 44.61% | 66.75% | 57.79%
| 44.62% | 66.75% | 57.79%
| 44.62% | 66.75% | 57.79%
| 44.63% | 66.74% | 57.79%
| 44.64% | 66.74% | 57.79%
| 44.64% | 66.74% | 57.79%
| 44.65% | 66.74% | 57.79%
| 44.65% | 66.74% | 57.79%
| 44.66% | 66.74% | 57.79%
| 44.66% | 66.74% | 57.79%
| 44.67% | 66.74% | 57.79%
| 44.68% | 66.74% | 57.79%
| 44.68% | 66.73% | 57.78%
| 44.69% | 66.73% | 57.78%
| 44.69% | 66.73% | 57.78%
| 44.7% | 66.73% | 57.77%
| 44.7% | 66.72% | 57.77%
| 44.71% | 66.72% | 57.76%
| 44.72% | 66.72% | 57.76%
| 44.72% | 66.72% | 57.76%
| 44.73% | 66.72% | 57.76%
| 44.73% | 66.72% | 57.75%
| 44.74% | 66.72% | 57.75%
| 44.74% | 66.72% | 57.75%
| 44.75% | 66.72% | 57.75%
| 44.76% | 66.72% | 57.75%
| 44.76% | 66.71% | 57.75%
| 44.77% | 66.71% | 57.75%
| 44.77% | 66.71% | 57.75%
| 44.78% | 66.71% | 57.74%
| 44.78% | 66.71% | 57.74%
| 44.79% | 66.71% | 57.74%
| 44.8% | 66.71% | 57.74%
| 44.8% | 66.7% | 57.74%
| 44.81% | 66.7% | 57.74%
| 44.81% | 66.7% | 57.74%
| 44.82% | 66.7% | 57.74%
| 44.82% | 66.7% | 57.74%
| 44.83% | 66.7% | 57.73%
| 44.84% | 66.7% | 57.73%
| 44.84% | 66.7% | 57.73%
| 44.85% | 66.7% | 57.73%
| 44.85% | 66.7% | 57.73%
| 44.86% | 66.7% | 57.73%
| 44.86% | 66.69% | 57.73%
| 44.87% | 66.69% | 57.73%
| 44.88% | 66.69% | 57.72%
| 44.88% | 66.69% | 57.72%
| 44.89% | 66.69% | 57.71%
| 44.89% | 66.69% | 57.71%
| 44.9% | 66.69% | 57.71%
| 44.9% | 66.68% | 57.71%
| 44.91% | 66.68% | 57.71%
| 44.92% | 66.68% | 57.71%
| 44.92% | 66.68% | 57.71%
| 44.93% | 66.68% | 57.71%
| 44.93% | 66.68% | 57.7%
| 44.94% | 66.67% | 57.7%
| 44.94% | 66.67% | 57.7%
| 44.95% | 66.67% | 57.7%
| 44.96% | 66.67% | 57.7%
| 44.96% | 66.67% | 57.7%
| 44.97% | 66.67% | 57.7%
| 44.97% | 66.67% | 57.7%
| 44.98% | 66.67% | 57.7%
| 44.98% | 66.66% | 57.69%
| 44.99% | 66.66% | 57.69%
| 45% | 66.66% | 57.69%
| 45% | 66.66% | 57.69%
| 45.01% | 66.66% | 57.69%
| 45.01% | 66.66% | 57.69%
| 45.02% | 66.66% | 57.68%
| 45.02% | 66.66% | 57.68%
| 45.03% | 66.65% | 57.68%
| 45.04% | 66.65% | 57.68%
| 45.04% | 66.65% | 57.67%
| 45.05% | 66.65% | 57.67%
| 45.05% | 66.65% | 57.67%
| 45.06% | 66.65% | 57.67%
| 45.06% | 66.64% | 57.67%
| 45.07% | 66.64% | 57.67%
| 45.08% | 66.64% | 57.67%
| 45.08% | 66.64% | 57.67%
| 45.09% | 66.64% | 57.67%
| 45.09% | 66.63% | 57.66%
| 45.1% | 66.63% | 57.66%
| 45.1% | 66.63% | 57.66%
| 45.11% | 66.63% | 57.66%
| 45.12% | 66.63% | 57.66%
| 45.12% | 66.63% | 57.66%
| 45.13% | 66.62% | 57.66%
| 45.13% | 66.62% | 57.66%
| 45.14% | 66.62% | 57.65%
| 45.14% | 66.62% | 57.65%
| 45.15% | 66.62% | 57.65%
| 45.16% | 66.62% | 57.65%
| 45.16% | 66.62% | 57.64%
| 45.17% | 66.62% | 57.64%
| 45.17% | 66.61% | 57.64%
| 45.18% | 66.61% | 57.64%
| 45.18% | 66.61% | 57.64%
| 45.19% | 66.61% | 57.64%
| 45.2% | 66.61% | 57.64%
| 45.2% | 66.6% | 57.64%
| 45.21% | 66.6% | 57.63%
| 45.21% | 66.6% | 57.63%
| 45.22% | 66.6% | 57.63%
| 45.22% | 66.6% | 57.63%
| 45.23% | 66.6% | 57.63%
| 45.24% | 66.6% | 57.63%
| 45.24% | 66.6% | 57.63%
| 45.25% | 66.59% | 57.62%
| 45.25% | 66.59% | 57.62%
| 45.26% | 66.59% | 57.62%
| 45.26% | 66.59% | 57.62%
| 45.27% | 66.59% | 57.62%
| 45.28% | 66.59% | 57.62%
| 45.28% | 66.58% | 57.62%
| 45.29% | 66.58% | 57.62%
| 45.29% | 66.58% | 57.62%
| 45.3% | 66.58% | 57.62%
| 45.3% | 66.58% | 57.62%
| 45.31% | 66.57% | 57.62%
| 45.32% | 66.57% | 57.61%
| 45.32% | 66.57% | 57.61%
| 45.33% | 66.57% | 57.61%
| 45.33% | 66.57% | 57.61%
| 45.34% | 66.57% | 57.6%
| 45.34% | 66.57% | 57.6%
| 45.35% | 66.57% | 57.6%
| 45.36% | 66.57% | 57.6%
| 45.36% | 66.57% | 57.6%
| 45.37% | 66.57% | 57.6%
| 45.37% | 66.57% | 57.6%
| 45.38% | 66.56% | 57.6%
| 45.38% | 66.56% | 57.6%
| 45.39% | 66.55% | 57.6%
| 45.4% | 66.55% | 57.59%
| 45.4% | 66.55% | 57.59%
| 45.41% | 66.55% | 57.59%
| 45.41% | 66.55% | 57.59%
| 45.42% | 66.55% | 57.58%
| 45.42% | 66.55% | 57.58%
| 45.43% | 66.54% | 57.58%
| 45.44% | 66.54% | 57.58%
| 45.44% | 66.54% | 57.58%
| 45.45% | 66.54% | 57.58%
| 45.45% | 66.54% | 57.58%
| 45.46% | 66.53% | 57.57%
| 45.46% | 66.53% | 57.57%
| 45.47% | 66.53% | 57.56%
| 45.48% | 66.53% | 57.56%
| 45.48% | 66.53% | 57.56%
| 45.49% | 66.53% | 57.56%
| 45.49% | 66.53% | 57.56%
| 45.5% | 66.53% | 57.56%
| 45.5% | 66.52% | 57.56%
| 45.51% | 66.52% | 57.56%
| 45.52% | 66.52% | 57.56%
| 45.52% | 66.52% | 57.55%
| 45.53% | 66.52% | 57.55%
| 45.53% | 66.52% | 57.55%
| 45.54% | 66.52% | 57.55%
| 45.54% | 66.51% | 57.55%
| 45.55% | 66.51% | 57.55%
| 45.56% | 66.51% | 57.54%
| 45.56% | 66.51% | 57.54%
| 45.57% | 66.51% | 57.54%
| 45.57% | 66.5% | 57.53%
| 45.58% | 66.5% | 57.53%
| 45.58% | 66.5% | 57.53%
| 45.59% | 66.5% | 57.53%
| 45.6% | 66.5% | 57.53%
| 45.6% | 66.49% | 57.53%
| 45.61% | 66.49% | 57.53%
| 45.61% | 66.49% | 57.53%
| 45.62% | 66.49% | 57.52%
| 45.62% | 66.49% | 57.52%
| 45.63% | 66.49% | 57.52%
| 45.64% | 66.49% | 57.52%
| 45.64% | 66.49% | 57.52%
| 45.65% | 66.49% | 57.51%
| 45.65% | 66.48% | 57.51%
| 45.66% | 66.48% | 57.51%
| 45.66% | 66.48% | 57.51%
| 45.67% | 66.48% | 57.51%
| 45.68% | 66.48% | 57.51%
| 45.68% | 66.47% | 57.51%
| 45.69% | 66.47% | 57.51%
| 45.69% | 66.47% | 57.5%
| 45.7% | 66.47% | 57.5%
| 45.7% | 66.47% | 57.5%
| 45.71% | 66.47% | 57.5%
| 45.72% | 66.47% | 57.5%
| 45.72% | 66.46% | 57.49%
| 45.73% | 66.46% | 57.49%
| 45.73% | 66.46% | 57.49%
| 45.74% | 66.46% | 57.49%
| 45.74% | 66.45% | 57.48%
| 45.75% | 66.45% | 57.48%
| 45.76% | 66.45% | 57.48%
| 45.76% | 66.45% | 57.48%
| 45.77% | 66.45% | 57.48%
| 45.77% | 66.45% | 57.48%
| 45.78% | 66.45% | 57.48%
| 45.78% | 66.44% | 57.48%
| 45.79% | 66.44% | 57.47%
| 45.8% | 66.44% | 57.47%
| 45.8% | 66.44% | 57.47%
| 45.81% | 66.44% | 57.47%
| 45.81% | 66.44% | 57.47%
| 45.82% | 66.44% | 57.47%
| 45.82% | 66.44% | 57.47%
| 45.83% | 66.43% | 57.47%
| 45.84% | 66.43% | 57.47%
| 45.84% | 66.43% | 57.46%
| 45.85% | 66.43% | 57.46%
| 45.85% | 66.43% | 57.46%
| 45.86% | 66.43% | 57.46%
| 45.86% | 66.43% | 57.46%
| 45.87% | 66.43% | 57.45%
| 45.88% | 66.43% | 57.45%
| 45.88% | 66.43% | 57.45%
| 45.89% | 66.42% | 57.45%
| 45.89% | 66.42% | 57.45%
| 45.9% | 66.42% | 57.45%
| 45.9% | 66.42% | 57.45%
| 45.91% | 66.42% | 57.44%
| 45.92% | 66.42% | 57.44%
| 45.92% | 66.42% | 57.44%
| 45.93% | 66.41% | 57.44%
| 45.93% | 66.41% | 57.44%
| 45.94% | 66.41% | 57.43%
| 45.94% | 66.41% | 57.43%
| 45.95% | 66.41% | 57.43%
| 45.96% | 66.41% | 57.43%
| 45.96% | 66.41% | 57.43%
| 45.97% | 66.41% | 57.42%
| 45.97% | 66.4% | 57.42%
| 45.98% | 66.4% | 57.42%
| 45.98% | 66.4% | 57.42%
| 45.99% | 66.4% | 57.41%
| 46% | 66.4% | 57.41%
| 46% | 66.4% | 57.41%
| 46.01% | 66.4% | 57.41%
| 46.01% | 66.39% | 57.41%
| 46.02% | 66.39% | 57.41%
| 46.02% | 66.39% | 57.41%
| 46.03% | 66.39% | 57.41%
| 46.04% | 66.39% | 57.41%
| 46.04% | 66.39% | 57.4%
| 46.05% | 66.39% | 57.4%
| 46.05% | 66.39% | 57.4%
| 46.06% | 66.39% | 57.4%
| 46.06% | 66.38% | 57.4%
| 46.07% | 66.38% | 57.39%
| 46.08% | 66.38% | 57.39%
| 46.08% | 66.38% | 57.39%
| 46.09% | 66.38% | 57.39%
| 46.09% | 66.37% | 57.39%
| 46.1% | 66.37% | 57.39%
| 46.1% | 66.37% | 57.39%
| 46.11% | 66.37% | 57.39%
| 46.12% | 66.37% | 57.39%
| 46.12% | 66.37% | 57.38%
| 46.13% | 66.37% | 57.38%
| 46.13% | 66.36% | 57.38%
| 46.14% | 66.36% | 57.38%
| 46.14% | 66.36% | 57.38%
| 46.15% | 66.36% | 57.38%
| 46.16% | 66.36% | 57.38%
| 46.16% | 66.36% | 57.38%
| 46.17% | 66.36% | 57.38%
| 46.17% | 66.36% | 57.38%
| 46.18% | 66.35% | 57.37%
| 46.18% | 66.35% | 57.37%
| 46.19% | 66.35% | 57.37%
| 46.2% | 66.35% | 57.37%
| 46.2% | 66.35% | 57.37%
| 46.21% | 66.34% | 57.37%
| 46.21% | 66.34% | 57.37%
| 46.22% | 66.34% | 57.37%
| 46.22% | 66.34% | 57.37%
| 46.23% | 66.34% | 57.37%
| 46.24% | 66.34% | 57.36%
| 46.24% | 66.34% | 57.36%
| 46.25% | 66.34% | 57.36%
| 46.25% | 66.33% | 57.36%
| 46.26% | 66.33% | 57.36%
| 46.26% | 66.33% | 57.36%
| 46.27% | 66.33% | 57.35%
| 46.28% | 66.32% | 57.35%
| 46.28% | 66.32% | 57.35%
| 46.29% | 66.32% | 57.35%
| 46.29% | 66.32% | 57.34%
| 46.3% | 66.32% | 57.34%
| 46.3% | 66.32% | 57.34%
| 46.31% | 66.32% | 57.34%
| 46.32% | 66.31% | 57.34%
| 46.32% | 66.31% | 57.34%
| 46.33% | 66.31% | 57.34%
| 46.33% | 66.31% | 57.34%
| 46.34% | 66.31% | 57.34%
| 46.34% | 66.31% | 57.33%
| 46.35% | 66.31% | 57.33%
| 46.36% | 66.31% | 57.33%
| 46.36% | 66.3% | 57.33%
| 46.37% | 66.3% | 57.33%
| 46.37% | 66.3% | 57.33%
| 46.38% | 66.3% | 57.33%
| 46.38% | 66.3% | 57.32%
| 46.39% | 66.3% | 57.32%
| 46.4% | 66.3% | 57.32%
| 46.4% | 66.3% | 57.32%
| 46.41% | 66.3% | 57.32%
| 46.41% | 66.3% | 57.32%
| 46.42% | 66.3% | 57.32%
| 46.42% | 66.29% | 57.31%
| 46.43% | 66.29% | 57.31%
| 46.44% | 66.29% | 57.31%
| 46.44% | 66.29% | 57.31%
| 46.45% | 66.29% | 57.31%
| 46.45% | 66.29% | 57.31%
| 46.46% | 66.29% | 57.3%
| 46.46% | 66.29% | 57.3%
| 46.47% | 66.29% | 57.3%
| 46.48% | 66.29% | 57.3%
| 46.48% | 66.29% | 57.3%
| 46.49% | 66.28% | 57.3%
| 46.49% | 66.28% | 57.3%
| 46.5% | 66.28% | 57.3%
| 46.5% | 66.27% | 57.29%
| 46.51% | 66.27% | 57.29%
| 46.52% | 66.27% | 57.29%
| 46.52% | 66.27% | 57.28%
| 46.53% | 66.27% | 57.28%
| 46.53% | 66.27% | 57.28%
| 46.54% | 66.27% | 57.28%
| 46.54% | 66.27% | 57.28%
| 46.55% | 66.27% | 57.28%
| 46.56% | 66.27% | 57.28%
| 46.56% | 66.26% | 57.28%
| 46.57% | 66.26% | 57.27%
| 46.57% | 66.26% | 57.27%
| 46.58% | 66.26% | 57.27%
| 46.58% | 66.26% | 57.27%
| 46.59% | 66.26% | 57.27%
| 46.6% | 66.25% | 57.27%
| 46.6% | 66.25% | 57.27%
| 46.61% | 66.25% | 57.27%
| 46.61% | 66.25% | 57.26%
| 46.62% | 66.25% | 57.26%
| 46.62% | 66.25% | 57.26%
| 46.63% | 66.25% | 57.26%
| 46.64% | 66.25% | 57.26%
| 46.64% | 66.25% | 57.26%
| 46.65% | 66.25% | 57.26%
| 46.65% | 66.25% | 57.26%
| 46.66% | 66.25% | 57.26%
| 46.66% | 66.25% | 57.26%
| 46.67% | 66.25% | 57.26%
| 46.68% | 66.25% | 57.25%
| 46.68% | 66.25% | 57.25%
| 46.69% | 66.25% | 57.25%
| 46.69% | 66.25% | 57.25%
| 46.7% | 66.24% | 57.25%
| 46.7% | 66.24% | 57.25%
| 46.71% | 66.24% | 57.25%
| 46.72% | 66.24% | 57.25%
| 46.72% | 66.24% | 57.25%
| 46.73% | 66.24% | 57.25%
| 46.73% | 66.24% | 57.24%
| 46.74% | 66.23% | 57.24%
| 46.74% | 66.23% | 57.24%
| 46.75% | 66.22% | 57.24%
| 46.76% | 66.22% | 57.24%
| 46.76% | 66.22% | 57.24%
| 46.77% | 66.22% | 57.24%
| 46.77% | 66.22% | 57.24%
| 46.78% | 66.22% | 57.23%
| 46.78% | 66.21% | 57.23%
| 46.79% | 66.21% | 57.23%
| 46.8% | 66.21% | 57.23%
| 46.8% | 66.21% | 57.23%
| 46.81% | 66.21% | 57.23%
| 46.81% | 66.21% | 57.23%
| 46.82% | 66.21% | 57.23%
| 46.82% | 66.21% | 57.23%
| 46.83% | 66.21% | 57.23%
| 46.84% | 66.2% | 57.23%
| 46.84% | 66.2% | 57.23%
| 46.85% | 66.2% | 57.23%
| 46.85% | 66.2% | 57.22%
| 46.86% | 66.2% | 57.22%
| 46.86% | 66.2% | 57.22%
| 46.87% | 66.19% | 57.22%
| 46.88% | 66.19% | 57.22%
| 46.88% | 66.19% | 57.22%
| 46.89% | 66.18% | 57.22%
| 46.89% | 66.18% | 57.22%
| 46.9% | 66.18% | 57.21%
| 46.9% | 66.18% | 57.21%
| 46.91% | 66.18% | 57.21%
| 46.91% | 66.18% | 57.21%
| 46.92% | 66.18% | 57.21%
| 46.93% | 66.18% | 57.21%
| 46.93% | 66.17% | 57.21%
| 46.94% | 66.17% | 57.21%
| 46.94% | 66.17% | 57.21%
| 46.95% | 66.17% | 57.21%
| 46.95% | 66.17% | 57.21%
| 46.96% | 66.17% | 57.2%
| 46.97% | 66.17% | 57.2%
| 46.97% | 66.17% | 57.2%
| 46.98% | 66.16% | 57.2%
| 46.98% | 66.16% | 57.2%
| 46.99% | 66.16% | 57.2%
| 46.99% | 66.16% | 57.2%
| 47% | 66.16% | 57.19%
| 47.01% | 66.16% | 57.19%
| 47.01% | 66.16% | 57.19%
| 47.02% | 66.16% | 57.19%
| 47.02% | 66.16% | 57.19%
| 47.03% | 66.15% | 57.19%
| 47.03% | 66.15% | 57.19%
| 47.04% | 66.15% | 57.19%
| 47.05% | 66.15% | 57.19%
| 47.05% | 66.14% | 57.18%
| 47.06% | 66.14% | 57.18%
| 47.06% | 66.14% | 57.18%
| 47.07% | 66.14% | 57.18%
| 47.07% | 66.14% | 57.18%
| 47.08% | 66.14% | 57.18%
| 47.09% | 66.14% | 57.17%
| 47.09% | 66.14% | 57.17%
| 47.1% | 66.14% | 57.17%
| 47.1% | 66.14% | 57.17%
| 47.11% | 66.14% | 57.17%
| 47.11% | 66.13% | 57.17%
| 47.12% | 66.13% | 57.17%
| 47.13% | 66.13% | 57.17%
| 47.13% | 66.13% | 57.17%
| 47.14% | 66.13% | 57.17%
| 47.14% | 66.13% | 57.17%
| 47.15% | 66.13% | 57.17%
| 47.15% | 66.13% | 57.16%
| 47.16% | 66.12% | 57.16%
| 47.17% | 66.12% | 57.16%
| 47.17% | 66.12% | 57.16%
| 47.18% | 66.12% | 57.16%
| 47.18% | 66.12% | 57.16%
| 47.19% | 66.12% | 57.15%
| 47.19% | 66.12% | 57.15%
| 47.2% | 66.12% | 57.15%
| 47.21% | 66.12% | 57.15%
| 47.21% | 66.11% | 57.15%
| 47.22% | 66.11% | 57.15%
| 47.22% | 66.11% | 57.14%
| 47.23% | 66.11% | 57.14%
| 47.23% | 66.11% | 57.14%
| 47.24% | 66.11% | 57.14%
| 47.25% | 66.11% | 57.14%
| 47.25% | 66.11% | 57.14%
| 47.26% | 66.1% | 57.14%
| 47.26% | 66.1% | 57.14%
| 47.27% | 66.1% | 57.13%
| 47.27% | 66.1% | 57.13%
| 47.28% | 66.1% | 57.13%
| 47.29% | 66.1% | 57.13%
| 47.29% | 66.1% | 57.13%
| 47.3% | 66.1% | 57.13%
| 47.3% | 66.1% | 57.13%
| 47.31% | 66.1% | 57.13%
| 47.31% | 66.09% | 57.13%
| 47.32% | 66.09% | 57.13%
| 47.33% | 66.09% | 57.12%
| 47.33% | 66.09% | 57.12%
| 47.34% | 66.09% | 57.12%
| 47.34% | 66.09% | 57.12%
| 47.35% | 66.09% | 57.12%
| 47.35% | 66.09% | 57.12%
| 47.36% | 66.08% | 57.12%
| 47.37% | 66.08% | 57.12%
| 47.37% | 66.08% | 57.11%
| 47.38% | 66.08% | 57.11%
| 47.38% | 66.08% | 57.11%
| 47.39% | 66.08% | 57.11%
| 47.39% | 66.08% | 57.11%
| 47.4% | 66.08% | 57.11%
| 47.41% | 66.08% | 57.1%
| 47.41% | 66.07% | 57.1%
| 47.42% | 66.07% | 57.1%
| 47.42% | 66.07% | 57.1%
| 47.43% | 66.07% | 57.1%
| 47.43% | 66.07% | 57.1%
| 47.44% | 66.07% | 57.09%
| 47.45% | 66.06% | 57.09%
| 47.45% | 66.06% | 57.09%
| 47.46% | 66.06% | 57.09%
| 47.46% | 66.06% | 57.08%
| 47.47% | 66.06% | 57.08%
| 47.47% | 66.06% | 57.08%
| 47.48% | 66.05% | 57.08%
| 47.49% | 66.05% | 57.08%
| 47.49% | 66.05% | 57.08%
| 47.5% | 66.05% | 57.07%
| 47.5% | 66.05% | 57.07%
| 47.51% | 66.05% | 57.07%
| 47.51% | 66.05% | 57.07%
| 47.52% | 66.05% | 57.07%
| 47.53% | 66.05% | 57.07%
| 47.53% | 66.05% | 57.06%
| 47.54% | 66.05% | 57.06%
| 47.54% | 66.05% | 57.06%
| 47.55% | 66.05% | 57.06%
| 47.55% | 66.04% | 57.06%
| 47.56% | 66.04% | 57.06%
| 47.57% | 66.04% | 57.06%
| 47.57% | 66.04% | 57.05%
| 47.58% | 66.04% | 57.05%
| 47.58% | 66.04% | 57.05%
| 47.59% | 66.04% | 57.05%
| 47.59% | 66.04% | 57.05%
| 47.6% | 66.04% | 57.05%
| 47.61% | 66.04% | 57.05%
| 47.61% | 66.04% | 57.05%
| 47.62% | 66.03% | 57.05%
| 47.62% | 66.03% | 57.05%
| 47.63% | 66.02% | 57.04%
| 47.63% | 66.02% | 57.04%
| 47.64% | 66.02% | 57.04%
| 47.65% | 66.02% | 57.04%
| 47.65% | 66.01% | 57.04%
| 47.66% | 66.01% | 57.04%
| 47.66% | 66.01% | 57.04%
| 47.67% | 66.01% | 57.03%
| 47.67% | 66.01% | 57.03%
| 47.68% | 66.01% | 57.03%
| 47.69% | 66.01% | 57.03%
| 47.69% | 66% | 57.02%
| 47.7% | 66% | 57.02%
| 47.7% | 66% | 57.02%
| 47.71% | 66% | 57.02%
| 47.71% | 66% | 57.02%
| 47.72% | 66% | 57.02%
| 47.73% | 65.98% | 57.02%
| 47.73% | 65.98% | 57.01%
| 47.74% | 65.98% | 57.01%
| 47.74% | 65.98% | 57.01%
| 47.75% | 65.98% | 57%
| 47.75% | 65.98% | 57%
| 47.76% | 65.97% | 57%
| 47.77% | 65.97% | 57%
| 47.77% | 65.97% | 57%
| 47.78% | 65.97% | 56.99%
| 47.78% | 65.97% | 56.99%
| 47.79% | 65.97% | 56.99%
| 47.79% | 65.96% | 56.99%
| 47.8% | 65.96% | 56.99%
| 47.81% | 65.96% | 56.99%
| 47.81% | 65.96% | 56.99%
| 47.82% | 65.96% | 56.99%
| 47.82% | 65.96% | 56.99%
| 47.83% | 65.96% | 56.98%
| 47.83% | 65.95% | 56.98%
| 47.84% | 65.95% | 56.98%
| 47.85% | 65.95% | 56.98%
| 47.85% | 65.94% | 56.98%
| 47.86% | 65.94% | 56.97%
| 47.86% | 65.94% | 56.97%
| 47.87% | 65.94% | 56.97%
| 47.87% | 65.94% | 56.97%
| 47.88% | 65.94% | 56.97%
| 47.89% | 65.94% | 56.97%
| 47.89% | 65.93% | 56.97%
| 47.9% | 65.93% | 56.97%
| 47.9% | 65.93% | 56.97%
| 47.91% | 65.93% | 56.97%
| 47.91% | 65.93% | 56.97%
| 47.92% | 65.93% | 56.96%
| 47.93% | 65.93% | 56.96%
| 47.93% | 65.93% | 56.96%
| 47.94% | 65.93% | 56.96%
| 47.94% | 65.93% | 56.96%
| 47.95% | 65.93% | 56.96%
| 47.95% | 65.93% | 56.96%
| 47.96% | 65.93% | 56.96%
| 47.97% | 65.92% | 56.96%
| 47.97% | 65.92% | 56.96%
| 47.98% | 65.92% | 56.95%
| 47.98% | 65.92% | 56.95%
| 47.99% | 65.92% | 56.95%
| 47.99% | 65.92% | 56.95%
| 48% | 65.92% | 56.95%
| 48.01% | 65.91% | 56.95%
| 48.01% | 65.91% | 56.95%
| 48.02% | 65.91% | 56.94%
| 48.02% | 65.91% | 56.94%
| 48.03% | 65.91% | 56.94%
| 48.03% | 65.91% | 56.94%
| 48.04% | 65.91% | 56.94%
| 48.05% | 65.91% | 56.94%
| 48.05% | 65.91% | 56.94%
| 48.06% | 65.9% | 56.94%
| 48.06% | 65.9% | 56.94%
| 48.07% | 65.9% | 56.94%
| 48.07% | 65.9% | 56.94%
| 48.08% | 65.9% | 56.94%
| 48.09% | 65.9% | 56.94%
| 48.09% | 65.89% | 56.93%
| 48.1% | 65.89% | 56.93%
| 48.1% | 65.89% | 56.93%
| 48.11% | 65.89% | 56.93%
| 48.11% | 65.89% | 56.93%
| 48.12% | 65.89% | 56.93%
| 48.13% | 65.89% | 56.93%
| 48.13% | 65.89% | 56.92%
| 48.14% | 65.89% | 56.92%
| 48.14% | 65.89% | 56.92%
| 48.15% | 65.88% | 56.92%
| 48.15% | 65.88% | 56.92%
| 48.16% | 65.88% | 56.92%
| 48.17% | 65.88% | 56.92%
| 48.17% | 65.87% | 56.91%
| 48.18% | 65.87% | 56.91%
| 48.18% | 65.87% | 56.91%
| 48.19% | 65.87% | 56.91%
| 48.19% | 65.87% | 56.91%
| 48.2% | 65.87% | 56.91%
| 48.21% | 65.87% | 56.91%
| 48.21% | 65.87% | 56.91%
| 48.22% | 65.87% | 56.9%
| 48.22% | 65.87% | 56.9%
| 48.23% | 65.87% | 56.9%
| 48.23% | 65.86% | 56.9%
| 48.24% | 65.86% | 56.89%
| 48.25% | 65.86% | 56.88%
| 48.25% | 65.86% | 56.88%
| 48.26% | 65.85% | 56.88%
| 48.26% | 65.85% | 56.88%
| 48.27% | 65.85% | 56.88%
| 48.27% | 65.85% | 56.88%
| 48.28% | 65.85% | 56.87%
| 48.29% | 65.85% | 56.87%
| 48.29% | 65.84% | 56.87%
| 48.3% | 65.84% | 56.87%
| 48.3% | 65.84% | 56.87%
| 48.31% | 65.84% | 56.87%
| 48.31% | 65.84% | 56.86%
| 48.32% | 65.84% | 56.86%
| 48.33% | 65.83% | 56.86%
| 48.33% | 65.83% | 56.86%
| 48.34% | 65.83% | 56.86%
| 48.34% | 65.83% | 56.86%
| 48.35% | 65.83% | 56.86%
| 48.35% | 65.83% | 56.86%
| 48.36% | 65.83% | 56.86%
| 48.37% | 65.83% | 56.85%
| 48.37% | 65.82% | 56.85%
| 48.38% | 65.82% | 56.85%
| 48.38% | 65.82% | 56.85%
| 48.39% | 65.82% | 56.85%
| 48.39% | 65.82% | 56.85%
| 48.4% | 65.82% | 56.85%
| 48.41% | 65.81% | 56.84%
| 48.41% | 65.81% | 56.84%
| 48.42% | 65.81% | 56.84%
| 48.42% | 65.81% | 56.84%
| 48.43% | 65.81% | 56.84%
| 48.43% | 65.81% | 56.84%
| 48.44% | 65.81% | 56.84%
| 48.45% | 65.81% | 56.84%
| 48.45% | 65.81% | 56.84%
| 48.46% | 65.81% | 56.83%
| 48.46% | 65.8% | 56.83%
| 48.47% | 65.8% | 56.83%
| 48.47% | 65.8% | 56.83%
| 48.48% | 65.8% | 56.83%
| 48.49% | 65.8% | 56.82%
| 48.49% | 65.79% | 56.82%
| 48.5% | 65.79% | 56.82%
| 48.5% | 65.79% | 56.82%
| 48.51% | 65.79% | 56.82%
| 48.51% | 65.79% | 56.82%
| 48.52% | 65.79% | 56.82%
| 48.53% | 65.79% | 56.82%
| 48.53% | 65.79% | 56.82%
| 48.54% | 65.79% | 56.82%
| 48.54% | 65.78% | 56.81%
| 48.55% | 65.78% | 56.81%
| 48.55% | 65.78% | 56.81%
| 48.56% | 65.78% | 56.81%
| 48.57% | 65.78% | 56.81%
| 48.57% | 65.77% | 56.81%
| 48.58% | 65.77% | 56.81%
| 48.58% | 65.77% | 56.8%
| 48.59% | 65.77% | 56.8%
| 48.59% | 65.77% | 56.8%
| 48.6% | 65.77% | 56.8%
| 48.61% | 65.76% | 56.8%
| 48.61% | 65.76% | 56.8%
| 48.62% | 65.76% | 56.8%
| 48.62% | 65.76% | 56.8%
| 48.63% | 65.76% | 56.8%
| 48.63% | 65.75% | 56.8%
| 48.64% | 65.75% | 56.79%
| 48.65% | 65.75% | 56.79%
| 48.65% | 65.75% | 56.79%
| 48.66% | 65.75% | 56.79%
| 48.66% | 65.75% | 56.79%
| 48.67% | 65.74% | 56.79%
| 48.67% | 65.74% | 56.79%
| 48.68% | 65.74% | 56.79%
| 48.69% | 65.74% | 56.79%
| 48.69% | 65.74% | 56.79%
| 48.7% | 65.74% | 56.79%
| 48.7% | 65.74% | 56.79%
| 48.71% | 65.73% | 56.79%
| 48.71% | 65.73% | 56.78%
| 48.72% | 65.72% | 56.78%
| 48.73% | 65.72% | 56.77%
| 48.73% | 65.72% | 56.77%
| 48.74% | 65.72% | 56.77%
| 48.74% | 65.72% | 56.77%
| 48.75% | 65.71% | 56.77%
| 48.75% | 65.71% | 56.77%
| 48.76% | 65.71% | 56.77%
| 48.77% | 65.71% | 56.77%
| 48.77% | 65.71% | 56.77%
| 48.78% | 65.71% | 56.77%
| 48.78% | 65.71% | 56.77%
| 48.79% | 65.71% | 56.77%
| 48.79% | 65.7% | 56.76%
| 48.8% | 65.7% | 56.76%
| 48.81% | 65.7% | 56.76%
| 48.81% | 65.7% | 56.76%
| 48.82% | 65.7% | 56.76%
| 48.82% | 65.7% | 56.76%
| 48.83% | 65.7% | 56.76%
| 48.83% | 65.7% | 56.76%
| 48.84% | 65.69% | 56.76%
| 48.85% | 65.69% | 56.76%
| 48.85% | 65.69% | 56.76%
| 48.86% | 65.69% | 56.75%
| 48.86% | 65.69% | 56.75%
| 48.87% | 65.69% | 56.75%
| 48.87% | 65.69% | 56.75%
| 48.88% | 65.69% | 56.74%
| 48.89% | 65.69% | 56.74%
| 48.89% | 65.69% | 56.74%
| 48.9% | 65.69% | 56.74%
| 48.9% | 65.68% | 56.74%
| 48.91% | 65.68% | 56.74%
| 48.91% | 65.67% | 56.74%
| 48.92% | 65.67% | 56.73%
| 48.93% | 65.66% | 56.73%
| 48.93% | 65.66% | 56.73%
| 48.94% | 65.66% | 56.73%
| 48.94% | 65.66% | 56.73%
| 48.95% | 65.65% | 56.73%
| 48.95% | 65.65% | 56.73%
| 48.96% | 65.65% | 56.72%
| 48.97% | 65.65% | 56.72%
| 48.97% | 65.65% | 56.72%
| 48.98% | 65.65% | 56.72%
| 48.98% | 65.64% | 56.72%
| 48.99% | 65.64% | 56.72%
| 48.99% | 65.64% | 56.72%
| 49% | 65.64% | 56.71%
| 49.01% | 65.64% | 56.71%
| 49.01% | 65.63% | 56.71%
| 49.02% | 65.63% | 56.71%
| 49.02% | 65.63% | 56.71%
| 49.03% | 65.63% | 56.71%
| 49.03% | 65.63% | 56.71%
| 49.04% | 65.63% | 56.71%
| 49.05% | 65.63% | 56.71%
| 49.05% | 65.63% | 56.7%
| 49.06% | 65.63% | 56.7%
| 49.06% | 65.63% | 56.7%
| 49.07% | 65.63% | 56.7%
| 49.07% | 65.62% | 56.7%
| 49.08% | 65.62% | 56.7%
| 49.09% | 65.62% | 56.7%
| 49.09% | 65.62% | 56.7%
| 49.1% | 65.62% | 56.7%
| 49.1% | 65.62% | 56.69%
| 49.11% | 65.62% | 56.69%
| 49.11% | 65.62% | 56.69%
| 49.12% | 65.62% | 56.69%
| 49.13% | 65.62% | 56.69%
| 49.13% | 65.62% | 56.68%
| 49.14% | 65.61% | 56.68%
| 49.14% | 65.61% | 56.68%
| 49.15% | 65.61% | 56.68%
| 49.15% | 65.61% | 56.68%
| 49.16% | 65.61% | 56.67%
| 49.17% | 65.61% | 56.67%
| 49.17% | 65.6% | 56.67%
| 49.18% | 65.6% | 56.67%
| 49.18% | 65.6% | 56.67%
| 49.19% | 65.6% | 56.67%
| 49.19% | 65.6% | 56.67%
| 49.2% | 65.6% | 56.67%
| 49.21% | 65.59% | 56.66%
| 49.21% | 65.59% | 56.66%
| 49.22% | 65.59% | 56.66%
| 49.22% | 65.59% | 56.66%
| 49.23% | 65.58% | 56.66%
| 49.23% | 65.58% | 56.66%
| 49.24% | 65.57% | 56.66%
| 49.25% | 65.57% | 56.66%
| 49.25% | 65.57% | 56.66%
| 49.26% | 65.57% | 56.66%
| 49.26% | 65.57% | 56.66%
| 49.27% | 65.57% | 56.65%
| 49.27% | 65.57% | 56.65%
| 49.28% | 65.57% | 56.65%
| 49.29% | 65.57% | 56.65%
| 49.29% | 65.56% | 56.65%
| 49.3% | 65.56% | 56.65%
| 49.3% | 65.56% | 56.65%
| 49.31% | 65.56% | 56.65%
| 49.31% | 65.56% | 56.65%
| 49.32% | 65.56% | 56.65%
| 49.33% | 65.56% | 56.65%
| 49.33% | 65.55% | 56.64%
| 49.34% | 65.55% | 56.64%
| 49.34% | 65.55% | 56.64%
| 49.35% | 65.54% | 56.64%
| 49.35% | 65.54% | 56.64%
| 49.36% | 65.54% | 56.64%
| 49.37% | 65.54% | 56.64%
| 49.37% | 65.54% | 56.63%
| 49.38% | 65.54% | 56.63%
| 49.38% | 65.53% | 56.63%
| 49.39% | 65.53% | 56.63%
| 49.39% | 65.53% | 56.63%
| 49.4% | 65.53% | 56.63%
| 49.41% | 65.53% | 56.62%
| 49.41% | 65.53% | 56.62%
| 49.42% | 65.52% | 56.62%
| 49.42% | 65.52% | 56.61%
| 49.43% | 65.52% | 56.61%
| 49.43% | 65.52% | 56.61%
| 49.44% | 65.52% | 56.61%
| 49.45% | 65.52% | 56.61%
| 49.45% | 65.51% | 56.61%
| 49.46% | 65.51% | 56.6%
| 49.46% | 65.51% | 56.6%
| 49.47% | 65.51% | 56.6%
| 49.47% | 65.51% | 56.6%
| 49.48% | 65.51% | 56.6%
| 49.49% | 65.5% | 56.6%
| 49.49% | 65.5% | 56.6%
| 49.5% | 65.5% | 56.6%
| 49.5% | 65.5% | 56.6%
| 49.51% | 65.5% | 56.6%
| 49.51% | 65.5% | 56.6%
| 49.52% | 65.5% | 56.6%
| 49.53% | 65.5% | 56.6%
| 49.53% | 65.5% | 56.59%
| 49.54% | 65.5% | 56.59%
| 49.54% | 65.5% | 56.59%
| 49.55% | 65.5% | 56.59%
| 49.55% | 65.5% | 56.59%
| 49.56% | 65.5% | 56.59%
| 49.57% | 65.49% | 56.59%
| 49.57% | 65.49% | 56.59%
| 49.58% | 65.49% | 56.59%
| 49.58% | 65.49% | 56.58%
| 49.59% | 65.48% | 56.58%
| 49.59% | 65.48% | 56.58%
| 49.6% | 65.48% | 56.58%
| 49.61% | 65.48% | 56.58%
| 49.61% | 65.48% | 56.58%
| 49.62% | 65.48% | 56.57%
| 49.62% | 65.48% | 56.57%
| 49.63% | 65.48% | 56.56%
| 49.63% | 65.48% | 56.56%
| 49.64% | 65.48% | 56.56%
| 49.65% | 65.47% | 56.55%
| 49.65% | 65.47% | 56.55%
| 49.66% | 65.47% | 56.55%
| 49.66% | 65.46% | 56.55%
| 49.67% | 65.46% | 56.55%
| 49.67% | 65.46% | 56.55%
| 49.68% | 65.46% | 56.54%
| 49.69% | 65.46% | 56.54%
| 49.69% | 65.46% | 56.54%
| 49.7% | 65.46% | 56.54%
| 49.7% | 65.45% | 56.54%
| 49.71% | 65.45% | 56.54%
| 49.71% | 65.45% | 56.54%
| 49.72% | 65.45% | 56.53%
| 49.73% | 65.45% | 56.53%
| 49.73% | 65.45% | 56.53%
| 49.74% | 65.44% | 56.53%
| 49.74% | 65.44% | 56.53%
| 49.75% | 65.44% | 56.52%
| 49.75% | 65.44% | 56.52%
| 49.76% | 65.44% | 56.52%
| 49.77% | 65.44% | 56.52%
| 49.77% | 65.44% | 56.51%
| 49.78% | 65.43% | 56.51%
| 49.78% | 65.43% | 56.51%
| 49.79% | 65.42% | 56.51%
| 49.79% | 65.42% | 56.51%
| 49.8% | 65.42% | 56.51%
| 49.81% | 65.42% | 56.51%
| 49.81% | 65.42% | 56.51%
| 49.82% | 65.42% | 56.51%
| 49.82% | 65.42% | 56.51%
| 49.83% | 65.41% | 56.51%
| 49.83% | 65.41% | 56.5%
| 49.84% | 65.41% | 56.5%
| 49.85% | 65.41% | 56.5%
| 49.85% | 65.41% | 56.5%
| 49.86% | 65.4% | 56.5%
| 49.86% | 65.4% | 56.5%
| 49.87% | 65.4% | 56.5%
| 49.87% | 65.4% | 56.5%
| 49.88% | 65.4% | 56.5%
| 49.89% | 65.4% | 56.5%
| 49.89% | 65.4% | 56.5%
| 49.9% | 65.4% | 56.49%
| 49.9% | 65.39% | 56.49%
| 49.91% | 65.39% | 56.49%
| 49.91% | 65.39% | 56.49%
| 49.92% | 65.39% | 56.49%
| 49.93% | 65.39% | 56.48%
| 49.93% | 65.39% | 56.48%
| 49.94% | 65.39% | 56.48%
| 49.94% | 65.39% | 56.48%
| 49.95% | 65.39% | 56.48%
| 49.95% | 65.39% | 56.48%
| 49.96% | 65.39% | 56.48%
| 49.97% | 65.38% | 56.48%
| 49.97% | 65.38% | 56.48%
| 49.98% | 65.38% | 56.47%
| 49.98% | 65.38% | 56.47%
| 49.99% | 65.38% | 56.47%
| 49.99% | 65.38% | 56.47%
| 50% | 65.38% | 56.47%
| 50.01% | 65.38% | 56.47%
| 50.01% | 65.37% | 56.47%
| 50.02% | 65.37% | 56.47%
| 50.02% | 65.37% | 56.47%
| 50.03% | 65.37% | 56.47%
| 50.03% | 65.37% | 56.47%
| 50.04% | 65.37% | 56.47%
| 50.05% | 65.37% | 56.46%
| 50.05% | 65.37% | 56.46%
| 50.06% | 65.37% | 56.46%
| 50.06% | 65.37% | 56.46%
| 50.07% | 65.37% | 56.46%
| 50.07% | 65.36% | 56.46%
| 50.08% | 65.36% | 56.45%
| 50.09% | 65.36% | 56.45%
| 50.09% | 65.36% | 56.45%
| 50.1% | 65.36% | 56.45%
| 50.1% | 65.36% | 56.45%
| 50.11% | 65.36% | 56.45%
| 50.11% | 65.36% | 56.45%
| 50.12% | 65.36% | 56.44%
| 50.13% | 65.36% | 56.44%
| 50.13% | 65.36% | 56.44%
| 50.14% | 65.36% | 56.44%
| 50.14% | 65.36% | 56.44%
| 50.15% | 65.35% | 56.44%
| 50.15% | 65.35% | 56.44%
| 50.16% | 65.35% | 56.44%
| 50.17% | 65.34% | 56.43%
| 50.17% | 65.34% | 56.43%
| 50.18% | 65.34% | 56.43%
| 50.18% | 65.34% | 56.43%
| 50.19% | 65.34% | 56.42%
| 50.19% | 65.34% | 56.42%
| 50.2% | 65.34% | 56.42%
| 50.21% | 65.33% | 56.42%
| 50.21% | 65.33% | 56.42%
| 50.22% | 65.33% | 56.42%
| 50.22% | 65.33% | 56.42%
| 50.23% | 65.33% | 56.41%
| 50.23% | 65.33% | 56.41%
| 50.24% | 65.33% | 56.41%
| 50.25% | 65.32% | 56.41%
| 50.25% | 65.32% | 56.41%
| 50.26% | 65.32% | 56.41%
| 50.26% | 65.32% | 56.4%
| 50.27% | 65.32% | 56.4%
| 50.27% | 65.32% | 56.4%
| 50.28% | 65.31% | 56.4%
| 50.29% | 65.31% | 56.4%
| 50.29% | 65.31% | 56.4%
| 50.3% | 65.31% | 56.4%
| 50.3% | 65.31% | 56.39%
| 50.31% | 65.31% | 56.39%
| 50.31% | 65.31% | 56.39%
| 50.32% | 65.31% | 56.39%
| 50.33% | 65.31% | 56.39%
| 50.33% | 65.3% | 56.38%
| 50.34% | 65.3% | 56.38%
| 50.34% | 65.3% | 56.38%
| 50.35% | 65.3% | 56.38%
| 50.35% | 65.29% | 56.38%
| 50.36% | 65.29% | 56.37%
| 50.37% | 65.29% | 56.37%
| 50.37% | 65.29% | 56.37%
| 50.38% | 65.28% | 56.37%
| 50.38% | 65.27% | 56.37%
| 50.39% | 65.27% | 56.36%
| 50.39% | 65.27% | 56.36%
| 50.4% | 65.27% | 56.36%
| 50.41% | 65.27% | 56.36%
| 50.41% | 65.27% | 56.36%
| 50.42% | 65.27% | 56.36%
| 50.42% | 65.27% | 56.36%
| 50.43% | 65.27% | 56.36%
| 50.43% | 65.27% | 56.35%
| 50.44% | 65.26% | 56.35%
| 50.45% | 65.26% | 56.35%
| 50.45% | 65.26% | 56.34%
| 50.46% | 65.26% | 56.34%
| 50.46% | 65.25% | 56.34%
| 50.47% | 65.25% | 56.34%
| 50.47% | 65.25% | 56.34%
| 50.48% | 65.25% | 56.33%
| 50.49% | 65.25% | 56.33%
| 50.49% | 65.25% | 56.33%
| 50.5% | 65.25% | 56.33%
| 50.5% | 65.25% | 56.33%
| 50.51% | 65.25% | 56.32%
| 50.51% | 65.24% | 56.32%
| 50.52% | 65.24% | 56.32%
| 50.53% | 65.24% | 56.32%
| 50.53% | 65.24% | 56.32%
| 50.54% | 65.24% | 56.32%
| 50.54% | 65.24% | 56.32%
| 50.55% | 65.24% | 56.32%
| 50.55% | 65.24% | 56.32%
| 50.56% | 65.23% | 56.32%
| 50.57% | 65.23% | 56.31%
| 50.57% | 65.23% | 56.31%
| 50.58% | 65.23% | 56.31%
| 50.58% | 65.23% | 56.3%
| 50.59% | 65.23% | 56.3%
| 50.59% | 65.22% | 56.3%
| 50.6% | 65.22% | 56.3%
| 50.61% | 65.22% | 56.29%
| 50.61% | 65.22% | 56.29%
| 50.62% | 65.22% | 56.29%
| 50.62% | 65.22% | 56.29%
| 50.63% | 65.21% | 56.29%
| 50.63% | 65.21% | 56.29%
| 50.64% | 65.21% | 56.28%
| 50.65% | 65.21% | 56.28%
| 50.65% | 65.21% | 56.28%
| 50.66% | 65.21% | 56.28%
| 50.66% | 65.21% | 56.28%
| 50.67% | 65.21% | 56.28%
| 50.67% | 65.21% | 56.28%
| 50.68% | 65.2% | 56.27%
| 50.69% | 65.2% | 56.27%
| 50.69% | 65.2% | 56.27%
| 50.7% | 65.2% | 56.27%
| 50.7% | 65.2% | 56.27%
| 50.71% | 65.2% | 56.27%
| 50.71% | 65.2% | 56.26%
| 50.72% | 65.19% | 56.26%
| 50.73% | 65.19% | 56.26%
| 50.73% | 65.19% | 56.26%
| 50.74% | 65.19% | 56.26%
| 50.74% | 65.19% | 56.26%
| 50.75% | 65.19% | 56.26%
| 50.75% | 65.19% | 56.26%
| 50.76% | 65.19% | 56.25%
| 50.77% | 65.19% | 56.25%
| 50.77% | 65.19% | 56.25%
| 50.78% | 65.19% | 56.24%
| 50.78% | 65.18% | 56.24%
| 50.79% | 65.18% | 56.24%
| 50.79% | 65.18% | 56.24%
| 50.8% | 65.18% | 56.23%
| 50.81% | 65.17% | 56.23%
| 50.81% | 65.17% | 56.23%
| 50.82% | 65.17% | 56.23%
| 50.82% | 65.17% | 56.23%
| 50.83% | 65.17% | 56.23%
| 50.83% | 65.17% | 56.22%
| 50.84% | 65.17% | 56.22%
| 50.85% | 65.17% | 56.22%
| 50.85% | 65.16% | 56.22%
| 50.86% | 65.16% | 56.22%
| 50.86% | 65.16% | 56.21%
| 50.87% | 65.16% | 56.21%
| 50.87% | 65.16% | 56.21%
| 50.88% | 65.16% | 56.21%
| 50.89% | 65.16% | 56.2%
| 50.89% | 65.15% | 56.2%
| 50.9% | 65.15% | 56.2%
| 50.9% | 65.15% | 56.2%
| 50.91% | 65.15% | 56.2%
| 50.91% | 65.15% | 56.2%
| 50.92% | 65.15% | 56.2%
| 50.93% | 65.15% | 56.2%
| 50.93% | 65.15% | 56.2%
| 50.94% | 65.14% | 56.2%
| 50.94% | 65.14% | 56.2%
| 50.95% | 65.14% | 56.2%
| 50.95% | 65.14% | 56.19%
| 50.96% | 65.14% | 56.19%
| 50.97% | 65.14% | 56.19%
| 50.97% | 65.13% | 56.19%
| 50.98% | 65.13% | 56.19%
| 50.98% | 65.13% | 56.19%
| 50.99% | 65.13% | 56.18%
| 50.99% | 65.13% | 56.18%
| 51% | 65.13% | 56.18%
| 51.01% | 65.13% | 56.18%
| 51.01% | 65.13% | 56.18%
| 51.02% | 65.13% | 56.18%
| 51.02% | 65.13% | 56.17%
| 51.03% | 65.13% | 56.17%
| 51.03% | 65.13% | 56.16%
| 51.04% | 65.13% | 56.16%
| 51.05% | 65.13% | 56.16%
| 51.05% | 65.13% | 56.16%
| 51.06% | 65.13% | 56.16%
| 51.06% | 65.13% | 56.16%
| 51.07% | 65.13% | 56.16%
| 51.07% | 65.12% | 56.16%
| 51.08% | 65.12% | 56.15%
| 51.09% | 65.12% | 56.15%
| 51.09% | 65.12% | 56.15%
| 51.1% | 65.12% | 56.15%
| 51.1% | 65.12% | 56.15%
| 51.11% | 65.12% | 56.15%
| 51.11% | 65.12% | 56.15%
| 51.12% | 65.12% | 56.15%
| 51.13% | 65.12% | 56.14%
| 51.13% | 65.12% | 56.14%
| 51.14% | 65.12% | 56.14%
| 51.14% | 65.12% | 56.14%
| 51.15% | 65.12% | 56.14%
| 51.15% | 65.11% | 56.14%
| 51.16% | 65.11% | 56.13%
| 51.17% | 65.11% | 56.13%
| 51.17% | 65.11% | 56.13%
| 51.18% | 65.11% | 56.13%
| 51.18% | 65.1% | 56.13%
| 51.19% | 65.1% | 56.13%
| 51.19% | 65.1% | 56.13%
| 51.2% | 65.1% | 56.12%
| 51.21% | 65.1% | 56.12%
| 51.21% | 65.1% | 56.12%
| 51.22% | 65.1% | 56.12%
| 51.22% | 65.09% | 56.12%
| 51.23% | 65.09% | 56.12%
| 51.23% | 65.09% | 56.12%
| 51.24% | 65.09% | 56.11%
| 51.25% | 65.09% | 56.11%
| 51.25% | 65.09% | 56.1%
| 51.26% | 65.09% | 56.1%
| 51.26% | 65.08% | 56.09%
| 51.27% | 65.08% | 56.09%
| 51.27% | 65.08% | 56.09%
| 51.28% | 65.08% | 56.09%
| 51.29% | 65.08% | 56.09%
| 51.29% | 65.08% | 56.09%
| 51.3% | 65.08% | 56.09%
| 51.3% | 65.08% | 56.09%
| 51.31% | 65.08% | 56.08%
| 51.31% | 65.07% | 56.08%
| 51.32% | 65.07% | 56.08%
| 51.33% | 65.07% | 56.08%
| 51.33% | 65.07% | 56.08%
| 51.34% | 65.07% | 56.08%
| 51.34% | 65.07% | 56.07%
| 51.35% | 65.07% | 56.07%
| 51.35% | 65.07% | 56.07%
| 51.36% | 65.07% | 56.07%
| 51.37% | 65.06% | 56.07%
| 51.37% | 65.06% | 56.07%
| 51.38% | 65.06% | 56.07%
| 51.38% | 65.06% | 56.06%
| 51.39% | 65.05% | 56.06%
| 51.39% | 65.05% | 56.06%
| 51.4% | 65.05% | 56.06%
| 51.41% | 65.05% | 56.06%
| 51.41% | 65.05% | 56.06%
| 51.42% | 65.04% | 56.06%
| 51.42% | 65.04% | 56.06%
| 51.43% | 65.04% | 56.06%
| 51.43% | 65.04% | 56.06%
| 51.44% | 65.04% | 56.06%
| 51.45% | 65.04% | 56.06%
| 51.45% | 65.04% | 56.05%
| 51.46% | 65.03% | 56.05%
| 51.46% | 65.03% | 56.05%
| 51.47% | 65.03% | 56.05%
| 51.47% | 65.03% | 56.05%
| 51.48% | 65.02% | 56.05%
| 51.49% | 65.02% | 56.05%
| 51.49% | 65.02% | 56.05%
| 51.5% | 65.02% | 56.05%
| 51.5% | 65.01% | 56.05%
| 51.51% | 65.01% | 56.04%
| 51.51% | 65.01% | 56.04%
| 51.52% | 65.01% | 56.04%
| 51.53% | 65.01% | 56.04%
| 51.53% | 65% | 56.04%
| 51.54% | 65% | 56.04%
| 51.54% | 65% | 56.04%
| 51.55% | 65% | 56.04%
| 51.55% | 65% | 56.04%
| 51.56% | 64.99% | 56.04%
| 51.57% | 64.99% | 56.04%
| 51.57% | 64.99% | 56.04%
| 51.58% | 64.99% | 56.04%
| 51.58% | 64.99% | 56.04%
| 51.59% | 64.99% | 56.03%
| 51.59% | 64.99% | 56.03%
| 51.6% | 64.98% | 56.03%
| 51.61% | 64.98% | 56.03%
| 51.61% | 64.98% | 56.03%
| 51.62% | 64.98% | 56.02%
| 51.62% | 64.98% | 56.02%
| 51.63% | 64.97% | 56.02%
| 51.63% | 64.97% | 56.02%
| 51.64% | 64.97% | 56.02%
| 51.65% | 64.97% | 56.02%
| 51.65% | 64.96% | 56.01%
| 51.66% | 64.96% | 56.01%
| 51.66% | 64.96% | 56.01%
| 51.67% | 64.96% | 56.01%
| 51.67% | 64.96% | 56.01%
| 51.68% | 64.95% | 56.01%
| 51.69% | 64.95% | 56.01%
| 51.69% | 64.95% | 56.01%
| 51.7% | 64.95% | 56%
| 51.7% | 64.95% | 56%
| 51.71% | 64.94% | 56%
| 51.71% | 64.94% | 56%
| 51.72% | 64.94% | 56%
| 51.73% | 64.94% | 56%
| 51.73% | 64.94% | 56%
| 51.74% | 64.94% | 55.99%
| 51.74% | 64.93% | 55.99%
| 51.75% | 64.93% | 55.99%
| 51.75% | 64.93% | 55.99%
| 51.76% | 64.93% | 55.99%
| 51.77% | 64.92% | 55.98%
| 51.77% | 64.92% | 55.98%
| 51.78% | 64.92% | 55.98%
| 51.78% | 64.92% | 55.98%
| 51.79% | 64.92% | 55.98%
| 51.79% | 64.91% | 55.97%
| 51.8% | 64.91% | 55.97%
| 51.81% | 64.91% | 55.97%
| 51.81% | 64.91% | 55.97%
| 51.82% | 64.91% | 55.97%
| 51.82% | 64.91% | 55.97%
| 51.83% | 64.91% | 55.97%
| 51.83% | 64.91% | 55.96%
| 51.84% | 64.9% | 55.96%
| 51.85% | 64.9% | 55.96%
| 51.85% | 64.9% | 55.96%
| 51.86% | 64.9% | 55.96%
| 51.86% | 64.89% | 55.96%
| 51.87% | 64.89% | 55.95%
| 51.87% | 64.89% | 55.95%
| 51.88% | 64.89% | 55.95%
| 51.89% | 64.89% | 55.95%
| 51.89% | 64.89% | 55.95%
| 51.9% | 64.88% | 55.95%
| 51.9% | 64.88% | 55.95%
| 51.91% | 64.88% | 55.95%
| 51.91% | 64.87% | 55.95%
| 51.92% | 64.87% | 55.94%
| 51.93% | 64.86% | 55.94%
| 51.93% | 64.86% | 55.94%
| 51.94% | 64.86% | 55.94%
| 51.94% | 64.86% | 55.93%
| 51.95% | 64.86% | 55.93%
| 51.95% | 64.86% | 55.92%
| 51.96% | 64.85% | 55.92%
| 51.97% | 64.85% | 55.92%
| 51.97% | 64.85% | 55.92%
| 51.98% | 64.85% | 55.92%
| 51.98% | 64.85% | 55.92%
| 51.99% | 64.85% | 55.92%
| 51.99% | 64.84% | 55.92%
| 52% | 64.84% | 55.92%
| 52.01% | 64.84% | 55.92%
| 52.01% | 64.84% | 55.91%
| 52.02% | 64.84% | 55.91%
| 52.02% | 64.84% | 55.91%
| 52.03% | 64.84% | 55.91%
| 52.03% | 64.83% | 55.91%
| 52.04% | 64.83% | 55.91%
| 52.05% | 64.83% | 55.91%
| 52.05% | 64.83% | 55.9%
| 52.06% | 64.82% | 55.9%
| 52.06% | 64.82% | 55.9%
| 52.07% | 64.82% | 55.9%
| 52.07% | 64.82% | 55.9%
| 52.08% | 64.82% | 55.9%
| 52.09% | 64.81% | 55.9%
| 52.09% | 64.81% | 55.9%
| 52.1% | 64.81% | 55.89%
| 52.1% | 64.81% | 55.89%
| 52.11% | 64.8% | 55.89%
| 52.11% | 64.8% | 55.89%
| 52.12% | 64.8% | 55.89%
| 52.13% | 64.8% | 55.89%
| 52.13% | 64.8% | 55.89%
| 52.14% | 64.8% | 55.89%
| 52.14% | 64.8% | 55.88%
| 52.15% | 64.8% | 55.88%
| 52.15% | 64.8% | 55.87%
| 52.16% | 64.79% | 55.87%
| 52.17% | 64.79% | 55.87%
| 52.17% | 64.79% | 55.86%
| 52.18% | 64.79% | 55.86%
| 52.18% | 64.79% | 55.86%
| 52.19% | 64.79% | 55.85%
| 52.19% | 64.78% | 55.85%
| 52.2% | 64.78% | 55.85%
| 52.21% | 64.78% | 55.85%
| 52.21% | 64.78% | 55.85%
| 52.22% | 64.78% | 55.85%
| 52.22% | 64.78% | 55.85%
| 52.23% | 64.77% | 55.85%
| 52.23% | 64.77% | 55.85%
| 52.24% | 64.77% | 55.85%
| 52.25% | 64.77% | 55.84%
| 52.25% | 64.77% | 55.84%
| 52.26% | 64.76% | 55.84%
| 52.26% | 64.76% | 55.84%
| 52.27% | 64.76% | 55.84%
| 52.27% | 64.76% | 55.84%
| 52.28% | 64.76% | 55.84%
| 52.29% | 64.76% | 55.84%
| 52.29% | 64.76% | 55.84%
| 52.3% | 64.75% | 55.84%
| 52.3% | 64.75% | 55.84%
| 52.31% | 64.75% | 55.84%
| 52.31% | 64.74% | 55.83%
| 52.32% | 64.74% | 55.83%
| 52.33% | 64.74% | 55.83%
| 52.33% | 64.73% | 55.83%
| 52.34% | 64.73% | 55.83%
| 52.34% | 64.73% | 55.82%
| 52.35% | 64.73% | 55.82%
| 52.35% | 64.73% | 55.82%
| 52.36% | 64.72% | 55.82%
| 52.37% | 64.72% | 55.81%
| 52.37% | 64.72% | 55.81%
| 52.38% | 64.72% | 55.81%
| 52.38% | 64.72% | 55.81%
| 52.39% | 64.72% | 55.8%
| 52.39% | 64.72% | 55.8%
| 52.4% | 64.72% | 55.79%
| 52.41% | 64.71% | 55.79%
| 52.41% | 64.71% | 55.79%
| 52.42% | 64.71% | 55.79%
| 52.42% | 64.71% | 55.79%
| 52.43% | 64.71% | 55.79%
| 52.43% | 64.7% | 55.79%
| 52.44% | 64.7% | 55.79%
| 52.45% | 64.7% | 55.78%
| 52.45% | 64.7% | 55.78%
| 52.46% | 64.7% | 55.78%
| 52.46% | 64.69% | 55.78%
| 52.47% | 64.69% | 55.78%
| 52.47% | 64.69% | 55.78%
| 52.48% | 64.69% | 55.78%
| 52.49% | 64.68% | 55.78%
| 52.49% | 64.68% | 55.78%
| 52.5% | 64.68% | 55.77%
| 52.5% | 64.68% | 55.77%
| 52.51% | 64.68% | 55.77%
| 52.51% | 64.68% | 55.76%
| 52.52% | 64.67% | 55.76%
| 52.53% | 64.67% | 55.76%
| 52.53% | 64.67% | 55.76%
| 52.54% | 64.67% | 55.76%
| 52.54% | 64.67% | 55.76%
| 52.55% | 64.67% | 55.75%
| 52.55% | 64.66% | 55.75%
| 52.56% | 64.66% | 55.75%
| 52.57% | 64.66% | 55.75%
| 52.57% | 64.66% | 55.75%
| 52.58% | 64.66% | 55.75%
| 52.58% | 64.66% | 55.75%
| 52.59% | 64.66% | 55.74%
| 52.59% | 64.65% | 55.74%
| 52.6% | 64.65% | 55.74%
| 52.61% | 64.65% | 55.74%
| 52.61% | 64.65% | 55.74%
| 52.62% | 64.65% | 55.73%
| 52.62% | 64.65% | 55.73%
| 52.63% | 64.64% | 55.73%
| 52.63% | 64.64% | 55.73%
| 52.64% | 64.64% | 55.73%
| 52.65% | 64.64% | 55.73%
| 52.65% | 64.64% | 55.73%
| 52.66% | 64.63% | 55.72%
| 52.66% | 64.63% | 55.72%
| 52.67% | 64.63% | 55.72%
| 52.67% | 64.63% | 55.72%
| 52.68% | 64.63% | 55.72%
| 52.69% | 64.63% | 55.71%
| 52.69% | 64.63% | 55.71%
| 52.7% | 64.62% | 55.71%
| 52.7% | 64.62% | 55.71%
| 52.71% | 64.62% | 55.71%
| 52.71% | 64.62% | 55.71%
| 52.72% | 64.62% | 55.71%
| 52.73% | 64.62% | 55.71%
| 52.73% | 64.62% | 55.71%
| 52.74% | 64.61% | 55.71%
| 52.74% | 64.61% | 55.71%
| 52.75% | 64.61% | 55.7%
| 52.75% | 64.6% | 55.7%
| 52.76% | 64.6% | 55.7%
| 52.77% | 64.6% | 55.7%
| 52.77% | 64.6% | 55.7%
| 52.78% | 64.6% | 55.7%
| 52.78% | 64.6% | 55.7%
| 52.79% | 64.59% | 55.7%
| 52.79% | 64.59% | 55.7%
| 52.8% | 64.59% | 55.69%
| 52.81% | 64.59% | 55.69%
| 52.81% | 64.59% | 55.69%
| 52.82% | 64.59% | 55.69%
| 52.82% | 64.59% | 55.69%
| 52.83% | 64.59% | 55.68%
| 52.83% | 64.59% | 55.68%
| 52.84% | 64.58% | 55.68%
| 52.85% | 64.58% | 55.68%
| 52.85% | 64.58% | 55.67%
| 52.86% | 64.58% | 55.67%
| 52.86% | 64.58% | 55.67%
| 52.87% | 64.57% | 55.67%
| 52.87% | 64.56% | 55.66%
| 52.88% | 64.56% | 55.66%
| 52.89% | 64.56% | 55.66%
| 52.89% | 64.56% | 55.66%
| 52.9% | 64.56% | 55.66%
| 52.9% | 64.56% | 55.66%
| 52.91% | 64.56% | 55.66%
| 52.91% | 64.56% | 55.66%
| 52.92% | 64.56% | 55.66%
| 52.93% | 64.56% | 55.66%
| 52.93% | 64.55% | 55.66%
| 52.94% | 64.55% | 55.66%
| 52.94% | 64.54% | 55.66%
| 52.95% | 64.54% | 55.66%
| 52.95% | 64.54% | 55.66%
| 52.96% | 64.54% | 55.65%
| 52.97% | 64.54% | 55.65%
| 52.97% | 64.54% | 55.65%
| 52.98% | 64.53% | 55.65%
| 52.98% | 64.53% | 55.65%
| 52.99% | 64.53% | 55.65%
| 52.99% | 64.53% | 55.65%
| 53% | 64.53% | 55.65%
| 53.01% | 64.53% | 55.65%
| 53.01% | 64.53% | 55.65%
| 53.02% | 64.53% | 55.64%
| 53.02% | 64.52% | 55.64%
| 53.03% | 64.52% | 55.64%
| 53.03% | 64.52% | 55.63%
| 53.04% | 64.52% | 55.63%
| 53.05% | 64.52% | 55.63%
| 53.05% | 64.52% | 55.63%
| 53.06% | 64.52% | 55.63%
| 53.06% | 64.51% | 55.63%
| 53.07% | 64.51% | 55.62%
| 53.07% | 64.51% | 55.62%
| 53.08% | 64.51% | 55.62%
| 53.09% | 64.51% | 55.62%
| 53.09% | 64.5% | 55.62%
| 53.1% | 64.5% | 55.61%
| 53.1% | 64.5% | 55.61%
| 53.11% | 64.49% | 55.61%
| 53.11% | 64.49% | 55.61%
| 53.12% | 64.49% | 55.61%
| 53.12% | 64.49% | 55.6%
| 53.13% | 64.49% | 55.6%
| 53.14% | 64.49% | 55.6%
| 53.14% | 64.49% | 55.6%
| 53.15% | 64.49% | 55.6%
| 53.15% | 64.48% | 55.6%
| 53.16% | 64.48% | 55.6%
| 53.16% | 64.48% | 55.59%
| 53.17% | 64.47% | 55.59%
| 53.18% | 64.47% | 55.59%
| 53.18% | 64.47% | 55.59%
| 53.19% | 64.47% | 55.59%
| 53.19% | 64.47% | 55.59%
| 53.2% | 64.46% | 55.59%
| 53.2% | 64.46% | 55.59%
| 53.21% | 64.46% | 55.58%
| 53.22% | 64.46% | 55.58%
| 53.22% | 64.46% | 55.58%
| 53.23% | 64.46% | 55.58%
| 53.23% | 64.46% | 55.58%
| 53.24% | 64.46% | 55.58%
| 53.24% | 64.46% | 55.58%
| 53.25% | 64.46% | 55.58%
| 53.26% | 64.45% | 55.57%
| 53.26% | 64.45% | 55.57%
| 53.27% | 64.45% | 55.57%
| 53.27% | 64.45% | 55.57%
| 53.28% | 64.45% | 55.57%
| 53.28% | 64.45% | 55.57%
| 53.29% | 64.44% | 55.57%
| 53.3% | 64.44% | 55.57%
| 53.3% | 64.44% | 55.56%
| 53.31% | 64.44% | 55.56%
| 53.31% | 64.43% | 55.56%
| 53.32% | 64.43% | 55.56%
| 53.32% | 64.43% | 55.55%
| 53.33% | 64.43% | 55.55%
| 53.34% | 64.43% | 55.55%
| 53.34% | 64.42% | 55.55%
| 53.35% | 64.42% | 55.55%
| 53.35% | 64.42% | 55.55%
| 53.36% | 64.42% | 55.55%
| 53.36% | 64.42% | 55.54%
| 53.37% | 64.42% | 55.54%
| 53.38% | 64.42% | 55.54%
| 53.38% | 64.42% | 55.54%
| 53.39% | 64.42% | 55.53%
| 53.39% | 64.42% | 55.53%
| 53.4% | 64.42% | 55.53%
| 53.4% | 64.41% | 55.53%
| 53.41% | 64.41% | 55.53%
| 53.42% | 64.41% | 55.53%
| 53.42% | 64.41% | 55.53%
| 53.43% | 64.41% | 55.53%
| 53.43% | 64.4% | 55.52%
| 53.44% | 64.4% | 55.52%
| 53.44% | 64.4% | 55.51%
| 53.45% | 64.4% | 55.51%
| 53.46% | 64.39% | 55.51%
| 53.46% | 64.39% | 55.51%
| 53.47% | 64.39% | 55.5%
| 53.47% | 64.38% | 55.5%
| 53.48% | 64.38% | 55.5%
| 53.48% | 64.38% | 55.5%
| 53.49% | 64.38% | 55.5%
| 53.5% | 64.38% | 55.49%
| 53.5% | 64.37% | 55.49%
| 53.51% | 64.37% | 55.49%
| 53.51% | 64.37% | 55.49%
| 53.52% | 64.37% | 55.49%
| 53.52% | 64.37% | 55.48%
| 53.53% | 64.37% | 55.48%
| 53.54% | 64.37% | 55.48%
| 53.54% | 64.37% | 55.47%
| 53.55% | 64.36% | 55.47%
| 53.55% | 64.36% | 55.47%
| 53.56% | 64.36% | 55.47%
| 53.56% | 64.36% | 55.47%
| 53.57% | 64.36% | 55.47%
| 53.58% | 64.36% | 55.46%
| 53.58% | 64.36% | 55.46%
| 53.59% | 64.36% | 55.46%
| 53.59% | 64.36% | 55.46%
| 53.6% | 64.35% | 55.45%
| 53.6% | 64.35% | 55.45%
| 53.61% | 64.35% | 55.45%
| 53.62% | 64.35% | 55.44%
| 53.62% | 64.35% | 55.44%
| 53.63% | 64.35% | 55.44%
| 53.63% | 64.35% | 55.44%
| 53.64% | 64.35% | 55.44%
| 53.64% | 64.34% | 55.44%
| 53.65% | 64.34% | 55.44%
| 53.66% | 64.34% | 55.44%
| 53.66% | 64.33% | 55.44%
| 53.67% | 64.33% | 55.44%
| 53.67% | 64.33% | 55.44%
| 53.68% | 64.33% | 55.43%
| 53.68% | 64.32% | 55.43%
| 53.69% | 64.32% | 55.43%
| 53.7% | 64.32% | 55.43%
| 53.7% | 64.32% | 55.43%
| 53.71% | 64.32% | 55.43%
| 53.71% | 64.31% | 55.43%
| 53.72% | 64.31% | 55.43%
| 53.72% | 64.31% | 55.43%
| 53.73% | 64.31% | 55.42%
| 53.74% | 64.31% | 55.42%
| 53.74% | 64.31% | 55.42%
| 53.75% | 64.3% | 55.42%
| 53.75% | 64.3% | 55.42%
| 53.76% | 64.3% | 55.42%
| 53.76% | 64.3% | 55.41%
| 53.77% | 64.3% | 55.41%
| 53.78% | 64.29% | 55.41%
| 53.78% | 64.29% | 55.41%
| 53.79% | 64.29% | 55.41%
| 53.79% | 64.29% | 55.41%
| 53.8% | 64.29% | 55.41%
| 53.8% | 64.29% | 55.4%
| 53.81% | 64.28% | 55.4%
| 53.82% | 64.28% | 55.4%
| 53.82% | 64.28% | 55.4%
| 53.83% | 64.28% | 55.4%
| 53.83% | 64.28% | 55.4%
| 53.84% | 64.28% | 55.4%
| 53.84% | 64.28% | 55.4%
| 53.85% | 64.28% | 55.39%
| 53.86% | 64.27% | 55.39%
| 53.86% | 64.27% | 55.39%
| 53.87% | 64.27% | 55.39%
| 53.87% | 64.27% | 55.39%
| 53.88% | 64.27% | 55.39%
| 53.88% | 64.27% | 55.39%
| 53.89% | 64.26% | 55.39%
| 53.9% | 64.26% | 55.39%
| 53.9% | 64.26% | 55.38%
| 53.91% | 64.26% | 55.38%
| 53.91% | 64.26% | 55.38%
| 53.92% | 64.26% | 55.38%
| 53.92% | 64.25% | 55.37%
| 53.93% | 64.25% | 55.37%
| 53.94% | 64.25% | 55.37%
| 53.94% | 64.25% | 55.37%
| 53.95% | 64.25% | 55.37%
| 53.95% | 64.25% | 55.37%
| 53.96% | 64.25% | 55.36%
| 53.96% | 64.24% | 55.35%
| 53.97% | 64.24% | 55.35%
| 53.98% | 64.24% | 55.34%
| 53.98% | 64.24% | 55.34%
| 53.99% | 64.24% | 55.34%
| 53.99% | 64.24% | 55.34%
| 54% | 64.23% | 55.34%
| 54% | 64.23% | 55.34%
| 54.01% | 64.23% | 55.34%
| 54.02% | 64.23% | 55.34%
| 54.02% | 64.23% | 55.33%
| 54.03% | 64.23% | 55.33%
| 54.03% | 64.23% | 55.33%
| 54.04% | 64.22% | 55.33%
| 54.04% | 64.22% | 55.32%
| 54.05% | 64.22% | 55.32%
| 54.06% | 64.22% | 55.32%
| 54.06% | 64.22% | 55.32%
| 54.07% | 64.22% | 55.32%
| 54.07% | 64.22% | 55.31%
| 54.08% | 64.21% | 55.31%
| 54.08% | 64.21% | 55.31%
| 54.09% | 64.21% | 55.31%
| 54.1% | 64.2% | 55.3%
| 54.1% | 64.2% | 55.3%
| 54.11% | 64.2% | 55.3%
| 54.11% | 64.2% | 55.3%
| 54.12% | 64.2% | 55.3%
| 54.12% | 64.2% | 55.3%
| 54.13% | 64.19% | 55.29%
| 54.14% | 64.19% | 55.29%
| 54.14% | 64.19% | 55.29%
| 54.15% | 64.19% | 55.29%
| 54.15% | 64.19% | 55.29%
| 54.16% | 64.19% | 55.29%
| 54.16% | 64.18% | 55.29%
| 54.17% | 64.18% | 55.28%
| 54.18% | 64.18% | 55.28%
| 54.18% | 64.18% | 55.28%
| 54.19% | 64.18% | 55.28%
| 54.19% | 64.18% | 55.28%
| 54.2% | 64.18% | 55.28%
| 54.2% | 64.18% | 55.27%
| 54.21% | 64.18% | 55.27%
| 54.22% | 64.17% | 55.27%
| 54.22% | 64.17% | 55.26%
| 54.23% | 64.17% | 55.26%
| 54.23% | 64.17% | 55.26%
| 54.24% | 64.16% | 55.25%
| 54.24% | 64.16% | 55.25%
| 54.25% | 64.16% | 55.25%
| 54.26% | 64.16% | 55.24%
| 54.26% | 64.16% | 55.24%
| 54.27% | 64.16% | 55.24%
| 54.27% | 64.15% | 55.24%
| 54.28% | 64.15% | 55.24%
| 54.28% | 64.15% | 55.24%
| 54.29% | 64.15% | 55.24%
| 54.3% | 64.15% | 55.23%
| 54.3% | 64.15% | 55.23%
| 54.31% | 64.15% | 55.23%
| 54.31% | 64.14% | 55.22%
| 54.32% | 64.14% | 55.22%
| 54.32% | 64.14% | 55.22%
| 54.33% | 64.14% | 55.22%
| 54.34% | 64.14% | 55.21%
| 54.34% | 64.14% | 55.21%
| 54.35% | 64.13% | 55.21%
| 54.35% | 64.13% | 55.21%
| 54.36% | 64.13% | 55.21%
| 54.36% | 64.13% | 55.21%
| 54.37% | 64.13% | 55.2%
| 54.38% | 64.13% | 55.2%
| 54.38% | 64.13% | 55.2%
| 54.39% | 64.12% | 55.2%
| 54.39% | 64.12% | 55.2%
| 54.4% | 64.12% | 55.2%
| 54.4% | 64.12% | 55.2%
| 54.41% | 64.12% | 55.2%
| 54.42% | 64.12% | 55.2%
| 54.42% | 64.11% | 55.2%
| 54.43% | 64.11% | 55.19%
| 54.43% | 64.11% | 55.19%
| 54.44% | 64.11% | 55.19%
| 54.44% | 64.1% | 55.19%
| 54.45% | 64.1% | 55.19%
| 54.46% | 64.1% | 55.19%
| 54.46% | 64.1% | 55.19%
| 54.47% | 64.1% | 55.19%
| 54.47% | 64.09% | 55.18%
| 54.48% | 64.09% | 55.18%
| 54.48% | 64.09% | 55.18%
| 54.49% | 64.09% | 55.18%
| 54.5% | 64.09% | 55.18%
| 54.5% | 64.08% | 55.18%
| 54.51% | 64.08% | 55.17%
| 54.51% | 64.07% | 55.17%
| 54.52% | 64.07% | 55.17%
| 54.52% | 64.07% | 55.17%
| 54.53% | 64.07% | 55.17%
| 54.54% | 64.07% | 55.17%
| 54.54% | 64.07% | 55.17%
| 54.55% | 64.07% | 55.17%
| 54.55% | 64.06% | 55.16%
| 54.56% | 64.06% | 55.16%
| 54.56% | 64.06% | 55.16%
| 54.57% | 64.06% | 55.15%
| 54.58% | 64.06% | 55.15%
| 54.58% | 64.06% | 55.15%
| 54.59% | 64.05% | 55.15%
| 54.59% | 64.05% | 55.15%
| 54.6% | 64.05% | 55.15%
| 54.6% | 64.05% | 55.14%
| 54.61% | 64.04% | 55.14%
| 54.62% | 64.04% | 55.14%
| 54.62% | 64.03% | 55.14%
| 54.63% | 64.03% | 55.14%
| 54.63% | 64.03% | 55.14%
| 54.64% | 64.03% | 55.13%
| 54.64% | 64.03% | 55.13%
| 54.65% | 64.02% | 55.13%
| 54.66% | 64.02% | 55.12%
| 54.66% | 64.02% | 55.12%
| 54.67% | 64.02% | 55.12%
| 54.67% | 64.02% | 55.12%
| 54.68% | 64.02% | 55.12%
| 54.68% | 64.02% | 55.12%
| 54.69% | 64.02% | 55.12%
| 54.7% | 64.01% | 55.12%
| 54.7% | 64.01% | 55.12%
| 54.71% | 64.01% | 55.12%
| 54.71% | 64.01% | 55.12%
| 54.72% | 64.01% | 55.12%
| 54.72% | 64.01% | 55.11%
| 54.73% | 64.01% | 55.11%
| 54.74% | 64.01% | 55.11%
| 54.74% | 64% | 55.11%
| 54.75% | 64% | 55.11%
| 54.75% | 64% | 55.11%
| 54.76% | 64% | 55.11%
| 54.76% | 64% | 55.11%
| 54.77% | 64% | 55.1%
| 54.78% | 64% | 55.1%
| 54.78% | 63.99% | 55.1%
| 54.79% | 63.99% | 55.1%
| 54.79% | 63.99% | 55.09%
| 54.8% | 63.99% | 55.09%
| 54.8% | 63.99% | 55.09%
| 54.81% | 63.99% | 55.09%
| 54.82% | 63.99% | 55.09%
| 54.82% | 63.98% | 55.09%
| 54.83% | 63.98% | 55.09%
| 54.83% | 63.97% | 55.09%
| 54.84% | 63.97% | 55.09%
| 54.84% | 63.97% | 55.09%
| 54.85% | 63.97% | 55.08%
| 54.86% | 63.97% | 55.08%
| 54.86% | 63.97% | 55.08%
| 54.87% | 63.97% | 55.08%
| 54.87% | 63.96% | 55.08%
| 54.88% | 63.96% | 55.07%
| 54.88% | 63.96% | 55.07%
| 54.89% | 63.96% | 55.07%
| 54.9% | 63.96% | 55.07%
| 54.9% | 63.96% | 55.07%
| 54.91% | 63.95% | 55.07%
| 54.91% | 63.95% | 55.07%
| 54.92% | 63.95% | 55.06%
| 54.92% | 63.95% | 55.06%
| 54.93% | 63.95% | 55.06%
| 54.94% | 63.95% | 55.06%
| 54.94% | 63.95% | 55.06%
| 54.95% | 63.95% | 55.06%
| 54.95% | 63.95% | 55.06%
| 54.96% | 63.94% | 55.05%
| 54.96% | 63.94% | 55.05%
| 54.97% | 63.94% | 55.05%
| 54.98% | 63.94% | 55.05%
| 54.98% | 63.94% | 55.05%
| 54.99% | 63.94% | 55.05%
| 54.99% | 63.94% | 55.05%
| 55% | 63.94% | 55.04%
| 55% | 63.94% | 55.04%
| 55.01% | 63.94% | 55.04%
| 55.02% | 63.94% | 55.04%
| 55.02% | 63.93% | 55.04%
| 55.03% | 63.93% | 55.04%
| 55.03% | 63.93% | 55.04%
| 55.04% | 63.93% | 55.04%
| 55.04% | 63.93% | 55.04%
| 55.05% | 63.93% | 55.04%
| 55.06% | 63.92% | 55.03%
| 55.06% | 63.92% | 55.03%
| 55.07% | 63.92% | 55.03%
| 55.07% | 63.91% | 55.03%
| 55.08% | 63.91% | 55.03%
| 55.08% | 63.91% | 55.03%
| 55.09% | 63.91% | 55.03%
| 55.1% | 63.91% | 55.03%
| 55.1% | 63.91% | 55.03%
| 55.11% | 63.91% | 55.03%
| 55.11% | 63.9% | 55.02%
| 55.12% | 63.9% | 55.02%
| 55.12% | 63.9% | 55.02%
| 55.13% | 63.9% | 55.02%
| 55.14% | 63.9% | 55.02%
| 55.14% | 63.89% | 55.02%
| 55.15% | 63.89% | 55.01%
| 55.15% | 63.89% | 55.01%
| 55.16% | 63.89% | 55.01%
| 55.16% | 63.89% | 55.01%
| 55.17% | 63.89% | 55.01%
| 55.18% | 63.89% | 55.01%
| 55.18% | 63.89% | 55%
| 55.19% | 63.89% | 55%
| 55.19% | 63.89% | 55%
| 55.2% | 63.89% | 55%
| 55.2% | 63.88% | 55%
| 55.21% | 63.88% | 55%
| 55.22% | 63.88% | 55%
| 55.22% | 63.88% | 55%
| 55.23% | 63.88% | 55%
| 55.23% | 63.88% | 54.99%
| 55.24% | 63.87% | 54.99%
| 55.24% | 63.87% | 54.99%
| 55.25% | 63.87% | 54.99%
| 55.26% | 63.87% | 54.99%
| 55.26% | 63.87% | 54.99%
| 55.27% | 63.87% | 54.98%
| 55.27% | 63.86% | 54.98%
| 55.28% | 63.86% | 54.98%
| 55.28% | 63.86% | 54.98%
| 55.29% | 63.85% | 54.98%
| 55.3% | 63.85% | 54.98%
| 55.3% | 63.85% | 54.98%
| 55.31% | 63.85% | 54.98%
| 55.31% | 63.85% | 54.97%
| 55.32% | 63.85% | 54.97%
| 55.32% | 63.84% | 54.97%
| 55.33% | 63.84% | 54.97%
| 55.34% | 63.84% | 54.97%
| 55.34% | 63.84% | 54.97%
| 55.35% | 63.84% | 54.96%
| 55.35% | 63.84% | 54.96%
| 55.36% | 63.83% | 54.96%
| 55.36% | 63.83% | 54.96%
| 55.37% | 63.83% | 54.96%
| 55.38% | 63.83% | 54.96%
| 55.38% | 63.83% | 54.96%
| 55.39% | 63.83% | 54.96%
| 55.39% | 63.83% | 54.95%
| 55.4% | 63.82% | 54.95%
| 55.4% | 63.82% | 54.95%
| 55.41% | 63.82% | 54.95%
| 55.42% | 63.82% | 54.94%
| 55.42% | 63.82% | 54.94%
| 55.43% | 63.82% | 54.94%
| 55.43% | 63.82% | 54.94%
| 55.44% | 63.82% | 54.94%
| 55.44% | 63.81% | 54.94%
| 55.45% | 63.81% | 54.94%
| 55.46% | 63.81% | 54.94%
| 55.46% | 63.8% | 54.94%
| 55.47% | 63.8% | 54.94%
| 55.47% | 63.8% | 54.93%
| 55.48% | 63.8% | 54.93%
| 55.48% | 63.8% | 54.93%
| 55.49% | 63.8% | 54.93%
| 55.5% | 63.8% | 54.93%
| 55.5% | 63.8% | 54.92%
| 55.51% | 63.8% | 54.91%
| 55.51% | 63.8% | 54.91%
| 55.52% | 63.8% | 54.9%
| 55.52% | 63.79% | 54.9%
| 55.53% | 63.79% | 54.9%
| 55.54% | 63.79% | 54.9%
| 55.54% | 63.79% | 54.9%
| 55.55% | 63.79% | 54.9%
| 55.55% | 63.79% | 54.89%
| 55.56% | 63.78% | 54.89%
| 55.56% | 63.78% | 54.89%
| 55.57% | 63.78% | 54.89%
| 55.58% | 63.78% | 54.89%
| 55.58% | 63.78% | 54.88%
| 55.59% | 63.78% | 54.88%
| 55.59% | 63.78% | 54.88%
| 55.6% | 63.78% | 54.88%
| 55.6% | 63.78% | 54.87%
| 55.61% | 63.77% | 54.87%
| 55.62% | 63.77% | 54.87%
| 55.62% | 63.77% | 54.87%
| 55.63% | 63.77% | 54.87%
| 55.63% | 63.77% | 54.87%
| 55.64% | 63.77% | 54.86%
| 55.64% | 63.77% | 54.86%
| 55.65% | 63.76% | 54.86%
| 55.66% | 63.76% | 54.86%
| 55.66% | 63.76% | 54.86%
| 55.67% | 63.76% | 54.86%
| 55.67% | 63.76% | 54.86%
| 55.68% | 63.76% | 54.86%
| 55.68% | 63.76% | 54.85%
| 55.69% | 63.75% | 54.85%
| 55.7% | 63.75% | 54.85%
| 55.7% | 63.75% | 54.85%
| 55.71% | 63.75% | 54.85%
| 55.71% | 63.75% | 54.85%
| 55.72% | 63.75% | 54.84%
| 55.72% | 63.74% | 54.84%
| 55.73% | 63.74% | 54.84%
| 55.74% | 63.74% | 54.84%
| 55.74% | 63.74% | 54.84%
| 55.75% | 63.74% | 54.84%
| 55.75% | 63.74% | 54.84%
| 55.76% | 63.74% | 54.84%
| 55.76% | 63.73% | 54.84%
| 55.77% | 63.73% | 54.84%
| 55.78% | 63.73% | 54.84%
| 55.78% | 63.73% | 54.83%
| 55.79% | 63.73% | 54.82%
| 55.79% | 63.73% | 54.82%
| 55.8% | 63.72% | 54.82%
| 55.8% | 63.72% | 54.82%
| 55.81% | 63.72% | 54.82%
| 55.82% | 63.72% | 54.82%
| 55.82% | 63.72% | 54.82%
| 55.83% | 63.72% | 54.82%
| 55.83% | 63.72% | 54.82%
| 55.84% | 63.72% | 54.82%
| 55.84% | 63.72% | 54.81%
| 55.85% | 63.72% | 54.81%
| 55.86% | 63.71% | 54.81%
| 55.86% | 63.71% | 54.81%
| 55.87% | 63.71% | 54.81%
| 55.87% | 63.71% | 54.81%
| 55.88% | 63.71% | 54.81%
| 55.88% | 63.71% | 54.8%
| 55.89% | 63.71% | 54.8%
| 55.9% | 63.71% | 54.8%
| 55.9% | 63.71% | 54.8%
| 55.91% | 63.7% | 54.8%
| 55.91% | 63.7% | 54.8%
| 55.92% | 63.7% | 54.8%
| 55.92% | 63.7% | 54.8%
| 55.93% | 63.7% | 54.79%
| 55.94% | 63.7% | 54.79%
| 55.94% | 63.69% | 54.79%
| 55.95% | 63.69% | 54.78%
| 55.95% | 63.69% | 54.78%
| 55.96% | 63.69% | 54.78%
| 55.96% | 63.68% | 54.78%
| 55.97% | 63.68% | 54.78%
| 55.98% | 63.68% | 54.77%
| 55.98% | 63.68% | 54.77%
| 55.99% | 63.68% | 54.77%
| 55.99% | 63.68% | 54.77%
| 56% | 63.68% | 54.77%
| 56% | 63.68% | 54.77%
| 56.01% | 63.68% | 54.77%
| 56.02% | 63.68% | 54.77%
| 56.02% | 63.67% | 54.77%
| 56.03% | 63.67% | 54.76%
| 56.03% | 63.67% | 54.76%
| 56.04% | 63.67% | 54.76%
| 56.04% | 63.67% | 54.76%
| 56.05% | 63.67% | 54.76%
| 56.06% | 63.66% | 54.76%
| 56.06% | 63.66% | 54.75%
| 56.07% | 63.66% | 54.75%
| 56.07% | 63.66% | 54.75%
| 56.08% | 63.66% | 54.75%
| 56.08% | 63.66% | 54.75%
| 56.09% | 63.65% | 54.75%
| 56.1% | 63.65% | 54.75%
| 56.1% | 63.65% | 54.75%
| 56.11% | 63.65% | 54.75%
| 56.11% | 63.65% | 54.74%
| 56.12% | 63.64% | 54.74%
| 56.12% | 63.64% | 54.74%
| 56.13% | 63.64% | 54.74%
| 56.14% | 63.64% | 54.74%
| 56.14% | 63.64% | 54.74%
| 56.15% | 63.64% | 54.74%
| 56.15% | 63.64% | 54.74%
| 56.16% | 63.63% | 54.73%
| 56.16% | 63.63% | 54.73%
| 56.17% | 63.63% | 54.73%
| 56.18% | 63.63% | 54.73%
| 56.18% | 63.63% | 54.72%
| 56.19% | 63.63% | 54.72%
| 56.19% | 63.63% | 54.72%
| 56.2% | 63.63% | 54.72%
| 56.2% | 63.63% | 54.71%
| 56.21% | 63.63% | 54.71%
| 56.22% | 63.63% | 54.71%
| 56.22% | 63.62% | 54.7%
| 56.23% | 63.62% | 54.7%
| 56.23% | 63.62% | 54.7%
| 56.24% | 63.62% | 54.69%
| 56.24% | 63.62% | 54.69%
| 56.25% | 63.61% | 54.69%
| 56.26% | 63.61% | 54.69%
| 56.26% | 63.61% | 54.68%
| 56.27% | 63.61% | 54.68%
| 56.27% | 63.61% | 54.68%
| 56.28% | 63.61% | 54.68%
| 56.28% | 63.61% | 54.68%
| 56.29% | 63.61% | 54.68%
| 56.3% | 63.61% | 54.68%
| 56.3% | 63.61% | 54.68%
| 56.31% | 63.61% | 54.68%
| 56.31% | 63.61% | 54.68%
| 56.32% | 63.6% | 54.68%
| 56.32% | 63.6% | 54.68%
| 56.33% | 63.6% | 54.67%
| 56.34% | 63.6% | 54.67%
| 56.34% | 63.6% | 54.67%
| 56.35% | 63.6% | 54.66%
| 56.35% | 63.6% | 54.66%
| 56.36% | 63.6% | 54.66%
| 56.36% | 63.6% | 54.65%
| 56.37% | 63.6% | 54.65%
| 56.38% | 63.6% | 54.65%
| 56.38% | 63.59% | 54.64%
| 56.39% | 63.59% | 54.64%
| 56.39% | 63.59% | 54.64%
| 56.4% | 63.59% | 54.64%
| 56.4% | 63.59% | 54.64%
| 56.41% | 63.59% | 54.64%
| 56.42% | 63.59% | 54.64%
| 56.42% | 63.59% | 54.64%
| 56.43% | 63.59% | 54.64%
| 56.43% | 63.59% | 54.63%
| 56.44% | 63.59% | 54.63%
| 56.44% | 63.58% | 54.63%
| 56.45% | 63.58% | 54.62%
| 56.46% | 63.58% | 54.62%
| 56.46% | 63.58% | 54.62%
| 56.47% | 63.58% | 54.61%
| 56.47% | 63.58% | 54.61%
| 56.48% | 63.58% | 54.6%
| 56.48% | 63.58% | 54.6%
| 56.49% | 63.58% | 54.6%
| 56.5% | 63.58% | 54.6%
| 56.5% | 63.58% | 54.6%
| 56.51% | 63.57% | 54.6%
| 56.51% | 63.57% | 54.6%
| 56.52% | 63.57% | 54.6%
| 56.52% | 63.57% | 54.6%
| 56.53% | 63.57% | 54.6%
| 56.54% | 63.57% | 54.59%
| 56.54% | 63.57% | 54.59%
| 56.55% | 63.57% | 54.59%
| 56.55% | 63.57% | 54.59%
| 56.56% | 63.56% | 54.59%
| 56.56% | 63.56% | 54.59%
| 56.57% | 63.56% | 54.58%
| 56.58% | 63.56% | 54.58%
| 56.58% | 63.56% | 54.58%
| 56.59% | 63.56% | 54.58%
| 56.59% | 63.56% | 54.58%
| 56.6% | 63.56% | 54.58%
| 56.6% | 63.56% | 54.58%
| 56.61% | 63.55% | 54.58%
| 56.62% | 63.55% | 54.57%
| 56.62% | 63.55% | 54.57%
| 56.63% | 63.55% | 54.57%
| 56.63% | 63.55% | 54.57%
| 56.64% | 63.55% | 54.57%
| 56.64% | 63.54% | 54.56%
| 56.65% | 63.54% | 54.56%
| 56.66% | 63.54% | 54.56%
| 56.66% | 63.54% | 54.56%
| 56.67% | 63.53% | 54.56%
| 56.67% | 63.53% | 54.56%
| 56.68% | 63.53% | 54.56%
| 56.68% | 63.53% | 54.55%
| 56.69% | 63.53% | 54.55%
| 56.7% | 63.53% | 54.55%
| 56.7% | 63.53% | 54.55%
| 56.71% | 63.52% | 54.55%
| 56.71% | 63.52% | 54.54%
| 56.72% | 63.52% | 54.54%
| 56.72% | 63.52% | 54.54%
| 56.73% | 63.52% | 54.54%
| 56.74% | 63.52% | 54.53%
| 56.74% | 63.52% | 54.53%
| 56.75% | 63.52% | 54.53%
| 56.75% | 63.52% | 54.53%
| 56.76% | 63.51% | 54.53%
| 56.76% | 63.51% | 54.53%
| 56.77% | 63.51% | 54.53%
| 56.78% | 63.51% | 54.52%
| 56.78% | 63.51% | 54.52%
| 56.79% | 63.5% | 54.52%
| 56.79% | 63.5% | 54.52%
| 56.8% | 63.5% | 54.52%
| 56.8% | 63.5% | 54.52%
| 56.81% | 63.5% | 54.52%
| 56.82% | 63.5% | 54.51%
| 56.82% | 63.49% | 54.51%
| 56.83% | 63.49% | 54.51%
| 56.83% | 63.49% | 54.51%
| 56.84% | 63.49% | 54.51%
| 56.84% | 63.49% | 54.51%
| 56.85% | 63.49% | 54.51%
| 56.86% | 63.49% | 54.51%
| 56.86% | 63.49% | 54.5%
| 56.87% | 63.49% | 54.49%
| 56.87% | 63.49% | 54.49%
| 56.88% | 63.49% | 54.49%
| 56.88% | 63.49% | 54.49%
| 56.89% | 63.48% | 54.49%
| 56.9% | 63.48% | 54.49%
| 56.9% | 63.48% | 54.48%
| 56.91% | 63.48% | 54.48%
| 56.91% | 63.48% | 54.48%
| 56.92% | 63.48% | 54.48%
| 56.92% | 63.48% | 54.48%
| 56.93% | 63.48% | 54.48%
| 56.94% | 63.47% | 54.48%
| 56.94% | 63.47% | 54.48%
| 56.95% | 63.47% | 54.48%
| 56.95% | 63.47% | 54.47%
| 56.96% | 63.47% | 54.47%
| 56.96% | 63.47% | 54.46%
| 56.97% | 63.47% | 54.46%
| 56.98% | 63.46% | 54.46%
| 56.98% | 63.46% | 54.46%
| 56.99% | 63.46% | 54.46%
| 56.99% | 63.46% | 54.45%
| 57% | 63.46% | 54.45%
| 57% | 63.46% | 54.45%
| 57.01% | 63.46% | 54.45%
| 57.02% | 63.46% | 54.45%
| 57.02% | 63.46% | 54.45%
| 57.03% | 63.46% | 54.45%
| 57.03% | 63.46% | 54.45%
| 57.04% | 63.45% | 54.44%
| 57.04% | 63.45% | 54.44%
| 57.05% | 63.45% | 54.44%
| 57.06% | 63.45% | 54.44%
| 57.06% | 63.45% | 54.44%
| 57.07% | 63.45% | 54.44%
| 57.07% | 63.45% | 54.44%
| 57.08% | 63.45% | 54.44%
| 57.08% | 63.45% | 54.44%
| 57.09% | 63.45% | 54.44%
| 57.1% | 63.45% | 54.43%
| 57.1% | 63.45% | 54.43%
| 57.11% | 63.45% | 54.43%
| 57.11% | 63.44% | 54.43%
| 57.12% | 63.44% | 54.43%
| 57.12% | 63.44% | 54.42%
| 57.13% | 63.44% | 54.42%
| 57.14% | 63.44% | 54.42%
| 57.14% | 63.44% | 54.42%
| 57.15% | 63.44% | 54.42%
| 57.15% | 63.44% | 54.42%
| 57.16% | 63.43% | 54.42%
| 57.16% | 63.43% | 54.41%
| 57.17% | 63.43% | 54.41%
| 57.18% | 63.43% | 54.4%
| 57.18% | 63.42% | 54.4%
| 57.19% | 63.42% | 54.4%
| 57.19% | 63.42% | 54.4%
| 57.2% | 63.42% | 54.4%
| 57.2% | 63.42% | 54.4%
| 57.21% | 63.42% | 54.4%
| 57.22% | 63.41% | 54.4%
| 57.22% | 63.41% | 54.4%
| 57.23% | 63.41% | 54.39%
| 57.23% | 63.41% | 54.39%
| 57.24% | 63.41% | 54.39%
| 57.24% | 63.41% | 54.39%
| 57.25% | 63.41% | 54.39%
| 57.26% | 63.41% | 54.39%
| 57.26% | 63.41% | 54.39%
| 57.27% | 63.41% | 54.39%
| 57.27% | 63.4% | 54.39%
| 57.28% | 63.4% | 54.39%
| 57.28% | 63.4% | 54.39%
| 57.29% | 63.4% | 54.39%
| 57.3% | 63.4% | 54.39%
| 57.3% | 63.4% | 54.38%
| 57.31% | 63.4% | 54.38%
| 57.31% | 63.39% | 54.38%
| 57.32% | 63.39% | 54.38%
| 57.32% | 63.39% | 54.37%
| 57.33% | 63.39% | 54.37%
| 57.34% | 63.39% | 54.37%
| 57.34% | 63.39% | 54.37%
| 57.35% | 63.39% | 54.37%
| 57.35% | 63.39% | 54.37%
| 57.36% | 63.39% | 54.37%
| 57.36% | 63.38% | 54.36%
| 57.37% | 63.38% | 54.36%
| 57.38% | 63.38% | 54.36%
| 57.38% | 63.38% | 54.36%
| 57.39% | 63.37% | 54.35%
| 57.39% | 63.37% | 54.35%
| 57.4% | 63.37% | 54.35%
| 57.4% | 63.37% | 54.35%
| 57.41% | 63.37% | 54.35%
| 57.42% | 63.36% | 54.35%
| 57.42% | 63.36% | 54.35%
| 57.43% | 63.36% | 54.35%
| 57.43% | 63.36% | 54.35%
| 57.44% | 63.36% | 54.34%
| 57.44% | 63.36% | 54.34%
| 57.45% | 63.35% | 54.34%
| 57.46% | 63.35% | 54.34%
| 57.46% | 63.35% | 54.34%
| 57.47% | 63.35% | 54.34%
| 57.47% | 63.35% | 54.33%
| 57.48% | 63.35% | 54.33%
| 57.48% | 63.35% | 54.33%
| 57.49% | 63.35% | 54.32%
| 57.5% | 63.35% | 54.32%
| 57.5% | 63.35% | 54.32%
| 57.51% | 63.34% | 54.31%
| 57.51% | 63.34% | 54.31%
| 57.52% | 63.34% | 54.31%
| 57.52% | 63.34% | 54.31%
| 57.53% | 63.34% | 54.31%
| 57.54% | 63.34% | 54.3%
| 57.54% | 63.34% | 54.3%
| 57.55% | 63.34% | 54.3%
| 57.55% | 63.34% | 54.29%
| 57.56% | 63.34% | 54.29%
| 57.56% | 63.34% | 54.28%
| 57.57% | 63.33% | 54.28%
| 57.58% | 63.33% | 54.28%
| 57.58% | 63.33% | 54.28%
| 57.59% | 63.33% | 54.28%
| 57.59% | 63.33% | 54.27%
| 57.6% | 63.33% | 54.27%
| 57.6% | 63.33% | 54.27%
| 57.61% | 63.32% | 54.27%
| 57.62% | 63.32% | 54.27%
| 57.62% | 63.32% | 54.27%
| 57.63% | 63.32% | 54.26%
| 57.63% | 63.32% | 54.26%
| 57.64% | 63.32% | 54.26%
| 57.64% | 63.32% | 54.26%
| 57.65% | 63.32% | 54.26%
| 57.66% | 63.31% | 54.26%
| 57.66% | 63.31% | 54.26%
| 57.67% | 63.3% | 54.26%
| 57.67% | 63.3% | 54.26%
| 57.68% | 63.3% | 54.25%
| 57.68% | 63.3% | 54.25%
| 57.69% | 63.3% | 54.24%
| 57.7% | 63.3% | 54.24%
| 57.7% | 63.3% | 54.24%
| 57.71% | 63.29% | 54.24%
| 57.71% | 63.29% | 54.24%
| 57.72% | 63.29% | 54.24%
| 57.72% | 63.29% | 54.24%
| 57.73% | 63.29% | 54.23%
| 57.74% | 63.29% | 54.23%
| 57.74% | 63.28% | 54.23%
| 57.75% | 63.28% | 54.23%
| 57.75% | 63.28% | 54.23%
| 57.76% | 63.28% | 54.22%
| 57.76% | 63.28% | 54.22%
| 57.77% | 63.27% | 54.22%
| 57.78% | 63.27% | 54.22%
| 57.78% | 63.27% | 54.22%
| 57.79% | 63.27% | 54.22%
| 57.79% | 63.27% | 54.21%
| 57.8% | 63.26% | 54.21%
| 57.8% | 63.26% | 54.21%
| 57.81% | 63.26% | 54.21%
| 57.82% | 63.26% | 54.21%
| 57.82% | 63.26% | 54.2%
| 57.83% | 63.26% | 54.2%
| 57.83% | 63.26% | 54.2%
| 57.84% | 63.26% | 54.2%
| 57.84% | 63.26% | 54.2%
| 57.85% | 63.25% | 54.2%
| 57.86% | 63.25% | 54.2%
| 57.86% | 63.25% | 54.2%
| 57.87% | 63.25% | 54.2%
| 57.87% | 63.25% | 54.19%
| 57.88% | 63.25% | 54.19%
| 57.88% | 63.25% | 54.19%
| 57.89% | 63.25% | 54.19%
| 57.9% | 63.25% | 54.19%
| 57.9% | 63.25% | 54.19%
| 57.91% | 63.24% | 54.18%
| 57.91% | 63.24% | 54.18%
| 57.92% | 63.24% | 54.18%
| 57.92% | 63.24% | 54.18%
| 57.93% | 63.24% | 54.18%
| 57.94% | 63.24% | 54.17%
| 57.94% | 63.24% | 54.17%
| 57.95% | 63.24% | 54.17%
| 57.95% | 63.24% | 54.17%
| 57.96% | 63.24% | 54.17%
| 57.96% | 63.23% | 54.17%
| 57.97% | 63.23% | 54.17%
| 57.98% | 63.23% | 54.17%
| 57.98% | 63.23% | 54.17%
| 57.99% | 63.23% | 54.17%
| 57.99% | 63.23% | 54.16%
| 58% | 63.22% | 54.16%
| 58% | 63.22% | 54.16%
| 58.01% | 63.22% | 54.16%
| 58.02% | 63.22% | 54.16%
| 58.02% | 63.22% | 54.16%
| 58.03% | 63.22% | 54.16%
| 58.03% | 63.22% | 54.15%
| 58.04% | 63.21% | 54.15%
| 58.04% | 63.21% | 54.15%
| 58.05% | 63.21% | 54.15%
| 58.06% | 63.21% | 54.15%
| 58.06% | 63.21% | 54.15%
| 58.07% | 63.21% | 54.15%
| 58.07% | 63.21% | 54.14%
| 58.08% | 63.21% | 54.14%
| 58.08% | 63.21% | 54.14%
| 58.09% | 63.21% | 54.14%
| 58.1% | 63.21% | 54.14%
| 58.1% | 63.2% | 54.13%
| 58.11% | 63.2% | 54.12%
| 58.11% | 63.2% | 54.12%
| 58.12% | 63.2% | 54.12%
| 58.12% | 63.2% | 54.12%
| 58.13% | 63.2% | 54.12%
| 58.14% | 63.19% | 54.12%
| 58.14% | 63.19% | 54.1%
| 58.15% | 63.19% | 54.1%
| 58.15% | 63.19% | 54.1%
| 58.16% | 63.19% | 54.1%
| 58.16% | 63.18% | 54.1%
| 58.17% | 63.18% | 54.09%
| 58.18% | 63.18% | 54.09%
| 58.18% | 63.18% | 54.09%
| 58.19% | 63.18% | 54.09%
| 58.19% | 63.18% | 54.08%
| 58.2% | 63.18% | 54.08%
| 58.2% | 63.18% | 54.08%
| 58.21% | 63.18% | 54.08%
| 58.22% | 63.18% | 54.08%
| 58.22% | 63.18% | 54.07%
| 58.23% | 63.17% | 54.07%
| 58.23% | 63.17% | 54.07%
| 58.24% | 63.17% | 54.07%
| 58.24% | 63.17% | 54.07%
| 58.25% | 63.17% | 54.07%
| 58.26% | 63.17% | 54.06%
| 58.26% | 63.16% | 54.06%
| 58.27% | 63.16% | 54.06%
| 58.27% | 63.16% | 54.06%
| 58.28% | 63.16% | 54.06%
| 58.28% | 63.16% | 54.06%
| 58.29% | 63.16% | 54.06%
| 58.3% | 63.16% | 54.05%
| 58.3% | 63.15% | 54.05%
| 58.31% | 63.15% | 54.05%
| 58.31% | 63.15% | 54.05%
| 58.32% | 63.15% | 54.05%
| 58.32% | 63.15% | 54.04%
| 58.33% | 63.14% | 54.04%
| 58.34% | 63.14% | 54.04%
| 58.34% | 63.14% | 54.04%
| 58.35% | 63.14% | 54.04%
| 58.35% | 63.14% | 54.04%
| 58.36% | 63.14% | 54.04%
| 58.36% | 63.14% | 54.03%
| 58.37% | 63.14% | 54.03%
| 58.38% | 63.14% | 54.02%
| 58.38% | 63.13% | 54.02%
| 58.39% | 63.13% | 54.01%
| 58.39% | 63.13% | 54.01%
| 58.4% | 63.13% | 54.01%
| 58.4% | 63.13% | 54.01%
| 58.41% | 63.13% | 54.01%
| 58.42% | 63.13% | 54.01%
| 58.42% | 63.12% | 54%
| 58.43% | 63.12% | 54%
| 58.43% | 63.12% | 54%
| 58.44% | 63.12% | 54%
| 58.44% | 63.12% | 54%
| 58.45% | 63.12% | 54%
| 58.46% | 63.12% | 53.99%
| 58.46% | 63.12% | 53.99%
| 58.47% | 63.11% | 53.99%
| 58.47% | 63.11% | 53.99%
| 58.48% | 63.11% | 53.99%
| 58.48% | 63.11% | 53.99%
| 58.49% | 63.11% | 53.98%
| 58.5% | 63.11% | 53.98%
| 58.5% | 63.11% | 53.98%
| 58.51% | 63.11% | 53.98%
| 58.51% | 63.11% | 53.98%
| 58.52% | 63.1% | 53.98%
| 58.52% | 63.1% | 53.97%
| 58.53% | 63.1% | 53.97%
| 58.54% | 63.1% | 53.97%
| 58.54% | 63.1% | 53.97%
| 58.55% | 63.1% | 53.97%
| 58.55% | 63.1% | 53.97%
| 58.56% | 63.09% | 53.97%
| 58.56% | 63.09% | 53.97%
| 58.57% | 63.09% | 53.97%
| 58.58% | 63.09% | 53.97%
| 58.58% | 63.09% | 53.97%
| 58.59% | 63.09% | 53.96%
| 58.59% | 63.09% | 53.96%
| 58.6% | 63.08% | 53.96%
| 58.6% | 63.08% | 53.96%
| 58.61% | 63.08% | 53.96%
| 58.62% | 63.08% | 53.95%
| 58.62% | 63.08% | 53.95%
| 58.63% | 63.08% | 53.95%
| 58.63% | 63.08% | 53.95%
| 58.64% | 63.07% | 53.95%
| 58.64% | 63.07% | 53.95%
| 58.65% | 63.07% | 53.95%
| 58.66% | 63.07% | 53.94%
| 58.66% | 63.07% | 53.93%
| 58.67% | 63.07% | 53.93%
| 58.67% | 63.07% | 53.93%
| 58.68% | 63.07% | 53.93%
| 58.68% | 63.06% | 53.93%
| 58.69% | 63.06% | 53.92%
| 58.7% | 63.06% | 53.92%
| 58.7% | 63.05% | 53.92%
| 58.71% | 63.05% | 53.91%
| 58.71% | 63.05% | 53.91%
| 58.72% | 63.05% | 53.91%
| 58.72% | 63.05% | 53.91%
| 58.73% | 63.04% | 53.91%
| 58.74% | 63.04% | 53.9%
| 58.74% | 63.04% | 53.9%
| 58.75% | 63.04% | 53.9%
| 58.75% | 63.04% | 53.9%
| 58.76% | 63.04% | 53.89%
| 58.76% | 63.04% | 53.89%
| 58.77% | 63.03% | 53.89%
| 58.78% | 63.03% | 53.89%
| 58.78% | 63.03% | 53.89%
| 58.79% | 63.03% | 53.89%
| 58.79% | 63.03% | 53.89%
| 58.8% | 63.03% | 53.89%
| 58.8% | 63.03% | 53.88%
| 58.81% | 63.03% | 53.88%
| 58.82% | 63.03% | 53.88%
| 58.82% | 63.02% | 53.88%
| 58.83% | 63.02% | 53.88%
| 58.83% | 63.02% | 53.88%
| 58.84% | 63.01% | 53.87%
| 58.84% | 63.01% | 53.87%
| 58.85% | 63.01% | 53.86%
| 58.86% | 63.01% | 53.86%
| 58.86% | 63.01% | 53.86%
| 58.87% | 63.01% | 53.86%
| 58.87% | 63.01% | 53.85%
| 58.88% | 63% | 53.85%
| 58.88% | 63% | 53.85%
| 58.89% | 63% | 53.85%
| 58.9% | 63% | 53.85%
| 58.9% | 63% | 53.85%
| 58.91% | 63% | 53.85%
| 58.91% | 62.99% | 53.85%
| 58.92% | 62.99% | 53.85%
| 58.92% | 62.99% | 53.84%
| 58.93% | 62.99% | 53.84%
| 58.94% | 62.99% | 53.84%
| 58.94% | 62.99% | 53.84%
| 58.95% | 62.99% | 53.84%
| 58.95% | 62.99% | 53.84%
| 58.96% | 62.99% | 53.84%
| 58.96% | 62.98% | 53.83%
| 58.97% | 62.98% | 53.83%
| 58.98% | 62.98% | 53.83%
| 58.98% | 62.98% | 53.83%
| 58.99% | 62.98% | 53.82%
| 58.99% | 62.98% | 53.82%
| 59% | 62.98% | 53.82%
| 59% | 62.97% | 53.82%
| 59.01% | 62.97% | 53.82%
| 59.02% | 62.97% | 53.82%
| 59.02% | 62.97% | 53.81%
| 59.03% | 62.97% | 53.81%
| 59.03% | 62.96% | 53.81%
| 59.04% | 62.96% | 53.81%
| 59.04% | 62.96% | 53.81%
| 59.05% | 62.96% | 53.81%
| 59.06% | 62.96% | 53.81%
| 59.06% | 62.96% | 53.8%
| 59.07% | 62.95% | 53.8%
| 59.07% | 62.95% | 53.8%
| 59.08% | 62.95% | 53.8%
| 59.08% | 62.95% | 53.8%
| 59.09% | 62.95% | 53.8%
| 59.1% | 62.94% | 53.79%
| 59.1% | 62.94% | 53.79%
| 59.11% | 62.94% | 53.79%
| 59.11% | 62.94% | 53.79%
| 59.12% | 62.94% | 53.78%
| 59.12% | 62.94% | 53.78%
| 59.13% | 62.94% | 53.78%
| 59.14% | 62.93% | 53.78%
| 59.14% | 62.93% | 53.78%
| 59.15% | 62.93% | 53.78%
| 59.15% | 62.93% | 53.78%
| 59.16% | 62.93% | 53.78%
| 59.16% | 62.93% | 53.77%
| 59.17% | 62.93% | 53.77%
| 59.18% | 62.93% | 53.77%
| 59.18% | 62.92% | 53.77%
| 59.19% | 62.92% | 53.77%
| 59.19% | 62.92% | 53.76%
| 59.2% | 62.92% | 53.76%
| 59.2% | 62.91% | 53.76%
| 59.21% | 62.91% | 53.76%
| 59.22% | 62.91% | 53.76%
| 59.22% | 62.91% | 53.76%
| 59.23% | 62.91% | 53.76%
| 59.23% | 62.91% | 53.75%
| 59.24% | 62.91% | 53.75%
| 59.24% | 62.91% | 53.75%
| 59.25% | 62.9% | 53.75%
| 59.26% | 62.9% | 53.75%
| 59.26% | 62.9% | 53.75%
| 59.27% | 62.9% | 53.75%
| 59.27% | 62.9% | 53.75%
| 59.28% | 62.9% | 53.75%
| 59.28% | 62.9% | 53.74%
| 59.29% | 62.9% | 53.74%
| 59.3% | 62.9% | 53.74%
| 59.3% | 62.89% | 53.74%
| 59.31% | 62.89% | 53.74%
| 59.31% | 62.89% | 53.74%
| 59.32% | 62.89% | 53.73%
| 59.32% | 62.89% | 53.73%
| 59.33% | 62.89% | 53.73%
| 59.34% | 62.89% | 53.73%
| 59.34% | 62.89% | 53.72%
| 59.35% | 62.89% | 53.72%
| 59.35% | 62.88% | 53.72%
| 59.36% | 62.88% | 53.71%
| 59.36% | 62.88% | 53.71%
| 59.37% | 62.88% | 53.71%
| 59.38% | 62.88% | 53.71%
| 59.38% | 62.88% | 53.71%
| 59.39% | 62.88% | 53.7%
| 59.39% | 62.88% | 53.7%
| 59.4% | 62.87% | 53.7%
| 59.4% | 62.87% | 53.7%
| 59.41% | 62.87% | 53.7%
| 59.41% | 62.87% | 53.7%
| 59.42% | 62.87% | 53.7%
| 59.43% | 62.87% | 53.7%
| 59.43% | 62.86% | 53.69%
| 59.44% | 62.86% | 53.69%
| 59.44% | 62.86% | 53.69%
| 59.45% | 62.86% | 53.69%
| 59.45% | 62.86% | 53.68%
| 59.46% | 62.86% | 53.68%
| 59.47% | 62.86% | 53.68%
| 59.47% | 62.86% | 53.68%
| 59.48% | 62.86% | 53.68%
| 59.48% | 62.86% | 53.68%
| 59.49% | 62.85% | 53.68%
| 59.49% | 62.85% | 53.68%
| 59.5% | 62.85% | 53.67%
| 59.51% | 62.85% | 53.67%
| 59.51% | 62.85% | 53.67%
| 59.52% | 62.85% | 53.67%
| 59.52% | 62.84% | 53.67%
| 59.53% | 62.84% | 53.67%
| 59.53% | 62.84% | 53.66%
| 59.54% | 62.84% | 53.66%
| 59.55% | 62.84% | 53.66%
| 59.55% | 62.84% | 53.66%
| 59.56% | 62.84% | 53.66%
| 59.56% | 62.83% | 53.65%
| 59.57% | 62.83% | 53.65%
| 59.57% | 62.83% | 53.65%
| 59.58% | 62.83% | 53.65%
| 59.59% | 62.83% | 53.65%
| 59.59% | 62.83% | 53.65%
| 59.6% | 62.83% | 53.65%
| 59.6% | 62.83% | 53.64%
| 59.61% | 62.83% | 53.64%
| 59.61% | 62.83% | 53.64%
| 59.62% | 62.82% | 53.64%
| 59.63% | 62.82% | 53.63%
| 59.63% | 62.82% | 53.63%
| 59.64% | 62.82% | 53.63%
| 59.64% | 62.81% | 53.63%
| 59.65% | 62.81% | 53.62%
| 59.65% | 62.81% | 53.62%
| 59.66% | 62.81% | 53.62%
| 59.67% | 62.81% | 53.62%
| 59.67% | 62.81% | 53.61%
| 59.68% | 62.81% | 53.61%
| 59.68% | 62.8% | 53.61%
| 59.69% | 62.8% | 53.61%
| 59.69% | 62.8% | 53.61%
| 59.7% | 62.8% | 53.61%
| 59.71% | 62.8% | 53.61%
| 59.71% | 62.79% | 53.61%
| 59.72% | 62.79% | 53.6%
| 59.72% | 62.79% | 53.6%
| 59.73% | 62.79% | 53.6%
| 59.73% | 62.79% | 53.6%
| 59.74% | 62.79% | 53.6%
| 59.75% | 62.79% | 53.59%
| 59.75% | 62.78% | 53.59%
| 59.76% | 62.78% | 53.59%
| 59.76% | 62.78% | 53.59%
| 59.77% | 62.78% | 53.58%
| 59.77% | 62.78% | 53.58%
| 59.78% | 62.78% | 53.58%
| 59.79% | 62.77% | 53.58%
| 59.79% | 62.77% | 53.58%
| 59.8% | 62.77% | 53.58%
| 59.8% | 62.77% | 53.58%
| 59.81% | 62.77% | 53.58%
| 59.81% | 62.77% | 53.58%
| 59.82% | 62.77% | 53.57%
| 59.83% | 62.76% | 53.57%
| 59.83% | 62.76% | 53.57%
| 59.84% | 62.76% | 53.56%
| 59.84% | 62.75% | 53.56%
| 59.85% | 62.75% | 53.56%
| 59.85% | 62.75% | 53.56%
| 59.86% | 62.75% | 53.56%
| 59.87% | 62.75% | 53.56%
| 59.87% | 62.75% | 53.56%
| 59.88% | 62.75% | 53.56%
| 59.88% | 62.74% | 53.55%
| 59.89% | 62.74% | 53.55%
| 59.89% | 62.74% | 53.55%
| 59.9% | 62.74% | 53.55%
| 59.91% | 62.74% | 53.55%
| 59.91% | 62.74% | 53.54%
| 59.92% | 62.74% | 53.54%
| 59.92% | 62.73% | 53.54%
| 59.93% | 62.73% | 53.54%
| 59.93% | 62.73% | 53.54%
| 59.94% | 62.73% | 53.53%
| 59.95% | 62.73% | 53.53%
| 59.95% | 62.73% | 53.53%
| 59.96% | 62.73% | 53.52%
| 59.96% | 62.73% | 53.52%
| 59.97% | 62.73% | 53.52%
| 59.97% | 62.73% | 53.52%
| 59.98% | 62.73% | 53.52%
| 59.99% | 62.72% | 53.52%
| 59.99% | 62.72% | 53.52%
| 60% | 62.71% | 53.51%
| 60% | 62.71% | 53.51%
| 60.01% | 62.71% | 53.51%
| 60.01% | 62.71% | 53.51%
| 60.02% | 62.71% | 53.51%
| 60.03% | 62.71% | 53.5%
| 60.03% | 62.71% | 53.5%
| 60.04% | 62.7% | 53.49%
| 60.04% | 62.7% | 53.49%
| 60.05% | 62.7% | 53.49%
| 60.05% | 62.7% | 53.48%
| 60.06% | 62.7% | 53.48%
| 60.07% | 62.7% | 53.48%
| 60.07% | 62.7% | 53.48%
| 60.08% | 62.7% | 53.47%
| 60.08% | 62.7% | 53.47%
| 60.09% | 62.69% | 53.47%
| 60.09% | 62.69% | 53.47%
| 60.1% | 62.69% | 53.47%
| 60.11% | 62.69% | 53.47%
| 60.11% | 62.69% | 53.46%
| 60.12% | 62.69% | 53.46%
| 60.12% | 62.69% | 53.46%
| 60.13% | 62.68% | 53.46%
| 60.13% | 62.68% | 53.45%
| 60.14% | 62.68% | 53.45%
| 60.15% | 62.68% | 53.45%
| 60.15% | 62.68% | 53.45%
| 60.16% | 62.68% | 53.44%
| 60.16% | 62.68% | 53.44%
| 60.17% | 62.68% | 53.44%
| 60.17% | 62.68% | 53.44%
| 60.18% | 62.67% | 53.44%
| 60.19% | 62.67% | 53.44%
| 60.19% | 62.67% | 53.43%
| 60.2% | 62.67% | 53.43%
| 60.2% | 62.67% | 53.43%
| 60.21% | 62.67% | 53.43%
| 60.21% | 62.67% | 53.42%
| 60.22% | 62.67% | 53.41%
| 60.23% | 62.67% | 53.41%
| 60.23% | 62.67% | 53.41%
| 60.24% | 62.67% | 53.41%
| 60.24% | 62.66% | 53.41%
| 60.25% | 62.66% | 53.41%
| 60.25% | 62.66% | 53.41%
| 60.26% | 62.65% | 53.41%
| 60.27% | 62.65% | 53.41%
| 60.27% | 62.65% | 53.4%
| 60.28% | 62.65% | 53.4%
| 60.28% | 62.65% | 53.4%
| 60.29% | 62.65% | 53.4%
| 60.29% | 62.65% | 53.4%
| 60.3% | 62.65% | 53.4%
| 60.31% | 62.65% | 53.4%
| 60.31% | 62.64% | 53.39%
| 60.32% | 62.64% | 53.39%
| 60.32% | 62.64% | 53.39%
| 60.33% | 62.63% | 53.38%
| 60.33% | 62.63% | 53.38%
| 60.34% | 62.63% | 53.37%
| 60.35% | 62.62% | 53.37%
| 60.35% | 62.62% | 53.37%
| 60.36% | 62.62% | 53.36%
| 60.36% | 62.62% | 53.35%
| 60.37% | 62.62% | 53.35%
| 60.37% | 62.62% | 53.35%
| 60.38% | 62.62% | 53.35%
| 60.39% | 62.61% | 53.34%
| 60.39% | 62.61% | 53.34%
| 60.4% | 62.61% | 53.34%
| 60.4% | 62.6% | 53.34%
| 60.41% | 62.6% | 53.34%
| 60.41% | 62.6% | 53.34%
| 60.42% | 62.6% | 53.34%
| 60.43% | 62.6% | 53.34%
| 60.43% | 62.6% | 53.33%
| 60.44% | 62.6% | 53.33%
| 60.44% | 62.6% | 53.33%
| 60.45% | 62.6% | 53.33%
| 60.45% | 62.59% | 53.32%
| 60.46% | 62.59% | 53.32%
| 60.47% | 62.59% | 53.32%
| 60.47% | 62.59% | 53.31%
| 60.48% | 62.59% | 53.31%
| 60.48% | 62.58% | 53.31%
| 60.49% | 62.58% | 53.31%
| 60.49% | 62.58% | 53.31%
| 60.5% | 62.58% | 53.3%
| 60.51% | 62.58% | 53.3%
| 60.51% | 62.57% | 53.29%
| 60.52% | 62.57% | 53.29%
| 60.52% | 62.57% | 53.29%
| 60.53% | 62.57% | 53.29%
| 60.53% | 62.57% | 53.28%
| 60.54% | 62.57% | 53.28%
| 60.55% | 62.57% | 53.28%
| 60.55% | 62.56% | 53.28%
| 60.56% | 62.56% | 53.28%
| 60.56% | 62.56% | 53.27%
| 60.57% | 62.56% | 53.27%
| 60.57% | 62.56% | 53.27%
| 60.58% | 62.56% | 53.26%
| 60.59% | 62.56% | 53.26%
| 60.59% | 62.55% | 53.26%
| 60.6% | 62.55% | 53.26%
| 60.6% | 62.55% | 53.26%
| 60.61% | 62.55% | 53.25%
| 60.61% | 62.55% | 53.25%
| 60.62% | 62.55% | 53.25%
| 60.63% | 62.55% | 53.24%
| 60.63% | 62.55% | 53.24%
| 60.64% | 62.55% | 53.24%
| 60.64% | 62.54% | 53.24%
| 60.65% | 62.54% | 53.24%
| 60.65% | 62.54% | 53.24%
| 60.66% | 62.54% | 53.23%
| 60.67% | 62.54% | 53.23%
| 60.67% | 62.54% | 53.22%
| 60.68% | 62.54% | 53.22%
| 60.68% | 62.54% | 53.22%
| 60.69% | 62.54% | 53.22%
| 60.69% | 62.54% | 53.21%
| 60.7% | 62.54% | 53.21%
| 60.71% | 62.54% | 53.21%
| 60.71% | 62.53% | 53.21%
| 60.72% | 62.53% | 53.21%
| 60.72% | 62.53% | 53.21%
| 60.73% | 62.53% | 53.2%
| 60.73% | 62.53% | 53.2%
| 60.74% | 62.53% | 53.2%
| 60.75% | 62.53% | 53.19%
| 60.75% | 62.53% | 53.19%
| 60.76% | 62.52% | 53.19%
| 60.76% | 62.52% | 53.18%
| 60.77% | 62.52% | 53.18%
| 60.77% | 62.52% | 53.18%
| 60.78% | 62.52% | 53.18%
| 60.79% | 62.52% | 53.18%
| 60.79% | 62.51% | 53.18%
| 60.8% | 62.51% | 53.18%
| 60.8% | 62.51% | 53.17%
| 60.81% | 62.51% | 53.17%
| 60.81% | 62.51% | 53.17%
| 60.82% | 62.5% | 53.16%
| 60.83% | 62.5% | 53.16%
| 60.83% | 62.5% | 53.16%
| 60.84% | 62.5% | 53.16%
| 60.84% | 62.5% | 53.15%
| 60.85% | 62.49% | 53.15%
| 60.85% | 62.49% | 53.15%
| 60.86% | 62.49% | 53.14%
| 60.87% | 62.49% | 53.14%
| 60.87% | 62.49% | 53.14%
| 60.88% | 62.49% | 53.13%
| 60.88% | 62.49% | 53.13%
| 60.89% | 62.49% | 53.13%
| 60.89% | 62.48% | 53.13%
| 60.9% | 62.48% | 53.13%
| 60.91% | 62.48% | 53.13%
| 60.91% | 62.48% | 53.12%
| 60.92% | 62.48% | 53.12%
| 60.92% | 62.48% | 53.12%
| 60.93% | 62.48% | 53.12%
| 60.93% | 62.47% | 53.12%
| 60.94% | 62.47% | 53.11%
| 60.95% | 62.47% | 53.11%
| 60.95% | 62.47% | 53.11%
| 60.96% | 62.47% | 53.11%
| 60.96% | 62.47% | 53.11%
| 60.97% | 62.47% | 53.1%
| 60.97% | 62.47% | 53.1%
| 60.98% | 62.47% | 53.1%
| 60.99% | 62.46% | 53.1%
| 60.99% | 62.46% | 53.1%
| 61% | 62.46% | 53.1%
| 61% | 62.46% | 53.09%
| 61.01% | 62.46% | 53.09%
| 61.01% | 62.46% | 53.09%
| 61.02% | 62.46% | 53.09%
| 61.03% | 62.46% | 53.09%
| 61.03% | 62.46% | 53.08%
| 61.04% | 62.46% | 53.08%
| 61.04% | 62.46% | 53.08%
| 61.05% | 62.45% | 53.08%
| 61.05% | 62.45% | 53.08%
| 61.06% | 62.45% | 53.07%
| 61.07% | 62.45% | 53.07%
| 61.07% | 62.45% | 53.07%
| 61.08% | 62.45% | 53.07%
| 61.08% | 62.45% | 53.07%
| 61.09% | 62.44% | 53.06%
| 61.09% | 62.44% | 53.06%
| 61.1% | 62.44% | 53.05%
| 61.11% | 62.44% | 53.05%
| 61.11% | 62.44% | 53.05%
| 61.12% | 62.43% | 53.05%
| 61.12% | 62.43% | 53.05%
| 61.13% | 62.43% | 53.04%
| 61.13% | 62.43% | 53.04%
| 61.14% | 62.43% | 53.04%
| 61.15% | 62.43% | 53.04%
| 61.15% | 62.43% | 53.03%
| 61.16% | 62.43% | 53.03%
| 61.16% | 62.42% | 53.03%
| 61.17% | 62.42% | 53.03%
| 61.17% | 62.42% | 53.03%
| 61.18% | 62.42% | 53.03%
| 61.19% | 62.42% | 53.03%
| 61.19% | 62.42% | 53.03%
| 61.2% | 62.41% | 53.02%
| 61.2% | 62.41% | 53.02%
| 61.21% | 62.41% | 53.02%
| 61.21% | 62.41% | 53.01%
| 61.22% | 62.41% | 53.01%
| 61.23% | 62.41% | 53.01%
| 61.23% | 62.4% | 53.01%
| 61.24% | 62.4% | 53.01%
| 61.24% | 62.4% | 53%
| 61.25% | 62.4% | 53%
| 61.25% | 62.39% | 53%
| 61.26% | 62.39% | 52.99%
| 61.27% | 62.39% | 52.99%
| 61.27% | 62.39% | 52.99%
| 61.28% | 62.39% | 52.99%
| 61.28% | 62.39% | 52.99%
| 61.29% | 62.38% | 52.98%
| 61.29% | 62.38% | 52.98%
| 61.3% | 62.38% | 52.98%
| 61.31% | 62.38% | 52.98%
| 61.31% | 62.38% | 52.98%
| 61.32% | 62.38% | 52.98%
| 61.32% | 62.38% | 52.97%
| 61.33% | 62.38% | 52.97%
| 61.33% | 62.38% | 52.97%
| 61.34% | 62.38% | 52.97%
| 61.35% | 62.38% | 52.97%
| 61.35% | 62.38% | 52.97%
| 61.36% | 62.37% | 52.97%
| 61.36% | 62.37% | 52.97%
| 61.37% | 62.37% | 52.97%
| 61.37% | 62.37% | 52.97%
| 61.38% | 62.37% | 52.96%
| 61.39% | 62.36% | 52.96%
| 61.39% | 62.36% | 52.96%
| 61.4% | 62.36% | 52.96%
| 61.4% | 62.36% | 52.96%
| 61.41% | 62.36% | 52.95%
| 61.41% | 62.36% | 52.95%
| 61.42% | 62.36% | 52.95%
| 61.43% | 62.36% | 52.94%
| 61.43% | 62.35% | 52.94%
| 61.44% | 62.35% | 52.94%
| 61.44% | 62.35% | 52.94%
| 61.45% | 62.35% | 52.93%
| 61.45% | 62.35% | 52.93%
| 61.46% | 62.34% | 52.93%
| 61.47% | 62.34% | 52.93%
| 61.47% | 62.34% | 52.93%
| 61.48% | 62.34% | 52.92%
| 61.48% | 62.34% | 52.92%
| 61.49% | 62.34% | 52.92%
| 61.49% | 62.33% | 52.92%
| 61.5% | 62.33% | 52.92%
| 61.51% | 62.33% | 52.92%
| 61.51% | 62.33% | 52.92%
| 61.52% | 62.33% | 52.92%
| 61.52% | 62.32% | 52.91%
| 61.53% | 62.32% | 52.91%
| 61.53% | 62.32% | 52.91%
| 61.54% | 62.32% | 52.91%
| 61.55% | 62.32% | 52.9%
| 61.55% | 62.31% | 52.9%
| 61.56% | 62.31% | 52.9%
| 61.56% | 62.31% | 52.9%
| 61.57% | 62.31% | 52.9%
| 61.57% | 62.31% | 52.9%
| 61.58% | 62.31% | 52.9%
| 61.59% | 62.3% | 52.9%
| 61.59% | 62.3% | 52.9%
| 61.6% | 62.29% | 52.89%
| 61.6% | 62.29% | 52.89%
| 61.61% | 62.29% | 52.89%
| 61.61% | 62.29% | 52.89%
| 61.62% | 62.29% | 52.89%
| 61.63% | 62.28% | 52.89%
| 61.63% | 62.28% | 52.88%
| 61.64% | 62.28% | 52.88%
| 61.64% | 62.28% | 52.88%
| 61.65% | 62.27% | 52.88%
| 61.65% | 62.27% | 52.88%
| 61.66% | 62.27% | 52.87%
| 61.67% | 62.27% | 52.87%
| 61.67% | 62.27% | 52.87%
| 61.68% | 62.26% | 52.87%
| 61.68% | 62.26% | 52.87%
| 61.69% | 62.26% | 52.87%
| 61.69% | 62.26% | 52.87%
| 61.7% | 62.26% | 52.86%
| 61.71% | 62.26% | 52.86%
| 61.71% | 62.26% | 52.86%
| 61.72% | 62.26% | 52.86%
| 61.72% | 62.26% | 52.85%
| 61.73% | 62.25% | 52.85%
| 61.73% | 62.25% | 52.85%
| 61.74% | 62.25% | 52.84%
| 61.75% | 62.25% | 52.84%
| 61.75% | 62.25% | 52.84%
| 61.76% | 62.24% | 52.84%
| 61.76% | 62.24% | 52.84%
| 61.77% | 62.24% | 52.84%
| 61.77% | 62.24% | 52.84%
| 61.78% | 62.24% | 52.83%
| 61.79% | 62.24% | 52.83%
| 61.79% | 62.24% | 52.82%
| 61.8% | 62.23% | 52.82%
| 61.8% | 62.23% | 52.82%
| 61.81% | 62.23% | 52.82%
| 61.81% | 62.23% | 52.82%
| 61.82% | 62.23% | 52.82%
| 61.83% | 62.23% | 52.82%
| 61.83% | 62.23% | 52.81%
| 61.84% | 62.23% | 52.81%
| 61.84% | 62.23% | 52.81%
| 61.85% | 62.23% | 52.8%
| 61.85% | 62.22% | 52.8%
| 61.86% | 62.22% | 52.8%
| 61.87% | 62.22% | 52.8%
| 61.87% | 62.22% | 52.8%
| 61.88% | 62.22% | 52.8%
| 61.88% | 62.22% | 52.8%
| 61.89% | 62.21% | 52.8%
| 61.89% | 62.21% | 52.8%
| 61.9% | 62.21% | 52.79%
| 61.91% | 62.21% | 52.79%
| 61.91% | 62.21% | 52.79%
| 61.92% | 62.2% | 52.79%
| 61.92% | 62.2% | 52.79%
| 61.93% | 62.19% | 52.78%
| 61.93% | 62.19% | 52.78%
| 61.94% | 62.19% | 52.78%
| 61.95% | 62.19% | 52.78%
| 61.95% | 62.19% | 52.77%
| 61.96% | 62.19% | 52.77%
| 61.96% | 62.18% | 52.77%
| 61.97% | 62.18% | 52.77%
| 61.97% | 62.18% | 52.77%
| 61.98% | 62.18% | 52.77%
| 61.99% | 62.18% | 52.77%
| 61.99% | 62.18% | 52.77%
| 62% | 62.17% | 52.77%
| 62% | 62.17% | 52.76%
| 62.01% | 62.17% | 52.76%
| 62.01% | 62.17% | 52.76%
| 62.02% | 62.17% | 52.76%
| 62.03% | 62.17% | 52.76%
| 62.03% | 62.17% | 52.76%
| 62.04% | 62.16% | 52.76%
| 62.04% | 62.16% | 52.76%
| 62.05% | 62.16% | 52.76%
| 62.05% | 62.16% | 52.76%
| 62.06% | 62.16% | 52.75%
| 62.07% | 62.16% | 52.75%
| 62.07% | 62.16% | 52.74%
| 62.08% | 62.16% | 52.74%
| 62.08% | 62.15% | 52.74%
| 62.09% | 62.15% | 52.74%
| 62.09% | 62.15% | 52.74%
| 62.1% | 62.15% | 52.74%
| 62.11% | 62.15% | 52.74%
| 62.11% | 62.15% | 52.74%
| 62.12% | 62.15% | 52.73%
| 62.12% | 62.15% | 52.73%
| 62.13% | 62.14% | 52.73%
| 62.13% | 62.14% | 52.73%
| 62.14% | 62.14% | 52.73%
| 62.15% | 62.14% | 52.72%
| 62.15% | 62.14% | 52.72%
| 62.16% | 62.14% | 52.72%
| 62.16% | 62.14% | 52.72%
| 62.17% | 62.14% | 52.72%
| 62.17% | 62.14% | 52.72%
| 62.18% | 62.13% | 52.72%
| 62.19% | 62.13% | 52.72%
| 62.19% | 62.13% | 52.72%
| 62.2% | 62.12% | 52.72%
| 62.2% | 62.12% | 52.72%
| 62.21% | 62.12% | 52.71%
| 62.21% | 62.12% | 52.71%
| 62.22% | 62.12% | 52.71%
| 62.23% | 62.12% | 52.7%
| 62.23% | 62.12% | 52.7%
| 62.24% | 62.11% | 52.7%
| 62.24% | 62.11% | 52.69%
| 62.25% | 62.11% | 52.69%
| 62.25% | 62.11% | 52.68%
| 62.26% | 62.11% | 52.68%
| 62.27% | 62.11% | 52.68%
| 62.27% | 62.1% | 52.68%
| 62.28% | 62.1% | 52.68%
| 62.28% | 62.1% | 52.68%
| 62.29% | 62.1% | 52.67%
| 62.29% | 62.1% | 52.67%
| 62.3% | 62.1% | 52.67%
| 62.31% | 62.1% | 52.67%
| 62.31% | 62.1% | 52.67%
| 62.32% | 62.1% | 52.67%
| 62.32% | 62.09% | 52.67%
| 62.33% | 62.09% | 52.67%
| 62.33% | 62.09% | 52.67%
| 62.34% | 62.09% | 52.66%
| 62.35% | 62.09% | 52.66%
| 62.35% | 62.09% | 52.66%
| 62.36% | 62.09% | 52.66%
| 62.36% | 62.08% | 52.66%
| 62.37% | 62.08% | 52.66%
| 62.37% | 62.08% | 52.65%
| 62.38% | 62.08% | 52.65%
| 62.39% | 62.08% | 52.64%
| 62.39% | 62.08% | 52.64%
| 62.4% | 62.08% | 52.64%
| 62.4% | 62.07% | 52.63%
| 62.41% | 62.07% | 52.63%
| 62.41% | 62.07% | 52.63%
| 62.42% | 62.07% | 52.62%
| 62.43% | 62.07% | 52.61%
| 62.43% | 62.07% | 52.61%
| 62.44% | 62.07% | 52.61%
| 62.44% | 62.07% | 52.61%
| 62.45% | 62.07% | 52.61%
| 62.45% | 62.07% | 52.61%
| 62.46% | 62.06% | 52.61%
| 62.47% | 62.06% | 52.61%
| 62.47% | 62.06% | 52.6%
| 62.48% | 62.06% | 52.6%
| 62.48% | 62.06% | 52.6%
| 62.49% | 62.06% | 52.6%
| 62.49% | 62.06% | 52.6%
| 62.5% | 62.06% | 52.6%
| 62.51% | 62.05% | 52.59%
| 62.51% | 62.05% | 52.59%
| 62.52% | 62.05% | 52.59%
| 62.52% | 62.05% | 52.59%
| 62.53% | 62.05% | 52.59%
| 62.53% | 62.05% | 52.58%
| 62.54% | 62.05% | 52.58%
| 62.55% | 62.04% | 52.58%
| 62.55% | 62.04% | 52.58%
| 62.56% | 62.04% | 52.57%
| 62.56% | 62.04% | 52.57%
| 62.57% | 62.04% | 52.56%
| 62.57% | 62.04% | 52.56%
| 62.58% | 62.03% | 52.56%
| 62.59% | 62.03% | 52.56%
| 62.59% | 62.03% | 52.56%
| 62.6% | 62.03% | 52.55%
| 62.6% | 62.02% | 52.55%
| 62.61% | 62.02% | 52.55%
| 62.61% | 62.02% | 52.55%
| 62.62% | 62.02% | 52.54%
| 62.63% | 62.02% | 52.54%
| 62.63% | 62.02% | 52.53%
| 62.64% | 62.01% | 52.53%
| 62.64% | 62.01% | 52.53%
| 62.65% | 62.01% | 52.52%
| 62.65% | 62.01% | 52.52%
| 62.66% | 62.01% | 52.52%
| 62.67% | 62.01% | 52.52%
| 62.67% | 62.01% | 52.52%
| 62.68% | 62.01% | 52.52%
| 62.68% | 62.01% | 52.52%
| 62.69% | 62.01% | 52.52%
| 62.69% | 62.01% | 52.51%
| 62.7% | 62% | 52.51%
| 62.71% | 62% | 52.51%
| 62.71% | 62% | 52.51%
| 62.72% | 62% | 52.51%
| 62.72% | 61.99% | 52.5%
| 62.73% | 61.99% | 52.5%
| 62.73% | 61.99% | 52.49%
| 62.74% | 61.99% | 52.49%
| 62.75% | 61.98% | 52.49%
| 62.75% | 61.98% | 52.49%
| 62.76% | 61.98% | 52.49%
| 62.76% | 61.98% | 52.49%
| 62.77% | 61.98% | 52.48%
| 62.77% | 61.98% | 52.48%
| 62.78% | 61.98% | 52.48%
| 62.79% | 61.97% | 52.48%
| 62.79% | 61.97% | 52.47%
| 62.8% | 61.97% | 52.47%
| 62.8% | 61.97% | 52.47%
| 62.81% | 61.97% | 52.47%
| 62.81% | 61.97% | 52.47%
| 62.82% | 61.97% | 52.46%
| 62.83% | 61.97% | 52.45%
| 62.83% | 61.97% | 52.45%
| 62.84% | 61.97% | 52.45%
| 62.84% | 61.97% | 52.44%
| 62.85% | 61.96% | 52.44%
| 62.85% | 61.96% | 52.44%
| 62.86% | 61.96% | 52.44%
| 62.87% | 61.96% | 52.43%
| 62.87% | 61.96% | 52.43%
| 62.88% | 61.96% | 52.43%
| 62.88% | 61.96% | 52.43%
| 62.89% | 61.96% | 52.43%
| 62.89% | 61.95% | 52.42%
| 62.9% | 61.95% | 52.42%
| 62.91% | 61.95% | 52.41%
| 62.91% | 61.95% | 52.41%
| 62.92% | 61.95% | 52.41%
| 62.92% | 61.95% | 52.4%
| 62.93% | 61.94% | 52.4%
| 62.93% | 61.94% | 52.4%
| 62.94% | 61.94% | 52.4%
| 62.95% | 61.94% | 52.4%
| 62.95% | 61.94% | 52.39%
| 62.96% | 61.94% | 52.39%
| 62.96% | 61.93% | 52.39%
| 62.97% | 61.93% | 52.39%
| 62.97% | 61.92% | 52.39%
| 62.98% | 61.92% | 52.39%
| 62.99% | 61.92% | 52.39%
| 62.99% | 61.92% | 52.39%
| 63% | 61.92% | 52.39%
| 63% | 61.92% | 52.39%
| 63.01% | 61.92% | 52.38%
| 63.01% | 61.92% | 52.38%
| 63.02% | 61.92% | 52.38%
| 63.03% | 61.91% | 52.37%
| 63.03% | 61.91% | 52.37%
| 63.04% | 61.91% | 52.37%
| 63.04% | 61.91% | 52.37%
| 63.05% | 61.91% | 52.37%
| 63.05% | 61.91% | 52.37%
| 63.06% | 61.91% | 52.36%
| 63.07% | 61.91% | 52.36%
| 63.07% | 61.9% | 52.36%
| 63.08% | 61.9% | 52.36%
| 63.08% | 61.9% | 52.36%
| 63.09% | 61.9% | 52.36%
| 63.09% | 61.9% | 52.35%
| 63.1% | 61.89% | 52.35%
| 63.11% | 61.89% | 52.35%
| 63.11% | 61.89% | 52.35%
| 63.12% | 61.89% | 52.34%
| 63.12% | 61.89% | 52.34%
| 63.13% | 61.89% | 52.34%
| 63.13% | 61.89% | 52.34%
| 63.14% | 61.88% | 52.34%
| 63.15% | 61.88% | 52.33%
| 63.15% | 61.88% | 52.33%
| 63.16% | 61.88% | 52.32%
| 63.16% | 61.88% | 52.32%
| 63.17% | 61.88% | 52.32%
| 63.17% | 61.87% | 52.32%
| 63.18% | 61.87% | 52.32%
| 63.19% | 61.86% | 52.32%
| 63.19% | 61.86% | 52.31%
| 63.2% | 61.86% | 52.31%
| 63.2% | 61.86% | 52.31%
| 63.21% | 61.86% | 52.3%
| 63.21% | 61.86% | 52.3%
| 63.22% | 61.86% | 52.3%
| 63.23% | 61.86% | 52.29%
| 63.23% | 61.85% | 52.29%
| 63.24% | 61.85% | 52.29%
| 63.24% | 61.85% | 52.29%
| 63.25% | 61.85% | 52.29%
| 63.25% | 61.85% | 52.29%
| 63.26% | 61.85% | 52.29%
| 63.27% | 61.85% | 52.29%
| 63.27% | 61.85% | 52.28%
| 63.28% | 61.85% | 52.28%
| 63.28% | 61.84% | 52.27%
| 63.29% | 61.84% | 52.27%
| 63.29% | 61.84% | 52.27%
| 63.3% | 61.84% | 52.27%
| 63.31% | 61.84% | 52.27%
| 63.31% | 61.84% | 52.27%
| 63.32% | 61.84% | 52.27%
| 63.32% | 61.84% | 52.26%
| 63.33% | 61.84% | 52.26%
| 63.33% | 61.83% | 52.26%
| 63.34% | 61.83% | 52.25%
| 63.35% | 61.83% | 52.25%
| 63.35% | 61.83% | 52.25%
| 63.36% | 61.82% | 52.25%
| 63.36% | 61.82% | 52.25%
| 63.37% | 61.82% | 52.25%
| 63.37% | 61.82% | 52.24%
| 63.38% | 61.82% | 52.24%
| 63.39% | 61.82% | 52.24%
| 63.39% | 61.82% | 52.24%
| 63.4% | 61.81% | 52.23%
| 63.4% | 61.81% | 52.23%
| 63.41% | 61.81% | 52.23%
| 63.41% | 61.8% | 52.23%
| 63.42% | 61.8% | 52.23%
| 63.43% | 61.8% | 52.23%
| 63.43% | 61.79% | 52.23%
| 63.44% | 61.79% | 52.23%
| 63.44% | 61.79% | 52.22%
| 63.45% | 61.79% | 52.22%
| 63.45% | 61.78% | 52.22%
| 63.46% | 61.78% | 52.22%
| 63.47% | 61.78% | 52.22%
| 63.47% | 61.78% | 52.21%
| 63.48% | 61.78% | 52.21%
| 63.48% | 61.78% | 52.2%
| 63.49% | 61.78% | 52.2%
| 63.49% | 61.77% | 52.2%
| 63.5% | 61.77% | 52.2%
| 63.51% | 61.77% | 52.2%
| 63.51% | 61.77% | 52.2%
| 63.52% | 61.77% | 52.2%
| 63.52% | 61.77% | 52.19%
| 63.53% | 61.76% | 52.19%
| 63.53% | 61.76% | 52.18%
| 63.54% | 61.76% | 52.18%
| 63.55% | 61.76% | 52.18%
| 63.55% | 61.76% | 52.18%
| 63.56% | 61.76% | 52.18%
| 63.56% | 61.76% | 52.18%
| 63.57% | 61.76% | 52.18%
| 63.57% | 61.76% | 52.17%
| 63.58% | 61.76% | 52.17%
| 63.59% | 61.75% | 52.17%
| 63.59% | 61.75% | 52.17%
| 63.6% | 61.75% | 52.17%
| 63.6% | 61.75% | 52.17%
| 63.61% | 61.74% | 52.17%
| 63.61% | 61.74% | 52.17%
| 63.62% | 61.74% | 52.17%
| 63.63% | 61.74% | 52.16%
| 63.63% | 61.73% | 52.16%
| 63.64% | 61.73% | 52.16%
| 63.64% | 61.73% | 52.16%
| 63.65% | 61.73% | 52.16%
| 63.65% | 61.73% | 52.15%
| 63.66% | 61.72% | 52.15%
| 63.67% | 61.72% | 52.14%
| 63.67% | 61.71% | 52.14%
| 63.68% | 61.71% | 52.14%
| 63.68% | 61.71% | 52.14%
| 63.69% | 61.71% | 52.14%
| 63.69% | 61.71% | 52.13%
| 63.7% | 61.7% | 52.13%
| 63.71% | 61.7% | 52.13%
| 63.71% | 61.7% | 52.12%
| 63.72% | 61.7% | 52.12%
| 63.72% | 61.7% | 52.12%
| 63.73% | 61.69% | 52.12%
| 63.73% | 61.69% | 52.12%
| 63.74% | 61.69% | 52.12%
| 63.75% | 61.69% | 52.12%
| 63.75% | 61.69% | 52.11%
| 63.76% | 61.69% | 52.11%
| 63.76% | 61.68% | 52.11%
| 63.77% | 61.68% | 52.11%
| 63.77% | 61.68% | 52.1%
| 63.78% | 61.68% | 52.1%
| 63.79% | 61.68% | 52.1%
| 63.79% | 61.68% | 52.1%
| 63.8% | 61.68% | 52.1%
| 63.8% | 61.67% | 52.1%
| 63.81% | 61.67% | 52.1%
| 63.81% | 61.67% | 52.1%
| 63.82% | 61.67% | 52.09%
| 63.83% | 61.67% | 52.09%
| 63.83% | 61.67% | 52.09%
| 63.84% | 61.66% | 52.09%
| 63.84% | 61.66% | 52.09%
| 63.85% | 61.66% | 52.08%
| 63.85% | 61.66% | 52.08%
| 63.86% | 61.66% | 52.08%
| 63.87% | 61.65% | 52.08%
| 63.87% | 61.65% | 52.08%
| 63.88% | 61.65% | 52.08%
| 63.88% | 61.65% | 52.07%
| 63.89% | 61.65% | 52.07%
| 63.89% | 61.65% | 52.07%
| 63.9% | 61.64% | 52.07%
| 63.91% | 61.64% | 52.07%
| 63.91% | 61.64% | 52.06%
| 63.92% | 61.64% | 52.06%
| 63.92% | 61.64% | 52.06%
| 63.93% | 61.64% | 52.06%
| 63.93% | 61.64% | 52.06%
| 63.94% | 61.63% | 52.06%
| 63.95% | 61.63% | 52.05%
| 63.95% | 61.63% | 52.05%
| 63.96% | 61.63% | 52.05%
| 63.96% | 61.63% | 52.05%
| 63.97% | 61.62% | 52.05%
| 63.97% | 61.62% | 52.05%
| 63.98% | 61.62% | 52.05%
| 63.99% | 61.62% | 52.04%
| 63.99% | 61.61% | 52.04%
| 64% | 61.61% | 52.04%
| 64% | 61.61% | 52.02%
| 64.01% | 61.61% | 52.02%
| 64.01% | 61.61% | 52.02%
| 64.02% | 61.61% | 52.02%
| 64.03% | 61.61% | 52.01%
| 64.03% | 61.61% | 52.01%
| 64.04% | 61.61% | 52.01%
| 64.04% | 61.6% | 52.01%
| 64.05% | 61.6% | 52%
| 64.05% | 61.6% | 52%
| 64.06% | 61.6% | 52%
| 64.07% | 61.6% | 52%
| 64.07% | 61.6% | 52%
| 64.08% | 61.6% | 51.99%
| 64.08% | 61.59% | 51.99%
| 64.09% | 61.59% | 51.99%
| 64.09% | 61.58% | 51.99%
| 64.1% | 61.58% | 51.99%
| 64.11% | 61.58% | 51.98%
| 64.11% | 61.58% | 51.98%
| 64.12% | 61.58% | 51.97%
| 64.12% | 61.58% | 51.97%
| 64.13% | 61.57% | 51.97%
| 64.13% | 61.57% | 51.97%
| 64.14% | 61.57% | 51.95%
| 64.15% | 61.57% | 51.95%
| 64.15% | 61.57% | 51.95%
| 64.16% | 61.57% | 51.94%
| 64.16% | 61.57% | 51.94%
| 64.17% | 61.56% | 51.94%
| 64.17% | 61.56% | 51.94%
| 64.18% | 61.56% | 51.94%
| 64.19% | 61.56% | 51.94%
| 64.19% | 61.56% | 51.93%
| 64.2% | 61.56% | 51.93%
| 64.2% | 61.56% | 51.93%
| 64.21% | 61.56% | 51.93%
| 64.21% | 61.56% | 51.93%
| 64.22% | 61.56% | 51.93%
| 64.23% | 61.56% | 51.93%
| 64.23% | 61.56% | 51.93%
| 64.24% | 61.55% | 51.93%
| 64.24% | 61.55% | 51.92%
| 64.25% | 61.55% | 51.92%
| 64.25% | 61.55% | 51.92%
| 64.26% | 61.55% | 51.92%
| 64.27% | 61.55% | 51.92%
| 64.27% | 61.55% | 51.91%
| 64.28% | 61.54% | 51.91%
| 64.28% | 61.54% | 51.91%
| 64.29% | 61.54% | 51.91%
| 64.29% | 61.53% | 51.91%
| 64.3% | 61.53% | 51.91%
| 64.31% | 61.53% | 51.9%
| 64.31% | 61.53% | 51.9%
| 64.32% | 61.53% | 51.9%
| 64.32% | 61.53% | 51.9%
| 64.33% | 61.52% | 51.9%
| 64.33% | 61.52% | 51.9%
| 64.34% | 61.52% | 51.9%
| 64.35% | 61.52% | 51.89%
| 64.35% | 61.52% | 51.89%
| 64.36% | 61.52% | 51.89%
| 64.36% | 61.51% | 51.88%
| 64.37% | 61.51% | 51.88%
| 64.37% | 61.51% | 51.88%
| 64.38% | 61.51% | 51.88%
| 64.39% | 61.51% | 51.87%
| 64.39% | 61.51% | 51.87%
| 64.4% | 61.51% | 51.87%
| 64.4% | 61.5% | 51.87%
| 64.41% | 61.5% | 51.87%
| 64.41% | 61.5% | 51.87%
| 64.42% | 61.5% | 51.87%
| 64.43% | 61.49% | 51.87%
| 64.43% | 61.49% | 51.87%
| 64.44% | 61.49% | 51.86%
| 64.44% | 61.49% | 51.86%
| 64.45% | 61.49% | 51.86%
| 64.45% | 61.49% | 51.85%
| 64.46% | 61.49% | 51.85%
| 64.47% | 61.49% | 51.84%
| 64.47% | 61.49% | 51.84%
| 64.48% | 61.48% | 51.84%
| 64.48% | 61.48% | 51.84%
| 64.49% | 61.48% | 51.84%
| 64.49% | 61.48% | 51.84%
| 64.5% | 61.48% | 51.83%
| 64.51% | 61.48% | 51.83%
| 64.51% | 61.48% | 51.83%
| 64.52% | 61.48% | 51.82%
| 64.52% | 61.48% | 51.82%
| 64.53% | 61.48% | 51.82%
| 64.53% | 61.48% | 51.81%
| 64.54% | 61.48% | 51.81%
| 64.55% | 61.47% | 51.81%
| 64.55% | 61.47% | 51.81%
| 64.56% | 61.47% | 51.8%
| 64.56% | 61.47% | 51.8%
| 64.57% | 61.46% | 51.8%
| 64.57% | 61.46% | 51.8%
| 64.58% | 61.46% | 51.8%
| 64.59% | 61.46% | 51.8%
| 64.59% | 61.46% | 51.8%
| 64.6% | 61.46% | 51.8%
| 64.6% | 61.46% | 51.79%
| 64.61% | 61.46% | 51.79%
| 64.61% | 61.45% | 51.79%
| 64.62% | 61.45% | 51.79%
| 64.63% | 61.45% | 51.79%
| 64.63% | 61.45% | 51.78%
| 64.64% | 61.45% | 51.78%
| 64.64% | 61.45% | 51.78%
| 64.65% | 61.45% | 51.77%
| 64.65% | 61.44% | 51.77%
| 64.66% | 61.44% | 51.77%
| 64.67% | 61.44% | 51.77%
| 64.67% | 61.44% | 51.77%
| 64.68% | 61.44% | 51.77%
| 64.68% | 61.44% | 51.77%
| 64.69% | 61.44% | 51.77%
| 64.69% | 61.44% | 51.77%
| 64.7% | 61.44% | 51.76%
| 64.71% | 61.44% | 51.76%
| 64.71% | 61.43% | 51.76%
| 64.72% | 61.43% | 51.76%
| 64.72% | 61.43% | 51.76%
| 64.73% | 61.43% | 51.76%
| 64.73% | 61.43% | 51.76%
| 64.74% | 61.43% | 51.76%
| 64.75% | 61.43% | 51.75%
| 64.75% | 61.43% | 51.75%
| 64.76% | 61.43% | 51.75%
| 64.76% | 61.43% | 51.75%
| 64.77% | 61.42% | 51.74%
| 64.77% | 61.42% | 51.74%
| 64.78% | 61.42% | 51.74%
| 64.79% | 61.42% | 51.73%
| 64.79% | 61.41% | 51.73%
| 64.8% | 61.41% | 51.73%
| 64.8% | 61.41% | 51.73%
| 64.81% | 61.41% | 51.73%
| 64.81% | 61.4% | 51.72%
| 64.82% | 61.4% | 51.72%
| 64.83% | 61.4% | 51.71%
| 64.83% | 61.4% | 51.71%
| 64.84% | 61.39% | 51.71%
| 64.84% | 61.39% | 51.71%
| 64.85% | 61.39% | 51.71%
| 64.85% | 61.39% | 51.71%
| 64.86% | 61.39% | 51.71%
| 64.87% | 61.39% | 51.7%
| 64.87% | 61.39% | 51.7%
| 64.88% | 61.39% | 51.7%
| 64.88% | 61.39% | 51.69%
| 64.89% | 61.38% | 51.69%
| 64.89% | 61.38% | 51.69%
| 64.9% | 61.38% | 51.69%
| 64.91% | 61.38% | 51.69%
| 64.91% | 61.38% | 51.68%
| 64.92% | 61.38% | 51.68%
| 64.92% | 61.38% | 51.68%
| 64.93% | 61.38% | 51.67%
| 64.93% | 61.38% | 51.67%
| 64.94% | 61.38% | 51.67%
| 64.95% | 61.37% | 51.66%
| 64.95% | 61.37% | 51.66%
| 64.96% | 61.37% | 51.66%
| 64.96% | 61.37% | 51.66%
| 64.97% | 61.37% | 51.66%
| 64.97% | 61.36% | 51.66%
| 64.98% | 61.36% | 51.65%
| 64.99% | 61.36% | 51.65%
| 64.99% | 61.36% | 51.65%
| 65% | 61.36% | 51.64%
| 65% | 61.36% | 51.64%
| 65.01% | 61.36% | 51.64%
| 65.01% | 61.36% | 51.64%
| 65.02% | 61.36% | 51.64%
| 65.03% | 61.35% | 51.64%
| 65.03% | 61.35% | 51.63%
| 65.04% | 61.35% | 51.63%
| 65.04% | 61.35% | 51.63%
| 65.05% | 61.35% | 51.63%
| 65.05% | 61.35% | 51.63%
| 65.06% | 61.34% | 51.63%
| 65.07% | 61.34% | 51.62%
| 65.07% | 61.34% | 51.62%
| 65.08% | 61.34% | 51.62%
| 65.08% | 61.34% | 51.62%
| 65.09% | 61.34% | 51.62%
| 65.09% | 61.34% | 51.62%
| 65.1% | 61.33% | 51.61%
| 65.11% | 61.33% | 51.61%
| 65.11% | 61.33% | 51.61%
| 65.12% | 61.33% | 51.6%
| 65.12% | 61.33% | 51.6%
| 65.13% | 61.33% | 51.6%
| 65.13% | 61.33% | 51.6%
| 65.14% | 61.33% | 51.6%
| 65.15% | 61.33% | 51.6%
| 65.15% | 61.32% | 51.6%
| 65.16% | 61.32% | 51.6%
| 65.16% | 61.32% | 51.6%
| 65.17% | 61.32% | 51.6%
| 65.17% | 61.32% | 51.6%
| 65.18% | 61.32% | 51.59%
| 65.19% | 61.32% | 51.59%
| 65.19% | 61.32% | 51.59%
| 65.2% | 61.31% | 51.58%
| 65.2% | 61.31% | 51.58%
| 65.21% | 61.31% | 51.58%
| 65.21% | 61.3% | 51.58%
| 65.22% | 61.3% | 51.58%
| 65.23% | 61.29% | 51.57%
| 65.23% | 61.29% | 51.57%
| 65.24% | 61.29% | 51.57%
| 65.24% | 61.29% | 51.57%
| 65.25% | 61.29% | 51.56%
| 65.25% | 61.29% | 51.56%
| 65.26% | 61.28% | 51.56%
| 65.27% | 61.28% | 51.56%
| 65.27% | 61.28% | 51.56%
| 65.28% | 61.27% | 51.56%
| 65.28% | 61.27% | 51.55%
| 65.29% | 61.27% | 51.55%
| 65.29% | 61.26% | 51.55%
| 65.3% | 61.26% | 51.55%
| 65.31% | 61.26% | 51.55%
| 65.31% | 61.26% | 51.54%
| 65.32% | 61.26% | 51.54%
| 65.32% | 61.26% | 51.54%
| 65.33% | 61.26% | 51.54%
| 65.33% | 61.25% | 51.54%
| 65.34% | 61.25% | 51.53%
| 65.35% | 61.25% | 51.53%
| 65.35% | 61.25% | 51.53%
| 65.36% | 61.25% | 51.53%
| 65.36% | 61.25% | 51.52%
| 65.37% | 61.25% | 51.52%
| 65.37% | 61.25% | 51.52%
| 65.38% | 61.25% | 51.52%
| 65.39% | 61.24% | 51.51%
| 65.39% | 61.24% | 51.51%
| 65.4% | 61.24% | 51.51%
| 65.4% | 61.24% | 51.51%
| 65.41% | 61.24% | 51.51%
| 65.41% | 61.24% | 51.51%
| 65.42% | 61.24% | 51.51%
| 65.43% | 61.24% | 51.51%
| 65.43% | 61.24% | 51.5%
| 65.44% | 61.24% | 51.5%
| 65.44% | 61.23% | 51.5%
| 65.45% | 61.23% | 51.5%
| 65.45% | 61.23% | 51.5%
| 65.46% | 61.23% | 51.5%
| 65.47% | 61.23% | 51.5%
| 65.47% | 61.22% | 51.49%
| 65.48% | 61.22% | 51.49%
| 65.48% | 61.22% | 51.48%
| 65.49% | 61.22% | 51.48%
| 65.49% | 61.21% | 51.48%
| 65.5% | 61.21% | 51.47%
| 65.51% | 61.21% | 51.47%
| 65.51% | 61.21% | 51.47%
| 65.52% | 61.2% | 51.46%
| 65.52% | 61.2% | 51.46%
| 65.53% | 61.2% | 51.46%
| 65.53% | 61.2% | 51.46%
| 65.54% | 61.2% | 51.46%
| 65.55% | 61.2% | 51.45%
| 65.55% | 61.2% | 51.45%
| 65.56% | 61.2% | 51.45%
| 65.56% | 61.2% | 51.44%
| 65.57% | 61.2% | 51.44%
| 65.57% | 61.2% | 51.44%
| 65.58% | 61.2% | 51.44%
| 65.59% | 61.2% | 51.44%
| 65.59% | 61.19% | 51.44%
| 65.6% | 61.19% | 51.44%
| 65.6% | 61.19% | 51.43%
| 65.61% | 61.19% | 51.43%
| 65.61% | 61.18% | 51.43%
| 65.62% | 61.18% | 51.43%
| 65.62% | 61.18% | 51.43%
| 65.63% | 61.18% | 51.43%
| 65.64% | 61.18% | 51.43%
| 65.64% | 61.18% | 51.43%
| 65.65% | 61.17% | 51.43%
| 65.65% | 61.17% | 51.43%
| 65.66% | 61.17% | 51.42%
| 65.66% | 61.17% | 51.42%
| 65.67% | 61.17% | 51.42%
| 65.68% | 61.17% | 51.42%
| 65.68% | 61.16% | 51.42%
| 65.69% | 61.16% | 51.41%
| 65.69% | 61.16% | 51.41%
| 65.7% | 61.16% | 51.41%
| 65.7% | 61.15% | 51.41%
| 65.71% | 61.15% | 51.41%
| 65.72% | 61.15% | 51.4%
| 65.72% | 61.15% | 51.4%
| 65.73% | 61.15% | 51.4%
| 65.73% | 61.15% | 51.39%
| 65.74% | 61.15% | 51.39%
| 65.74% | 61.15% | 51.38%
| 65.75% | 61.15% | 51.38%
| 65.76% | 61.15% | 51.38%
| 65.76% | 61.14% | 51.38%
| 65.77% | 61.14% | 51.37%
| 65.77% | 61.13% | 51.37%
| 65.78% | 61.13% | 51.37%
| 65.78% | 61.13% | 51.36%
| 65.79% | 61.13% | 51.36%
| 65.8% | 61.13% | 51.36%
| 65.8% | 61.13% | 51.35%
| 65.81% | 61.13% | 51.35%
| 65.81% | 61.12% | 51.35%
| 65.82% | 61.12% | 51.35%
| 65.82% | 61.12% | 51.35%
| 65.83% | 61.12% | 51.35%
| 65.84% | 61.12% | 51.35%
| 65.84% | 61.12% | 51.35%
| 65.85% | 61.11% | 51.35%
| 65.85% | 61.11% | 51.34%
| 65.86% | 61.11% | 51.34%
| 65.86% | 61.11% | 51.34%
| 65.87% | 61.11% | 51.34%
| 65.88% | 61.11% | 51.33%
| 65.88% | 61.11% | 51.33%
| 65.89% | 61.11% | 51.33%
| 65.89% | 61.11% | 51.32%
| 65.9% | 61.1% | 51.32%
| 65.9% | 61.1% | 51.32%
| 65.91% | 61.1% | 51.32%
| 65.92% | 61.09% | 51.32%
| 65.92% | 61.09% | 51.32%
| 65.93% | 61.09% | 51.31%
| 65.93% | 61.09% | 51.31%
| 65.94% | 61.08% | 51.31%
| 65.94% | 61.08% | 51.31%
| 65.95% | 61.08% | 51.31%
| 65.96% | 61.08% | 51.31%
| 65.96% | 61.07% | 51.31%
| 65.97% | 61.07% | 51.3%
| 65.97% | 61.06% | 51.3%
| 65.98% | 61.06% | 51.3%
| 65.98% | 61.06% | 51.3%
| 65.99% | 61.06% | 51.3%
| 66% | 61.06% | 51.3%
| 66% | 61.06% | 51.3%
| 66.01% | 61.05% | 51.29%
| 66.01% | 61.05% | 51.29%
| 66.02% | 61.05% | 51.29%
| 66.02% | 61.05% | 51.28%
| 66.03% | 61.05% | 51.28%
| 66.04% | 61.05% | 51.27%
| 66.04% | 61.05% | 51.27%
| 66.05% | 61.04% | 51.27%
| 66.05% | 61.04% | 51.27%
| 66.06% | 61.04% | 51.27%
| 66.06% | 61.04% | 51.27%
| 66.07% | 61.04% | 51.27%
| 66.08% | 61.03% | 51.27%
| 66.08% | 61.03% | 51.26%
| 66.09% | 61.03% | 51.26%
| 66.09% | 61.03% | 51.25%
| 66.1% | 61.03% | 51.25%
| 66.1% | 61.02% | 51.25%
| 66.11% | 61.02% | 51.25%
| 66.12% | 61.02% | 51.25%
| 66.12% | 61.02% | 51.25%
| 66.13% | 61.01% | 51.25%
| 66.13% | 61.01% | 51.25%
| 66.14% | 61.01% | 51.24%
| 66.14% | 61.01% | 51.24%
| 66.15% | 61.01% | 51.24%
| 66.16% | 61.01% | 51.24%
| 66.16% | 61.01% | 51.24%
| 66.17% | 61% | 51.24%
| 66.17% | 61% | 51.24%
| 66.18% | 61% | 51.24%
| 66.18% | 61% | 51.23%
| 66.19% | 61% | 51.23%
| 66.2% | 60.99% | 51.23%
| 66.2% | 60.99% | 51.23%
| 66.21% | 60.99% | 51.23%
| 66.21% | 60.99% | 51.23%
| 66.22% | 60.99% | 51.23%
| 66.22% | 60.98% | 51.22%
| 66.23% | 60.98% | 51.22%
| 66.24% | 60.98% | 51.22%
| 66.24% | 60.98% | 51.22%
| 66.25% | 60.98% | 51.22%
| 66.25% | 60.98% | 51.22%
| 66.26% | 60.97% | 51.22%
| 66.26% | 60.97% | 51.22%
| 66.27% | 60.97% | 51.21%
| 66.28% | 60.97% | 51.21%
| 66.28% | 60.97% | 51.21%
| 66.29% | 60.96% | 51.21%
| 66.29% | 60.96% | 51.21%
| 66.3% | 60.96% | 51.21%
| 66.3% | 60.96% | 51.21%
| 66.31% | 60.95% | 51.2%
| 66.32% | 60.94% | 51.2%
| 66.32% | 60.94% | 51.2%
| 66.33% | 60.93% | 51.2%
| 66.33% | 60.93% | 51.2%
| 66.34% | 60.93% | 51.19%
| 66.34% | 60.93% | 51.19%
| 66.35% | 60.92% | 51.19%
| 66.36% | 60.92% | 51.19%
| 66.36% | 60.92% | 51.19%
| 66.37% | 60.92% | 51.18%
| 66.37% | 60.92% | 51.18%
| 66.38% | 60.92% | 51.17%
| 66.38% | 60.92% | 51.17%
| 66.39% | 60.92% | 51.17%
| 66.4% | 60.91% | 51.16%
| 66.4% | 60.9% | 51.16%
| 66.41% | 60.9% | 51.16%
| 66.41% | 60.9% | 51.16%
| 66.42% | 60.9% | 51.16%
| 66.42% | 60.9% | 51.16%
| 66.43% | 60.9% | 51.16%
| 66.44% | 60.9% | 51.15%
| 66.44% | 60.9% | 51.15%
| 66.45% | 60.9% | 51.15%
| 66.45% | 60.9% | 51.15%
| 66.46% | 60.9% | 51.14%
| 66.46% | 60.9% | 51.14%
| 66.47% | 60.89% | 51.14%
| 66.48% | 60.89% | 51.14%
| 66.48% | 60.89% | 51.14%
| 66.49% | 60.89% | 51.14%
| 66.49% | 60.89% | 51.13%
| 66.5% | 60.89% | 51.13%
| 66.5% | 60.88% | 51.13%
| 66.51% | 60.88% | 51.13%
| 66.52% | 60.88% | 51.12%
| 66.52% | 60.88% | 51.12%
| 66.53% | 60.88% | 51.12%
| 66.53% | 60.88% | 51.12%
| 66.54% | 60.88% | 51.12%
| 66.54% | 60.88% | 51.12%
| 66.55% | 60.87% | 51.12%
| 66.56% | 60.87% | 51.12%
| 66.56% | 60.87% | 51.11%
| 66.57% | 60.87% | 51.11%
| 66.57% | 60.87% | 51.11%
| 66.58% | 60.87% | 51.11%
| 66.58% | 60.87% | 51.11%
| 66.59% | 60.86% | 51.1%
| 66.6% | 60.86% | 51.1%
| 66.6% | 60.86% | 51.1%
| 66.61% | 60.86% | 51.1%
| 66.61% | 60.86% | 51.1%
| 66.62% | 60.85% | 51.1%
| 66.62% | 60.85% | 51.09%
| 66.63% | 60.85% | 51.09%
| 66.64% | 60.85% | 51.09%
| 66.64% | 60.84% | 51.08%
| 66.65% | 60.84% | 51.08%
| 66.65% | 60.84% | 51.08%
| 66.66% | 60.84% | 51.08%
| 66.66% | 60.84% | 51.08%
| 66.67% | 60.83% | 51.07%
| 66.68% | 60.83% | 51.07%
| 66.68% | 60.83% | 51.07%
| 66.69% | 60.82% | 51.07%
| 66.69% | 60.82% | 51.07%
| 66.7% | 60.82% | 51.06%
| 66.7% | 60.82% | 51.06%
| 66.71% | 60.82% | 51.06%
| 66.72% | 60.82% | 51.06%
| 66.72% | 60.82% | 51.06%
| 66.73% | 60.82% | 51.06%
| 66.73% | 60.82% | 51.05%
| 66.74% | 60.81% | 51.05%
| 66.74% | 60.81% | 51.05%
| 66.75% | 60.81% | 51.05%
| 66.76% | 60.8% | 51.04%
| 66.76% | 60.8% | 51.04%
| 66.77% | 60.8% | 51.04%
| 66.77% | 60.79% | 51.03%
| 66.78% | 60.79% | 51.03%
| 66.78% | 60.79% | 51.03%
| 66.79% | 60.79% | 51.03%
| 66.8% | 60.79% | 51.02%
| 66.8% | 60.79% | 51.02%
| 66.81% | 60.79% | 51.02%
| 66.81% | 60.79% | 51.02%
| 66.82% | 60.79% | 51.02%
| 66.82% | 60.78% | 51.02%
| 66.83% | 60.78% | 51.01%
| 66.84% | 60.78% | 51.01%
| 66.84% | 60.77% | 51%
| 66.85% | 60.77% | 51%
| 66.85% | 60.77% | 51%
| 66.86% | 60.76% | 51%
| 66.86% | 60.76% | 51%
| 66.87% | 60.76% | 51%
| 66.88% | 60.76% | 50.99%
| 66.88% | 60.75% | 50.99%
| 66.89% | 60.75% | 50.99%
| 66.89% | 60.75% | 50.99%
| 66.9% | 60.75% | 50.99%
| 66.9% | 60.74% | 50.99%
| 66.91% | 60.74% | 50.99%
| 66.92% | 60.74% | 50.99%
| 66.92% | 60.74% | 50.98%
| 66.93% | 60.73% | 50.98%
| 66.93% | 60.73% | 50.98%
| 66.94% | 60.73% | 50.98%
| 66.94% | 60.73% | 50.97%
| 66.95% | 60.73% | 50.97%
| 66.96% | 60.72% | 50.97%
| 66.96% | 60.72% | 50.97%
| 66.97% | 60.72% | 50.97%
| 66.97% | 60.72% | 50.97%
| 66.98% | 60.72% | 50.96%
| 66.98% | 60.72% | 50.96%
| 66.99% | 60.72% | 50.96%
| 67% | 60.72% | 50.96%
| 67% | 60.72% | 50.96%
| 67.01% | 60.71% | 50.96%
| 67.01% | 60.71% | 50.96%
| 67.02% | 60.71% | 50.95%
| 67.02% | 60.71% | 50.95%
| 67.03% | 60.7% | 50.95%
| 67.04% | 60.7% | 50.95%
| 67.04% | 60.7% | 50.95%
| 67.05% | 60.69% | 50.94%
| 67.05% | 60.69% | 50.94%
| 67.06% | 60.69% | 50.94%
| 67.06% | 60.69% | 50.93%
| 67.07% | 60.68% | 50.93%
| 67.08% | 60.68% | 50.93%
| 67.08% | 60.68% | 50.93%
| 67.09% | 60.68% | 50.93%
| 67.09% | 60.67% | 50.93%
| 67.1% | 60.67% | 50.93%
| 67.1% | 60.67% | 50.92%
| 67.11% | 60.67% | 50.92%
| 67.12% | 60.66% | 50.92%
| 67.12% | 60.66% | 50.92%
| 67.13% | 60.66% | 50.92%
| 67.13% | 60.66% | 50.92%
| 67.14% | 60.66% | 50.91%
| 67.14% | 60.65% | 50.91%
| 67.15% | 60.65% | 50.91%
| 67.16% | 60.65% | 50.91%
| 67.16% | 60.65% | 50.91%
| 67.17% | 60.65% | 50.9%
| 67.17% | 60.65% | 50.9%
| 67.18% | 60.65% | 50.9%
| 67.18% | 60.64% | 50.9%
| 67.19% | 60.64% | 50.89%
| 67.2% | 60.64% | 50.89%
| 67.2% | 60.64% | 50.89%
| 67.21% | 60.63% | 50.89%
| 67.21% | 60.63% | 50.89%
| 67.22% | 60.63% | 50.88%
| 67.22% | 60.63% | 50.88%
| 67.23% | 60.63% | 50.88%
| 67.24% | 60.63% | 50.88%
| 67.24% | 60.63% | 50.87%
| 67.25% | 60.63% | 50.87%
| 67.25% | 60.63% | 50.87%
| 67.26% | 60.63% | 50.87%
| 67.26% | 60.63% | 50.87%
| 67.27% | 60.62% | 50.86%
| 67.28% | 60.62% | 50.86%
| 67.28% | 60.62% | 50.86%
| 67.29% | 60.62% | 50.86%
| 67.29% | 60.62% | 50.86%
| 67.3% | 60.62% | 50.86%
| 67.3% | 60.62% | 50.86%
| 67.31% | 60.61% | 50.86%
| 67.32% | 60.61% | 50.85%
| 67.32% | 60.61% | 50.85%
| 67.33% | 60.61% | 50.85%
| 67.33% | 60.6% | 50.85%
| 67.34% | 60.6% | 50.85%
| 67.34% | 60.6% | 50.84%
| 67.35% | 60.6% | 50.84%
| 67.36% | 60.6% | 50.84%
| 67.36% | 60.59% | 50.84%
| 67.37% | 60.59% | 50.83%
| 67.37% | 60.59% | 50.83%
| 67.38% | 60.59% | 50.83%
| 67.38% | 60.59% | 50.83%
| 67.39% | 60.59% | 50.83%
| 67.4% | 60.59% | 50.83%
| 67.4% | 60.59% | 50.82%
| 67.41% | 60.59% | 50.82%
| 67.41% | 60.58% | 50.82%
| 67.42% | 60.58% | 50.82%
| 67.42% | 60.58% | 50.81%
| 67.43% | 60.58% | 50.81%
| 67.44% | 60.57% | 50.81%
| 67.44% | 60.57% | 50.81%
| 67.45% | 60.57% | 50.81%
| 67.45% | 60.57% | 50.81%
| 67.46% | 60.57% | 50.81%
| 67.46% | 60.57% | 50.8%
| 67.47% | 60.56% | 50.8%
| 67.48% | 60.56% | 50.8%
| 67.48% | 60.56% | 50.8%
| 67.49% | 60.56% | 50.8%
| 67.49% | 60.55% | 50.8%
| 67.5% | 60.55% | 50.8%
| 67.5% | 60.55% | 50.79%
| 67.51% | 60.55% | 50.79%
| 67.52% | 60.55% | 50.79%
| 67.52% | 60.55% | 50.79%
| 67.53% | 60.54% | 50.79%
| 67.53% | 60.54% | 50.78%
| 67.54% | 60.54% | 50.78%
| 67.54% | 60.53% | 50.78%
| 67.55% | 60.53% | 50.78%
| 67.56% | 60.53% | 50.78%
| 67.56% | 60.53% | 50.78%
| 67.57% | 60.53% | 50.78%
| 67.57% | 60.53% | 50.77%
| 67.58% | 60.53% | 50.77%
| 67.58% | 60.53% | 50.77%
| 67.59% | 60.53% | 50.77%
| 67.6% | 60.53% | 50.77%
| 67.6% | 60.53% | 50.76%
| 67.61% | 60.52% | 50.76%
| 67.61% | 60.52% | 50.76%
| 67.62% | 60.52% | 50.76%
| 67.62% | 60.52% | 50.76%
| 67.63% | 60.52% | 50.75%
| 67.64% | 60.51% | 50.75%
| 67.64% | 60.51% | 50.75%
| 67.65% | 60.51% | 50.75%
| 67.65% | 60.5% | 50.75%
| 67.66% | 60.5% | 50.75%
| 67.66% | 60.5% | 50.74%
| 67.67% | 60.5% | 50.74%
| 67.68% | 60.5% | 50.74%
| 67.68% | 60.5% | 50.73%
| 67.69% | 60.5% | 50.73%
| 67.69% | 60.5% | 50.73%
| 67.7% | 60.5% | 50.73%
| 67.7% | 60.5% | 50.73%
| 67.71% | 60.5% | 50.72%
| 67.72% | 60.49% | 50.72%
| 67.72% | 60.49% | 50.72%
| 67.73% | 60.48% | 50.72%
| 67.73% | 60.48% | 50.71%
| 67.74% | 60.48% | 50.71%
| 67.74% | 60.48% | 50.7%
| 67.75% | 60.48% | 50.7%
| 67.76% | 60.48% | 50.7%
| 67.76% | 60.48% | 50.7%
| 67.77% | 60.48% | 50.7%
| 67.77% | 60.48% | 50.69%
| 67.78% | 60.48% | 50.69%
| 67.78% | 60.48% | 50.69%
| 67.79% | 60.48% | 50.69%
| 67.8% | 60.47% | 50.69%
| 67.8% | 60.47% | 50.69%
| 67.81% | 60.47% | 50.68%
| 67.81% | 60.47% | 50.68%
| 67.82% | 60.47% | 50.68%
| 67.82% | 60.47% | 50.68%
| 67.83% | 60.46% | 50.68%
| 67.84% | 60.46% | 50.68%
| 67.84% | 60.46% | 50.67%
| 67.85% | 60.46% | 50.67%
| 67.85% | 60.46% | 50.67%
| 67.86% | 60.46% | 50.67%
| 67.86% | 60.46% | 50.67%
| 67.87% | 60.45% | 50.67%
| 67.88% | 60.45% | 50.67%
| 67.88% | 60.44% | 50.67%
| 67.89% | 60.44% | 50.66%
| 67.89% | 60.44% | 50.66%
| 67.9% | 60.44% | 50.66%
| 67.9% | 60.44% | 50.66%
| 67.91% | 60.44% | 50.65%
| 67.92% | 60.44% | 50.65%
| 67.92% | 60.43% | 50.65%
| 67.93% | 60.43% | 50.64%
| 67.93% | 60.43% | 50.64%
| 67.94% | 60.43% | 50.64%
| 67.94% | 60.43% | 50.64%
| 67.95% | 60.43% | 50.64%
| 67.96% | 60.43% | 50.64%
| 67.96% | 60.42% | 50.63%
| 67.97% | 60.42% | 50.63%
| 67.97% | 60.42% | 50.63%
| 67.98% | 60.42% | 50.63%
| 67.98% | 60.41% | 50.62%
| 67.99% | 60.41% | 50.62%
| 68% | 60.41% | 50.62%
| 68% | 60.41% | 50.62%
| 68.01% | 60.41% | 50.61%
| 68.01% | 60.41% | 50.61%
| 68.02% | 60.41% | 50.61%
| 68.02% | 60.4% | 50.6%
| 68.03% | 60.4% | 50.6%
| 68.04% | 60.4% | 50.6%
| 68.04% | 60.4% | 50.6%
| 68.05% | 60.4% | 50.6%
| 68.05% | 60.39% | 50.59%
| 68.06% | 60.39% | 50.59%
| 68.06% | 60.39% | 50.59%
| 68.07% | 60.39% | 50.59%
| 68.08% | 60.39% | 50.59%
| 68.08% | 60.38% | 50.58%
| 68.09% | 60.38% | 50.58%
| 68.09% | 60.38% | 50.58%
| 68.1% | 60.38% | 50.58%
| 68.1% | 60.37% | 50.58%
| 68.11% | 60.37% | 50.57%
| 68.12% | 60.37% | 50.57%
| 68.12% | 60.36% | 50.57%
| 68.13% | 60.36% | 50.57%
| 68.13% | 60.36% | 50.56%
| 68.14% | 60.36% | 50.56%
| 68.14% | 60.35% | 50.56%
| 68.15% | 60.35% | 50.56%
| 68.16% | 60.35% | 50.56%
| 68.16% | 60.34% | 50.55%
| 68.17% | 60.34% | 50.55%
| 68.17% | 60.34% | 50.55%
| 68.18% | 60.34% | 50.55%
| 68.18% | 60.34% | 50.55%
| 68.19% | 60.34% | 50.55%
| 68.2% | 60.33% | 50.55%
| 68.2% | 60.33% | 50.54%
| 68.21% | 60.33% | 50.54%
| 68.21% | 60.33% | 50.54%
| 68.22% | 60.33% | 50.54%
| 68.22% | 60.33% | 50.53%
| 68.23% | 60.33% | 50.53%
| 68.24% | 60.32% | 50.53%
| 68.24% | 60.32% | 50.53%
| 68.25% | 60.32% | 50.53%
| 68.25% | 60.32% | 50.53%
| 68.26% | 60.32% | 50.53%
| 68.26% | 60.32% | 50.53%
| 68.27% | 60.32% | 50.52%
| 68.28% | 60.32% | 50.52%
| 68.28% | 60.32% | 50.52%
| 68.29% | 60.31% | 50.52%
| 68.29% | 60.31% | 50.52%
| 68.3% | 60.31% | 50.51%
| 68.3% | 60.31% | 50.51%
| 68.31% | 60.31% | 50.51%
| 68.32% | 60.31% | 50.51%
| 68.32% | 60.3% | 50.51%
| 68.33% | 60.3% | 50.5%
| 68.33% | 60.3% | 50.5%
| 68.34% | 60.3% | 50.5%
| 68.34% | 60.29% | 50.5%
| 68.35% | 60.29% | 50.5%
| 68.36% | 60.29% | 50.5%
| 68.36% | 60.29% | 50.49%
| 68.37% | 60.29% | 50.49%
| 68.37% | 60.29% | 50.49%
| 68.38% | 60.29% | 50.49%
| 68.38% | 60.28% | 50.49%
| 68.39% | 60.28% | 50.49%
| 68.4% | 60.28% | 50.49%
| 68.4% | 60.28% | 50.48%
| 68.41% | 60.28% | 50.48%
| 68.41% | 60.28% | 50.48%
| 68.42% | 60.28% | 50.48%
| 68.42% | 60.28% | 50.48%
| 68.43% | 60.27% | 50.48%
| 68.44% | 60.27% | 50.48%
| 68.44% | 60.27% | 50.47%
| 68.45% | 60.27% | 50.47%
| 68.45% | 60.27% | 50.47%
| 68.46% | 60.26% | 50.47%
| 68.46% | 60.26% | 50.46%
| 68.47% | 60.26% | 50.46%
| 68.48% | 60.26% | 50.46%
| 68.48% | 60.26% | 50.46%
| 68.49% | 60.26% | 50.46%
| 68.49% | 60.26% | 50.46%
| 68.5% | 60.25% | 50.46%
| 68.5% | 60.25% | 50.45%
| 68.51% | 60.25% | 50.45%
| 68.52% | 60.25% | 50.45%
| 68.52% | 60.25% | 50.45%
| 68.53% | 60.25% | 50.45%
| 68.53% | 60.24% | 50.44%
| 68.54% | 60.24% | 50.44%
| 68.54% | 60.24% | 50.44%
| 68.55% | 60.24% | 50.44%
| 68.56% | 60.24% | 50.44%
| 68.56% | 60.24% | 50.44%
| 68.57% | 60.24% | 50.44%
| 68.57% | 60.24% | 50.44%
| 68.58% | 60.23% | 50.44%
| 68.58% | 60.23% | 50.44%
| 68.59% | 60.23% | 50.43%
| 68.6% | 60.23% | 50.43%
| 68.6% | 60.22% | 50.43%
| 68.61% | 60.22% | 50.43%
| 68.61% | 60.22% | 50.43%
| 68.62% | 60.22% | 50.42%
| 68.62% | 60.22% | 50.42%
| 68.63% | 60.22% | 50.42%
| 68.64% | 60.22% | 50.41%
| 68.64% | 60.22% | 50.41%
| 68.65% | 60.22% | 50.41%
| 68.65% | 60.22% | 50.41%
| 68.66% | 60.21% | 50.41%
| 68.66% | 60.21% | 50.41%
| 68.67% | 60.21% | 50.41%
| 68.68% | 60.21% | 50.4%
| 68.68% | 60.21% | 50.4%
| 68.69% | 60.21% | 50.4%
| 68.69% | 60.21% | 50.4%
| 68.7% | 60.21% | 50.4%
| 68.7% | 60.21% | 50.39%
| 68.71% | 60.21% | 50.39%
| 68.72% | 60.21% | 50.39%
| 68.72% | 60.21% | 50.39%
| 68.73% | 60.21% | 50.39%
| 68.73% | 60.2% | 50.38%
| 68.74% | 60.2% | 50.38%
| 68.74% | 60.2% | 50.38%
| 68.75% | 60.2% | 50.37%
| 68.76% | 60.2% | 50.37%
| 68.76% | 60.19% | 50.37%
| 68.77% | 60.19% | 50.37%
| 68.77% | 60.19% | 50.36%
| 68.78% | 60.19% | 50.36%
| 68.78% | 60.18% | 50.36%
| 68.79% | 60.18% | 50.36%
| 68.8% | 60.17% | 50.35%
| 68.8% | 60.17% | 50.34%
| 68.81% | 60.17% | 50.34%
| 68.81% | 60.17% | 50.34%
| 68.82% | 60.17% | 50.34%
| 68.82% | 60.17% | 50.34%
| 68.83% | 60.17% | 50.34%
| 68.84% | 60.17% | 50.33%
| 68.84% | 60.17% | 50.33%
| 68.85% | 60.16% | 50.33%
| 68.85% | 60.16% | 50.33%
| 68.86% | 60.16% | 50.33%
| 68.86% | 60.16% | 50.32%
| 68.87% | 60.16% | 50.32%
| 68.88% | 60.16% | 50.32%
| 68.88% | 60.15% | 50.32%
| 68.89% | 60.15% | 50.31%
| 68.89% | 60.15% | 50.31%
| 68.9% | 60.15% | 50.31%
| 68.9% | 60.14% | 50.31%
| 68.91% | 60.14% | 50.31%
| 68.92% | 60.14% | 50.31%
| 68.92% | 60.14% | 50.31%
| 68.93% | 60.14% | 50.3%
| 68.93% | 60.13% | 50.3%
| 68.94% | 60.13% | 50.3%
| 68.94% | 60.13% | 50.3%
| 68.95% | 60.13% | 50.3%
| 68.96% | 60.13% | 50.3%
| 68.96% | 60.13% | 50.3%
| 68.97% | 60.13% | 50.3%
| 68.97% | 60.13% | 50.3%
| 68.98% | 60.13% | 50.29%
| 68.98% | 60.12% | 50.29%
| 68.99% | 60.12% | 50.29%
| 69% | 60.12% | 50.29%
| 69% | 60.11% | 50.29%
| 69.01% | 60.11% | 50.29%
| 69.01% | 60.1% | 50.29%
| 69.02% | 60.1% | 50.28%
| 69.02% | 60.1% | 50.28%
| 69.03% | 60.1% | 50.28%
| 69.04% | 60.1% | 50.28%
| 69.04% | 60.09% | 50.28%
| 69.05% | 60.09% | 50.28%
| 69.05% | 60.09% | 50.27%
| 69.06% | 60.09% | 50.27%
| 69.06% | 60.09% | 50.27%
| 69.07% | 60.09% | 50.27%
| 69.08% | 60.08% | 50.27%
| 69.08% | 60.08% | 50.26%
| 69.09% | 60.08% | 50.26%
| 69.09% | 60.08% | 50.26%
| 69.1% | 60.07% | 50.26%
| 69.1% | 60.07% | 50.26%
| 69.11% | 60.07% | 50.26%
| 69.12% | 60.07% | 50.26%
| 69.12% | 60.07% | 50.26%
| 69.13% | 60.07% | 50.25%
| 69.13% | 60.07% | 50.25%
| 69.14% | 60.07% | 50.25%
| 69.14% | 60.07% | 50.25%
| 69.15% | 60.07% | 50.25%
| 69.16% | 60.07% | 50.24%
| 69.16% | 60.07% | 50.24%
| 69.17% | 60.06% | 50.24%
| 69.17% | 60.06% | 50.24%
| 69.18% | 60.06% | 50.24%
| 69.18% | 60.06% | 50.24%
| 69.19% | 60.06% | 50.23%
| 69.2% | 60.06% | 50.23%
| 69.2% | 60.06% | 50.23%
| 69.21% | 60.05% | 50.23%
| 69.21% | 60.05% | 50.22%
| 69.22% | 60.05% | 50.22%
| 69.22% | 60.05% | 50.22%
| 69.23% | 60.05% | 50.22%
| 69.24% | 60.05% | 50.22%
| 69.24% | 60.05% | 50.22%
| 69.25% | 60.04% | 50.22%
| 69.25% | 60.04% | 50.22%
| 69.26% | 60.04% | 50.22%
| 69.26% | 60.03% | 50.21%
| 69.27% | 60.03% | 50.21%
| 69.28% | 60.03% | 50.2%
| 69.28% | 60.03% | 50.2%
| 69.29% | 60.03% | 50.2%
| 69.29% | 60.03% | 50.2%
| 69.3% | 60.03% | 50.2%
| 69.3% | 60.02% | 50.2%
| 69.31% | 60.02% | 50.2%
| 69.32% | 60.02% | 50.19%
| 69.32% | 60.02% | 50.19%
| 69.33% | 60.02% | 50.19%
| 69.33% | 60.02% | 50.18%
| 69.34% | 60.01% | 50.18%
| 69.34% | 60.01% | 50.18%
| 69.35% | 60% | 50.18%
| 69.36% | 59.99% | 50.18%
| 69.36% | 59.99% | 50.18%
| 69.37% | 59.99% | 50.18%
| 69.37% | 59.99% | 50.17%
| 69.38% | 59.98% | 50.17%
| 69.38% | 59.98% | 50.17%
| 69.39% | 59.98% | 50.17%
| 69.4% | 59.98% | 50.17%
| 69.4% | 59.98% | 50.17%
| 69.41% | 59.98% | 50.17%
| 69.41% | 59.98% | 50.17%
| 69.42% | 59.98% | 50.16%
| 69.42% | 59.97% | 50.16%
| 69.43% | 59.97% | 50.16%
| 69.44% | 59.97% | 50.15%
| 69.44% | 59.97% | 50.15%
| 69.45% | 59.97% | 50.15%
| 69.45% | 59.97% | 50.15%
| 69.46% | 59.97% | 50.15%
| 69.46% | 59.96% | 50.15%
| 69.47% | 59.96% | 50.15%
| 69.48% | 59.96% | 50.15%
| 69.48% | 59.96% | 50.15%
| 69.49% | 59.96% | 50.14%
| 69.49% | 59.96% | 50.14%
| 69.5% | 59.96% | 50.14%
| 69.5% | 59.94% | 50.14%
| 69.51% | 59.94% | 50.14%
| 69.52% | 59.94% | 50.14%
| 69.52% | 59.94% | 50.14%
| 69.53% | 59.94% | 50.13%
| 69.53% | 59.94% | 50.13%
| 69.54% | 59.94% | 50.13%
| 69.54% | 59.93% | 50.13%
| 69.55% | 59.93% | 50.13%
| 69.56% | 59.93% | 50.13%
| 69.56% | 59.93% | 50.13%
| 69.57% | 59.93% | 50.13%
| 69.57% | 59.93% | 50.13%
| 69.58% | 59.93% | 50.12%
| 69.58% | 59.93% | 50.12%
| 69.59% | 59.92% | 50.12%
| 69.6% | 59.92% | 50.12%
| 69.6% | 59.92% | 50.11%
| 69.61% | 59.92% | 50.11%
| 69.61% | 59.92% | 50.11%
| 69.62% | 59.92% | 50.1%
| 69.62% | 59.92% | 50.1%
| 69.63% | 59.92% | 50.1%
| 69.64% | 59.92% | 50.1%
| 69.64% | 59.92% | 50.09%
| 69.65% | 59.92% | 50.09%
| 69.65% | 59.92% | 50.09%
| 69.66% | 59.91% | 50.09%
| 69.66% | 59.91% | 50.09%
| 69.67% | 59.91% | 50.08%
| 69.68% | 59.91% | 50.08%
| 69.68% | 59.91% | 50.08%
| 69.69% | 59.91% | 50.07%
| 69.69% | 59.91% | 50.07%
| 69.7% | 59.91% | 50.07%
| 69.7% | 59.9% | 50.07%
| 69.71% | 59.9% | 50.07%
| 69.72% | 59.9% | 50.07%
| 69.72% | 59.89% | 50.07%
| 69.73% | 59.89% | 50.06%
| 69.73% | 59.88% | 50.06%
| 69.74% | 59.88% | 50.06%
| 69.74% | 59.88% | 50.06%
| 69.75% | 59.88% | 50.06%
| 69.76% | 59.88% | 50.05%
| 69.76% | 59.88% | 50.05%
| 69.77% | 59.88% | 50.05%
| 69.77% | 59.87% | 50.04%
| 69.78% | 59.87% | 50.04%
| 69.78% | 59.87% | 50.04%
| 69.79% | 59.87% | 50.03%
| 69.8% | 59.87% | 50.03%
| 69.8% | 59.86% | 50.03%
| 69.81% | 59.86% | 50.03%
| 69.81% | 59.86% | 50.03%
| 69.82% | 59.86% | 50.03%
| 69.82% | 59.86% | 50.03%
| 69.83% | 59.86% | 50.03%
| 69.84% | 59.85% | 50.02%
| 69.84% | 59.85% | 50.02%
| 69.85% | 59.85% | 50.02%
| 69.85% | 59.85% | 50.02%
| 69.86% | 59.85% | 50.02%
| 69.86% | 59.85% | 50.02%
| 69.87% | 59.84% | 50.02%
| 69.88% | 59.84% | 50.02%
| 69.88% | 59.84% | 50.01%
| 69.89% | 59.84% | 50.01%
| 69.89% | 59.83% | 50.01%
| 69.9% | 59.83% | 50.01%
| 69.9% | 59.83% | 50.01%
| 69.91% | 59.83% | 50.01%
| 69.92% | 59.83% | 50%
| 69.92% | 59.83% | 50%
| 69.93% | 59.83% | 49.99%
| 69.93% | 59.83% | 49.99%
| 69.94% | 59.83% | 49.99%
| 69.94% | 59.82% | 49.98%
| 69.95% | 59.82% | 49.98%
| 69.96% | 59.82% | 49.98%
| 69.96% | 59.81% | 49.98%
| 69.97% | 59.81% | 49.97%
| 69.97% | 59.81% | 49.97%
| 69.98% | 59.81% | 49.97%
| 69.98% | 59.81% | 49.96%
| 69.99% | 59.8% | 49.96%
| 70% | 59.8% | 49.96%
| 70% | 59.79% | 49.96%
| 70.01% | 59.79% | 49.96%
| 70.01% | 59.79% | 49.96%
| 70.02% | 59.79% | 49.95%
| 70.02% | 59.79% | 49.95%
| 70.03% | 59.78% | 49.95%
| 70.04% | 59.78% | 49.95%
| 70.04% | 59.78% | 49.95%
| 70.05% | 59.78% | 49.94%
| 70.05% | 59.78% | 49.94%
| 70.06% | 59.77% | 49.94%
| 70.06% | 59.77% | 49.94%
| 70.07% | 59.77% | 49.94%
| 70.08% | 59.77% | 49.93%
| 70.08% | 59.77% | 49.93%
| 70.09% | 59.77% | 49.93%
| 70.09% | 59.77% | 49.93%
| 70.1% | 59.76% | 49.93%
| 70.1% | 59.76% | 49.92%
| 70.11% | 59.75% | 49.92%
| 70.12% | 59.75% | 49.92%
| 70.12% | 59.75% | 49.92%
| 70.13% | 59.74% | 49.92%
| 70.13% | 59.74% | 49.92%
| 70.14% | 59.74% | 49.92%
| 70.14% | 59.74% | 49.91%
| 70.15% | 59.74% | 49.91%
| 70.16% | 59.74% | 49.91%
| 70.16% | 59.73% | 49.91%
| 70.17% | 59.73% | 49.91%
| 70.17% | 59.73% | 49.91%
| 70.18% | 59.73% | 49.91%
| 70.18% | 59.73% | 49.9%
| 70.19% | 59.73% | 49.9%
| 70.2% | 59.72% | 49.9%
| 70.2% | 59.72% | 49.9%
| 70.21% | 59.72% | 49.9%
| 70.21% | 59.72% | 49.9%
| 70.22% | 59.72% | 49.89%
| 70.22% | 59.72% | 49.89%
| 70.23% | 59.71% | 49.89%
| 70.24% | 59.71% | 49.89%
| 70.24% | 59.71% | 49.89%
| 70.25% | 59.71% | 49.89%
| 70.25% | 59.71% | 49.89%
| 70.26% | 59.7% | 49.89%
| 70.26% | 59.7% | 49.89%
| 70.27% | 59.7% | 49.88%
| 70.28% | 59.7% | 49.88%
| 70.28% | 59.7% | 49.88%
| 70.29% | 59.7% | 49.88%
| 70.29% | 59.69% | 49.87%
| 70.3% | 59.69% | 49.87%
| 70.3% | 59.69% | 49.87%
| 70.31% | 59.69% | 49.87%
| 70.32% | 59.68% | 49.87%
| 70.32% | 59.68% | 49.86%
| 70.33% | 59.68% | 49.86%
| 70.33% | 59.68% | 49.86%
| 70.34% | 59.68% | 49.86%
| 70.34% | 59.67% | 49.86%
| 70.35% | 59.67% | 49.86%
| 70.36% | 59.67% | 49.86%
| 70.36% | 59.67% | 49.85%
| 70.37% | 59.67% | 49.85%
| 70.37% | 59.67% | 49.84%
| 70.38% | 59.66% | 49.84%
| 70.38% | 59.66% | 49.84%
| 70.39% | 59.66% | 49.84%
| 70.4% | 59.66% | 49.84%
| 70.4% | 59.66% | 49.84%
| 70.41% | 59.66% | 49.84%
| 70.41% | 59.65% | 49.84%
| 70.42% | 59.65% | 49.84%
| 70.42% | 59.65% | 49.83%
| 70.43% | 59.64% | 49.83%
| 70.44% | 59.64% | 49.83%
| 70.44% | 59.64% | 49.83%
| 70.45% | 59.64% | 49.83%
| 70.45% | 59.64% | 49.83%
| 70.46% | 59.63% | 49.83%
| 70.46% | 59.63% | 49.83%
| 70.47% | 59.63% | 49.83%
| 70.48% | 59.63% | 49.82%
| 70.48% | 59.63% | 49.82%
| 70.49% | 59.62% | 49.82%
| 70.49% | 59.62% | 49.82%
| 70.5% | 59.62% | 49.82%
| 70.5% | 59.62% | 49.82%
| 70.51% | 59.62% | 49.82%
| 70.52% | 59.62% | 49.81%
| 70.52% | 59.62% | 49.81%
| 70.53% | 59.62% | 49.8%
| 70.53% | 59.61% | 49.8%
| 70.54% | 59.6% | 49.8%
| 70.54% | 59.6% | 49.8%
| 70.55% | 59.6% | 49.8%
| 70.56% | 59.59% | 49.8%
| 70.56% | 59.59% | 49.79%
| 70.57% | 59.59% | 49.79%
| 70.57% | 59.59% | 49.79%
| 70.58% | 59.59% | 49.78%
| 70.58% | 59.58% | 49.78%
| 70.59% | 59.57% | 49.77%
| 70.6% | 59.57% | 49.77%
| 70.6% | 59.57% | 49.77%
| 70.61% | 59.57% | 49.77%
| 70.61% | 59.56% | 49.76%
| 70.62% | 59.56% | 49.76%
| 70.62% | 59.56% | 49.76%
| 70.63% | 59.56% | 49.76%
| 70.64% | 59.55% | 49.75%
| 70.64% | 59.55% | 49.75%
| 70.65% | 59.54% | 49.75%
| 70.65% | 59.54% | 49.75%
| 70.66% | 59.54% | 49.75%
| 70.66% | 59.54% | 49.75%
| 70.67% | 59.53% | 49.74%
| 70.68% | 59.53% | 49.74%
| 70.68% | 59.53% | 49.74%
| 70.69% | 59.53% | 49.74%
| 70.69% | 59.52% | 49.74%
| 70.7% | 59.52% | 49.74%
| 70.7% | 59.52% | 49.74%
| 70.71% | 59.52% | 49.74%
| 70.72% | 59.52% | 49.73%
| 70.72% | 59.52% | 49.73%
| 70.73% | 59.52% | 49.73%
| 70.73% | 59.51% | 49.73%
| 70.74% | 59.51% | 49.73%
| 70.74% | 59.51% | 49.73%
| 70.75% | 59.5% | 49.73%
| 70.76% | 59.5% | 49.73%
| 70.76% | 59.5% | 49.72%
| 70.77% | 59.5% | 49.72%
| 70.77% | 59.49% | 49.72%
| 70.78% | 59.49% | 49.71%
| 70.78% | 59.49% | 49.71%
| 70.79% | 59.49% | 49.71%
| 70.8% | 59.49% | 49.71%
| 70.8% | 59.49% | 49.71%
| 70.81% | 59.49% | 49.71%
| 70.81% | 59.49% | 49.7%
| 70.82% | 59.48% | 49.7%
| 70.82% | 59.48% | 49.7%
| 70.83% | 59.48% | 49.69%
| 70.84% | 59.48% | 49.69%
| 70.84% | 59.48% | 49.69%
| 70.85% | 59.48% | 49.69%
| 70.85% | 59.47% | 49.68%
| 70.86% | 59.47% | 49.68%
| 70.86% | 59.47% | 49.68%
| 70.87% | 59.47% | 49.68%
| 70.88% | 59.47% | 49.68%
| 70.88% | 59.47% | 49.68%
| 70.89% | 59.47% | 49.67%
| 70.89% | 59.46% | 49.67%
| 70.9% | 59.46% | 49.66%
| 70.9% | 59.46% | 49.66%
| 70.91% | 59.46% | 49.66%
| 70.92% | 59.46% | 49.66%
| 70.92% | 59.45% | 49.65%
| 70.93% | 59.45% | 49.65%
| 70.93% | 59.45% | 49.65%
| 70.94% | 59.45% | 49.65%
| 70.94% | 59.44% | 49.65%
| 70.95% | 59.44% | 49.65%
| 70.96% | 59.44% | 49.65%
| 70.96% | 59.44% | 49.65%
| 70.97% | 59.44% | 49.65%
| 70.97% | 59.44% | 49.65%
| 70.98% | 59.43% | 49.64%
| 70.98% | 59.43% | 49.64%
| 70.99% | 59.43% | 49.64%
| 71% | 59.43% | 49.64%
| 71% | 59.43% | 49.64%
| 71.01% | 59.43% | 49.64%
| 71.01% | 59.42% | 49.64%
| 71.02% | 59.42% | 49.64%
| 71.02% | 59.42% | 49.64%
| 71.03% | 59.42% | 49.63%
| 71.04% | 59.42% | 49.63%
| 71.04% | 59.42% | 49.63%
| 71.05% | 59.41% | 49.62%
| 71.05% | 59.41% | 49.62%
| 71.06% | 59.4% | 49.62%
| 71.06% | 59.39% | 49.62%
| 71.07% | 59.39% | 49.62%
| 71.08% | 59.39% | 49.62%
| 71.08% | 59.39% | 49.61%
| 71.09% | 59.39% | 49.61%
| 71.09% | 59.39% | 49.61%
| 71.1% | 59.39% | 49.61%
| 71.1% | 59.39% | 49.61%
| 71.11% | 59.38% | 49.61%
| 71.12% | 59.38% | 49.61%
| 71.12% | 59.38% | 49.6%
| 71.13% | 59.37% | 49.6%
| 71.13% | 59.37% | 49.6%
| 71.14% | 59.37% | 49.59%
| 71.14% | 59.37% | 49.59%
| 71.15% | 59.37% | 49.59%
| 71.16% | 59.37% | 49.59%
| 71.16% | 59.37% | 49.58%
| 71.17% | 59.37% | 49.58%
| 71.17% | 59.36% | 49.58%
| 71.18% | 59.36% | 49.57%
| 71.18% | 59.36% | 49.57%
| 71.19% | 59.36% | 49.57%
| 71.2% | 59.35% | 49.57%
| 71.2% | 59.35% | 49.57%
| 71.21% | 59.35% | 49.56%
| 71.21% | 59.35% | 49.56%
| 71.22% | 59.35% | 49.56%
| 71.22% | 59.35% | 49.56%
| 71.23% | 59.35% | 49.56%
| 71.24% | 59.34% | 49.56%
| 71.24% | 59.34% | 49.56%
| 71.25% | 59.34% | 49.56%
| 71.25% | 59.34% | 49.56%
| 71.26% | 59.34% | 49.55%
| 71.26% | 59.33% | 49.55%
| 71.27% | 59.33% | 49.55%
| 71.28% | 59.33% | 49.54%
| 71.28% | 59.33% | 49.54%
| 71.29% | 59.33% | 49.54%
| 71.29% | 59.33% | 49.54%
| 71.3% | 59.33% | 49.53%
| 71.3% | 59.32% | 49.53%
| 71.31% | 59.32% | 49.53%
| 71.32% | 59.32% | 49.53%
| 71.32% | 59.31% | 49.53%
| 71.33% | 59.31% | 49.53%
| 71.33% | 59.31% | 49.53%
| 71.34% | 59.31% | 49.52%
| 71.34% | 59.31% | 49.52%
| 71.35% | 59.3% | 49.52%
| 71.36% | 59.3% | 49.52%
| 71.36% | 59.3% | 49.52%
| 71.37% | 59.3% | 49.52%
| 71.37% | 59.3% | 49.52%
| 71.38% | 59.3% | 49.52%
| 71.38% | 59.29% | 49.52%
| 71.39% | 59.29% | 49.52%
| 71.4% | 59.29% | 49.51%
| 71.4% | 59.29% | 49.51%
| 71.41% | 59.29% | 49.51%
| 71.41% | 59.29% | 49.51%
| 71.42% | 59.29% | 49.51%
| 71.42% | 59.29% | 49.51%
| 71.43% | 59.29% | 49.5%
| 71.44% | 59.29% | 49.5%
| 71.44% | 59.28% | 49.5%
| 71.45% | 59.28% | 49.5%
| 71.45% | 59.28% | 49.5%
| 71.46% | 59.27% | 49.49%
| 71.46% | 59.27% | 49.49%
| 71.47% | 59.27% | 49.49%
| 71.48% | 59.27% | 49.48%
| 71.48% | 59.26% | 49.48%
| 71.49% | 59.26% | 49.48%
| 71.49% | 59.26% | 49.48%
| 71.5% | 59.25% | 49.48%
| 71.5% | 59.25% | 49.48%
| 71.51% | 59.25% | 49.48%
| 71.52% | 59.25% | 49.48%
| 71.52% | 59.24% | 49.47%
| 71.53% | 59.24% | 49.47%
| 71.53% | 59.24% | 49.47%
| 71.54% | 59.24% | 49.47%
| 71.54% | 59.24% | 49.47%
| 71.55% | 59.23% | 49.47%
| 71.56% | 59.23% | 49.46%
| 71.56% | 59.23% | 49.46%
| 71.57% | 59.23% | 49.46%
| 71.57% | 59.23% | 49.46%
| 71.58% | 59.22% | 49.46%
| 71.58% | 59.22% | 49.46%
| 71.59% | 59.22% | 49.46%
| 71.6% | 59.22% | 49.46%
| 71.6% | 59.22% | 49.45%
| 71.61% | 59.21% | 49.45%
| 71.61% | 59.21% | 49.45%
| 71.62% | 59.21% | 49.45%
| 71.62% | 59.2% | 49.45%
| 71.63% | 59.2% | 49.44%
| 71.64% | 59.2% | 49.44%
| 71.64% | 59.2% | 49.44%
| 71.65% | 59.2% | 49.44%
| 71.65% | 59.19% | 49.44%
| 71.66% | 59.19% | 49.44%
| 71.66% | 59.19% | 49.44%
| 71.67% | 59.19% | 49.44%
| 71.68% | 59.19% | 49.44%
| 71.68% | 59.19% | 49.44%
| 71.69% | 59.18% | 49.43%
| 71.69% | 59.18% | 49.43%
| 71.7% | 59.18% | 49.43%
| 71.7% | 59.18% | 49.43%
| 71.71% | 59.18% | 49.42%
| 71.72% | 59.17% | 49.42%
| 71.72% | 59.17% | 49.42%
| 71.73% | 59.17% | 49.42%
| 71.73% | 59.17% | 49.41%
| 71.74% | 59.17% | 49.41%
| 71.74% | 59.17% | 49.41%
| 71.75% | 59.17% | 49.41%
| 71.76% | 59.17% | 49.41%
| 71.76% | 59.17% | 49.41%
| 71.77% | 59.17% | 49.41%
| 71.77% | 59.16% | 49.41%
| 71.78% | 59.16% | 49.41%
| 71.78% | 59.16% | 49.4%
| 71.79% | 59.16% | 49.4%
| 71.8% | 59.16% | 49.4%
| 71.8% | 59.15% | 49.4%
| 71.81% | 59.15% | 49.4%
| 71.81% | 59.15% | 49.4%
| 71.82% | 59.15% | 49.4%
| 71.82% | 59.15% | 49.39%
| 71.83% | 59.15% | 49.39%
| 71.84% | 59.15% | 49.39%
| 71.84% | 59.15% | 49.39%
| 71.85% | 59.15% | 49.39%
| 71.85% | 59.15% | 49.39%
| 71.86% | 59.15% | 49.39%
| 71.86% | 59.14% | 49.39%
| 71.87% | 59.14% | 49.38%
| 71.88% | 59.14% | 49.37%
| 71.88% | 59.14% | 49.37%
| 71.89% | 59.14% | 49.37%
| 71.89% | 59.13% | 49.37%
| 71.9% | 59.13% | 49.37%
| 71.9% | 59.13% | 49.36%
| 71.91% | 59.13% | 49.36%
| 71.91% | 59.13% | 49.36%
| 71.92% | 59.13% | 49.35%
| 71.93% | 59.13% | 49.35%
| 71.93% | 59.13% | 49.35%
| 71.94% | 59.13% | 49.35%
| 71.94% | 59.13% | 49.35%
| 71.95% | 59.12% | 49.35%
| 71.95% | 59.12% | 49.35%
| 71.96% | 59.12% | 49.35%
| 71.97% | 59.12% | 49.34%
| 71.97% | 59.12% | 49.34%
| 71.98% | 59.11% | 49.34%
| 71.98% | 59.11% | 49.34%
| 71.99% | 59.11% | 49.33%
| 71.99% | 59.11% | 49.33%
| 72% | 59.11% | 49.33%
| 72.01% | 59.11% | 49.33%
| 72.01% | 59.11% | 49.33%
| 72.02% | 59.1% | 49.32%
| 72.02% | 59.1% | 49.32%
| 72.03% | 59.1% | 49.32%
| 72.03% | 59.1% | 49.32%
| 72.04% | 59.09% | 49.32%
| 72.05% | 59.09% | 49.32%
| 72.05% | 59.09% | 49.32%
| 72.06% | 59.09% | 49.32%
| 72.06% | 59.09% | 49.32%
| 72.07% | 59.08% | 49.32%
| 72.07% | 59.08% | 49.32%
| 72.08% | 59.08% | 49.31%
| 72.09% | 59.08% | 49.31%
| 72.09% | 59.07% | 49.31%
| 72.1% | 59.07% | 49.31%
| 72.1% | 59.07% | 49.31%
| 72.11% | 59.07% | 49.31%
| 72.11% | 59.07% | 49.3%
| 72.12% | 59.07% | 49.3%
| 72.13% | 59.07% | 49.3%
| 72.13% | 59.07% | 49.3%
| 72.14% | 59.07% | 49.3%
| 72.14% | 59.06% | 49.3%
| 72.15% | 59.06% | 49.3%
| 72.15% | 59.06% | 49.3%
| 72.16% | 59.06% | 49.3%
| 72.17% | 59.06% | 49.3%
| 72.17% | 59.06% | 49.3%
| 72.18% | 59.05% | 49.29%
| 72.18% | 59.05% | 49.29%
| 72.19% | 59.05% | 49.28%
| 72.19% | 59.05% | 49.28%
| 72.2% | 59.05% | 49.28%
| 72.21% | 59.05% | 49.27%
| 72.21% | 59.04% | 49.27%
| 72.22% | 59.04% | 49.27%
| 72.22% | 59.04% | 49.27%
| 72.23% | 59.04% | 49.27%
| 72.23% | 59.04% | 49.27%
| 72.24% | 59.04% | 49.27%
| 72.25% | 59.04% | 49.26%
| 72.25% | 59.04% | 49.26%
| 72.26% | 59.04% | 49.26%
| 72.26% | 59.03% | 49.26%
| 72.27% | 59.03% | 49.26%
| 72.27% | 59.03% | 49.26%
| 72.28% | 59.03% | 49.26%
| 72.29% | 59.03% | 49.25%
| 72.29% | 59.03% | 49.25%
| 72.3% | 59.03% | 49.25%
| 72.3% | 59.03% | 49.24%
| 72.31% | 59.03% | 49.24%
| 72.31% | 59.02% | 49.24%
| 72.32% | 59.02% | 49.24%
| 72.33% | 59.02% | 49.24%
| 72.33% | 59.02% | 49.24%
| 72.34% | 59.02% | 49.23%
| 72.34% | 59.02% | 49.23%
| 72.35% | 59.01% | 49.23%
| 72.35% | 59.01% | 49.23%
| 72.36% | 59.01% | 49.23%
| 72.37% | 59.01% | 49.23%
| 72.37% | 59% | 49.23%
| 72.38% | 59% | 49.23%
| 72.38% | 59% | 49.22%
| 72.39% | 59% | 49.22%
| 72.39% | 59% | 49.22%
| 72.4% | 59% | 49.22%
| 72.41% | 59% | 49.22%
| 72.41% | 58.99% | 49.22%
| 72.42% | 58.99% | 49.22%
| 72.42% | 58.99% | 49.22%
| 72.43% | 58.99% | 49.21%
| 72.43% | 58.99% | 49.21%
| 72.44% | 58.99% | 49.21%
| 72.45% | 58.99% | 49.21%
| 72.45% | 58.98% | 49.21%
| 72.46% | 58.98% | 49.2%
| 72.46% | 58.98% | 49.2%
| 72.47% | 58.98% | 49.2%
| 72.47% | 58.98% | 49.19%
| 72.48% | 58.98% | 49.19%
| 72.49% | 58.98% | 49.19%
| 72.49% | 58.98% | 49.19%
| 72.5% | 58.98% | 49.19%
| 72.5% | 58.97% | 49.18%
| 72.51% | 58.97% | 49.18%
| 72.51% | 58.97% | 49.18%
| 72.52% | 58.97% | 49.18%
| 72.53% | 58.97% | 49.18%
| 72.53% | 58.97% | 49.18%
| 72.54% | 58.96% | 49.18%
| 72.54% | 58.96% | 49.17%
| 72.55% | 58.96% | 49.17%
| 72.55% | 58.96% | 49.17%
| 72.56% | 58.96% | 49.17%
| 72.57% | 58.96% | 49.17%
| 72.57% | 58.96% | 49.17%
| 72.58% | 58.96% | 49.17%
| 72.58% | 58.96% | 49.16%
| 72.59% | 58.95% | 49.16%
| 72.59% | 58.95% | 49.16%
| 72.6% | 58.95% | 49.16%
| 72.61% | 58.95% | 49.16%
| 72.61% | 58.95% | 49.16%
| 72.62% | 58.95% | 49.16%
| 72.62% | 58.95% | 49.15%
| 72.63% | 58.94% | 49.15%
| 72.63% | 58.93% | 49.15%
| 72.64% | 58.93% | 49.15%
| 72.65% | 58.93% | 49.15%
| 72.65% | 58.93% | 49.15%
| 72.66% | 58.93% | 49.15%
| 72.66% | 58.93% | 49.15%
| 72.67% | 58.92% | 49.14%
| 72.67% | 58.92% | 49.14%
| 72.68% | 58.92% | 49.14%
| 72.69% | 58.92% | 49.14%
| 72.69% | 58.92% | 49.13%
| 72.7% | 58.92% | 49.13%
| 72.7% | 58.91% | 49.12%
| 72.71% | 58.91% | 49.12%
| 72.71% | 58.91% | 49.12%
| 72.72% | 58.91% | 49.12%
| 72.73% | 58.91% | 49.12%
| 72.73% | 58.91% | 49.12%
| 72.74% | 58.9% | 49.12%
| 72.74% | 58.9% | 49.11%
| 72.75% | 58.9% | 49.11%
| 72.75% | 58.9% | 49.11%
| 72.76% | 58.9% | 49.11%
| 72.77% | 58.9% | 49.11%
| 72.77% | 58.89% | 49.11%
| 72.78% | 58.89% | 49.11%
| 72.78% | 58.89% | 49.11%
| 72.79% | 58.89% | 49.11%
| 72.79% | 58.89% | 49.11%
| 72.8% | 58.89% | 49.1%
| 72.81% | 58.89% | 49.1%
| 72.81% | 58.88% | 49.1%
| 72.82% | 58.88% | 49.1%
| 72.82% | 58.88% | 49.1%
| 72.83% | 58.87% | 49.09%
| 72.83% | 58.87% | 49.08%
| 72.84% | 58.87% | 49.08%
| 72.85% | 58.86% | 49.08%
| 72.85% | 58.86% | 49.08%
| 72.86% | 58.86% | 49.08%
| 72.86% | 58.86% | 49.08%
| 72.87% | 58.86% | 49.07%
| 72.87% | 58.86% | 49.07%
| 72.88% | 58.86% | 49.07%
| 72.89% | 58.86% | 49.07%
| 72.89% | 58.85% | 49.07%
| 72.9% | 58.85% | 49.07%
| 72.9% | 58.85% | 49.07%
| 72.91% | 58.85% | 49.06%
| 72.91% | 58.85% | 49.06%
| 72.92% | 58.85% | 49.06%
| 72.93% | 58.85% | 49.06%
| 72.93% | 58.84% | 49.06%
| 72.94% | 58.84% | 49.06%
| 72.94% | 58.84% | 49.05%
| 72.95% | 58.83% | 49.05%
| 72.95% | 58.83% | 49.05%
| 72.96% | 58.83% | 49.05%
| 72.97% | 58.83% | 49.05%
| 72.97% | 58.83% | 49.05%
| 72.98% | 58.83% | 49.05%
| 72.98% | 58.83% | 49.05%
| 72.99% | 58.82% | 49.05%
| 72.99% | 58.82% | 49.05%
| 73% | 58.82% | 49.05%
| 73.01% | 58.82% | 49.04%
| 73.01% | 58.82% | 49.04%
| 73.02% | 58.82% | 49.04%
| 73.02% | 58.81% | 49.04%
| 73.03% | 58.81% | 49.04%
| 73.03% | 58.81% | 49.04%
| 73.04% | 58.81% | 49.04%
| 73.05% | 58.81% | 49.04%
| 73.05% | 58.81% | 49.04%
| 73.06% | 58.8% | 49.03%
| 73.06% | 58.8% | 49.03%
| 73.07% | 58.8% | 49.03%
| 73.07% | 58.8% | 49.03%
| 73.08% | 58.79% | 49.03%
| 73.09% | 58.79% | 49.03%
| 73.09% | 58.79% | 49.02%
| 73.1% | 58.79% | 49.02%
| 73.1% | 58.79% | 49.02%
| 73.11% | 58.79% | 49.02%
| 73.11% | 58.79% | 49.02%
| 73.12% | 58.79% | 49.01%
| 73.13% | 58.79% | 49.01%
| 73.13% | 58.79% | 49.01%
| 73.14% | 58.78% | 49.01%
| 73.14% | 58.78% | 49%
| 73.15% | 58.78% | 49%
| 73.15% | 58.78% | 49%
| 73.16% | 58.78% | 48.99%
| 73.17% | 58.78% | 48.99%
| 73.17% | 58.77% | 48.99%
| 73.18% | 58.77% | 48.99%
| 73.18% | 58.77% | 48.99%
| 73.19% | 58.77% | 48.99%
| 73.19% | 58.77% | 48.99%
| 73.2% | 58.77% | 48.98%
| 73.21% | 58.76% | 48.98%
| 73.21% | 58.76% | 48.98%
| 73.22% | 58.76% | 48.98%
| 73.22% | 58.76% | 48.98%
| 73.23% | 58.75% | 48.98%
| 73.23% | 58.75% | 48.97%
| 73.24% | 58.75% | 48.97%
| 73.25% | 58.75% | 48.97%
| 73.25% | 58.75% | 48.97%
| 73.26% | 58.74% | 48.97%
| 73.26% | 58.74% | 48.96%
| 73.27% | 58.74% | 48.96%
| 73.27% | 58.74% | 48.96%
| 73.28% | 58.74% | 48.96%
| 73.29% | 58.74% | 48.96%
| 73.29% | 58.74% | 48.96%
| 73.3% | 58.73% | 48.96%
| 73.3% | 58.73% | 48.96%
| 73.31% | 58.73% | 48.96%
| 73.31% | 58.73% | 48.96%
| 73.32% | 58.73% | 48.95%
| 73.33% | 58.72% | 48.95%
| 73.33% | 58.72% | 48.95%
| 73.34% | 58.71% | 48.95%
| 73.34% | 58.71% | 48.95%
| 73.35% | 58.71% | 48.95%
| 73.35% | 58.71% | 48.95%
| 73.36% | 58.71% | 48.94%
| 73.37% | 58.71% | 48.94%
| 73.37% | 58.71% | 48.94%
| 73.38% | 58.71% | 48.94%
| 73.38% | 58.7% | 48.93%
| 73.39% | 58.7% | 48.93%
| 73.39% | 58.7% | 48.93%
| 73.4% | 58.7% | 48.93%
| 73.41% | 58.7% | 48.93%
| 73.41% | 58.69% | 48.93%
| 73.42% | 58.69% | 48.93%
| 73.42% | 58.69% | 48.92%
| 73.43% | 58.69% | 48.92%
| 73.43% | 58.69% | 48.92%
| 73.44% | 58.69% | 48.92%
| 73.45% | 58.68% | 48.92%
| 73.45% | 58.68% | 48.92%
| 73.46% | 58.68% | 48.92%
| 73.46% | 58.68% | 48.92%
| 73.47% | 58.68% | 48.91%
| 73.47% | 58.67% | 48.91%
| 73.48% | 58.67% | 48.91%
| 73.49% | 58.67% | 48.91%
| 73.49% | 58.67% | 48.9%
| 73.5% | 58.67% | 48.9%
| 73.5% | 58.66% | 48.9%
| 73.51% | 58.66% | 48.9%
| 73.51% | 58.66% | 48.9%
| 73.52% | 58.66% | 48.89%
| 73.53% | 58.66% | 48.89%
| 73.53% | 58.66% | 48.89%
| 73.54% | 58.65% | 48.89%
| 73.54% | 58.65% | 48.89%
| 73.55% | 58.65% | 48.89%
| 73.55% | 58.65% | 48.89%
| 73.56% | 58.65% | 48.89%
| 73.57% | 58.64% | 48.89%
| 73.57% | 58.64% | 48.88%
| 73.58% | 58.64% | 48.88%
| 73.58% | 58.63% | 48.88%
| 73.59% | 58.63% | 48.88%
| 73.59% | 58.63% | 48.87%
| 73.6% | 58.63% | 48.87%
| 73.61% | 58.62% | 48.87%
| 73.61% | 58.62% | 48.87%
| 73.62% | 58.62% | 48.87%
| 73.62% | 58.62% | 48.87%
| 73.63% | 58.62% | 48.87%
| 73.63% | 58.61% | 48.87%
| 73.64% | 58.61% | 48.86%
| 73.65% | 58.61% | 48.86%
| 73.65% | 58.61% | 48.86%
| 73.66% | 58.6% | 48.86%
| 73.66% | 58.6% | 48.86%
| 73.67% | 58.6% | 48.85%
| 73.67% | 58.6% | 48.85%
| 73.68% | 58.59% | 48.85%
| 73.69% | 58.59% | 48.85%
| 73.69% | 58.59% | 48.85%
| 73.7% | 58.59% | 48.85%
| 73.7% | 58.58% | 48.84%
| 73.71% | 58.58% | 48.84%
| 73.71% | 58.58% | 48.84%
| 73.72% | 58.58% | 48.84%
| 73.73% | 58.58% | 48.84%
| 73.73% | 58.58% | 48.84%
| 73.74% | 58.58% | 48.84%
| 73.74% | 58.57% | 48.84%
| 73.75% | 58.57% | 48.83%
| 73.75% | 58.57% | 48.83%
| 73.76% | 58.57% | 48.83%
| 73.77% | 58.57% | 48.83%
| 73.77% | 58.57% | 48.83%
| 73.78% | 58.57% | 48.83%
| 73.78% | 58.56% | 48.83%
| 73.79% | 58.55% | 48.83%
| 73.79% | 58.55% | 48.82%
| 73.8% | 58.55% | 48.82%
| 73.81% | 58.55% | 48.82%
| 73.81% | 58.55% | 48.82%
| 73.82% | 58.55% | 48.82%
| 73.82% | 58.55% | 48.82%
| 73.83% | 58.55% | 48.81%
| 73.83% | 58.55% | 48.81%
| 73.84% | 58.54% | 48.81%
| 73.85% | 58.54% | 48.8%
| 73.85% | 58.54% | 48.8%
| 73.86% | 58.54% | 48.8%
| 73.86% | 58.54% | 48.8%
| 73.87% | 58.54% | 48.8%
| 73.87% | 58.54% | 48.79%
| 73.88% | 58.53% | 48.79%
| 73.89% | 58.53% | 48.79%
| 73.89% | 58.53% | 48.79%
| 73.9% | 58.53% | 48.79%
| 73.9% | 58.53% | 48.79%
| 73.91% | 58.52% | 48.78%
| 73.91% | 58.52% | 48.78%
| 73.92% | 58.52% | 48.78%
| 73.93% | 58.52% | 48.78%
| 73.93% | 58.51% | 48.78%
| 73.94% | 58.51% | 48.78%
| 73.94% | 58.51% | 48.77%
| 73.95% | 58.5% | 48.77%
| 73.95% | 58.5% | 48.77%
| 73.96% | 58.5% | 48.77%
| 73.97% | 58.5% | 48.77%
| 73.97% | 58.5% | 48.77%
| 73.98% | 58.5% | 48.77%
| 73.98% | 58.49% | 48.77%
| 73.99% | 58.49% | 48.77%
| 73.99% | 58.48% | 48.76%
| 74% | 58.48% | 48.76%
| 74.01% | 58.48% | 48.76%
| 74.01% | 58.47% | 48.76%
| 74.02% | 58.47% | 48.76%
| 74.02% | 58.47% | 48.75%
| 74.03% | 58.47% | 48.75%
| 74.03% | 58.47% | 48.75%
| 74.04% | 58.47% | 48.75%
| 74.05% | 58.46% | 48.75%
| 74.05% | 58.46% | 48.75%
| 74.06% | 58.46% | 48.74%
| 74.06% | 58.46% | 48.74%
| 74.07% | 58.46% | 48.74%
| 74.07% | 58.46% | 48.74%
| 74.08% | 58.45% | 48.74%
| 74.09% | 58.45% | 48.73%
| 74.09% | 58.45% | 48.73%
| 74.1% | 58.45% | 48.73%
| 74.1% | 58.45% | 48.73%
| 74.11% | 58.45% | 48.73%
| 74.11% | 58.45% | 48.73%
| 74.12% | 58.44% | 48.73%
| 74.13% | 58.44% | 48.73%
| 74.13% | 58.44% | 48.73%
| 74.14% | 58.44% | 48.73%
| 74.14% | 58.44% | 48.72%
| 74.15% | 58.43% | 48.72%
| 74.15% | 58.43% | 48.72%
| 74.16% | 58.43% | 48.72%
| 74.17% | 58.42% | 48.71%
| 74.17% | 58.42% | 48.71%
| 74.18% | 58.42% | 48.71%
| 74.18% | 58.41% | 48.71%
| 74.19% | 58.41% | 48.71%
| 74.19% | 58.41% | 48.71%
| 74.2% | 58.41% | 48.71%
| 74.21% | 58.41% | 48.71%
| 74.21% | 58.4% | 48.71%
| 74.22% | 58.4% | 48.71%
| 74.22% | 58.4% | 48.7%
| 74.23% | 58.39% | 48.7%
| 74.23% | 58.39% | 48.7%
| 74.24% | 58.39% | 48.7%
| 74.25% | 58.39% | 48.7%
| 74.25% | 58.39% | 48.7%
| 74.26% | 58.38% | 48.7%
| 74.26% | 58.38% | 48.69%
| 74.27% | 58.38% | 48.69%
| 74.27% | 58.38% | 48.69%
| 74.28% | 58.37% | 48.69%
| 74.29% | 58.37% | 48.69%
| 74.29% | 58.36% | 48.69%
| 74.3% | 58.36% | 48.69%
| 74.3% | 58.36% | 48.69%
| 74.31% | 58.36% | 48.68%
| 74.31% | 58.35% | 48.68%
| 74.32% | 58.35% | 48.68%
| 74.33% | 58.35% | 48.68%
| 74.33% | 58.35% | 48.68%
| 74.34% | 58.35% | 48.68%
| 74.34% | 58.35% | 48.67%
| 74.35% | 58.35% | 48.67%
| 74.35% | 58.34% | 48.67%
| 74.36% | 58.34% | 48.67%
| 74.37% | 58.34% | 48.67%
| 74.37% | 58.34% | 48.67%
| 74.38% | 58.33% | 48.67%
| 74.38% | 58.33% | 48.66%
| 74.39% | 58.32% | 48.66%
| 74.39% | 58.32% | 48.66%
| 74.4% | 58.32% | 48.66%
| 74.41% | 58.31% | 48.66%
| 74.41% | 58.31% | 48.65%
| 74.42% | 58.31% | 48.65%
| 74.42% | 58.31% | 48.65%
| 74.43% | 58.31% | 48.65%
| 74.43% | 58.3% | 48.65%
| 74.44% | 58.3% | 48.65%
| 74.45% | 58.3% | 48.65%
| 74.45% | 58.3% | 48.65%
| 74.46% | 58.3% | 48.65%
| 74.46% | 58.3% | 48.65%
| 74.47% | 58.3% | 48.65%
| 74.47% | 58.3% | 48.64%
| 74.48% | 58.3% | 48.64%
| 74.49% | 58.29% | 48.64%
| 74.49% | 58.29% | 48.64%
| 74.5% | 58.28% | 48.64%
| 74.5% | 58.28% | 48.64%
| 74.51% | 58.28% | 48.64%
| 74.51% | 58.28% | 48.63%
| 74.52% | 58.27% | 48.63%
| 74.53% | 58.27% | 48.63%
| 74.53% | 58.27% | 48.63%
| 74.54% | 58.27% | 48.63%
| 74.54% | 58.27% | 48.63%
| 74.55% | 58.27% | 48.63%
| 74.55% | 58.27% | 48.63%
| 74.56% | 58.27% | 48.62%
| 74.57% | 58.26% | 48.62%
| 74.57% | 58.26% | 48.62%
| 74.58% | 58.26% | 48.62%
| 74.58% | 58.25% | 48.62%
| 74.59% | 58.25% | 48.62%
| 74.59% | 58.25% | 48.62%
| 74.6% | 58.25% | 48.62%
| 74.61% | 58.25% | 48.62%
| 74.61% | 58.25% | 48.62%
| 74.62% | 58.24% | 48.62%
| 74.62% | 58.24% | 48.62%
| 74.63% | 58.24% | 48.62%
| 74.63% | 58.23% | 48.61%
| 74.64% | 58.23% | 48.61%
| 74.65% | 58.23% | 48.61%
| 74.65% | 58.23% | 48.6%
| 74.66% | 58.22% | 48.6%
| 74.66% | 58.22% | 48.6%
| 74.67% | 58.21% | 48.6%
| 74.67% | 58.2% | 48.6%
| 74.68% | 58.2% | 48.6%
| 74.69% | 58.19% | 48.6%
| 74.69% | 58.19% | 48.59%
| 74.7% | 58.19% | 48.59%
| 74.7% | 58.19% | 48.59%
| 74.71% | 58.19% | 48.58%
| 74.71% | 58.19% | 48.58%
| 74.72% | 58.19% | 48.58%
| 74.73% | 58.19% | 48.58%
| 74.73% | 58.18% | 48.58%
| 74.74% | 58.18% | 48.58%
| 74.74% | 58.18% | 48.58%
| 74.75% | 58.18% | 48.58%
| 74.75% | 58.17% | 48.58%
| 74.76% | 58.17% | 48.57%
| 74.77% | 58.17% | 48.57%
| 74.77% | 58.17% | 48.57%
| 74.78% | 58.17% | 48.57%
| 74.78% | 58.16% | 48.56%
| 74.79% | 58.16% | 48.56%
| 74.79% | 58.15% | 48.56%
| 74.8% | 58.15% | 48.56%
| 74.81% | 58.15% | 48.56%
| 74.81% | 58.15% | 48.55%
| 74.82% | 58.15% | 48.55%
| 74.82% | 58.14% | 48.55%
| 74.83% | 58.14% | 48.55%
| 74.83% | 58.14% | 48.55%
| 74.84% | 58.14% | 48.55%
| 74.85% | 58.14% | 48.55%
| 74.85% | 58.14% | 48.54%
| 74.86% | 58.13% | 48.54%
| 74.86% | 58.13% | 48.54%
| 74.87% | 58.13% | 48.54%
| 74.87% | 58.12% | 48.54%
| 74.88% | 58.12% | 48.52%
| 74.89% | 58.12% | 48.52%
| 74.89% | 58.12% | 48.52%
| 74.9% | 58.12% | 48.52%
| 74.9% | 58.12% | 48.52%
| 74.91% | 58.11% | 48.52%
| 74.91% | 58.11% | 48.51%
| 74.92% | 58.11% | 48.51%
| 74.93% | 58.1% | 48.51%
| 74.93% | 58.1% | 48.51%
| 74.94% | 58.1% | 48.51%
| 74.94% | 58.1% | 48.51%
| 74.95% | 58.1% | 48.5%
| 74.95% | 58.09% | 48.5%
| 74.96% | 58.09% | 48.5%
| 74.97% | 58.09% | 48.5%
| 74.97% | 58.08% | 48.5%
| 74.98% | 58.08% | 48.5%
| 74.98% | 58.08% | 48.5%
| 74.99% | 58.08% | 48.5%
| 74.99% | 58.08% | 48.5%
| 75% | 58.08% | 48.5%
| 75.01% | 58.08% | 48.5%
| 75.01% | 58.08% | 48.49%
| 75.02% | 58.08% | 48.49%
| 75.02% | 58.07% | 48.49%
| 75.03% | 58.07% | 48.49%
| 75.03% | 58.07% | 48.48%
| 75.04% | 58.07% | 48.48%
| 75.05% | 58.06% | 48.48%
| 75.05% | 58.06% | 48.48%
| 75.06% | 58.06% | 48.48%
| 75.06% | 58.06% | 48.48%
| 75.07% | 58.05% | 48.48%
| 75.07% | 58.05% | 48.48%
| 75.08% | 58.05% | 48.48%
| 75.09% | 58.05% | 48.48%
| 75.09% | 58.05% | 48.47%
| 75.1% | 58.04% | 48.47%
| 75.1% | 58.04% | 48.47%
| 75.11% | 58.04% | 48.47%
| 75.11% | 58.04% | 48.47%
| 75.12% | 58.04% | 48.47%
| 75.13% | 58.03% | 48.46%
| 75.13% | 58.03% | 48.46%
| 75.14% | 58.03% | 48.46%
| 75.14% | 58.03% | 48.46%
| 75.15% | 58.03% | 48.45%
| 75.15% | 58.02% | 48.45%
| 75.16% | 58.02% | 48.45%
| 75.17% | 58.02% | 48.45%
| 75.17% | 58.02% | 48.45%
| 75.18% | 58.02% | 48.45%
| 75.18% | 58.01% | 48.44%
| 75.19% | 58.01% | 48.44%
| 75.19% | 58.01% | 48.44%
| 75.2% | 58.01% | 48.44%
| 75.21% | 58.01% | 48.44%
| 75.21% | 58.01% | 48.43%
| 75.22% | 58% | 48.43%
| 75.22% | 58% | 48.43%
| 75.23% | 58% | 48.43%
| 75.23% | 57.99% | 48.42%
| 75.24% | 57.99% | 48.42%
| 75.25% | 57.99% | 48.42%
| 75.25% | 57.99% | 48.42%
| 75.26% | 57.98% | 48.42%
| 75.26% | 57.98% | 48.42%
| 75.27% | 57.98% | 48.41%
| 75.27% | 57.97% | 48.41%
| 75.28% | 57.97% | 48.41%
| 75.29% | 57.97% | 48.41%
| 75.29% | 57.97% | 48.4%
| 75.3% | 57.97% | 48.4%
| 75.3% | 57.96% | 48.4%
| 75.31% | 57.96% | 48.39%
| 75.31% | 57.96% | 48.39%
| 75.32% | 57.95% | 48.39%
| 75.33% | 57.95% | 48.39%
| 75.33% | 57.95% | 48.38%
| 75.34% | 57.94% | 48.38%
| 75.34% | 57.94% | 48.38%
| 75.35% | 57.94% | 48.38%
| 75.35% | 57.93% | 48.38%
| 75.36% | 57.93% | 48.38%
| 75.37% | 57.92% | 48.37%
| 75.37% | 57.92% | 48.37%
| 75.38% | 57.92% | 48.37%
| 75.38% | 57.92% | 48.37%
| 75.39% | 57.91% | 48.37%
| 75.39% | 57.91% | 48.37%
| 75.4% | 57.91% | 48.36%
| 75.41% | 57.91% | 48.36%
| 75.41% | 57.91% | 48.36%
| 75.42% | 57.9% | 48.36%
| 75.42% | 57.9% | 48.36%
| 75.43% | 57.9% | 48.36%
| 75.43% | 57.9% | 48.36%
| 75.44% | 57.9% | 48.36%
| 75.45% | 57.89% | 48.35%
| 75.45% | 57.89% | 48.35%
| 75.46% | 57.89% | 48.35%
| 75.46% | 57.89% | 48.35%
| 75.47% | 57.89% | 48.34%
| 75.47% | 57.89% | 48.34%
| 75.48% | 57.88% | 48.34%
| 75.49% | 57.88% | 48.34%
| 75.49% | 57.88% | 48.34%
| 75.5% | 57.88% | 48.34%
| 75.5% | 57.88% | 48.34%
| 75.51% | 57.88% | 48.33%
| 75.51% | 57.88% | 48.33%
| 75.52% | 57.88% | 48.33%
| 75.53% | 57.87% | 48.33%
| 75.53% | 57.87% | 48.32%
| 75.54% | 57.87% | 48.32%
| 75.54% | 57.87% | 48.32%
| 75.55% | 57.87% | 48.32%
| 75.55% | 57.86% | 48.32%
| 75.56% | 57.86% | 48.32%
| 75.57% | 57.86% | 48.31%
| 75.57% | 57.86% | 48.31%
| 75.58% | 57.86% | 48.31%
| 75.58% | 57.86% | 48.3%
| 75.59% | 57.86% | 48.3%
| 75.59% | 57.86% | 48.3%
| 75.6% | 57.85% | 48.3%
| 75.61% | 57.85% | 48.3%
| 75.61% | 57.84% | 48.3%
| 75.62% | 57.84% | 48.3%
| 75.62% | 57.83% | 48.3%
| 75.63% | 57.83% | 48.3%
| 75.63% | 57.83% | 48.3%
| 75.64% | 57.83% | 48.3%
| 75.65% | 57.83% | 48.29%
| 75.65% | 57.82% | 48.29%
| 75.66% | 57.82% | 48.29%
| 75.66% | 57.82% | 48.29%
| 75.67% | 57.82% | 48.29%
| 75.67% | 57.81% | 48.29%
| 75.68% | 57.81% | 48.28%
| 75.69% | 57.81% | 48.28%
| 75.69% | 57.8% | 48.28%
| 75.7% | 57.8% | 48.28%
| 75.7% | 57.8% | 48.28%
| 75.71% | 57.8% | 48.28%
| 75.71% | 57.79% | 48.27%
| 75.72% | 57.79% | 48.27%
| 75.73% | 57.79% | 48.27%
| 75.73% | 57.79% | 48.27%
| 75.74% | 57.79% | 48.27%
| 75.74% | 57.79% | 48.27%
| 75.75% | 57.79% | 48.27%
| 75.75% | 57.78% | 48.26%
| 75.76% | 57.78% | 48.26%
| 75.77% | 57.78% | 48.26%
| 75.77% | 57.78% | 48.26%
| 75.78% | 57.77% | 48.26%
| 75.78% | 57.77% | 48.26%
| 75.79% | 57.77% | 48.26%
| 75.79% | 57.77% | 48.25%
| 75.8% | 57.77% | 48.25%
| 75.81% | 57.77% | 48.25%
| 75.81% | 57.77% | 48.25%
| 75.82% | 57.76% | 48.25%
| 75.82% | 57.76% | 48.25%
| 75.83% | 57.76% | 48.25%
| 75.83% | 57.76% | 48.24%
| 75.84% | 57.76% | 48.24%
| 75.85% | 57.76% | 48.24%
| 75.85% | 57.75% | 48.24%
| 75.86% | 57.75% | 48.24%
| 75.86% | 57.75% | 48.23%
| 75.87% | 57.74% | 48.23%
| 75.87% | 57.74% | 48.23%
| 75.88% | 57.74% | 48.23%
| 75.89% | 57.74% | 48.22%
| 75.89% | 57.74% | 48.22%
| 75.9% | 57.73% | 48.21%
| 75.9% | 57.73% | 48.21%
| 75.91% | 57.73% | 48.21%
| 75.91% | 57.72% | 48.21%
| 75.92% | 57.72% | 48.21%
| 75.93% | 57.72% | 48.21%
| 75.93% | 57.72% | 48.21%
| 75.94% | 57.72% | 48.21%
| 75.94% | 57.72% | 48.21%
| 75.95% | 57.72% | 48.2%
| 75.95% | 57.71% | 48.2%
| 75.96% | 57.7% | 48.2%
| 75.97% | 57.7% | 48.2%
| 75.97% | 57.7% | 48.19%
| 75.98% | 57.7% | 48.19%
| 75.98% | 57.7% | 48.19%
| 75.99% | 57.7% | 48.19%
| 75.99% | 57.69% | 48.19%
| 76% | 57.69% | 48.19%
| 76.01% | 57.69% | 48.19%
| 76.01% | 57.69% | 48.18%
| 76.02% | 57.69% | 48.18%
| 76.02% | 57.69% | 48.18%
| 76.03% | 57.68% | 48.18%
| 76.03% | 57.68% | 48.18%
| 76.04% | 57.68% | 48.18%
| 76.05% | 57.68% | 48.18%
| 76.05% | 57.67% | 48.18%
| 76.06% | 57.67% | 48.18%
| 76.06% | 57.67% | 48.18%
| 76.07% | 57.67% | 48.17%
| 76.07% | 57.67% | 48.17%
| 76.08% | 57.66% | 48.17%
| 76.09% | 57.66% | 48.17%
| 76.09% | 57.66% | 48.17%
| 76.1% | 57.66% | 48.17%
| 76.1% | 57.66% | 48.17%
| 76.11% | 57.65% | 48.17%
| 76.11% | 57.65% | 48.17%
| 76.12% | 57.65% | 48.17%
| 76.13% | 57.65% | 48.16%
| 76.13% | 57.65% | 48.16%
| 76.14% | 57.64% | 48.16%
| 76.14% | 57.64% | 48.16%
| 76.15% | 57.63% | 48.16%
| 76.15% | 57.63% | 48.15%
| 76.16% | 57.62% | 48.15%
| 76.17% | 57.62% | 48.15%
| 76.17% | 57.62% | 48.15%
| 76.18% | 57.62% | 48.15%
| 76.18% | 57.61% | 48.15%
| 76.19% | 57.61% | 48.15%
| 76.19% | 57.6% | 48.14%
| 76.2% | 57.6% | 48.14%
| 76.21% | 57.6% | 48.14%
| 76.21% | 57.59% | 48.14%
| 76.22% | 57.59% | 48.14%
| 76.22% | 57.59% | 48.14%
| 76.23% | 57.59% | 48.13%
| 76.23% | 57.59% | 48.13%
| 76.24% | 57.58% | 48.13%
| 76.25% | 57.57% | 48.13%
| 76.25% | 57.57% | 48.13%
| 76.26% | 57.57% | 48.12%
| 76.26% | 57.57% | 48.12%
| 76.27% | 57.57% | 48.12%
| 76.27% | 57.57% | 48.12%
| 76.28% | 57.56% | 48.12%
| 76.29% | 57.56% | 48.12%
| 76.29% | 57.56% | 48.12%
| 76.3% | 57.56% | 48.12%
| 76.3% | 57.56% | 48.12%
| 76.31% | 57.56% | 48.11%
| 76.31% | 57.55% | 48.11%
| 76.32% | 57.55% | 48.11%
| 76.33% | 57.55% | 48.11%
| 76.33% | 57.55% | 48.11%
| 76.34% | 57.54% | 48.11%
| 76.34% | 57.54% | 48.11%
| 76.35% | 57.54% | 48.11%
| 76.35% | 57.54% | 48.1%
| 76.36% | 57.53% | 48.1%
| 76.37% | 57.53% | 48.1%
| 76.37% | 57.53% | 48.1%
| 76.38% | 57.53% | 48.1%
| 76.38% | 57.53% | 48.09%
| 76.39% | 57.53% | 48.09%
| 76.39% | 57.53% | 48.09%
| 76.4% | 57.52% | 48.08%
| 76.41% | 57.52% | 48.08%
| 76.41% | 57.52% | 48.08%
| 76.42% | 57.52% | 48.07%
| 76.42% | 57.52% | 48.07%
| 76.43% | 57.51% | 48.07%
| 76.43% | 57.51% | 48.07%
| 76.44% | 57.51% | 48.07%
| 76.45% | 57.51% | 48.07%
| 76.45% | 57.5% | 48.07%
| 76.46% | 57.5% | 48.07%
| 76.46% | 57.5% | 48.07%
| 76.47% | 57.5% | 48.07%
| 76.47% | 57.5% | 48.06%
| 76.48% | 57.49% | 48.06%
| 76.49% | 57.49% | 48.06%
| 76.49% | 57.49% | 48.05%
| 76.5% | 57.48% | 48.05%
| 76.5% | 57.48% | 48.05%
| 76.51% | 57.48% | 48.05%
| 76.51% | 57.47% | 48.05%
| 76.52% | 57.47% | 48.05%
| 76.53% | 57.47% | 48.04%
| 76.53% | 57.47% | 48.04%
| 76.54% | 57.47% | 48.04%
| 76.54% | 57.47% | 48.04%
| 76.55% | 57.47% | 48.04%
| 76.55% | 57.47% | 48.03%
| 76.56% | 57.46% | 48.03%
| 76.57% | 57.46% | 48.03%
| 76.57% | 57.46% | 48.03%
| 76.58% | 57.46% | 48.03%
| 76.58% | 57.46% | 48.03%
| 76.59% | 57.45% | 48.03%
| 76.59% | 57.45% | 48.03%
| 76.6% | 57.45% | 48.02%
| 76.61% | 57.44% | 48.02%
| 76.61% | 57.44% | 48.02%
| 76.62% | 57.44% | 48.02%
| 76.62% | 57.43% | 48.02%
| 76.63% | 57.43% | 48.02%
| 76.63% | 57.43% | 48.01%
| 76.64% | 57.43% | 48.01%
| 76.65% | 57.42% | 48.01%
| 76.65% | 57.42% | 48.01%
| 76.66% | 57.42% | 48%
| 76.66% | 57.42% | 48%
| 76.67% | 57.42% | 48%
| 76.67% | 57.41% | 48%
| 76.68% | 57.41% | 47.99%
| 76.69% | 57.41% | 47.99%
| 76.69% | 57.41% | 47.99%
| 76.7% | 57.41% | 47.99%
| 76.7% | 57.41% | 47.99%
| 76.71% | 57.4% | 47.99%
| 76.71% | 57.4% | 47.99%
| 76.72% | 57.4% | 47.99%
| 76.73% | 57.39% | 47.98%
| 76.73% | 57.39% | 47.98%
| 76.74% | 57.39% | 47.98%
| 76.74% | 57.39% | 47.98%
| 76.75% | 57.39% | 47.98%
| 76.75% | 57.39% | 47.98%
| 76.76% | 57.38% | 47.98%
| 76.77% | 57.38% | 47.97%
| 76.77% | 57.38% | 47.97%
| 76.78% | 57.38% | 47.97%
| 76.78% | 57.38% | 47.97%
| 76.79% | 57.37% | 47.96%
| 76.79% | 57.37% | 47.96%
| 76.8% | 57.37% | 47.96%
| 76.81% | 57.37% | 47.96%
| 76.81% | 57.36% | 47.95%
| 76.82% | 57.36% | 47.95%
| 76.82% | 57.36% | 47.95%
| 76.83% | 57.36% | 47.94%
| 76.83% | 57.36% | 47.94%
| 76.84% | 57.35% | 47.94%
| 76.85% | 57.34% | 47.94%
| 76.85% | 57.34% | 47.94%
| 76.86% | 57.34% | 47.94%
| 76.86% | 57.34% | 47.94%
| 76.87% | 57.34% | 47.94%
| 76.87% | 57.34% | 47.94%
| 76.88% | 57.34% | 47.94%
| 76.89% | 57.34% | 47.93%
| 76.89% | 57.33% | 47.93%
| 76.9% | 57.33% | 47.93%
| 76.9% | 57.33% | 47.93%
| 76.91% | 57.33% | 47.93%
| 76.91% | 57.33% | 47.93%
| 76.92% | 57.32% | 47.92%
| 76.93% | 57.32% | 47.92%
| 76.93% | 57.32% | 47.92%
| 76.94% | 57.32% | 47.92%
| 76.94% | 57.32% | 47.92%
| 76.95% | 57.32% | 47.92%
| 76.95% | 57.31% | 47.92%
| 76.96% | 57.31% | 47.91%
| 76.97% | 57.31% | 47.91%
| 76.97% | 57.3% | 47.91%
| 76.98% | 57.3% | 47.91%
| 76.98% | 57.29% | 47.9%
| 76.99% | 57.29% | 47.9%
| 76.99% | 57.29% | 47.9%
| 77% | 57.28% | 47.9%
| 77.01% | 57.28% | 47.9%
| 77.01% | 57.28% | 47.9%
| 77.02% | 57.28% | 47.9%
| 77.02% | 57.28% | 47.89%
| 77.03% | 57.27% | 47.89%
| 77.03% | 57.27% | 47.89%
| 77.04% | 57.27% | 47.89%
| 77.05% | 57.27% | 47.89%
| 77.05% | 57.27% | 47.89%
| 77.06% | 57.26% | 47.89%
| 77.06% | 57.26% | 47.89%
| 77.07% | 57.26% | 47.89%
| 77.07% | 57.26% | 47.89%
| 77.08% | 57.26% | 47.89%
| 77.09% | 57.26% | 47.88%
| 77.09% | 57.25% | 47.88%
| 77.1% | 57.25% | 47.88%
| 77.1% | 57.25% | 47.88%
| 77.11% | 57.25% | 47.88%
| 77.11% | 57.24% | 47.87%
| 77.12% | 57.24% | 47.87%
| 77.13% | 57.24% | 47.87%
| 77.13% | 57.24% | 47.87%
| 77.14% | 57.24% | 47.87%
| 77.14% | 57.23% | 47.87%
| 77.15% | 57.23% | 47.86%
| 77.15% | 57.23% | 47.86%
| 77.16% | 57.23% | 47.86%
| 77.17% | 57.23% | 47.86%
| 77.17% | 57.23% | 47.86%
| 77.18% | 57.23% | 47.86%
| 77.18% | 57.23% | 47.86%
| 77.19% | 57.23% | 47.85%
| 77.19% | 57.22% | 47.85%
| 77.2% | 57.22% | 47.85%
| 77.21% | 57.22% | 47.85%
| 77.21% | 57.21% | 47.85%
| 77.22% | 57.21% | 47.85%
| 77.22% | 57.21% | 47.85%
| 77.23% | 57.2% | 47.85%
| 77.23% | 57.2% | 47.85%
| 77.24% | 57.2% | 47.84%
| 77.25% | 57.2% | 47.84%
| 77.25% | 57.2% | 47.84%
| 77.26% | 57.2% | 47.84%
| 77.26% | 57.19% | 47.84%
| 77.27% | 57.19% | 47.84%
| 77.27% | 57.19% | 47.83%
| 77.28% | 57.18% | 47.83%
| 77.29% | 57.18% | 47.83%
| 77.29% | 57.18% | 47.83%
| 77.3% | 57.18% | 47.83%
| 77.3% | 57.18% | 47.82%
| 77.31% | 57.17% | 47.82%
| 77.31% | 57.17% | 47.82%
| 77.32% | 57.17% | 47.82%
| 77.33% | 57.17% | 47.82%
| 77.33% | 57.17% | 47.82%
| 77.34% | 57.17% | 47.82%
| 77.34% | 57.16% | 47.82%
| 77.35% | 57.15% | 47.81%
| 77.35% | 57.15% | 47.81%
| 77.36% | 57.15% | 47.8%
| 77.37% | 57.15% | 47.8%
| 77.37% | 57.14% | 47.8%
| 77.38% | 57.14% | 47.79%
| 77.38% | 57.14% | 47.79%
| 77.39% | 57.14% | 47.79%
| 77.39% | 57.14% | 47.78%
| 77.4% | 57.13% | 47.78%
| 77.41% | 57.13% | 47.78%
| 77.41% | 57.13% | 47.78%
| 77.42% | 57.12% | 47.78%
| 77.42% | 57.12% | 47.78%
| 77.43% | 57.12% | 47.78%
| 77.43% | 57.12% | 47.78%
| 77.44% | 57.11% | 47.77%
| 77.45% | 57.11% | 47.77%
| 77.45% | 57.1% | 47.77%
| 77.46% | 57.1% | 47.77%
| 77.46% | 57.1% | 47.77%
| 77.47% | 57.1% | 47.76%
| 77.47% | 57.1% | 47.76%
| 77.48% | 57.1% | 47.76%
| 77.49% | 57.1% | 47.76%
| 77.49% | 57.09% | 47.76%
| 77.5% | 57.09% | 47.76%
| 77.5% | 57.08% | 47.76%
| 77.51% | 57.08% | 47.75%
| 77.51% | 57.07% | 47.75%
| 77.52% | 57.07% | 47.75%
| 77.53% | 57.07% | 47.75%
| 77.53% | 57.07% | 47.75%
| 77.54% | 57.07% | 47.75%
| 77.54% | 57.06% | 47.74%
| 77.55% | 57.06% | 47.74%
| 77.55% | 57.05% | 47.74%
| 77.56% | 57.05% | 47.74%
| 77.57% | 57.05% | 47.74%
| 77.57% | 57.04% | 47.73%
| 77.58% | 57.04% | 47.73%
| 77.58% | 57.04% | 47.73%
| 77.59% | 57.03% | 47.73%
| 77.59% | 57.03% | 47.73%
| 77.6% | 57.03% | 47.73%
| 77.61% | 57.03% | 47.73%
| 77.61% | 57.02% | 47.73%
| 77.62% | 57.02% | 47.72%
| 77.62% | 57.02% | 47.72%
| 77.63% | 57.02% | 47.72%
| 77.63% | 57.02% | 47.72%
| 77.64% | 57.01% | 47.71%
| 77.65% | 57.01% | 47.71%
| 77.65% | 57.01% | 47.71%
| 77.66% | 57.01% | 47.71%
| 77.66% | 57% | 47.71%
| 77.67% | 57% | 47.71%
| 77.67% | 56.99% | 47.71%
| 77.68% | 56.99% | 47.7%
| 77.69% | 56.99% | 47.7%
| 77.69% | 56.99% | 47.7%
| 77.7% | 56.99% | 47.7%
| 77.7% | 56.99% | 47.7%
| 77.71% | 56.98% | 47.7%
| 77.71% | 56.98% | 47.69%
| 77.72% | 56.98% | 47.69%
| 77.73% | 56.97% | 47.69%
| 77.73% | 56.97% | 47.69%
| 77.74% | 56.97% | 47.69%
| 77.74% | 56.96% | 47.69%
| 77.75% | 56.96% | 47.69%
| 77.75% | 56.96% | 47.68%
| 77.76% | 56.96% | 47.68%
| 77.77% | 56.95% | 47.68%
| 77.77% | 56.95% | 47.68%
| 77.78% | 56.95% | 47.68%
| 77.78% | 56.95% | 47.68%
| 77.79% | 56.95% | 47.68%
| 77.79% | 56.94% | 47.68%
| 77.8% | 56.94% | 47.68%
| 77.81% | 56.94% | 47.68%
| 77.81% | 56.93% | 47.67%
| 77.82% | 56.93% | 47.67%
| 77.82% | 56.93% | 47.67%
| 77.83% | 56.93% | 47.67%
| 77.83% | 56.93% | 47.66%
| 77.84% | 56.93% | 47.66%
| 77.85% | 56.93% | 47.66%
| 77.85% | 56.92% | 47.66%
| 77.86% | 56.92% | 47.66%
| 77.86% | 56.92% | 47.66%
| 77.87% | 56.92% | 47.66%
| 77.87% | 56.92% | 47.65%
| 77.88% | 56.92% | 47.65%
| 77.89% | 56.92% | 47.65%
| 77.89% | 56.92% | 47.65%
| 77.9% | 56.91% | 47.65%
| 77.9% | 56.91% | 47.64%
| 77.91% | 56.91% | 47.64%
| 77.91% | 56.91% | 47.64%
| 77.92% | 56.91% | 47.64%
| 77.93% | 56.91% | 47.64%
| 77.93% | 56.9% | 47.64%
| 77.94% | 56.9% | 47.63%
| 77.94% | 56.9% | 47.63%
| 77.95% | 56.9% | 47.63%
| 77.95% | 56.9% | 47.63%
| 77.96% | 56.9% | 47.63%
| 77.97% | 56.89% | 47.62%
| 77.97% | 56.89% | 47.62%
| 77.98% | 56.89% | 47.62%
| 77.98% | 56.89% | 47.62%
| 77.99% | 56.88% | 47.62%
| 77.99% | 56.88% | 47.62%
| 78% | 56.87% | 47.62%
| 78.01% | 56.87% | 47.62%
| 78.01% | 56.87% | 47.62%
| 78.02% | 56.87% | 47.62%
| 78.02% | 56.87% | 47.62%
| 78.03% | 56.86% | 47.62%
| 78.03% | 56.86% | 47.62%
| 78.04% | 56.86% | 47.62%
| 78.05% | 56.86% | 47.61%
| 78.05% | 56.86% | 47.61%
| 78.06% | 56.86% | 47.61%
| 78.06% | 56.86% | 47.6%
| 78.07% | 56.86% | 47.59%
| 78.07% | 56.85% | 47.59%
| 78.08% | 56.85% | 47.59%
| 78.09% | 56.84% | 47.59%
| 78.09% | 56.84% | 47.59%
| 78.1% | 56.84% | 47.58%
| 78.1% | 56.84% | 47.58%
| 78.11% | 56.84% | 47.58%
| 78.11% | 56.84% | 47.58%
| 78.12% | 56.84% | 47.58%
| 78.12% | 56.84% | 47.58%
| 78.13% | 56.84% | 47.58%
| 78.14% | 56.84% | 47.58%
| 78.14% | 56.84% | 47.58%
| 78.15% | 56.84% | 47.58%
| 78.15% | 56.84% | 47.58%
| 78.16% | 56.83% | 47.57%
| 78.16% | 56.83% | 47.57%
| 78.17% | 56.83% | 47.57%
| 78.18% | 56.83% | 47.56%
| 78.18% | 56.82% | 47.56%
| 78.19% | 56.82% | 47.56%
| 78.19% | 56.82% | 47.56%
| 78.2% | 56.82% | 47.56%
| 78.2% | 56.82% | 47.55%
| 78.21% | 56.82% | 47.55%
| 78.22% | 56.81% | 47.55%
| 78.22% | 56.81% | 47.55%
| 78.23% | 56.81% | 47.54%
| 78.23% | 56.81% | 47.54%
| 78.24% | 56.8% | 47.54%
| 78.24% | 56.8% | 47.54%
| 78.25% | 56.8% | 47.54%
| 78.26% | 56.8% | 47.54%
| 78.26% | 56.8% | 47.54%
| 78.27% | 56.8% | 47.53%
| 78.27% | 56.8% | 47.53%
| 78.28% | 56.8% | 47.53%
| 78.28% | 56.79% | 47.53%
| 78.29% | 56.79% | 47.53%
| 78.3% | 56.79% | 47.53%
| 78.3% | 56.79% | 47.53%
| 78.31% | 56.78% | 47.53%
| 78.31% | 56.78% | 47.53%
| 78.32% | 56.78% | 47.53%
| 78.32% | 56.78% | 47.52%
| 78.33% | 56.78% | 47.52%
| 78.34% | 56.77% | 47.52%
| 78.34% | 56.77% | 47.52%
| 78.35% | 56.77% | 47.51%
| 78.35% | 56.77% | 47.51%
| 78.36% | 56.76% | 47.51%
| 78.36% | 56.76% | 47.51%
| 78.37% | 56.76% | 47.51%
| 78.38% | 56.76% | 47.51%
| 78.38% | 56.75% | 47.5%
| 78.39% | 56.75% | 47.5%
| 78.39% | 56.75% | 47.5%
| 78.4% | 56.75% | 47.5%
| 78.4% | 56.75% | 47.49%
| 78.41% | 56.75% | 47.49%
| 78.42% | 56.74% | 47.49%
| 78.42% | 56.74% | 47.49%
| 78.43% | 56.74% | 47.49%
| 78.43% | 56.74% | 47.49%
| 78.44% | 56.73% | 47.49%
| 78.44% | 56.73% | 47.49%
| 78.45% | 56.73% | 47.49%
| 78.46% | 56.72% | 47.49%
| 78.46% | 56.72% | 47.48%
| 78.47% | 56.72% | 47.48%
| 78.47% | 56.72% | 47.48%
| 78.48% | 56.72% | 47.48%
| 78.48% | 56.72% | 47.48%
| 78.49% | 56.72% | 47.48%
| 78.5% | 56.71% | 47.48%
| 78.5% | 56.71% | 47.47%
| 78.51% | 56.7% | 47.47%
| 78.51% | 56.7% | 47.47%
| 78.52% | 56.69% | 47.47%
| 78.52% | 56.69% | 47.47%
| 78.53% | 56.69% | 47.47%
| 78.54% | 56.69% | 47.47%
| 78.54% | 56.68% | 47.47%
| 78.55% | 56.68% | 47.46%
| 78.55% | 56.67% | 47.46%
| 78.56% | 56.67% | 47.46%
| 78.56% | 56.67% | 47.46%
| 78.57% | 56.67% | 47.46%
| 78.58% | 56.66% | 47.46%
| 78.58% | 56.66% | 47.46%
| 78.59% | 56.66% | 47.46%
| 78.59% | 56.66% | 47.46%
| 78.6% | 56.66% | 47.46%
| 78.6% | 56.66% | 47.45%
| 78.61% | 56.66% | 47.45%
| 78.62% | 56.65% | 47.45%
| 78.62% | 56.65% | 47.45%
| 78.63% | 56.65% | 47.45%
| 78.63% | 56.64% | 47.45%
| 78.64% | 56.62% | 47.45%
| 78.64% | 56.62% | 47.45%
| 78.65% | 56.62% | 47.45%
| 78.66% | 56.61% | 47.45%
| 78.66% | 56.61% | 47.44%
| 78.67% | 56.61% | 47.44%
| 78.67% | 56.6% | 47.44%
| 78.68% | 56.6% | 47.43%
| 78.68% | 56.6% | 47.43%
| 78.69% | 56.6% | 47.43%
| 78.7% | 56.6% | 47.43%
| 78.7% | 56.59% | 47.43%
| 78.71% | 56.59% | 47.43%
| 78.71% | 56.59% | 47.42%
| 78.72% | 56.58% | 47.42%
| 78.72% | 56.58% | 47.42%
| 78.73% | 56.58% | 47.42%
| 78.74% | 56.58% | 47.42%
| 78.74% | 56.57% | 47.42%
| 78.75% | 56.57% | 47.42%
| 78.75% | 56.57% | 47.42%
| 78.76% | 56.57% | 47.42%
| 78.76% | 56.56% | 47.42%
| 78.77% | 56.56% | 47.42%
| 78.78% | 56.56% | 47.42%
| 78.78% | 56.56% | 47.42%
| 78.79% | 56.55% | 47.41%
| 78.79% | 56.54% | 47.41%
| 78.8% | 56.54% | 47.41%
| 78.8% | 56.54% | 47.41%
| 78.81% | 56.54% | 47.4%
| 78.82% | 56.54% | 47.4%
| 78.82% | 56.54% | 47.4%
| 78.83% | 56.53% | 47.4%
| 78.83% | 56.53% | 47.4%
| 78.84% | 56.52% | 47.39%
| 78.84% | 56.52% | 47.39%
| 78.85% | 56.52% | 47.39%
| 78.86% | 56.52% | 47.39%
| 78.86% | 56.51% | 47.39%
| 78.87% | 56.51% | 47.39%
| 78.87% | 56.51% | 47.38%
| 78.88% | 56.51% | 47.38%
| 78.88% | 56.51% | 47.38%
| 78.89% | 56.51% | 47.38%
| 78.9% | 56.51% | 47.38%
| 78.9% | 56.51% | 47.38%
| 78.91% | 56.51% | 47.38%
| 78.91% | 56.5% | 47.38%
| 78.92% | 56.5% | 47.38%
| 78.92% | 56.5% | 47.38%
| 78.93% | 56.5% | 47.38%
| 78.94% | 56.5% | 47.37%
| 78.94% | 56.5% | 47.37%
| 78.95% | 56.49% | 47.37%
| 78.95% | 56.49% | 47.37%
| 78.96% | 56.49% | 47.37%
| 78.96% | 56.49% | 47.36%
| 78.97% | 56.48% | 47.36%
| 78.98% | 56.48% | 47.36%
| 78.98% | 56.48% | 47.36%
| 78.99% | 56.48% | 47.36%
| 78.99% | 56.48% | 47.36%
| 79% | 56.48% | 47.35%
| 79% | 56.47% | 47.35%
| 79.01% | 56.47% | 47.35%
| 79.02% | 56.47% | 47.35%
| 79.02% | 56.47% | 47.35%
| 79.03% | 56.47% | 47.34%
| 79.03% | 56.47% | 47.34%
| 79.04% | 56.47% | 47.33%
| 79.04% | 56.46% | 47.33%
| 79.05% | 56.46% | 47.33%
| 79.06% | 56.46% | 47.33%
| 79.06% | 56.46% | 47.32%
| 79.07% | 56.45% | 47.32%
| 79.07% | 56.45% | 47.32%
| 79.08% | 56.45% | 47.32%
| 79.08% | 56.45% | 47.32%
| 79.09% | 56.45% | 47.31%
| 79.1% | 56.44% | 47.31%
| 79.1% | 56.44% | 47.31%
| 79.11% | 56.44% | 47.31%
| 79.11% | 56.44% | 47.31%
| 79.12% | 56.43% | 47.31%
| 79.12% | 56.43% | 47.31%
| 79.13% | 56.43% | 47.3%
| 79.14% | 56.43% | 47.3%
| 79.14% | 56.43% | 47.3%
| 79.15% | 56.43% | 47.3%
| 79.15% | 56.43% | 47.3%
| 79.16% | 56.43% | 47.3%
| 79.16% | 56.42% | 47.3%
| 79.17% | 56.42% | 47.3%
| 79.18% | 56.42% | 47.3%
| 79.18% | 56.42% | 47.29%
| 79.19% | 56.42% | 47.29%
| 79.19% | 56.42% | 47.29%
| 79.2% | 56.42% | 47.29%
| 79.2% | 56.42% | 47.29%
| 79.21% | 56.42% | 47.29%
| 79.22% | 56.41% | 47.28%
| 79.22% | 56.41% | 47.28%
| 79.23% | 56.4% | 47.28%
| 79.23% | 56.4% | 47.27%
| 79.24% | 56.4% | 47.27%
| 79.24% | 56.39% | 47.27%
| 79.25% | 56.39% | 47.27%
| 79.26% | 56.39% | 47.27%
| 79.26% | 56.39% | 47.27%
| 79.27% | 56.38% | 47.26%
| 79.27% | 56.38% | 47.26%
| 79.28% | 56.38% | 47.26%
| 79.28% | 56.37% | 47.26%
| 79.29% | 56.37% | 47.26%
| 79.3% | 56.36% | 47.25%
| 79.3% | 56.36% | 47.25%
| 79.31% | 56.36% | 47.25%
| 79.31% | 56.35% | 47.25%
| 79.32% | 56.35% | 47.24%
| 79.32% | 56.35% | 47.24%
| 79.33% | 56.35% | 47.24%
| 79.34% | 56.35% | 47.24%
| 79.34% | 56.35% | 47.24%
| 79.35% | 56.34% | 47.24%
| 79.35% | 56.34% | 47.23%
| 79.36% | 56.34% | 47.23%
| 79.36% | 56.34% | 47.23%
| 79.37% | 56.34% | 47.22%
| 79.38% | 56.33% | 47.22%
| 79.38% | 56.33% | 47.22%
| 79.39% | 56.33% | 47.21%
| 79.39% | 56.32% | 47.21%
| 79.4% | 56.31% | 47.21%
| 79.4% | 56.31% | 47.21%
| 79.41% | 56.31% | 47.2%
| 79.42% | 56.31% | 47.2%
| 79.42% | 56.31% | 47.2%
| 79.43% | 56.31% | 47.2%
| 79.43% | 56.3% | 47.2%
| 79.44% | 56.3% | 47.2%
| 79.44% | 56.29% | 47.2%
| 79.45% | 56.29% | 47.19%
| 79.46% | 56.29% | 47.19%
| 79.46% | 56.29% | 47.19%
| 79.47% | 56.29% | 47.19%
| 79.47% | 56.29% | 47.19%
| 79.48% | 56.28% | 47.18%
| 79.48% | 56.28% | 47.18%
| 79.49% | 56.28% | 47.18%
| 79.5% | 56.27% | 47.18%
| 79.5% | 56.27% | 47.18%
| 79.51% | 56.27% | 47.18%
| 79.51% | 56.27% | 47.18%
| 79.52% | 56.27% | 47.17%
| 79.52% | 56.26% | 47.17%
| 79.53% | 56.26% | 47.17%
| 79.54% | 56.26% | 47.17%
| 79.54% | 56.26% | 47.17%
| 79.55% | 56.26% | 47.16%
| 79.55% | 56.26% | 47.16%
| 79.56% | 56.26% | 47.16%
| 79.56% | 56.25% | 47.16%
| 79.57% | 56.25% | 47.16%
| 79.58% | 56.25% | 47.15%
| 79.58% | 56.25% | 47.15%
| 79.59% | 56.25% | 47.15%
| 79.59% | 56.25% | 47.15%
| 79.6% | 56.24% | 47.15%
| 79.6% | 56.24% | 47.15%
| 79.61% | 56.24% | 47.15%
| 79.62% | 56.24% | 47.15%
| 79.62% | 56.24% | 47.14%
| 79.63% | 56.24% | 47.14%
| 79.63% | 56.23% | 47.14%
| 79.64% | 56.23% | 47.14%
| 79.64% | 56.23% | 47.14%
| 79.65% | 56.23% | 47.13%
| 79.66% | 56.22% | 47.13%
| 79.66% | 56.22% | 47.13%
| 79.67% | 56.21% | 47.13%
| 79.67% | 56.21% | 47.13%
| 79.68% | 56.21% | 47.13%
| 79.68% | 56.21% | 47.12%
| 79.69% | 56.21% | 47.12%
| 79.7% | 56.21% | 47.12%
| 79.7% | 56.2% | 47.12%
| 79.71% | 56.2% | 47.11%
| 79.71% | 56.2% | 47.11%
| 79.72% | 56.19% | 47.11%
| 79.72% | 56.19% | 47.1%
| 79.73% | 56.19% | 47.1%
| 79.74% | 56.18% | 47.1%
| 79.74% | 56.18% | 47.1%
| 79.75% | 56.18% | 47.1%
| 79.75% | 56.18% | 47.1%
| 79.76% | 56.18% | 47.1%
| 79.76% | 56.17% | 47.09%
| 79.77% | 56.17% | 47.09%
| 79.78% | 56.17% | 47.09%
| 79.78% | 56.17% | 47.09%
| 79.79% | 56.17% | 47.08%
| 79.79% | 56.17% | 47.08%
| 79.8% | 56.17% | 47.08%
| 79.8% | 56.16% | 47.08%
| 79.81% | 56.16% | 47.08%
| 79.82% | 56.16% | 47.07%
| 79.82% | 56.16% | 47.07%
| 79.83% | 56.16% | 47.07%
| 79.83% | 56.16% | 47.07%
| 79.84% | 56.16% | 47.07%
| 79.84% | 56.15% | 47.07%
| 79.85% | 56.15% | 47.07%
| 79.86% | 56.15% | 47.06%
| 79.86% | 56.15% | 47.06%
| 79.87% | 56.15% | 47.06%
| 79.87% | 56.14% | 47.06%
| 79.88% | 56.14% | 47.06%
| 79.88% | 56.14% | 47.06%
| 79.89% | 56.14% | 47.06%
| 79.9% | 56.14% | 47.06%
| 79.9% | 56.14% | 47.06%
| 79.91% | 56.14% | 47.06%
| 79.91% | 56.13% | 47.06%
| 79.92% | 56.13% | 47.05%
| 79.92% | 56.13% | 47.05%
| 79.93% | 56.13% | 47.05%
| 79.94% | 56.13% | 47.04%
| 79.94% | 56.12% | 47.04%
| 79.95% | 56.12% | 47.04%
| 79.95% | 56.12% | 47.04%
| 79.96% | 56.12% | 47.03%
| 79.96% | 56.11% | 47.03%
| 79.97% | 56.11% | 47.03%
| 79.98% | 56.11% | 47.03%
| 79.98% | 56.11% | 47.03%
| 79.99% | 56.11% | 47.03%
| 79.99% | 56.11% | 47.03%
| 80% | 56.11% | 47.02%
| 80% | 56.11% | 47.02%
| 80.01% | 56.11% | 47.02%
| 80.02% | 56.1% | 47.02%
| 80.02% | 56.1% | 47.02%
| 80.03% | 56.09% | 47.02%
| 80.03% | 56.09% | 47.02%
| 80.04% | 56.09% | 47.01%
| 80.04% | 56.09% | 47.01%
| 80.05% | 56.09% | 47.01%
| 80.06% | 56.08% | 47.01%
| 80.06% | 56.08% | 47.01%
| 80.07% | 56.08% | 47.01%
| 80.07% | 56.08% | 47.01%
| 80.08% | 56.08% | 47.01%
| 80.08% | 56.08% | 47.01%
| 80.09% | 56.07% | 47.01%
| 80.1% | 56.07% | 47%
| 80.1% | 56.07% | 47%
| 80.11% | 56.07% | 47%
| 80.11% | 56.07% | 47%
| 80.12% | 56.06% | 46.99%
| 80.12% | 56.06% | 46.99%
| 80.13% | 56.05% | 46.99%
| 80.14% | 56.05% | 46.99%
| 80.14% | 56.05% | 46.98%
| 80.15% | 56.05% | 46.98%
| 80.15% | 56.05% | 46.98%
| 80.16% | 56.05% | 46.98%
| 80.16% | 56.05% | 46.98%
| 80.17% | 56.05% | 46.98%
| 80.18% | 56.04% | 46.98%
| 80.18% | 56.04% | 46.97%
| 80.19% | 56.04% | 46.97%
| 80.19% | 56.04% | 46.97%
| 80.2% | 56.03% | 46.97%
| 80.2% | 56.03% | 46.97%
| 80.21% | 56.03% | 46.97%
| 80.22% | 56.03% | 46.96%
| 80.22% | 56.02% | 46.96%
| 80.23% | 56.02% | 46.96%
| 80.23% | 56.02% | 46.96%
| 80.24% | 56.02% | 46.96%
| 80.24% | 56.02% | 46.96%
| 80.25% | 56% | 46.96%
| 80.26% | 56% | 46.96%
| 80.26% | 55.99% | 46.96%
| 80.27% | 55.99% | 46.95%
| 80.27% | 55.99% | 46.95%
| 80.28% | 55.99% | 46.95%
| 80.28% | 55.99% | 46.95%
| 80.29% | 55.99% | 46.94%
| 80.3% | 55.99% | 46.94%
| 80.3% | 55.98% | 46.94%
| 80.31% | 55.98% | 46.94%
| 80.31% | 55.97% | 46.94%
| 80.32% | 55.97% | 46.94%
| 80.32% | 55.96% | 46.93%
| 80.33% | 55.96% | 46.93%
| 80.34% | 55.96% | 46.93%
| 80.34% | 55.95% | 46.93%
| 80.35% | 55.95% | 46.93%
| 80.35% | 55.95% | 46.93%
| 80.36% | 55.95% | 46.93%
| 80.36% | 55.95% | 46.93%
| 80.37% | 55.94% | 46.93%
| 80.38% | 55.94% | 46.92%
| 80.38% | 55.93% | 46.92%
| 80.39% | 55.93% | 46.92%
| 80.39% | 55.93% | 46.91%
| 80.4% | 55.93% | 46.91%
| 80.4% | 55.93% | 46.91%
| 80.41% | 55.92% | 46.91%
| 80.42% | 55.92% | 46.91%
| 80.42% | 55.92% | 46.91%
| 80.43% | 55.92% | 46.91%
| 80.43% | 55.91% | 46.91%
| 80.44% | 55.91% | 46.91%
| 80.44% | 55.9% | 46.91%
| 80.45% | 55.9% | 46.9%
| 80.46% | 55.9% | 46.9%
| 80.46% | 55.9% | 46.9%
| 80.47% | 55.9% | 46.9%
| 80.47% | 55.9% | 46.9%
| 80.48% | 55.9% | 46.9%
| 80.48% | 55.89% | 46.9%
| 80.49% | 55.89% | 46.9%
| 80.5% | 55.88% | 46.9%
| 80.5% | 55.88% | 46.9%
| 80.51% | 55.88% | 46.9%
| 80.51% | 55.88% | 46.89%
| 80.52% | 55.88% | 46.89%
| 80.52% | 55.88% | 46.89%
| 80.53% | 55.88% | 46.89%
| 80.54% | 55.87% | 46.89%
| 80.54% | 55.87% | 46.89%
| 80.55% | 55.87% | 46.89%
| 80.55% | 55.87% | 46.89%
| 80.56% | 55.87% | 46.89%
| 80.56% | 55.86% | 46.88%
| 80.57% | 55.86% | 46.88%
| 80.58% | 55.85% | 46.88%
| 80.58% | 55.85% | 46.88%
| 80.59% | 55.84% | 46.88%
| 80.59% | 55.84% | 46.88%
| 80.6% | 55.84% | 46.88%
| 80.6% | 55.84% | 46.88%
| 80.61% | 55.83% | 46.87%
| 80.62% | 55.82% | 46.87%
| 80.62% | 55.82% | 46.87%
| 80.63% | 55.82% | 46.86%
| 80.63% | 55.82% | 46.86%
| 80.64% | 55.82% | 46.86%
| 80.64% | 55.81% | 46.86%
| 80.65% | 55.81% | 46.86%
| 80.66% | 55.81% | 46.86%
| 80.66% | 55.81% | 46.86%
| 80.67% | 55.81% | 46.85%
| 80.67% | 55.8% | 46.85%
| 80.68% | 55.8% | 46.85%
| 80.68% | 55.8% | 46.85%
| 80.69% | 55.8% | 46.85%
| 80.7% | 55.79% | 46.84%
| 80.7% | 55.79% | 46.84%
| 80.71% | 55.78% | 46.84%
| 80.71% | 55.78% | 46.84%
| 80.72% | 55.78% | 46.83%
| 80.72% | 55.77% | 46.83%
| 80.73% | 55.77% | 46.83%
| 80.74% | 55.77% | 46.83%
| 80.74% | 55.77% | 46.83%
| 80.75% | 55.77% | 46.83%
| 80.75% | 55.77% | 46.83%
| 80.76% | 55.77% | 46.83%
| 80.76% | 55.77% | 46.82%
| 80.77% | 55.76% | 46.82%
| 80.78% | 55.76% | 46.82%
| 80.78% | 55.76% | 46.82%
| 80.79% | 55.76% | 46.82%
| 80.79% | 55.75% | 46.82%
| 80.8% | 55.75% | 46.82%
| 80.8% | 55.74% | 46.82%
| 80.81% | 55.74% | 46.82%
| 80.82% | 55.74% | 46.82%
| 80.82% | 55.74% | 46.82%
| 80.83% | 55.74% | 46.82%
| 80.83% | 55.74% | 46.81%
| 80.84% | 55.73% | 46.81%
| 80.84% | 55.73% | 46.81%
| 80.85% | 55.73% | 46.81%
| 80.86% | 55.73% | 46.81%
| 80.86% | 55.73% | 46.81%
| 80.87% | 55.73% | 46.81%
| 80.87% | 55.72% | 46.81%
| 80.88% | 55.72% | 46.8%
| 80.88% | 55.72% | 46.8%
| 80.89% | 55.72% | 46.8%
| 80.9% | 55.72% | 46.8%
| 80.9% | 55.72% | 46.8%
| 80.91% | 55.71% | 46.79%
| 80.91% | 55.71% | 46.79%
| 80.92% | 55.71% | 46.79%
| 80.92% | 55.71% | 46.79%
| 80.93% | 55.71% | 46.79%
| 80.94% | 55.71% | 46.78%
| 80.94% | 55.71% | 46.78%
| 80.95% | 55.71% | 46.78%
| 80.95% | 55.71% | 46.78%
| 80.96% | 55.7% | 46.78%
| 80.96% | 55.7% | 46.78%
| 80.97% | 55.69% | 46.78%
| 80.98% | 55.69% | 46.78%
| 80.98% | 55.69% | 46.77%
| 80.99% | 55.69% | 46.77%
| 80.99% | 55.69% | 46.77%
| 81% | 55.69% | 46.77%
| 81% | 55.69% | 46.77%
| 81.01% | 55.69% | 46.77%
| 81.02% | 55.69% | 46.77%
| 81.02% | 55.68% | 46.76%
| 81.03% | 55.68% | 46.76%
| 81.03% | 55.68% | 46.76%
| 81.04% | 55.68% | 46.76%
| 81.04% | 55.68% | 46.75%
| 81.05% | 55.68% | 46.75%
| 81.06% | 55.67% | 46.75%
| 81.06% | 55.66% | 46.75%
| 81.07% | 55.66% | 46.75%
| 81.07% | 55.66% | 46.75%
| 81.08% | 55.66% | 46.75%
| 81.08% | 55.66% | 46.75%
| 81.09% | 55.66% | 46.75%
| 81.1% | 55.66% | 46.75%
| 81.1% | 55.65% | 46.74%
| 81.11% | 55.65% | 46.74%
| 81.11% | 55.65% | 46.74%
| 81.12% | 55.65% | 46.74%
| 81.12% | 55.65% | 46.74%
| 81.13% | 55.65% | 46.74%
| 81.14% | 55.65% | 46.74%
| 81.14% | 55.64% | 46.74%
| 81.15% | 55.64% | 46.74%
| 81.15% | 55.64% | 46.74%
| 81.16% | 55.64% | 46.73%
| 81.16% | 55.64% | 46.73%
| 81.17% | 55.64% | 46.73%
| 81.18% | 55.64% | 46.73%
| 81.18% | 55.63% | 46.73%
| 81.19% | 55.63% | 46.73%
| 81.19% | 55.63% | 46.73%
| 81.2% | 55.63% | 46.73%
| 81.2% | 55.63% | 46.72%
| 81.21% | 55.63% | 46.72%
| 81.22% | 55.62% | 46.72%
| 81.22% | 55.62% | 46.72%
| 81.23% | 55.62% | 46.72%
| 81.23% | 55.62% | 46.72%
| 81.24% | 55.62% | 46.72%
| 81.24% | 55.62% | 46.71%
| 81.25% | 55.62% | 46.71%
| 81.26% | 55.61% | 46.71%
| 81.26% | 55.61% | 46.71%
| 81.27% | 55.61% | 46.71%
| 81.27% | 55.61% | 46.71%
| 81.28% | 55.61% | 46.71%
| 81.28% | 55.61% | 46.71%
| 81.29% | 55.61% | 46.71%
| 81.3% | 55.61% | 46.71%
| 81.3% | 55.6% | 46.7%
| 81.31% | 55.6% | 46.7%
| 81.31% | 55.6% | 46.7%
| 81.32% | 55.6% | 46.7%
| 81.32% | 55.59% | 46.7%
| 81.33% | 55.59% | 46.7%
| 81.34% | 55.59% | 46.7%
| 81.34% | 55.59% | 46.7%
| 81.35% | 55.59% | 46.69%
| 81.35% | 55.58% | 46.69%
| 81.36% | 55.58% | 46.69%
| 81.36% | 55.58% | 46.69%
| 81.37% | 55.58% | 46.68%
| 81.38% | 55.57% | 46.68%
| 81.38% | 55.57% | 46.68%
| 81.39% | 55.57% | 46.68%
| 81.39% | 55.56% | 46.68%
| 81.4% | 55.56% | 46.68%
| 81.4% | 55.56% | 46.67%
| 81.41% | 55.55% | 46.67%
| 81.42% | 55.55% | 46.67%
| 81.42% | 55.55% | 46.66%
| 81.43% | 55.55% | 46.66%
| 81.43% | 55.54% | 46.66%
| 81.44% | 55.54% | 46.65%
| 81.44% | 55.54% | 46.65%
| 81.45% | 55.54% | 46.65%
| 81.46% | 55.54% | 46.65%
| 81.46% | 55.54% | 46.65%
| 81.47% | 55.54% | 46.65%
| 81.47% | 55.54% | 46.64%
| 81.48% | 55.53% | 46.64%
| 81.48% | 55.53% | 46.64%
| 81.49% | 55.53% | 46.64%
| 81.5% | 55.53% | 46.64%
| 81.5% | 55.53% | 46.64%
| 81.51% | 55.52% | 46.64%
| 81.51% | 55.52% | 46.64%
| 81.52% | 55.52% | 46.64%
| 81.52% | 55.52% | 46.64%
| 81.53% | 55.52% | 46.64%
| 81.54% | 55.52% | 46.64%
| 81.54% | 55.52% | 46.64%
| 81.55% | 55.52% | 46.64%
| 81.55% | 55.52% | 46.64%
| 81.56% | 55.51% | 46.64%
| 81.56% | 55.51% | 46.64%
| 81.57% | 55.51% | 46.63%
| 81.58% | 55.51% | 46.63%
| 81.58% | 55.51% | 46.63%
| 81.59% | 55.51% | 46.63%
| 81.59% | 55.5% | 46.63%
| 81.6% | 55.5% | 46.63%
| 81.6% | 55.5% | 46.62%
| 81.61% | 55.5% | 46.62%
| 81.62% | 55.5% | 46.62%
| 81.62% | 55.5% | 46.62%
| 81.63% | 55.5% | 46.62%
| 81.63% | 55.49% | 46.62%
| 81.64% | 55.49% | 46.61%
| 81.64% | 55.49% | 46.61%
| 81.65% | 55.49% | 46.61%
| 81.66% | 55.48% | 46.61%
| 81.66% | 55.48% | 46.61%
| 81.67% | 55.48% | 46.61%
| 81.67% | 55.48% | 46.61%
| 81.68% | 55.48% | 46.61%
| 81.68% | 55.47% | 46.6%
| 81.69% | 55.47% | 46.6%
| 81.7% | 55.46% | 46.6%
| 81.7% | 55.46% | 46.6%
| 81.71% | 55.46% | 46.6%
| 81.71% | 55.46% | 46.6%
| 81.72% | 55.46% | 46.59%
| 81.72% | 55.45% | 46.59%
| 81.73% | 55.45% | 46.59%
| 81.74% | 55.45% | 46.59%
| 81.74% | 55.45% | 46.59%
| 81.75% | 55.44% | 46.59%
| 81.75% | 55.44% | 46.59%
| 81.76% | 55.44% | 46.59%
| 81.76% | 55.44% | 46.59%
| 81.77% | 55.44% | 46.58%
| 81.78% | 55.44% | 46.58%
| 81.78% | 55.44% | 46.58%
| 81.79% | 55.43% | 46.58%
| 81.79% | 55.43% | 46.58%
| 81.8% | 55.43% | 46.58%
| 81.8% | 55.43% | 46.57%
| 81.81% | 55.43% | 46.57%
| 81.82% | 55.43% | 46.57%
| 81.82% | 55.43% | 46.57%
| 81.83% | 55.43% | 46.57%
| 81.83% | 55.43% | 46.57%
| 81.84% | 55.43% | 46.57%
| 81.84% | 55.42% | 46.57%
| 81.85% | 55.42% | 46.57%
| 81.86% | 55.42% | 46.57%
| 81.86% | 55.41% | 46.57%
| 81.87% | 55.41% | 46.57%
| 81.87% | 55.4% | 46.57%
| 81.88% | 55.4% | 46.56%
| 81.88% | 55.4% | 46.56%
| 81.89% | 55.4% | 46.56%
| 81.9% | 55.4% | 46.55%
| 81.9% | 55.4% | 46.55%
| 81.91% | 55.4% | 46.55%
| 81.91% | 55.39% | 46.55%
| 81.92% | 55.39% | 46.55%
| 81.92% | 55.39% | 46.55%
| 81.93% | 55.39% | 46.55%
| 81.94% | 55.38% | 46.54%
| 81.94% | 55.38% | 46.54%
| 81.95% | 55.36% | 46.53%
| 81.95% | 55.36% | 46.53%
| 81.96% | 55.36% | 46.53%
| 81.96% | 55.36% | 46.53%
| 81.97% | 55.36% | 46.53%
| 81.98% | 55.36% | 46.53%
| 81.98% | 55.36% | 46.52%
| 81.99% | 55.35% | 46.52%
| 81.99% | 55.35% | 46.52%
| 82% | 55.35% | 46.52%
| 82% | 55.35% | 46.52%
| 82.01% | 55.35% | 46.52%
| 82.02% | 55.35% | 46.51%
| 82.02% | 55.35% | 46.51%
| 82.03% | 55.34% | 46.51%
| 82.03% | 55.34% | 46.51%
| 82.04% | 55.34% | 46.51%
| 82.04% | 55.34% | 46.5%
| 82.05% | 55.34% | 46.5%
| 82.06% | 55.34% | 46.5%
| 82.06% | 55.33% | 46.5%
| 82.07% | 55.33% | 46.5%
| 82.07% | 55.33% | 46.5%
| 82.08% | 55.33% | 46.5%
| 82.08% | 55.33% | 46.5%
| 82.09% | 55.33% | 46.5%
| 82.1% | 55.32% | 46.5%
| 82.1% | 55.31% | 46.49%
| 82.11% | 55.31% | 46.49%
| 82.11% | 55.31% | 46.49%
| 82.12% | 55.31% | 46.49%
| 82.12% | 55.31% | 46.49%
| 82.13% | 55.31% | 46.49%
| 82.14% | 55.31% | 46.49%
| 82.14% | 55.31% | 46.49%
| 82.15% | 55.31% | 46.48%
| 82.15% | 55.3% | 46.48%
| 82.16% | 55.3% | 46.47%
| 82.16% | 55.3% | 46.47%
| 82.17% | 55.29% | 46.47%
| 82.18% | 55.29% | 46.47%
| 82.18% | 55.29% | 46.47%
| 82.19% | 55.29% | 46.47%
| 82.19% | 55.29% | 46.47%
| 82.2% | 55.28% | 46.47%
| 82.2% | 55.28% | 46.47%
| 82.21% | 55.28% | 46.47%
| 82.22% | 55.28% | 46.47%
| 82.22% | 55.28% | 46.47%
| 82.23% | 55.28% | 46.46%
| 82.23% | 55.28% | 46.46%
| 82.24% | 55.28% | 46.46%
| 82.24% | 55.27% | 46.46%
| 82.25% | 55.27% | 46.46%
| 82.26% | 55.27% | 46.46%
| 82.26% | 55.27% | 46.45%
| 82.27% | 55.27% | 46.45%
| 82.27% | 55.27% | 46.45%
| 82.28% | 55.26% | 46.45%
| 82.28% | 55.26% | 46.45%
| 82.29% | 55.26% | 46.44%
| 82.3% | 55.26% | 46.44%
| 82.3% | 55.25% | 46.44%
| 82.31% | 55.25% | 46.44%
| 82.31% | 55.25% | 46.43%
| 82.32% | 55.25% | 46.43%
| 82.32% | 55.25% | 46.42%
| 82.33% | 55.25% | 46.42%
| 82.34% | 55.24% | 46.42%
| 82.34% | 55.24% | 46.42%
| 82.35% | 55.24% | 46.42%
| 82.35% | 55.24% | 46.41%
| 82.36% | 55.24% | 46.41%
| 82.36% | 55.23% | 46.41%
| 82.37% | 55.23% | 46.41%
| 82.38% | 55.23% | 46.41%
| 82.38% | 55.23% | 46.41%
| 82.39% | 55.23% | 46.4%
| 82.39% | 55.22% | 46.4%
| 82.4% | 55.22% | 46.4%
| 82.4% | 55.22% | 46.4%
| 82.41% | 55.22% | 46.4%
| 82.42% | 55.22% | 46.4%
| 82.42% | 55.22% | 46.4%
| 82.43% | 55.22% | 46.4%
| 82.43% | 55.22% | 46.4%
| 82.44% | 55.21% | 46.4%
| 82.44% | 55.21% | 46.39%
| 82.45% | 55.21% | 46.39%
| 82.46% | 55.21% | 46.39%
| 82.46% | 55.2% | 46.39%
| 82.47% | 55.2% | 46.39%
| 82.47% | 55.2% | 46.39%
| 82.48% | 55.2% | 46.38%
| 82.48% | 55.2% | 46.38%
| 82.49% | 55.2% | 46.38%
| 82.5% | 55.2% | 46.38%
| 82.5% | 55.19% | 46.38%
| 82.51% | 55.19% | 46.38%
| 82.51% | 55.19% | 46.38%
| 82.52% | 55.18% | 46.38%
| 82.52% | 55.18% | 46.38%
| 82.53% | 55.18% | 46.37%
| 82.54% | 55.18% | 46.37%
| 82.54% | 55.17% | 46.37%
| 82.55% | 55.17% | 46.37%
| 82.55% | 55.17% | 46.37%
| 82.56% | 55.17% | 46.37%
| 82.56% | 55.16% | 46.36%
| 82.57% | 55.16% | 46.36%
| 82.58% | 55.16% | 46.36%
| 82.58% | 55.16% | 46.36%
| 82.59% | 55.16% | 46.36%
| 82.59% | 55.16% | 46.36%
| 82.6% | 55.16% | 46.36%
| 82.6% | 55.15% | 46.35%
| 82.61% | 55.15% | 46.35%
| 82.62% | 55.15% | 46.35%
| 82.62% | 55.15% | 46.35%
| 82.63% | 55.15% | 46.35%
| 82.63% | 55.14% | 46.35%
| 82.64% | 55.14% | 46.34%
| 82.64% | 55.14% | 46.34%
| 82.65% | 55.14% | 46.33%
| 82.66% | 55.13% | 46.33%
| 82.66% | 55.13% | 46.33%
| 82.67% | 55.13% | 46.33%
| 82.67% | 55.12% | 46.32%
| 82.68% | 55.12% | 46.32%
| 82.68% | 55.12% | 46.32%
| 82.69% | 55.12% | 46.31%
| 82.7% | 55.12% | 46.31%
| 82.7% | 55.12% | 46.31%
| 82.71% | 55.12% | 46.31%
| 82.71% | 55.12% | 46.31%
| 82.72% | 55.11% | 46.31%
| 82.72% | 55.11% | 46.3%
| 82.73% | 55.11% | 46.3%
| 82.74% | 55.11% | 46.3%
| 82.74% | 55.11% | 46.3%
| 82.75% | 55.11% | 46.3%
| 82.75% | 55.11% | 46.3%
| 82.76% | 55.1% | 46.3%
| 82.76% | 55.1% | 46.3%
| 82.77% | 55.1% | 46.3%
| 82.78% | 55.1% | 46.3%
| 82.78% | 55.1% | 46.29%
| 82.79% | 55.1% | 46.29%
| 82.79% | 55.1% | 46.29%
| 82.8% | 55.1% | 46.29%
| 82.8% | 55.1% | 46.29%
| 82.81% | 55.1% | 46.28%
| 82.82% | 55.1% | 46.28%
| 82.82% | 55.09% | 46.28%
| 82.83% | 55.09% | 46.28%
| 82.83% | 55.09% | 46.28%
| 82.84% | 55.09% | 46.28%
| 82.84% | 55.08% | 46.27%
| 82.85% | 55.08% | 46.27%
| 82.86% | 55.08% | 46.27%
| 82.86% | 55.08% | 46.27%
| 82.87% | 55.08% | 46.27%
| 82.87% | 55.08% | 46.27%
| 82.88% | 55.08% | 46.26%
| 82.88% | 55.08% | 46.26%
| 82.89% | 55.08% | 46.26%
| 82.9% | 55.07% | 46.26%
| 82.9% | 55.07% | 46.25%
| 82.91% | 55.07% | 46.25%
| 82.91% | 55.07% | 46.25%
| 82.92% | 55.06% | 46.25%
| 82.92% | 55.06% | 46.25%
| 82.93% | 55.06% | 46.25%
| 82.94% | 55.06% | 46.25%
| 82.94% | 55.06% | 46.25%
| 82.95% | 55.06% | 46.24%
| 82.95% | 55.06% | 46.24%
| 82.96% | 55.05% | 46.23%
| 82.96% | 55.05% | 46.23%
| 82.97% | 55.05% | 46.23%
| 82.98% | 55.05% | 46.23%
| 82.98% | 55.05% | 46.22%
| 82.99% | 55.05% | 46.22%
| 82.99% | 55.04% | 46.22%
| 83% | 55.04% | 46.22%
| 83% | 55.04% | 46.22%
| 83.01% | 55.04% | 46.22%
| 83.02% | 55.04% | 46.22%
| 83.02% | 55.04% | 46.22%
| 83.03% | 55.04% | 46.22%
| 83.03% | 55.03% | 46.22%
| 83.04% | 55.03% | 46.21%
| 83.04% | 55.03% | 46.21%
| 83.05% | 55.02% | 46.21%
| 83.06% | 55.02% | 46.2%
| 83.06% | 55.02% | 46.2%
| 83.07% | 55.02% | 46.2%
| 83.07% | 55.02% | 46.2%
| 83.08% | 55.01% | 46.2%
| 83.08% | 55.01% | 46.2%
| 83.09% | 55.01% | 46.2%
| 83.1% | 55.01% | 46.19%
| 83.1% | 55.01% | 46.19%
| 83.11% | 55.01% | 46.19%
| 83.11% | 55.01% | 46.19%
| 83.12% | 55.01% | 46.19%
| 83.12% | 55.01% | 46.19%
| 83.13% | 55% | 46.18%
| 83.14% | 55% | 46.18%
| 83.14% | 55% | 46.18%
| 83.15% | 55% | 46.18%
| 83.15% | 54.99% | 46.18%
| 83.16% | 54.99% | 46.18%
| 83.16% | 54.99% | 46.18%
| 83.17% | 54.99% | 46.18%
| 83.18% | 54.99% | 46.18%
| 83.18% | 54.99% | 46.17%
| 83.19% | 54.99% | 46.17%
| 83.19% | 54.99% | 46.17%
| 83.2% | 54.99% | 46.17%
| 83.2% | 54.99% | 46.17%
| 83.21% | 54.99% | 46.17%
| 83.22% | 54.99% | 46.17%
| 83.22% | 54.98% | 46.16%
| 83.23% | 54.98% | 46.16%
| 83.23% | 54.98% | 46.16%
| 83.24% | 54.98% | 46.16%
| 83.24% | 54.98% | 46.16%
| 83.25% | 54.97% | 46.16%
| 83.26% | 54.97% | 46.16%
| 83.26% | 54.97% | 46.16%
| 83.27% | 54.97% | 46.15%
| 83.27% | 54.97% | 46.15%
| 83.28% | 54.97% | 46.15%
| 83.28% | 54.96% | 46.15%
| 83.29% | 54.96% | 46.15%
| 83.3% | 54.96% | 46.15%
| 83.3% | 54.96% | 46.14%
| 83.31% | 54.96% | 46.14%
| 83.31% | 54.95% | 46.14%
| 83.32% | 54.95% | 46.14%
| 83.32% | 54.95% | 46.13%
| 83.33% | 54.95% | 46.13%
| 83.34% | 54.95% | 46.13%
| 83.34% | 54.94% | 46.12%
| 83.35% | 54.94% | 46.12%
| 83.35% | 54.94% | 46.12%
| 83.36% | 54.94% | 46.12%
| 83.36% | 54.94% | 46.11%
| 83.37% | 54.94% | 46.11%
| 83.38% | 54.94% | 46.11%
| 83.38% | 54.93% | 46.11%
| 83.39% | 54.93% | 46.11%
| 83.39% | 54.93% | 46.11%
| 83.4% | 54.93% | 46.11%
| 83.4% | 54.93% | 46.11%
| 83.41% | 54.93% | 46.11%
| 83.42% | 54.93% | 46.11%
| 83.42% | 54.93% | 46.1%
| 83.43% | 54.93% | 46.1%
| 83.43% | 54.92% | 46.1%
| 83.44% | 54.92% | 46.1%
| 83.44% | 54.92% | 46.1%
| 83.45% | 54.92% | 46.1%
| 83.46% | 54.92% | 46.1%
| 83.46% | 54.91% | 46.1%
| 83.47% | 54.91% | 46.1%
| 83.47% | 54.91% | 46.1%
| 83.48% | 54.91% | 46.09%
| 83.48% | 54.91% | 46.09%
| 83.49% | 54.91% | 46.09%
| 83.5% | 54.9% | 46.09%
| 83.5% | 54.9% | 46.09%
| 83.51% | 54.9% | 46.09%
| 83.51% | 54.9% | 46.09%
| 83.52% | 54.9% | 46.08%
| 83.52% | 54.9% | 46.08%
| 83.53% | 54.89% | 46.08%
| 83.54% | 54.89% | 46.08%
| 83.54% | 54.89% | 46.08%
| 83.55% | 54.89% | 46.07%
| 83.55% | 54.89% | 46.07%
| 83.56% | 54.88% | 46.07%
| 83.56% | 54.88% | 46.07%
| 83.57% | 54.87% | 46.07%
| 83.58% | 54.87% | 46.07%
| 83.58% | 54.87% | 46.06%
| 83.59% | 54.86% | 46.06%
| 83.59% | 54.86% | 46.06%
| 83.6% | 54.86% | 46.06%
| 83.6% | 54.86% | 46.06%
| 83.61% | 54.86% | 46.06%
| 83.62% | 54.85% | 46.05%
| 83.62% | 54.85% | 46.05%
| 83.63% | 54.85% | 46.05%
| 83.63% | 54.85% | 46.05%
| 83.64% | 54.85% | 46.05%
| 83.64% | 54.85% | 46.05%
| 83.65% | 54.85% | 46.05%
| 83.66% | 54.85% | 46.05%
| 83.66% | 54.85% | 46.04%
| 83.67% | 54.84% | 46.04%
| 83.67% | 54.84% | 46.04%
| 83.68% | 54.84% | 46.04%
| 83.68% | 54.84% | 46.04%
| 83.69% | 54.84% | 46.04%
| 83.7% | 54.83% | 46.04%
| 83.7% | 54.83% | 46.03%
| 83.71% | 54.83% | 46.03%
| 83.71% | 54.83% | 46.03%
| 83.72% | 54.83% | 46.03%
| 83.72% | 54.83% | 46.03%
| 83.73% | 54.83% | 46.03%
| 83.74% | 54.82% | 46.02%
| 83.74% | 54.82% | 46.02%
| 83.75% | 54.82% | 46.02%
| 83.75% | 54.82% | 46.02%
| 83.76% | 54.81% | 46.02%
| 83.76% | 54.81% | 46.01%
| 83.77% | 54.81% | 46.01%
| 83.78% | 54.81% | 46%
| 83.78% | 54.8% | 46%
| 83.79% | 54.8% | 46%
| 83.79% | 54.8% | 46%
| 83.8% | 54.8% | 46%
| 83.8% | 54.8% | 46%
| 83.81% | 54.8% | 46%
| 83.82% | 54.8% | 46%
| 83.82% | 54.79% | 46%
| 83.83% | 54.79% | 45.99%
| 83.83% | 54.79% | 45.99%
| 83.84% | 54.78% | 45.99%
| 83.84% | 54.78% | 45.99%
| 83.85% | 54.78% | 45.99%
| 83.86% | 54.78% | 45.98%
| 83.86% | 54.77% | 45.98%
| 83.87% | 54.77% | 45.98%
| 83.87% | 54.77% | 45.98%
| 83.88% | 54.77% | 45.98%
| 83.88% | 54.77% | 45.98%
| 83.89% | 54.76% | 45.98%
| 83.9% | 54.76% | 45.98%
| 83.9% | 54.76% | 45.98%
| 83.91% | 54.76% | 45.97%
| 83.91% | 54.75% | 45.97%
| 83.92% | 54.74% | 45.97%
| 83.92% | 54.74% | 45.97%
| 83.93% | 54.73% | 45.97%
| 83.94% | 54.73% | 45.96%
| 83.94% | 54.73% | 45.96%
| 83.95% | 54.72% | 45.96%
| 83.95% | 54.72% | 45.96%
| 83.96% | 54.72% | 45.96%
| 83.96% | 54.72% | 45.96%
| 83.97% | 54.71% | 45.96%
| 83.98% | 54.71% | 45.95%
| 83.98% | 54.71% | 45.95%
| 83.99% | 54.71% | 45.95%
| 83.99% | 54.71% | 45.95%
| 84% | 54.71% | 45.95%
| 84% | 54.71% | 45.95%
| 84.01% | 54.71% | 45.95%
| 84.02% | 54.71% | 45.94%
| 84.02% | 54.71% | 45.94%
| 84.03% | 54.7% | 45.93%
| 84.03% | 54.7% | 45.93%
| 84.04% | 54.7% | 45.93%
| 84.04% | 54.7% | 45.93%
| 84.05% | 54.7% | 45.93%
| 84.06% | 54.69% | 45.93%
| 84.06% | 54.69% | 45.93%
| 84.07% | 54.69% | 45.93%
| 84.07% | 54.69% | 45.93%
| 84.08% | 54.69% | 45.93%
| 84.08% | 54.68% | 45.92%
| 84.09% | 54.68% | 45.92%
| 84.1% | 54.68% | 45.92%
| 84.1% | 54.68% | 45.92%
| 84.11% | 54.68% | 45.92%
| 84.11% | 54.67% | 45.92%
| 84.12% | 54.67% | 45.91%
| 84.12% | 54.67% | 45.91%
| 84.13% | 54.67% | 45.91%
| 84.14% | 54.67% | 45.9%
| 84.14% | 54.67% | 45.9%
| 84.15% | 54.66% | 45.9%
| 84.15% | 54.66% | 45.9%
| 84.16% | 54.66% | 45.9%
| 84.16% | 54.66% | 45.9%
| 84.17% | 54.66% | 45.9%
| 84.18% | 54.66% | 45.9%
| 84.18% | 54.66% | 45.9%
| 84.19% | 54.65% | 45.9%
| 84.19% | 54.65% | 45.89%
| 84.2% | 54.65% | 45.89%
| 84.2% | 54.65% | 45.89%
| 84.21% | 54.65% | 45.89%
| 84.22% | 54.65% | 45.89%
| 84.22% | 54.65% | 45.89%
| 84.23% | 54.65% | 45.89%
| 84.23% | 54.65% | 45.88%
| 84.24% | 54.65% | 45.87%
| 84.24% | 54.65% | 45.87%
| 84.25% | 54.65% | 45.87%
| 84.26% | 54.64% | 45.87%
| 84.26% | 54.64% | 45.87%
| 84.27% | 54.64% | 45.87%
| 84.27% | 54.64% | 45.87%
| 84.28% | 54.64% | 45.86%
| 84.28% | 54.63% | 45.86%
| 84.29% | 54.63% | 45.86%
| 84.3% | 54.62% | 45.86%
| 84.3% | 54.62% | 45.86%
| 84.31% | 54.62% | 45.86%
| 84.31% | 54.62% | 45.86%
| 84.32% | 54.62% | 45.86%
| 84.32% | 54.62% | 45.86%
| 84.33% | 54.62% | 45.86%
| 84.34% | 54.61% | 45.85%
| 84.34% | 54.61% | 45.85%
| 84.35% | 54.61% | 45.85%
| 84.35% | 54.61% | 45.85%
| 84.36% | 54.61% | 45.85%
| 84.36% | 54.61% | 45.85%
| 84.37% | 54.61% | 45.84%
| 84.38% | 54.6% | 45.84%
| 84.38% | 54.6% | 45.84%
| 84.39% | 54.6% | 45.84%
| 84.39% | 54.6% | 45.84%
| 84.4% | 54.59% | 45.84%
| 84.4% | 54.58% | 45.84%
| 84.41% | 54.58% | 45.84%
| 84.41% | 54.58% | 45.84%
| 84.42% | 54.58% | 45.84%
| 84.43% | 54.58% | 45.84%
| 84.43% | 54.57% | 45.83%
| 84.44% | 54.57% | 45.83%
| 84.44% | 54.57% | 45.83%
| 84.45% | 54.57% | 45.83%
| 84.45% | 54.57% | 45.83%
| 84.46% | 54.57% | 45.83%
| 84.47% | 54.56% | 45.83%
| 84.47% | 54.56% | 45.83%
| 84.48% | 54.55% | 45.83%
| 84.48% | 54.55% | 45.82%
| 84.49% | 54.55% | 45.82%
| 84.49% | 54.55% | 45.82%
| 84.5% | 54.55% | 45.82%
| 84.51% | 54.55% | 45.82%
| 84.51% | 54.54% | 45.82%
| 84.52% | 54.54% | 45.81%
| 84.52% | 54.54% | 45.81%
| 84.53% | 54.54% | 45.81%
| 84.53% | 54.54% | 45.8%
| 84.54% | 54.53% | 45.8%
| 84.55% | 54.53% | 45.8%
| 84.55% | 54.53% | 45.8%
| 84.56% | 54.53% | 45.8%
| 84.56% | 54.53% | 45.8%
| 84.57% | 54.53% | 45.8%
| 84.57% | 54.52% | 45.8%
| 84.58% | 54.52% | 45.79%
| 84.59% | 54.52% | 45.79%
| 84.59% | 54.52% | 45.79%
| 84.6% | 54.52% | 45.79%
| 84.6% | 54.51% | 45.79%
| 84.61% | 54.51% | 45.79%
| 84.61% | 54.51% | 45.79%
| 84.62% | 54.51% | 45.78%
| 84.63% | 54.5% | 45.78%
| 84.63% | 54.5% | 45.78%
| 84.64% | 54.49% | 45.78%
| 84.64% | 54.49% | 45.78%
| 84.65% | 54.49% | 45.78%
| 84.65% | 54.49% | 45.78%
| 84.66% | 54.49% | 45.78%
| 84.67% | 54.48% | 45.78%
| 84.67% | 54.47% | 45.77%
| 84.68% | 54.47% | 45.77%
| 84.68% | 54.47% | 45.77%
| 84.69% | 54.47% | 45.77%
| 84.69% | 54.47% | 45.77%
| 84.7% | 54.46% | 45.77%
| 84.71% | 54.46% | 45.76%
| 84.71% | 54.46% | 45.76%
| 84.72% | 54.46% | 45.76%
| 84.72% | 54.45% | 45.76%
| 84.73% | 54.45% | 45.76%
| 84.73% | 54.45% | 45.76%
| 84.74% | 54.44% | 45.76%
| 84.75% | 54.44% | 45.75%
| 84.75% | 54.44% | 45.75%
| 84.76% | 54.44% | 45.75%
| 84.76% | 54.44% | 45.75%
| 84.77% | 54.44% | 45.75%
| 84.77% | 54.43% | 45.75%
| 84.78% | 54.43% | 45.74%
| 84.79% | 54.43% | 45.74%
| 84.79% | 54.43% | 45.74%
| 84.8% | 54.43% | 45.74%
| 84.8% | 54.43% | 45.74%
| 84.81% | 54.43% | 45.73%
| 84.81% | 54.43% | 45.73%
| 84.82% | 54.42% | 45.73%
| 84.83% | 54.42% | 45.73%
| 84.83% | 54.42% | 45.73%
| 84.84% | 54.42% | 45.73%
| 84.84% | 54.41% | 45.73%
| 84.85% | 54.41% | 45.73%
| 84.85% | 54.41% | 45.72%
| 84.86% | 54.4% | 45.72%
| 84.87% | 54.4% | 45.72%
| 84.87% | 54.4% | 45.72%
| 84.88% | 54.4% | 45.72%
| 84.88% | 54.4% | 45.72%
| 84.89% | 54.4% | 45.72%
| 84.89% | 54.4% | 45.72%
| 84.9% | 54.39% | 45.72%
| 84.91% | 54.39% | 45.71%
| 84.91% | 54.39% | 45.71%
| 84.92% | 54.39% | 45.71%
| 84.92% | 54.39% | 45.71%
| 84.93% | 54.39% | 45.71%
| 84.93% | 54.39% | 45.71%
| 84.94% | 54.39% | 45.7%
| 84.95% | 54.39% | 45.7%
| 84.95% | 54.39% | 45.7%
| 84.96% | 54.39% | 45.7%
| 84.96% | 54.38% | 45.7%
| 84.97% | 54.38% | 45.7%
| 84.97% | 54.38% | 45.69%
| 84.98% | 54.38% | 45.69%
| 84.99% | 54.38% | 45.69%
| 84.99% | 54.38% | 45.69%
| 85% | 54.38% | 45.69%
| 85% | 54.38% | 45.69%
| 85.01% | 54.37% | 45.69%
| 85.01% | 54.37% | 45.69%
| 85.02% | 54.37% | 45.68%
| 85.03% | 54.37% | 45.68%
| 85.03% | 54.37% | 45.68%
| 85.04% | 54.37% | 45.68%
| 85.04% | 54.37% | 45.68%
| 85.05% | 54.37% | 45.68%
| 85.05% | 54.37% | 45.67%
| 85.06% | 54.37% | 45.67%
| 85.07% | 54.36% | 45.67%
| 85.07% | 54.36% | 45.67%
| 85.08% | 54.36% | 45.67%
| 85.08% | 54.36% | 45.66%
| 85.09% | 54.36% | 45.66%
| 85.09% | 54.36% | 45.66%
| 85.1% | 54.36% | 45.66%
| 85.11% | 54.35% | 45.66%
| 85.11% | 54.35% | 45.66%
| 85.12% | 54.35% | 45.66%
| 85.12% | 54.34% | 45.66%
| 85.13% | 54.34% | 45.65%
| 85.13% | 54.34% | 45.65%
| 85.14% | 54.34% | 45.65%
| 85.15% | 54.34% | 45.65%
| 85.15% | 54.34% | 45.65%
| 85.16% | 54.34% | 45.65%
| 85.16% | 54.33% | 45.65%
| 85.17% | 54.33% | 45.64%
| 85.17% | 54.33% | 45.64%
| 85.18% | 54.33% | 45.64%
| 85.19% | 54.33% | 45.64%
| 85.19% | 54.33% | 45.64%
| 85.2% | 54.33% | 45.64%
| 85.2% | 54.33% | 45.63%
| 85.21% | 54.33% | 45.63%
| 85.21% | 54.33% | 45.63%
| 85.22% | 54.33% | 45.63%
| 85.23% | 54.33% | 45.63%
| 85.23% | 54.32% | 45.63%
| 85.24% | 54.32% | 45.62%
| 85.24% | 54.32% | 45.62%
| 85.25% | 54.32% | 45.62%
| 85.25% | 54.32% | 45.62%
| 85.26% | 54.32% | 45.62%
| 85.27% | 54.32% | 45.61%
| 85.27% | 54.31% | 45.61%
| 85.28% | 54.31% | 45.61%
| 85.28% | 54.31% | 45.61%
| 85.29% | 54.31% | 45.61%
| 85.29% | 54.31% | 45.61%
| 85.3% | 54.3% | 45.61%
| 85.31% | 54.3% | 45.61%
| 85.31% | 54.3% | 45.61%
| 85.32% | 54.3% | 45.6%
| 85.32% | 54.3% | 45.6%
| 85.33% | 54.3% | 45.6%
| 85.33% | 54.3% | 45.6%
| 85.34% | 54.29% | 45.6%
| 85.35% | 54.29% | 45.6%
| 85.35% | 54.29% | 45.6%
| 85.36% | 54.29% | 45.6%
| 85.36% | 54.29% | 45.6%
| 85.37% | 54.29% | 45.59%
| 85.37% | 54.29% | 45.59%
| 85.38% | 54.29% | 45.59%
| 85.39% | 54.28% | 45.59%
| 85.39% | 54.28% | 45.59%
| 85.4% | 54.27% | 45.59%
| 85.4% | 54.27% | 45.59%
| 85.41% | 54.26% | 45.58%
| 85.41% | 54.26% | 45.58%
| 85.42% | 54.25% | 45.58%
| 85.43% | 54.25% | 45.58%
| 85.43% | 54.24% | 45.58%
| 85.44% | 54.24% | 45.58%
| 85.44% | 54.24% | 45.57%
| 85.45% | 54.24% | 45.57%
| 85.45% | 54.24% | 45.57%
| 85.46% | 54.24% | 45.57%
| 85.47% | 54.24% | 45.57%
| 85.47% | 54.23% | 45.57%
| 85.48% | 54.23% | 45.57%
| 85.48% | 54.23% | 45.57%
| 85.49% | 54.23% | 45.57%
| 85.49% | 54.23% | 45.57%
| 85.5% | 54.22% | 45.56%
| 85.51% | 54.22% | 45.56%
| 85.51% | 54.22% | 45.56%
| 85.52% | 54.22% | 45.56%
| 85.52% | 54.22% | 45.56%
| 85.53% | 54.21% | 45.56%
| 85.53% | 54.21% | 45.55%
| 85.54% | 54.21% | 45.55%
| 85.55% | 54.21% | 45.55%
| 85.55% | 54.2% | 45.55%
| 85.56% | 54.2% | 45.55%
| 85.56% | 54.19% | 45.54%
| 85.57% | 54.19% | 45.54%
| 85.57% | 54.19% | 45.54%
| 85.58% | 54.18% | 45.54%
| 85.59% | 54.18% | 45.54%
| 85.59% | 54.17% | 45.53%
| 85.6% | 54.17% | 45.53%
| 85.6% | 54.17% | 45.53%
| 85.61% | 54.16% | 45.53%
| 85.61% | 54.16% | 45.53%
| 85.62% | 54.16% | 45.52%
| 85.63% | 54.16% | 45.52%
| 85.63% | 54.16% | 45.52%
| 85.64% | 54.15% | 45.51%
| 85.64% | 54.15% | 45.51%
| 85.65% | 54.15% | 45.51%
| 85.65% | 54.15% | 45.51%
| 85.66% | 54.15% | 45.51%
| 85.67% | 54.15% | 45.5%
| 85.67% | 54.15% | 45.5%
| 85.68% | 54.15% | 45.5%
| 85.68% | 54.14% | 45.49%
| 85.69% | 54.14% | 45.49%
| 85.69% | 54.14% | 45.49%
| 85.7% | 54.14% | 45.49%
| 85.71% | 54.14% | 45.49%
| 85.71% | 54.14% | 45.49%
| 85.72% | 54.14% | 45.48%
| 85.72% | 54.14% | 45.48%
| 85.73% | 54.13% | 45.47%
| 85.73% | 54.13% | 45.47%
| 85.74% | 54.13% | 45.47%
| 85.75% | 54.13% | 45.47%
| 85.75% | 54.13% | 45.47%
| 85.76% | 54.13% | 45.47%
| 85.76% | 54.13% | 45.47%
| 85.77% | 54.12% | 45.47%
| 85.77% | 54.12% | 45.46%
| 85.78% | 54.12% | 45.46%
| 85.79% | 54.11% | 45.46%
| 85.79% | 54.09% | 45.45%
| 85.8% | 54.09% | 45.45%
| 85.8% | 54.09% | 45.45%
| 85.81% | 54.09% | 45.45%
| 85.81% | 54.09% | 45.45%
| 85.82% | 54.09% | 45.45%
| 85.83% | 54.09% | 45.45%
| 85.83% | 54.08% | 45.45%
| 85.84% | 54.08% | 45.44%
| 85.84% | 54.08% | 45.44%
| 85.85% | 54.08% | 45.44%
| 85.85% | 54.08% | 45.44%
| 85.86% | 54.07% | 45.44%
| 85.87% | 54.07% | 45.44%
| 85.87% | 54.07% | 45.44%
| 85.88% | 54.07% | 45.44%
| 85.88% | 54.06% | 45.44%
| 85.89% | 54.06% | 45.43%
| 85.89% | 54.06% | 45.43%
| 85.9% | 54.06% | 45.43%
| 85.91% | 54.05% | 45.43%
| 85.91% | 54.05% | 45.43%
| 85.92% | 54.05% | 45.43%
| 85.92% | 54.04% | 45.43%
| 85.93% | 54.04% | 45.43%
| 85.93% | 54.03% | 45.43%
| 85.94% | 54.03% | 45.43%
| 85.95% | 54.03% | 45.43%
| 85.95% | 54.03% | 45.43%
| 85.96% | 54.03% | 45.43%
| 85.96% | 54.03% | 45.42%
| 85.97% | 54.02% | 45.42%
| 85.97% | 54.02% | 45.42%
| 85.98% | 54.02% | 45.42%
| 85.99% | 54.02% | 45.42%
| 85.99% | 54.02% | 45.42%
| 86% | 54.01% | 45.42%
| 86% | 54.01% | 45.42%
| 86.01% | 54.01% | 45.42%
| 86.01% | 54% | 45.42%
| 86.02% | 54% | 45.41%
| 86.03% | 54% | 45.41%
| 86.03% | 54% | 45.41%
| 86.04% | 54% | 45.41%
| 86.04% | 53.99% | 45.41%
| 86.05% | 53.99% | 45.41%
| 86.05% | 53.99% | 45.41%
| 86.06% | 53.99% | 45.41%
| 86.07% | 53.99% | 45.41%
| 86.07% | 53.98% | 45.4%
| 86.08% | 53.97% | 45.4%
| 86.08% | 53.97% | 45.4%
| 86.09% | 53.97% | 45.39%
| 86.09% | 53.97% | 45.39%
| 86.1% | 53.97% | 45.39%
| 86.11% | 53.96% | 45.39%
| 86.11% | 53.96% | 45.39%
| 86.12% | 53.96% | 45.39%
| 86.12% | 53.96% | 45.39%
| 86.13% | 53.95% | 45.39%
| 86.13% | 53.95% | 45.38%
| 86.14% | 53.95% | 45.38%
| 86.15% | 53.95% | 45.38%
| 86.15% | 53.94% | 45.38%
| 86.16% | 53.94% | 45.38%
| 86.16% | 53.94% | 45.38%
| 86.17% | 53.94% | 45.38%
| 86.17% | 53.94% | 45.37%
| 86.18% | 53.93% | 45.37%
| 86.19% | 53.93% | 45.37%
| 86.19% | 53.93% | 45.37%
| 86.2% | 53.93% | 45.37%
| 86.2% | 53.93% | 45.36%
| 86.21% | 53.93% | 45.36%
| 86.21% | 53.92% | 45.36%
| 86.22% | 53.92% | 45.36%
| 86.23% | 53.92% | 45.36%
| 86.23% | 53.92% | 45.36%
| 86.24% | 53.92% | 45.36%
| 86.24% | 53.92% | 45.35%
| 86.25% | 53.91% | 45.35%
| 86.25% | 53.91% | 45.35%
| 86.26% | 53.91% | 45.35%
| 86.27% | 53.91% | 45.35%
| 86.27% | 53.91% | 45.35%
| 86.28% | 53.91% | 45.35%
| 86.28% | 53.91% | 45.35%
| 86.29% | 53.9% | 45.35%
| 86.29% | 53.9% | 45.35%
| 86.3% | 53.89% | 45.35%
| 86.31% | 53.89% | 45.35%
| 86.31% | 53.89% | 45.35%
| 86.32% | 53.89% | 45.34%
| 86.32% | 53.89% | 45.34%
| 86.33% | 53.89% | 45.34%
| 86.33% | 53.89% | 45.34%
| 86.34% | 53.89% | 45.34%
| 86.35% | 53.88% | 45.34%
| 86.35% | 53.88% | 45.33%
| 86.36% | 53.88% | 45.33%
| 86.36% | 53.87% | 45.33%
| 86.37% | 53.87% | 45.33%
| 86.37% | 53.87% | 45.33%
| 86.38% | 53.87% | 45.33%
| 86.39% | 53.86% | 45.33%
| 86.39% | 53.86% | 45.32%
| 86.4% | 53.86% | 45.32%
| 86.4% | 53.86% | 45.32%
| 86.41% | 53.86% | 45.32%
| 86.41% | 53.86% | 45.32%
| 86.42% | 53.85% | 45.32%
| 86.43% | 53.85% | 45.32%
| 86.43% | 53.84% | 45.32%
| 86.44% | 53.84% | 45.32%
| 86.44% | 53.84% | 45.32%
| 86.45% | 53.84% | 45.31%
| 86.45% | 53.84% | 45.31%
| 86.46% | 53.84% | 45.31%
| 86.47% | 53.84% | 45.31%
| 86.47% | 53.84% | 45.31%
| 86.48% | 53.84% | 45.31%
| 86.48% | 53.84% | 45.3%
| 86.49% | 53.83% | 45.3%
| 86.49% | 53.83% | 45.3%
| 86.5% | 53.83% | 45.3%
| 86.51% | 53.83% | 45.3%
| 86.51% | 53.83% | 45.3%
| 86.52% | 53.82% | 45.3%
| 86.52% | 53.82% | 45.29%
| 86.53% | 53.82% | 45.29%
| 86.53% | 53.82% | 45.29%
| 86.54% | 53.82% | 45.29%
| 86.55% | 53.82% | 45.29%
| 86.55% | 53.82% | 45.29%
| 86.56% | 53.82% | 45.29%
| 86.56% | 53.82% | 45.29%
| 86.57% | 53.81% | 45.29%
| 86.57% | 53.81% | 45.29%
| 86.58% | 53.81% | 45.29%
| 86.59% | 53.81% | 45.28%
| 86.59% | 53.81% | 45.28%
| 86.6% | 53.81% | 45.28%
| 86.6% | 53.8% | 45.28%
| 86.61% | 53.8% | 45.28%
| 86.61% | 53.8% | 45.28%
| 86.62% | 53.8% | 45.28%
| 86.63% | 53.8% | 45.28%
| 86.63% | 53.8% | 45.28%
| 86.64% | 53.79% | 45.27%
| 86.64% | 53.79% | 45.27%
| 86.65% | 53.79% | 45.27%
| 86.65% | 53.79% | 45.27%
| 86.66% | 53.78% | 45.26%
| 86.67% | 53.78% | 45.26%
| 86.67% | 53.78% | 45.26%
| 86.68% | 53.78% | 45.26%
| 86.68% | 53.78% | 45.26%
| 86.69% | 53.77% | 45.26%
| 86.69% | 53.77% | 45.25%
| 86.7% | 53.77% | 45.25%
| 86.71% | 53.77% | 45.25%
| 86.71% | 53.77% | 45.25%
| 86.72% | 53.77% | 45.25%
| 86.72% | 53.76% | 45.25%
| 86.73% | 53.76% | 45.25%
| 86.73% | 53.76% | 45.25%
| 86.74% | 53.75% | 45.25%
| 86.75% | 53.75% | 45.25%
| 86.75% | 53.75% | 45.25%
| 86.76% | 53.74% | 45.25%
| 86.76% | 53.74% | 45.24%
| 86.77% | 53.74% | 45.24%
| 86.77% | 53.74% | 45.24%
| 86.78% | 53.74% | 45.24%
| 86.79% | 53.74% | 45.24%
| 86.79% | 53.73% | 45.23%
| 86.8% | 53.73% | 45.23%
| 86.8% | 53.73% | 45.23%
| 86.81% | 53.73% | 45.23%
| 86.81% | 53.73% | 45.23%
| 86.82% | 53.73% | 45.23%
| 86.83% | 53.73% | 45.23%
| 86.83% | 53.73% | 45.23%
| 86.84% | 53.72% | 45.23%
| 86.84% | 53.72% | 45.23%
| 86.85% | 53.72% | 45.23%
| 86.85% | 53.72% | 45.22%
| 86.86% | 53.72% | 45.22%
| 86.87% | 53.72% | 45.22%
| 86.87% | 53.71% | 45.22%
| 86.88% | 53.71% | 45.21%
| 86.88% | 53.71% | 45.21%
| 86.89% | 53.71% | 45.21%
| 86.89% | 53.71% | 45.21%
| 86.9% | 53.7% | 45.21%
| 86.91% | 53.7% | 45.21%
| 86.91% | 53.7% | 45.2%
| 86.92% | 53.7% | 45.2%
| 86.92% | 53.7% | 45.2%
| 86.93% | 53.69% | 45.2%
| 86.93% | 53.69% | 45.2%
| 86.94% | 53.69% | 45.2%
| 86.95% | 53.69% | 45.19%
| 86.95% | 53.69% | 45.19%
| 86.96% | 53.69% | 45.19%
| 86.96% | 53.69% | 45.19%
| 86.97% | 53.69% | 45.19%
| 86.97% | 53.68% | 45.19%
| 86.98% | 53.68% | 45.19%
| 86.99% | 53.68% | 45.19%
| 86.99% | 53.68% | 45.19%
| 87% | 53.68% | 45.18%
| 87% | 53.68% | 45.18%
| 87.01% | 53.68% | 45.18%
| 87.01% | 53.67% | 45.18%
| 87.02% | 53.67% | 45.18%
| 87.03% | 53.66% | 45.18%
| 87.03% | 53.66% | 45.18%
| 87.04% | 53.65% | 45.17%
| 87.04% | 53.65% | 45.17%
| 87.05% | 53.65% | 45.17%
| 87.05% | 53.65% | 45.17%
| 87.06% | 53.65% | 45.17%
| 87.07% | 53.65% | 45.17%
| 87.07% | 53.65% | 45.17%
| 87.08% | 53.65% | 45.16%
| 87.08% | 53.65% | 45.16%
| 87.09% | 53.65% | 45.16%
| 87.09% | 53.64% | 45.16%
| 87.1% | 53.64% | 45.16%
| 87.11% | 53.64% | 45.16%
| 87.11% | 53.64% | 45.16%
| 87.12% | 53.64% | 45.15%
| 87.12% | 53.64% | 45.15%
| 87.13% | 53.63% | 45.15%
| 87.13% | 53.62% | 45.15%
| 87.14% | 53.62% | 45.15%
| 87.15% | 53.62% | 45.15%
| 87.15% | 53.62% | 45.15%
| 87.16% | 53.61% | 45.14%
| 87.16% | 53.61% | 45.14%
| 87.17% | 53.61% | 45.14%
| 87.17% | 53.61% | 45.14%
| 87.18% | 53.61% | 45.14%
| 87.19% | 53.6% | 45.14%
| 87.19% | 53.6% | 45.14%
| 87.2% | 53.6% | 45.14%
| 87.2% | 53.6% | 45.14%
| 87.21% | 53.6% | 45.13%
| 87.21% | 53.6% | 45.13%
| 87.22% | 53.59% | 45.13%
| 87.23% | 53.58% | 45.13%
| 87.23% | 53.58% | 45.13%
| 87.24% | 53.58% | 45.13%
| 87.24% | 53.58% | 45.13%
| 87.25% | 53.58% | 45.13%
| 87.25% | 53.58% | 45.13%
| 87.26% | 53.57% | 45.13%
| 87.27% | 53.57% | 45.12%
| 87.27% | 53.57% | 45.12%
| 87.28% | 53.57% | 45.12%
| 87.28% | 53.57% | 45.12%
| 87.29% | 53.57% | 45.12%
| 87.29% | 53.56% | 45.11%
| 87.3% | 53.56% | 45.11%
| 87.31% | 53.56% | 45.11%
| 87.31% | 53.56% | 45.11%
| 87.32% | 53.55% | 45.11%
| 87.32% | 53.55% | 45.11%
| 87.33% | 53.55% | 45.11%
| 87.33% | 53.55% | 45.11%
| 87.34% | 53.55% | 45.11%
| 87.35% | 53.54% | 45.11%
| 87.35% | 53.54% | 45.1%
| 87.36% | 53.54% | 45.1%
| 87.36% | 53.54% | 45.1%
| 87.37% | 53.53% | 45.1%
| 87.37% | 53.53% | 45.1%
| 87.38% | 53.53% | 45.1%
| 87.39% | 53.53% | 45.1%
| 87.39% | 53.53% | 45.1%
| 87.4% | 53.52% | 45.1%
| 87.4% | 53.52% | 45.1%
| 87.41% | 53.52% | 45.09%
| 87.41% | 53.52% | 45.09%
| 87.42% | 53.51% | 45.09%
| 87.43% | 53.5% | 45.09%
| 87.43% | 53.5% | 45.09%
| 87.44% | 53.49% | 45.09%
| 87.44% | 53.49% | 45.08%
| 87.45% | 53.49% | 45.08%
| 87.45% | 53.49% | 45.08%
| 87.46% | 53.49% | 45.07%
| 87.47% | 53.49% | 45.07%
| 87.47% | 53.48% | 45.07%
| 87.48% | 53.48% | 45.07%
| 87.48% | 53.48% | 45.07%
| 87.49% | 53.48% | 45.07%
| 87.49% | 53.48% | 45.06%
| 87.5% | 53.48% | 45.06%
| 87.51% | 53.47% | 45.06%
| 87.51% | 53.47% | 45.06%
| 87.52% | 53.47% | 45.06%
| 87.52% | 53.47% | 45.05%
| 87.53% | 53.47% | 45.05%
| 87.53% | 53.46% | 45.05%
| 87.54% | 53.46% | 45.05%
| 87.55% | 53.46% | 45.04%
| 87.55% | 53.46% | 45.04%
| 87.56% | 53.46% | 45.04%
| 87.56% | 53.46% | 45.04%
| 87.57% | 53.46% | 45.04%
| 87.57% | 53.46% | 45.04%
| 87.58% | 53.46% | 45.04%
| 87.59% | 53.46% | 45.04%
| 87.59% | 53.45% | 45.03%
| 87.6% | 53.45% | 45.03%
| 87.6% | 53.45% | 45.03%
| 87.61% | 53.45% | 45.03%
| 87.61% | 53.44% | 45.03%
| 87.62% | 53.44% | 45.03%
| 87.63% | 53.44% | 45.03%
| 87.63% | 53.44% | 45.03%
| 87.64% | 53.44% | 45.03%
| 87.64% | 53.43% | 45.02%
| 87.65% | 53.43% | 45.02%
| 87.65% | 53.43% | 45.02%
| 87.66% | 53.43% | 45.02%
| 87.67% | 53.43% | 45.02%
| 87.67% | 53.42% | 45.02%
| 87.68% | 53.42% | 45.02%
| 87.68% | 53.42% | 45.02%
| 87.69% | 53.42% | 45.01%
| 87.69% | 53.42% | 45.01%
| 87.7% | 53.42% | 45.01%
| 87.71% | 53.41% | 45.01%
| 87.71% | 53.41% | 45.01%
| 87.72% | 53.41% | 45.01%
| 87.72% | 53.41% | 45%
| 87.73% | 53.4% | 45%
| 87.73% | 53.4% | 45%
| 87.74% | 53.4% | 44.99%
| 87.75% | 53.4% | 44.99%
| 87.75% | 53.4% | 44.99%
| 87.76% | 53.4% | 44.99%
| 87.76% | 53.4% | 44.99%
| 87.77% | 53.4% | 44.99%
| 87.77% | 53.4% | 44.99%
| 87.78% | 53.39% | 44.99%
| 87.79% | 53.39% | 44.98%
| 87.79% | 53.39% | 44.98%
| 87.8% | 53.39% | 44.98%
| 87.8% | 53.39% | 44.98%
| 87.81% | 53.39% | 44.98%
| 87.81% | 53.38% | 44.98%
| 87.82% | 53.38% | 44.98%
| 87.83% | 53.38% | 44.97%
| 87.83% | 53.37% | 44.97%
| 87.84% | 53.37% | 44.97%
| 87.84% | 53.37% | 44.97%
| 87.85% | 53.37% | 44.97%
| 87.85% | 53.37% | 44.97%
| 87.86% | 53.37% | 44.97%
| 87.87% | 53.37% | 44.97%
| 87.87% | 53.37% | 44.97%
| 87.88% | 53.37% | 44.97%
| 87.88% | 53.36% | 44.97%
| 87.89% | 53.36% | 44.97%
| 87.89% | 53.36% | 44.97%
| 87.9% | 53.36% | 44.96%
| 87.91% | 53.36% | 44.96%
| 87.91% | 53.36% | 44.96%
| 87.92% | 53.36% | 44.96%
| 87.92% | 53.36% | 44.96%
| 87.93% | 53.35% | 44.95%
| 87.93% | 53.35% | 44.95%
| 87.94% | 53.35% | 44.95%
| 87.95% | 53.35% | 44.95%
| 87.95% | 53.35% | 44.94%
| 87.96% | 53.34% | 44.94%
| 87.96% | 53.34% | 44.94%
| 87.97% | 53.34% | 44.94%
| 87.97% | 53.34% | 44.94%
| 87.98% | 53.34% | 44.94%
| 87.99% | 53.34% | 44.94%
| 87.99% | 53.34% | 44.94%
| 88% | 53.33% | 44.94%
| 88% | 53.33% | 44.94%
| 88.01% | 53.33% | 44.94%
| 88.01% | 53.33% | 44.94%
| 88.02% | 53.33% | 44.93%
| 88.03% | 53.33% | 44.93%
| 88.03% | 53.33% | 44.93%
| 88.04% | 53.33% | 44.93%
| 88.04% | 53.32% | 44.93%
| 88.05% | 53.32% | 44.93%
| 88.05% | 53.32% | 44.93%
| 88.06% | 53.32% | 44.93%
| 88.07% | 53.32% | 44.93%
| 88.07% | 53.31% | 44.92%
| 88.08% | 53.31% | 44.92%
| 88.08% | 53.31% | 44.92%
| 88.09% | 53.31% | 44.92%
| 88.09% | 53.31% | 44.92%
| 88.1% | 53.31% | 44.91%
| 88.11% | 53.31% | 44.91%
| 88.11% | 53.29% | 44.91%
| 88.12% | 53.29% | 44.91%
| 88.12% | 53.29% | 44.91%
| 88.13% | 53.29% | 44.91%
| 88.13% | 53.29% | 44.9%
| 88.14% | 53.29% | 44.9%
| 88.15% | 53.28% | 44.9%
| 88.15% | 53.28% | 44.9%
| 88.16% | 53.28% | 44.9%
| 88.16% | 53.27% | 44.9%
| 88.17% | 53.27% | 44.9%
| 88.17% | 53.26% | 44.89%
| 88.18% | 53.26% | 44.89%
| 88.19% | 53.26% | 44.89%
| 88.19% | 53.26% | 44.89%
| 88.2% | 53.26% | 44.89%
| 88.2% | 53.25% | 44.89%
| 88.21% | 53.25% | 44.88%
| 88.21% | 53.25% | 44.88%
| 88.22% | 53.25% | 44.88%
| 88.23% | 53.25% | 44.88%
| 88.23% | 53.25% | 44.88%
| 88.24% | 53.25% | 44.88%
| 88.24% | 53.24% | 44.88%
| 88.25% | 53.24% | 44.87%
| 88.25% | 53.24% | 44.87%
| 88.26% | 53.23% | 44.87%
| 88.27% | 53.23% | 44.86%
| 88.27% | 53.23% | 44.86%
| 88.28% | 53.23% | 44.86%
| 88.28% | 53.23% | 44.86%
| 88.29% | 53.23% | 44.86%
| 88.29% | 53.23% | 44.86%
| 88.3% | 53.23% | 44.86%
| 88.31% | 53.23% | 44.86%
| 88.31% | 53.23% | 44.86%
| 88.32% | 53.23% | 44.85%
| 88.32% | 53.22% | 44.85%
| 88.33% | 53.22% | 44.85%
| 88.33% | 53.22% | 44.85%
| 88.34% | 53.22% | 44.85%
| 88.35% | 53.22% | 44.85%
| 88.35% | 53.22% | 44.85%
| 88.36% | 53.21% | 44.85%
| 88.36% | 53.21% | 44.85%
| 88.37% | 53.21% | 44.85%
| 88.37% | 53.21% | 44.85%
| 88.38% | 53.21% | 44.85%
| 88.39% | 53.21% | 44.84%
| 88.39% | 53.21% | 44.84%
| 88.4% | 53.2% | 44.84%
| 88.4% | 53.2% | 44.84%
| 88.41% | 53.2% | 44.84%
| 88.41% | 53.2% | 44.84%
| 88.42% | 53.2% | 44.84%
| 88.43% | 53.2% | 44.84%
| 88.43% | 53.19% | 44.84%
| 88.44% | 53.19% | 44.84%
| 88.44% | 53.19% | 44.83%
| 88.45% | 53.19% | 44.83%
| 88.45% | 53.19% | 44.83%
| 88.46% | 53.19% | 44.83%
| 88.47% | 53.19% | 44.83%
| 88.47% | 53.18% | 44.83%
| 88.48% | 53.18% | 44.83%
| 88.48% | 53.18% | 44.83%
| 88.49% | 53.18% | 44.83%
| 88.49% | 53.17% | 44.82%
| 88.5% | 53.17% | 44.82%
| 88.51% | 53.17% | 44.82%
| 88.51% | 53.17% | 44.82%
| 88.52% | 53.16% | 44.82%
| 88.52% | 53.16% | 44.81%
| 88.53% | 53.16% | 44.81%
| 88.53% | 53.15% | 44.81%
| 88.54% | 53.15% | 44.81%
| 88.55% | 53.15% | 44.81%
| 88.55% | 53.15% | 44.81%
| 88.56% | 53.15% | 44.81%
| 88.56% | 53.15% | 44.8%
| 88.57% | 53.15% | 44.8%
| 88.57% | 53.14% | 44.8%
| 88.58% | 53.14% | 44.8%
| 88.59% | 53.14% | 44.8%
| 88.59% | 53.14% | 44.8%
| 88.6% | 53.14% | 44.8%
| 88.6% | 53.14% | 44.8%
| 88.61% | 53.13% | 44.8%
| 88.61% | 53.13% | 44.79%
| 88.62% | 53.13% | 44.79%
| 88.63% | 53.12% | 44.79%
| 88.63% | 53.12% | 44.79%
| 88.64% | 53.12% | 44.79%
| 88.64% | 53.11% | 44.78%
| 88.65% | 53.11% | 44.78%
| 88.65% | 53.11% | 44.78%
| 88.66% | 53.11% | 44.78%
| 88.67% | 53.11% | 44.78%
| 88.67% | 53.11% | 44.78%
| 88.68% | 53.1% | 44.78%
| 88.68% | 53.1% | 44.78%
| 88.69% | 53.1% | 44.77%
| 88.69% | 53.1% | 44.77%
| 88.7% | 53.1% | 44.77%
| 88.71% | 53.1% | 44.77%
| 88.71% | 53.1% | 44.77%
| 88.72% | 53.09% | 44.77%
| 88.72% | 53.09% | 44.76%
| 88.73% | 53.09% | 44.76%
| 88.73% | 53.09% | 44.76%
| 88.74% | 53.09% | 44.75%
| 88.75% | 53.08% | 44.75%
| 88.75% | 53.08% | 44.75%
| 88.76% | 53.07% | 44.75%
| 88.76% | 53.07% | 44.75%
| 88.77% | 53.07% | 44.75%
| 88.77% | 53.07% | 44.75%
| 88.78% | 53.07% | 44.75%
| 88.79% | 53.06% | 44.75%
| 88.79% | 53.06% | 44.74%
| 88.8% | 53.06% | 44.74%
| 88.8% | 53.06% | 44.74%
| 88.81% | 53.06% | 44.74%
| 88.81% | 53.06% | 44.74%
| 88.82% | 53.06% | 44.74%
| 88.83% | 53.05% | 44.74%
| 88.83% | 53.05% | 44.73%
| 88.84% | 53.05% | 44.73%
| 88.84% | 53.04% | 44.73%
| 88.85% | 53.04% | 44.73%
| 88.85% | 53.04% | 44.73%
| 88.86% | 53.04% | 44.73%
| 88.87% | 53.04% | 44.73%
| 88.87% | 53.03% | 44.73%
| 88.88% | 53.03% | 44.72%
| 88.88% | 53.03% | 44.72%
| 88.89% | 53.03% | 44.72%
| 88.89% | 53.03% | 44.72%
| 88.9% | 53.03% | 44.72%
| 88.91% | 53.03% | 44.72%
| 88.91% | 53.02% | 44.72%
| 88.92% | 53.02% | 44.72%
| 88.92% | 53.01% | 44.72%
| 88.93% | 53.01% | 44.72%
| 88.93% | 53.01% | 44.72%
| 88.94% | 53.01% | 44.71%
| 88.95% | 53.01% | 44.71%
| 88.95% | 53.01% | 44.71%
| 88.96% | 53.01% | 44.71%
| 88.96% | 53% | 44.71%
| 88.97% | 53% | 44.7%
| 88.97% | 53% | 44.7%
| 88.98% | 53% | 44.7%
| 88.99% | 52.99% | 44.7%
| 88.99% | 52.99% | 44.7%
| 89% | 52.99% | 44.7%
| 89% | 52.99% | 44.7%
| 89.01% | 52.99% | 44.69%
| 89.01% | 52.99% | 44.69%
| 89.02% | 52.99% | 44.69%
| 89.03% | 52.98% | 44.69%
| 89.03% | 52.98% | 44.69%
| 89.04% | 52.98% | 44.69%
| 89.04% | 52.98% | 44.69%
| 89.05% | 52.98% | 44.69%
| 89.05% | 52.98% | 44.69%
| 89.06% | 52.98% | 44.68%
| 89.07% | 52.97% | 44.68%
| 89.07% | 52.97% | 44.68%
| 89.08% | 52.97% | 44.68%
| 89.08% | 52.97% | 44.68%
| 89.09% | 52.97% | 44.68%
| 89.09% | 52.97% | 44.68%
| 89.1% | 52.97% | 44.68%
| 89.11% | 52.97% | 44.68%
| 89.11% | 52.96% | 44.67%
| 89.12% | 52.95% | 44.67%
| 89.12% | 52.95% | 44.67%
| 89.13% | 52.95% | 44.67%
| 89.13% | 52.94% | 44.67%
| 89.14% | 52.94% | 44.67%
| 89.15% | 52.94% | 44.66%
| 89.15% | 52.94% | 44.66%
| 89.16% | 52.93% | 44.66%
| 89.16% | 52.93% | 44.66%
| 89.17% | 52.93% | 44.66%
| 89.17% | 52.93% | 44.66%
| 89.18% | 52.92% | 44.66%
| 89.19% | 52.92% | 44.66%
| 89.19% | 52.92% | 44.66%
| 89.2% | 52.92% | 44.66%
| 89.2% | 52.92% | 44.66%
| 89.21% | 52.92% | 44.65%
| 89.21% | 52.92% | 44.65%
| 89.22% | 52.92% | 44.65%
| 89.23% | 52.92% | 44.65%
| 89.23% | 52.92% | 44.65%
| 89.24% | 52.91% | 44.64%
| 89.24% | 52.91% | 44.64%
| 89.25% | 52.91% | 44.64%
| 89.25% | 52.91% | 44.64%
| 89.26% | 52.91% | 44.64%
| 89.27% | 52.9% | 44.64%
| 89.27% | 52.9% | 44.63%
| 89.28% | 52.9% | 44.63%
| 89.28% | 52.9% | 44.63%
| 89.29% | 52.9% | 44.63%
| 89.29% | 52.9% | 44.62%
| 89.3% | 52.9% | 44.62%
| 89.31% | 52.89% | 44.62%
| 89.31% | 52.89% | 44.62%
| 89.32% | 52.89% | 44.61%
| 89.32% | 52.89% | 44.61%
| 89.33% | 52.89% | 44.61%
| 89.33% | 52.89% | 44.61%
| 89.34% | 52.88% | 44.61%
| 89.35% | 52.88% | 44.61%
| 89.35% | 52.88% | 44.6%
| 89.36% | 52.88% | 44.6%
| 89.36% | 52.88% | 44.6%
| 89.37% | 52.87% | 44.6%
| 89.37% | 52.87% | 44.6%
| 89.38% | 52.87% | 44.6%
| 89.39% | 52.87% | 44.6%
| 89.39% | 52.87% | 44.6%
| 89.4% | 52.87% | 44.6%
| 89.4% | 52.87% | 44.6%
| 89.41% | 52.87% | 44.6%
| 89.41% | 52.87% | 44.59%
| 89.42% | 52.87% | 44.59%
| 89.43% | 52.87% | 44.59%
| 89.43% | 52.87% | 44.59%
| 89.44% | 52.86% | 44.59%
| 89.44% | 52.86% | 44.59%
| 89.45% | 52.86% | 44.59%
| 89.45% | 52.86% | 44.59%
| 89.46% | 52.86% | 44.58%
| 89.47% | 52.86% | 44.58%
| 89.47% | 52.86% | 44.58%
| 89.48% | 52.86% | 44.58%
| 89.48% | 52.85% | 44.57%
| 89.49% | 52.85% | 44.57%
| 89.49% | 52.85% | 44.57%
| 89.5% | 52.85% | 44.57%
| 89.51% | 52.84% | 44.57%
| 89.51% | 52.84% | 44.57%
| 89.52% | 52.84% | 44.56%
| 89.52% | 52.84% | 44.56%
| 89.53% | 52.84% | 44.56%
| 89.53% | 52.84% | 44.56%
| 89.54% | 52.84% | 44.56%
| 89.55% | 52.84% | 44.56%
| 89.55% | 52.83% | 44.55%
| 89.56% | 52.83% | 44.55%
| 89.56% | 52.83% | 44.55%
| 89.57% | 52.83% | 44.54%
| 89.57% | 52.83% | 44.54%
| 89.58% | 52.83% | 44.54%
| 89.59% | 52.82% | 44.54%
| 89.59% | 52.82% | 44.53%
| 89.6% | 52.82% | 44.53%
| 89.6% | 52.82% | 44.53%
| 89.61% | 52.81% | 44.53%
| 89.61% | 52.81% | 44.52%
| 89.62% | 52.81% | 44.52%
| 89.63% | 52.81% | 44.52%
| 89.63% | 52.81% | 44.52%
| 89.64% | 52.81% | 44.52%
| 89.64% | 52.81% | 44.52%
| 89.65% | 52.81% | 44.52%
| 89.65% | 52.8% | 44.52%
| 89.66% | 52.8% | 44.52%
| 89.67% | 52.8% | 44.52%
| 89.67% | 52.8% | 44.52%
| 89.68% | 52.8% | 44.52%
| 89.68% | 52.8% | 44.51%
| 89.69% | 52.79% | 44.51%
| 89.69% | 52.79% | 44.51%
| 89.7% | 52.79% | 44.51%
| 89.71% | 52.79% | 44.51%
| 89.71% | 52.79% | 44.5%
| 89.72% | 52.79% | 44.5%
| 89.72% | 52.79% | 44.5%
| 89.73% | 52.78% | 44.5%
| 89.73% | 52.78% | 44.5%
| 89.74% | 52.78% | 44.5%
| 89.75% | 52.78% | 44.5%
| 89.75% | 52.77% | 44.5%
| 89.76% | 52.77% | 44.5%
| 89.76% | 52.77% | 44.5%
| 89.77% | 52.77% | 44.49%
| 89.77% | 52.77% | 44.49%
| 89.78% | 52.77% | 44.48%
| 89.79% | 52.76% | 44.48%
| 89.79% | 52.76% | 44.47%
| 89.8% | 52.76% | 44.47%
| 89.8% | 52.76% | 44.47%
| 89.81% | 52.76% | 44.47%
| 89.81% | 52.76% | 44.47%
| 89.82% | 52.76% | 44.47%
| 89.83% | 52.76% | 44.47%
| 89.83% | 52.75% | 44.47%
| 89.84% | 52.75% | 44.47%
| 89.84% | 52.75% | 44.46%
| 89.85% | 52.75% | 44.46%
| 89.85% | 52.74% | 44.46%
| 89.86% | 52.74% | 44.46%
| 89.87% | 52.74% | 44.46%
| 89.87% | 52.74% | 44.45%
| 89.88% | 52.74% | 44.45%
| 89.88% | 52.74% | 44.45%
| 89.89% | 52.73% | 44.45%
| 89.89% | 52.73% | 44.45%
| 89.9% | 52.73% | 44.45%
| 89.91% | 52.73% | 44.45%
| 89.91% | 52.73% | 44.45%
| 89.92% | 52.72% | 44.44%
| 89.92% | 52.72% | 44.44%
| 89.93% | 52.72% | 44.44%
| 89.93% | 52.71% | 44.44%
| 89.94% | 52.71% | 44.43%
| 89.95% | 52.71% | 44.43%
| 89.95% | 52.7% | 44.43%
| 89.96% | 52.69% | 44.43%
| 89.96% | 52.69% | 44.43%
| 89.97% | 52.69% | 44.42%
| 89.97% | 52.69% | 44.42%
| 89.98% | 52.69% | 44.42%
| 89.99% | 52.69% | 44.42%
| 89.99% | 52.69% | 44.42%
| 90% | 52.68% | 44.41%
| 90% | 52.68% | 44.41%
| 90.01% | 52.68% | 44.41%
| 90.01% | 52.68% | 44.41%
| 90.02% | 52.68% | 44.41%
| 90.03% | 52.68% | 44.41%
| 90.03% | 52.68% | 44.4%
| 90.04% | 52.68% | 44.4%
| 90.04% | 52.67% | 44.4%
| 90.05% | 52.67% | 44.4%
| 90.05% | 52.67% | 44.4%
| 90.06% | 52.67% | 44.39%
| 90.07% | 52.66% | 44.39%
| 90.07% | 52.66% | 44.39%
| 90.08% | 52.66% | 44.39%
| 90.08% | 52.66% | 44.39%
| 90.09% | 52.65% | 44.39%
| 90.09% | 52.65% | 44.39%
| 90.1% | 52.65% | 44.39%
| 90.11% | 52.64% | 44.39%
| 90.11% | 52.64% | 44.38%
| 90.12% | 52.64% | 44.38%
| 90.12% | 52.64% | 44.38%
| 90.13% | 52.64% | 44.38%
| 90.13% | 52.64% | 44.38%
| 90.14% | 52.63% | 44.37%
| 90.15% | 52.63% | 44.37%
| 90.15% | 52.63% | 44.37%
| 90.16% | 52.63% | 44.37%
| 90.16% | 52.63% | 44.37%
| 90.17% | 52.63% | 44.37%
| 90.17% | 52.63% | 44.36%
| 90.18% | 52.63% | 44.36%
| 90.19% | 52.61% | 44.36%
| 90.19% | 52.61% | 44.36%
| 90.2% | 52.61% | 44.36%
| 90.2% | 52.61% | 44.36%
| 90.21% | 52.61% | 44.36%
| 90.21% | 52.61% | 44.35%
| 90.22% | 52.61% | 44.35%
| 90.23% | 52.61% | 44.35%
| 90.23% | 52.6% | 44.35%
| 90.24% | 52.6% | 44.35%
| 90.24% | 52.6% | 44.35%
| 90.25% | 52.6% | 44.35%
| 90.25% | 52.59% | 44.34%
| 90.26% | 52.59% | 44.34%
| 90.27% | 52.59% | 44.34%
| 90.27% | 52.59% | 44.34%
| 90.28% | 52.59% | 44.34%
| 90.28% | 52.58% | 44.34%
| 90.29% | 52.58% | 44.34%
| 90.29% | 52.58% | 44.34%
| 90.3% | 52.58% | 44.34%
| 90.31% | 52.58% | 44.34%
| 90.31% | 52.57% | 44.34%
| 90.32% | 52.57% | 44.33%
| 90.32% | 52.57% | 44.33%
| 90.33% | 52.57% | 44.33%
| 90.33% | 52.57% | 44.33%
| 90.34% | 52.57% | 44.33%
| 90.35% | 52.56% | 44.32%
| 90.35% | 52.56% | 44.32%
| 90.36% | 52.56% | 44.32%
| 90.36% | 52.56% | 44.32%
| 90.37% | 52.55% | 44.32%
| 90.37% | 52.55% | 44.32%
| 90.38% | 52.55% | 44.32%
| 90.39% | 52.55% | 44.32%
| 90.39% | 52.55% | 44.31%
| 90.4% | 52.54% | 44.31%
| 90.4% | 52.54% | 44.31%
| 90.41% | 52.54% | 44.31%
| 90.41% | 52.54% | 44.31%
| 90.42% | 52.53% | 44.31%
| 90.43% | 52.53% | 44.31%
| 90.43% | 52.53% | 44.31%
| 90.44% | 52.53% | 44.31%
| 90.44% | 52.52% | 44.31%
| 90.45% | 52.52% | 44.3%
| 90.45% | 52.52% | 44.3%
| 90.46% | 52.52% | 44.3%
| 90.47% | 52.52% | 44.3%
| 90.47% | 52.52% | 44.3%
| 90.48% | 52.52% | 44.3%
| 90.48% | 52.51% | 44.29%
| 90.49% | 52.51% | 44.29%
| 90.49% | 52.5% | 44.29%
| 90.5% | 52.5% | 44.29%
| 90.51% | 52.5% | 44.29%
| 90.51% | 52.5% | 44.29%
| 90.52% | 52.5% | 44.28%
| 90.52% | 52.5% | 44.28%
| 90.53% | 52.5% | 44.28%
| 90.53% | 52.49% | 44.28%
| 90.54% | 52.49% | 44.28%
| 90.55% | 52.48% | 44.27%
| 90.55% | 52.48% | 44.27%
| 90.56% | 52.48% | 44.27%
| 90.56% | 52.48% | 44.27%
| 90.57% | 52.48% | 44.27%
| 90.57% | 52.48% | 44.27%
| 90.58% | 52.48% | 44.27%
| 90.59% | 52.47% | 44.27%
| 90.59% | 52.47% | 44.27%
| 90.6% | 52.46% | 44.27%
| 90.6% | 52.46% | 44.27%
| 90.61% | 52.46% | 44.27%
| 90.61% | 52.46% | 44.26%
| 90.62% | 52.46% | 44.26%
| 90.62% | 52.46% | 44.26%
| 90.63% | 52.46% | 44.26%
| 90.64% | 52.46% | 44.26%
| 90.64% | 52.45% | 44.26%
| 90.65% | 52.45% | 44.26%
| 90.65% | 52.44% | 44.25%
| 90.66% | 52.44% | 44.25%
| 90.66% | 52.44% | 44.25%
| 90.67% | 52.44% | 44.25%
| 90.68% | 52.44% | 44.25%
| 90.68% | 52.44% | 44.25%
| 90.69% | 52.43% | 44.25%
| 90.69% | 52.43% | 44.24%
| 90.7% | 52.43% | 44.24%
| 90.7% | 52.42% | 44.24%
| 90.71% | 52.42% | 44.24%
| 90.72% | 52.42% | 44.24%
| 90.72% | 52.42% | 44.24%
| 90.73% | 52.42% | 44.24%
| 90.73% | 52.42% | 44.24%
| 90.74% | 52.41% | 44.24%
| 90.74% | 52.41% | 44.24%
| 90.75% | 52.41% | 44.24%
| 90.76% | 52.41% | 44.23%
| 90.76% | 52.41% | 44.23%
| 90.77% | 52.41% | 44.23%
| 90.77% | 52.41% | 44.22%
| 90.78% | 52.41% | 44.22%
| 90.78% | 52.4% | 44.22%
| 90.79% | 52.4% | 44.21%
| 90.8% | 52.4% | 44.21%
| 90.8% | 52.4% | 44.21%
| 90.81% | 52.4% | 44.21%
| 90.81% | 52.39% | 44.2%
| 90.82% | 52.39% | 44.2%
| 90.82% | 52.39% | 44.2%
| 90.83% | 52.39% | 44.2%
| 90.84% | 52.38% | 44.19%
| 90.84% | 52.38% | 44.19%
| 90.85% | 52.38% | 44.19%
| 90.85% | 52.38% | 44.19%
| 90.86% | 52.37% | 44.19%
| 90.86% | 52.37% | 44.19%
| 90.87% | 52.37% | 44.19%
| 90.88% | 52.37% | 44.19%
| 90.88% | 52.37% | 44.19%
| 90.89% | 52.37% | 44.18%
| 90.89% | 52.37% | 44.18%
| 90.9% | 52.37% | 44.18%
| 90.9% | 52.37% | 44.18%
| 90.91% | 52.36% | 44.18%
| 90.92% | 52.36% | 44.18%
| 90.92% | 52.36% | 44.17%
| 90.93% | 52.35% | 44.17%
| 90.93% | 52.35% | 44.17%
| 90.94% | 52.35% | 44.17%
| 90.94% | 52.35% | 44.17%
| 90.95% | 52.35% | 44.16%
| 90.96% | 52.35% | 44.16%
| 90.96% | 52.34% | 44.16%
| 90.97% | 52.34% | 44.16%
| 90.97% | 52.34% | 44.16%
| 90.98% | 52.33% | 44.15%
| 90.98% | 52.33% | 44.15%
| 90.99% | 52.33% | 44.15%
| 91% | 52.33% | 44.15%
| 91% | 52.33% | 44.15%
| 91.01% | 52.33% | 44.15%
| 91.01% | 52.33% | 44.14%
| 91.02% | 52.33% | 44.14%
| 91.02% | 52.32% | 44.14%
| 91.03% | 52.32% | 44.14%
| 91.04% | 52.32% | 44.14%
| 91.04% | 52.32% | 44.14%
| 91.05% | 52.32% | 44.13%
| 91.05% | 52.32% | 44.13%
| 91.06% | 52.31% | 44.13%
| 91.06% | 52.3% | 44.13%
| 91.07% | 52.3% | 44.13%
| 91.08% | 52.3% | 44.13%
| 91.08% | 52.29% | 44.12%
| 91.09% | 52.29% | 44.12%
| 91.09% | 52.29% | 44.12%
| 91.1% | 52.29% | 44.12%
| 91.1% | 52.29% | 44.12%
| 91.11% | 52.29% | 44.12%
| 91.12% | 52.28% | 44.11%
| 91.12% | 52.28% | 44.11%
| 91.13% | 52.28% | 44.11%
| 91.13% | 52.28% | 44.1%
| 91.14% | 52.28% | 44.1%
| 91.14% | 52.28% | 44.1%
| 91.15% | 52.28% | 44.1%
| 91.16% | 52.27% | 44.1%
| 91.16% | 52.27% | 44.1%
| 91.17% | 52.27% | 44.09%
| 91.17% | 52.26% | 44.09%
| 91.18% | 52.26% | 44.09%
| 91.18% | 52.26% | 44.09%
| 91.19% | 52.25% | 44.09%
| 91.2% | 52.25% | 44.08%
| 91.2% | 52.25% | 44.08%
| 91.21% | 52.25% | 44.08%
| 91.21% | 52.25% | 44.08%
| 91.22% | 52.25% | 44.08%
| 91.22% | 52.24% | 44.08%
| 91.23% | 52.24% | 44.08%
| 91.24% | 52.24% | 44.08%
| 91.24% | 52.24% | 44.07%
| 91.25% | 52.24% | 44.07%
| 91.25% | 52.24% | 44.07%
| 91.26% | 52.24% | 44.07%
| 91.26% | 52.24% | 44.07%
| 91.27% | 52.23% | 44.07%
| 91.28% | 52.23% | 44.06%
| 91.28% | 52.23% | 44.06%
| 91.29% | 52.23% | 44.06%
| 91.29% | 52.23% | 44.06%
| 91.3% | 52.22% | 44.06%
| 91.3% | 52.22% | 44.06%
| 91.31% | 52.22% | 44.06%
| 91.32% | 52.22% | 44.06%
| 91.32% | 52.22% | 44.06%
| 91.33% | 52.21% | 44.06%
| 91.33% | 52.21% | 44.06%
| 91.34% | 52.21% | 44.05%
| 91.34% | 52.2% | 44.05%
| 91.35% | 52.2% | 44.05%
| 91.36% | 52.2% | 44.05%
| 91.36% | 52.2% | 44.05%
| 91.37% | 52.2% | 44.05%
| 91.37% | 52.2% | 44.05%
| 91.38% | 52.2% | 44.05%
| 91.38% | 52.19% | 44.05%
| 91.39% | 52.19% | 44.05%
| 91.4% | 52.19% | 44.05%
| 91.4% | 52.19% | 44.04%
| 91.41% | 52.18% | 44.04%
| 91.41% | 52.18% | 44.04%
| 91.42% | 52.18% | 44.04%
| 91.42% | 52.18% | 44.03%
| 91.43% | 52.18% | 44.03%
| 91.44% | 52.18% | 44.03%
| 91.44% | 52.18% | 44.03%
| 91.45% | 52.17% | 44.03%
| 91.45% | 52.17% | 44.03%
| 91.46% | 52.17% | 44.03%
| 91.46% | 52.16% | 44.03%
| 91.47% | 52.16% | 44.03%
| 91.48% | 52.16% | 44.03%
| 91.48% | 52.16% | 44.03%
| 91.49% | 52.15% | 44.02%
| 91.49% | 52.15% | 44.02%
| 91.5% | 52.15% | 44.02%
| 91.5% | 52.15% | 44.02%
| 91.51% | 52.14% | 44.02%
| 91.52% | 52.14% | 44.02%
| 91.52% | 52.14% | 44.01%
| 91.53% | 52.14% | 44.01%
| 91.53% | 52.13% | 44.01%
| 91.54% | 52.13% | 44.01%
| 91.54% | 52.13% | 44%
| 91.55% | 52.13% | 44%
| 91.56% | 52.13% | 44%
| 91.56% | 52.13% | 44%
| 91.57% | 52.12% | 43.99%
| 91.57% | 52.12% | 43.99%
| 91.58% | 52.12% | 43.99%
| 91.58% | 52.12% | 43.99%
| 91.59% | 52.12% | 43.98%
| 91.6% | 52.12% | 43.98%
| 91.6% | 52.11% | 43.98%
| 91.61% | 52.11% | 43.98%
| 91.61% | 52.11% | 43.97%
| 91.62% | 52.11% | 43.97%
| 91.62% | 52.1% | 43.97%
| 91.63% | 52.1% | 43.97%
| 91.64% | 52.1% | 43.97%
| 91.64% | 52.1% | 43.97%
| 91.65% | 52.09% | 43.97%
| 91.65% | 52.09% | 43.96%
| 91.66% | 52.09% | 43.96%
| 91.66% | 52.08% | 43.96%
| 91.67% | 52.07% | 43.96%
| 91.68% | 52.07% | 43.96%
| 91.68% | 52.07% | 43.95%
| 91.69% | 52.07% | 43.95%
| 91.69% | 52.06% | 43.95%
| 91.7% | 52.06% | 43.94%
| 91.7% | 52.06% | 43.94%
| 91.71% | 52.05% | 43.94%
| 91.72% | 52.05% | 43.94%
| 91.72% | 52.05% | 43.94%
| 91.73% | 52.05% | 43.94%
| 91.73% | 52.04% | 43.94%
| 91.74% | 52.04% | 43.94%
| 91.74% | 52.04% | 43.93%
| 91.75% | 52.04% | 43.93%
| 91.76% | 52.03% | 43.93%
| 91.76% | 52.03% | 43.92%
| 91.77% | 52.03% | 43.92%
| 91.77% | 52.03% | 43.92%
| 91.78% | 52.03% | 43.92%
| 91.78% | 52.02% | 43.92%
| 91.79% | 52.02% | 43.92%
| 91.8% | 52.02% | 43.92%
| 91.8% | 52.02% | 43.92%
| 91.81% | 52.02% | 43.92%
| 91.81% | 52.01% | 43.92%
| 91.82% | 52.01% | 43.92%
| 91.82% | 52.01% | 43.91%
| 91.83% | 52% | 43.91%
| 91.84% | 52% | 43.91%
| 91.84% | 52% | 43.91%
| 91.85% | 52% | 43.91%
| 91.85% | 52% | 43.91%
| 91.86% | 51.99% | 43.91%
| 91.86% | 51.99% | 43.91%
| 91.87% | 51.99% | 43.91%
| 91.88% | 51.99% | 43.9%
| 91.88% | 51.99% | 43.9%
| 91.89% | 51.99% | 43.9%
| 91.89% | 51.99% | 43.9%
| 91.9% | 51.98% | 43.9%
| 91.9% | 51.98% | 43.9%
| 91.91% | 51.98% | 43.9%
| 91.92% | 51.98% | 43.9%
| 91.92% | 51.98% | 43.9%
| 91.93% | 51.98% | 43.9%
| 91.93% | 51.97% | 43.9%
| 91.94% | 51.97% | 43.9%
| 91.94% | 51.97% | 43.89%
| 91.95% | 51.97% | 43.89%
| 91.96% | 51.97% | 43.89%
| 91.96% | 51.96% | 43.89%
| 91.97% | 51.96% | 43.89%
| 91.97% | 51.96% | 43.89%
| 91.98% | 51.96% | 43.89%
| 91.98% | 51.96% | 43.89%
| 91.99% | 51.95% | 43.89%
| 92% | 51.95% | 43.89%
| 92% | 51.95% | 43.89%
| 92.01% | 51.95% | 43.88%
| 92.01% | 51.95% | 43.88%
| 92.02% | 51.94% | 43.88%
| 92.02% | 51.94% | 43.88%
| 92.03% | 51.94% | 43.88%
| 92.04% | 51.94% | 43.87%
| 92.04% | 51.94% | 43.87%
| 92.05% | 51.93% | 43.87%
| 92.05% | 51.93% | 43.87%
| 92.06% | 51.93% | 43.87%
| 92.06% | 51.93% | 43.86%
| 92.07% | 51.92% | 43.86%
| 92.08% | 51.92% | 43.86%
| 92.08% | 51.92% | 43.86%
| 92.09% | 51.92% | 43.86%
| 92.09% | 51.91% | 43.86%
| 92.1% | 51.91% | 43.86%
| 92.1% | 51.91% | 43.85%
| 92.11% | 51.91% | 43.85%
| 92.12% | 51.91% | 43.85%
| 92.12% | 51.91% | 43.85%
| 92.13% | 51.91% | 43.85%
| 92.13% | 51.91% | 43.85%
| 92.14% | 51.9% | 43.85%
| 92.14% | 51.9% | 43.84%
| 92.15% | 51.9% | 43.84%
| 92.16% | 51.9% | 43.84%
| 92.16% | 51.89% | 43.84%
| 92.17% | 51.89% | 43.84%
| 92.17% | 51.89% | 43.84%
| 92.18% | 51.89% | 43.84%
| 92.18% | 51.89% | 43.84%
| 92.19% | 51.89% | 43.84%
| 92.2% | 51.89% | 43.83%
| 92.2% | 51.89% | 43.83%
| 92.21% | 51.89% | 43.83%
| 92.21% | 51.88% | 43.83%
| 92.22% | 51.88% | 43.83%
| 92.22% | 51.88% | 43.83%
| 92.23% | 51.88% | 43.83%
| 92.24% | 51.88% | 43.83%
| 92.24% | 51.88% | 43.83%
| 92.25% | 51.87% | 43.83%
| 92.25% | 51.86% | 43.82%
| 92.26% | 51.86% | 43.82%
| 92.26% | 51.86% | 43.82%
| 92.27% | 51.86% | 43.82%
| 92.28% | 51.85% | 43.82%
| 92.28% | 51.85% | 43.82%
| 92.29% | 51.85% | 43.82%
| 92.29% | 51.84% | 43.82%
| 92.3% | 51.84% | 43.82%
| 92.3% | 51.84% | 43.82%
| 92.31% | 51.84% | 43.82%
| 92.32% | 51.84% | 43.81%
| 92.32% | 51.84% | 43.81%
| 92.33% | 51.83% | 43.81%
| 92.33% | 51.83% | 43.81%
| 92.34% | 51.83% | 43.81%
| 92.34% | 51.83% | 43.81%
| 92.35% | 51.83% | 43.81%
| 92.36% | 51.83% | 43.81%
| 92.36% | 51.82% | 43.81%
| 92.37% | 51.82% | 43.81%
| 92.37% | 51.82% | 43.81%
| 92.38% | 51.82% | 43.81%
| 92.38% | 51.82% | 43.81%
| 92.39% | 51.81% | 43.8%
| 92.4% | 51.81% | 43.8%
| 92.4% | 51.8% | 43.8%
| 92.41% | 51.8% | 43.8%
| 92.41% | 51.8% | 43.8%
| 92.42% | 51.8% | 43.8%
| 92.42% | 51.8% | 43.79%
| 92.43% | 51.79% | 43.79%
| 92.44% | 51.79% | 43.79%
| 92.44% | 51.79% | 43.79%
| 92.45% | 51.79% | 43.79%
| 92.45% | 51.79% | 43.79%
| 92.46% | 51.79% | 43.79%
| 92.46% | 51.79% | 43.79%
| 92.47% | 51.79% | 43.78%
| 92.48% | 51.79% | 43.78%
| 92.48% | 51.78% | 43.78%
| 92.49% | 51.78% | 43.78%
| 92.49% | 51.78% | 43.78%
| 92.5% | 51.77% | 43.78%
| 92.5% | 51.77% | 43.78%
| 92.51% | 51.77% | 43.77%
| 92.52% | 51.77% | 43.77%
| 92.52% | 51.77% | 43.77%
| 92.53% | 51.76% | 43.77%
| 92.53% | 51.76% | 43.77%
| 92.54% | 51.76% | 43.77%
| 92.54% | 51.76% | 43.76%
| 92.55% | 51.76% | 43.76%
| 92.56% | 51.76% | 43.76%
| 92.56% | 51.76% | 43.76%
| 92.57% | 51.75% | 43.76%
| 92.57% | 51.75% | 43.76%
| 92.58% | 51.75% | 43.75%
| 92.58% | 51.75% | 43.75%
| 92.59% | 51.74% | 43.75%
| 92.6% | 51.74% | 43.75%
| 92.6% | 51.74% | 43.75%
| 92.61% | 51.74% | 43.75%
| 92.61% | 51.74% | 43.75%
| 92.62% | 51.74% | 43.75%
| 92.62% | 51.74% | 43.74%
| 92.63% | 51.74% | 43.74%
| 92.64% | 51.73% | 43.74%
| 92.64% | 51.73% | 43.74%
| 92.65% | 51.73% | 43.74%
| 92.65% | 51.73% | 43.73%
| 92.66% | 51.73% | 43.73%
| 92.66% | 51.72% | 43.73%
| 92.67% | 51.72% | 43.73%
| 92.68% | 51.72% | 43.73%
| 92.68% | 51.71% | 43.73%
| 92.69% | 51.71% | 43.73%
| 92.69% | 51.71% | 43.72%
| 92.7% | 51.71% | 43.72%
| 92.7% | 51.71% | 43.72%
| 92.71% | 51.71% | 43.71%
| 92.72% | 51.7% | 43.71%
| 92.72% | 51.7% | 43.71%
| 92.73% | 51.7% | 43.71%
| 92.73% | 51.7% | 43.71%
| 92.74% | 51.7% | 43.71%
| 92.74% | 51.7% | 43.71%
| 92.75% | 51.69% | 43.71%
| 92.76% | 51.69% | 43.71%
| 92.76% | 51.69% | 43.7%
| 92.77% | 51.69% | 43.7%
| 92.77% | 51.69% | 43.7%
| 92.78% | 51.69% | 43.7%
| 92.78% | 51.68% | 43.7%
| 92.79% | 51.68% | 43.7%
| 92.8% | 51.68% | 43.7%
| 92.8% | 51.68% | 43.7%
| 92.81% | 51.67% | 43.7%
| 92.81% | 51.67% | 43.7%
| 92.82% | 51.67% | 43.7%
| 92.82% | 51.67% | 43.69%
| 92.83% | 51.67% | 43.69%
| 92.84% | 51.66% | 43.69%
| 92.84% | 51.66% | 43.69%
| 92.85% | 51.66% | 43.69%
| 92.85% | 51.66% | 43.69%
| 92.86% | 51.66% | 43.69%
| 92.86% | 51.66% | 43.68%
| 92.87% | 51.66% | 43.68%
| 92.88% | 51.66% | 43.68%
| 92.88% | 51.65% | 43.68%
| 92.89% | 51.65% | 43.68%
| 92.89% | 51.65% | 43.68%
| 92.9% | 51.65% | 43.68%
| 92.9% | 51.64% | 43.68%
| 92.91% | 51.64% | 43.68%
| 92.92% | 51.64% | 43.67%
| 92.92% | 51.64% | 43.67%
| 92.93% | 51.63% | 43.67%
| 92.93% | 51.63% | 43.67%
| 92.94% | 51.63% | 43.67%
| 92.94% | 51.63% | 43.67%
| 92.95% | 51.62% | 43.66%
| 92.96% | 51.62% | 43.66%
| 92.96% | 51.62% | 43.66%
| 92.97% | 51.62% | 43.66%
| 92.97% | 51.61% | 43.66%
| 92.98% | 51.61% | 43.66%
| 92.98% | 51.61% | 43.66%
| 92.99% | 51.61% | 43.66%
| 93% | 51.61% | 43.66%
| 93% | 51.61% | 43.65%
| 93.01% | 51.61% | 43.65%
| 93.01% | 51.61% | 43.65%
| 93.02% | 51.6% | 43.65%
| 93.02% | 51.6% | 43.65%
| 93.03% | 51.6% | 43.65%
| 93.04% | 51.59% | 43.65%
| 93.04% | 51.59% | 43.64%
| 93.05% | 51.59% | 43.64%
| 93.05% | 51.59% | 43.64%
| 93.06% | 51.58% | 43.64%
| 93.06% | 51.58% | 43.64%
| 93.07% | 51.57% | 43.64%
| 93.08% | 51.57% | 43.64%
| 93.08% | 51.57% | 43.64%
| 93.09% | 51.57% | 43.63%
| 93.09% | 51.57% | 43.63%
| 93.1% | 51.57% | 43.63%
| 93.1% | 51.57% | 43.63%
| 93.11% | 51.57% | 43.63%
| 93.12% | 51.56% | 43.62%
| 93.12% | 51.56% | 43.62%
| 93.13% | 51.56% | 43.62%
| 93.13% | 51.56% | 43.62%
| 93.14% | 51.56% | 43.62%
| 93.14% | 51.56% | 43.62%
| 93.15% | 51.55% | 43.62%
| 93.16% | 51.55% | 43.61%
| 93.16% | 51.55% | 43.61%
| 93.17% | 51.55% | 43.61%
| 93.17% | 51.55% | 43.61%
| 93.18% | 51.55% | 43.61%
| 93.18% | 51.55% | 43.61%
| 93.19% | 51.55% | 43.61%
| 93.2% | 51.54% | 43.61%
| 93.2% | 51.54% | 43.6%
| 93.21% | 51.54% | 43.6%
| 93.21% | 51.53% | 43.6%
| 93.22% | 51.53% | 43.6%
| 93.22% | 51.53% | 43.6%
| 93.23% | 51.53% | 43.6%
| 93.24% | 51.53% | 43.6%
| 93.24% | 51.53% | 43.6%
| 93.25% | 51.53% | 43.59%
| 93.25% | 51.53% | 43.59%
| 93.26% | 51.52% | 43.59%
| 93.26% | 51.52% | 43.59%
| 93.27% | 51.52% | 43.59%
| 93.28% | 51.52% | 43.58%
| 93.28% | 51.51% | 43.58%
| 93.29% | 51.51% | 43.58%
| 93.29% | 51.51% | 43.58%
| 93.3% | 51.51% | 43.57%
| 93.3% | 51.51% | 43.57%
| 93.31% | 51.5% | 43.57%
| 93.32% | 51.5% | 43.57%
| 93.32% | 51.5% | 43.56%
| 93.33% | 51.5% | 43.56%
| 93.33% | 51.49% | 43.56%
| 93.34% | 51.49% | 43.56%
| 93.34% | 51.49% | 43.56%
| 93.35% | 51.49% | 43.56%
| 93.36% | 51.49% | 43.56%
| 93.36% | 51.49% | 43.56%
| 93.37% | 51.48% | 43.56%
| 93.37% | 51.48% | 43.56%
| 93.38% | 51.48% | 43.56%
| 93.38% | 51.48% | 43.56%
| 93.39% | 51.48% | 43.55%
| 93.4% | 51.48% | 43.55%
| 93.4% | 51.47% | 43.55%
| 93.41% | 51.47% | 43.55%
| 93.41% | 51.47% | 43.55%
| 93.42% | 51.47% | 43.55%
| 93.42% | 51.47% | 43.55%
| 93.43% | 51.47% | 43.55%
| 93.44% | 51.47% | 43.54%
| 93.44% | 51.47% | 43.54%
| 93.45% | 51.47% | 43.54%
| 93.45% | 51.47% | 43.53%
| 93.46% | 51.47% | 43.53%
| 93.46% | 51.46% | 43.53%
| 93.47% | 51.46% | 43.53%
| 93.48% | 51.46% | 43.53%
| 93.48% | 51.46% | 43.53%
| 93.49% | 51.46% | 43.53%
| 93.49% | 51.45% | 43.53%
| 93.5% | 51.45% | 43.53%
| 93.5% | 51.45% | 43.53%
| 93.51% | 51.45% | 43.52%
| 93.52% | 51.45% | 43.52%
| 93.52% | 51.44% | 43.52%
| 93.53% | 51.44% | 43.52%
| 93.53% | 51.44% | 43.52%
| 93.54% | 51.44% | 43.52%
| 93.54% | 51.44% | 43.52%
| 93.55% | 51.43% | 43.51%
| 93.56% | 51.43% | 43.51%
| 93.56% | 51.43% | 43.51%
| 93.57% | 51.43% | 43.51%
| 93.57% | 51.43% | 43.51%
| 93.58% | 51.42% | 43.51%
| 93.58% | 51.42% | 43.5%
| 93.59% | 51.42% | 43.5%
| 93.6% | 51.42% | 43.5%
| 93.6% | 51.42% | 43.5%
| 93.61% | 51.41% | 43.5%
| 93.61% | 51.41% | 43.5%
| 93.62% | 51.41% | 43.5%
| 93.62% | 51.41% | 43.5%
| 93.63% | 51.41% | 43.5%
| 93.64% | 51.4% | 43.49%
| 93.64% | 51.4% | 43.49%
| 93.65% | 51.4% | 43.49%
| 93.65% | 51.4% | 43.49%
| 93.66% | 51.39% | 43.49%
| 93.66% | 51.39% | 43.48%
| 93.67% | 51.38% | 43.48%
| 93.68% | 51.38% | 43.48%
| 93.68% | 51.38% | 43.48%
| 93.69% | 51.38% | 43.48%
| 93.69% | 51.38% | 43.48%
| 93.7% | 51.38% | 43.48%
| 93.7% | 51.38% | 43.48%
| 93.71% | 51.37% | 43.47%
| 93.72% | 51.37% | 43.47%
| 93.72% | 51.37% | 43.47%
| 93.73% | 51.37% | 43.47%
| 93.73% | 51.37% | 43.47%
| 93.74% | 51.36% | 43.47%
| 93.74% | 51.36% | 43.47%
| 93.75% | 51.36% | 43.47%
| 93.76% | 51.36% | 43.46%
| 93.76% | 51.35% | 43.46%
| 93.77% | 51.35% | 43.46%
| 93.77% | 51.35% | 43.46%
| 93.78% | 51.35% | 43.46%
| 93.78% | 51.35% | 43.46%
| 93.79% | 51.35% | 43.46%
| 93.8% | 51.35% | 43.46%
| 93.8% | 51.35% | 43.45%
| 93.81% | 51.35% | 43.45%
| 93.81% | 51.35% | 43.45%
| 93.82% | 51.35% | 43.45%
| 93.82% | 51.34% | 43.45%
| 93.83% | 51.34% | 43.45%
| 93.84% | 51.34% | 43.44%
| 93.84% | 51.34% | 43.44%
| 93.85% | 51.34% | 43.44%
| 93.85% | 51.34% | 43.44%
| 93.86% | 51.34% | 43.44%
| 93.86% | 51.34% | 43.44%
| 93.87% | 51.33% | 43.43%
| 93.88% | 51.33% | 43.43%
| 93.88% | 51.33% | 43.43%
| 93.89% | 51.33% | 43.43%
| 93.89% | 51.33% | 43.43%
| 93.9% | 51.33% | 43.43%
| 93.9% | 51.32% | 43.42%
| 93.91% | 51.32% | 43.42%
| 93.92% | 51.32% | 43.42%
| 93.92% | 51.32% | 43.42%
| 93.93% | 51.32% | 43.42%
| 93.93% | 51.32% | 43.42%
| 93.94% | 51.32% | 43.41%
| 93.94% | 51.31% | 43.41%
| 93.95% | 51.3% | 43.41%
| 93.96% | 51.3% | 43.41%
| 93.96% | 51.3% | 43.41%
| 93.97% | 51.3% | 43.4%
| 93.97% | 51.3% | 43.4%
| 93.98% | 51.3% | 43.4%
| 93.98% | 51.3% | 43.4%
| 93.99% | 51.3% | 43.4%
| 94% | 51.29% | 43.4%
| 94% | 51.29% | 43.39%
| 94.01% | 51.29% | 43.39%
| 94.01% | 51.29% | 43.39%
| 94.02% | 51.29% | 43.39%
| 94.02% | 51.29% | 43.39%
| 94.03% | 51.29% | 43.39%
| 94.04% | 51.29% | 43.38%
| 94.04% | 51.29% | 43.38%
| 94.05% | 51.28% | 43.38%
| 94.05% | 51.28% | 43.38%
| 94.06% | 51.28% | 43.38%
| 94.06% | 51.28% | 43.38%
| 94.07% | 51.28% | 43.37%
| 94.08% | 51.28% | 43.37%
| 94.08% | 51.27% | 43.37%
| 94.09% | 51.27% | 43.36%
| 94.09% | 51.27% | 43.36%
| 94.1% | 51.26% | 43.36%
| 94.1% | 51.26% | 43.36%
| 94.11% | 51.26% | 43.35%
| 94.12% | 51.26% | 43.35%
| 94.12% | 51.26% | 43.34%
| 94.13% | 51.26% | 43.34%
| 94.13% | 51.26% | 43.34%
| 94.14% | 51.26% | 43.33%
| 94.14% | 51.25% | 43.33%
| 94.15% | 51.25% | 43.33%
| 94.16% | 51.25% | 43.32%
| 94.16% | 51.24% | 43.32%
| 94.17% | 51.24% | 43.32%
| 94.17% | 51.24% | 43.32%
| 94.18% | 51.24% | 43.32%
| 94.18% | 51.24% | 43.32%
| 94.19% | 51.23% | 43.32%
| 94.2% | 51.23% | 43.32%
| 94.2% | 51.23% | 43.32%
| 94.21% | 51.23% | 43.32%
| 94.21% | 51.23% | 43.31%
| 94.22% | 51.22% | 43.31%
| 94.22% | 51.22% | 43.31%
| 94.23% | 51.22% | 43.31%
| 94.24% | 51.22% | 43.3%
| 94.24% | 51.22% | 43.3%
| 94.25% | 51.21% | 43.3%
| 94.25% | 51.21% | 43.3%
| 94.26% | 51.2% | 43.3%
| 94.26% | 51.2% | 43.3%
| 94.27% | 51.2% | 43.29%
| 94.28% | 51.2% | 43.29%
| 94.28% | 51.19% | 43.29%
| 94.29% | 51.19% | 43.29%
| 94.29% | 51.19% | 43.29%
| 94.3% | 51.19% | 43.29%
| 94.3% | 51.19% | 43.29%
| 94.31% | 51.19% | 43.29%
| 94.32% | 51.18% | 43.28%
| 94.32% | 51.18% | 43.28%
| 94.33% | 51.18% | 43.28%
| 94.33% | 51.18% | 43.28%
| 94.34% | 51.18% | 43.27%
| 94.34% | 51.18% | 43.27%
| 94.35% | 51.18% | 43.27%
| 94.36% | 51.18% | 43.27%
| 94.36% | 51.17% | 43.27%
| 94.37% | 51.17% | 43.27%
| 94.37% | 51.17% | 43.27%
| 94.38% | 51.17% | 43.27%
| 94.38% | 51.16% | 43.27%
| 94.39% | 51.16% | 43.27%
| 94.4% | 51.16% | 43.26%
| 94.4% | 51.16% | 43.26%
| 94.41% | 51.15% | 43.26%
| 94.41% | 51.15% | 43.26%
| 94.42% | 51.15% | 43.25%
| 94.42% | 51.14% | 43.25%
| 94.43% | 51.13% | 43.25%
| 94.44% | 51.13% | 43.25%
| 94.44% | 51.13% | 43.24%
| 94.45% | 51.12% | 43.24%
| 94.45% | 51.12% | 43.24%
| 94.46% | 51.12% | 43.24%
| 94.46% | 51.11% | 43.23%
| 94.47% | 51.11% | 43.23%
| 94.48% | 51.11% | 43.23%
| 94.48% | 51.11% | 43.23%
| 94.49% | 51.09% | 43.23%
| 94.49% | 51.09% | 43.23%
| 94.5% | 51.08% | 43.23%
| 94.5% | 51.07% | 43.23%
| 94.51% | 51.07% | 43.23%
| 94.52% | 51.07% | 43.22%
| 94.52% | 51.07% | 43.22%
| 94.53% | 51.07% | 43.22%
| 94.53% | 51.07% | 43.22%
| 94.54% | 51.06% | 43.22%
| 94.54% | 51.06% | 43.22%
| 94.55% | 51.06% | 43.21%
| 94.56% | 51.06% | 43.21%
| 94.56% | 51.06% | 43.21%
| 94.57% | 51.05% | 43.21%
| 94.57% | 51.05% | 43.21%
| 94.58% | 51.05% | 43.21%
| 94.58% | 51.05% | 43.2%
| 94.59% | 51.05% | 43.2%
| 94.6% | 51.04% | 43.2%
| 94.6% | 51.03% | 43.2%
| 94.61% | 51.03% | 43.2%
| 94.61% | 51.02% | 43.2%
| 94.62% | 51.02% | 43.2%
| 94.62% | 51.02% | 43.2%
| 94.63% | 51.02% | 43.2%
| 94.64% | 51.02% | 43.19%
| 94.64% | 51.02% | 43.19%
| 94.65% | 51.02% | 43.19%
| 94.65% | 51.02% | 43.19%
| 94.66% | 51.02% | 43.18%
| 94.66% | 51.02% | 43.18%
| 94.67% | 51.01% | 43.18%
| 94.68% | 51.01% | 43.17%
| 94.68% | 51.01% | 43.17%
| 94.69% | 51.01% | 43.17%
| 94.69% | 51% | 43.17%
| 94.7% | 51% | 43.17%
| 94.7% | 51% | 43.17%
| 94.71% | 51% | 43.17%
| 94.72% | 51% | 43.17%
| 94.72% | 51% | 43.17%
| 94.73% | 51% | 43.17%
| 94.73% | 51% | 43.17%
| 94.74% | 51% | 43.16%
| 94.74% | 50.99% | 43.16%
| 94.75% | 50.99% | 43.16%
| 94.76% | 50.99% | 43.16%
| 94.76% | 50.99% | 43.16%
| 94.77% | 50.99% | 43.16%
| 94.77% | 50.99% | 43.15%
| 94.78% | 50.98% | 43.15%
| 94.78% | 50.98% | 43.15%
| 94.79% | 50.98% | 43.15%
| 94.8% | 50.98% | 43.15%
| 94.8% | 50.97% | 43.15%
| 94.81% | 50.96% | 43.15%
| 94.81% | 50.96% | 43.14%
| 94.82% | 50.96% | 43.14%
| 94.82% | 50.96% | 43.14%
| 94.83% | 50.95% | 43.14%
| 94.84% | 50.95% | 43.14%
| 94.84% | 50.95% | 43.13%
| 94.85% | 50.95% | 43.13%
| 94.85% | 50.94% | 43.13%
| 94.86% | 50.93% | 43.13%
| 94.86% | 50.93% | 43.13%
| 94.87% | 50.93% | 43.13%
| 94.88% | 50.93% | 43.13%
| 94.88% | 50.92% | 43.12%
| 94.89% | 50.92% | 43.12%
| 94.89% | 50.92% | 43.12%
| 94.9% | 50.92% | 43.12%
| 94.9% | 50.91% | 43.12%
| 94.91% | 50.91% | 43.12%
| 94.92% | 50.91% | 43.12%
| 94.92% | 50.9% | 43.11%
| 94.93% | 50.9% | 43.11%
| 94.93% | 50.9% | 43.11%
| 94.94% | 50.9% | 43.11%
| 94.94% | 50.9% | 43.11%
| 94.95% | 50.89% | 43.1%
| 94.96% | 50.89% | 43.1%
| 94.96% | 50.88% | 43.1%
| 94.97% | 50.88% | 43.1%
| 94.97% | 50.88% | 43.1%
| 94.98% | 50.87% | 43.1%
| 94.98% | 50.87% | 43.09%
| 94.99% | 50.87% | 43.09%
| 95% | 50.86% | 43.09%
| 95% | 50.86% | 43.09%
| 95.01% | 50.86% | 43.09%
| 95.01% | 50.86% | 43.09%
| 95.02% | 50.86% | 43.09%
| 95.02% | 50.85% | 43.08%
| 95.03% | 50.85% | 43.08%
| 95.04% | 50.85% | 43.08%
| 95.04% | 50.85% | 43.08%
| 95.05% | 50.85% | 43.07%
| 95.05% | 50.85% | 43.07%
| 95.06% | 50.84% | 43.07%
| 95.06% | 50.84% | 43.07%
| 95.07% | 50.84% | 43.07%
| 95.08% | 50.84% | 43.07%
| 95.08% | 50.84% | 43.07%
| 95.09% | 50.83% | 43.06%
| 95.09% | 50.83% | 43.06%
| 95.1% | 50.83% | 43.06%
| 95.1% | 50.83% | 43.06%
| 95.11% | 50.83% | 43.06%
| 95.12% | 50.83% | 43.06%
| 95.12% | 50.83% | 43.06%
| 95.13% | 50.83% | 43.06%
| 95.13% | 50.82% | 43.06%
| 95.14% | 50.82% | 43.05%
| 95.14% | 50.82% | 43.05%
| 95.15% | 50.82% | 43.05%
| 95.16% | 50.81% | 43.05%
| 95.16% | 50.81% | 43.05%
| 95.17% | 50.81% | 43.05%
| 95.17% | 50.81% | 43.05%
| 95.18% | 50.8% | 43.04%
| 95.18% | 50.8% | 43.04%
| 95.19% | 50.8% | 43.04%
| 95.2% | 50.8% | 43.04%
| 95.2% | 50.79% | 43.04%
| 95.21% | 50.79% | 43.04%
| 95.21% | 50.79% | 43.04%
| 95.22% | 50.79% | 43.04%
| 95.22% | 50.78% | 43.03%
| 95.23% | 50.78% | 43.03%
| 95.24% | 50.78% | 43.03%
| 95.24% | 50.78% | 43.03%
| 95.25% | 50.77% | 43.03%
| 95.25% | 50.77% | 43.03%
| 95.26% | 50.76% | 43.02%
| 95.26% | 50.76% | 43.02%
| 95.27% | 50.76% | 43.02%
| 95.28% | 50.76% | 43.02%
| 95.28% | 50.76% | 43.02%
| 95.29% | 50.75% | 43.01%
| 95.29% | 50.75% | 43.01%
| 95.3% | 50.75% | 43.01%
| 95.3% | 50.74% | 43.01%
| 95.31% | 50.74% | 43.01%
| 95.32% | 50.74% | 43.01%
| 95.32% | 50.74% | 43.01%
| 95.33% | 50.74% | 43%
| 95.33% | 50.73% | 43%
| 95.34% | 50.73% | 43%
| 95.34% | 50.73% | 43%
| 95.35% | 50.73% | 43%
| 95.36% | 50.73% | 43%
| 95.36% | 50.73% | 43%
| 95.37% | 50.73% | 43%
| 95.37% | 50.73% | 42.99%
| 95.38% | 50.72% | 42.99%
| 95.38% | 50.72% | 42.99%
| 95.39% | 50.71% | 42.99%
| 95.4% | 50.71% | 42.99%
| 95.4% | 50.71% | 42.99%
| 95.41% | 50.71% | 42.98%
| 95.41% | 50.71% | 42.98%
| 95.42% | 50.71% | 42.98%
| 95.42% | 50.71% | 42.98%
| 95.43% | 50.7% | 42.98%
| 95.44% | 50.7% | 42.97%
| 95.44% | 50.7% | 42.97%
| 95.45% | 50.7% | 42.97%
| 95.45% | 50.7% | 42.97%
| 95.46% | 50.7% | 42.97%
| 95.46% | 50.69% | 42.96%
| 95.47% | 50.69% | 42.96%
| 95.48% | 50.69% | 42.96%
| 95.48% | 50.69% | 42.95%
| 95.49% | 50.68% | 42.95%
| 95.49% | 50.68% | 42.95%
| 95.5% | 50.68% | 42.95%
| 95.5% | 50.68% | 42.95%
| 95.51% | 50.68% | 42.95%
| 95.52% | 50.68% | 42.95%
| 95.52% | 50.67% | 42.95%
| 95.53% | 50.67% | 42.94%
| 95.53% | 50.67% | 42.94%
| 95.54% | 50.67% | 42.94%
| 95.54% | 50.66% | 42.94%
| 95.55% | 50.65% | 42.94%
| 95.56% | 50.65% | 42.94%
| 95.56% | 50.64% | 42.94%
| 95.57% | 50.64% | 42.93%
| 95.57% | 50.64% | 42.93%
| 95.58% | 50.62% | 42.93%
| 95.58% | 50.62% | 42.93%
| 95.59% | 50.62% | 42.93%
| 95.6% | 50.62% | 42.93%
| 95.6% | 50.62% | 42.93%
| 95.61% | 50.62% | 42.92%
| 95.61% | 50.62% | 42.92%
| 95.62% | 50.61% | 42.92%
| 95.62% | 50.61% | 42.92%
| 95.63% | 50.6% | 42.91%
| 95.64% | 50.6% | 42.91%
| 95.64% | 50.6% | 42.91%
| 95.65% | 50.6% | 42.91%
| 95.65% | 50.59% | 42.91%
| 95.66% | 50.59% | 42.91%
| 95.66% | 50.58% | 42.9%
| 95.67% | 50.58% | 42.9%
| 95.68% | 50.58% | 42.9%
| 95.68% | 50.57% | 42.9%
| 95.69% | 50.57% | 42.89%
| 95.69% | 50.57% | 42.89%
| 95.7% | 50.57% | 42.89%
| 95.7% | 50.56% | 42.89%
| 95.71% | 50.55% | 42.89%
| 95.72% | 50.55% | 42.89%
| 95.72% | 50.55% | 42.89%
| 95.73% | 50.55% | 42.89%
| 95.73% | 50.55% | 42.89%
| 95.74% | 50.55% | 42.88%
| 95.74% | 50.55% | 42.88%
| 95.75% | 50.55% | 42.88%
| 95.76% | 50.55% | 42.88%
| 95.76% | 50.54% | 42.88%
| 95.77% | 50.54% | 42.87%
| 95.77% | 50.54% | 42.87%
| 95.78% | 50.53% | 42.87%
| 95.78% | 50.53% | 42.87%
| 95.79% | 50.53% | 42.87%
| 95.8% | 50.53% | 42.87%
| 95.8% | 50.52% | 42.87%
| 95.81% | 50.52% | 42.86%
| 95.81% | 50.52% | 42.86%
| 95.82% | 50.52% | 42.86%
| 95.82% | 50.52% | 42.86%
| 95.83% | 50.52% | 42.86%
| 95.84% | 50.52% | 42.86%
| 95.84% | 50.51% | 42.86%
| 95.85% | 50.51% | 42.86%
| 95.85% | 50.51% | 42.85%
| 95.86% | 50.51% | 42.85%
| 95.86% | 50.5% | 42.85%
| 95.87% | 50.5% | 42.85%
| 95.88% | 50.5% | 42.85%
| 95.88% | 50.5% | 42.84%
| 95.89% | 50.5% | 42.84%
| 95.89% | 50.5% | 42.84%
| 95.9% | 50.49% | 42.84%
| 95.9% | 50.49% | 42.84%
| 95.91% | 50.49% | 42.84%
| 95.92% | 50.48% | 42.84%
| 95.92% | 50.48% | 42.83%
| 95.93% | 50.48% | 42.83%
| 95.93% | 50.47% | 42.83%
| 95.94% | 50.47% | 42.83%
| 95.94% | 50.47% | 42.83%
| 95.95% | 50.46% | 42.82%
| 95.96% | 50.46% | 42.82%
| 95.96% | 50.46% | 42.82%
| 95.97% | 50.45% | 42.82%
| 95.97% | 50.45% | 42.82%
| 95.98% | 50.45% | 42.82%
| 95.98% | 50.45% | 42.82%
| 95.99% | 50.45% | 42.81%
| 96% | 50.45% | 42.81%
| 96% | 50.44% | 42.81%
| 96.01% | 50.44% | 42.81%
| 96.01% | 50.44% | 42.81%
| 96.02% | 50.43% | 42.81%
| 96.02% | 50.43% | 42.81%
| 96.03% | 50.43% | 42.8%
| 96.04% | 50.43% | 42.8%
| 96.04% | 50.42% | 42.8%
| 96.05% | 50.42% | 42.8%
| 96.05% | 50.42% | 42.8%
| 96.06% | 50.42% | 42.79%
| 96.06% | 50.41% | 42.79%
| 96.07% | 50.41% | 42.79%
| 96.08% | 50.41% | 42.79%
| 96.08% | 50.41% | 42.79%
| 96.09% | 50.41% | 42.79%
| 96.09% | 50.41% | 42.79%
| 96.1% | 50.4% | 42.78%
| 96.1% | 50.4% | 42.78%
| 96.11% | 50.4% | 42.78%
| 96.12% | 50.4% | 42.78%
| 96.12% | 50.4% | 42.78%
| 96.13% | 50.4% | 42.77%
| 96.13% | 50.39% | 42.77%
| 96.14% | 50.39% | 42.77%
| 96.14% | 50.39% | 42.76%
| 96.15% | 50.39% | 42.75%
| 96.16% | 50.39% | 42.75%
| 96.16% | 50.38% | 42.75%
| 96.17% | 50.38% | 42.75%
| 96.17% | 50.37% | 42.75%
| 96.18% | 50.37% | 42.75%
| 96.18% | 50.37% | 42.75%
| 96.19% | 50.37% | 42.75%
| 96.2% | 50.37% | 42.75%
| 96.2% | 50.37% | 42.75%
| 96.21% | 50.36% | 42.74%
| 96.21% | 50.36% | 42.74%
| 96.22% | 50.35% | 42.74%
| 96.22% | 50.35% | 42.74%
| 96.23% | 50.35% | 42.74%
| 96.24% | 50.34% | 42.73%
| 96.24% | 50.34% | 42.73%
| 96.25% | 50.34% | 42.73%
| 96.25% | 50.33% | 42.73%
| 96.26% | 50.33% | 42.73%
| 96.26% | 50.33% | 42.73%
| 96.27% | 50.32% | 42.72%
| 96.28% | 50.31% | 42.72%
| 96.28% | 50.31% | 42.72%
| 96.29% | 50.31% | 42.72%
| 96.29% | 50.31% | 42.72%
| 96.3% | 50.31% | 42.72%
| 96.3% | 50.31% | 42.71%
| 96.31% | 50.31% | 42.71%
| 96.32% | 50.31% | 42.71%
| 96.32% | 50.31% | 42.71%
| 96.33% | 50.3% | 42.71%
| 96.33% | 50.3% | 42.71%
| 96.34% | 50.3% | 42.71%
| 96.34% | 50.29% | 42.71%
| 96.35% | 50.29% | 42.7%
| 96.36% | 50.29% | 42.7%
| 96.36% | 50.29% | 42.7%
| 96.37% | 50.29% | 42.7%
| 96.37% | 50.29% | 42.7%
| 96.38% | 50.29% | 42.7%
| 96.38% | 50.28% | 42.7%
| 96.39% | 50.28% | 42.7%
| 96.4% | 50.27% | 42.7%
| 96.4% | 50.27% | 42.69%
| 96.41% | 50.27% | 42.69%
| 96.41% | 50.26% | 42.69%
| 96.42% | 50.25% | 42.68%
| 96.42% | 50.25% | 42.68%
| 96.43% | 50.25% | 42.68%
| 96.44% | 50.25% | 42.68%
| 96.44% | 50.25% | 42.68%
| 96.45% | 50.24% | 42.67%
| 96.45% | 50.24% | 42.67%
| 96.46% | 50.23% | 42.67%
| 96.46% | 50.23% | 42.67%
| 96.47% | 50.23% | 42.67%
| 96.48% | 50.23% | 42.66%
| 96.48% | 50.23% | 42.66%
| 96.49% | 50.23% | 42.66%
| 96.49% | 50.22% | 42.66%
| 96.5% | 50.21% | 42.66%
| 96.5% | 50.21% | 42.66%
| 96.51% | 50.21% | 42.66%
| 96.52% | 50.21% | 42.66%
| 96.52% | 50.21% | 42.66%
| 96.53% | 50.21% | 42.66%
| 96.53% | 50.2% | 42.65%
| 96.54% | 50.2% | 42.65%
| 96.54% | 50.19% | 42.64%
| 96.55% | 50.19% | 42.64%
| 96.56% | 50.19% | 42.64%
| 96.56% | 50.19% | 42.64%
| 96.57% | 50.19% | 42.64%
| 96.57% | 50.18% | 42.64%
| 96.58% | 50.18% | 42.64%
| 96.58% | 50.17% | 42.63%
| 96.59% | 50.17% | 42.63%
| 96.6% | 50.17% | 42.63%
| 96.6% | 50.17% | 42.63%
| 96.61% | 50.17% | 42.63%
| 96.61% | 50.17% | 42.63%
| 96.62% | 50.17% | 42.63%
| 96.62% | 50.17% | 42.62%
| 96.63% | 50.17% | 42.62%
| 96.64% | 50.17% | 42.62%
| 96.64% | 50.17% | 42.62%
| 96.65% | 50.17% | 42.61%
| 96.65% | 50.16% | 42.61%
| 96.66% | 50.15% | 42.61%
| 96.66% | 50.15% | 42.61%
| 96.67% | 50.14% | 42.61%
| 96.68% | 50.14% | 42.61%
| 96.68% | 50.14% | 42.61%
| 96.69% | 50.14% | 42.61%
| 96.69% | 50.13% | 42.61%
| 96.7% | 50.13% | 42.61%
| 96.7% | 50.13% | 42.6%
| 96.71% | 50.13% | 42.6%
| 96.72% | 50.12% | 42.6%
| 96.72% | 50.12% | 42.6%
| 96.73% | 50.12% | 42.6%
| 96.73% | 50.12% | 42.6%
| 96.74% | 50.12% | 42.6%
| 96.74% | 50.12% | 42.6%
| 96.75% | 50.12% | 42.59%
| 96.76% | 50.11% | 42.59%
| 96.76% | 50.11% | 42.59%
| 96.77% | 50.1% | 42.59%
| 96.77% | 50.09% | 42.59%
| 96.78% | 50.09% | 42.58%
| 96.78% | 50.09% | 42.58%
| 96.79% | 50.09% | 42.58%
| 96.8% | 50.08% | 42.58%
| 96.8% | 50.08% | 42.58%
| 96.81% | 50.05% | 42.58%
| 96.81% | 50.05% | 42.58%
| 96.82% | 50.05% | 42.58%
| 96.82% | 50.04% | 42.57%
| 96.83% | 50.04% | 42.57%
| 96.84% | 50.04% | 42.57%
| 96.84% | 50.04% | 42.57%
| 96.85% | 50.04% | 42.57%
| 96.85% | 50.03% | 42.57%
| 96.86% | 50.03% | 42.57%
| 96.86% | 50.03% | 42.57%
| 96.87% | 50.03% | 42.56%
| 96.88% | 50.03% | 42.56%
| 96.88% | 50.02% | 42.56%
| 96.89% | 50.02% | 42.56%
| 96.89% | 50.02% | 42.56%
| 96.9% | 50.02% | 42.56%
| 96.9% | 50.02% | 42.56%
| 96.91% | 50.01% | 42.55%
| 96.91% | 50.01% | 42.55%
| 96.92% | 50.01% | 42.55%
| 96.93% | 50.01% | 42.55%
| 96.93% | 50.01% | 42.55%
| 96.94% | 50.01% | 42.54%
| 96.94% | 50.01% | 42.54%
| 96.95% | 50% | 42.53%
| 96.95% | 50% | 42.53%
| 96.96% | 50% | 42.53%
| 96.97% | 49.98% | 42.53%
| 96.97% | 49.98% | 42.53%
| 96.98% | 49.97% | 42.53%
| 96.98% | 49.97% | 42.52%
| 96.99% | 49.97% | 42.52%
| 96.99% | 49.96% | 42.52%
| 97% | 49.96% | 42.52%
| 97.01% | 49.95% | 42.52%
| 97.01% | 49.95% | 42.52%
| 97.02% | 49.94% | 42.52%
| 97.02% | 49.94% | 42.52%
| 97.03% | 49.94% | 42.51%
| 97.03% | 49.93% | 42.51%
| 97.04% | 49.92% | 42.51%
| 97.05% | 49.92% | 42.51%
| 97.05% | 49.91% | 42.51%
| 97.06% | 49.9% | 42.51%
| 97.06% | 49.9% | 42.5%
| 97.07% | 49.9% | 42.5%
| 97.07% | 49.9% | 42.5%
| 97.08% | 49.89% | 42.49%
| 97.09% | 49.89% | 42.49%
| 97.09% | 49.89% | 42.49%
| 97.1% | 49.89% | 42.48%
| 97.1% | 49.89% | 42.48%
| 97.11% | 49.88% | 42.48%
| 97.11% | 49.88% | 42.48%
| 97.12% | 49.88% | 42.47%
| 97.13% | 49.88% | 42.47%
| 97.13% | 49.87% | 42.47%
| 97.14% | 49.87% | 42.47%
| 97.14% | 49.87% | 42.47%
| 97.15% | 49.86% | 42.47%
| 97.15% | 49.85% | 42.47%
| 97.16% | 49.85% | 42.47%
| 97.17% | 49.84% | 42.46%
| 97.17% | 49.84% | 42.46%
| 97.18% | 49.84% | 42.46%
| 97.18% | 49.84% | 42.45%
| 97.19% | 49.84% | 42.45%
| 97.19% | 49.82% | 42.45%
| 97.2% | 49.81% | 42.45%
| 97.21% | 49.81% | 42.45%
| 97.21% | 49.8% | 42.45%
| 97.22% | 49.8% | 42.45%
| 97.22% | 49.8% | 42.45%
| 97.23% | 49.8% | 42.45%
| 97.23% | 49.79% | 42.44%
| 97.24% | 49.79% | 42.44%
| 97.25% | 49.79% | 42.44%
| 97.25% | 49.79% | 42.43%
| 97.26% | 49.78% | 42.43%
| 97.26% | 49.78% | 42.43%
| 97.27% | 49.78% | 42.43%
| 97.27% | 49.77% | 42.43%
| 97.28% | 49.77% | 42.43%
| 97.29% | 49.77% | 42.43%
| 97.29% | 49.77% | 42.42%
| 97.3% | 49.76% | 42.42%
| 97.3% | 49.76% | 42.42%
| 97.31% | 49.76% | 42.42%
| 97.31% | 49.75% | 42.41%
| 97.32% | 49.75% | 42.41%
| 97.33% | 49.75% | 42.41%
| 97.33% | 49.75% | 42.41%
| 97.34% | 49.74% | 42.41%
| 97.34% | 49.74% | 42.41%
| 97.35% | 49.74% | 42.41%
| 97.35% | 49.73% | 42.41%
| 97.36% | 49.73% | 42.41%
| 97.37% | 49.72% | 42.4%
| 97.37% | 49.72% | 42.4%
| 97.38% | 49.72% | 42.4%
| 97.38% | 49.72% | 42.4%
| 97.39% | 49.72% | 42.4%
| 97.39% | 49.71% | 42.4%
| 97.4% | 49.71% | 42.4%
| 97.41% | 49.69% | 42.39%
| 97.41% | 49.69% | 42.39%
| 97.42% | 49.69% | 42.39%
| 97.42% | 49.69% | 42.39%
| 97.43% | 49.68% | 42.39%
| 97.43% | 49.68% | 42.39%
| 97.44% | 49.68% | 42.38%
| 97.45% | 49.68% | 42.38%
| 97.45% | 49.68% | 42.38%
| 97.46% | 49.66% | 42.38%
| 97.46% | 49.66% | 42.38%
| 97.47% | 49.65% | 42.37%
| 97.47% | 49.63% | 42.37%
| 97.48% | 49.63% | 42.37%
| 97.49% | 49.63% | 42.37%
| 97.49% | 49.63% | 42.36%
| 97.5% | 49.62% | 42.36%
| 97.5% | 49.62% | 42.36%
| 97.51% | 49.62% | 42.36%
| 97.51% | 49.61% | 42.36%
| 97.52% | 49.61% | 42.36%
| 97.53% | 49.61% | 42.35%
| 97.53% | 49.61% | 42.35%
| 97.54% | 49.6% | 42.35%
| 97.54% | 49.6% | 42.34%
| 97.55% | 49.59% | 42.34%
| 97.55% | 49.59% | 42.34%
| 97.56% | 49.59% | 42.34%
| 97.57% | 49.58% | 42.34%
| 97.57% | 49.58% | 42.33%
| 97.58% | 49.57% | 42.33%
| 97.58% | 49.57% | 42.33%
| 97.59% | 49.56% | 42.33%
| 97.59% | 49.56% | 42.33%
| 97.6% | 49.56% | 42.33%
| 97.61% | 49.56% | 42.33%
| 97.61% | 49.55% | 42.32%
| 97.62% | 49.55% | 42.32%
| 97.62% | 49.54% | 42.32%
| 97.63% | 49.53% | 42.32%
| 97.63% | 49.53% | 42.32%
| 97.64% | 49.53% | 42.32%
| 97.65% | 49.53% | 42.31%
| 97.65% | 49.53% | 42.31%
| 97.66% | 49.52% | 42.31%
| 97.66% | 49.52% | 42.31%
| 97.67% | 49.52% | 42.3%
| 97.67% | 49.51% | 42.3%
| 97.68% | 49.51% | 42.3%
| 97.69% | 49.51% | 42.3%
| 97.69% | 49.51% | 42.29%
| 97.7% | 49.51% | 42.29%
| 97.7% | 49.5% | 42.29%
| 97.71% | 49.5% | 42.29%
| 97.71% | 49.5% | 42.29%
| 97.72% | 49.5% | 42.29%
| 97.73% | 49.49% | 42.28%
| 97.73% | 49.49% | 42.28%
| 97.74% | 49.49% | 42.28%
| 97.74% | 49.48% | 42.27%
| 97.75% | 49.48% | 42.27%
| 97.75% | 49.48% | 42.27%
| 97.76% | 49.48% | 42.27%
| 97.77% | 49.47% | 42.27%
| 97.77% | 49.47% | 42.27%
| 97.78% | 49.46% | 42.26%
| 97.78% | 49.46% | 42.26%
| 97.79% | 49.46% | 42.26%
| 97.79% | 49.46% | 42.26%
| 97.8% | 49.46% | 42.26%
| 97.81% | 49.46% | 42.25%
| 97.81% | 49.46% | 42.25%
| 97.82% | 49.43% | 42.25%
| 97.82% | 49.43% | 42.25%
| 97.83% | 49.43% | 42.25%
| 97.83% | 49.43% | 42.25%
| 97.84% | 49.43% | 42.25%
| 97.85% | 49.42% | 42.24%
| 97.85% | 49.42% | 42.24%
| 97.86% | 49.42% | 42.24%
| 97.86% | 49.41% | 42.24%
| 97.87% | 49.41% | 42.24%
| 97.87% | 49.4% | 42.24%
| 97.88% | 49.4% | 42.23%
| 97.89% | 49.4% | 42.23%
| 97.89% | 49.4% | 42.22%
| 97.9% | 49.4% | 42.22%
| 97.9% | 49.39% | 42.22%
| 97.91% | 49.39% | 42.22%
| 97.91% | 49.39% | 42.22%
| 97.92% | 49.39% | 42.22%
| 97.93% | 49.38% | 42.22%
| 97.93% | 49.37% | 42.21%
| 97.94% | 49.37% | 42.21%
| 97.94% | 49.36% | 42.21%
| 97.95% | 49.35% | 42.21%
| 97.95% | 49.35% | 42.21%
| 97.96% | 49.34% | 42.21%
| 97.97% | 49.34% | 42.2%
| 97.97% | 49.33% | 42.2%
| 97.98% | 49.33% | 42.2%
| 97.98% | 49.33% | 42.2%
| 97.99% | 49.33% | 42.2%
| 97.99% | 49.32% | 42.2%
| 98% | 49.32% | 42.19%
| 98.01% | 49.32% | 42.19%
| 98.01% | 49.32% | 42.19%
| 98.02% | 49.31% | 42.19%
| 98.02% | 49.31% | 42.19%
| 98.03% | 49.31% | 42.19%
| 98.03% | 49.3% | 42.18%
| 98.04% | 49.3% | 42.18%
| 98.05% | 49.3% | 42.18%
| 98.05% | 49.29% | 42.18%
| 98.06% | 49.29% | 42.18%
| 98.06% | 49.29% | 42.18%
| 98.07% | 49.28% | 42.18%
| 98.07% | 49.28% | 42.17%
| 98.08% | 49.28% | 42.17%
| 98.09% | 49.28% | 42.16%
| 98.09% | 49.28% | 42.16%
| 98.1% | 49.28% | 42.16%
| 98.1% | 49.27% | 42.16%
| 98.11% | 49.27% | 42.15%
| 98.11% | 49.27% | 42.15%
| 98.12% | 49.26% | 42.15%
| 98.13% | 49.25% | 42.15%
| 98.13% | 49.25% | 42.15%
| 98.14% | 49.24% | 42.15%
| 98.14% | 49.24% | 42.15%
| 98.15% | 49.24% | 42.14%
| 98.15% | 49.24% | 42.14%
| 98.16% | 49.24% | 42.14%
| 98.17% | 49.24% | 42.13%
| 98.17% | 49.24% | 42.12%
| 98.18% | 49.24% | 42.12%
| 98.18% | 49.23% | 42.12%
| 98.19% | 49.22% | 42.11%
| 98.19% | 49.22% | 42.11%
| 98.2% | 49.21% | 42.11%
| 98.21% | 49.21% | 42.11%
| 98.21% | 49.2% | 42.11%
| 98.22% | 49.19% | 42.11%
| 98.22% | 49.19% | 42.11%
| 98.23% | 49.19% | 42.1%
| 98.23% | 49.19% | 42.1%
| 98.24% | 49.18% | 42.1%
| 98.25% | 49.18% | 42.1%
| 98.25% | 49.17% | 42.1%
| 98.26% | 49.17% | 42.1%
| 98.26% | 49.16% | 42.09%
| 98.27% | 49.16% | 42.09%
| 98.27% | 49.16% | 42.09%
| 98.28% | 49.15% | 42.09%
| 98.29% | 49.15% | 42.08%
| 98.29% | 49.14% | 42.08%
| 98.3% | 49.14% | 42.08%
| 98.3% | 49.13% | 42.07%
| 98.31% | 49.13% | 42.07%
| 98.31% | 49.12% | 42.07%
| 98.32% | 49.12% | 42.06%
| 98.33% | 49.12% | 42.06%
| 98.33% | 49.12% | 42.06%
| 98.34% | 49.12% | 42.06%
| 98.34% | 49.11% | 42.06%
| 98.35% | 49.11% | 42.06%
| 98.35% | 49.11% | 42.05%
| 98.36% | 49.1% | 42.05%
| 98.37% | 49.1% | 42.04%
| 98.37% | 49.1% | 42.04%
| 98.38% | 49.1% | 42.04%
| 98.38% | 49.09% | 42.04%
| 98.39% | 49.08% | 42.04%
| 98.39% | 49.08% | 42.03%
| 98.4% | 49.08% | 42.03%
| 98.41% | 49.08% | 42.02%
| 98.41% | 49.08% | 42.01%
| 98.42% | 49.07% | 42.01%
| 98.42% | 49.06% | 42.01%
| 98.43% | 49.04% | 42.01%
| 98.43% | 49.04% | 42.01%
| 98.44% | 49.04% | 42%
| 98.45% | 49.04% | 41.99%
| 98.45% | 49.03% | 41.99%
| 98.46% | 49.03% | 41.98%
| 98.46% | 49.02% | 41.98%
| 98.47% | 49.02% | 41.97%
| 98.47% | 49.01% | 41.97%
| 98.48% | 49.01% | 41.96%
| 98.49% | 49.01% | 41.96%
| 98.49% | 49% | 41.95%
| 98.5% | 49% | 41.95%
| 98.5% | 48.99% | 41.95%
| 98.51% | 48.98% | 41.94%
| 98.51% | 48.98% | 41.93%
| 98.52% | 48.97% | 41.93%
| 98.53% | 48.97% | 41.93%
| 98.53% | 48.96% | 41.93%
| 98.54% | 48.96% | 41.93%
| 98.54% | 48.96% | 41.92%
| 98.55% | 48.95% | 41.92%
| 98.55% | 48.94% | 41.91%
| 98.56% | 48.94% | 41.91%
| 98.57% | 48.93% | 41.91%
| 98.57% | 48.93% | 41.91%
| 98.58% | 48.93% | 41.91%
| 98.58% | 48.93% | 41.91%
| 98.59% | 48.93% | 41.9%
| 98.59% | 48.92% | 41.9%
| 98.6% | 48.89% | 41.89%
| 98.61% | 48.89% | 41.89%
| 98.61% | 48.89% | 41.89%
| 98.62% | 48.89% | 41.87%
| 98.62% | 48.89% | 41.87%
| 98.63% | 48.89% | 41.87%
| 98.63% | 48.88% | 41.86%
| 98.64% | 48.87% | 41.86%
| 98.65% | 48.87% | 41.86%
| 98.65% | 48.86% | 41.85%
| 98.66% | 48.86% | 41.83%
| 98.66% | 48.85% | 41.83%
| 98.67% | 48.85% | 41.83%
| 98.67% | 48.84% | 41.83%
| 98.68% | 48.84% | 41.82%
| 98.69% | 48.84% | 41.82%
| 98.69% | 48.83% | 41.82%
| 98.7% | 48.81% | 41.81%
| 98.7% | 48.81% | 41.81%
| 98.71% | 48.78% | 41.81%
| 98.71% | 48.78% | 41.8%
| 98.72% | 48.77% | 41.8%
| 98.73% | 48.77% | 41.79%
| 98.73% | 48.77% | 41.79%
| 98.74% | 48.76% | 41.79%
| 98.74% | 48.76% | 41.79%
| 98.75% | 48.76% | 41.79%
| 98.75% | 48.75% | 41.78%
| 98.76% | 48.75% | 41.78%
| 98.77% | 48.75% | 41.77%
| 98.77% | 48.74% | 41.77%
| 98.78% | 48.74% | 41.77%
| 98.78% | 48.72% | 41.76%
| 98.79% | 48.72% | 41.75%
| 98.79% | 48.72% | 41.75%
| 98.8% | 48.71% | 41.74%
| 98.81% | 48.71% | 41.74%
| 98.81% | 48.7% | 41.74%
| 98.82% | 48.7% | 41.73%
| 98.82% | 48.69% | 41.73%
| 98.83% | 48.69% | 41.73%
| 98.83% | 48.69% | 41.73%
| 98.84% | 48.69% | 41.73%
| 98.85% | 48.68% | 41.72%
| 98.85% | 48.68% | 41.72%
| 98.86% | 48.67% | 41.72%
| 98.86% | 48.67% | 41.72%
| 98.87% | 48.67% | 41.71%
| 98.87% | 48.66% | 41.71%
| 98.88% | 48.66% | 41.71%
| 98.89% | 48.65% | 41.71%
| 98.89% | 48.64% | 41.7%
| 98.9% | 48.64% | 41.7%
| 98.9% | 48.63% | 41.69%
| 98.91% | 48.63% | 41.69%
| 98.91% | 48.62% | 41.68%
| 98.92% | 48.62% | 41.67%
| 98.93% | 48.62% | 41.67%
| 98.93% | 48.61% | 41.66%
| 98.94% | 48.58% | 41.66%
| 98.94% | 48.57% | 41.65%
| 98.95% | 48.57% | 41.64%
| 98.95% | 48.56% | 41.64%
| 98.96% | 48.55% | 41.64%
| 98.97% | 48.55% | 41.63%
| 98.97% | 48.54% | 41.63%
| 98.98% | 48.52% | 41.62%
| 98.98% | 48.51% | 41.61%
| 98.99% | 48.51% | 41.6%
| 98.99% | 48.5% | 41.59%
| 99% | 48.5% | 41.58%
| 99.01% | 48.48% | 41.57%
| 99.01% | 48.47% | 41.57%
| 99.02% | 48.45% | 41.55%
| 99.02% | 48.45% | 41.54%
| 99.03% | 48.44% | 41.53%
| 99.03% | 48.43% | 41.53%
| 99.04% | 48.43% | 41.53%
| 99.05% | 48.42% | 41.52%
| 99.05% | 48.42% | 41.52%
| 99.06% | 48.41% | 41.52%
| 99.06% | 48.41% | 41.52%
| 99.07% | 48.4% | 41.51%
| 99.07% | 48.39% | 41.5%
| 99.08% | 48.39% | 41.49%
| 99.09% | 48.39% | 41.49%
| 99.09% | 48.38% | 41.49%
| 99.1% | 48.37% | 41.49%
| 99.1% | 48.37% | 41.48%
| 99.11% | 48.36% | 41.47%
| 99.11% | 48.34% | 41.47%
| 99.12% | 48.34% | 41.45%
| 99.13% | 48.33% | 41.45%
| 99.13% | 48.33% | 41.44%
| 99.14% | 48.32% | 41.42%
| 99.14% | 48.31% | 41.42%
| 99.15% | 48.29% | 41.41%
| 99.15% | 48.29% | 41.41%
| 99.16% | 48.28% | 41.41%
| 99.17% | 48.27% | 41.41%
| 99.17% | 48.26% | 41.4%
| 99.18% | 48.26% | 41.39%
| 99.18% | 48.26% | 41.38%
| 99.19% | 48.25% | 41.38%
| 99.19% | 48.25% | 41.37%
| 99.2% | 48.23% | 41.35%
| 99.21% | 48.23% | 41.35%
| 99.21% | 48.2% | 41.35%
| 99.22% | 48.2% | 41.34%
| 99.22% | 48.2% | 41.33%
| 99.23% | 48.19% | 41.33%
| 99.23% | 48.19% | 41.33%
| 99.24% | 48.17% | 41.32%
| 99.25% | 48.15% | 41.31%
| 99.25% | 48.15% | 41.29%
| 99.26% | 48.14% | 41.29%
| 99.26% | 48.12% | 41.28%
| 99.27% | 48.1% | 41.27%
| 99.27% | 48.08% | 41.25%
| 99.28% | 48.08% | 41.25%
| 99.29% | 48.08% | 41.24%
| 99.29% | 48.07% | 41.22%
| 99.3% | 48.06% | 41.22%
| 99.3% | 48.06% | 41.22%
| 99.31% | 48.04% | 41.22%
| 99.31% | 48.04% | 41.21%
| 99.32% | 48.03% | 41.2%
| 99.33% | 48.02% | 41.19%
| 99.33% | 47.99% | 41.17%
| 99.34% | 47.98% | 41.17%
| 99.34% | 47.97% | 41.17%
| 99.35% | 47.96% | 41.17%
| 99.35% | 47.94% | 41.16%
| 99.36% | 47.94% | 41.16%
| 99.37% | 47.93% | 41.16%
| 99.37% | 47.89% | 41.16%
| 99.38% | 47.89% | 41.15%
| 99.38% | 47.89% | 41.15%
| 99.39% | 47.89% | 41.14%
| 99.39% | 47.88% | 41.14%
| 99.4% | 47.87% | 41.14%
| 99.41% | 47.86% | 41.14%
| 99.41% | 47.86% | 41.14%
| 99.42% | 47.85% | 41.13%
| 99.42% | 47.85% | 41.13%
| 99.43% | 47.84% | 41.12%
| 99.43% | 47.83% | 41.1%
| 99.44% | 47.83% | 41.1%
| 99.45% | 47.83% | 41.09%
| 99.45% | 47.83% | 41.09%
| 99.46% | 47.81% | 41.09%
| 99.46% | 47.79% | 41.09%
| 99.47% | 47.78% | 41.08%
| 99.47% | 47.78% | 41.08%
| 99.48% | 47.77% | 41.08%
| 99.49% | 47.77% | 41.05%
| 99.49% | 47.76% | 41.05%
| 99.5% | 47.76% | 41.05%
| 99.5% | 47.75% | 41.05%
| 99.51% | 47.74% | 41.03%
| 99.51% | 47.74% | 41.03%
| 99.52% | 47.74% | 41.02%
| 99.53% | 47.73% | 41.01%
| 99.53% | 47.73% | 41%
| 99.54% | 47.72% | 40.99%
| 99.54% | 47.71% | 40.99%
| 99.55% | 47.7% | 40.98%
| 99.55% | 47.7% | 40.98%
| 99.56% | 47.7% | 40.98%
| 99.57% | 47.68% | 40.98%
| 99.57% | 47.68% | 40.96%
| 99.58% | 47.67% | 40.94%
| 99.58% | 47.67% | 40.93%
| 99.59% | 47.65% | 40.92%
| 99.59% | 47.65% | 40.89%
| 99.6% | 47.6% | 40.89%
| 99.61% | 47.59% | 40.87%
| 99.61% | 47.59% | 40.87%
| 99.62% | 47.57% | 40.83%
| 99.62% | 47.56% | 40.82%
| 99.63% | 47.56% | 40.81%
| 99.63% | 47.56% | 40.8%
| 99.64% | 47.55% | 40.78%
| 99.65% | 47.54% | 40.72%
| 99.65% | 47.53% | 40.72%
| 99.66% | 47.53% | 40.71%
| 99.66% | 47.52% | 40.7%
| 99.67% | 47.47% | 40.7%
| 99.67% | 47.42% | 40.68%
| 99.68% | 47.42% | 40.65%
| 99.69% | 47.41% | 40.61%
| 99.69% | 47.4% | 40.59%
| 99.7% | 47.38% | 40.59%
| 99.7% | 47.37% | 40.59%
| 99.71% | 47.37% | 40.58%
| 99.71% | 47.37% | 40.57%
| 99.72% | 47.37% | 40.49%
| 99.73% | 47.33% | 40.48%
| 99.73% | 47.27% | 40.48%
| 99.74% | 47.26% | 40.47%
| 99.74% | 47.21% | 40.44%
| 99.75% | 47.2% | 40.44%
| 99.75% | 47.19% | 40.43%
| 99.76% | 47.16% | 40.42%
| 99.77% | 47.13% | 40.42%
| 99.77% | 47.08% | 40.42%
| 99.78% | 47.05% | 40.42%
| 99.78% | 47.03% | 40.34%
| 99.79% | 46.98% | 40.32%
| 99.79% | 46.97% | 40.31%
| 99.8% | 46.95% | 40.3%
| 99.81% | 46.91% | 40.29%
| 99.81% | 46.88% | 40.28%
| 99.82% | 46.84% | 40.26%
| 99.82% | 46.66% | 40.24%
| 99.83% | 46.61% | 40.22%
| 99.83% | 46.6% | 40.16%
| 99.84% | 46.56% | 40.14%
| 99.85% | 46.55% | 40.1%
| 99.85% | 46.54% | 40.09%
| 99.86% | 46.53% | 40.07%
| 99.86% | 46.5% | 40.02%
| 99.87% | 46.39% | 40%
| 99.87% | 46.39% | 40%
| 99.88% | 46.32% | 39.98%
| 99.89% | 46.31% | 39.97%
| 99.89% | 46.23% | 39.86%
| 99.9% | 46.15% | 39.84%
| 99.9% | 46.04% | 39.84%
| 99.91% | 46.03% | 39.84%
| 99.91% | 46.03% | 39.82%
| 99.92% | 46.02% | 39.77%
| 99.93% | 46.02% | 39.73%
| 99.93% | 45.87% | 39.71%
| 99.94% | 45.84% | 39.71%
| 99.94% | 45.83% | 39.59%
| 99.95% | 45.64% | 39.58%
| 99.95% | 45.59% | 39.58%
| 99.96% | 45.36% | 39.42%
| 99.97% | 45.27% | 39.41%
| 99.97% | 45.23% | 39.25%
| 99.98% | 45.16% | 39.14%
| 99.98% | 45.11% | 38.97%
| 99.99% | 45.06% | 38.88%
| 99.99% | 45.03% | 38.85%
| 100% | 44.93% | 38.81%

## fig2.4
Figure 2.4: Critical peak demand, WEM and NEM, 2014
Source: IMO/AEMO
| Percentage of time | NEM | WEM
| 0.005713% | 100% | 100%
| 0.01143% | 99.95% | 99.73%
| 0.01714% | 99.9% | 99.66%
| 0.02285% | 99.25% | 99.58%
| 0.02856% | 99.25% | 99.44%
| 0.03428% | 99.02% | 98.99%
| 0.03999% | 98.79% | 98.82%
| 0.0457% | 98.73% | 98.39%
| 0.05142% | 98.59% | 98.34%
| 0.05713% | 98.45% | 97.92%
| 0.06284% | 98.37% | 97.84%
| 0.06856% | 98.36% | 97.63%
| 0.07427% | 98.3% | 97.52%
| 0.07998% | 98.18% | 97.5%
| 0.08569% | 98.05% | 97.42%
| 0.09141% | 98.03% | 97.25%
| 0.09712% | 97.72% | 97%
| 0.1028% | 97.68% | 96.93%
| 0.1085% | 97.67% | 96.9%
| 0.1143% | 97.62% | 96.74%
| 0.12% | 97.5% | 96.71%
| 0.1257% | 97.11% | 96.57%
| 0.1314% | 96.95% | 96.25%
| 0.1371% | 96.78% | 96.18%
| 0.1428% | 96.47% | 96.17%
| 0.1485% | 96.27% | 96.06%
| 0.1543% | 96.27% | 96.04%
| 0.16% | 96.26% | 95.96%
| 0.1657% | 96.06% | 95.88%
| 0.1714% | 95.93% | 95.87%
| 0.1771% | 95.91% | 95.65%
| 0.1828% | 95.59% | 95.57%
| 0.1885% | 95.58% | 95.23%
| 0.1942% | 95.34% | 95.13%
| 0.2% | 95.31% | 94.86%
| 0.2057% | 95.27% | 94.83%
| 0.2114% | 94.72% | 94.83%
| 0.2171% | 94.67% | 94.77%
| 0.2228% | 94.55% | 94.59%
| 0.2285% | 94.44% | 94.58%
| 0.2342% | 94.36% | 94.25%
| 0.2399% | 94.28% | 93.91%
| 0.2457% | 94.04% | 93.78%
| 0.2514% | 93.93% | 93.71%
| 0.2571% | 93.58% | 93.66%
| 0.2628% | 93.31% | 93.62%
| 0.2685% | 93.18% | 93.61%
| 0.2742% | 92.91% | 93.59%
| 0.2799% | 92.9% | 93.56%
| 0.2856% | 92.77% | 93.43%
| 0.2914% | 92.7% | 93.34%
| 0.2971% | 92.64% | 93.19%
| 0.3028% | 92.56% | 93.01%
| 0.3085% | 92.51% | 93%
| 0.3142% | 91.92% | 92.98%
| 0.3199% | 91.85% | 92.97%
| 0.3256% | 91.83% | 92.92%
| 0.3314% | 91.82% | 92.87%
| 0.3371% | 91.68% | 92.79%
| 0.3428% | 91.52% | 92.68%
| 0.3485% | 91.11% | 92.65%
| 0.3542% | 91.09% | 92.46%
| 0.3599% | 90.79% | 92.33%
| 0.3656% | 90.77% | 92.32%
| 0.3713% | 90.7% | 92.32%
| 0.3771% | 90.69% | 92.25%
| 0.3828% | 90.61% | 92.19%
| 0.3885% | 90.31% | 92.04%
| 0.3942% | 90.23% | 91.97%
| 0.3999% | 90.18% | 91.84%
| 0.4056% | 90.09% | 91.83%
| 0.4113% | 89.98% | 91.78%
| 0.417% | 89.91% | 91.71%
| 0.4228% | 89.87% | 91.68%
| 0.4285% | 89.86% | 91.62%
| 0.4342% | 89.59% | 91.58%
| 0.4399% | 89.53% | 91.46%
| 0.4456% | 89.5% | 91.38%
| 0.4513% | 89.12% | 91.35%
| 0.457% | 89% | 91.33%
| 0.4628% | 88.85% | 91.31%
| 0.4685% | 88.82% | 91.17%
| 0.4742% | 88.8% | 91.15%
| 0.4799% | 88.69% | 91.12%
| 0.4856% | 88.69% | 91.09%
| 0.4913% | 88.57% | 90.92%
| 0.497% | 88.53% | 90.92%
| 0.5027% | 88.49% | 90.92%
| 0.5085% | 88.48% | 90.91%
| 0.5142% | 88.42% | 90.86%
| 0.5199% | 88.38% | 90.81%
| 0.5256% | 88.24% | 90.8%
| 0.5313% | 88.24% | 90.76%
| 0.537% | 88.14% | 90.59%
| 0.5427% | 88.03% | 90.52%
| 0.5484% | 88.02% | 90.49%
| 0.5542% | 87.97% | 90.45%
| 0.5599% | 87.97% | 90.4%
| 0.5656% | 87.95% | 90.26%
| 0.5713% | 87.95% | 90.17%
| 0.577% | 87.94% | 90.16%
| 0.5827% | 87.82% | 90.11%
| 0.5884% | 87.82% | 90.01%
| 0.5941% | 87.74% | 89.87%
| 0.5999% | 87.73% | 89.69%
| 0.6056% | 87.73% | 89.63%
| 0.6113% | 87.62% | 89.49%
| 0.617% | 87.62% | 89.38%
| 0.6227% | 87.57% | 89.35%
| 0.6284% | 87.46% | 89.31%
| 0.6341% | 87.44% | 89.26%
| 0.6399% | 87.42% | 89.19%
| 0.6456% | 87.36% | 89.12%
| 0.6513% | 87.36% | 89.1%
| 0.657% | 87.29% | 89.07%
| 0.6627% | 87.29% | 89%
| 0.6684% | 87.22% | 88.98%
| 0.6741% | 87.14% | 88.97%
| 0.6798% | 87.06% | 88.93%
| 0.6856% | 87% | 88.88%
| 0.6913% | 86.97% | 88.87%
| 0.697% | 86.97% | 88.82%
| 0.7027% | 86.91% | 88.76%
| 0.7084% | 86.9% | 88.75%
| 0.7141% | 86.85% | 88.71%
| 0.7198% | 86.84% | 88.68%
| 0.7255% | 86.8% | 88.64%
| 0.7313% | 86.7% | 88.58%
| 0.737% | 86.67% | 88.58%
| 0.7427% | 86.67% | 88.58%
| 0.7484% | 86.67% | 88.55%
| 0.7541% | 86.66% | 88.54%
| 0.7598% | 86.64% | 88.53%
| 0.7655% | 86.62% | 88.47%
| 0.7713% | 86.6% | 88.41%
| 0.777% | 86.59% | 88.39%
| 0.7827% | 86.56% | 88.37%
| 0.7884% | 86.49% | 88.32%
| 0.7941% | 86.48% | 88.25%
| 0.7998% | 86.45% | 88.24%
| 0.8055% | 86.44% | 88.23%
| 0.8112% | 86.43% | 88.19%
| 0.817% | 86.43% | 88.19%
| 0.8227% | 86.36% | 88.14%
| 0.8284% | 86.35% | 88.13%
| 0.8341% | 86.34% | 88.12%
| 0.8398% | 86.31% | 88.11%
| 0.8455% | 86.26% | 88.07%
| 0.8512% | 86.25% | 88.04%
| 0.8569% | 86.22% | 88.04%
| 0.8627% | 86.21% | 88.02%
| 0.8684% | 86.19% | 87.92%
| 0.8741% | 86.14% | 87.91%
| 0.8798% | 86.14% | 87.91%
| 0.8855% | 86.13% | 87.88%
| 0.8912% | 86.1% | 87.86%
| 0.8969% | 86.1% | 87.84%
| 0.9027% | 86.09% | 87.83%
| 0.9084% | 86.07% | 87.78%
| 0.9141% | 86.07% | 87.77%
| 0.9198% | 86.04% | 87.76%
| 0.9255% | 86.03% | 87.76%
| 0.9312% | 85.99% | 87.73%
| 0.9369% | 85.93% | 87.71%
| 0.9426% | 85.93% | 87.67%
| 0.9484% | 85.92% | 87.66%
| 0.9541% | 85.92% | 87.64%
| 0.9598% | 85.91% | 87.6%
| 0.9655% | 85.9% | 87.59%
| 0.9712% | 85.88% | 87.57%
| 0.9769% | 85.87% | 87.55%
| 0.9826% | 85.85% | 87.49%
| 0.9883% | 85.79% | 87.49%
| 0.9941% | 85.77% | 87.47%
| 0.9998% | 85.77% | 87.45%
| 1.005% | 85.75% | 87.43%
| 1.011% | 85.74% | 87.41%
| 1.017% | 85.67% | 87.4%
| 1.023% | 85.62% | 87.38%
| 1.028% | 85.52% | 87.33%
| 1.034% | 85.46% | 87.31%
| 1.04% | 85.43% | 87.27%
| 1.045% | 85.43% | 87.26%
| 1.051% | 85.31% | 87.26%
| 1.057% | 85.31% | 87.23%
| 1.063% | 85.3% | 87.16%
| 1.068% | 85.3% | 87.12%
| 1.074% | 85.23% | 87.09%
| 1.08% | 85.23% | 87.09%
| 1.085% | 85.2% | 87.04%
| 1.091% | 85.17% | 87.03%
| 1.097% | 85.15% | 87.01%
| 1.103% | 85.13% | 87%
| 1.108% | 85.12% | 86.93%
| 1.114% | 85.12% | 86.87%
| 1.12% | 85.11% | 86.84%
| 1.125% | 85.1% | 86.83%
| 1.131% | 85.1% | 86.83%
| 1.137% | 85.08% | 86.8%
| 1.143% | 85.08% | 86.79%
| 1.148% | 85.01% | 86.79%
| 1.154% | 84.98% | 86.78%
| 1.16% | 84.96% | 86.76%
| 1.165% | 84.95% | 86.72%
| 1.171% | 84.94% | 86.66%
| 1.177% | 84.93% | 86.65%
| 1.183% | 84.93% | 86.63%
| 1.188% | 84.91% | 86.61%
| 1.194% | 84.9% | 86.61%
| 1.2% | 84.9% | 86.57%
| 1.205% | 84.9% | 86.55%
| 1.211% | 84.89% | 86.55%
| 1.217% | 84.87% | 86.54%
| 1.223% | 84.86% | 86.53%
| 1.228% | 84.8% | 86.52%
| 1.234% | 84.79% | 86.51%
| 1.24% | 84.77% | 86.48%
| 1.245% | 84.77% | 86.47%
| 1.251% | 84.76% | 86.45%
| 1.257% | 84.73% | 86.44%
| 1.263% | 84.7% | 86.43%
| 1.268% | 84.69% | 86.35%
| 1.274% | 84.68% | 86.27%
| 1.28% | 84.67% | 86.22%
| 1.285% | 84.65% | 86.21%
| 1.291% | 84.64% | 86.2%
| 1.297% | 84.63% | 86.11%
| 1.303% | 84.62% | 86.11%
| 1.308% | 84.61% | 86.08%
| 1.314% | 84.59% | 86.02%
| 1.32% | 84.58% | 86%
| 1.325% | 84.57% | 86%
| 1.331% | 84.55% | 85.99%
| 1.337% | 84.55% | 85.98%
| 1.343% | 84.52% | 85.95%
| 1.348% | 84.51% | 85.86%
| 1.354% | 84.49% | 85.83%
| 1.36% | 84.48% | 85.82%
| 1.365% | 84.48% | 85.81%
| 1.371% | 84.43% | 85.73%
| 1.377% | 84.41% | 85.69%
| 1.383% | 84.36% | 85.68%
| 1.388% | 84.35% | 85.67%
| 1.394% | 84.35% | 85.67%
| 1.4% | 84.33% | 85.49%
| 1.405% | 84.33% | 85.44%
| 1.411% | 84.31% | 85.44%
| 1.417% | 84.31% | 85.38%
| 1.423% | 84.28% | 85.36%
| 1.428% | 84.28% | 85.35%
| 1.434% | 84.26% | 85.34%
| 1.44% | 84.23% | 85.34%
| 1.445% | 84.2% | 85.31%
| 1.451% | 84.17% | 85.29%
| 1.457% | 84.17% | 85.26%
| 1.463% | 84.14% | 85.26%
| 1.468% | 84.13% | 85.25%
| 1.474% | 84.13% | 85.19%
| 1.48% | 84.12% | 85.18%
| 1.485% | 84.1% | 85.16%
| 1.491% | 84.08% | 85.12%
| 1.497% | 84.06% | 85.09%
| 1.503% | 84.04% | 85.05%
| 1.508% | 84.03% | 85.03%
| 1.514% | 84.02% | 85.01%
| 1.52% | 84.02% | 84.98%
| 1.525% | 84.01% | 84.95%
| 1.531% | 83.96% | 84.95%
| 1.537% | 83.93% | 84.88%
| 1.543% | 83.92% | 84.88%
| 1.548% | 83.9% | 84.86%
| 1.554% | 83.87% | 84.82%
| 1.56% | 83.86% | 84.79%
| 1.565% | 83.85% | 84.78%
| 1.571% | 83.84% | 84.78%
| 1.577% | 83.84% | 84.75%
| 1.582% | 83.83% | 84.74%
| 1.588% | 83.8% | 84.71%
| 1.594% | 83.79% | 84.71%
| 1.6% | 83.78% | 84.7%
| 1.605% | 83.78% | 84.7%
| 1.611% | 83.77% | 84.68%
| 1.617% | 83.64% | 84.68%
| 1.622% | 83.61% | 84.67%
| 1.628% | 83.58% | 84.66%
| 1.634% | 83.56% | 84.66%
| 1.64% | 83.55% | 84.64%
| 1.645% | 83.55% | 84.63%
| 1.651% | 83.55% | 84.58%
| 1.657% | 83.54% | 84.54%
| 1.662% | 83.54% | 84.52%
| 1.668% | 83.46% | 84.5%
| 1.674% | 83.45% | 84.49%
| 1.68% | 83.44% | 84.42%
| 1.685% | 83.41% | 84.42%
| 1.691% | 83.4% | 84.42%
| 1.697% | 83.4% | 84.36%
| 1.702% | 83.37% | 84.33%
| 1.708% | 83.35% | 84.32%
| 1.714% | 83.35% | 84.31%
| 1.72% | 83.31% | 84.29%
| 1.725% | 83.31% | 84.27%
| 1.731% | 83.29% | 84.25%
| 1.737% | 83.28% | 84.25%
| 1.742% | 83.27% | 84.23%
| 1.748% | 83.25% | 84.21%
| 1.754% | 83.24% | 84.2%
| 1.76% | 83.24% | 84.2%
| 1.765% | 83.22% | 84.12%
| 1.771% | 83.21% | 84.1%
| 1.777% | 83.21% | 84.08%
| 1.782% | 83.19% | 84.05%
| 1.788% | 83.18% | 84.03%
| 1.794% | 83.15% | 84.03%
| 1.8% | 83.15% | 84.02%
| 1.805% | 83.14% | 84.02%
| 1.811% | 83.12% | 83.96%
| 1.817% | 83.12% | 83.92%
| 1.822% | 83.1% | 83.92%
| 1.828% | 83.08% | 83.9%
| 1.834% | 83.08% | 83.89%
| 1.84% | 83.07% | 83.86%
| 1.845% | 83.06% | 83.84%
| 1.851% | 83.06% | 83.82%
| 1.857% | 83.05% | 83.8%
| 1.862% | 83.05% | 83.79%
| 1.868% | 83.05% | 83.77%
| 1.874% | 83.04% | 83.71%
| 1.88% | 83% | 83.68%
| 1.885% | 82.97% | 83.67%
| 1.891% | 82.94% | 83.61%
| 1.897% | 82.93% | 83.61%
| 1.902% | 82.9% | 83.54%
| 1.908% | 82.89% | 83.53%
| 1.914% | 82.88% | 83.52%
| 1.92% | 82.86% | 83.52%
| 1.925% | 82.84% | 83.46%
| 1.931% | 82.82% | 83.46%
| 1.937% | 82.81% | 83.44%
| 1.942% | 82.78% | 83.43%
| 1.948% | 82.78% | 83.41%
| 1.954% | 82.77% | 83.41%
| 1.96% | 82.76% | 83.37%
| 1.965% | 82.75% | 83.34%
| 1.971% | 82.75% | 83.33%
| 1.977% | 82.74% | 83.32%
| 1.982% | 82.74% | 83.31%
| 1.988% | 82.73% | 83.31%
| 1.994% | 82.73% | 83.28%
| 2% | 82.72% | 83.27%
| 2.005% | 82.67% | 83.26%
| 2.011% | 82.67% | 83.23%
| 2.017% | 82.66% | 83.22%
| 2.022% | 82.65% | 83.21%
| 2.028% | 82.64% | 83.21%
| 2.034% | 82.62% | 83.17%
| 2.04% | 82.62% | 83.17%
| 2.045% | 82.6% | 83.17%
| 2.051% | 82.59% | 83.15%
| 2.057% | 82.57% | 83.13%
| 2.062% | 82.57% | 83.11%
| 2.068% | 82.57% | 83.1%
| 2.074% | 82.56% | 83.01%
| 2.08% | 82.54% | 83%
| 2.085% | 82.51% | 82.98%
| 2.091% | 82.51% | 82.94%
| 2.097% | 82.49% | 82.91%
| 2.102% | 82.49% | 82.85%
| 2.108% | 82.49% | 82.83%
| 2.114% | 82.47% | 82.78%
| 2.12% | 82.47% | 82.78%
| 2.125% | 82.46% | 82.75%
| 2.131% | 82.46% | 82.74%
| 2.137% | 82.44% | 82.74%
| 2.142% | 82.43% | 82.73%
| 2.148% | 82.43% | 82.73%
| 2.154% | 82.42% | 82.73%
| 2.16% | 82.41% | 82.72%
| 2.165% | 82.39% | 82.68%
| 2.171% | 82.38% | 82.66%
| 2.177% | 82.38% | 82.63%
| 2.182% | 82.38% | 82.59%
| 2.188% | 82.37% | 82.55%
| 2.194% | 82.36% | 82.54%
| 2.199% | 82.36% | 82.53%
| 2.205% | 82.34% | 82.51%
| 2.211% | 82.32% | 82.5%
| 2.217% | 82.28% | 82.5%
| 2.222% | 82.26% | 82.49%
| 2.228% | 82.26% | 82.48%
| 2.234% | 82.25% | 82.48%
| 2.239% | 82.25% | 82.47%
| 2.245% | 82.24% | 82.46%
| 2.251% | 82.23% | 82.46%
| 2.257% | 82.23% | 82.45%
| 2.262% | 82.21% | 82.44%
| 2.268% | 82.2% | 82.43%
| 2.274% | 82.19% | 82.43%
| 2.279% | 82.18% | 82.42%
| 2.285% | 82.18% | 82.37%
| 2.291% | 82.17% | 82.36%
| 2.297% | 82.17% | 82.36%
| 2.302% | 82.16% | 82.35%
| 2.308% | 82.15% | 82.33%
| 2.314% | 82.14% | 82.32%
| 2.319% | 82.12% | 82.32%
| 2.325% | 82.12% | 82.29%
| 2.331% | 82.1% | 82.27%
| 2.337% | 82.09% | 82.27%
| 2.342% | 82.08% | 82.26%
| 2.348% | 82.07% | 82.25%
| 2.354% | 82.06% | 82.23%
| 2.359% | 82.05% | 82.19%
| 2.365% | 82.04% | 82.18%
| 2.371% | 82.03% | 82.14%
| 2.377% | 82.01% | 82.12%
| 2.382% | 82% | 82.1%
| 2.388% | 81.99% | 82.1%
| 2.394% | 81.99% | 82.09%
| 2.399% | 81.97% | 82.08%
| 2.405% | 81.96% | 82.06%
| 2.411% | 81.96% | 82.06%
| 2.417% | 81.96% | 82.06%
| 2.422% | 81.95% | 82.04%
| 2.428% | 81.95% | 82.02%
| 2.434% | 81.93% | 82%
| 2.439% | 81.93% | 81.99%
| 2.445% | 81.93% | 81.98%
| 2.451% | 81.92% | 81.98%
| 2.457% | 81.92% | 81.96%
| 2.462% | 81.92% | 81.95%
| 2.468% | 81.91% | 81.94%
| 2.474% | 81.91% | 81.87%
| 2.479% | 81.89% | 81.84%
| 2.485% | 81.88% | 81.84%
| 2.491% | 81.87% | 81.8%
| 2.497% | 81.87% | 81.8%
| 2.502% | 81.86% | 81.79%
| 2.508% | 81.85% | 81.77%
| 2.514% | 81.85% | 81.74%
| 2.519% | 81.82% | 81.7%
| 2.525% | 81.82% | 81.62%
| 2.531% | 81.82% | 81.59%
| 2.537% | 81.81% | 81.58%
| 2.542% | 81.81% | 81.55%
| 2.548% | 81.79% | 81.54%
| 2.554% | 81.79% | 81.49%
| 2.559% | 81.79% | 81.48%
| 2.565% | 81.79% | 81.48%
| 2.571% | 81.75% | 81.44%
| 2.577% | 81.75% | 81.44%
| 2.582% | 81.74% | 81.41%
| 2.588% | 81.73% | 81.37%
| 2.594% | 81.72% | 81.37%
| 2.599% | 81.71% | 81.36%
| 2.605% | 81.71% | 81.35%
| 2.611% | 81.7% | 81.34%
| 2.617% | 81.7% | 81.32%
| 2.622% | 81.69% | 81.32%
| 2.628% | 81.68% | 81.28%
| 2.634% | 81.67% | 81.28%
| 2.639% | 81.67% | 81.26%
| 2.645% | 81.66% | 81.26%
| 2.651% | 81.66% | 81.25%
| 2.657% | 81.65% | 81.23%
| 2.662% | 81.62% | 81.22%
| 2.668% | 81.61% | 81.13%
| 2.674% | 81.6% | 81.13%
| 2.679% | 81.59% | 81.12%
| 2.685% | 81.59% | 81.1%
| 2.691% | 81.58% | 81.09%
| 2.697% | 81.58% | 81.08%
| 2.702% | 81.58% | 81.08%
| 2.708% | 81.58% | 81.07%
| 2.714% | 81.58% | 81.04%
| 2.719% | 81.58% | 81.03%
| 2.725% | 81.57% | 81.01%
| 2.731% | 81.57% | 81.01%
| 2.737% | 81.56% | 80.99%
| 2.742% | 81.56% | 80.99%
| 2.748% | 81.55% | 80.98%
| 2.754% | 81.55% | 80.98%
| 2.759% | 81.54% | 80.94%
| 2.765% | 81.54% | 80.94%
| 2.771% | 81.53% | 80.94%
| 2.777% | 81.51% | 80.92%
| 2.782% | 81.5% | 80.92%
| 2.788% | 81.48% | 80.91%
| 2.794% | 81.48% | 80.91%
| 2.799% | 81.48% | 80.91%
| 2.805% | 81.47% | 80.89%
| 2.811% | 81.47% | 80.86%
| 2.816% | 81.47% | 80.85%
| 2.822% | 81.47% | 80.85%
| 2.828% | 81.47% | 80.84%
| 2.834% | 81.46% | 80.84%
| 2.839% | 81.45% | 80.82%
| 2.845% | 81.43% | 80.8%
| 2.851% | 81.43% | 80.8%
| 2.856% | 81.42% | 80.78%
| 2.862% | 81.42% | 80.77%
| 2.868% | 81.41% | 80.74%
| 2.874% | 81.41% | 80.73%
| 2.879% | 81.39% | 80.72%
| 2.885% | 81.38% | 80.71%
| 2.891% | 81.38% | 80.7%
| 2.896% | 81.36% | 80.69%
| 2.902% | 81.35% | 80.63%
| 2.908% | 81.35% | 80.63%
| 2.914% | 81.35% | 80.62%
| 2.919% | 81.34% | 80.58%
| 2.925% | 81.33% | 80.58%
| 2.931% | 81.33% | 80.57%
| 2.936% | 81.33% | 80.56%
| 2.942% | 81.33% | 80.56%
| 2.948% | 81.33% | 80.53%
| 2.954% | 81.32% | 80.51%
| 2.959% | 81.3% | 80.5%
| 2.965% | 81.29% | 80.46%
| 2.971% | 81.29% | 80.46%
| 2.976% | 81.27% | 80.45%
| 2.982% | 81.27% | 80.45%
| 2.988% | 81.25% | 80.44%
| 2.994% | 81.24% | 80.43%
| 2.999% | 81.24% | 80.42%
| 3.005% | 81.24% | 80.4%
| 3.011% | 81.23% | 80.4%
| 3.016% | 81.22% | 80.39%
| 3.022% | 81.22% | 80.37%
| 3.028% | 81.21% | 80.36%
| 3.034% | 81.2% | 80.36%
| 3.039% | 81.19% | 80.35%
| 3.045% | 81.18% | 80.34%
| 3.051% | 81.17% | 80.32%
| 3.056% | 81.14% | 80.31%
| 3.062% | 81.14% | 80.3%
| 3.068% | 81.13% | 80.3%
| 3.074% | 81.13% | 80.3%
| 3.079% | 81.12% | 80.26%
| 3.085% | 81.12% | 80.26%
| 3.091% | 81.11% | 80.25%
| 3.096% | 81.11% | 80.23%
| 3.102% | 81.1% | 80.2%
| 3.108% | 81.1% | 80.2%
| 3.114% | 81.09% | 80.2%
| 3.119% | 81.08% | 80.19%
| 3.125% | 81.08% | 80.19%
| 3.131% | 81.08% | 80.16%
| 3.136% | 81.07% | 80.14%
| 3.142% | 81.07% | 80.14%
| 3.148% | 81.07% | 80.13%
| 3.154% | 81.06% | 80.11%
| 3.159% | 81.06% | 80.11%
| 3.165% | 81.06% | 80.09%
| 3.171% | 81.06% | 80.09%
| 3.176% | 81.06% | 80.09%
| 3.182% | 81.05% | 80.07%
| 3.188% | 81.05% | 80.06%
| 3.194% | 81.04% | 80.03%
| 3.199% | 81.03% | 80.03%
| 3.205% | 81.03% | 80.01%
| 3.211% | 81.01% | 80%
| 3.216% | 81.01% | 79.97%
| 3.222% | 81% | 79.96%
| 3.228% | 81% | 79.95%
| 3.234% | 81% | 79.94%
| 3.239% | 81% | 79.92%
| 3.245% | 81% | 79.87%
| 3.251% | 80.98% | 79.85%
| 3.256% | 80.98% | 79.82%
| 3.262% | 80.98% | 79.81%
| 3.268% | 80.97% | 79.81%
| 3.274% | 80.96% | 79.8%
| 3.279% | 80.95% | 79.75%
| 3.285% | 80.94% | 79.74%
| 3.291% | 80.93% | 79.73%
| 3.296% | 80.93% | 79.71%
| 3.302% | 80.92% | 79.71%
| 3.308% | 80.9% | 79.7%
| 3.314% | 80.89% | 79.69%
| 3.319% | 80.87% | 79.67%
| 3.325% | 80.87% | 79.64%
| 3.331% | 80.87% | 79.63%
| 3.336% | 80.87% | 79.63%
| 3.342% | 80.86% | 79.63%
| 3.348% | 80.86% | 79.62%
| 3.354% | 80.84% | 79.61%
| 3.359% | 80.82% | 79.6%
| 3.365% | 80.81% | 79.59%
| 3.371% | 80.81% | 79.58%
| 3.376% | 80.81% | 79.56%
| 3.382% | 80.81% | 79.53%
| 3.388% | 80.8% | 79.53%
| 3.394% | 80.8% | 79.52%
| 3.399% | 80.79% | 79.5%
| 3.405% | 80.79% | 79.48%
| 3.411% | 80.78% | 79.47%
| 3.416% | 80.78% | 79.46%
| 3.422% | 80.77% | 79.44%
| 3.428% | 80.76% | 79.41%
| 3.434% | 80.75% | 79.4%
| 3.439% | 80.73% | 79.39%
| 3.445% | 80.73% | 79.36%
| 3.451% | 80.72% | 79.35%
| 3.456% | 80.71% | 79.34%
| 3.462% | 80.71% | 79.34%
| 3.468% | 80.71% | 79.33%
| 3.473% | 80.7% | 79.33%
| 3.479% | 80.7% | 79.3%
| 3.485% | 80.7% | 79.3%
| 3.491% | 80.68% | 79.28%
| 3.496% | 80.68% | 79.28%
| 3.502% | 80.68% | 79.28%
| 3.508% | 80.67% | 79.26%
| 3.513% | 80.66% | 79.25%
| 3.519% | 80.65% | 79.25%
| 3.525% | 80.64% | 79.24%
| 3.531% | 80.63% | 79.22%
| 3.536% | 80.62% | 79.22%
| 3.542% | 80.62% | 79.2%
| 3.548% | 80.61% | 79.19%
| 3.553% | 80.61% | 79.09%
| 3.559% | 80.61% | 79.08%
| 3.565% | 80.6% | 79.06%
| 3.571% | 80.59% | 79.05%
| 3.576% | 80.58% | 79.05%
| 3.582% | 80.58% | 79.04%
| 3.588% | 80.58% | 79.03%
| 3.593% | 80.58% | 79.02%
| 3.599% | 80.58% | 79.02%
| 3.605% | 80.58% | 79.02%
| 3.611% | 80.57% | 79.02%
| 3.616% | 80.57% | 79.02%
| 3.622% | 80.56% | 79.02%
| 3.628% | 80.56% | 78.99%
| 3.633% | 80.54% | 78.97%
| 3.639% | 80.54% | 78.94%
| 3.645% | 80.51% | 78.93%
| 3.651% | 80.5% | 78.92%
| 3.656% | 80.5% | 78.92%
| 3.662% | 80.5% | 78.92%
| 3.668% | 80.49% | 78.91%
| 3.673% | 80.48% | 78.88%
| 3.679% | 80.47% | 78.85%
| 3.685% | 80.47% | 78.85%
| 3.691% | 80.47% | 78.85%
| 3.696% | 80.46% | 78.85%
| 3.702% | 80.46% | 78.82%
| 3.708% | 80.44% | 78.82%
| 3.713% | 80.44% | 78.81%
| 3.719% | 80.43% | 78.8%
| 3.725% | 80.43% | 78.78%
| 3.731% | 80.43% | 78.77%
| 3.736% | 80.43% | 78.76%
| 3.742% | 80.43% | 78.75%
| 3.748% | 80.42% | 78.74%
| 3.753% | 80.42% | 78.73%
| 3.759% | 80.39% | 78.7%
| 3.765% | 80.39% | 78.7%
| 3.771% | 80.39% | 78.7%
| 3.776% | 80.39% | 78.7%
| 3.782% | 80.38% | 78.69%
| 3.788% | 80.38% | 78.68%
| 3.793% | 80.38% | 78.63%
| 3.799% | 80.37% | 78.61%
| 3.805% | 80.36% | 78.6%
| 3.811% | 80.35% | 78.59%
| 3.816% | 80.35% | 78.59%
| 3.822% | 80.34% | 78.59%
| 3.828% | 80.34% | 78.57%
| 3.833% | 80.34% | 78.57%
| 3.839% | 80.33% | 78.57%
| 3.845% | 80.33% | 78.56%
| 3.851% | 80.33% | 78.56%
| 3.856% | 80.33% | 78.56%
| 3.862% | 80.31% | 78.55%
| 3.868% | 80.31% | 78.53%
| 3.873% | 80.3% | 78.52%
| 3.879% | 80.3% | 78.49%
| 3.885% | 80.3% | 78.49%
| 3.891% | 80.3% | 78.49%
| 3.896% | 80.29% | 78.48%
| 3.902% | 80.29% | 78.47%
| 3.908% | 80.28% | 78.45%
| 3.913% | 80.28% | 78.44%
| 3.919% | 80.28% | 78.42%
| 3.925% | 80.26% | 78.41%
| 3.931% | 80.25% | 78.4%
| 3.936% | 80.25% | 78.39%
| 3.942% | 80.24% | 78.37%
| 3.948% | 80.23% | 78.35%
| 3.953% | 80.22% | 78.34%
| 3.959% | 80.19% | 78.34%
| 3.965% | 80.18% | 78.34%
| 3.971% | 80.16% | 78.32%
| 3.976% | 80.15% | 78.3%
| 3.982% | 80.15% | 78.23%
| 3.988% | 80.13% | 78.22%
| 3.993% | 80.13% | 78.2%
| 3.999% | 80.13% | 78.2%
| 4.005% | 80.12% | 78.2%
| 4.011% | 80.12% | 78.2%
| 4.016% | 80.11% | 78.19%
| 4.022% | 80.09% | 78.19%
| 4.028% | 80.08% | 78.17%
| 4.033% | 80.07% | 78.17%
| 4.039% | 80.07% | 78.16%
| 4.045% | 80.07% | 78.13%
| 4.051% | 80.07% | 78.11%
| 4.056% | 80.07% | 78.1%
| 4.062% | 80.04% | 78.07%
| 4.068% | 80.04% | 78.04%
| 4.073% | 80.03% | 78.03%
| 4.079% | 80.03% | 78.02%
| 4.085% | 80.03% | 78.01%
| 4.09% | 80.03% | 77.99%
| 4.096% | 80.01% | 77.96%
| 4.102% | 80.01% | 77.95%
| 4.108% | 80% | 77.95%
| 4.113% | 80% | 77.94%
| 4.119% | 79.99% | 77.93%
| 4.125% | 79.99% | 77.92%
| 4.13% | 79.99% | 77.91%
| 4.136% | 79.97% | 77.9%
| 4.142% | 79.97% | 77.86%
| 4.148% | 79.96% | 77.86%
| 4.153% | 79.96% | 77.85%
| 4.159% | 79.95% | 77.85%
| 4.165% | 79.93% | 77.85%
| 4.17% | 79.92% | 77.84%
| 4.176% | 79.92% | 77.83%
| 4.182% | 79.92% | 77.82%
| 4.188% | 79.92% | 77.8%
| 4.193% | 79.92% | 77.79%
| 4.199% | 79.91% | 77.79%
| 4.205% | 79.91% | 77.79%
| 4.21% | 79.91% | 77.78%
| 4.216% | 79.91% | 77.76%
| 4.222% | 79.9% | 77.73%
| 4.228% | 79.9% | 77.73%
| 4.233% | 79.89% | 77.73%
| 4.239% | 79.89% | 77.72%
| 4.245% | 79.88% | 77.69%
| 4.25% | 79.88% | 77.69%
| 4.256% | 79.87% | 77.67%
| 4.262% | 79.87% | 77.66%
| 4.268% | 79.87% | 77.64%
| 4.273% | 79.86% | 77.63%
| 4.279% | 79.86% | 77.63%
| 4.285% | 79.86% | 77.61%
| 4.29% | 79.85% | 77.6%
| 4.296% | 79.84% | 77.58%
| 4.302% | 79.83% | 77.58%
| 4.308% | 79.8% | 77.57%
| 4.313% | 79.79% | 77.56%
| 4.319% | 79.79% | 77.54%
| 4.325% | 79.78% | 77.53%
| 4.33% | 79.77% | 77.51%
| 4.336% | 79.77% | 77.48%
| 4.342% | 79.76% | 77.48%
| 4.348% | 79.76% | 77.46%
| 4.353% | 79.76% | 77.43%
| 4.359% | 79.76% | 77.43%
| 4.365% | 79.74% | 77.43%
| 4.37% | 79.74% | 77.41%
| 4.376% | 79.73% | 77.41%
| 4.382% | 79.73% | 77.4%
| 4.388% | 79.72% | 77.37%
| 4.393% | 79.72% | 77.37%
| 4.399% | 79.72% | 77.35%
| 4.405% | 79.7% | 77.34%
| 4.41% | 79.69% | 77.32%
| 4.416% | 79.69% | 77.32%
| 4.422% | 79.68% | 77.29%
| 4.428% | 79.68% | 77.29%
| 4.433% | 79.67% | 77.29%
| 4.439% | 79.66% | 77.28%
| 4.445% | 79.66% | 77.27%
| 4.45% | 79.65% | 77.25%
| 4.456% | 79.65% | 77.24%
| 4.462% | 79.64% | 77.24%
| 4.468% | 79.64% | 77.23%
| 4.473% | 79.63% | 77.22%
| 4.479% | 79.63% | 77.22%
| 4.485% | 79.62% | 77.21%
| 4.49% | 79.62% | 77.21%
| 4.496% | 79.62% | 77.21%
| 4.502% | 79.61% | 77.17%
| 4.508% | 79.58% | 77.16%
| 4.513% | 79.58% | 77.16%
| 4.519% | 79.57% | 77.14%
| 4.525% | 79.57% | 77.14%
| 4.53% | 79.57% | 77.12%
| 4.536% | 79.57% | 77.08%
| 4.542% | 79.57% | 77.06%
| 4.548% | 79.56% | 77.05%
| 4.553% | 79.55% | 77.04%
| 4.559% | 79.54% | 77.04%
| 4.565% | 79.54% | 77.02%
| 4.57% | 79.53% | 77.02%
| 4.576% | 79.53% | 77.01%
| 4.582% | 79.53% | 77.01%
| 4.588% | 79.52% | 77%
| 4.593% | 79.5% | 77%
| 4.599% | 79.49% | 76.99%
| 4.605% | 79.48% | 76.99%
| 4.61% | 79.48% | 76.98%
| 4.616% | 79.47% | 76.98%
| 4.622% | 79.47% | 76.97%
| 4.628% | 79.46% | 76.96%
| 4.633% | 79.46% | 76.95%
| 4.639% | 79.45% | 76.95%
| 4.645% | 79.45% | 76.95%
| 4.65% | 79.45% | 76.95%
| 4.656% | 79.43% | 76.94%
| 4.662% | 79.43% | 76.92%
| 4.668% | 79.43% | 76.92%
| 4.673% | 79.43% | 76.92%
| 4.679% | 79.42% | 76.91%
| 4.685% | 79.42% | 76.91%
| 4.69% | 79.4% | 76.9%
| 4.696% | 79.4% | 76.9%
| 4.702% | 79.39% | 76.89%
| 4.707% | 79.39% | 76.89%
| 4.713% | 79.39% | 76.88%
| 4.719% | 79.38% | 76.86%
| 4.725% | 79.37% | 76.85%
| 4.73% | 79.36% | 76.85%
| 4.736% | 79.36% | 76.82%
| 4.742% | 79.36% | 76.82%
| 4.747% | 79.36% | 76.81%
| 4.753% | 79.36% | 76.79%
| 4.759% | 79.35% | 76.78%
| 4.765% | 79.35% | 76.78%
| 4.77% | 79.34% | 76.77%
| 4.776% | 79.33% | 76.77%
| 4.782% | 79.32% | 76.77%
| 4.787% | 79.32% | 76.77%
| 4.793% | 79.3% | 76.76%
| 4.799% | 79.29% | 76.75%
| 4.805% | 79.28% | 76.73%
| 4.81% | 79.28% | 76.72%
| 4.816% | 79.28% | 76.7%
| 4.822% | 79.28% | 76.68%
| 4.827% | 79.27% | 76.66%
| 4.833% | 79.27% | 76.65%
| 4.839% | 79.27% | 76.64%
| 4.845% | 79.26% | 76.64%
| 4.85% | 79.25% | 76.64%
| 4.856% | 79.25% | 76.59%
| 4.862% | 79.24% | 76.58%
| 4.867% | 79.24% | 76.57%
| 4.873% | 79.23% | 76.56%
| 4.879% | 79.23% | 76.55%
| 4.885% | 79.22% | 76.54%
| 4.89% | 79.22% | 76.53%
| 4.896% | 79.22% | 76.52%
| 4.902% | 79.22% | 76.5%
| 4.907% | 79.21% | 76.49%
| 4.913% | 79.2% | 76.49%
| 4.919% | 79.2% | 76.48%
| 4.925% | 79.19% | 76.48%
| 4.93% | 79.19% | 76.47%
| 4.936% | 79.19% | 76.47%
| 4.942% | 79.19% | 76.46%
| 4.947% | 79.19% | 76.45%
| 4.953% | 79.18% | 76.45%
| 4.959% | 79.18% | 76.44%
| 4.965% | 79.17% | 76.43%
| 4.97% | 79.17% | 76.42%
| 4.976% | 79.16% | 76.41%
| 4.982% | 79.16% | 76.4%
| 4.987% | 79.16% | 76.4%
| 4.993% | 79.16% | 76.38%
| 4.999% | 79.15% | 76.35%
| 5.005% | 79.15% | 76.32%
| 5.01% | 79.15% | 76.3%
| 5.016% | 79.15% | 76.29%
| 5.022% | 79.15% | 76.29%
| 5.027% | 79.14% | 76.28%
| 5.033% | 79.14% | 76.22%
| 5.039% | 79.14% | 76.22%
| 5.045% | 79.12% | 76.2%
| 5.05% | 79.1% | 76.17%
| 5.056% | 79.1% | 76.16%
| 5.062% | 79.09% | 76.15%
| 5.067% | 79.09% | 76.14%
| 5.073% | 79.09% | 76.14%
| 5.079% | 79.09% | 76.14%
| 5.085% | 79.08% | 76.12%
| 5.09% | 79.08% | 76.12%
| 5.096% | 79.08% | 76.11%
| 5.102% | 79.07% | 76.1%
| 5.107% | 79.07% | 76.06%
| 5.113% | 79.07% | 76.04%
| 5.119% | 79.07% | 76.04%
| 5.125% | 79.06% | 76.03%
| 5.13% | 79.06% | 76.03%
| 5.136% | 79.05% | 76.03%
| 5.142% | 79.05% | 76.02%
| 5.147% | 79.05% | 76.01%
| 5.153% | 79.05% | 75.99%
| 5.159% | 79.05% | 75.98%
| 5.165% | 79.05% | 75.97%
| 5.17% | 79.03% | 75.97%
| 5.176% | 79.01% | 75.96%
| 5.182% | 79% | 75.95%
| 5.187% | 79% | 75.94%
| 5.193% | 79% | 75.94%
| 5.199% | 79% | 75.93%
| 5.205% | 79% | 75.91%
| 5.21% | 79% | 75.9%
| 5.216% | 78.98% | 75.85%
| 5.222% | 78.98% | 75.83%
| 5.227% | 78.98% | 75.83%
| 5.233% | 78.97% | 75.82%
| 5.239% | 78.97% | 75.78%
| 5.245% | 78.97% | 75.74%
| 5.25% | 78.96% | 75.74%
| 5.256% | 78.96% | 75.73%
| 5.262% | 78.96% | 75.7%
| 5.267% | 78.96% | 75.7%
| 5.273% | 78.96% | 75.7%
| 5.279% | 78.95% | 75.7%
| 5.285% | 78.95% | 75.69%
| 5.29% | 78.95% | 75.69%
| 5.296% | 78.94% | 75.68%
| 5.302% | 78.92% | 75.68%
| 5.307% | 78.92% | 75.68%
| 5.313% | 78.92% | 75.67%
| 5.319% | 78.91% | 75.66%
| 5.324% | 78.91% | 75.66%
| 5.33% | 78.91% | 75.65%
| 5.336% | 78.9% | 75.64%
| 5.342% | 78.9% | 75.64%
| 5.347% | 78.87% | 75.64%
| 5.353% | 78.86% | 75.63%
| 5.359% | 78.86% | 75.63%
| 5.364% | 78.85% | 75.62%
| 5.37% | 78.85% | 75.62%
| 5.376% | 78.85% | 75.61%
| 5.382% | 78.83% | 75.61%
| 5.387% | 78.83% | 75.61%
| 5.393% | 78.82% | 75.59%
| 5.399% | 78.82% | 75.58%
| 5.404% | 78.82% | 75.58%
| 5.41% | 78.81% | 75.57%
| 5.416% | 78.8% | 75.56%
| 5.422% | 78.8% | 75.54%
| 5.427% | 78.8% | 75.54%
| 5.433% | 78.79% | 75.54%
| 5.439% | 78.79% | 75.53%
| 5.444% | 78.77% | 75.53%
| 5.45% | 78.77% | 75.52%
| 5.456% | 78.77% | 75.5%
| 5.462% | 78.77% | 75.49%
| 5.467% | 78.76% | 75.48%
| 5.473% | 78.76% | 75.46%
| 5.479% | 78.76% | 75.42%
| 5.484% | 78.76% | 75.4%
| 5.49% | 78.76% | 75.4%
| 5.496% | 78.75% | 75.4%
| 5.502% | 78.75% | 75.4%
| 5.507% | 78.75% | 75.4%
| 5.513% | 78.74% | 75.38%
| 5.519% | 78.74% | 75.37%
| 5.524% | 78.73% | 75.36%
| 5.53% | 78.73% | 75.35%
| 5.536% | 78.72% | 75.35%
| 5.542% | 78.72% | 75.35%
| 5.547% | 78.71% | 75.33%
| 5.553% | 78.71% | 75.33%
| 5.559% | 78.7% | 75.32%
| 5.564% | 78.69% | 75.32%
| 5.57% | 78.68% | 75.31%
| 5.576% | 78.68% | 75.3%
| 5.582% | 78.67% | 75.29%
| 5.587% | 78.67% | 75.29%
| 5.593% | 78.67% | 75.29%
| 5.599% | 78.67% | 75.28%
| 5.604% | 78.66% | 75.27%
| 5.61% | 78.66% | 75.24%
| 5.616% | 78.66% | 75.24%
| 5.622% | 78.66% | 75.23%
| 5.627% | 78.64% | 75.22%
| 5.633% | 78.64% | 75.22%
| 5.639% | 78.64% | 75.22%
| 5.644% | 78.64% | 75.21%
| 5.65% | 78.63% | 75.2%
| 5.656% | 78.63% | 75.19%
| 5.662% | 78.62% | 75.19%
| 5.667% | 78.61% | 75.17%
| 5.673% | 78.61% | 75.16%
| 5.679% | 78.61% | 75.15%
| 5.684% | 78.6% | 75.13%
| 5.69% | 78.6% | 75.11%
| 5.696% | 78.6% | 75.1%
| 5.702% | 78.6% | 75.09%
| 5.707% | 78.59% | 75.09%
| 5.713% | 78.58% | 75.08%
| 5.719% | 78.58% | 75.08%
| 5.724% | 78.58% | 75.08%
| 5.73% | 78.58% | 75.06%
| 5.736% | 78.57% | 75.05%
| 5.742% | 78.57% | 75.03%
| 5.747% | 78.57% | 75.03%
| 5.753% | 78.57% | 75.02%
| 5.759% | 78.57% | 75.02%
| 5.764% | 78.56% | 75%
| 5.77% | 78.56% | 74.97%
| 5.776% | 78.55% | 74.97%
| 5.782% | 78.55% | 74.96%
| 5.787% | 78.54% | 74.96%
| 5.793% | 78.54% | 74.95%
| 5.799% | 78.54% | 74.93%
| 5.804% | 78.52% | 74.92%
| 5.81% | 78.52% | 74.92%
| 5.816% | 78.52% | 74.9%
| 5.822% | 78.52% | 74.9%
| 5.827% | 78.52% | 74.87%
| 5.833% | 78.51% | 74.86%
| 5.839% | 78.51% | 74.86%
| 5.844% | 78.51% | 74.8%
| 5.85% | 78.51% | 74.8%
| 5.856% | 78.51% | 74.79%
| 5.862% | 78.5% | 74.78%
| 5.867% | 78.49% | 74.78%
| 5.873% | 78.49% | 74.77%
| 5.879% | 78.49% | 74.75%
| 5.884% | 78.49% | 74.74%
| 5.89% | 78.49% | 74.73%
| 5.896% | 78.49% | 74.72%
| 5.902% | 78.49% | 74.72%
| 5.907% | 78.49% | 74.7%
| 5.913% | 78.48% | 74.67%
| 5.919% | 78.48% | 74.66%
| 5.924% | 78.48% | 74.66%
| 5.93% | 78.48% | 74.66%
| 5.936% | 78.47% | 74.66%
| 5.941% | 78.47% | 74.65%
| 5.947% | 78.47% | 74.65%
| 5.953% | 78.46% | 74.64%
| 5.959% | 78.46% | 74.64%
| 5.964% | 78.46% | 74.64%
| 5.97% | 78.46% | 74.63%
| 5.976% | 78.46% | 74.63%
| 5.981% | 78.45% | 74.62%
| 5.987% | 78.45% | 74.61%
| 5.993% | 78.45% | 74.61%
| 5.999% | 78.45% | 74.61%
| 6.004% | 78.44% | 74.61%
| 6.01% | 78.44% | 74.61%
| 6.016% | 78.44% | 74.58%
| 6.021% | 78.43% | 74.58%
| 6.027% | 78.43% | 74.57%
| 6.033% | 78.42% | 74.57%
| 6.039% | 78.41% | 74.57%
| 6.044% | 78.41% | 74.55%
| 6.05% | 78.39% | 74.53%
| 6.056% | 78.39% | 74.52%
| 6.061% | 78.38% | 74.51%
| 6.067% | 78.38% | 74.51%
| 6.073% | 78.38% | 74.46%
| 6.079% | 78.37% | 74.46%
| 6.084% | 78.36% | 74.46%
| 6.09% | 78.36% | 74.45%
| 6.096% | 78.35% | 74.45%
| 6.101% | 78.35% | 74.45%
| 6.107% | 78.35% | 74.44%
| 6.113% | 78.34% | 74.44%
| 6.119% | 78.34% | 74.43%
| 6.124% | 78.34% | 74.42%
| 6.13% | 78.33% | 74.42%
| 6.136% | 78.33% | 74.4%
| 6.141% | 78.33% | 74.4%
| 6.147% | 78.32% | 74.38%
| 6.153% | 78.32% | 74.38%
| 6.159% | 78.31% | 74.38%
| 6.164% | 78.31% | 74.37%
| 6.17% | 78.31% | 74.37%
| 6.176% | 78.31% | 74.37%
| 6.181% | 78.31% | 74.36%
| 6.187% | 78.3% | 74.36%
| 6.193% | 78.3% | 74.33%
| 6.199% | 78.3% | 74.33%
| 6.204% | 78.3% | 74.32%
| 6.21% | 78.29% | 74.32%
| 6.216% | 78.29% | 74.31%
| 6.221% | 78.29% | 74.31%
| 6.227% | 78.28% | 74.3%
| 6.233% | 78.27% | 74.3%
| 6.239% | 78.26% | 74.3%
| 6.244% | 78.26% | 74.29%
| 6.25% | 78.24% | 74.29%
| 6.256% | 78.24% | 74.27%
| 6.261% | 78.23% | 74.26%
| 6.267% | 78.23% | 74.26%
| 6.273% | 78.21% | 74.25%
| 6.279% | 78.21% | 74.24%
| 6.284% | 78.21% | 74.22%
| 6.29% | 78.21% | 74.2%
| 6.296% | 78.2% | 74.14%
| 6.301% | 78.2% | 74.14%
| 6.307% | 78.2% | 74.13%
| 6.313% | 78.2% | 74.13%
| 6.319% | 78.19% | 74.12%
| 6.324% | 78.19% | 74.12%
| 6.33% | 78.19% | 74.12%
| 6.336% | 78.19% | 74.11%
| 6.341% | 78.18% | 74.09%
| 6.347% | 78.18% | 74.05%
| 6.353% | 78.18% | 74.05%
| 6.359% | 78.18% | 74.04%
| 6.364% | 78.18% | 74.04%
| 6.37% | 78.17% | 74.02%
| 6.376% | 78.17% | 74.01%
| 6.381% | 78.16% | 74.01%
| 6.387% | 78.16% | 74%
| 6.393% | 78.16% | 74%
| 6.399% | 78.15% | 74%
| 6.404% | 78.14% | 73.99%
| 6.41% | 78.13% | 73.98%
| 6.416% | 78.13% | 73.97%
| 6.421% | 78.13% | 73.97%
| 6.427% | 78.13% | 73.96%
| 6.433% | 78.12% | 73.96%
| 6.439% | 78.12% | 73.94%
| 6.444% | 78.12% | 73.94%
| 6.45% | 78.11% | 73.94%
| 6.456% | 78.11% | 73.94%
| 6.461% | 78.1% | 73.93%
| 6.467% | 78.09% | 73.92%
| 6.473% | 78.09% | 73.91%
| 6.479% | 78.08% | 73.91%
| 6.484% | 78.08% | 73.9%
| 6.49% | 78.08% | 73.89%
| 6.496% | 78.08% | 73.89%
| 6.501% | 78.07% | 73.88%
| 6.507% | 78.07% | 73.86%
| 6.513% | 78.07% | 73.85%
| 6.519% | 78.07% | 73.85%
| 6.524% | 78.06% | 73.84%
| 6.53% | 78.06% | 73.83%
| 6.536% | 78.06% | 73.82%
| 6.541% | 78.05% | 73.81%
| 6.547% | 78.05% | 73.81%
| 6.553% | 78.05% | 73.81%
| 6.559% | 78.04% | 73.8%
| 6.564% | 78.04% | 73.8%
| 6.57% | 78.03% | 73.79%
| 6.576% | 78.02% | 73.79%
| 6.581% | 78.02% | 73.78%
| 6.587% | 78.02% | 73.77%
| 6.593% | 78.02% | 73.76%
| 6.598% | 78.02% | 73.76%
| 6.604% | 78.01% | 73.76%
| 6.61% | 78.01% | 73.75%
| 6.616% | 78.01% | 73.73%
| 6.621% | 78% | 73.73%
| 6.627% | 78% | 73.73%
| 6.633% | 78% | 73.72%
| 6.638% | 78% | 73.71%
| 6.644% | 78% | 73.71%
| 6.65% | 77.99% | 73.7%
| 6.656% | 77.99% | 73.69%
| 6.661% | 77.99% | 73.69%
| 6.667% | 77.98% | 73.68%
| 6.673% | 77.98% | 73.67%
| 6.678% | 77.98% | 73.66%
| 6.684% | 77.97% | 73.65%
| 6.69% | 77.97% | 73.64%
| 6.696% | 77.97% | 73.64%
| 6.701% | 77.96% | 73.64%
| 6.707% | 77.96% | 73.64%
| 6.713% | 77.96% | 73.62%
| 6.718% | 77.95% | 73.61%
| 6.724% | 77.95% | 73.6%
| 6.73% | 77.95% | 73.59%
| 6.736% | 77.95% | 73.58%
| 6.741% | 77.94% | 73.57%
| 6.747% | 77.94% | 73.56%
| 6.753% | 77.93% | 73.56%
| 6.758% | 77.93% | 73.56%
| 6.764% | 77.92% | 73.56%
| 6.77% | 77.92% | 73.54%
| 6.776% | 77.92% | 73.54%
| 6.781% | 77.92% | 73.5%
| 6.787% | 77.91% | 73.49%
| 6.793% | 77.91% | 73.49%
| 6.798% | 77.9% | 73.48%
| 6.804% | 77.89% | 73.48%
| 6.81% | 77.88% | 73.47%
| 6.816% | 77.88% | 73.46%
| 6.821% | 77.88% | 73.46%
| 6.827% | 77.87% | 73.46%
| 6.833% | 77.87% | 73.44%
| 6.838% | 77.86% | 73.44%
| 6.844% | 77.86% | 73.44%
| 6.85% | 77.86% | 73.43%
| 6.856% | 77.85% | 73.41%
| 6.861% | 77.85% | 73.41%
| 6.867% | 77.85% | 73.4%
| 6.873% | 77.84% | 73.39%
| 6.878% | 77.84% | 73.39%
| 6.884% | 77.84% | 73.39%
| 6.89% | 77.83% | 73.37%
| 6.896% | 77.83% | 73.36%
| 6.901% | 77.83% | 73.36%
| 6.907% | 77.82% | 73.35%
| 6.913% | 77.81% | 73.35%
| 6.918% | 77.81% | 73.34%
| 6.924% | 77.81% | 73.33%
| 6.93% | 77.8% | 73.33%
| 6.936% | 77.8% | 73.33%
| 6.941% | 77.79% | 73.32%
| 6.947% | 77.79% | 73.32%
| 6.953% | 77.78% | 73.32%
| 6.958% | 77.77% | 73.32%
| 6.964% | 77.77% | 73.32%
| 6.97% | 77.76% | 73.32%
| 6.976% | 77.76% | 73.3%
| 6.981% | 77.76% | 73.3%
| 6.987% | 77.75% | 73.3%
| 6.993% | 77.75% | 73.3%
| 6.998% | 77.75% | 73.29%
| 7.004% | 77.75% | 73.29%
| 7.01% | 77.75% | 73.29%
| 7.016% | 77.75% | 73.27%
| 7.021% | 77.74% | 73.25%
| 7.027% | 77.74% | 73.25%
| 7.033% | 77.74% | 73.24%
| 7.038% | 77.74% | 73.24%
| 7.044% | 77.73% | 73.24%
| 7.05% | 77.73% | 73.23%
| 7.056% | 77.73% | 73.22%
| 7.061% | 77.72% | 73.22%
| 7.067% | 77.72% | 73.21%
| 7.073% | 77.72% | 73.2%
| 7.078% | 77.71% | 73.2%
| 7.084% | 77.71% | 73.19%
| 7.09% | 77.69% | 73.19%
| 7.096% | 77.68% | 73.19%
| 7.101% | 77.68% | 73.18%
| 7.107% | 77.68% | 73.17%
| 7.113% | 77.67% | 73.16%
| 7.118% | 77.67% | 73.15%
| 7.124% | 77.67% | 73.15%
| 7.13% | 77.67% | 73.13%
| 7.136% | 77.66% | 73.13%
| 7.141% | 77.66% | 73.13%
| 7.147% | 77.66% | 73.13%
| 7.153% | 77.66% | 73.13%
| 7.158% | 77.65% | 73.1%
| 7.164% | 77.65% | 73.09%
| 7.17% | 77.64% | 73.08%
| 7.176% | 77.64% | 73.07%
| 7.181% | 77.63% | 73.07%
| 7.187% | 77.63% | 73.05%
| 7.193% | 77.63% | 73.05%
| 7.198% | 77.62% | 73.03%
| 7.204% | 77.61% | 73.03%
| 7.21% | 77.61% | 73.03%
| 7.215% | 77.6% | 73.03%
| 7.221% | 77.6% | 73.02%
| 7.227% | 77.58% | 73.02%
| 7.233% | 77.58% | 73.02%
| 7.238% | 77.58% | 73.02%
| 7.244% | 77.58% | 73.01%
| 7.25% | 77.58% | 73.01%
| 7.255% | 77.57% | 73.01%
| 7.261% | 77.57% | 73%
| 7.267% | 77.56% | 73%
| 7.273% | 77.56% | 73%
| 7.278% | 77.55% | 72.99%
| 7.284% | 77.54% | 72.99%
| 7.29% | 77.54% | 72.98%
| 7.295% | 77.54% | 72.98%
| 7.301% | 77.54% | 72.97%
| 7.307% | 77.53% | 72.97%
| 7.313% | 77.53% | 72.96%
| 7.318% | 77.52% | 72.96%
| 7.324% | 77.52% | 72.96%
| 7.33% | 77.5% | 72.96%
| 7.335% | 77.5% | 72.95%
| 7.341% | 77.5% | 72.95%
| 7.347% | 77.5% | 72.93%
| 7.353% | 77.49% | 72.92%
| 7.358% | 77.49% | 72.92%
| 7.364% | 77.48% | 72.92%
| 7.37% | 77.47% | 72.91%
| 7.375% | 77.46% | 72.91%
| 7.381% | 77.46% | 72.91%
| 7.387% | 77.46% | 72.87%
| 7.393% | 77.45% | 72.86%
| 7.398% | 77.45% | 72.86%
| 7.404% | 77.45% | 72.85%
| 7.41% | 77.44% | 72.84%
| 7.415% | 77.44% | 72.83%
| 7.421% | 77.44% | 72.81%
| 7.427% | 77.43% | 72.81%
| 7.433% | 77.43% | 72.8%
| 7.438% | 77.43% | 72.79%
| 7.444% | 77.43% | 72.79%
| 7.45% | 77.43% | 72.79%
| 7.455% | 77.42% | 72.79%
| 7.461% | 77.42% | 72.77%
| 7.467% | 77.42% | 72.76%
| 7.473% | 77.4% | 72.75%
| 7.478% | 77.4% | 72.75%
| 7.484% | 77.4% | 72.74%
| 7.49% | 77.39% | 72.74%
| 7.495% | 77.39% | 72.74%
| 7.501% | 77.39% | 72.72%
| 7.507% | 77.39% | 72.72%
| 7.513% | 77.38% | 72.71%
| 7.518% | 77.38% | 72.7%
| 7.524% | 77.38% | 72.68%
| 7.53% | 77.38% | 72.68%
| 7.535% | 77.38% | 72.68%
| 7.541% | 77.38% | 72.67%
| 7.547% | 77.38% | 72.66%
| 7.553% | 77.37% | 72.65%
| 7.558% | 77.36% | 72.64%
| 7.564% | 77.36% | 72.64%
| 7.57% | 77.36% | 72.64%
| 7.575% | 77.35% | 72.63%
| 7.581% | 77.35% | 72.62%
| 7.587% | 77.34% | 72.61%
| 7.593% | 77.34% | 72.59%
| 7.598% | 77.34% | 72.58%
| 7.604% | 77.34% | 72.58%
| 7.61% | 77.33% | 72.58%
| 7.615% | 77.33% | 72.58%
| 7.621% | 77.33% | 72.58%
| 7.627% | 77.32% | 72.58%
| 7.633% | 77.32% | 72.57%
| 7.638% | 77.32% | 72.57%
| 7.644% | 77.31% | 72.55%
| 7.65% | 77.31% | 72.55%
| 7.655% | 77.3% | 72.54%
| 7.661% | 77.3% | 72.54%
| 7.667% | 77.29% | 72.54%
| 7.673% | 77.29% | 72.53%
| 7.678% | 77.28% | 72.53%
| 7.684% | 77.28% | 72.52%
| 7.69% | 77.27% | 72.51%
| 7.695% | 77.26% | 72.51%
| 7.701% | 77.25% | 72.5%
| 7.707% | 77.24% | 72.5%
| 7.713% | 77.24% | 72.5%
| 7.718% | 77.23% | 72.5%
| 7.724% | 77.23% | 72.49%
| 7.73% | 77.23% | 72.48%
| 7.735% | 77.23% | 72.48%
| 7.741% | 77.21% | 72.46%
| 7.747% | 77.21% | 72.46%
| 7.753% | 77.21% | 72.46%
| 7.758% | 77.21% | 72.45%
| 7.764% | 77.21% | 72.45%
| 7.77% | 77.21% | 72.45%
| 7.775% | 77.2% | 72.44%
| 7.781% | 77.2% | 72.43%
| 7.787% | 77.18% | 72.43%
| 7.793% | 77.18% | 72.41%
| 7.798% | 77.18% | 72.41%
| 7.804% | 77.16% | 72.4%
| 7.81% | 77.16% | 72.39%
| 7.815% | 77.15% | 72.39%
| 7.821% | 77.15% | 72.39%
| 7.827% | 77.14% | 72.39%
| 7.832% | 77.14% | 72.37%
| 7.838% | 77.14% | 72.37%
| 7.844% | 77.14% | 72.35%
| 7.85% | 77.14% | 72.35%
| 7.855% | 77.14% | 72.35%
| 7.861% | 77.13% | 72.35%
| 7.867% | 77.13% | 72.34%
| 7.872% | 77.13% | 72.34%
| 7.878% | 77.13% | 72.33%
| 7.884% | 77.12% | 72.32%
| 7.89% | 77.12% | 72.32%
| 7.895% | 77.12% | 72.32%
| 7.901% | 77.11% | 72.31%
| 7.907% | 77.11% | 72.3%
| 7.912% | 77.1% | 72.3%
| 7.918% | 77.1% | 72.29%
| 7.924% | 77.1% | 72.28%
| 7.93% | 77.09% | 72.27%
| 7.935% | 77.09% | 72.26%
| 7.941% | 77.09% | 72.23%
| 7.947% | 77.08% | 72.22%
| 7.952% | 77.08% | 72.22%
| 7.958% | 77.08% | 72.21%
| 7.964% | 77.08% | 72.21%
| 7.97% | 77.07% | 72.2%
| 7.975% | 77.07% | 72.19%
| 7.981% | 77.07% | 72.19%
| 7.987% | 77.06% | 72.18%
| 7.992% | 77.06% | 72.18%
| 7.998% | 77.05% | 72.18%
| 8.004% | 77.05% | 72.17%
| 8.01% | 77.05% | 72.17%
| 8.015% | 77.05% | 72.16%
| 8.021% | 77.05% | 72.16%
| 8.027% | 77.04% | 72.16%
| 8.032% | 77.04% | 72.14%
| 8.038% | 77.02% | 72.12%
| 8.044% | 77.02% | 72.11%
| 8.05% | 77.02% | 72.11%
| 8.055% | 77.01% | 72.11%
| 8.061% | 77.01% | 72.1%
| 8.067% | 77.01% | 72.09%
| 8.072% | 77.01% | 72.09%
| 8.078% | 77% | 72.09%
| 8.084% | 77% | 72.09%
| 8.09% | 76.99% | 72.09%
| 8.095% | 76.99% | 72.08%
| 8.101% | 76.99% | 72.07%
| 8.107% | 76.99% | 72.07%
| 8.112% | 76.99% | 72.07%
| 8.118% | 76.98% | 72.06%
| 8.124% | 76.98% | 72.04%
| 8.13% | 76.98% | 72.04%
| 8.135% | 76.98% | 72.03%
| 8.141% | 76.98% | 72.03%
| 8.147% | 76.98% | 72.03%
| 8.152% | 76.98% | 72.03%
| 8.158% | 76.97% | 72.03%
| 8.164% | 76.97% | 72.01%
| 8.17% | 76.97% | 72.01%
| 8.175% | 76.97% | 72.01%
| 8.181% | 76.97% | 72.01%
| 8.187% | 76.96% | 71.98%
| 8.192% | 76.96% | 71.98%
| 8.198% | 76.95% | 71.97%
| 8.204% | 76.95% | 71.97%
| 8.21% | 76.95% | 71.96%
| 8.215% | 76.95% | 71.96%
| 8.221% | 76.95% | 71.94%
| 8.227% | 76.95% | 71.94%
| 8.232% | 76.95% | 71.93%
| 8.238% | 76.94% | 71.92%
| 8.244% | 76.93% | 71.92%
| 8.25% | 76.92% | 71.91%
| 8.255% | 76.92% | 71.91%
| 8.261% | 76.92% | 71.91%
| 8.267% | 76.91% | 71.91%
| 8.272% | 76.91% | 71.9%
| 8.278% | 76.9% | 71.89%
| 8.284% | 76.9% | 71.88%
| 8.29% | 76.9% | 71.86%
| 8.295% | 76.9% | 71.86%
| 8.301% | 76.89% | 71.85%
| 8.307% | 76.89% | 71.85%
| 8.312% | 76.89% | 71.85%
| 8.318% | 76.89% | 71.85%
| 8.324% | 76.89% | 71.84%
| 8.33% | 76.89% | 71.83%
| 8.335% | 76.88% | 71.83%
| 8.341% | 76.88% | 71.82%
| 8.347% | 76.88% | 71.82%
| 8.352% | 76.88% | 71.82%
| 8.358% | 76.87% | 71.8%
| 8.364% | 76.87% | 71.8%
| 8.37% | 76.87% | 71.8%
| 8.375% | 76.87% | 71.78%
| 8.381% | 76.87% | 71.78%
| 8.387% | 76.86% | 71.78%
| 8.392% | 76.86% | 71.78%
| 8.398% | 76.86% | 71.77%
| 8.404% | 76.86% | 71.77%
| 8.41% | 76.85% | 71.77%
| 8.415% | 76.85% | 71.76%
| 8.421% | 76.85% | 71.76%
| 8.427% | 76.84% | 71.76%
| 8.432% | 76.84% | 71.76%
| 8.438% | 76.84% | 71.75%
| 8.444% | 76.83% | 71.75%
| 8.449% | 76.82% | 71.75%
| 8.455% | 76.82% | 71.74%
| 8.461% | 76.82% | 71.74%
| 8.467% | 76.81% | 71.73%
| 8.472% | 76.81% | 71.73%
| 8.478% | 76.81% | 71.72%
| 8.484% | 76.81% | 71.71%
| 8.489% | 76.81% | 71.71%
| 8.495% | 76.81% | 71.71%
| 8.501% | 76.8% | 71.71%
| 8.507% | 76.8% | 71.69%
| 8.512% | 76.8% | 71.69%
| 8.518% | 76.8% | 71.69%
| 8.524% | 76.8% | 71.67%
| 8.529% | 76.8% | 71.66%
| 8.535% | 76.79% | 71.66%
| 8.541% | 76.79% | 71.66%
| 8.547% | 76.79% | 71.62%
| 8.552% | 76.79% | 71.62%
| 8.558% | 76.78% | 71.62%
| 8.564% | 76.78% | 71.59%
| 8.569% | 76.78% | 71.59%
| 8.575% | 76.77% | 71.58%
| 8.581% | 76.77% | 71.58%
| 8.587% | 76.77% | 71.58%
| 8.592% | 76.76% | 71.57%
| 8.598% | 76.76% | 71.57%
| 8.604% | 76.76% | 71.57%
| 8.609% | 76.75% | 71.57%
| 8.615% | 76.75% | 71.57%
| 8.621% | 76.75% | 71.56%
| 8.627% | 76.75% | 71.55%
| 8.632% | 76.75% | 71.54%
| 8.638% | 76.75% | 71.54%
| 8.644% | 76.74% | 71.53%
| 8.649% | 76.74% | 71.53%
| 8.655% | 76.73% | 71.52%
| 8.661% | 76.73% | 71.52%
| 8.667% | 76.73% | 71.52%
| 8.672% | 76.72% | 71.52%
| 8.678% | 76.72% | 71.51%
| 8.684% | 76.71% | 71.51%
| 8.689% | 76.71% | 71.51%
| 8.695% | 76.71% | 71.5%
| 8.701% | 76.71% | 71.5%
| 8.707% | 76.69% | 71.5%
| 8.712% | 76.69% | 71.5%
| 8.718% | 76.69% | 71.5%
| 8.724% | 76.69% | 71.5%
| 8.729% | 76.69% | 71.49%
| 8.735% | 76.69% | 71.49%
| 8.741% | 76.68% | 71.49%
| 8.747% | 76.68% | 71.49%
| 8.752% | 76.68% | 71.49%
| 8.758% | 76.68% | 71.48%
| 8.764% | 76.66% | 71.47%
| 8.769% | 76.66% | 71.47%
| 8.775% | 76.66% | 71.47%
| 8.781% | 76.66% | 71.44%
| 8.787% | 76.66% | 71.43%
| 8.792% | 76.65% | 71.43%
| 8.798% | 76.65% | 71.42%
| 8.804% | 76.65% | 71.42%
| 8.809% | 76.64% | 71.41%
| 8.815% | 76.64% | 71.4%
| 8.821% | 76.64% | 71.4%
| 8.827% | 76.63% | 71.4%
| 8.832% | 76.63% | 71.4%
| 8.838% | 76.63% | 71.39%
| 8.844% | 76.63% | 71.38%
| 8.849% | 76.63% | 71.38%
| 8.855% | 76.63% | 71.38%
| 8.861% | 76.62% | 71.37%
| 8.867% | 76.62% | 71.37%
| 8.872% | 76.61% | 71.36%
| 8.878% | 76.61% | 71.36%
| 8.884% | 76.61% | 71.34%
| 8.889% | 76.6% | 71.32%
| 8.895% | 76.6% | 71.32%
| 8.901% | 76.6% | 71.31%
| 8.907% | 76.6% | 71.3%
| 8.912% | 76.6% | 71.3%
| 8.918% | 76.6% | 71.3%
| 8.924% | 76.6% | 71.3%
| 8.929% | 76.6% | 71.29%
| 8.935% | 76.59% | 71.29%
| 8.941% | 76.59% | 71.28%
| 8.947% | 76.58% | 71.28%
| 8.952% | 76.58% | 71.27%
| 8.958% | 76.58% | 71.27%
| 8.964% | 76.57% | 71.27%
| 8.969% | 76.57% | 71.26%
| 8.975% | 76.57% | 71.26%
| 8.981% | 76.56% | 71.26%
| 8.987% | 76.56% | 71.26%
| 8.992% | 76.56% | 71.26%
| 8.998% | 76.56% | 71.25%
| 9.004% | 76.55% | 71.25%
| 9.009% | 76.55% | 71.24%
| 9.015% | 76.54% | 71.24%
| 9.021% | 76.54% | 71.24%
| 9.027% | 76.53% | 71.23%
| 9.032% | 76.52% | 71.23%
| 9.038% | 76.52% | 71.23%
| 9.044% | 76.51% | 71.23%
| 9.049% | 76.51% | 71.22%
| 9.055% | 76.51% | 71.22%
| 9.061% | 76.51% | 71.22%
| 9.066% | 76.5% | 71.22%
| 9.072% | 76.5% | 71.2%
| 9.078% | 76.5% | 71.2%
| 9.084% | 76.5% | 71.19%
| 9.089% | 76.5% | 71.19%
| 9.095% | 76.49% | 71.19%
| 9.101% | 76.49% | 71.18%
| 9.106% | 76.49% | 71.17%
| 9.112% | 76.49% | 71.16%
| 9.118% | 76.48% | 71.16%
| 9.124% | 76.48% | 71.16%
| 9.129% | 76.48% | 71.15%
| 9.135% | 76.47% | 71.15%
| 9.141% | 76.47% | 71.15%
| 9.146% | 76.46% | 71.14%
| 9.152% | 76.46% | 71.14%
| 9.158% | 76.46% | 71.14%
| 9.164% | 76.45% | 71.14%
| 9.169% | 76.45% | 71.14%
| 9.175% | 76.45% | 71.13%
| 9.181% | 76.44% | 71.11%
| 9.186% | 76.44% | 71.11%
| 9.192% | 76.44% | 71.1%
| 9.198% | 76.44% | 71.1%
| 9.204% | 76.44% | 71.1%
| 9.209% | 76.43% | 71.1%
| 9.215% | 76.43% | 71.09%
| 9.221% | 76.43% | 71.09%
| 9.226% | 76.43% | 71.09%
| 9.232% | 76.43% | 71.09%
| 9.238% | 76.43% | 71.09%
| 9.244% | 76.42% | 71.08%
| 9.249% | 76.42% | 71.08%
| 9.255% | 76.41% | 71.08%
| 9.261% | 76.41% | 71.07%
| 9.266% | 76.4% | 71.06%
| 9.272% | 76.4% | 71.05%
| 9.278% | 76.4% | 71.05%
| 9.284% | 76.39% | 71.05%
| 9.289% | 76.39% | 71.04%
| 9.295% | 76.38% | 71.04%
| 9.301% | 76.38% | 71.04%
| 9.306% | 76.37% | 71.04%
| 9.312% | 76.37% | 71.03%
| 9.318% | 76.37% | 71.02%
| 9.324% | 76.37% | 71.02%
| 9.329% | 76.37% | 71.02%
| 9.335% | 76.37% | 71.01%
| 9.341% | 76.37% | 71.01%
| 9.346% | 76.36% | 71%
| 9.352% | 76.36% | 71%
| 9.358% | 76.35% | 71%
| 9.364% | 76.35% | 71%
| 9.369% | 76.35% | 70.99%
| 9.375% | 76.35% | 70.98%
| 9.381% | 76.35% | 70.98%
| 9.386% | 76.35% | 70.97%
| 9.392% | 76.35% | 70.97%
| 9.398% | 76.35% | 70.96%
| 9.404% | 76.34% | 70.95%
| 9.409% | 76.33% | 70.93%
| 9.415% | 76.33% | 70.92%
| 9.421% | 76.33% | 70.92%
| 9.426% | 76.33% | 70.92%
| 9.432% | 76.33% | 70.91%
| 9.438% | 76.32% | 70.91%
| 9.444% | 76.32% | 70.9%
| 9.449% | 76.32% | 70.89%
| 9.455% | 76.3% | 70.88%
| 9.461% | 76.3% | 70.88%
| 9.466% | 76.29% | 70.88%
| 9.472% | 76.29% | 70.87%
| 9.478% | 76.29% | 70.87%
| 9.484% | 76.29% | 70.86%
| 9.489% | 76.28% | 70.85%
| 9.495% | 76.28% | 70.84%
| 9.501% | 76.28% | 70.84%
| 9.506% | 76.27% | 70.82%
| 9.512% | 76.27% | 70.81%
| 9.518% | 76.27% | 70.81%
| 9.524% | 76.27% | 70.81%
| 9.529% | 76.27% | 70.81%
| 9.535% | 76.27% | 70.8%
| 9.541% | 76.27% | 70.8%
| 9.546% | 76.27% | 70.79%
| 9.552% | 76.27% | 70.78%
| 9.558% | 76.26% | 70.77%
| 9.564% | 76.26% | 70.76%
| 9.569% | 76.26% | 70.76%
| 9.575% | 76.25% | 70.74%
| 9.581% | 76.25% | 70.74%
| 9.586% | 76.25% | 70.74%
| 9.592% | 76.24% | 70.73%
| 9.598% | 76.24% | 70.72%
| 9.604% | 76.24% | 70.72%
| 9.609% | 76.24% | 70.72%
| 9.615% | 76.23% | 70.71%
| 9.621% | 76.23% | 70.71%
| 9.626% | 76.23% | 70.71%
| 9.632% | 76.23% | 70.7%
| 9.638% | 76.23% | 70.69%
| 9.644% | 76.23% | 70.69%
| 9.649% | 76.23% | 70.69%
| 9.655% | 76.22% | 70.68%
| 9.661% | 76.22% | 70.67%
| 9.666% | 76.22% | 70.67%
| 9.672% | 76.22% | 70.66%
| 9.678% | 76.21% | 70.66%
| 9.684% | 76.21% | 70.65%
| 9.689% | 76.21% | 70.64%
| 9.695% | 76.2% | 70.64%
| 9.701% | 76.2% | 70.64%
| 9.706% | 76.2% | 70.63%
| 9.712% | 76.2% | 70.63%
| 9.718% | 76.2% | 70.62%
| 9.723% | 76.19% | 70.61%
| 9.729% | 76.19% | 70.61%
| 9.735% | 76.18% | 70.61%
| 9.741% | 76.17% | 70.6%
| 9.746% | 76.17% | 70.6%
| 9.752% | 76.16% | 70.6%
| 9.758% | 76.16% | 70.6%
| 9.763% | 76.16% | 70.59%
| 9.769% | 76.16% | 70.58%
| 9.775% | 76.16% | 70.57%
| 9.781% | 76.16% | 70.57%
| 9.786% | 76.15% | 70.57%
| 9.792% | 76.15% | 70.57%
| 9.798% | 76.15% | 70.56%
| 9.803% | 76.15% | 70.56%
| 9.809% | 76.14% | 70.56%
| 9.815% | 76.14% | 70.56%
| 9.821% | 76.14% | 70.56%
| 9.826% | 76.14% | 70.55%
| 9.832% | 76.14% | 70.55%
| 9.838% | 76.14% | 70.55%
| 9.843% | 76.13% | 70.55%
| 9.849% | 76.13% | 70.55%
| 9.855% | 76.13% | 70.53%
| 9.861% | 76.12% | 70.53%
| 9.866% | 76.12% | 70.52%
| 9.872% | 76.12% | 70.52%
| 9.878% | 76.1% | 70.52%
| 9.883% | 76.1% | 70.52%
| 9.889% | 76.1% | 70.51%
| 9.895% | 76.1% | 70.5%
| 9.901% | 76.1% | 70.5%
| 9.906% | 76.1% | 70.5%
| 9.912% | 76.09% | 70.49%
| 9.918% | 76.09% | 70.49%
| 9.923% | 76.08% | 70.48%
| 9.929% | 76.08% | 70.48%
| 9.935% | 76.08% | 70.48%
| 9.941% | 76.08% | 70.48%
| 9.946% | 76.07% | 70.46%
| 9.952% | 76.07% | 70.46%
| 9.958% | 76.07% | 70.45%
| 9.963% | 76.07% | 70.44%
| 9.969% | 76.06% | 70.43%
| 9.975% | 76.06% | 70.43%
| 9.981% | 76.05% | 70.42%
| 9.986% | 76.05% | 70.42%
| 9.992% | 76.05% | 70.42%
| 9.998% | 76.05% | 70.42%

## fig2.5
Figure 2.5: Daily demand profile, observed and estimated without solar PV, 5 January 2015
Source: IMO
|  |  | 8:00 | 8:30 | 9:00 | 9:30 | 10:00 | 10:30 | 11:00 | 11:30 | 12:00 | 12:30 | 13:00 | 13:30 | 14:00 | 14:30 | 15:00 | 15:30 | 16:00 | 16:30 | 17:00 | 17:30 | 18:00 | 18:30 | 19:00 | 19:30
| Observed demand | MW | 2584.9737 | 2730.9412 | 2849.1229 | 2950 | 3074.3426 | 3186.858 | 3293.8171 | 3370.8536 | 3438.7157 | 3431.9669 | 3488.9117 | 3554.5517 | 3603.0029 | 3654.5412 | 3697.3567 | 3743.8162 | 3740.632 | 3676.7351 | 3605.8474 | 3606.4078 | 3576.0849 | 3539.0042 | 3468.5274 | 3453.3903
| Estimated demand without solar PV effects | MW | 2715.4737 | 2896.2412 | 3049.2229 | 3180.55 | 3330.9926 | 3460.908 | 3580.9171 | 3671.0036 | 3743.2157 | 3732.1169 | 3780.3617 | 3832.9517 | 3864.0029 | 3893.7912 | 3910.5067 | 3930.8662 | 3892.882 | 3794.1851 | 3692.8474 | 3667.3078 | 3610.8849 | 3556.4042 | 3472.8774 | 3453.3903

## fig2.6
Figure 2.6: Peak day load profiles, 2009-10 to 2014-15
Source: IMO
| Time | 2010-02-25 | 2011-02-16 | 2012-01-25 | 2013-02-12 | 2014-01-20 | 2015-01-05
|  | MW | MW | MW | MW | MW | MW
| 8:00 | 2736.494 | 2801.02 | 2906.79 | 2879.416 | 2559.1218 | 2584.9737
| 8:30 | 2852.16 | 2888.168 | 3047.242 | 2980.55 | 2631.9105 | 2730.9412
| 9:00 | 2975.81 | 3002.714 | 3152.206 | 3094.25 | 2703.3142 | 2849.1229
| 9:30 | 3076.426 | 3088.328 | 3233.284 | 3189.586 | 2744.1087 | 2950
| 10:00 | 3150.922 | 3147.058 | 3306.686 | 3255.922 | 2801.3445 | 3074.3426
| 10:30 | 3220.338 | 3188.37 | 3365.472 | 3334.322 | 2835.1653 | 3186.858
| 11:00 | 3305.394 | 3258.882 | 3425.69 | 3411.238 | 2900.0023 | 3293.8171
| 11:30 | 3396.67 | 3334.562 | 3508.006 | 3475.98 | 2977.9452 | 3370.8536
| 12:00 | 3447.008 | 3392.67 | 3570.014 | 3493.602 | 3046.4279 | 3438.7157
| 12:30 | 3512.59 | 3443.232 | 3626.112 | 3547.362 | 3136.1279 | 3431.9669
| 13:00 | 3564.928 | 3502.532 | 3681.222 | 3562.346 | 3220.5921 | 3488.9117
| 13:30 | 3614.142 | 3561.57 | 3752.668 | 3600.256 | 3306.3067 | 3554.5517
| 14:00 | 3639.682 | 3591.396 | 3789.368 | 3603.818 | 3381.0947 | 3603.0029
| 14:30 | 3665.76 | 3609.302 | 3806.696 | 3580.422 | 3458.76 | 3654.5412
| 15:00 | 3681.464 | 3638.7 | 3833.322 | 3607.146 | 3525.3616 | 3697.3567
| 15:30 | 3720.822 | 3683.59 | 3840.056 | 3673.946 | 3575.1574 | 3743.8162
| 16:00 | 3757.972 | 3728.714 | 3850.678 | 3718.424 | 3624.8416 | 3740.632
| 16:30 | 3756.198 | 3734.646 | 3857.074 | 3731.964 | 3664.754 | 3676.7351
| 17:00 | 3708.316 | 3687.028 | 3827.46 | 3707.87 | 3681.1572 | 3605.8474
| 17:30 | 3677.324 | 3626.262 | 3787.056 | 3654.794 | 3702.0147 | 3606.4078
| 18:00 | 3601.24 | 3521.816 | 3715.976 | 3576.892 | 3658.4724 | 3576.0849
| 18:30 | 3559.264 | 3443.276 | 3681.1 | 3530.84 | 3614.2966 | 3539.0042
| 19:00 | 3561.35 | 3391.39 | 3640.468 | 3503.704 | 3560.6212 | 3468.5274
| 19:30 | 3551.222 | 3383.218 | 3646.484 | 3512.996 | 3549.4305 | 3453.3903
| 20:00 | 3453.758 | 3317.614 | 3602.522 | 3428.812 | 3511.7489 | 3438.413
| 20:30 | 3355.876 | 3207.706 | 3511.306 | 3318.072 | 3397.6127 | 3333.094
| 21:00 | 3193.156 | 3063.198 | 3378.856 | 3191.7 | 3236.6277 | 3167.9219
| 21:30 | 3020.978 | 2862.18 | 3235.646 | 3026.672 | 3052.6616 | 2996.3432
| 22:00 | 2841.18 | 2674.066 | 3085.502 | 2849.38 | 2871.9076 | 2813.6006
| 22:30 | 2665.212 | 2467.582 | 2926.85 | 2663.864 | 2684.2543 | 2644.0326
| 23:00 | 2510.962 | 2307.802 | 2776.128 | 2515.988 | 2517.5979 | 2511.5045
| 23:30 | 2387.002 | 2191.02 | 2633.332 | 2406.192 | 2385.2907 | 2399.41
| 24:00 | 2297.804 | 2100.25 | 2518.798 | 2323.86 | 2284.9989 | 2308.9286
| 24:30 | 2234.942 | 2034.544 | 2429.7 | 2262.74 | 2203.4217 | 2223.078
| 25:00 | 2177.11 | 1992.254 | 2354.452 | 2195.074 | 2135.1962 | 2172.343
| 25:30 | 2137.81 | 1948.746 | 2283.712 | 2160.566 | 2095.7513 | 2130.1697
| 26:00 | 2105.632 | 1917.226 | 2237.448 | 2148.604 | 2059.0234 | 2099.7809
| 26:30 | 2073.584 | 1897.018 | 2201.692 | 2114.778 | 2027.695 | 2070.2222
| 27:00 | 2053.48 | 1879.332 | 2168.368 | 2098.922 | 2013.3756 | 2044.2171
| 27:30 | 2034.588 | 1869.216 | 2140.474 | 2078.232 | 1988.0839 | 2018.536
| 28:00 | 2024.34 | 1877.478 | 2126.022 | 2073.974 | 1993.5743 | 2028.8078
| 28:30 | 2033.234 | 1892.494 | 2111.512 | 2080.13 | 1995.604 | 2024.3033
| 29:00 | 2086.854 | 1952.084 | 2113.318 | 2138.218 | 2018.3942 | 2038.9304
| 29:30 | 2133.332 | 2004.6 | 2068.548 | 2188.356 | 2028.6783 | 2064.2253
| 30:00 | 2230.85 | 2088.054 | 2091.554 | 2309.8 | 2143.1488 | 2164.2229
| 30:30 | 2343.716 | 2219.276 | 2151.626 | 2438.576 | 2242.8086 | 2263.7514
| 31:00 | 2517.26 | 2377.138 | 2244.604 | 2617.406 | 2385.3178 | 2398.8519
| 31:30 | 2673.514 | 2479.922 | 2357.974 | 2759.782 | 2497.9613 | 2495.8824

## fig3.1
Figure 3.1: Contribution of large loads to total system load, 2014-15
Source: IMO
|  | At time of system peak | Average over year April to February
| Large loads | 8% | 14%
| Rest of system | 92% | 86%

## fig3.2
Figure 3.2: IRCR response for 20 customers, January 2015
Source: IMO
| Interval | Customer load (MW) | Average summer consumption
| 2015-01-01 | 50.9832 | 50.3713
| 2015-01-01 00:30 | 52.7534 | 50.3713
| 2015-01-01 01:00 | 51.0606 | 50.3713
| 2015-01-01 01:30 | 49.49 | 50.3713
| 2015-01-01 02:00 | 50.4257 | 50.3713
| 2015-01-01 02:30 | 51.2065 | 50.3713
| 2015-01-01 03:00 | 52.1408 | 50.3713
| 2015-01-01 03:30 | 49.4981 | 50.3713
| 2015-01-01 04:00 | 49.1767 | 50.3713
| 2015-01-01 04:30 | 49.5905 | 50.3713
| 2015-01-01 05:00 | 49.3992 | 50.3713
| 2015-01-01 05:30 | 51.4019 | 50.3713
| 2015-01-01 06:00 | 47.4185 | 50.3713
| 2015-01-01 06:30 | 47.6503 | 50.3713
| 2015-01-01 07:00 | 47.9271 | 50.3713
| 2015-01-01 07:30 | 48.7466 | 50.3713
| 2015-01-01 08:00 | 47.0861 | 50.3713
| 2015-01-01 08:30 | 46.6899 | 50.3713
| 2015-01-01 09:00 | 46.9814 | 50.3713
| 2015-01-01 09:30 | 48.1904 | 50.3713
| 2015-01-01 10:00 | 50.2197 | 50.3713
| 2015-01-01 10:30 | 46.9407 | 50.3713
| 2015-01-01 11:00 | 47.5827 | 50.3713
| 2015-01-01 11:30 | 48.7192 | 50.3713
| 2015-01-01 12:00 | 50.0334 | 50.3713
| 2015-01-01 12:30 | 47.8479 | 50.3713
| 2015-01-01 13:00 | 47.4755 | 50.3713
| 2015-01-01 13:30 | 48.3754 | 50.3713
| 2015-01-01 14:00 | 49.2421 | 50.3713
| 2015-01-01 14:30 | 51.3609 | 50.3713
| 2015-01-01 15:00 | 48.0039 | 50.3713
| 2015-01-01 15:30 | 49.2851 | 50.3713
| 2015-01-01 16:00 | 49.3215 | 50.3713
| 2015-01-01 16:30 | 51.0439 | 50.3713
| 2015-01-01 17:00 | 48.0855 | 50.3713
| 2015-01-01 17:30 | 48.454 | 50.3713
| 2015-01-01 18:00 | 48.8623 | 50.3713
| 2015-01-01 18:30 | 50.1573 | 50.3713
| 2015-01-01 19:00 | 50.511 | 50.3713
| 2015-01-01 19:30 | 47.4589 | 50.3713
| 2015-01-01 20:00 | 48.1395 | 50.3713
| 2015-01-01 20:30 | 49.0388 | 50.3713
| 2015-01-01 21:00 | 49.5147 | 50.3713
| 2015-01-01 21:30 | 49.7334 | 50.3713
| 2015-01-01 22:00 | 48.0332 | 50.3713
| 2015-01-01 22:30 | 48.5237 | 50.3713
| 2015-01-01 23:00 | 48.947 | 50.3713
| 2015-01-01 23:30 | 48.8367 | 50.3713
| 2015-01-02 | 45.7362 | 50.3713
| 2015-01-02 00:30 | 46.7875 | 50.3713
| 2015-01-02 01:00 | 47.8576 | 50.3713
| 2015-01-02 01:30 | 47.6836 | 50.3713
| 2015-01-02 02:00 | 49.6784 | 50.3713
| 2015-01-02 02:30 | 48.3721 | 50.3713
| 2015-01-02 03:00 | 48.0352 | 50.3713
| 2015-01-02 03:30 | 46.0356 | 50.3713
| 2015-01-02 04:00 | 47.014 | 50.3713
| 2015-01-02 04:30 | 45.6759 | 50.3713
| 2015-01-02 05:00 | 45.7032 | 50.3713
| 2015-01-02 05:30 | 43.209 | 50.3713
| 2015-01-02 06:00 | 44.4388 | 50.3713
| 2015-01-02 06:30 | 45.2787 | 50.3713
| 2015-01-02 07:00 | 47.2413 | 50.3713
| 2015-01-02 07:30 | 45.5222 | 50.3713
| 2015-01-02 08:00 | 44.2192 | 50.3713
| 2015-01-02 08:30 | 44.2598 | 50.3713
| 2015-01-02 09:00 | 45.2532 | 50.3713
| 2015-01-02 09:30 | 46.445 | 50.3713
| 2015-01-02 10:00 | 43.9751 | 50.3713
| 2015-01-02 10:30 | 46.0485 | 50.3713
| 2015-01-02 11:00 | 46.8505 | 50.3713
| 2015-01-02 11:30 | 48.4381 | 50.3713
| 2015-01-02 12:00 | 48.1435 | 50.3713
| 2015-01-02 12:30 | 48.3092 | 50.3713
| 2015-01-02 13:00 | 48.0426 | 50.3713
| 2015-01-02 13:30 | 48.8579 | 50.3713
| 2015-01-02 14:00 | 49.0589 | 50.3713
| 2015-01-02 14:30 | 47.6766 | 50.3713
| 2015-01-02 15:00 | 48.7726 | 50.3713
| 2015-01-02 15:30 | 48.7892 | 50.3713
| 2015-01-02 16:00 | 49.5934 | 50.3713
| 2015-01-02 16:30 | 47.5105 | 50.3713
| 2015-01-02 17:00 | 48.2837 | 50.3713
| 2015-01-02 17:30 | 48.5122 | 50.3713
| 2015-01-02 18:00 | 48.7906 | 50.3713
| 2015-01-02 18:30 | 47.6505 | 50.3713
| 2015-01-02 19:00 | 46.2476 | 50.3713
| 2015-01-02 19:30 | 47.3463 | 50.3713
| 2015-01-02 20:00 | 47.7704 | 50.3713
| 2015-01-02 20:30 | 48.9775 | 50.3713
| 2015-01-02 21:00 | 46.8611 | 50.3713
| 2015-01-02 21:30 | 47.1685 | 50.3713
| 2015-01-02 22:00 | 47.7364 | 50.3713
| 2015-01-02 22:30 | 47.5985 | 50.3713
| 2015-01-02 23:00 | 49.5013 | 50.3713
| 2015-01-02 23:30 | 45.9272 | 50.3713
| 2015-01-03 | 46.4499 | 50.3713
| 2015-01-03 00:30 | 46.6308 | 50.3713
| 2015-01-03 01:00 | 46.8059 | 50.3713
| 2015-01-03 01:30 | 46.5078 | 50.3713
| 2015-01-03 02:00 | 45.6748 | 50.3713
| 2015-01-03 02:30 | 45.8381 | 50.3713
| 2015-01-03 03:00 | 45.6829 | 50.3713
| 2015-01-03 03:30 | 46.9376 | 50.3713
| 2015-01-03 04:00 | 44.4951 | 50.3713
| 2015-01-03 04:30 | 45.8676 | 50.3713
| 2015-01-03 05:00 | 45.9345 | 50.3713
| 2015-01-03 05:30 | 47.0042 | 50.3713
| 2015-01-03 06:00 | 48.0027 | 50.3713
| 2015-01-03 06:30 | 45.4615 | 50.3713
| 2015-01-03 07:00 | 46.7859 | 50.3713
| 2015-01-03 07:30 | 48.3431 | 50.3713
| 2015-01-03 08:00 | 49.5258 | 50.3713
| 2015-01-03 08:30 | 47.5917 | 50.3713
| 2015-01-03 09:00 | 47.2466 | 50.3713
| 2015-01-03 09:30 | 47.9763 | 50.3713
| 2015-01-03 10:00 | 49.616 | 50.3713
| 2015-01-03 10:30 | 49.411 | 50.3713
| 2015-01-03 11:00 | 48.1271 | 50.3713
| 2015-01-03 11:30 | 48.1817 | 50.3713
| 2015-01-03 12:00 | 49.1509 | 50.3713
| 2015-01-03 12:30 | 50.9192 | 50.3713
| 2015-01-03 13:00 | 48.0062 | 50.3713
| 2015-01-03 13:30 | 48.3874 | 50.3713
| 2015-01-03 14:00 | 49.3721 | 50.3713
| 2015-01-03 14:30 | 50.9186 | 50.3713
| 2015-01-03 15:00 | 50.4693 | 50.3713
| 2015-01-03 15:30 | 48.0887 | 50.3713
| 2015-01-03 16:00 | 49.4781 | 50.3713
| 2015-01-03 16:30 | 48.8454 | 50.3713
| 2015-01-03 17:00 | 50.8533 | 50.3713
| 2015-01-03 17:30 | 50.4424 | 50.3713
| 2015-01-03 18:00 | 49.4357 | 50.3713
| 2015-01-03 18:30 | 48.4572 | 50.3713
| 2015-01-03 19:00 | 49.0344 | 50.3713
| 2015-01-03 19:30 | 50.5679 | 50.3713
| 2015-01-03 20:00 | 48.4947 | 50.3713
| 2015-01-03 20:30 | 48.5609 | 50.3713
| 2015-01-03 21:00 | 49.3217 | 50.3713
| 2015-01-03 21:30 | 50.4845 | 50.3713
| 2015-01-03 22:00 | 50.1668 | 50.3713
| 2015-01-03 22:30 | 48.8048 | 50.3713
| 2015-01-03 23:00 | 48.5929 | 50.3713
| 2015-01-03 23:30 | 49.1106 | 50.3713
| 2015-01-04 | 50.6434 | 50.3713
| 2015-01-04 00:30 | 47.0284 | 50.3713
| 2015-01-04 01:00 | 46.6435 | 50.3713
| 2015-01-04 01:30 | 47.4688 | 50.3713
| 2015-01-04 02:00 | 48.7023 | 50.3713
| 2015-01-04 02:30 | 49.0857 | 50.3713
| 2015-01-04 03:00 | 48.1787 | 50.3713
| 2015-01-04 03:30 | 46.8861 | 50.3713
| 2015-01-04 04:00 | 47.0098 | 50.3713
| 2015-01-04 04:30 | 47.6406 | 50.3713
| 2015-01-04 05:00 | 48.8279 | 50.3713
| 2015-01-04 05:30 | 47.2107 | 50.3713
| 2015-01-04 06:00 | 46.8116 | 50.3713
| 2015-01-04 06:30 | 46.9727 | 50.3713
| 2015-01-04 07:00 | 48.0484 | 50.3713
| 2015-01-04 07:30 | 49.2743 | 50.3713
| 2015-01-04 08:00 | 46.8011 | 50.3713
| 2015-01-04 08:30 | 45.2083 | 50.3713
| 2015-01-04 09:00 | 43.8175 | 50.3713
| 2015-01-04 09:30 | 44.4803 | 50.3713
| 2015-01-04 10:00 | 44.1615 | 50.3713
| 2015-01-04 10:30 | 44.2706 | 50.3713
| 2015-01-04 11:00 | 44.4282 | 50.3713
| 2015-01-04 11:30 | 33.0008 | 50.3713
| 2015-01-04 12:00 | 31.3419 | 50.3713
| 2015-01-04 12:30 | 38.2346 | 50.3713
| 2015-01-04 13:00 | 44.4755 | 50.3713
| 2015-01-04 13:30 | 45.6961 | 50.3713
| 2015-01-04 14:00 | 45.3074 | 50.3713
| 2015-01-04 14:30 | 45.4832 | 50.3713
| 2015-01-04 15:00 | 46.08 | 50.3713
| 2015-01-04 15:30 | 46.3581 | 50.3713
| 2015-01-04 16:00 | 46.5975 | 50.3713
| 2015-01-04 16:30 | 46.7089 | 50.3713
| 2015-01-04 17:00 | 46.7377 | 50.3713
| 2015-01-04 17:30 | 46.0707 | 50.3713
| 2015-01-04 18:00 | 46.1481 | 50.3713
| 2015-01-04 18:30 | 46.2246 | 50.3713
| 2015-01-04 19:00 | 46.5582 | 50.3713
| 2015-01-04 19:30 | 46.479 | 50.3713
| 2015-01-04 20:00 | 46.9699 | 50.3713
| 2015-01-04 20:30 | 47.0725 | 50.3713
| 2015-01-04 21:00 | 46.2797 | 50.3713
| 2015-01-04 21:30 | 46.7696 | 50.3713
| 2015-01-04 22:00 | 47.7421 | 50.3713
| 2015-01-04 22:30 | 48.177 | 50.3713
| 2015-01-04 23:00 | 48.0631 | 50.3713
| 2015-01-04 23:30 | 48.2305 | 50.3713
| 2015-01-05 | 49.217 | 50.3713
| 2015-01-05 00:30 | 49.8615 | 50.3713
| 2015-01-05 01:00 | 48.5763 | 50.3713
| 2015-01-05 01:30 | 47.6735 | 50.3713
| 2015-01-05 02:00 | 48.3549 | 50.3713
| 2015-01-05 02:30 | 49.0025 | 50.3713
| 2015-01-05 03:00 | 47.9154 | 50.3713
| 2015-01-05 03:30 | 47.4073 | 50.3713
| 2015-01-05 04:00 | 49.0064 | 50.3713
| 2015-01-05 04:30 | 50.6704 | 50.3713
| 2015-01-05 05:00 | 49.1759 | 50.3713
| 2015-01-05 05:30 | 50.8681 | 50.3713
| 2015-01-05 06:00 | 54.0423 | 50.3713
| 2015-01-05 06:30 | 55.2612 | 50.3713
| 2015-01-05 07:00 | 55.4642 | 50.3713
| 2015-01-05 07:30 | 54.2538 | 50.3713
| 2015-01-05 08:00 | 55.2272 | 50.3713
| 2015-01-05 08:30 | 54.7107 | 50.3713
| 2015-01-05 09:00 | 54.9111 | 50.3713
| 2015-01-05 09:30 | 51.8523 | 50.3713
| 2015-01-05 10:00 | 53.8398 | 50.3713
| 2015-01-05 10:30 | 54.2369 | 50.3713
| 2015-01-05 11:00 | 50.9521 | 50.3713
| 2015-01-05 11:30 | 51.4492 | 50.3713
| 2015-01-05 12:00 | 37.3109 | 50.3713
| 2015-01-05 12:30 | 15.4896 | 50.3713
| 2015-01-05 13:00 | 15.0713 | 50.3713
| 2015-01-05 13:30 | 14.7084 | 50.3713
| 2015-01-05 14:00 | 12.0811 | 50.3713
| 2015-01-05 14:30 | 10.8711 | 50.3713
| 2015-01-05 15:00 | 10.4429 | 50.3713
| 2015-01-05 15:30 | 8.274 | 50.3713
| 2015-01-05 16:00 | 6.8041 | 50.3713
| 2015-01-05 16:30 | 5.9329 | 50.3713
| 2015-01-05 17:00 | 6.4281 | 50.3713
| 2015-01-05 17:30 | 5.4721 | 50.3713
| 2015-01-05 18:00 | 7.672 | 50.3713
| 2015-01-05 18:30 | 9.5317 | 50.3713
| 2015-01-05 19:00 | 11.0278 | 50.3713
| 2015-01-05 19:30 | 15.727 | 50.3713
| 2015-01-05 20:00 | 44.3852 | 50.3713
| 2015-01-05 20:30 | 50.7273 | 50.3713
| 2015-01-05 21:00 | 52.0871 | 50.3713
| 2015-01-05 21:30 | 52.9101 | 50.3713
| 2015-01-05 22:00 | 52.517 | 50.3713
| 2015-01-05 22:30 | 52.5941 | 50.3713
| 2015-01-05 23:00 | 52.5741 | 50.3713
| 2015-01-05 23:30 | 53.1728 | 50.3713
| 2015-01-06 | 53.9041 | 50.3713
| 2015-01-06 00:30 | 53.9188 | 50.3713
| 2015-01-06 01:00 | 54.5844 | 50.3713
| 2015-01-06 01:30 | 54.6265 | 50.3713
| 2015-01-06 02:00 | 52.9132 | 50.3713
| 2015-01-06 02:30 | 54.1543 | 50.3713
| 2015-01-06 03:00 | 54.8302 | 50.3713
| 2015-01-06 03:30 | 54.8204 | 50.3713
| 2015-01-06 04:00 | 54.1771 | 50.3713
| 2015-01-06 04:30 | 53.8771 | 50.3713
| 2015-01-06 05:00 | 50.6399 | 50.3713
| 2015-01-06 05:30 | 52.7459 | 50.3713
| 2015-01-06 06:00 | 54.7942 | 50.3713
| 2015-01-06 06:30 | 53.8691 | 50.3713
| 2015-01-06 07:00 | 55.4655 | 50.3713
| 2015-01-06 07:30 | 55.7497 | 50.3713
| 2015-01-06 08:00 | 56.041 | 50.3713
| 2015-01-06 08:30 | 57.8445 | 50.3713
| 2015-01-06 09:00 | 54.7248 | 50.3713
| 2015-01-06 09:30 | 56.2467 | 50.3713
| 2015-01-06 10:00 | 55.2189 | 50.3713
| 2015-01-06 10:30 | 56.7488 | 50.3713
| 2015-01-06 11:00 | 53.3775 | 50.3713
| 2015-01-06 11:30 | 51.5738 | 50.3713
| 2015-01-06 12:00 | 41.8763 | 50.3713
| 2015-01-06 12:30 | 41.0773 | 50.3713
| 2015-01-06 13:00 | 42.0551 | 50.3713
| 2015-01-06 13:30 | 42.6373 | 50.3713
| 2015-01-06 14:00 | 23.5299 | 50.3713
| 2015-01-06 14:30 | 20.4695 | 50.3713
| 2015-01-06 15:00 | 21.1091 | 50.3713
| 2015-01-06 15:30 | 17.9772 | 50.3713
| 2015-01-06 16:00 | 17.4397 | 50.3713
| 2015-01-06 16:30 | 18.2117 | 50.3713
| 2015-01-06 17:00 | 15.6269 | 50.3713
| 2015-01-06 17:30 | 15.7028 | 50.3713
| 2015-01-06 18:00 | 36.3061 | 50.3713
| 2015-01-06 18:30 | 48.2438 | 50.3713
| 2015-01-06 19:00 | 51.1067 | 50.3713
| 2015-01-06 19:30 | 54.4541 | 50.3713
| 2015-01-06 20:00 | 55.8171 | 50.3713
| 2015-01-06 20:30 | 56.2235 | 50.3713
| 2015-01-06 21:00 | 57.0522 | 50.3713
| 2015-01-06 21:30 | 57.2751 | 50.3713
| 2015-01-06 22:00 | 56.0722 | 50.3713
| 2015-01-06 22:30 | 56.5838 | 50.3713
| 2015-01-06 23:00 | 55.3081 | 50.3713
| 2015-01-06 23:30 | 57.3661 | 50.3713
| 2015-01-07 | 57.5912 | 50.3713
| 2015-01-07 00:30 | 55.4287 | 50.3713
| 2015-01-07 01:00 | 57.4792 | 50.3713
| 2015-01-07 01:30 | 56.463 | 50.3713
| 2015-01-07 02:00 | 55.2844 | 50.3713
| 2015-01-07 02:30 | 55.7375 | 50.3713
| 2015-01-07 03:00 | 56.8804 | 50.3713
| 2015-01-07 03:30 | 56.8172 | 50.3713
| 2015-01-07 04:00 | 56.8755 | 50.3713
| 2015-01-07 04:30 | 56.9467 | 50.3713
| 2015-01-07 05:00 | 57.8941 | 50.3713
| 2015-01-07 05:30 | 55.3588 | 50.3713
| 2015-01-07 06:00 | 54.8245 | 50.3713
| 2015-01-07 06:30 | 58.1093 | 50.3713
| 2015-01-07 07:00 | 55.613 | 50.3713
| 2015-01-07 07:30 | 55.5268 | 50.3713
| 2015-01-07 08:00 | 57.4103 | 50.3713
| 2015-01-07 08:30 | 57.4319 | 50.3713
| 2015-01-07 09:00 | 60.3878 | 50.3713
| 2015-01-07 09:30 | 60.2387 | 50.3713
| 2015-01-07 10:00 | 59.957 | 50.3713
| 2015-01-07 10:30 | 59.5089 | 50.3713
| 2015-01-07 11:00 | 56.554 | 50.3713
| 2015-01-07 11:30 | 57.0592 | 50.3713
| 2015-01-07 12:00 | 58.2493 | 50.3713
| 2015-01-07 12:30 | 56.8096 | 50.3713
| 2015-01-07 13:00 | 56.7011 | 50.3713
| 2015-01-07 13:30 | 57.3781 | 50.3713
| 2015-01-07 14:00 | 58.0709 | 50.3713
| 2015-01-07 14:30 | 58.7173 | 50.3713
| 2015-01-07 15:00 | 54.937 | 50.3713
| 2015-01-07 15:30 | 56.43 | 50.3713
| 2015-01-07 16:00 | 58.0126 | 50.3713
| 2015-01-07 16:30 | 57.8145 | 50.3713
| 2015-01-07 17:00 | 56.972 | 50.3713
| 2015-01-07 17:30 | 54.8064 | 50.3713
| 2015-01-07 18:00 | 54.6372 | 50.3713
| 2015-01-07 18:30 | 52.8073 | 50.3713
| 2015-01-07 19:00 | 54.1201 | 50.3713
| 2015-01-07 19:30 | 55.5697 | 50.3713
| 2015-01-07 20:00 | 52.698 | 50.3713
| 2015-01-07 20:30 | 53.3235 | 50.3713
| 2015-01-07 21:00 | 54.9214 | 50.3713
| 2015-01-07 21:30 | 53.8586 | 50.3713
| 2015-01-07 22:00 | 57.8096 | 50.3713
| 2015-01-07 22:30 | 55.3704 | 50.3713
| 2015-01-07 23:00 | 56.0081 | 50.3713
| 2015-01-07 23:30 | 56.8935 | 50.3713
| 2015-01-08 | 58.4884 | 50.3713
| 2015-01-08 00:30 | 58.4626 | 50.3713
| 2015-01-08 01:00 | 55.9972 | 50.3713
| 2015-01-08 01:30 | 53.9578 | 50.3713
| 2015-01-08 02:00 | 53.8798 | 50.3713
| 2015-01-08 02:30 | 56.9379 | 50.3713
| 2015-01-08 03:00 | 56.5537 | 50.3713
| 2015-01-08 03:30 | 56.2707 | 50.3713
| 2015-01-08 04:00 | 56.9123 | 50.3713
| 2015-01-08 04:30 | 56.6233 | 50.3713
| 2015-01-08 05:00 | 54.8791 | 50.3713
| 2015-01-08 05:30 | 51.6984 | 50.3713
| 2015-01-08 06:00 | 53.9658 | 50.3713
| 2015-01-08 06:30 | 54.8474 | 50.3713
| 2015-01-08 07:00 | 56.8119 | 50.3713
| 2015-01-08 07:30 | 55.4942 | 50.3713
| 2015-01-08 08:00 | 52.9031 | 50.3713
| 2015-01-08 08:30 | 53.9905 | 50.3713
| 2015-01-08 09:00 | 54.3877 | 50.3713
| 2015-01-08 09:30 | 56.2131 | 50.3713
| 2015-01-08 10:00 | 53.8021 | 50.3713
| 2015-01-08 10:30 | 55.0811 | 50.3713
| 2015-01-08 11:00 | 54.5223 | 50.3713
| 2015-01-08 11:30 | 55.3107 | 50.3713
| 2015-01-08 12:00 | 56.515 | 50.3713
| 2015-01-08 12:30 | 55.2904 | 50.3713
| 2015-01-08 13:00 | 56.7629 | 50.3713
| 2015-01-08 13:30 | 55.9374 | 50.3713
| 2015-01-08 14:00 | 56.221 | 50.3713
| 2015-01-08 14:30 | 56.4328 | 50.3713
| 2015-01-08 15:00 | 53.799 | 50.3713
| 2015-01-08 15:30 | 54.4682 | 50.3713
| 2015-01-08 16:00 | 54.5088 | 50.3713
| 2015-01-08 16:30 | 55.3894 | 50.3713
| 2015-01-08 17:00 | 59.2875 | 50.3713
| 2015-01-08 17:30 | 51.8615 | 50.3713
| 2015-01-08 18:00 | 51.8512 | 50.3713
| 2015-01-08 18:30 | 55.5315 | 50.3713
| 2015-01-08 19:00 | 56.8593 | 50.3713
| 2015-01-08 19:30 | 51.3989 | 50.3713
| 2015-01-08 20:00 | 50.8453 | 50.3713
| 2015-01-08 20:30 | 55.2211 | 50.3713
| 2015-01-08 21:00 | 57.0547 | 50.3713
| 2015-01-08 21:30 | 57.395 | 50.3713
| 2015-01-08 22:00 | 54.6386 | 50.3713
| 2015-01-08 22:30 | 52.9387 | 50.3713
| 2015-01-08 23:00 | 55.6575 | 50.3713
| 2015-01-08 23:30 | 56.6714 | 50.3713
| 2015-01-09 | 54.4845 | 50.3713
| 2015-01-09 00:30 | 53.7972 | 50.3713
| 2015-01-09 01:00 | 53.1292 | 50.3713
| 2015-01-09 01:30 | 54.3654 | 50.3713
| 2015-01-09 02:00 | 56.5485 | 50.3713
| 2015-01-09 02:30 | 54.275 | 50.3713
| 2015-01-09 03:00 | 54.387 | 50.3713
| 2015-01-09 03:30 | 55.4229 | 50.3713
| 2015-01-09 04:00 | 55.9346 | 50.3713
| 2015-01-09 04:30 | 56.7171 | 50.3713
| 2015-01-09 05:00 | 50.5306 | 50.3713
| 2015-01-09 05:30 | 54.1657 | 50.3713
| 2015-01-09 06:00 | 56.6997 | 50.3713
| 2015-01-09 06:30 | 59.6497 | 50.3713
| 2015-01-09 07:00 | 58.2618 | 50.3713
| 2015-01-09 07:30 | 55.6194 | 50.3713
| 2015-01-09 08:00 | 51.5515 | 50.3713
| 2015-01-09 08:30 | 50.4318 | 50.3713
| 2015-01-09 09:00 | 51.8172 | 50.3713
| 2015-01-09 09:30 | 54.3425 | 50.3713
| 2015-01-09 10:00 | 55.1853 | 50.3713
| 2015-01-09 10:30 | 54.5694 | 50.3713
| 2015-01-09 11:00 | 54.1991 | 50.3713
| 2015-01-09 11:30 | 55.6452 | 50.3713
| 2015-01-09 12:00 | 55.2491 | 50.3713
| 2015-01-09 12:30 | 57.3206 | 50.3713
| 2015-01-09 13:00 | 56.8897 | 50.3713
| 2015-01-09 13:30 | 55.2386 | 50.3713
| 2015-01-09 14:00 | 57.0834 | 50.3713
| 2015-01-09 14:30 | 56.095 | 50.3713
| 2015-01-09 15:00 | 56.3902 | 50.3713
| 2015-01-09 15:30 | 56.9224 | 50.3713
| 2015-01-09 16:00 | 54.6417 | 50.3713
| 2015-01-09 16:30 | 55.3192 | 50.3713
| 2015-01-09 17:00 | 55.3187 | 50.3713
| 2015-01-09 17:30 | 53.9587 | 50.3713
| 2015-01-09 18:00 | 52.3751 | 50.3713
| 2015-01-09 18:30 | 52.4453 | 50.3713
| 2015-01-09 19:00 | 52.0037 | 50.3713
| 2015-01-09 19:30 | 50.9117 | 50.3713
| 2015-01-09 20:00 | 50.9514 | 50.3713
| 2015-01-09 20:30 | 52.2601 | 50.3713
| 2015-01-09 21:00 | 52.1433 | 50.3713
| 2015-01-09 21:30 | 49.0932 | 50.3713
| 2015-01-09 22:00 | 51.7792 | 50.3713
| 2015-01-09 22:30 | 52.6288 | 50.3713
| 2015-01-09 23:00 | 54.2531 | 50.3713
| 2015-01-09 23:30 | 53.717 | 50.3713
| 2015-01-10 | 50.8562 | 50.3713
| 2015-01-10 00:30 | 49.7026 | 50.3713
| 2015-01-10 01:00 | 49.806 | 50.3713
| 2015-01-10 01:30 | 50.6667 | 50.3713
| 2015-01-10 02:00 | 47.4875 | 50.3713
| 2015-01-10 02:30 | 48.0184 | 50.3713
| 2015-01-10 03:00 | 48.7306 | 50.3713
| 2015-01-10 03:30 | 49.736 | 50.3713
| 2015-01-10 04:00 | 51.0587 | 50.3713
| 2015-01-10 04:30 | 47.5574 | 50.3713
| 2015-01-10 05:00 | 47.6983 | 50.3713
| 2015-01-10 05:30 | 49.0992 | 50.3713
| 2015-01-10 06:00 | 51.4243 | 50.3713
| 2015-01-10 06:30 | 49.3963 | 50.3713
| 2015-01-10 07:00 | 49.985 | 50.3713
| 2015-01-10 07:30 | 50.8468 | 50.3713
| 2015-01-10 08:00 | 52.1388 | 50.3713
| 2015-01-10 08:30 | 51.3969 | 50.3713
| 2015-01-10 09:00 | 52.1715 | 50.3713
| 2015-01-10 09:30 | 53.2109 | 50.3713
| 2015-01-10 10:00 | 55.1751 | 50.3713
| 2015-01-10 10:30 | 52.3349 | 50.3713
| 2015-01-10 11:00 | 50.9532 | 50.3713
| 2015-01-10 11:30 | 53.2508 | 50.3713
| 2015-01-10 12:00 | 54.0963 | 50.3713
| 2015-01-10 12:30 | 55.1728 | 50.3713
| 2015-01-10 13:00 | 51.9402 | 50.3713
| 2015-01-10 13:30 | 52.6213 | 50.3713
| 2015-01-10 14:00 | 53.029 | 50.3713
| 2015-01-10 14:30 | 54.8104 | 50.3713
| 2015-01-10 15:00 | 54.3191 | 50.3713
| 2015-01-10 15:30 | 55.0112 | 50.3713
| 2015-01-10 16:00 | 54.5919 | 50.3713
| 2015-01-10 16:30 | 54.4791 | 50.3713
| 2015-01-10 17:00 | 53.8734 | 50.3713
| 2015-01-10 17:30 | 51.0947 | 50.3713
| 2015-01-10 18:00 | 52.2165 | 50.3713
| 2015-01-10 18:30 | 52.7814 | 50.3713
| 2015-01-10 19:00 | 54.34 | 50.3713
| 2015-01-10 19:30 | 52.7459 | 50.3713
| 2015-01-10 20:00 | 51.5359 | 50.3713
| 2015-01-10 20:30 | 53.5461 | 50.3713
| 2015-01-10 21:00 | 54.3243 | 50.3713
| 2015-01-10 21:30 | 54.5774 | 50.3713
| 2015-01-10 22:00 | 49.5907 | 50.3713
| 2015-01-10 22:30 | 52.1626 | 50.3713
| 2015-01-10 23:00 | 53.2539 | 50.3713
| 2015-01-10 23:30 | 52.6709 | 50.3713
| 2015-01-11 | 51.6521 | 50.3713
| 2015-01-11 00:30 | 50.821 | 50.3713
| 2015-01-11 01:00 | 51.217 | 50.3713
| 2015-01-11 01:30 | 51.7283 | 50.3713
| 2015-01-11 02:00 | 52.1158 | 50.3713
| 2015-01-11 02:30 | 52.4654 | 50.3713
| 2015-01-11 03:00 | 52.3229 | 50.3713
| 2015-01-11 03:30 | 52.2125 | 50.3713
| 2015-01-11 04:00 | 52.2525 | 50.3713
| 2015-01-11 04:30 | 53.4376 | 50.3713
| 2015-01-11 05:00 | 50.565 | 50.3713
| 2015-01-11 05:30 | 51.9133 | 50.3713
| 2015-01-11 06:00 | 50.12 | 50.3713
| 2015-01-11 06:30 | 49.0543 | 50.3713
| 2015-01-11 07:00 | 48.6063 | 50.3713
| 2015-01-11 07:30 | 48.2966 | 50.3713
| 2015-01-11 08:00 | 49.2821 | 50.3713
| 2015-01-11 08:30 | 49.8024 | 50.3713
| 2015-01-11 09:00 | 52.4414 | 50.3713
| 2015-01-11 09:30 | 51.4663 | 50.3713
| 2015-01-11 10:00 | 52.5282 | 50.3713
| 2015-01-11 10:30 | 52.6967 | 50.3713
| 2015-01-11 11:00 | 52.6568 | 50.3713
| 2015-01-11 11:30 | 52.0161 | 50.3713
| 2015-01-11 12:00 | 52.7102 | 50.3713
| 2015-01-11 12:30 | 53.7606 | 50.3713
| 2015-01-11 13:00 | 53.9114 | 50.3713
| 2015-01-11 13:30 | 53.5053 | 50.3713
| 2015-01-11 14:00 | 51.8313 | 50.3713
| 2015-01-11 14:30 | 53.3568 | 50.3713
| 2015-01-11 15:00 | 53.8285 | 50.3713
| 2015-01-11 15:30 | 53.4033 | 50.3713
| 2015-01-11 16:00 | 53.3572 | 50.3713
| 2015-01-11 16:30 | 52.7893 | 50.3713
| 2015-01-11 17:00 | 53.2418 | 50.3713
| 2015-01-11 17:30 | 52.0791 | 50.3713
| 2015-01-11 18:00 | 52.3175 | 50.3713
| 2015-01-11 18:30 | 50.7544 | 50.3713
| 2015-01-11 19:00 | 51.9157 | 50.3713
| 2015-01-11 19:30 | 52.2184 | 50.3713
| 2015-01-11 20:00 | 52.4461 | 50.3713
| 2015-01-11 20:30 | 53.0215 | 50.3713
| 2015-01-11 21:00 | 50.5511 | 50.3713
| 2015-01-11 21:30 | 51.3258 | 50.3713
| 2015-01-11 22:00 | 52.1164 | 50.3713
| 2015-01-11 22:30 | 53.0178 | 50.3713
| 2015-01-11 23:00 | 52.556 | 50.3713
| 2015-01-11 23:30 | 53.7765 | 50.3713
| 2015-01-12 | 57.544 | 50.3713
| 2015-01-12 00:30 | 57.9325 | 50.3713
| 2015-01-12 01:00 | 58.6853 | 50.3713
| 2015-01-12 01:30 | 55.9992 | 50.3713
| 2015-01-12 02:00 | 56.7814 | 50.3713
| 2015-01-12 02:30 | 56.5545 | 50.3713
| 2015-01-12 03:00 | 56.8888 | 50.3713
| 2015-01-12 03:30 | 57.453 | 50.3713
| 2015-01-12 04:00 | 52.4849 | 50.3713
| 2015-01-12 04:30 | 52.4203 | 50.3713
| 2015-01-12 05:00 | 55.1866 | 50.3713
| 2015-01-12 05:30 | 57.1517 | 50.3713
| 2015-01-12 06:00 | 59.7279 | 50.3713
| 2015-01-12 06:30 | 57.9781 | 50.3713
| 2015-01-12 07:00 | 55.0433 | 50.3713
| 2015-01-12 07:30 | 55.4365 | 50.3713
| 2015-01-12 08:00 | 55.2714 | 50.3713
| 2015-01-12 08:30 | 53.1531 | 50.3713
| 2015-01-12 09:00 | 51.9458 | 50.3713
| 2015-01-12 09:30 | 51.6142 | 50.3713
| 2015-01-12 10:00 | 50.0825 | 50.3713
| 2015-01-12 10:30 | 51.824 | 50.3713
| 2015-01-12 11:00 | 51.1478 | 50.3713
| 2015-01-12 11:30 | 53.5071 | 50.3713
| 2015-01-12 12:00 | 55.6114 | 50.3713
| 2015-01-12 12:30 | 53.5954 | 50.3713
| 2015-01-12 13:00 | 52.5118 | 50.3713
| 2015-01-12 13:30 | 52.6224 | 50.3713
| 2015-01-12 14:00 | 55.6606 | 50.3713
| 2015-01-12 14:30 | 57.0617 | 50.3713
| 2015-01-12 15:00 | 55.2689 | 50.3713
| 2015-01-12 15:30 | 52.1533 | 50.3713
| 2015-01-12 16:00 | 50.9661 | 50.3713
| 2015-01-12 16:30 | 51.2788 | 50.3713
| 2015-01-12 17:00 | 52.3468 | 50.3713
| 2015-01-12 17:30 | 50.6651 | 50.3713
| 2015-01-12 18:00 | 50.9729 | 50.3713
| 2015-01-12 18:30 | 51.3674 | 50.3713
| 2015-01-12 19:00 | 50.9422 | 50.3713
| 2015-01-12 19:30 | 56.1607 | 50.3713
| 2015-01-12 20:00 | 54.2887 | 50.3713
| 2015-01-12 20:30 | 53.2425 | 50.3713
| 2015-01-12 21:00 | 52.9296 | 50.3713
| 2015-01-12 21:30 | 52.7817 | 50.3713
| 2015-01-12 22:00 | 53.6525 | 50.3713
| 2015-01-12 22:30 | 52.1363 | 50.3713
| 2015-01-12 23:00 | 53.1711 | 50.3713
| 2015-01-12 23:30 | 53.0517 | 50.3713
| 2015-01-13 | 53.4564 | 50.3713
| 2015-01-13 00:30 | 51.3329 | 50.3713
| 2015-01-13 01:00 | 52.0508 | 50.3713
| 2015-01-13 01:30 | 52.343 | 50.3713
| 2015-01-13 02:00 | 52.6458 | 50.3713
| 2015-01-13 02:30 | 53.4933 | 50.3713
| 2015-01-13 03:00 | 51.0244 | 50.3713
| 2015-01-13 03:30 | 50.0355 | 50.3713
| 2015-01-13 04:00 | 49.9209 | 50.3713
| 2015-01-13 04:30 | 49.9252 | 50.3713
| 2015-01-13 05:00 | 49.4718 | 50.3713
| 2015-01-13 05:30 | 49.8553 | 50.3713
| 2015-01-13 06:00 | 52.171 | 50.3713
| 2015-01-13 06:30 | 52.7128 | 50.3713
| 2015-01-13 07:00 | 50.2992 | 50.3713
| 2015-01-13 07:30 | 46.5486 | 50.3713
| 2015-01-13 08:00 | 44.8393 | 50.3713
| 2015-01-13 08:30 | 43.981 | 50.3713
| 2015-01-13 09:00 | 45.644 | 50.3713
| 2015-01-13 09:30 | 41.4197 | 50.3713
| 2015-01-13 10:00 | 37.9829 | 50.3713
| 2015-01-13 10:30 | 34.6865 | 50.3713
| 2015-01-13 11:00 | 48.1406 | 50.3713
| 2015-01-13 11:30 | 47.47 | 50.3713
| 2015-01-13 12:00 | 47.0986 | 50.3713
| 2015-01-13 12:30 | 47.0543 | 50.3713
| 2015-01-13 13:00 | 46.5609 | 50.3713
| 2015-01-13 13:30 | 46.6535 | 50.3713
| 2015-01-13 14:00 | 47.9507 | 50.3713
| 2015-01-13 14:30 | 52.4253 | 50.3713
| 2015-01-13 15:00 | 51.1436 | 50.3713
| 2015-01-13 15:30 | 50.4689 | 50.3713
| 2015-01-13 16:00 | 51.3987 | 50.3713
| 2015-01-13 16:30 | 53.5897 | 50.3713
| 2015-01-13 17:00 | 52.5387 | 50.3713
| 2015-01-13 17:30 | 52.7447 | 50.3713
| 2015-01-13 18:00 | 53.0729 | 50.3713
| 2015-01-13 18:30 | 52.9004 | 50.3713
| 2015-01-13 19:00 | 53.0495 | 50.3713
| 2015-01-13 19:30 | 56.7367 | 50.3713
| 2015-01-13 20:00 | 56.2205 | 50.3713
| 2015-01-13 20:30 | 55.1796 | 50.3713
| 2015-01-13 21:00 | 54.9156 | 50.3713
| 2015-01-13 21:30 | 54.0574 | 50.3713
| 2015-01-13 22:00 | 55.1172 | 50.3713
| 2015-01-13 22:30 | 54.426 | 50.3713
| 2015-01-13 23:00 | 52.3372 | 50.3713
| 2015-01-13 23:30 | 54.3176 | 50.3713
| 2015-01-14 | 53.1386 | 50.3713
| 2015-01-14 00:30 | 53.4163 | 50.3713
| 2015-01-14 01:00 | 53.1149 | 50.3713
| 2015-01-14 01:30 | 53.5376 | 50.3713
| 2015-01-14 02:00 | 53.5888 | 50.3713
| 2015-01-14 02:30 | 54.2545 | 50.3713
| 2015-01-14 03:00 | 53.0736 | 50.3713
| 2015-01-14 03:30 | 52.2837 | 50.3713
| 2015-01-14 04:00 | 51.6292 | 50.3713
| 2015-01-14 04:30 | 48.3279 | 50.3713
| 2015-01-14 05:00 | 47.6546 | 50.3713
| 2015-01-14 05:30 | 46.6527 | 50.3713
| 2015-01-14 06:00 | 47.7245 | 50.3713
| 2015-01-14 06:30 | 50.8207 | 50.3713
| 2015-01-14 07:00 | 51.5087 | 50.3713
| 2015-01-14 07:30 | 54.5266 | 50.3713
| 2015-01-14 08:00 | 53.7142 | 50.3713
| 2015-01-14 08:30 | 51.5967 | 50.3713
| 2015-01-14 09:00 | 51.6824 | 50.3713
| 2015-01-14 09:30 | 51.7822 | 50.3713
| 2015-01-14 10:00 | 51.2481 | 50.3713
| 2015-01-14 10:30 | 51.5129 | 50.3713
| 2015-01-14 11:00 | 48.8048 | 50.3713
| 2015-01-14 11:30 | 52.3923 | 50.3713
| 2015-01-14 12:00 | 52.2359 | 50.3713
| 2015-01-14 12:30 | 53.5973 | 50.3713
| 2015-01-14 13:00 | 54.8288 | 50.3713
| 2015-01-14 13:30 | 56.1509 | 50.3713
| 2015-01-14 14:00 | 56.4887 | 50.3713
| 2015-01-14 14:30 | 56.4701 | 50.3713
| 2015-01-14 15:00 | 57.0486 | 50.3713
| 2015-01-14 15:30 | 56.7584 | 50.3713
| 2015-01-14 16:00 | 54.9677 | 50.3713
| 2015-01-14 16:30 | 54.9002 | 50.3713
| 2015-01-14 17:00 | 53.5124 | 50.3713
| 2015-01-14 17:30 | 51.7925 | 50.3713
| 2015-01-14 18:00 | 50.5632 | 50.3713
| 2015-01-14 18:30 | 50.8666 | 50.3713
| 2015-01-14 19:00 | 51.7971 | 50.3713
| 2015-01-14 19:30 | 53.3993 | 50.3713
| 2015-01-14 20:00 | 53.5 | 50.3713
| 2015-01-14 20:30 | 53.3015 | 50.3713
| 2015-01-14 21:00 | 53.1276 | 50.3713
| 2015-01-14 21:30 | 52.8134 | 50.3713
| 2015-01-14 22:00 | 53.2862 | 50.3713
| 2015-01-14 22:30 | 52.785 | 50.3713
| 2015-01-14 23:00 | 52.3075 | 50.3713
| 2015-01-14 23:30 | 52.2717 | 50.3713
| 2015-01-15 | 52.3838 | 50.3713
| 2015-01-15 00:30 | 52.3108 | 50.3713
| 2015-01-15 01:00 | 51.9321 | 50.3713
| 2015-01-15 01:30 | 51.7892 | 50.3713
| 2015-01-15 02:00 | 51.5452 | 50.3713
| 2015-01-15 02:30 | 51.4013 | 50.3713
| 2015-01-15 03:00 | 50.9904 | 50.3713
| 2015-01-15 03:30 | 50.5418 | 50.3713
| 2015-01-15 04:00 | 46.962 | 50.3713
| 2015-01-15 04:30 | 47.2542 | 50.3713
| 2015-01-15 05:00 | 46.6658 | 50.3713
| 2015-01-15 05:30 | 46.6047 | 50.3713
| 2015-01-15 06:00 | 46.3677 | 50.3713
| 2015-01-15 06:30 | 46.8696 | 50.3713
| 2015-01-15 07:00 | 47.1616 | 50.3713
| 2015-01-15 07:30 | 46.4992 | 50.3713
| 2015-01-15 08:00 | 44.3042 | 50.3713
| 2015-01-15 08:30 | 44.4297 | 50.3713
| 2015-01-15 09:00 | 43.7838 | 50.3713
| 2015-01-15 09:30 | 46.7646 | 50.3713
| 2015-01-15 10:00 | 47.6031 | 50.3713
| 2015-01-15 10:30 | 48.1235 | 50.3713
| 2015-01-15 11:00 | 49.0156 | 50.3713
| 2015-01-15 11:30 | 48.9241 | 50.3713
| 2015-01-15 12:00 | 47.5431 | 50.3713
| 2015-01-15 12:30 | 50.0833 | 50.3713
| 2015-01-15 13:00 | 49.8027 | 50.3713
| 2015-01-15 13:30 | 49.4995 | 50.3713
| 2015-01-15 14:00 | 48.4705 | 50.3713
| 2015-01-15 14:30 | 48.7255 | 50.3713
| 2015-01-15 15:00 | 49.0668 | 50.3713
| 2015-01-15 15:30 | 48.9015 | 50.3713
| 2015-01-15 16:00 | 48.3398 | 50.3713
| 2015-01-15 16:30 | 48.0941 | 50.3713
| 2015-01-15 17:00 | 47.9539 | 50.3713
| 2015-01-15 17:30 | 47.8757 | 50.3713
| 2015-01-15 18:00 | 46.7742 | 50.3713
| 2015-01-15 18:30 | 49.7015 | 50.3713
| 2015-01-15 19:00 | 49.6885 | 50.3713
| 2015-01-15 19:30 | 50.6575 | 50.3713
| 2015-01-15 20:00 | 52.5915 | 50.3713
| 2015-01-15 20:30 | 52.4055 | 50.3713
| 2015-01-15 21:00 | 49.6518 | 50.3713
| 2015-01-15 21:30 | 47.7649 | 50.3713
| 2015-01-15 22:00 | 47.072 | 50.3713
| 2015-01-15 22:30 | 49.2355 | 50.3713
| 2015-01-15 23:00 | 51.1789 | 50.3713
| 2015-01-15 23:30 | 51.1318 | 50.3713
| 2015-01-16 | 51.2145 | 50.3713
| 2015-01-16 00:30 | 50.6176 | 50.3713
| 2015-01-16 01:00 | 50.7956 | 50.3713
| 2015-01-16 01:30 | 51.1859 | 50.3713
| 2015-01-16 02:00 | 50.8478 | 50.3713
| 2015-01-16 02:30 | 51.3088 | 50.3713
| 2015-01-16 03:00 | 51.0886 | 50.3713
| 2015-01-16 03:30 | 50.6255 | 50.3713
| 2015-01-16 04:00 | 47.6676 | 50.3713
| 2015-01-16 04:30 | 47.5907 | 50.3713
| 2015-01-16 05:00 | 47.9092 | 50.3713
| 2015-01-16 05:30 | 48.4525 | 50.3713
| 2015-01-16 06:00 | 51.5567 | 50.3713
| 2015-01-16 06:30 | 52.8307 | 50.3713
| 2015-01-16 07:00 | 53.9556 | 50.3713
| 2015-01-16 07:30 | 50.1524 | 50.3713
| 2015-01-16 08:00 | 46.9195 | 50.3713
| 2015-01-16 08:30 | 47.5386 | 50.3713
| 2015-01-16 09:00 | 47.8761 | 50.3713
| 2015-01-16 09:30 | 47.7183 | 50.3713
| 2015-01-16 10:00 | 47.698 | 50.3713
| 2015-01-16 10:30 | 48.3026 | 50.3713
| 2015-01-16 11:00 | 48.494 | 50.3713
| 2015-01-16 11:30 | 47.8752 | 50.3713
| 2015-01-16 12:00 | 47.9338 | 50.3713
| 2015-01-16 12:30 | 48.1594 | 50.3713
| 2015-01-16 13:00 | 48.4049 | 50.3713
| 2015-01-16 13:30 | 48.3265 | 50.3713
| 2015-01-16 14:00 | 48.2456 | 50.3713
| 2015-01-16 14:30 | 49.0754 | 50.3713
| 2015-01-16 15:00 | 48.6242 | 50.3713
| 2015-01-16 15:30 | 48.7038 | 50.3713
| 2015-01-16 16:00 | 48.863 | 50.3713
| 2015-01-16 16:30 | 49.4281 | 50.3713
| 2015-01-16 17:00 | 50.0198 | 50.3713
| 2015-01-16 17:30 | 49.1393 | 50.3713
| 2015-01-16 18:00 | 49.119 | 50.3713
| 2015-01-16 18:30 | 49.2133 | 50.3713
| 2015-01-16 19:00 | 49.5625 | 50.3713
| 2015-01-16 19:30 | 52.0358 | 50.3713
| 2015-01-16 20:00 | 52.7912 | 50.3713
| 2015-01-16 20:30 | 51.8176 | 50.3713
| 2015-01-16 21:00 | 51.9068 | 50.3713
| 2015-01-16 21:30 | 52.4538 | 50.3713
| 2015-01-16 22:00 | 53.0867 | 50.3713
| 2015-01-16 22:30 | 53.0506 | 50.3713
| 2015-01-16 23:00 | 53.3811 | 50.3713
| 2015-01-16 23:30 | 52.7238 | 50.3713
| 2015-01-17 | 50.8337 | 50.3713
| 2015-01-17 00:30 | 52.128 | 50.3713
| 2015-01-17 01:00 | 52.7825 | 50.3713
| 2015-01-17 01:30 | 52.6735 | 50.3713
| 2015-01-17 02:00 | 53.6032 | 50.3713
| 2015-01-17 02:30 | 53.7064 | 50.3713
| 2015-01-17 03:00 | 53.3056 | 50.3713
| 2015-01-17 03:30 | 50.9853 | 50.3713
| 2015-01-17 04:00 | 50.1345 | 50.3713
| 2015-01-17 04:30 | 50.2983 | 50.3713
| 2015-01-17 05:00 | 51.7876 | 50.3713
| 2015-01-17 05:30 | 52.0929 | 50.3713
| 2015-01-17 06:00 | 53.4659 | 50.3713
| 2015-01-17 06:30 | 53.2303 | 50.3713
| 2015-01-17 07:00 | 53.0572 | 50.3713
| 2015-01-17 07:30 | 53.9992 | 50.3713
| 2015-01-17 08:00 | 54.3466 | 50.3713
| 2015-01-17 08:30 | 55.0257 | 50.3713
| 2015-01-17 09:00 | 53.2312 | 50.3713
| 2015-01-17 09:30 | 54.1383 | 50.3713
| 2015-01-17 10:00 | 54.6318 | 50.3713
| 2015-01-17 10:30 | 55.0146 | 50.3713
| 2015-01-17 11:00 | 56.873 | 50.3713
| 2015-01-17 11:30 | 54.1893 | 50.3713
| 2015-01-17 12:00 | 53.8717 | 50.3713
| 2015-01-17 12:30 | 53.8421 | 50.3713
| 2015-01-17 13:00 | 54.2788 | 50.3713
| 2015-01-17 13:30 | 54.6875 | 50.3713
| 2015-01-17 14:00 | 53.9942 | 50.3713
| 2015-01-17 14:30 | 53.8862 | 50.3713
| 2015-01-17 15:00 | 52.1833 | 50.3713
| 2015-01-17 15:30 | 52.3637 | 50.3713
| 2015-01-17 16:00 | 52.9461 | 50.3713
| 2015-01-17 16:30 | 52.4624 | 50.3713
| 2015-01-17 17:00 | 53.9693 | 50.3713
| 2015-01-17 17:30 | 53.9586 | 50.3713
| 2015-01-17 18:00 | 54.9271 | 50.3713
| 2015-01-17 18:30 | 54.5389 | 50.3713
| 2015-01-17 19:00 | 52.5233 | 50.3713
| 2015-01-17 19:30 | 52.8198 | 50.3713
| 2015-01-17 20:00 | 53.336 | 50.3713
| 2015-01-17 20:30 | 53.379 | 50.3713
| 2015-01-17 21:00 | 53.5672 | 50.3713
| 2015-01-17 21:30 | 51.7006 | 50.3713
| 2015-01-17 22:00 | 52.8424 | 50.3713
| 2015-01-17 22:30 | 53.2114 | 50.3713
| 2015-01-17 23:00 | 54.8638 | 50.3713
| 2015-01-17 23:30 | 55.0359 | 50.3713
| 2015-01-18 | 52.5622 | 50.3713
| 2015-01-18 00:30 | 53.2578 | 50.3713
| 2015-01-18 01:00 | 53.7094 | 50.3713
| 2015-01-18 01:30 | 53.7477 | 50.3713
| 2015-01-18 02:00 | 55.1084 | 50.3713
| 2015-01-18 02:30 | 52.993 | 50.3713
| 2015-01-18 03:00 | 53.7526 | 50.3713
| 2015-01-18 03:30 | 53.4896 | 50.3713
| 2015-01-18 04:00 | 54.0124 | 50.3713
| 2015-01-18 04:30 | 53.7694 | 50.3713
| 2015-01-18 05:00 | 52.6819 | 50.3713
| 2015-01-18 05:30 | 52.9514 | 50.3713
| 2015-01-18 06:00 | 52.7998 | 50.3713
| 2015-01-18 06:30 | 53.73 | 50.3713
| 2015-01-18 07:00 | 52.465 | 50.3713
| 2015-01-18 07:30 | 51.6825 | 50.3713
| 2015-01-18 08:00 | 52.056 | 50.3713
| 2015-01-18 08:30 | 52.5195 | 50.3713
| 2015-01-18 09:00 | 54.7048 | 50.3713
| 2015-01-18 09:30 | 52.8764 | 50.3713
| 2015-01-18 10:00 | 54.021 | 50.3713
| 2015-01-18 10:30 | 54.3501 | 50.3713
| 2015-01-18 11:00 | 55.5885 | 50.3713
| 2015-01-18 11:30 | 54.6415 | 50.3713
| 2015-01-18 12:00 | 52.2559 | 50.3713
| 2015-01-18 12:30 | 36.3452 | 50.3713
| 2015-01-18 13:00 | 38.6454 | 50.3713
| 2015-01-18 13:30 | 49.6454 | 50.3713
| 2015-01-18 14:00 | 55.3281 | 50.3713
| 2015-01-18 14:30 | 52.8168 | 50.3713
| 2015-01-18 15:00 | 53.4107 | 50.3713
| 2015-01-18 15:30 | 53.8555 | 50.3713
| 2015-01-18 16:00 | 53.4904 | 50.3713
| 2015-01-18 16:30 | 52.7259 | 50.3713
| 2015-01-18 17:00 | 52.5654 | 50.3713
| 2015-01-18 17:30 | 52.8223 | 50.3713
| 2015-01-18 18:00 | 52.5575 | 50.3713
| 2015-01-18 18:30 | 53.6667 | 50.3713
| 2015-01-18 19:00 | 51.5627 | 50.3713
| 2015-01-18 19:30 | 52.6886 | 50.3713
| 2015-01-18 20:00 | 54.1206 | 50.3713
| 2015-01-18 20:30 | 54.0991 | 50.3713
| 2015-01-18 21:00 | 52.1229 | 50.3713
| 2015-01-18 21:30 | 52.6558 | 50.3713
| 2015-01-18 22:00 | 53.8028 | 50.3713
| 2015-01-18 22:30 | 54.3652 | 50.3713
| 2015-01-18 23:00 | 55.7264 | 50.3713
| 2015-01-18 23:30 | 54.2551 | 50.3713
| 2015-01-19 | 55.481 | 50.3713
| 2015-01-19 00:30 | 54.5456 | 50.3713
| 2015-01-19 01:00 | 55.6229 | 50.3713
| 2015-01-19 01:30 | 55.4909 | 50.3713
| 2015-01-19 02:00 | 55.2624 | 50.3713
| 2015-01-19 02:30 | 55.8251 | 50.3713
| 2015-01-19 03:00 | 56.4796 | 50.3713
| 2015-01-19 03:30 | 56.2087 | 50.3713
| 2015-01-19 04:00 | 54.3615 | 50.3713
| 2015-01-19 04:30 | 58.5984 | 50.3713
| 2015-01-19 05:00 | 55.1569 | 50.3713
| 2015-01-19 05:30 | 55.2319 | 50.3713
| 2015-01-19 06:00 | 56.7356 | 50.3713
| 2015-01-19 06:30 | 58.234 | 50.3713
| 2015-01-19 07:00 | 55.333 | 50.3713
| 2015-01-19 07:30 | 53.7599 | 50.3713
| 2015-01-19 08:00 | 53.5827 | 50.3713
| 2015-01-19 08:30 | 53.1629 | 50.3713
| 2015-01-19 09:00 | 53.7626 | 50.3713
| 2015-01-19 09:30 | 52.6884 | 50.3713
| 2015-01-19 10:00 | 51.7517 | 50.3713
| 2015-01-19 10:30 | 53.6494 | 50.3713
| 2015-01-19 11:00 | 54.1004 | 50.3713
| 2015-01-19 11:30 | 53.4325 | 50.3713
| 2015-01-19 12:00 | 53.585 | 50.3713
| 2015-01-19 12:30 | 53.1267 | 50.3713
| 2015-01-19 13:00 | 52.1747 | 50.3713
| 2015-01-19 13:30 | 51.8842 | 50.3713
| 2015-01-19 14:00 | 52.7886 | 50.3713
| 2015-01-19 14:30 | 54.0715 | 50.3713
| 2015-01-19 15:00 | 53.716 | 50.3713
| 2015-01-19 15:30 | 53.4811 | 50.3713
| 2015-01-19 16:00 | 52.6274 | 50.3713
| 2015-01-19 16:30 | 53.5699 | 50.3713
| 2015-01-19 17:00 | 53.2756 | 50.3713
| 2015-01-19 17:30 | 51.198 | 50.3713
| 2015-01-19 18:00 | 54.9348 | 50.3713
| 2015-01-19 18:30 | 52.4799 | 50.3713
| 2015-01-19 19:00 | 54.0756 | 50.3713
| 2015-01-19 19:30 | 55.4229 | 50.3713
| 2015-01-19 20:00 | 53.6349 | 50.3713
| 2015-01-19 20:30 | 55.2932 | 50.3713
| 2015-01-19 21:00 | 56.4648 | 50.3713
| 2015-01-19 21:30 | 52.7073 | 50.3713
| 2015-01-19 22:00 | 53.317 | 50.3713
| 2015-01-19 22:30 | 52.0236 | 50.3713
| 2015-01-19 23:00 | 52.6562 | 50.3713
| 2015-01-19 23:30 | 53.2267 | 50.3713
| 2015-01-20 | 53.741 | 50.3713
| 2015-01-20 00:30 | 54.2693 | 50.3713
| 2015-01-20 01:00 | 52.5124 | 50.3713
| 2015-01-20 01:30 | 53.1661 | 50.3713
| 2015-01-20 02:00 | 53.8097 | 50.3713
| 2015-01-20 02:30 | 53.6517 | 50.3713
| 2015-01-20 03:00 | 53.7456 | 50.3713
| 2015-01-20 03:30 | 49.9217 | 50.3713
| 2015-01-20 04:00 | 51.5803 | 50.3713
| 2015-01-20 04:30 | 54.4162 | 50.3713
| 2015-01-20 05:00 | 54.2496 | 50.3713
| 2015-01-20 05:30 | 53.2762 | 50.3713
| 2015-01-20 06:00 | 54.881 | 50.3713
| 2015-01-20 06:30 | 56.3696 | 50.3713
| 2015-01-20 07:00 | 55.9992 | 50.3713
| 2015-01-20 07:30 | 56.6761 | 50.3713
| 2015-01-20 08:00 | 51.4353 | 50.3713
| 2015-01-20 08:30 | 50.3059 | 50.3713
| 2015-01-20 09:00 | 52.9903 | 50.3713
| 2015-01-20 09:30 | 54.7189 | 50.3713
| 2015-01-20 10:00 | 54.6879 | 50.3713
| 2015-01-20 10:30 | 54.4696 | 50.3713
| 2015-01-20 11:00 | 56.498 | 50.3713
| 2015-01-20 11:30 | 53.4145 | 50.3713
| 2015-01-20 12:00 | 41.4321 | 50.3713
| 2015-01-20 12:30 | 42.7967 | 50.3713
| 2015-01-20 13:00 | 42.063 | 50.3713
| 2015-01-20 13:30 | 41.1378 | 50.3713
| 2015-01-20 14:00 | 39.847 | 50.3713
| 2015-01-20 14:30 | 41.3307 | 50.3713
| 2015-01-20 15:00 | 40.656 | 50.3713
| 2015-01-20 15:30 | 41.8384 | 50.3713
| 2015-01-20 16:00 | 38.3787 | 50.3713
| 2015-01-20 16:30 | 40.659 | 50.3713
| 2015-01-20 17:00 | 39.6124 | 50.3713
| 2015-01-20 17:30 | 39.8003 | 50.3713
| 2015-01-20 18:00 | 39.7799 | 50.3713
| 2015-01-20 18:30 | 50.1441 | 50.3713
| 2015-01-20 19:00 | 52.8854 | 50.3713
| 2015-01-20 19:30 | 56.237 | 50.3713
| 2015-01-20 20:00 | 57.9007 | 50.3713
| 2015-01-20 20:30 | 57.4032 | 50.3713
| 2015-01-20 21:00 | 56.7546 | 50.3713
| 2015-01-20 21:30 | 58.0218 | 50.3713
| 2015-01-20 22:00 | 59.3404 | 50.3713
| 2015-01-20 22:30 | 59.7628 | 50.3713
| 2015-01-20 23:00 | 58.188 | 50.3713
| 2015-01-20 23:30 | 57.6979 | 50.3713
| 2015-01-21 | 59.6259 | 50.3713
| 2015-01-21 00:30 | 59.5551 | 50.3713
| 2015-01-21 01:00 | 60.2463 | 50.3713
| 2015-01-21 01:30 | 59.0539 | 50.3713
| 2015-01-21 02:00 | 57.9854 | 50.3713
| 2015-01-21 02:30 | 59.7538 | 50.3713
| 2015-01-21 03:00 | 58.8369 | 50.3713
| 2015-01-21 03:30 | 59.6168 | 50.3713
| 2015-01-21 04:00 | 56.3674 | 50.3713
| 2015-01-21 04:30 | 56.7564 | 50.3713
| 2015-01-21 05:00 | 57.637 | 50.3713
| 2015-01-21 05:30 | 57.5185 | 50.3713
| 2015-01-21 06:00 | 58.2018 | 50.3713
| 2015-01-21 06:30 | 56.6812 | 50.3713
| 2015-01-21 07:00 | 57.2867 | 50.3713
| 2015-01-21 07:30 | 54.7037 | 50.3713
| 2015-01-21 08:00 | 55.2516 | 50.3713
| 2015-01-21 08:30 | 54.153 | 50.3713
| 2015-01-21 09:00 | 55.0827 | 50.3713
| 2015-01-21 09:30 | 55.3721 | 50.3713
| 2015-01-21 10:00 | 55.6025 | 50.3713
| 2015-01-21 10:30 | 55.2745 | 50.3713
| 2015-01-21 11:00 | 54.3207 | 50.3713
| 2015-01-21 11:30 | 55.6568 | 50.3713
| 2015-01-21 12:00 | 54.71 | 50.3713
| 2015-01-21 12:30 | 56.582 | 50.3713
| 2015-01-21 13:00 | 53.7489 | 50.3713
| 2015-01-21 13:30 | 55.0926 | 50.3713
| 2015-01-21 14:00 | 54.3135 | 50.3713
| 2015-01-21 14:30 | 53.0573 | 50.3713
| 2015-01-21 15:00 | 53.6077 | 50.3713
| 2015-01-21 15:30 | 57.2926 | 50.3713
| 2015-01-21 16:00 | 55.3978 | 50.3713
| 2015-01-21 16:30 | 56.4275 | 50.3713
| 2015-01-21 17:00 | 58.3388 | 50.3713
| 2015-01-21 17:30 | 56.5293 | 50.3713
| 2015-01-21 18:00 | 58.1511 | 50.3713
| 2015-01-21 18:30 | 58.5852 | 50.3713
| 2015-01-21 19:00 | 56.8631 | 50.3713
| 2015-01-21 19:30 | 59.5467 | 50.3713
| 2015-01-21 20:00 | 56.1385 | 50.3713
| 2015-01-21 20:30 | 57.1785 | 50.3713
| 2015-01-21 21:00 | 57.3921 | 50.3713
| 2015-01-21 21:30 | 57.3347 | 50.3713
| 2015-01-21 22:00 | 59.0608 | 50.3713
| 2015-01-21 22:30 | 56.1151 | 50.3713
| 2015-01-21 23:00 | 54.3494 | 50.3713
| 2015-01-21 23:30 | 53.301 | 50.3713
| 2015-01-22 | 53.9647 | 50.3713
| 2015-01-22 00:30 | 53.704 | 50.3713
| 2015-01-22 01:00 | 52.1286 | 50.3713
| 2015-01-22 01:30 | 52.6082 | 50.3713
| 2015-01-22 02:00 | 53.0733 | 50.3713
| 2015-01-22 02:30 | 53.2335 | 50.3713
| 2015-01-22 03:00 | 52.1587 | 50.3713
| 2015-01-22 03:30 | 51.3997 | 50.3713
| 2015-01-22 04:00 | 51.7725 | 50.3713
| 2015-01-22 04:30 | 52.8853 | 50.3713
| 2015-01-22 05:00 | 52.9908 | 50.3713
| 2015-01-22 05:30 | 52.5262 | 50.3713
| 2015-01-22 06:00 | 53.0233 | 50.3713
| 2015-01-22 06:30 | 54.5883 | 50.3713
| 2015-01-22 07:00 | 54.6361 | 50.3713
| 2015-01-22 07:30 | 54.6569 | 50.3713
| 2015-01-22 08:00 | 55.1159 | 50.3713
| 2015-01-22 08:30 | 54.0768 | 50.3713
| 2015-01-22 09:00 | 54.9409 | 50.3713
| 2015-01-22 09:30 | 55.36 | 50.3713
| 2015-01-22 10:00 | 56.2355 | 50.3713
| 2015-01-22 10:30 | 55.0537 | 50.3713
| 2015-01-22 11:00 | 55.9799 | 50.3713
| 2015-01-22 11:30 | 56.618 | 50.3713
| 2015-01-22 12:00 | 56.6229 | 50.3713
| 2015-01-22 12:30 | 55.5917 | 50.3713
| 2015-01-22 13:00 | 53.8753 | 50.3713
| 2015-01-22 13:30 | 57.0147 | 50.3713
| 2015-01-22 14:00 | 59.9663 | 50.3713
| 2015-01-22 14:30 | 61.0442 | 50.3713
| 2015-01-22 15:00 | 60.6935 | 50.3713
| 2015-01-22 15:30 | 59.3646 | 50.3713
| 2015-01-22 16:00 | 56.8442 | 50.3713
| 2015-01-22 16:30 | 59.6171 | 50.3713
| 2015-01-22 17:00 | 59.9968 | 50.3713
| 2015-01-22 17:30 | 59.0359 | 50.3713
| 2015-01-22 18:00 | 60.0405 | 50.3713
| 2015-01-22 18:30 | 59.5413 | 50.3713
| 2015-01-22 19:00 | 59.8595 | 50.3713
| 2015-01-22 19:30 | 61.5673 | 50.3713
| 2015-01-22 20:00 | 61.7132 | 50.3713
| 2015-01-22 20:30 | 61.1411 | 50.3713
| 2015-01-22 21:00 | 61.5062 | 50.3713
| 2015-01-22 21:30 | 58.2719 | 50.3713
| 2015-01-22 22:00 | 57.1849 | 50.3713
| 2015-01-22 22:30 | 58.0402 | 50.3713
| 2015-01-22 23:00 | 58.3874 | 50.3713
| 2015-01-22 23:30 | 56.3696 | 50.3713
| 2015-01-23 | 58.1694 | 50.3713
| 2015-01-23 00:30 | 56.6155 | 50.3713
| 2015-01-23 01:00 | 55.8001 | 50.3713
| 2015-01-23 01:30 | 56.8994 | 50.3713
| 2015-01-23 02:00 | 57.8547 | 50.3713
| 2015-01-23 02:30 | 56.4943 | 50.3713
| 2015-01-23 03:00 | 56.6753 | 50.3713
| 2015-01-23 03:30 | 56.74 | 50.3713
| 2015-01-23 04:00 | 56.5113 | 50.3713
| 2015-01-23 04:30 | 58.6451 | 50.3713
| 2015-01-23 05:00 | 55.178 | 50.3713
| 2015-01-23 05:30 | 55.3873 | 50.3713
| 2015-01-23 06:00 | 56.2213 | 50.3713
| 2015-01-23 06:30 | 54.7513 | 50.3713
| 2015-01-23 07:00 | 54.5926 | 50.3713
| 2015-01-23 07:30 | 53.874 | 50.3713
| 2015-01-23 08:00 | 55.4686 | 50.3713
| 2015-01-23 08:30 | 57.5779 | 50.3713
| 2015-01-23 09:00 | 57.6222 | 50.3713
| 2015-01-23 09:30 | 56.4576 | 50.3713
| 2015-01-23 10:00 | 57.5078 | 50.3713
| 2015-01-23 10:30 | 57.7222 | 50.3713
| 2015-01-23 11:00 | 59.6502 | 50.3713
| 2015-01-23 11:30 | 61.1111 | 50.3713
| 2015-01-23 12:00 | 58.5012 | 50.3713
| 2015-01-23 12:30 | 58.8065 | 50.3713
| 2015-01-23 13:00 | 57.8463 | 50.3713
| 2015-01-23 13:30 | 58.7254 | 50.3713
| 2015-01-23 14:00 | 57.8152 | 50.3713
| 2015-01-23 14:30 | 60.2065 | 50.3713
| 2015-01-23 15:00 | 60.8732 | 50.3713
| 2015-01-23 15:30 | 59.6776 | 50.3713
| 2015-01-23 16:00 | 60.6021 | 50.3713
| 2015-01-23 16:30 | 57.5758 | 50.3713
| 2015-01-23 17:00 | 58.0202 | 50.3713
| 2015-01-23 17:30 | 57.8627 | 50.3713
| 2015-01-23 18:00 | 56.2422 | 50.3713
| 2015-01-23 18:30 | 54.7776 | 50.3713
| 2015-01-23 19:00 | 54.0098 | 50.3713
| 2015-01-23 19:30 | 58.0564 | 50.3713
| 2015-01-23 20:00 | 58.6096 | 50.3713
| 2015-01-23 20:30 | 58.3475 | 50.3713
| 2015-01-23 21:00 | 56.1597 | 50.3713
| 2015-01-23 21:30 | 56.5381 | 50.3713
| 2015-01-23 22:00 | 57.4786 | 50.3713
| 2015-01-23 22:30 | 58.9034 | 50.3713
| 2015-01-23 23:00 | 55.116 | 50.3713
| 2015-01-23 23:30 | 56.566 | 50.3713
| 2015-01-24 | 56.0587 | 50.3713
| 2015-01-24 00:30 | 57.7374 | 50.3713
| 2015-01-24 01:00 | 57.3252 | 50.3713
| 2015-01-24 01:30 | 56.25 | 50.3713
| 2015-01-24 02:00 | 55.6601 | 50.3713
| 2015-01-24 02:30 | 54.1381 | 50.3713
| 2015-01-24 03:00 | 55.5777 | 50.3713
| 2015-01-24 03:30 | 53.049 | 50.3713
| 2015-01-24 04:00 | 53.4625 | 50.3713
| 2015-01-24 04:30 | 53.7521 | 50.3713
| 2015-01-24 05:00 | 53.7584 | 50.3713
| 2015-01-24 05:30 | 53.9455 | 50.3713
| 2015-01-24 06:00 | 53.7583 | 50.3713
| 2015-01-24 06:30 | 56.7549 | 50.3713
| 2015-01-24 07:00 | 57.0881 | 50.3713
| 2015-01-24 07:30 | 58.6151 | 50.3713
| 2015-01-24 08:00 | 58.2558 | 50.3713
| 2015-01-24 08:30 | 52.3353 | 50.3713
| 2015-01-24 09:00 | 53.3006 | 50.3713
| 2015-01-24 09:30 | 58.1193 | 50.3713
| 2015-01-24 10:00 | 60.3864 | 50.3713
| 2015-01-24 10:30 | 61.3402 | 50.3713
| 2015-01-24 11:00 | 58.6791 | 50.3713
| 2015-01-24 11:30 | 59.1319 | 50.3713
| 2015-01-24 12:00 | 59.1112 | 50.3713
| 2015-01-24 12:30 | 60.0932 | 50.3713
| 2015-01-24 13:00 | 60.9826 | 50.3713
| 2015-01-24 13:30 | 59.1969 | 50.3713
| 2015-01-24 14:00 | 60.2103 | 50.3713
| 2015-01-24 14:30 | 59.2881 | 50.3713
| 2015-01-24 15:00 | 60.0142 | 50.3713
| 2015-01-24 15:30 | 59.4816 | 50.3713
| 2015-01-24 16:00 | 58.7885 | 50.3713
| 2015-01-24 16:30 | 59.3189 | 50.3713
| 2015-01-24 17:00 | 59.2221 | 50.3713
| 2015-01-24 17:30 | 56.5255 | 50.3713
| 2015-01-24 18:00 | 52.5025 | 50.3713
| 2015-01-24 18:30 | 53.5575 | 50.3713
| 2015-01-24 19:00 | 54.5229 | 50.3713
| 2015-01-24 19:30 | 54.8037 | 50.3713
| 2015-01-24 20:00 | 54.084 | 50.3713
| 2015-01-24 20:30 | 53.9275 | 50.3713
| 2015-01-24 21:00 | 52.5401 | 50.3713
| 2015-01-24 21:30 | 52.3834 | 50.3713
| 2015-01-24 22:00 | 51.9695 | 50.3713
| 2015-01-24 22:30 | 54.6943 | 50.3713
| 2015-01-24 23:00 | 54.6348 | 50.3713
| 2015-01-24 23:30 | 54.6347 | 50.3713
| 2015-01-25 | 54.3798 | 50.3713
| 2015-01-25 00:30 | 52.2565 | 50.3713
| 2015-01-25 01:00 | 52.3497 | 50.3713
| 2015-01-25 01:30 | 52.4117 | 50.3713
| 2015-01-25 02:00 | 52.8057 | 50.3713
| 2015-01-25 02:30 | 53.2517 | 50.3713
| 2015-01-25 03:00 | 51.128 | 50.3713
| 2015-01-25 03:30 | 51.8503 | 50.3713
| 2015-01-25 04:00 | 52.6007 | 50.3713
| 2015-01-25 04:30 | 52.6947 | 50.3713
| 2015-01-25 05:00 | 50.8036 | 50.3713
| 2015-01-25 05:30 | 50.7904 | 50.3713
| 2015-01-25 06:00 | 51.1493 | 50.3713
| 2015-01-25 06:30 | 52.2793 | 50.3713
| 2015-01-25 07:00 | 53.7635 | 50.3713
| 2015-01-25 07:30 | 50.2647 | 50.3713
| 2015-01-25 08:00 | 52.6336 | 50.3713
| 2015-01-25 08:30 | 53.0632 | 50.3713
| 2015-01-25 09:00 | 53.1434 | 50.3713
| 2015-01-25 09:30 | 52.3003 | 50.3713
| 2015-01-25 10:00 | 52.593 | 50.3713
| 2015-01-25 10:30 | 52.5379 | 50.3713
| 2015-01-25 11:00 | 52.8862 | 50.3713
| 2015-01-25 11:30 | 54.7147 | 50.3713
| 2015-01-25 12:00 | 51.8915 | 50.3713
| 2015-01-25 12:30 | 52.8039 | 50.3713
| 2015-01-25 13:00 | 52.866 | 50.3713
| 2015-01-25 13:30 | 53.0913 | 50.3713
| 2015-01-25 14:00 | 54.4116 | 50.3713
| 2015-01-25 14:30 | 51.1447 | 50.3713
| 2015-01-25 15:00 | 52.3776 | 50.3713
| 2015-01-25 15:30 | 53.6952 | 50.3713
| 2015-01-25 16:00 | 54.549 | 50.3713
| 2015-01-25 16:30 | 54.5995 | 50.3713
| 2015-01-25 17:00 | 55.5045 | 50.3713
| 2015-01-25 17:30 | 53.3979 | 50.3713
| 2015-01-25 18:00 | 52.4231 | 50.3713
| 2015-01-25 18:30 | 51.9777 | 50.3713
| 2015-01-25 19:00 | 52.8101 | 50.3713
| 2015-01-25 19:30 | 51.8704 | 50.3713
| 2015-01-25 20:00 | 52.0735 | 50.3713
| 2015-01-25 20:30 | 52.8819 | 50.3713
| 2015-01-25 21:00 | 52.1063 | 50.3713
| 2015-01-25 21:30 | 51.603 | 50.3713
| 2015-01-25 22:00 | 51.4137 | 50.3713
| 2015-01-25 22:30 | 52.5142 | 50.3713
| 2015-01-25 23:00 | 52.3984 | 50.3713
| 2015-01-25 23:30 | 52.0936 | 50.3713
| 2015-01-26 | 51.5167 | 50.3713
| 2015-01-26 00:30 | 52.0091 | 50.3713
| 2015-01-26 01:00 | 52.0264 | 50.3713
| 2015-01-26 01:30 | 52.9602 | 50.3713
| 2015-01-26 02:00 | 50.421 | 50.3713
| 2015-01-26 02:30 | 49.9205 | 50.3713
| 2015-01-26 03:00 | 50.146 | 50.3713
| 2015-01-26 03:30 | 50.4977 | 50.3713
| 2015-01-26 04:00 | 50.6592 | 50.3713
| 2015-01-26 04:30 | 49.091 | 50.3713
| 2015-01-26 05:00 | 49.9546 | 50.3713
| 2015-01-26 05:30 | 50.4899 | 50.3713
| 2015-01-26 06:00 | 50.3041 | 50.3713
| 2015-01-26 06:30 | 48.3693 | 50.3713
| 2015-01-26 07:00 | 50.0585 | 50.3713
| 2015-01-26 07:30 | 47.4903 | 50.3713
| 2015-01-26 08:00 | 48.0369 | 50.3713
| 2015-01-26 08:30 | 47.3722 | 50.3713
| 2015-01-26 09:00 | 45.8899 | 50.3713
| 2015-01-26 09:30 | 47.0589 | 50.3713
| 2015-01-26 10:00 | 46.8112 | 50.3713
| 2015-01-26 10:30 | 46.4536 | 50.3713
| 2015-01-26 11:00 | 46.7203 | 50.3713
| 2015-01-26 11:30 | 48.4705 | 50.3713
| 2015-01-26 12:00 | 46.2646 | 50.3713
| 2015-01-26 12:30 | 46.9571 | 50.3713
| 2015-01-26 13:00 | 46.9068 | 50.3713
| 2015-01-26 13:30 | 47.6029 | 50.3713
| 2015-01-26 14:00 | 47.8722 | 50.3713
| 2015-01-26 14:30 | 47.1397 | 50.3713
| 2015-01-26 15:00 | 47.0156 | 50.3713
| 2015-01-26 15:30 | 47.6837 | 50.3713
| 2015-01-26 16:00 | 48.6129 | 50.3713
| 2015-01-26 16:30 | 48.5271 | 50.3713
| 2015-01-26 17:00 | 47.9332 | 50.3713
| 2015-01-26 17:30 | 47.3827 | 50.3713
| 2015-01-26 18:00 | 50.7852 | 50.3713
| 2015-01-26 18:30 | 49.3748 | 50.3713
| 2015-01-26 19:00 | 50.4764 | 50.3713
| 2015-01-26 19:30 | 50.405 | 50.3713
| 2015-01-26 20:00 | 50.4156 | 50.3713
| 2015-01-26 20:30 | 51.7595 | 50.3713
| 2015-01-26 21:00 | 52.1566 | 50.3713
| 2015-01-26 21:30 | 52.6685 | 50.3713
| 2015-01-26 22:00 | 54.611 | 50.3713
| 2015-01-26 22:30 | 55.5092 | 50.3713
| 2015-01-26 23:00 | 55.6827 | 50.3713
| 2015-01-26 23:30 | 56.3912 | 50.3713
| 2015-01-27 | 57.9892 | 50.3713
| 2015-01-27 00:30 | 55.8918 | 50.3713
| 2015-01-27 01:00 | 55.7884 | 50.3713
| 2015-01-27 01:30 | 54.009 | 50.3713
| 2015-01-27 02:00 | 56.4854 | 50.3713
| 2015-01-27 02:30 | 56.4644 | 50.3713
| 2015-01-27 03:00 | 55.6476 | 50.3713
| 2015-01-27 03:30 | 56.4154 | 50.3713
| 2015-01-27 04:00 | 56.6991 | 50.3713
| 2015-01-27 04:30 | 57.6717 | 50.3713
| 2015-01-27 05:00 | 56.6299 | 50.3713
| 2015-01-27 05:30 | 54.1456 | 50.3713
| 2015-01-27 06:00 | 53.36 | 50.3713
| 2015-01-27 06:30 | 54.5619 | 50.3713
| 2015-01-27 07:00 | 57.2299 | 50.3713
| 2015-01-27 07:30 | 53.3812 | 50.3713
| 2015-01-27 08:00 | 51.9897 | 50.3713
| 2015-01-27 08:30 | 52.12 | 50.3713
| 2015-01-27 09:00 | 51.1262 | 50.3713
| 2015-01-27 09:30 | 51.4424 | 50.3713
| 2015-01-27 10:00 | 50.9301 | 50.3713
| 2015-01-27 10:30 | 52.6199 | 50.3713
| 2015-01-27 11:00 | 52.0966 | 50.3713
| 2015-01-27 11:30 | 53.4907 | 50.3713
| 2015-01-27 12:00 | 40.2994 | 50.3713
| 2015-01-27 12:30 | 38.2584 | 50.3713
| 2015-01-27 13:00 | 17.4222 | 50.3713
| 2015-01-27 13:30 | 14.7522 | 50.3713
| 2015-01-27 14:00 | 13.4371 | 50.3713
| 2015-01-27 14:30 | 11.9695 | 50.3713
| 2015-01-27 15:00 | 10.3937 | 50.3713
| 2015-01-27 15:30 | 8.9072 | 50.3713
| 2015-01-27 16:00 | 8.4171 | 50.3713
| 2015-01-27 16:30 | 7.735 | 50.3713
| 2015-01-27 17:00 | 7.2347 | 50.3713
| 2015-01-27 17:30 | 8.0934 | 50.3713
| 2015-01-27 18:00 | 8.1972 | 50.3713
| 2015-01-27 18:30 | 40.6695 | 50.3713
| 2015-01-27 19:00 | 47.3123 | 50.3713
| 2015-01-27 19:30 | 51.4726 | 50.3713
| 2015-01-27 20:00 | 53.8535 | 50.3713
| 2015-01-27 20:30 | 55.2794 | 50.3713
| 2015-01-27 21:00 | 54.7921 | 50.3713
| 2015-01-27 21:30 | 54.0266 | 50.3713
| 2015-01-27 22:00 | 54.8077 | 50.3713
| 2015-01-27 22:30 | 55.8498 | 50.3713
| 2015-01-27 23:00 | 56.2113 | 50.3713
| 2015-01-27 23:30 | 55.619 | 50.3713
| 2015-01-28 | 54.6107 | 50.3713
| 2015-01-28 00:30 | 57.2767 | 50.3713
| 2015-01-28 01:00 | 56.1609 | 50.3713
| 2015-01-28 01:30 | 55.0728 | 50.3713
| 2015-01-28 02:00 | 56.2722 | 50.3713
| 2015-01-28 02:30 | 53.6732 | 50.3713
| 2015-01-28 03:00 | 52.9691 | 50.3713
| 2015-01-28 03:30 | 56.7667 | 50.3713
| 2015-01-28 04:00 | 53.924 | 50.3713
| 2015-01-28 04:30 | 54.8356 | 50.3713
| 2015-01-28 05:00 | 52.2019 | 50.3713
| 2015-01-28 05:30 | 51.6097 | 50.3713
| 2015-01-28 06:00 | 50.8365 | 50.3713
| 2015-01-28 06:30 | 49.3675 | 50.3713
| 2015-01-28 07:00 | 49.9206 | 50.3713
| 2015-01-28 07:30 | 49.4784 | 50.3713
| 2015-01-28 08:00 | 49.8254 | 50.3713
| 2015-01-28 08:30 | 51.1975 | 50.3713
| 2015-01-28 09:00 | 47.7439 | 50.3713
| 2015-01-28 09:30 | 47.5111 | 50.3713
| 2015-01-28 10:00 | 47.8644 | 50.3713
| 2015-01-28 10:30 | 48.46 | 50.3713
| 2015-01-28 11:00 | 48.8742 | 50.3713
| 2015-01-28 11:30 | 48.0158 | 50.3713
| 2015-01-28 12:00 | 37.1615 | 50.3713
| 2015-01-28 12:30 | 36.5262 | 50.3713
| 2015-01-28 13:00 | 15.6635 | 50.3713
| 2015-01-28 13:30 | 13.4519 | 50.3713
| 2015-01-28 14:00 | 12.585 | 50.3713
| 2015-01-28 14:30 | 11.8303 | 50.3713
| 2015-01-28 15:00 | 10.4923 | 50.3713
| 2015-01-28 15:30 | 8.82 | 50.3713
| 2015-01-28 16:00 | 8.1352 | 50.3713
| 2015-01-28 16:30 | 7.6342 | 50.3713
| 2015-01-28 17:00 | 7.9243 | 50.3713
| 2015-01-28 17:30 | 8.8404 | 50.3713
| 2015-01-28 18:00 | 9.0643 | 50.3713
| 2015-01-28 18:30 | 41.5141 | 50.3713
| 2015-01-28 19:00 | 44.8203 | 50.3713
| 2015-01-28 19:30 | 50.4107 | 50.3713
| 2015-01-28 20:00 | 53.6191 | 50.3713
| 2015-01-28 20:30 | 52.6438 | 50.3713
| 2015-01-28 21:00 | 52.4469 | 50.3713
| 2015-01-28 21:30 | 51.7406 | 50.3713
| 2015-01-28 22:00 | 52.3534 | 50.3713
| 2015-01-28 22:30 | 55.0215 | 50.3713
| 2015-01-28 23:00 | 54.9881 | 50.3713
| 2015-01-28 23:30 | 55.935 | 50.3713
| 2015-01-29 | 56.7527 | 50.3713
| 2015-01-29 00:30 | 54.5013 | 50.3713
| 2015-01-29 01:00 | 55.03 | 50.3713
| 2015-01-29 01:30 | 56.1314 | 50.3713
| 2015-01-29 02:00 | 56.4201 | 50.3713
| 2015-01-29 02:30 | 55.312 | 50.3713
| 2015-01-29 03:00 | 55.1774 | 50.3713
| 2015-01-29 03:30 | 54.2308 | 50.3713
| 2015-01-29 04:00 | 52.6951 | 50.3713
| 2015-01-29 04:30 | 51.9568 | 50.3713
| 2015-01-29 05:00 | 50.3518 | 50.3713
| 2015-01-29 05:30 | 51.3027 | 50.3713
| 2015-01-29 06:00 | 53.2057 | 50.3713
| 2015-01-29 06:30 | 53.0417 | 50.3713
| 2015-01-29 07:00 | 55.689 | 50.3713
| 2015-01-29 07:30 | 51.0967 | 50.3713
| 2015-01-29 08:00 | 50.7419 | 50.3713
| 2015-01-29 08:30 | 51.5703 | 50.3713
| 2015-01-29 09:00 | 51.9196 | 50.3713
| 2015-01-29 09:30 | 51.3541 | 50.3713
| 2015-01-29 10:00 | 49.8776 | 50.3713
| 2015-01-29 10:30 | 51.8182 | 50.3713
| 2015-01-29 11:00 | 49.69 | 50.3713
| 2015-01-29 11:30 | 52.4947 | 50.3713
| 2015-01-29 12:00 | 31.6885 | 50.3713
| 2015-01-29 12:30 | 28.3338 | 50.3713
| 2015-01-29 13:00 | 14.1072 | 50.3713
| 2015-01-29 13:30 | 14.16 | 50.3713
| 2015-01-29 14:00 | 16.2011 | 50.3713
| 2015-01-29 14:30 | 17.5334 | 50.3713
| 2015-01-29 15:00 | 18.2161 | 50.3713
| 2015-01-29 15:30 | 15.1903 | 50.3713
| 2015-01-29 16:00 | 15.8861 | 50.3713
| 2015-01-29 16:30 | 16.969 | 50.3713
| 2015-01-29 17:00 | 15.4714 | 50.3713
| 2015-01-29 17:30 | 17.2216 | 50.3713
| 2015-01-29 18:00 | 14.7664 | 50.3713
| 2015-01-29 18:30 | 49.8419 | 50.3713
| 2015-01-29 19:00 | 55.0947 | 50.3713
| 2015-01-29 19:30 | 57.6107 | 50.3713
| 2015-01-29 20:00 | 39.4922 | 50.3713
| 2015-01-29 20:30 | 49.2338 | 50.3713
| 2015-01-29 21:00 | 38.1555 | 50.3713
| 2015-01-29 21:30 | 38.0729 | 50.3713
| 2015-01-29 22:00 | 38.5443 | 50.3713
| 2015-01-29 22:30 | 39.0946 | 50.3713
| 2015-01-29 23:00 | 35.5695 | 50.3713
| 2015-01-29 23:30 | 37.3668 | 50.3713
| 2015-01-30 | 37.2844 | 50.3713
| 2015-01-30 00:30 | 39.4862 | 50.3713
| 2015-01-30 01:00 | 37.5919 | 50.3713
| 2015-01-30 01:30 | 35.2483 | 50.3713
| 2015-01-30 02:00 | 35.5864 | 50.3713
| 2015-01-30 02:30 | 36.4503 | 50.3713
| 2015-01-30 03:00 | 35.0534 | 50.3713
| 2015-01-30 03:30 | 34.5721 | 50.3713
| 2015-01-30 04:00 | 31.5997 | 50.3713
| 2015-01-30 04:30 | 33.1329 | 50.3713
| 2015-01-30 05:00 | 33.2554 | 50.3713
| 2015-01-30 05:30 | 34.1059 | 50.3713
| 2015-01-30 06:00 | 33.9592 | 50.3713
| 2015-01-30 06:30 | 34.7981 | 50.3713
| 2015-01-30 07:00 | 34.909 | 50.3713
| 2015-01-30 07:30 | 34.3746 | 50.3713
| 2015-01-30 08:00 | 33.3577 | 50.3713
| 2015-01-30 08:30 | 42.8605 | 50.3713
| 2015-01-30 09:00 | 50.7618 | 50.3713
| 2015-01-30 09:30 | 50.5722 | 50.3713
| 2015-01-30 10:00 | 53.5242 | 50.3713
| 2015-01-30 10:30 | 56.0832 | 50.3713
| 2015-01-30 11:00 | 56.9802 | 50.3713
| 2015-01-30 11:30 | 55.1328 | 50.3713
| 2015-01-30 12:00 | 42.6274 | 50.3713
| 2015-01-30 12:30 | 41.443 | 50.3713
| 2015-01-30 13:00 | 22.2868 | 50.3713
| 2015-01-30 13:30 | 20.5373 | 50.3713
| 2015-01-30 14:00 | 20.1945 | 50.3713
| 2015-01-30 14:30 | 20.3975 | 50.3713
| 2015-01-30 15:00 | 17.7487 | 50.3713
| 2015-01-30 15:30 | 18.2736 | 50.3713
| 2015-01-30 16:00 | 17.3858 | 50.3713
| 2015-01-30 16:30 | 18.5727 | 50.3713
| 2015-01-30 17:00 | 17.0501 | 50.3713
| 2015-01-30 17:30 | 16.3999 | 50.3713
| 2015-01-30 18:00 | 18.3055 | 50.3713
| 2015-01-30 18:30 | 52.055 | 50.3713
| 2015-01-30 19:00 | 56.8421 | 50.3713
| 2015-01-30 19:30 | 56.8013 | 50.3713
| 2015-01-30 20:00 | 56.9694 | 50.3713
| 2015-01-30 20:30 | 57.1438 | 50.3713
| 2015-01-30 21:00 | 57.2403 | 50.3713
| 2015-01-30 21:30 | 57.8809 | 50.3713
| 2015-01-30 22:00 | 53.7117 | 50.3713
| 2015-01-30 22:30 | 54.7733 | 50.3713
| 2015-01-30 23:00 | 54.7417 | 50.3713
| 2015-01-30 23:30 | 58.5489 | 50.3713
| 2015-01-31 | 56.6273 | 50.3713
| 2015-01-31 00:30 | 53.8104 | 50.3713
| 2015-01-31 01:00 | 55.2538 | 50.3713
| 2015-01-31 01:30 | 58.5017 | 50.3713
| 2015-01-31 02:00 | 57.9754 | 50.3713
| 2015-01-31 02:30 | 57.2805 | 50.3713
| 2015-01-31 03:00 | 58.677 | 50.3713
| 2015-01-31 03:30 | 58.2322 | 50.3713
| 2015-01-31 04:00 | 58.1055 | 50.3713
| 2015-01-31 04:30 | 57.6194 | 50.3713
| 2015-01-31 05:00 | 57.5817 | 50.3713
| 2015-01-31 05:30 | 55.7977 | 50.3713
| 2015-01-31 06:00 | 54.6225 | 50.3713
| 2015-01-31 06:30 | 55.1593 | 50.3713
| 2015-01-31 07:00 | 52.6304 | 50.3713
| 2015-01-31 07:30 | 54.1758 | 50.3713
| 2015-01-31 08:00 | 55.0217 | 50.3713

## fig3.3
Figure 3.3: Average size of monthly solar PV system installations, January 2011 to January 2015
Source: Clean Energy Regulator
| Month | Average size (new systems) | Average size (all systems)
|  | kW | kW
| 2011-01-01 | 2.0753 | 1.6438
| 2011-02-01 | 2.0814 | 1.6788
| 2011-03-01 | 2.1028 | 1.7181
| 2011-04-01 | 2.1119 | 1.7517
| 2011-05-01 | 2.1909 | 1.8054
| 2011-06-01 | 2.3017 | 1.8743
| 2011-07-01 | 2.3418 | 1.9021
| 2011-08-01 | 2.5371 | 1.9414
| 2011-09-01 | 2.6038 | 1.9788
| 2011-10-01 | 1.9438 | 1.978
| 2011-11-01 | 1.8196 | 1.9741
| 2011-12-01 | 1.9242 | 1.9729
| 2012-01-01 | 1.99 | 1.9733
| 2012-02-01 | 1.9361 | 1.9721
| 2012-03-01 | 2.0301 | 1.9742
| 2012-04-01 | 2.1289 | 1.9802
| 2012-05-01 | 2.1956 | 1.9916
| 2012-06-01 | 1.3178 | 1.9213
| 2012-07-01 | 2.4429 | 1.936
| 2012-08-01 | 2.3584 | 1.946
| 2012-09-01 | 2.3932 | 1.9544
| 2012-10-01 | 2.3694 | 1.9629
| 2012-11-01 | 2.5364 | 1.9743
| 2012-12-01 | 2.6915 | 1.9936
| 2013-01-01 | 2.7504 | 2.0054
| 2013-02-01 | 3.0646 | 2.0218
| 2013-03-01 | 3.1778 | 2.0367
| 2013-04-01 | 3.0329 | 2.0509
| 2013-05-01 | 3.0646 | 2.0657
| 2013-06-01 | 3.2053 | 2.0794
| 2013-07-01 | 3.2958 | 2.0933
| 2013-08-01 | 3.2428 | 2.1036
| 2013-09-01 | 3.4866 | 2.1924
| 2013-10-01 | 3.5476 | 2.208
| 2013-11-01 | 3.4629 | 2.2202
| 2013-12-01 | 3.7094 | 2.2377
| 2014-01-01 | 3.6043 | 2.2591
| 2014-02-01 | 3.6284 | 2.2755
| 2014-03-01 | 4.0245 | 2.2951
| 2014-04-01 | 3.6018 | 2.3089
| 2014-05-01 | 3.8808 | 2.3281
| 2014-06-01 | 4.3601 | 2.3492
| 2014-07-01 | 4.1509 | 2.3694
| 2014-08-01 | 4.0851 | 2.391
| 2014-09-01 | 3.9959 | 2.4135
| 2014-10-01 | 3.9802 | 2.4387
| 2014-11-01 | 4.3015 | 2.4632
| 2014-12-01 | 3.9293 | 2.4853
| 2015-01-01 | 3.824 | 2.4991

## fig3.4
Figure 3.4: Monthly and cumulative installed solar PV system capacity, December 2010 to January 2015
Source: Clean Energy Regulator
| Month | New capacity (right axis) | Cumulative capacity (left axis)
|  | MW | MW
| to Dec 2010 |  | 57.0694
| 2011-01-01 | 5.9684 | 63.0378
| 2011-02-01 | 6.9518 | 69.9896
| 2011-03-01 | 8.9348 | 78.9244
| 2011-04-01 | 9.0683 | 87.9927
| 2011-05-01 | 15.3208 | 103.3135
| 2011-06-01 | 21.2495 | 124.563
| 2011-07-01 | 9.8401 | 134.4032
| 2011-08-01 | 11.8304 | 146.2335
| 2011-09-01 | 11.7301 | 157.9636
| 2011-10-01 | 3.9556 | 161.9193
| 2011-11-01 | 3.6737 | 165.593
| 2011-12-01 | 3.9503 | 169.5433
| 2012-01-01 | 3.8825 | 173.4259
| 2012-02-01 | 5.9711 | 179.3969
| 2012-03-01 | 7.1986 | 186.5955
| 2012-04-01 | 8.0281 | 194.6236
| 2012-05-01 | 12.0936 | 206.7172
| 2012-06-01 | 15.9293 | 222.6465
| 2012-07-01 | 8.1714 | 230.8179
| 2012-08-01 | 6.8747 | 237.6926
| 2012-09-01 | 5.6026 | 243.2951
| 2012-10-01 | 6.1131 | 249.4082
| 2012-11-01 | 6.5541 | 255.9623
| 2012-12-01 | 9.6437 | 265.6059
| 2013-01-01 | 5.8913 | 271.4972
| 2013-02-01 | 6.5735 | 278.0707
| 2013-03-01 | 5.8377 | 283.9084
| 2013-04-01 | 6.3358 | 290.2441
| 2013-05-01 | 6.6471 | 296.8912
| 2013-06-01 | 6.1125 | 303.0037
| 2013-07-01 | 5.8007 | 308.8044
| 2013-08-01 | 4.5723 | 313.3768
| 2013-09-01 | 4.5255 | 317.9023
| 2013-10-01 | 6.1409 | 324.0432
| 2013-11-01 | 5.6895 | 329.7327
| 2013-12-01 | 5.3601 | 335.0928
| 2014-01-01 | 5.5759 | 340.6687
| 2014-02-01 | 6.756 | 347.4247
| 2014-03-01 | 6.7652 | 354.19
| 2014-04-01 | 5.9538 | 360.1438
| 2014-05-01 | 7.4977 | 367.6415
| 2014-06-01 | 7.1898 | 374.8313
| 2014-07-01 | 7.4467 | 382.278
| 2014-08-01 | 8.403 | 390.681
| 2014-09-01 | 9.3664 | 400.0474
| 2014-10-01 | 9.7038 | 409.7511
| 2014-11-01 | 8.487 | 418.2381
| 2014-12-01 | 8.2652 | 426.5033
2015-01-01

## fig4.1
Figure 4.1: Components of peak demand forecasts

## fig4.2
Figure 4.2: Comparison of GSP forecasts, NIEIR and Western Australian Treasury, 2009-10 to 2018-19
Source: ABS, NIEIR and Western Australian Treasury.
|  | 2009-10 | 2010-11 | 2011-12 | 2012-13 | 2013-14 | 2014-15 | 2015-16 | 2016-17 | 2017-18 | 2018-19
| Actual | 2009-10: 4.2%; 2010-11: 4.1%; 2011-12: 7.3%; 2012-13: 5.1%; 2013-14: 5.5%
| 2015-16 State Budget | 2014-15: 3.25%; 2015-16: 2%; 2016-17: 3.5%; 2017-18: 2.75%; 2018-19: 2.75%
| NIEIR - previous ESOO and SEDO forecasts | 2009-10: 3%; 2010-11: 4%; 2011-12: 6.8%; 2012-13: 6.5%; 2013-14: 3.1%
| NIEIR - 2014 ESOO forecast | 2014-15: 1.3%; 2015-16: 1.9%; 2016-17: 3.7%; 2017-18: 3.8%; 2018-19: 2.6%
[7 empty] | 1.95% | 0.1% | -0.2% | -1.05% | 0.15%

## fig4.3
Figure 4.3: Installed solar PV system capacity, 2009-10 to 2024-25
Source: IMO/NIEIR
|  |  | 2009-10 | 2010-11 | 2011-12 | 2012-13 | 2013-14 | 2014-15 | 2015-16 | 2016-17 | 2017-18 | 2018-19 | 2019-20 | 2020-21 | 2021-22 | 2022-23 | 2023-24 | 2024-25
| Historical | MW | 2009-10: 37.5; 2010-11: 124.6; 2011-12: 222.6; 2012-13: 302.2; 2013-14: 336; 2014-15: 435
| Low case | MW | [5 empty] | 435 | 518.6739 | 605.2513 | 691.5922 | 777.9331 | 864.2739 | 950.8513 | 1037.1922 | 1123.5331 | 1209.8739 | 1296.4513 | 11.54%
| Expected case | MW | [5 empty] | 435 | 530.3832 | 627.7828 | 724.9162 | 822.0497 | 919.1832 | 1016.5828 | 1113.7162 | 1210.8497 | 1307.9832 | 1405.3828 | 12.44%
| High case | MW | [5 empty] | 435 | 559.0667 | 701.7314 | 862.5796 | 1041.5605 | 1236.8873 | 1446.9418 | 1668.1577 | 1898.0893 | 2133.2421 | 2370.5071 | 18.48%
[9 empty] | 10.3389 | 11.8887 | 13.404 | 14.9151 | 16.2772 | 17.5045 | 18.4347 | 19.161 | 19.5961 | 19.7721
Expected scenario assumes 1,800 systems/month @ 4.5 kW each
Low scenario assumes 1,600 systems/month @ 4.5 kW each

## fig4.4
Figure 4.4: Peak demand reduction from solar PV systems, 2009-10 to 2024-25
Source: IMO/NIEIR
|  |  | 2009-10 | 2010-11 | 2011-12 | 2012-13 | 2013-14 | 2014-15 | 2015-16 | 2016-17 | 2017-18 | 2018-19 | 2019-20 | 2020-21 | 2021-22 | 2022-23 | 2023-24 | 2024-25
| Historical | MW | 2009-10: 10.125; 2010-11: 33.642; 2011-12: 60.102; 2012-13: 81.594; 2013-14: 53; 2014-15: 184
| High case | MW | [5 empty] | 184 | 150.948 | 189.4675 | 232.8965 | 281.2213 | 333.9596 | 390.6743 | 450.4026 | 512.4841 | 575.9754 | 640.0369
| Expected case | MW | [5 empty] | 184 | 143.2035 | 169.5013 | 195.7274 | 221.9534 | 248.1795 | 274.4773 | 300.7034 | 326.9294 | 353.1555 | 379.4533
| Low case | MW | [5 empty] | 184 | 140.042 | 163.4179 | 186.7299 | 210.0419 | 233.354 | 256.7299 | 280.0419 | 303.3539 | 326.666 | 350.0419

## fig4.5
Figure 4.5: Peak demand, expected case, 2009-10 to 2024-25
Source: NIEIR
|  |  | 2009-10 | 2010-11 | 2011-12 | 2012-13 | 2013-14 | 2014-15 | 2015-16 | 2016-17 | 2017-18 | 2018-19 | 2019-20 | 2020-21 | 2021-22 | 2022-23 | 2023-24 | 2024-25
| 10% PoE adjusted historical | MW | 2009-10: 3926; 2010-11: 4160; 2011-12: 4064; 2012-13: 4054; 2013-14: 4252; 2014-15: 4145
| 10% PoE forecast | MW | [6 empty] | 4113.9 | 4148.6 | 4190.9 | 4222.7 | 4244 | 4265.2 | 4307.7 | 4342.8 | 4380.1 | 4415.2 | 0.7884%

## fig4.6
Figure 4.6: Peak demand forecasts under different PoE scenarios, expected case, 2015-16 to 2024-25
Source: NIEIR
|  |  | 2015-16 | 2016-17 | 2017-18 | 2018-19 | 2019-20 | 2020-21 | 2021-22 | 2022-23 | 2023-24 | 2024-25
| 10% PoE forecast | MW | 4113.9 | 4148.6 | 4190.9 | 4222.7 | 4244 | 4265.2 | 4307.7 | 4342.8 | 4380.1 | 4415.2
| 50% PoE forecast | MW | 3858.1 | 3886.4 | 3923.9 | 3951.1 | 3967.7 | 3984.1 | 4025.7 | 4057.6 | 4092.5 | 4123.6
| 90% PoE forecast | MW | 3634.2 | 3656.6 | 3689.9 | 3713 | 3725.5 | 3737.7 | 3778.7 | 3807.9 | 3840.8 | 3868.5

## fig4.7
Figure 4.7: Peak demand, 10 per cent PoE, under different economic growth scenarios, 2009-10 to 2024-25
Source: NIEIR
|  |  | 2009-10 | 2010-11 | 2011-12 | 2012-13 | 2013-14 | 2014-15 | 2015-16 | 2016-17 | 2017-18 | 2018-19 | 2019-20 | 2020-21 | 2021-22 | 2022-23 | 2023-24 | 2024-25
| 10% PoE adjusted historical | MW | 2009-10: 3926; 2010-11: 4160; 2011-12: 4064; 2012-13: 4054; 2013-14: 4252; 2014-15: 4145
| High case | MW | [6 empty] | 4134.4 | 4177.1 | 4219.6 | 4245.8 | 4257.1 | 4283.4 | 4406.7 | 4471.1 | 4511.5 | 4540.9 | 1.047%
| Expected case | MW | [6 empty] | 4113.9 | 4148.6 | 4190.9 | 4222.7 | 4244 | 4265.2 | 4307.7 | 4342.8 | 4380.1 | 4415.2 | 0.7884%
| Low case | MW | [6 empty] | 4107.2 | 4132.6 | 4166.5 | 4186.3 | 4193.1 | 4202.3 | 4233 | 4257.1 | 4281.6 | 4305.1 | 0.5242%

## fig4.8
Figure 4.8: Winter peak demand, expected case forecasts, 2010 to 2025
Source: IMO/NIEIR
|  |  | 2010 | 2011 | 2012 | 2013 | 2014 | 2015 | 2016 | 2017 | 2018 | 2019 | 2020 | 2021 | 2022 | 2023 | 2024 | 2025
| Historical (raw) | MW | 2010: 3029; 2011: 3007.6; 2012: 3098.2; 2013: 3070.6; 2014: 3224
| 10% PoE forecast | MW | [5 empty] | 3278.2 | 3317.9 | 3365.8 | 3395 | 3402.1 | 3419.6 | 3450.1 | 3493.2 | 3537.6 | 3594.6 | 3653.4 | 1.076%
| 50% PoE forecast | MW | [5 empty] | 3237.3 | 3276 | 3322.9 | 3351.2 | 3357.8 | 3374.7 | 3404.4 | 3446.5 | 3489.8 | 3545.6 | 3603.1 | 1.063%
| 90% PoE forecast | MW | [5 empty] | 3196.4 | 3234.2 | 3279.9 | 3307.5 | 3313.6 | 3329.9 | 3358.7 | 3399.9 | 3442.1 | 3496.6 | 3552.8 | 1.049%

## fig4.9
Figure 4.9: Energy forecasts under different economic growth scenarios, 2009-10 to 2024-25
Source: IMO/NIEIR
|  |  | 2009-10 | 2010-11 | 2011-12 | 2012-13 | 2013-14 | 2014-15 | 2015-16 | 2016-17 | 2017-18 | 2018-19 | 2019-20 | 2020-21 | 2021-22 | 2022-23 | 2023-24 | 2024-25
| Historical (raw) | GWh | 2009-10: 17342.4; 2010-11: 17929.6; 2011-12: 17812.7; 2012-13: 17935.1; 2013-14: 18477.7; 2014-15: 18453
| High case | GWh | [6 empty] | 18985.7 | 19497.5 | 20009.5 | 20349.2 | 20542.8 | 20906.5 | 21766 | 22445.8 | 23010.2 | 23648.6 | 2.47%
| Expected case | GWh | [6 empty] | 18731 | 19014.8 | 19352.8 | 19547.6 | 19624.5 | 19750.7 | 19961.3 | 20256.4 | 20563.3 | 20958 | 1.256%
| Low case | GWh | [6 empty] | 18540.9 | 18705 | 18931.4 | 18969.5 | 18892.6 | 18856.4 | 18903.9 | 19033.5 | 19149.6 | 19358.1 | 0.4804%

## fig4.10
Figure 4.10: Comparison of 10 per cent PoE, peak demand forecasts from PeakSim and the current methodology, 2015-16 to 2024-25
Source: IMO/NIEIR
|  |  | 2015-16 | 2016-17 | 2017-18 | 2018-19 | 2019-20 | 2020-21 | 2021-22 | 2022-23 | 2023-24 | 2024-25
| Current methodology | MW | 4113.9 | 4148.6 | 4190.9 | 4222.7 | 4244 | 4265.2 | 4307.7 | 4342.8 | 4380.1 | 4415.2
| PeakSim | MW | 4079.5366 | 4096.0147 | 4172.9799 | 4190.1475 | 4200.6145 | 4239.7343 | 4239.4091 | 4263.6017 | 4308.702 | 4327.064

## fig5.1
Figure 5.1: Peak demand variance analysis, 2014-15
Source: IMO/NIEIR
|  | Base | End | Down | Up | Start
| 2014-15 forecast (2014 SEDO) |  |  |  |  | 4352
| Base load variance | 3964 |  | 388
| Temperature sensitive load variance | 3648 |  | 316
| PV variance | 3571 |  | 77
| IRCR variance | 3571 |  |  | 10
| Other | 3581 |  |  | 163
| 2014-15 actual peak demand |  | 3744

## fig5.2
Figure 5.2: Sent out energy variance analysis, 2014-15
Source: IMO/NIEIR
|  | Base | End | Down | Up | Start
| 2014-15 forecast (2014 SEDO) |  |  |  |  | 18680
| Weather | 18637 |  | 43
| Other (including solar PV) | 18453 |  | 184
| 2014-15 actual sent out energy |  | 18453

## fig5.3
Figure 5.3: Change between peak demand 10 per cent PoE, expected case forecasts, 2010 to 2015 forecasts
Source: IMO/NIEIR
|  | 2006-07 | 2007-08 | 2008-09 | 2009-10 | 2010-11 | 2011-12 | 2012-13 | 2013-14 | 2014-15 | 2015-16 | 2016-17 | 2017-18 | 2018-19 | 2019-20 | 2020-21 | 2021-22 | 2022-23 | 2023-24 | 2024-25
| 10% PoE adjusted historic | 2006-07: 3474; 2007-08: 3806; 2008-09: 3818; 2009-10: 3926; 2010-11: 4160; 2011-12: 4064; 2012-13: 4054; 2013-14: 4252; 2014-15: 4145
| 2010 | 2010-11: 4346; 2011-12: 4793; 2012-13: 4986; 2013-14: 5370; 2014-15: 5601; 2015-16: 5767; 2016-17: 5955; 2017-18: 6168; 2018-19: 6343; 2019-20: 6517; 2020-21: 6689
| 2011 | 2011-12: 4458; 2012-13: 4635; 2013-14: 4802; 2014-15: 5219; 2015-16: 5448; 2016-17: 5625; 2017-18: 5818; 2018-19: 5978; 2019-20: 6154; 2020-21: 6316; 2021-22: 6481
| 2012 | 2012-13: 4460; 2013-14: 4659; 2014-15: 4804; 2015-16: 4950; 2016-17: 5135; 2017-18: 5290; 2018-19: 5419; 2019-20: 5563; 2020-21: 5711; 2021-22: 5859; 2022-23: 5990
| 2013 | 2013-14: 4411; 2014-15: 4561; 2015-16: 4668; 2016-17: 4797; 2017-18: 4955; 2018-19: 5107; 2019-20: 5247; 2020-21: 5379; 2021-22: 5506; 2022-23: 5641; 2023-24: 5779
| 2014 | 2014-15: 4352.3; 2015-16: 4468.5; 2016-17: 4588; 2017-18: 4699.4; 2018-19: 4816.5; 2019-20: 4911.3; 2020-21: 4985.4; 2021-22: 5081.3; 2022-23: 5170.2; 2023-24: 5262.8
| 2015 | 2015-16: 4113.9; 2016-17: 4148.6; 2017-18: 4190.9; 2018-19: 4222.7; 2019-20: 4244; 2020-21: 4265.2; 2021-22: 4307.7; 2022-23: 4342.8; 2023-24: 4380.1; 2024-25: 4415.2

## fig5.4
Figure 5.4: Change between peak demand 10 per cent PoE forecasts for 2015-16, 2014 SEDO and 2015 forecasts
Source: IMO/NIEIR
|  | Base | End | Down | Up | Start
| 2015-16 forecast annual peak (2014 SEDO) |  |  |  |  | 4469
| Block loads | 4446 |  | 23
| IRCR | 4439 |  | 7
| Temperature sensitive load | 4335 |  | 104
| Other (including solar PV) | 4180 |  | 155
| 2015-16 forecast annual peak (2014 ESOO) |  | 4113.9

## fig5.5
Figure 5.5: Change between sent out energy expected case forecasts, 2010 to 2015 forecasts
Source: IMO/NIEIR
|  | 2006-07 | 2007-08 | 2008-09 | 2009-10 | 2010-11 | 2011-12 | 2012-13 | 2013-14 | 2014-15 | 2015-16 | 2016-17 | 2017-18 | 2018-19 | 2019-20 | 2020-21 | 2021-22 | 2022-23 | 2023-24
| Raw annual sent out energy | 2007-08: 16387; 2008-09: 16628; 2009-10: 17342; 2010-11: 17930; 2011-12: 17813; 2012-13: 17935.1; 2013-14: 18477.7; 2014-15: 18453.4
| 2010 |  |  |  |  | 17409 | 18944 | 19321 | 21041 | 22006 | 22478 | 22999 | 23785 | 24219 | 24630 | 25024
| 2011 | [5 empty] | 19377 | 19468 | 20040 | 22537 | 23174 | 23515 | 24193 | 24477 | 25043 | 25379 | 25802
| 2012 | [6 empty] | 17585 | 18258 | 18619 | 19020 | 19651 | 19996 | 20112 | 20403 | 20741 | 21077 | 21237
| 2013 | [7 empty] | 18290 | 18456 | 18459 | 19025 | 19650 | 20205 | 20609 | 20946 | 21215 | 21624 | 22055
| 2014 | 2014-15: 18679.9; 2015-16: 18926.7; 2016-17: 19428.5; 2017-18: 19842.6; 2018-19: 20308.5; 2019-20: 20692.8; 2020-21: 21011.1; 2021-22: 21317.2; 2022-23: 21657; 2023-24: 21984.4
| 2015 | 2015-16: 18731; 2016-17: 19014.8; 2017-18: 19352.8; 2018-19: 19547.6; 2019-20: 19624.5; 2020-21: 19750.7; 2021-22: 19961.3; 2022-23: 20256.4; 2023-24: 20563.3

## fig6.1
Figure 6.1: Proportion of Capacity Credits by Market Participant, 2005-06 to 2015-16
Source: IMO
| Participant | 2005-06 | 2006-07 | 2007-08 | 2008-09 | 2009-10 | 2010-11 | 2011-12 | 2012-13 | 2013-14 | 2014-15 | 2015-16
|  | MW | MW | MW | MW | MW | MW | MW | MW | MW | MW | MW
| Verve Energy | 3119.6 | 3171.6 | 3170.513 | 3080.065 | 3123.495 | 3109.915 | 3075.384 | 3097.605 | 3118.336
| Synergy | 100 | 100 | 120 | 70 | 38 | 40 | 40 | 60 | 60 | 3128.435 | 2849.285
| Alinta Energy | 169.7 | 298.7 | 649.7 | 666.45 | 666.535 | 669.535 | 669.313 | 672.908 | 678.663 | 667.081 | 657.697
| ERM Power (NewGen) | 0 | 0 | 0 | 320 | 650.6 | 650.6 | 650.6 | 650.6 | 650.6 | 650.6 | 650.6
| Bluewaters Power | 0 | 0 | 0 | 224 | 428 | 428 | 451.8 | 451.8 | 451.8 | 452.9 | 454
| Vinalco | 0 | 0 | 0 | 0 | 0 | 0 | 0 | 220 | 220 | 220 | 220
| EnerNOC | 0 | 0 | 0 | 0 | 0 | 23 | 90 | 240.086 | 276.086 | 276 | 307
| Western Energy | 0 | 0 | 0 | 0 | 0 | 85 | 105 | 108 | 108 | 108 | 109
| Merredin Energy | 0 | 0 | 0 | 0 | 0 | 0 | 0 | 70 | 82 | 82 | 82
| Collgar Wind Farm | 0 | 0 | 0 | 0 | 0 | 0 | 90 | 90 | 90 | 20.099 | 14.598
| Goldfields Power | 61.4 | 61.4 | 60.48 | 61.4 | 61.4 | 61.4 | 61.4 | 61.4 | 61.4 | 61.4 | 61.4
| Water Corporation | 11 | 11 | 11 | 11 | 11 | 31.5 | 52.5 | 56.5 | 60.5 | 59.5 | 63
| Other | 69.4 | 101.7 | 101.7 | 166.87 | 157.4 | 159.6 | 207.489 | 216.714 | 229.444 | 314.146 | 214.735

## fig6.2
Figure 6.2: Percentage of Capacity Credits by fuel type, 2005-06 to 2015-16
Source: IMO
| Fuel | 2005-06 | 2006-07 | 2007-08 | 2008-09 | 2009-10 | 2010-11 | 2011-12 | 2012-13 | 2013-14 | 2014-15 | 2015-16
| Coal | 29.57% | 29.27% | 26.64% | 28.5% | 29.55% | 28.87% | 28.07% | 29.45% | 29.11% | 29.42% | 31.29%
| Gas | 28.22% | 30.06% | 27.36% | 33.51% | 35.5% | 34.25% | 33.14% | 30.51% | 30.04% | 30.21% | 31.96%
| Dual (Gas/Liquids) | 20.85% | 19.67% | 26.41% | 19.23% | 18% | 19.25% | 22.14% | 20.3% | 20.2% | 20.4% | 21.81%
| Dual (Coal/Gas) | 14.41% | 13.59% | 12.37% | 12.26% | 10.98% | 10.73% | 6.389% | 6.029% | 5.94% | 5.985% | 0%
| DSM | 3.143% | 2.964% | 3.185% | 2.783% | 1.92% | 2.919% | 4.735% | 7.58% | 8.212% | 8.67% | 9.686%
| Renewable | 1.96% | 2.711% | 2.468% | 2.179% | 2.704% | 2.612% | 4.076% | 3.122% | 3.354% | 2.137% | 1.893%
| Liquid | 1.841% | 1.736% | 1.554% | 1.544% | 1.342% | 1.377% | 1.454% | 2.998% | 3.144% | 3.171% | 3.37%

## fig6.3
Figure 6.3: Energy generation by fuel type, 2007 to 2014
Source: IMO
| Fuel Type | 2007 | 2008 | 2009 | 2010 | 2011 | 2012 | 2013 | 2014
|  | GWh | GWh | GWh | GWh | GWh | GWh | GWh | GWh
| Coal | 6815.6616 | 7121.3352 | 7835.6693 | 8588.7571 | 8343.2251 | 8719.659 | 9040.4636 | 8857
| Gas | 6872.9965 | 6598.5861 | 7592.5815 | 7685.8894 | 7444.2627 | 6640.8653 | 6317.3461 | 6778
| Renewable | 826.0393 | 758.2116 | 793.8655 | 800.3815 | 1275.9343 | 1443.2979 | 1580.0303 | 1713
| Gas/Diesel | 0 | 0 | 0 | 11.7665 | 24.8232 | 423.478 | 686.3836 | 957
| Coal/Gas | 1843.6403 | 2030.6859 | 957.9471 | 794.0567 | 641.9123 | 631.8897 | 437.736 | 156
| Diesel | 11.1027 | 6.3333 | 1.6252 | 0.75471 | 5.7421 | 5.7583 | 5.1636 | 3

## fig6.4
Figure 6.4: Base capacity compared to base load, 2007-08 to 2015-16
Source: IMO
| Year | Base load | Base load generation capacity
|  | MW | MW
| 2007-08 | 1528 | 2221.725
| 2008-09 | 1555 | 2829.92
| 2009-10 | 1601 | 3051.87
| 2010-11 | 1680 | 3046.58
| 2011-12 | 1675 | 3181.406
| 2012-13 | 1704 | 3166.876
| 2013-14 | 1745.8021 | 3182.305
| 2014-15 | 1801 | 2931.185
| 2015-16 |  | 2718

## fig6.5
Figure 6.5: Mid-merit capacity compared to mid-merit load, 2007-08 to 2015-16
Source: IMO
| Year | Mid-merit load | Mid-merit load generation capacity
|  | MW | MW
| 2007-08 | 572 | 528.48
| 2008-09 | 577 | 569.4
| 2009-10 | 617 | 569.4
| 2010-11 | 600 | 556.345
| 2011-12 | 583 | 339.7
| 2012-13 | 486 | 451.3
| 2013-14 | 567.5255 | 454.65
| 2014-15 | 543 | 453.3
| 2015-16 |  | 452.8

## fig6.6
Figure 6.6: Peaking capacity compared to peaking load, 2007-08 to 2015-16
Source: IMO
| Year | Peaking load | Peaking load generation capacity
|  | MW | MW
| 2007-08 | 1292 | 1363.188
| 2008-09 | 1383 | 1200.465
| 2009-10 | 1548 | 1515.16
| 2010-11 | 1551 | 1655.625
| 2011-12 | 1596 | 1972.38
| 2012-13 | 1545 | 2377.437
| 2013-14 | 1388.687 | 2449.874
| 2014-15 | 1400 | 2478.176
| 2015-16 |  | 2512.46

## fig6.7
Figure 6.7: Renewable and non-renewable electricity generation, 2007 to 2014
Source: IMO
|  | 2007 | 2008 | 2009 | 2010 | 2011 | 2012 | 2013 | 2014
|  | GWh | GWh | GWh | GWh | GWh | GWh | GWh | GWh
| Non-renewable | 15543.401 | 15756.9405 | 16387.8231 | 17081.2245 | 16459.9653 | 16421.6502 | 16487.093 | 16753
| Renewable | 826.0393 | 758.2116 | 793.8655 | 800.3815 | 1275.9343 | 1443.2979 | 1580.0303 | 1713

## fig6.8
Figure 6.8: Renewable energy map for the SWIS
Source: IMO/Clean Energy Regulator

## fig6.9
Figure 6.9: Average age of generation capacity, Synergy and other Market Participants, 2005-06 to 2015-16
Source: IMO
| Year | Average age (Synergy) | Average age (other Market Participants)
|  | years | years
| 2005-06 | 16.6895 | 2.5612
| 2006-07 | 17.6895 | 0.93251
| 2007-08 | 18.6895 | 1.9325
| 2008-09 | 18.5882 | 2.6907
| 2009-10 | 19.3581 | 1.9835
| 2010-11 | 20.3703 | 2.8422
| 2011-12 | 18.7493 | 3.7622
| 2012-13 | 21.4305 | 4.7622
| 2013-14 | 22.4033 | 5.6317
| 2014-15 | 22.5159 | 6.7159
| 2015-16 | 22.5972 | 7.7211

## fig6.10
Figure 6.10: Entry and exit of generation capacity in the SWIS by fuel type, 2007 to 2015
Source: IMO
| Year | CCGT | Coal | Dual (coal/gas) | Diesel | DSM | Landfill gas | OCGT | Solar | Wind
|  | MW | MW | MW | MW | MW | MW | MW | MW | MW
| 2007 |  |  |  |  | 20 |  | 361
| 2008 | 320 | 217 | -212 |  | -2.985
| 2009 |  | 217 |  |  | -32 |  | 330.6 |  | 0.289
| 2010 |  |  |  | 1.3 | 55.5 | -0.65 | 109 |  | 0.892
| 2011 |  |  | -216 | 9.9 | 109.6 |  | 190.4 |  | 14.598
| 2012 |  | 220 |  | 111.7 | 193.386 |  |  |  | 6.888
| 2013 |  |  |  |  | 45.3 |  |  | 4 | 16.765
| 2014 |  |  |  |  | 23 | -4.6
| 2015 |  |  | -361 |  | 27.16

## fig6.11
Figure 6.11: Total monthly average outage percentage, September 2006 to March 2015
Source: IMO
| Month | Forced | Planned
| 2006-09-01 | 5.397% | 21.05%
| 2006-10-01 | 3.002% | 25.68%
| 2006-11-01 | 2.937% | 23.68%
| 2006-12-01 | 5.815% | 18.23%
| 2007-01-01 | 6.178% | 4.607%
| 2007-02-01 | 4.164% | 7.258%
| 2007-03-01 | 4.245% | 5.786%
| 2007-04-01 | 1.612% | 30.14%
| 2007-05-01 | 0.6739% | 40.96%
| 2007-06-01 | 1.191% | 40.21%
| 2007-07-01 | 2.403% | 27.37%
| 2007-08-01 | 0.9455% | 31.65%
| 2007-09-01 | 1.148% | 28.81%
| 2007-10-01 | 1.521% | 30.39%
| 2007-11-01 | 1.761% | 30.07%
| 2007-12-01 | 0.8905% | 13.07%
| 2008-01-01 | 4.01% | 7.3%
| 2008-02-01 | 3.432% | 2.773%
| 2008-03-01 | 5.129% | 6.667%
| 2008-04-01 | 6.043% | 18.98%
| 2008-05-01 | 2.512% | 18.21%
| 2008-06-01 | 14.04% | 13.31%
| 2008-07-01 | 10.18% | 10.67%
| 2008-08-01 | 4.394% | 16.08%
| 2008-09-01 | 3.736% | 20.8%
| 2008-10-01 | 3.95% | 19.35%
| 2008-11-01 | 4.678% | 14.98%
| 2008-12-01 | 7.118% | 6.457%
| 2009-01-01 | 6.175% | 3.384%
| 2009-02-01 | 6.693% | 3.943%
| 2009-03-01 | 4.955% | 12.25%
| 2009-04-01 | 2.495% | 24.28%
| 2009-05-01 | 0.9053% | 23.85%
| 2009-06-01 | 0.9021% | 13.21%
| 2009-07-01 | 1.126% | 9.22%
| 2009-08-01 | 3.575% | 15.12%
| 2009-09-01 | 0.6413% | 17.01%
| 2009-10-01 | 1.071% | 18.41%
| 2009-11-01 | 0.8707% | 19.58%
| 2009-12-01 | 1.188% | 5.533%
| 2010-01-01 | 1.025% | 4.73%
| 2010-02-01 | 1.559% | 3.317%
| 2010-03-01 | 1.125% | 7.829%
| 2010-04-01 | 3.689% | 14.22%
| 2010-05-01 | 2.03% | 13.14%
| 2010-06-01 | 1.888% | 12.75%
| 2010-07-01 | 1.555% | 14.68%
| 2010-08-01 | 0.9253% | 20.64%
| 2010-09-01 | 1.701% | 20.53%
| 2010-10-01 | 2.542% | 24.93%
| 2010-11-01 | 1.143% | 22.48%
| 2010-12-01 | 0.8364% | 8.83%
| 2011-01-01 | 1.496% | 4.956%
| 2011-02-01 | 1.647% | 3.849%
| 2011-03-01 | 1.177% | 4.556%
| 2011-04-01 | 0.9863% | 16.09%
| 2011-05-01 | 1.074% | 16.6%
| 2011-06-01 | 2.834% | 18.06%
| 2011-07-01 | 5.616% | 19.12%
| 2011-08-01 | 2.132% | 20.2%
| 2011-09-01 | 1.861% | 21.81%
| 2011-10-01 | 1.011% | 25.1%
| 2011-11-01 | 1.494% | 23.2%
| 2011-12-01 | 3.383% | 6.499%
| 2012-01-01 | 2.842% | 3.975%
| 2012-02-01 | 1.977% | 2.01%
| 2012-03-01 | 0.9503% | 2.661%
| 2012-04-01 | 0.906% | 5.253%
| 2012-05-01 | 1.266% | 5.183%
| 2012-06-01 | 1.552% | 8.422%
| 2012-07-01 | 2.032% | 11.53%
| 2012-08-01 | 1.008% | 10.91%
| 2012-09-01 | 1.539% | 12.81%
| 2012-10-01 | 5.465% | 16.03%
| 2012-11-01 | 4.568% | 14.9%
| 2012-12-01 | 5.755% | 4.153%
| 2013-01-01 | 5.294% | 1.63%
| 2013-02-01 | 4.28% | 2.167%
| 2013-03-01 | 3.509% | 1.657%
| 2013-04-01 | 3.084% | 5.926%
| 2013-05-01 | 3.142% | 5.469%
| 2013-06-01 | 2.821% | 7.293%
| 2013-07-01 | 2.178% | 13.32%
| 2013-08-01 | 3.684% | 12.25%
| 2013-09-01 | 3.322% | 14.28%
| 2013-10-01 | 3.715% | 13.5%
| 2013-11-01 | 2.518% | 11.09%
| 2013-12-01 | 3.156% | 4.539%
| 2014-01-01 | 2.008% | 2.459%
| 2014-02-01 | 1.455% | 1.859%
| 2014-03-01 | 1.513% | 2.459%
| 2014-04-01 | 0.7846% | 5.953%
| 2014-05-01 | 1.109% | 9.654%
| 2014-06-01 | 1.996% | 10.97%
| 2014-07-01 | 3.19% | 11.16%
| 2014-08-01 | 2.183% | 6.277%
| 2014-09-01 | 3.173% | 9.364%
| 2014-10-01 | 2.763% | 16.22%
| 2014-11-01 | 3.889% | 16%
| 2014-12-01 | 3.377% | 7.42%
| 2015-01-01 | 6.584% | 3.991%
| 2015-02-01 | 3.241% | 4.23%
| 2015-03-01 | 1.672% | 3.207%

## fig7.1
Figure 7.1: Supply-demand balance, 2015-16 to 2024-25
Source: IMO/NIEIR
|  | 2015-16 | 2016-17 | 2017-18 | 2018-19 | 2019-20 | 2020-21 | 2021-22 | 2022-23 | 2023-24 | 2024-25
| Commited capacity | 5683 | 5683 | 5683 | 5683 | 5683 | 5683 | 5683 | 5683 | 5683 | 5683
| Reserve Capacity Target | 4522 | 4557 | 4599 | 4631 | 4652 | 4674 | 4716 | 4751 | 4790 | 4828

## fig7.2
Figure 7.2: SWIS capacity outlook, 2016-17
Source: IMO/NIEIR
|  | Total | Additional | Reserve Capacity Target
| Existing capacity | 5683 |  | 4557
| Committed projects | 5683 | 1 | 4557
| Proposed projects (from EOI) | 5683 | 56 | 4557

## fig7.3
Figure 7.3: SWIS capacity outlook, 2017-18
Source: IMO/NIEIR
|  | Total | Additional | Reserve Capacity Target
| Existing capacity | 5683 |  | 4599
| Committed projects | 5683 | 1 | 4599
| Proposed projects (from EOI) | 5683 | 56 | 4599

## figB.1
Figure B.1: Availability curve for 2015-16
Source: PA Consulting
| Hours in year | Load duration curve | Reserve margin and load following requirement
| 1 | 4114 | 408
| 2 | 4078.9213 | 408
| 3 | 4050.3531 | 408
| 4 | 4041.0904 | 408
| 5 | 4016.6613 | 408
| 6 | 4005.0414 | 408
| 7 | 3974.4681 | 408
| 8 | 3962.4169 | 408
| 9 | 3953.0493 | 408
| 10 | 3940.9586 | 408
| 11 | 3937.4388 | 408
| 12 | 3928.7853 | 408
| 13 | 3921.4071 | 408
| 14 | 3916.1295 | 408
| 15 | 3905.0707 | 408
| 16 | 3893.1349 | 408
| 17 | 3887.9403 | 408
| 18 | 3881.9457 | 408
| 19 | 3865.3213 | 408
| 20 | 3862.2957 | 408
| 21 | 3851.644 | 408
| 22 | 3845.1752 | 408
| 23 | 3841.7572 | 408
| 24 | 3835.04 | 408
| 25 | 3592.5306 | 408
| 26 | 3585.3431 | 408
| 27 | 3581.8836 | 408
| 28 | 3579.5158 | 408
| 29 | 3577.1239 | 408
| 30 | 3573.7437 | 408
| 31 | 3566.3667 | 408
| 32 | 3562.6975 | 408
| 33 | 3555.5162 | 408
| 34 | 3548.7358 | 408
| 35 | 3546.8641 | 408
| 36 | 3537.8079 | 408
| 37 | 3534.1416 | 408
| 38 | 3530.1664 | 408
| 39 | 3525.6073 | 408
| 40 | 3519.3829 | 408
| 41 | 3514.33 | 408
| 42 | 3509.8656 | 408
| 43 | 3500.1501 | 408
| 44 | 3493.8792 | 408
| 45 | 3489.483 | 408
| 46 | 3485.7684 | 408
| 47 | 3483.4693 | 408
| 48 | 3480.5794 | 408
| 49 | 3476.464 | 408
| 50 | 3468.7392 | 408
| 51 | 3464.0561 | 408
| 52 | 3460.6785 | 408
| 53 | 3459.6452 | 408
| 54 | 3457.2761 | 408
| 55 | 3452.2444 | 408
| 56 | 3449.489 | 408
| 57 | 3446.1791 | 408
| 58 | 3443.2368 | 408
| 59 | 3436.467 | 408
| 60 | 3431.6261 | 408
| 61 | 3427.3549 | 408
| 62 | 3422.8362 | 408
| 63 | 3418.0436 | 408
| 64 | 3416.5068 | 408
| 65 | 3412.9873 | 408
| 66 | 3411.1072 | 408
| 67 | 3408.1369 | 408
| 68 | 3404.455 | 408
| 69 | 3398.1669 | 408
| 70 | 3395.3333 | 408
| 71 | 3390.8524 | 408
| 72 | 3386.6613 | 408
| 73 | 3384.1237 | 408
| 74 | 3381.4802 | 408
| 75 | 3379.5133 | 408
| 76 | 3374.0861 | 408
| 77 | 3369.0125 | 408
| 78 | 3364.0834 | 408
| 79 | 3362.2129 | 408
| 80 | 3358.4107 | 408
| 81 | 3354.3817 | 408
| 82 | 3353.4349 | 408
| 83 | 3350.9165 | 408
| 84 | 3348.2712 | 408
| 85 | 3346.7439 | 408
| 86 | 3345.8602 | 408
| 87 | 3342.706 | 408
| 88 | 3338.6486 | 408
| 89 | 3336.5755 | 408
| 90 | 3334.5627 | 408
| 91 | 3332.2393 | 408
| 92 | 3327.4628 | 408
| 93 | 3324.1205 | 408
| 94 | 3320.8024 | 408
| 95 | 3316.9081 | 408
| 96 | 3312.8762 | 408
| 97 | 3311.6747 | 408
| 98 | 3309.3299 | 408
| 99 | 3304.2908 | 408
| 100 | 3301.2769 | 408
| 101 | 3299.7071 | 408
| 102 | 3295.9958 | 408
| 103 | 3294.3267 | 408
| 104 | 3291.3559 | 408
| 105 | 3290.0634 | 408
| 106 | 3286.7725 | 408
| 107 | 3284.1866 | 408
| 108 | 3282.5826 | 408
| 109 | 3278.7054 | 408
| 110 | 3275.6165 | 408
| 111 | 3272.3798 | 408
| 112 | 3271.4671 | 408
| 113 | 3270.1225 | 408
| 114 | 3269.104 | 408
| 115 | 3266.6722 | 408
| 116 | 3264.7784 | 408
| 117 | 3262.5329 | 408
| 118 | 3259.9992 | 408
| 119 | 3256.2492 | 408
| 120 | 3255.0524 | 408
| 121 | 3251.7198 | 408
| 122 | 3247.748 | 408
| 123 | 3246.9847 | 408
| 124 | 3244.2845 | 408
| 125 | 3243.4571 | 408
| 126 | 3239.8915 | 408
| 127 | 3238.0974 | 408
| 128 | 3236.989 | 408
| 129 | 3234.999 | 408
| 130 | 3233.532 | 408
| 131 | 3231.7488 | 408
| 132 | 3231.2684 | 408
| 133 | 3227.42 | 408
| 134 | 3225.0345 | 408
| 135 | 3223.6353 | 408
| 136 | 3222.6181 | 408
| 137 | 3221.1427 | 408
| 138 | 3217.3304 | 408
| 139 | 3214.7874 | 408
| 140 | 3213.6795 | 408
| 141 | 3212.3726 | 408
| 142 | 3210.7608 | 408
| 143 | 3209.6201 | 408
| 144 | 3207.0503 | 408
| 145 | 3204.6578 | 408
| 146 | 3202.3152 | 408
| 147 | 3200.5095 | 408
| 148 | 3198.1077 | 408
| 149 | 3197.1113 | 408
| 150 | 3193.9546 | 408
| 151 | 3192.4768 | 408
| 152 | 3190.4367 | 408
| 153 | 3188.0777 | 408
| 154 | 3186.2062 | 408
| 155 | 3184.9964 | 408
| 156 | 3183.7033 | 408
| 157 | 3182.1379 | 408
| 158 | 3180.443 | 408
| 159 | 3177.2008 | 408
| 160 | 3175.8778 | 408
| 161 | 3174.5577 | 408
| 162 | 3173.9695 | 408
| 163 | 3170.8479 | 408
| 164 | 3168.3616 | 408
| 165 | 3166.8694 | 408
| 166 | 3165.8423 | 408
| 167 | 3163.1611 | 408
| 168 | 3162.2343 | 408
| 169 | 3159.0024 | 408
| 170 | 3157.7003 | 408
| 171 | 3155.8859 | 408
| 172 | 3154.3962 | 408
| 173 | 3153.251 | 408
| 174 | 3152.2032 | 408
| 175 | 3150.3142 | 408
| 176 | 3148.6293 | 408
| 177 | 3147.0476 | 408
| 178 | 3144.6518 | 408
| 179 | 3143.2689 | 408
| 180 | 3142.661 | 408
| 181 | 3141.5488 | 408
| 182 | 3140.0952 | 408
| 183 | 3137.2531 | 408
| 184 | 3136.0414 | 408
| 185 | 3135.0669 | 408
| 186 | 3133.6759 | 408
| 187 | 3131.6159 | 408
| 188 | 3128.8267 | 408
| 189 | 3126.6798 | 408
| 190 | 3125.9402 | 408
| 191 | 3123.7387 | 408
| 192 | 3122.391 | 408
| 193 | 3121.9955 | 408
| 194 | 3119.8348 | 408
| 195 | 3118.3596 | 408
| 196 | 3116.7623 | 408
| 197 | 3116.0777 | 408
| 198 | 3114.1222 | 408
| 199 | 3113.3707 | 408
| 200 | 3112.0225 | 408
| 201 | 3107.8478 | 408
| 202 | 3107.1082 | 408
| 203 | 3105.683 | 408
| 204 | 3104.8824 | 408
| 205 | 3103.5471 | 408
| 206 | 3102.6322 | 408
| 207 | 3100.8488 | 408
| 208 | 3099.6898 | 408
| 209 | 3097.6973 | 408
| 210 | 3096.468 | 408
| 211 | 3095.5607 | 408
| 212 | 3092.9508 | 408
| 213 | 3091.9144 | 408
| 214 | 3090.2297 | 408
| 215 | 3088.349 | 408
| 216 | 3086.8955 | 408
| 217 | 3086.0537 | 408
| 218 | 3085.3503 | 408
| 219 | 3083.5463 | 408
| 220 | 3081.8901 | 408
| 221 | 3081.207 | 408
| 222 | 3079.5162 | 408
| 223 | 3078.443 | 408
| 224 | 3076.9311 | 408
| 225 | 3075.7325 | 408
| 226 | 3074.7617 | 408
| 227 | 3074.5367 | 408
| 228 | 3073.8536 | 408
| 229 | 3073.1755 | 408
| 230 | 3071.8711 | 408
| 231 | 3071.0261 | 408
| 232 | 3070.129 | 408
| 233 | 3069.0151 | 408
| 234 | 3066.5836 | 408
| 235 | 3064.7811 | 408
| 236 | 3063.9742 | 408
| 237 | 3063.1812 | 408
| 238 | 3062.2849 | 408
| 239 | 3061.5281 | 408
| 240 | 3059.9177 | 408
| 241 | 3059.232 | 408
| 242 | 3057.3993 | 408
| 243 | 3055.2129 | 408
| 244 | 3053.9291 | 408
| 245 | 3053.0435 | 408
| 246 | 3051.7519 | 408
| 247 | 3050.5931 | 408
| 248 | 3050.0217 | 408
| 249 | 3049.2294 | 408
| 250 | 3048.0085 | 408
| 251 | 3046.9732 | 408
| 252 | 3045.96 | 408
| 253 | 3043.8254 | 408
| 254 | 3040.8169 | 408
| 255 | 3038.7432 | 408
| 256 | 3037.9135 | 408
| 257 | 3036.9301 | 408
| 258 | 3036.1027 | 408
| 259 | 3034.7696 | 408
| 260 | 3034.0679 | 408
| 261 | 3033.481 | 408
| 262 | 3032.9945 | 408
| 263 | 3030.9845 | 408
| 264 | 3030.357 | 408
| 265 | 3028.1353 | 408
| 266 | 3027.2829 | 408
| 267 | 3026.0941 | 408
| 268 | 3024.6516 | 408
| 269 | 3024.0379 | 408
| 270 | 3023.937 | 408
| 271 | 3022.4761 | 408
| 272 | 3021.3732 | 408
| 273 | 3021.1718 | 408
| 274 | 3020.0928 | 408
| 275 | 3018.8895 | 408
| 276 | 3018.2451 | 408
| 277 | 3017.7278 | 408
| 278 | 3016.6774 | 408
| 279 | 3015.3157 | 408
| 280 | 3014.0445 | 408
| 281 | 3012.6949 | 408
| 282 | 3011.5003 | 408
| 283 | 3010.0114 | 408
| 284 | 3009.4826 | 408
| 285 | 3008.5434 | 408
| 286 | 3007.2736 | 408
| 287 | 3006.2321 | 408
| 288 | 3005.8655 | 408
| 289 | 3004.5754 | 408
| 290 | 3003.6365 | 408
| 291 | 3002.478 | 408
| 292 | 3001.9776 | 408
| 293 | 3000.4894 | 408
| 294 | 2998.7226 | 408
| 295 | 2997.1408 | 408
| 296 | 2996.5815 | 408
| 297 | 2995.9637 | 408
| 298 | 2995.181 | 408
| 299 | 2993.6876 | 408
| 300 | 2993.0409 | 408
| 301 | 2992.3738 | 408
| 302 | 2991.2531 | 408
| 303 | 2990.2185 | 408
| 304 | 2988.1343 | 408
| 305 | 2987.3031 | 408
| 306 | 2985.9875 | 408
| 307 | 2985.4489 | 408
| 308 | 2984.6217 | 408
| 309 | 2983.5328 | 408
| 310 | 2983.2147 | 408
| 311 | 2981.9271 | 408
| 312 | 2981.0905 | 408
| 313 | 2979.5105 | 408
| 314 | 2979.2919 | 408
| 315 | 2978.1791 | 408
| 316 | 2977.1638 | 408
| 317 | 2976.4476 | 408
| 318 | 2975.7631 | 408
| 319 | 2975.2809 | 408
| 320 | 2974.427 | 408
| 321 | 2973.903 | 408
| 322 | 2973.7921 | 408
| 323 | 2972.7492 | 408
| 324 | 2972.1674 | 408
| 325 | 2971.3007 | 408
| 326 | 2969.7195 | 408
| 327 | 2968.4398 | 408
| 328 | 2966.9914 | 408
| 329 | 2966.5181 | 408
| 330 | 2965.1627 | 408
| 331 | 2964.1958 | 408
| 332 | 2963.0862 | 408
| 333 | 2962.7807 | 408
| 334 | 2961.1926 | 408
| 335 | 2960.9782 | 408
| 336 | 2960.2747 | 408
| 337 | 2959.5084 | 408
| 338 | 2958.9674 | 408
| 339 | 2958.4335 | 408
| 340 | 2957.5499 | 408
| 341 | 2956.9839 | 408
| 342 | 2956.0767 | 408
| 343 | 2955.204 | 408
| 344 | 2954.2219 | 408
| 345 | 2953.7459 | 408
| 346 | 2952.3053 | 408
| 347 | 2950.9341 | 408
| 348 | 2950.0428 | 408
| 349 | 2948.9925 | 408
| 350 | 2947.9609 | 408
| 351 | 2947.0007 | 408
| 352 | 2945.2965 | 408
| 353 | 2944.7581 | 408
| 354 | 2944.2009 | 408
| 355 | 2943.363 | 408
| 356 | 2942.6246 | 408
| 357 | 2941.2984 | 408
| 358 | 2939.6624 | 408
| 359 | 2938.9106 | 408
| 360 | 2938.0593 | 408
| 361 | 2937.7445 | 408
| 362 | 2937.4826 | 408
| 363 | 2936.1693 | 408
| 364 | 2934.7484 | 408
| 365 | 2933.8458 | 408
| 366 | 2933.1895 | 408
| 367 | 2932.1149 | 408
| 368 | 2930.9068 | 408
| 369 | 2929.2488 | 408
| 370 | 2927.9503 | 408
| 371 | 2926.6259 | 408
| 372 | 2924.6728 | 408
| 373 | 2923.5794 | 408
| 374 | 2922.0908 | 408
| 375 | 2921.399 | 408
| 376 | 2920.9768 | 408
| 377 | 2920.3871 | 408
| 378 | 2919.4776 | 408
| 379 | 2918.5503 | 408
| 380 | 2917.8993 | 408
| 381 | 2917.4926 | 408
| 382 | 2916.633 | 408
| 383 | 2915.7795 | 408
| 384 | 2915.5456 | 408
| 385 | 2914.2771 | 408
| 386 | 2913.3091 | 408
| 387 | 2912.1587 | 408
| 388 | 2911.6595 | 408
| 389 | 2911.3263 | 408
| 390 | 2910.4002 | 408
| 391 | 2909.6051 | 408
| 392 | 2908.9405 | 408
| 393 | 2908.3665 | 408
| 394 | 2907.8755 | 408
| 395 | 2907.0169 | 408
| 396 | 2906.3784 | 408
| 397 | 2904.3559 | 408
| 398 | 2903.8309 | 408
| 399 | 2903.0267 | 408
| 400 | 2902.3137 | 408
| 401 | 2901.2738 | 408
| 402 | 2900.67 | 408
| 403 | 2899.9471 | 408
| 404 | 2899.1651 | 408
| 405 | 2898.322 | 408
| 406 | 2897.8245 | 408
| 407 | 2897.2485 | 408
| 408 | 2896.5522 | 408
| 409 | 2895.8334 | 408
| 410 | 2895.5263 | 408
| 411 | 2894.1635 | 408
| 412 | 2893.4059 | 408
| 413 | 2892.4063 | 408
| 414 | 2891.5497 | 408
| 415 | 2891.1078 | 408
| 416 | 2890.5173 | 408
| 417 | 2890.4022 | 408
| 418 | 2889.5567 | 408
| 419 | 2888.9601 | 408
| 420 | 2888.073 | 408
| 421 | 2887.4778 | 408
| 422 | 2886.5531 | 408
| 423 | 2885.8025 | 408
| 424 | 2884.4161 | 408
| 425 | 2884.0398 | 408
| 426 | 2882.7672 | 408
| 427 | 2881.3637 | 408
| 428 | 2880.4723 | 408
| 429 | 2880.0323 | 408
| 430 | 2879.5079 | 408
| 431 | 2878.6896 | 408
| 432 | 2877.9495 | 408
| 433 | 2877.3428 | 408
| 434 | 2876.3029 | 408
| 435 | 2875.7388 | 408
| 436 | 2875.3995 | 408
| 437 | 2875.065 | 408
| 438 | 2874.7601 | 408
| 439 | 2874.6032 | 408
| 440 | 2874.0089 | 408
| 441 | 2873.5904 | 408
| 442 | 2872.6994 | 408
| 443 | 2872.3284 | 408
| 444 | 2871.7676 | 408
| 445 | 2871.3021 | 408
| 446 | 2869.9334 | 408
| 447 | 2869.3353 | 408
| 448 | 2868.3786 | 408
| 449 | 2867.5594 | 408
| 450 | 2867.1543 | 408
| 451 | 2866.5967 | 408
| 452 | 2866.301 | 408
| 453 | 2866.0481 | 408
| 454 | 2865.6554 | 408
| 455 | 2865.0875 | 408
| 456 | 2864.7393 | 408
| 457 | 2864.1681 | 408
| 458 | 2863.5667 | 408
| 459 | 2863.0122 | 408
| 460 | 2861.761 | 408
| 461 | 2861.1885 | 408
| 462 | 2860.5363 | 408
| 463 | 2860.4188 | 408
| 464 | 2859.7324 | 408
| 465 | 2859.382 | 408
| 466 | 2858.7974 | 408
| 467 | 2858.1197 | 408
| 468 | 2857.4737 | 408
| 469 | 2857.0112 | 408
| 470 | 2856.2214 | 408
| 471 | 2855.0664 | 408
| 472 | 2854.5901 | 408
| 473 | 2853.9393 | 408
| 474 | 2853.2 | 408
| 475 | 2852.7449 | 408
| 476 | 2851.8551 | 408
| 477 | 2851.5841 | 408
| 478 | 2850.764 | 408
| 479 | 2849.8328 | 408
| 480 | 2849.5217 | 408
| 481 | 2849.1559 | 408
| 482 | 2848.0791 | 408
| 483 | 2847.205 | 408
| 484 | 2846.4995 | 408
| 485 | 2846.1387 | 408
| 486 | 2846.0006 | 408
| 487 | 2845.5146 | 408
| 488 | 2844.7548 | 408
| 489 | 2844.0863 | 408
| 490 | 2843.3437 | 408
| 491 | 2842.5102 | 408
| 492 | 2842.3425 | 408
| 493 | 2841.7449 | 408
| 494 | 2841.3083 | 408
| 495 | 2840.8978 | 408
| 496 | 2839.8665 | 408
| 497 | 2839.4237 | 408
| 498 | 2839.1262 | 408
| 499 | 2837.8927 | 408
| 500 | 2837.5468 | 408
| 501 | 2837.3186 | 408
| 502 | 2836.6769 | 408
| 503 | 2836.272 | 408
| 504 | 2835.7911 | 408
| 505 | 2835.2575 | 408
| 506 | 2834.9681 | 408
| 507 | 2833.9338 | 408
| 508 | 2833.3008 | 408
| 509 | 2832.8685 | 408
| 510 | 2832.4098 | 408
| 511 | 2830.9589 | 408
| 512 | 2830.1388 | 408
| 513 | 2829.4317 | 408
| 514 | 2828.6632 | 408
| 515 | 2828.1238 | 408
| 516 | 2827.6401 | 408
| 517 | 2826.998 | 408
| 518 | 2826.3005 | 408
| 519 | 2826.214 | 408
| 520 | 2825.4067 | 408
| 521 | 2824.8395 | 408
| 522 | 2824.4627 | 408
| 523 | 2824.1678 | 408
| 524 | 2823.7742 | 408
| 525 | 2823.1811 | 408
| 526 | 2822.0517 | 408
| 527 | 2821.4896 | 408
| 528 | 2820.5727 | 408
| 529 | 2819.9012 | 408
| 530 | 2819.1437 | 408
| 531 | 2818.3966 | 408
| 532 | 2817.538 | 408
| 533 | 2817.0311 | 408
| 534 | 2816.4763 | 408
| 535 | 2816.0978 | 408
| 536 | 2814.8734 | 408
| 537 | 2814.4652 | 408
| 538 | 2814.0686 | 408
| 539 | 2813.1014 | 408
| 540 | 2812.173 | 408
| 541 | 2811.5737 | 408
| 542 | 2811.0826 | 408
| 543 | 2810.4594 | 408
| 544 | 2809.5254 | 408
| 545 | 2809.2593 | 408
| 546 | 2808.5966 | 408
| 547 | 2808.035 | 408
| 548 | 2807.4505 | 408
| 549 | 2806.3897 | 408
| 550 | 2805.5397 | 408
| 551 | 2804.7067 | 408
| 552 | 2804.164 | 408
| 553 | 2803.5316 | 408
| 554 | 2803.2736 | 408
| 555 | 2802.5851 | 408
| 556 | 2802.0449 | 408
| 557 | 2801.7618 | 408
| 558 | 2801.1259 | 408
| 559 | 2800.3523 | 408
| 560 | 2799.8632 | 408
| 561 | 2799.326 | 408
| 562 | 2798.7618 | 408
| 563 | 2798.4017 | 408
| 564 | 2797.7644 | 408
| 565 | 2797.0841 | 408
| 566 | 2796.6508 | 408
| 567 | 2796.398 | 408
| 568 | 2795.6829 | 408
| 569 | 2794.8235 | 408
| 570 | 2794.2043 | 408
| 571 | 2793.965 | 408
| 572 | 2792.3406 | 408
| 573 | 2791.8018 | 408
| 574 | 2790.8763 | 408
| 575 | 2790.1243 | 408
| 576 | 2789.4758 | 408
| 577 | 2788.6508 | 408
| 578 | 2787.974 | 408
| 579 | 2787.4203 | 408
| 580 | 2787.1644 | 408
| 581 | 2786.8121 | 408
| 582 | 2786.0472 | 408
| 583 | 2785.9695 | 408
| 584 | 2785.7346 | 408
| 585 | 2785.1488 | 408
| 586 | 2784.5703 | 408
| 587 | 2784.1913 | 408
| 588 | 2783.4321 | 408
| 589 | 2783.3442 | 408
| 590 | 2783.0411 | 408
| 591 | 2782.6196 | 408
| 592 | 2782.3044 | 408
| 593 | 2781.867 | 408
| 594 | 2781.0637 | 408
| 595 | 2780.7338 | 408
| 596 | 2780.1304 | 408
| 597 | 2779.9079 | 408
| 598 | 2779.2116 | 408
| 599 | 2778.7396 | 408
| 600 | 2778.2575 | 408
| 601 | 2777.8937 | 408
| 602 | 2777.0638 | 408
| 603 | 2776.2016 | 408
| 604 | 2775.9639 | 408
| 605 | 2775.6519 | 408
| 606 | 2775.1562 | 408
| 607 | 2774.4686 | 408
| 608 | 2774.2551 | 408
| 609 | 2773.6804 | 408
| 610 | 2773.5275 | 408
| 611 | 2773.264 | 408
| 612 | 2772.6259 | 408
| 613 | 2772.4511 | 408
| 614 | 2772.1234 | 408
| 615 | 2771.8414 | 408
| 616 | 2771.2517 | 408
| 617 | 2770.5662 | 408
| 618 | 2770.2535 | 408
| 619 | 2769.881 | 408
| 620 | 2769.6724 | 408
| 621 | 2769.4517 | 408
| 622 | 2768.928 | 408
| 623 | 2768.5567 | 408
| 624 | 2768.0795 | 408
| 625 | 2767.1015 | 408
| 626 | 2766.6243 | 408
| 627 | 2765.9403 | 408
| 628 | 2765.4902 | 408
| 629 | 2765.1073 | 408
| 630 | 2764.2519 | 408
| 631 | 2763.747 | 408
| 632 | 2763.1761 | 408
| 633 | 2762.8812 | 408
| 634 | 2762.5321 | 408
| 635 | 2762.1503 | 408
| 636 | 2761.618 | 408
| 637 | 2760.9647 | 408
| 638 | 2760.3621 | 408
| 639 | 2759.9754 | 408
| 640 | 2759.4672 | 408
| 641 | 2759.1079 | 408
| 642 | 2758.7695 | 408
| 643 | 2758.0974 | 408
| 644 | 2757.4987 | 408
| 645 | 2757.273 | 408
| 646 | 2756.691 | 408
| 647 | 2756.1678 | 408
| 648 | 2755.1929 | 408
| 649 | 2754.8784 | 408
| 650 | 2754.4394 | 408
| 651 | 2753.6432 | 408
| 652 | 2753.3683 | 408
| 653 | 2752.8914 | 408
| 654 | 2752.3084 | 408
| 655 | 2751.8798 | 408
| 656 | 2751.4414 | 408
| 657 | 2751.0118 | 408
| 658 | 2750.615 | 408
| 659 | 2750.2832 | 408
| 660 | 2749.8668 | 408
| 661 | 2749.5836 | 408
| 662 | 2748.8312 | 408
| 663 | 2748.5832 | 408
| 664 | 2747.8816 | 408
| 665 | 2747.2832 | 408
| 666 | 2746.9837 | 408
| 667 | 2746.5209 | 408
| 668 | 2745.7134 | 408
| 669 | 2745.3879 | 408
| 670 | 2744.6643 | 408
| 671 | 2744.5222 | 408
| 672 | 2743.9205 | 408
| 673 | 2743.6062 | 408
| 674 | 2743.2826 | 408
| 675 | 2743.0949 | 408
| 676 | 2742.7358 | 408
| 677 | 2742.3612 | 408
| 678 | 2742.1328 | 408
| 679 | 2741.7424 | 408
| 680 | 2741.4584 | 408
| 681 | 2741.0101 | 408
| 682 | 2740.5788 | 408
| 683 | 2740.214 | 408
| 684 | 2739.6856 | 408
| 685 | 2739.4876 | 408
| 686 | 2739.1727 | 408
| 687 | 2738.8469 | 408
| 688 | 2738.6187 | 408
| 689 | 2738.0661 | 408
| 690 | 2737.6016 | 408
| 691 | 2737.0307 | 408
| 692 | 2736.8672 | 408
| 693 | 2736.4433 | 408
| 694 | 2735.8446 | 408
| 695 | 2735.3714 | 408
| 696 | 2734.8904 | 408
| 697 | 2734.3188 | 408
| 698 | 2733.9674 | 408
| 699 | 2732.9097 | 408
| 700 | 2732.1256 | 408
| 701 | 2731.7562 | 408
| 702 | 2731.0906 | 408
| 703 | 2730.5152 | 408
| 704 | 2729.8219 | 408
| 705 | 2729.251 | 408
| 706 | 2728.6914 | 408
| 707 | 2728.2875 | 408
| 708 | 2727.9097 | 408
| 709 | 2727.4169 | 408
| 710 | 2726.9071 | 408
| 711 | 2726.2347 | 408
| 712 | 2725.9526 | 408
| 713 | 2725.5973 | 408
| 714 | 2725.1253 | 408
| 715 | 2724.8388 | 408
| 716 | 2724.0808 | 408
| 717 | 2723.7397 | 408
| 718 | 2723.5237 | 408
| 719 | 2722.9252 | 408
| 720 | 2722.5978 | 408
| 721 | 2722.3988 | 408
| 722 | 2721.9602 | 408
| 723 | 2721.6173 | 408
| 724 | 2721.1507 | 408
| 725 | 2720.5369 | 408
| 726 | 2719.7632 | 408
| 727 | 2719.3936 | 408
| 728 | 2719.1033 | 408
| 729 | 2718.8128 | 408
| 730 | 2718.3479 | 408
| 731 | 2718.2072 | 408
| 732 | 2717.7286 | 408
| 733 | 2717.2826 | 408
| 734 | 2716.9179 | 408
| 735 | 2716.5555 | 408
| 736 | 2716.201 | 408
| 737 | 2715.1953 | 408
| 738 | 2714.932 | 408
| 739 | 2714.8844 | 408
| 740 | 2714.4933 | 408
| 741 | 2713.8868 | 408
| 742 | 2713.2948 | 408
| 743 | 2712.9064 | 408
| 744 | 2712.4577 | 408
| 745 | 2712.0807 | 408
| 746 | 2711.7844 | 408
| 747 | 2711.553 | 408
| 748 | 2711.2695 | 408
| 749 | 2710.9908 | 408
| 750 | 2710.6633 | 408
| 751 | 2710.4324 | 408
| 752 | 2709.8928 | 408
| 753 | 2709.3484 | 408
| 754 | 2709.1284 | 408
| 755 | 2708.92 | 408
| 756 | 2708.4261 | 408
| 757 | 2708.1998 | 408
| 758 | 2707.8009 | 408
| 759 | 2707.2328 | 408
| 760 | 2706.5365 | 408
| 761 | 2706.0158 | 408
| 762 | 2705.4126 | 408
| 763 | 2705.1946 | 408
| 764 | 2704.7299 | 408
| 765 | 2703.9273 | 408
| 766 | 2703.8119 | 408
| 767 | 2703.5758 | 408
| 768 | 2703.2339 | 408
| 769 | 2702.9546 | 408
| 770 | 2702.9136 | 408
| 771 | 2702.4003 | 408
| 772 | 2702.0776 | 408
| 773 | 2701.4859 | 408
| 774 | 2700.9837 | 408
| 775 | 2700.3093 | 408
| 776 | 2700.1059 | 408
| 777 | 2699.8533 | 408
| 778 | 2699.5049 | 408
| 779 | 2699.1762 | 408
| 780 | 2698.6327 | 408
| 781 | 2698.4056 | 408
| 782 | 2697.99 | 408
| 783 | 2697.6271 | 408
| 784 | 2697.4226 | 408
| 785 | 2696.9624 | 408
| 786 | 2696.4923 | 408
| 787 | 2696.1907 | 408
| 788 | 2695.8867 | 408
| 789 | 2695.5607 | 408
| 790 | 2695.3376 | 408
| 791 | 2694.8386 | 408
| 792 | 2694.4929 | 408
| 793 | 2694.3621 | 408
| 794 | 2693.7473 | 408
| 795 | 2693.3872 | 408
| 796 | 2693.0291 | 408
| 797 | 2692.558 | 408
| 798 | 2692.0621 | 408
| 799 | 2691.838 | 408
| 800 | 2691.2344 | 408
| 801 | 2691.0636 | 408
| 802 | 2690.7011 | 408
| 803 | 2690.4189 | 408
| 804 | 2690.1034 | 408
| 805 | 2689.4522 | 408
| 806 | 2689.164 | 408
| 807 | 2688.7643 | 408
| 808 | 2688.3587 | 408
| 809 | 2687.8863 | 408
| 810 | 2687.5274 | 408
| 811 | 2687.3776 | 408
| 812 | 2687.1051 | 408
| 813 | 2686.6162 | 408
| 814 | 2686.3635 | 408
| 815 | 2685.8525 | 408
| 816 | 2685.4317 | 408
| 817 | 2684.9621 | 408
| 818 | 2684.6188 | 408
| 819 | 2684.1363 | 408
| 820 | 2683.9149 | 408
| 821 | 2683.8513 | 408
| 822 | 2683.3942 | 408
| 823 | 2682.9797 | 408
| 824 | 2682.5084 | 408
| 825 | 2682.425 | 408
| 826 | 2682.2452 | 408
| 827 | 2681.8249 | 408
| 828 | 2681.5308 | 408
| 829 | 2680.9685 | 408
| 830 | 2680.401 | 408
| 831 | 2680.2665 | 408
| 832 | 2679.7489 | 408
| 833 | 2679.4414 | 408
| 834 | 2679.2805 | 408
| 835 | 2678.9643 | 408
| 836 | 2678.7581 | 408
| 837 | 2678.34 | 408
| 838 | 2677.621 | 408
| 839 | 2677.3739 | 408
| 840 | 2676.5859 | 408
| 841 | 2676.1502 | 408
| 842 | 2675.7433 | 408
| 843 | 2675.4653 | 408
| 844 | 2675.2076 | 408
| 845 | 2675.0932 | 408
| 846 | 2674.7608 | 408
| 847 | 2674.4129 | 408
| 848 | 2674.0385 | 408
| 849 | 2673.9605 | 408
| 850 | 2673.6265 | 408
| 851 | 2673.525 | 408
| 852 | 2673.3832 | 408
| 853 | 2673.1673 | 408
| 854 | 2672.5915 | 408
| 855 | 2671.7314 | 408
| 856 | 2671.2478 | 408
| 857 | 2670.9108 | 408
| 858 | 2670.5248 | 408
| 859 | 2669.9343 | 408
| 860 | 2669.5766 | 408
| 861 | 2669.4441 | 408
| 862 | 2669.2077 | 408
| 863 | 2668.8339 | 408
| 864 | 2668.5003 | 408
| 865 | 2668.2859 | 408
| 866 | 2668.1692 | 408
| 867 | 2667.9802 | 408
| 868 | 2667.5956 | 408
| 869 | 2667.4381 | 408
| 870 | 2667.0262 | 408
| 871 | 2666.842 | 408
| 872 | 2666.603 | 408
| 873 | 2666.1026 | 408
| 874 | 2665.6672 | 408
| 875 | 2665.4754 | 408
| 876 | 2665.1808 | 408
| 877 | 2664.1633 | 408
| 878 | 2663.9199 | 408
| 879 | 2663.6485 | 408
| 880 | 2663.3388 | 408
| 881 | 2662.9678 | 408
| 882 | 2662.68 | 408
| 883 | 2662.1289 | 408
| 884 | 2661.6734 | 408
| 885 | 2661.2911 | 408
| 886 | 2660.8725 | 408
| 887 | 2660.2677 | 408
| 888 | 2660.0206 | 408
| 889 | 2659.7326 | 408
| 890 | 2659.4047 | 408
| 891 | 2659.1079 | 408
| 892 | 2658.7766 | 408
| 893 | 2658.6424 | 408
| 894 | 2658.1573 | 408
| 895 | 2657.9133 | 408
| 896 | 2657.7048 | 408
| 897 | 2657.4555 | 408
| 898 | 2657.1721 | 408
| 899 | 2656.9363 | 408
| 900 | 2656.7254 | 408
| 901 | 2656.5886 | 408
| 902 | 2656.1417 | 408
| 903 | 2655.8018 | 408
| 904 | 2655.5558 | 408
| 905 | 2655.2841 | 408
| 906 | 2654.9034 | 408
| 907 | 2654.7126 | 408
| 908 | 2654.5269 | 408
| 909 | 2654.3169 | 408
| 910 | 2654.2762 | 408
| 911 | 2654.038 | 408
| 912 | 2653.8529 | 408
| 913 | 2653.7181 | 408
| 914 | 2653.3642 | 408
| 915 | 2652.8494 | 408
| 916 | 2652.555 | 408
| 917 | 2652.4065 | 408
| 918 | 2652.0603 | 408
| 919 | 2651.6299 | 408
| 920 | 2651.2238 | 408
| 921 | 2650.9288 | 408
| 922 | 2650.7033 | 408
| 923 | 2650.3455 | 408
| 924 | 2650.0865 | 408
| 925 | 2649.8375 | 408
| 926 | 2649.4715 | 408
| 927 | 2649.1343 | 408
| 928 | 2648.9534 | 408
| 929 | 2648.8565 | 408
| 930 | 2648.4225 | 408
| 931 | 2648.3053 | 408
| 932 | 2648.087 | 408
| 933 | 2647.8877 | 408
| 934 | 2647.5232 | 408
| 935 | 2647.1268 | 408
| 936 | 2646.6401 | 408
| 937 | 2645.6461 | 408
| 938 | 2645.5419 | 408
| 939 | 2645.1795 | 408
| 940 | 2644.8402 | 408
| 941 | 2644.5678 | 408
| 942 | 2644.3298 | 408
| 943 | 2643.7532 | 408
| 944 | 2643.5179 | 408
| 945 | 2643.3535 | 408
| 946 | 2642.8948 | 408
| 947 | 2642.3944 | 408
| 948 | 2641.948 | 408
| 949 | 2641.7609 | 408
| 950 | 2641.3374 | 408
| 951 | 2640.8552 | 408
| 952 | 2640.4978 | 408
| 953 | 2640.3309 | 408
| 954 | 2640.0055 | 408
| 955 | 2639.5539 | 408
| 956 | 2639.2024 | 408
| 957 | 2638.6193 | 408
| 958 | 2638.3969 | 408
| 959 | 2637.8925 | 408
| 960 | 2637.4212 | 408
| 961 | 2637.4032 | 408
| 962 | 2637.1619 | 408
| 963 | 2636.8149 | 408
| 964 | 2636.6584 | 408
| 965 | 2636.3282 | 408
| 966 | 2636.2237 | 408
| 967 | 2636.095 | 408
| 968 | 2635.8805 | 408
| 969 | 2635.5048 | 408
| 970 | 2634.7474 | 408
| 971 | 2634.397 | 408
| 972 | 2633.9224 | 408
| 973 | 2633.8479 | 408
| 974 | 2633.768 | 408
| 975 | 2633.4405 | 408
| 976 | 2633.1224 | 408
| 977 | 2632.9615 | 408
| 978 | 2632.6817 | 408
| 979 | 2632.5183 | 408
| 980 | 2632.2946 | 408
| 981 | 2632.1675 | 408
| 982 | 2632.0015 | 408
| 983 | 2631.7929 | 408
| 984 | 2631.6436 | 408
| 985 | 2631.2856 | 408
| 986 | 2631.1923 | 408
| 987 | 2630.9136 | 408
| 988 | 2630.6091 | 408
| 989 | 2630.1842 | 408
| 990 | 2629.9385 | 408
| 991 | 2629.732 | 408
| 992 | 2629.4285 | 408
| 993 | 2628.9455 | 408
| 994 | 2628.7315 | 408
| 995 | 2628.5866 | 408
| 996 | 2628.4641 | 408
| 997 | 2628.2275 | 408
| 998 | 2628.0962 | 408
| 999 | 2627.7866 | 408
| 1000 | 2627.5243 | 408
| 1001 | 2626.9814 | 408
| 1002 | 2626.7915 | 408
| 1003 | 2626.3501 | 408
| 1004 | 2626.0871 | 408
| 1005 | 2625.9419 | 408
| 1006 | 2625.6802 | 408
| 1007 | 2625.2049 | 408
| 1008 | 2625.1735 | 408
| 1009 | 2624.8267 | 408
| 1010 | 2624.4584 | 408
| 1011 | 2624.2331 | 408
| 1012 | 2624.0132 | 408
| 1013 | 2623.7535 | 408
| 1014 | 2623.4178 | 408
| 1015 | 2623.077 | 408
| 1016 | 2623 | 408
| 1017 | 2622.6649 | 408
| 1018 | 2622.2545 | 408
| 1019 | 2621.8619 | 408
| 1020 | 2621.5467 | 408
| 1021 | 2621.2666 | 408
| 1022 | 2621.1374 | 408
| 1023 | 2621.0005 | 408
| 1024 | 2620.6633 | 408
| 1025 | 2620.3802 | 408
| 1026 | 2620.0851 | 408
| 1027 | 2619.841 | 408
| 1028 | 2619.4519 | 408
| 1029 | 2619.0719 | 408
| 1030 | 2618.8613 | 408
| 1031 | 2618.6431 | 408
| 1032 | 2618.5031 | 408
| 1033 | 2618.0208 | 408
| 1034 | 2617.8353 | 408
| 1035 | 2617.521 | 408
| 1036 | 2617.5144 | 408
| 1037 | 2617.3714 | 408
| 1038 | 2616.8763 | 408
| 1039 | 2616.7047 | 408
| 1040 | 2616.4715 | 408
| 1041 | 2616.2218 | 408
| 1042 | 2616.0721 | 408
| 1043 | 2615.5298 | 408
| 1044 | 2615.4363 | 408
| 1045 | 2614.9821 | 408
| 1046 | 2614.8823 | 408
| 1047 | 2614.4053 | 408
| 1048 | 2614.0645 | 408
| 1049 | 2613.6815 | 408
| 1050 | 2613.478 | 408
| 1051 | 2613.0518 | 408
| 1052 | 2612.8805 | 408
| 1053 | 2612.6437 | 408
| 1054 | 2612.2376 | 408
| 1055 | 2611.9051 | 408
| 1056 | 2611.4215 | 408
| 1057 | 2611.3255 | 408
| 1058 | 2611.1629 | 408
| 1059 | 2610.9035 | 408
| 1060 | 2610.6459 | 408
| 1061 | 2610.5058 | 408
| 1062 | 2610.3102 | 408
| 1063 | 2610.109 | 408
| 1064 | 2609.7997 | 408
| 1065 | 2609.563 | 408
| 1066 | 2609.1967 | 408
| 1067 | 2608.9301 | 408
| 1068 | 2608.5884 | 408
| 1069 | 2608.2925 | 408
| 1070 | 2608.1882 | 408
| 1071 | 2608.0211 | 408
| 1072 | 2607.7839 | 408
| 1073 | 2607.4787 | 408
| 1074 | 2607.1037 | 408
| 1075 | 2606.9123 | 408
| 1076 | 2606.7131 | 408
| 1077 | 2606.4685 | 408
| 1078 | 2606.0756 | 408
| 1079 | 2605.7771 | 408
| 1080 | 2605.4153 | 408
| 1081 | 2604.8993 | 408
| 1082 | 2604.8053 | 408
| 1083 | 2604.5484 | 408
| 1084 | 2604.3774 | 408
| 1085 | 2604.181 | 408
| 1086 | 2603.811 | 408
| 1087 | 2603.4729 | 408
| 1088 | 2603.2309 | 408
| 1089 | 2602.994 | 408
| 1090 | 2602.5072 | 408
| 1091 | 2602.165 | 408
| 1092 | 2601.7662 | 408
| 1093 | 2601.4984 | 408
| 1094 | 2600.8833 | 408
| 1095 | 2600.6803 | 408
| 1096 | 2600.4332 | 408
| 1097 | 2600.191 | 408
| 1098 | 2599.7933 | 408
| 1099 | 2599.5911 | 408
| 1100 | 2599.2404 | 408
| 1101 | 2598.5764 | 408
| 1102 | 2598.4787 | 408
| 1103 | 2598.3093 | 408
| 1104 | 2597.8641 | 408
| 1105 | 2597.3521 | 408
| 1106 | 2597.0977 | 408
| 1107 | 2596.8112 | 408
| 1108 | 2596.4832 | 408
| 1109 | 2596.3768 | 408
| 1110 | 2596.2132 | 408
| 1111 | 2595.9445 | 408
| 1112 | 2595.7044 | 408
| 1113 | 2595.4804 | 408
| 1114 | 2595.2568 | 408
| 1115 | 2594.8664 | 408
| 1116 | 2594.6244 | 408
| 1117 | 2594.5228 | 408
| 1118 | 2594.3227 | 408
| 1119 | 2594.0701 | 408
| 1120 | 2593.8976 | 408
| 1121 | 2593.8358 | 408
| 1122 | 2593.6449 | 408
| 1123 | 2593.3507 | 408
| 1124 | 2593.0746 | 408
| 1125 | 2592.7513 | 408
| 1126 | 2592.614 | 408
| 1127 | 2592.5069 | 408
| 1128 | 2592.2362 | 408
| 1129 | 2591.9971 | 408
| 1130 | 2591.8419 | 408
| 1131 | 2591.5934 | 408
| 1132 | 2591.2509 | 408
| 1133 | 2591.072 | 408
| 1134 | 2590.8863 | 408
| 1135 | 2590.7315 | 408
| 1136 | 2590.3846 | 408
| 1137 | 2590.0152 | 408
| 1138 | 2589.944 | 408
| 1139 | 2589.839 | 408
| 1140 | 2589.7173 | 408
| 1141 | 2589.507 | 408
| 1142 | 2589.4642 | 408
| 1143 | 2589.1689 | 408
| 1144 | 2588.9476 | 408
| 1145 | 2588.7639 | 408
| 1146 | 2588.397 | 408
| 1147 | 2587.7373 | 408
| 1148 | 2587.5004 | 408
| 1149 | 2586.9989 | 408
| 1150 | 2586.8021 | 408
| 1151 | 2586.567 | 408
| 1152 | 2586.2531 | 408
| 1153 | 2586.1235 | 408
| 1154 | 2585.9097 | 408
| 1155 | 2585.5781 | 408
| 1156 | 2585.2823 | 408
| 1157 | 2585.0368 | 408
| 1158 | 2584.9232 | 408
| 1159 | 2584.7702 | 408
| 1160 | 2584.6716 | 408
| 1161 | 2584.5783 | 408
| 1162 | 2584.3968 | 408
| 1163 | 2584.1951 | 408
| 1164 | 2583.7808 | 408
| 1165 | 2583.4701 | 408
| 1166 | 2583.3377 | 408
| 1167 | 2583.2105 | 408
| 1168 | 2582.7747 | 408
| 1169 | 2582.5935 | 408
| 1170 | 2582.1844 | 408
| 1171 | 2582.0273 | 408
| 1172 | 2581.6704 | 408
| 1173 | 2581.3907 | 408
| 1174 | 2581.0964 | 408
| 1175 | 2580.8946 | 408
| 1176 | 2580.6536 | 408
| 1177 | 2580.3611 | 408
| 1178 | 2579.9369 | 408
| 1179 | 2579.7139 | 408
| 1180 | 2579.6082 | 408
| 1181 | 2579.4014 | 408
| 1182 | 2579.1443 | 408
| 1183 | 2578.9178 | 408
| 1184 | 2578.857 | 408
| 1185 | 2578.2219 | 408
| 1186 | 2577.9629 | 408
| 1187 | 2577.6073 | 408
| 1188 | 2577.4276 | 408
| 1189 | 2577.2335 | 408
| 1190 | 2577.1852 | 408
| 1191 | 2577.0638 | 408
| 1192 | 2576.9437 | 408
| 1193 | 2576.5044 | 408
| 1194 | 2576.1869 | 408
| 1195 | 2576.1022 | 408
| 1196 | 2575.6841 | 408
| 1197 | 2575.5131 | 408
| 1198 | 2575.4182 | 408
| 1199 | 2575.223 | 408
| 1200 | 2574.7206 | 408
| 1201 | 2574.4846 | 408
| 1202 | 2574.3909 | 408
| 1203 | 2574.1484 | 408
| 1204 | 2573.7902 | 408
| 1205 | 2573.6509 | 408
| 1206 | 2573.3618 | 408
| 1207 | 2573.3232 | 408
| 1208 | 2573.0039 | 408
| 1209 | 2572.7378 | 408
| 1210 | 2572.6914 | 408
| 1211 | 2572.4653 | 408
| 1212 | 2572.1009 | 408
| 1213 | 2571.5419 | 408
| 1214 | 2571.2686 | 408
| 1215 | 2571.0149 | 408
| 1216 | 2570.6976 | 408
| 1217 | 2570.512 | 408
| 1218 | 2570.1762 | 408
| 1219 | 2569.8589 | 408
| 1220 | 2569.624 | 408
| 1221 | 2569.3496 | 408
| 1222 | 2569.1219 | 408
| 1223 | 2568.8264 | 408
| 1224 | 2568.6586 | 408
| 1225 | 2568.4758 | 408
| 1226 | 2568.141 | 408
| 1227 | 2567.9924 | 408
| 1228 | 2567.9071 | 408
| 1229 | 2567.4788 | 408
| 1230 | 2567.2393 | 408
| 1231 | 2567.146 | 408
| 1232 | 2567.0099 | 408
| 1233 | 2566.8339 | 408
| 1234 | 2566.5053 | 408
| 1235 | 2566.3469 | 408
| 1236 | 2566.1352 | 408
| 1237 | 2565.8831 | 408
| 1238 | 2565.4693 | 408
| 1239 | 2565.303 | 408
| 1240 | 2565.1012 | 408
| 1241 | 2564.8049 | 408
| 1242 | 2564.3915 | 408
| 1243 | 2564.0462 | 408
| 1244 | 2563.5464 | 408
| 1245 | 2563.2953 | 408
| 1246 | 2563.0145 | 408
| 1247 | 2562.5998 | 408
| 1248 | 2562.4227 | 408
| 1249 | 2562.2564 | 408
| 1250 | 2561.7766 | 408
| 1251 | 2561.4911 | 408
| 1252 | 2561.1497 | 408
| 1253 | 2560.9887 | 408
| 1254 | 2560.7696 | 408
| 1255 | 2560.3846 | 408
| 1256 | 2560.1293 | 408
| 1257 | 2560.0568 | 408
| 1258 | 2559.6421 | 408
| 1259 | 2559.1159 | 408
| 1260 | 2558.9701 | 408
| 1261 | 2558.856 | 408
| 1262 | 2558.7562 | 408
| 1263 | 2558.4273 | 408
| 1264 | 2558.0733 | 408
| 1265 | 2557.7675 | 408
| 1266 | 2557.6227 | 408
| 1267 | 2557.2237 | 408
| 1268 | 2557.0178 | 408
| 1269 | 2556.9113 | 408
| 1270 | 2556.516 | 408
| 1271 | 2556.1295 | 408
| 1272 | 2555.9416 | 408
| 1273 | 2555.3554 | 408
| 1274 | 2555.0698 | 408
| 1275 | 2554.8039 | 408
| 1276 | 2554.5908 | 408
| 1277 | 2554.4005 | 408
| 1278 | 2554.1014 | 408
| 1279 | 2553.8631 | 408
| 1280 | 2553.5876 | 408
| 1281 | 2553.3313 | 408
| 1282 | 2553.2001 | 408
| 1283 | 2553.0724 | 408
| 1284 | 2552.9605 | 408
| 1285 | 2552.807 | 408
| 1286 | 2552.6198 | 408
| 1287 | 2552.2507 | 408
| 1288 | 2552.0297 | 408
| 1289 | 2551.8882 | 408
| 1290 | 2551.5 | 408
| 1291 | 2551.2223 | 408
| 1292 | 2550.8038 | 408
| 1293 | 2550.3829 | 408
| 1294 | 2550.0045 | 408
| 1295 | 2549.8208 | 408
| 1296 | 2549.4144 | 408
| 1297 | 2549.226 | 408
| 1298 | 2548.8075 | 408
| 1299 | 2548.503 | 408
| 1300 | 2548.1534 | 408
| 1301 | 2548.0813 | 408
| 1302 | 2547.9691 | 408
| 1303 | 2547.8077 | 408
| 1304 | 2547.6034 | 408
| 1305 | 2547.4637 | 408
| 1306 | 2547.2238 | 408
| 1307 | 2546.9196 | 408
| 1308 | 2546.7345 | 408
| 1309 | 2546.4614 | 408
| 1310 | 2546.2706 | 408
| 1311 | 2546.0464 | 408
| 1312 | 2545.9146 | 408
| 1313 | 2545.7457 | 408
| 1314 | 2545.528 | 408
| 1315 | 2545.1534 | 408
| 1316 | 2544.9037 | 408
| 1317 | 2544.6395 | 408
| 1318 | 2544.4053 | 408
| 1319 | 2544.1217 | 408
| 1320 | 2544.0703 | 408
| 1321 | 2543.8945 | 408
| 1322 | 2543.7773 | 408
| 1323 | 2543.3321 | 408
| 1324 | 2543.1145 | 408
| 1325 | 2542.9783 | 408
| 1326 | 2542.8973 | 408
| 1327 | 2542.6604 | 408
| 1328 | 2542.1519 | 408
| 1329 | 2542.0588 | 408
| 1330 | 2541.8751 | 408
| 1331 | 2541.6383 | 408
| 1332 | 2541.1066 | 408
| 1333 | 2540.7855 | 408
| 1334 | 2540.6699 | 408
| 1335 | 2540.5196 | 408
| 1336 | 2540.2674 | 408
| 1337 | 2539.9033 | 408
| 1338 | 2539.7205 | 408
| 1339 | 2539.5659 | 408
| 1340 | 2539.3752 | 408
| 1341 | 2539.2005 | 408
| 1342 | 2538.912 | 408
| 1343 | 2538.6276 | 408
| 1344 | 2538.4717 | 408
| 1345 | 2538.1683 | 408
| 1346 | 2538.0307 | 408
| 1347 | 2537.6988 | 408
| 1348 | 2537.5153 | 408
| 1349 | 2537.4115 | 408
| 1350 | 2537.035 | 408
| 1351 | 2536.8417 | 408
| 1352 | 2536.6736 | 408
| 1353 | 2536.4818 | 408
| 1354 | 2536.0345 | 408
| 1355 | 2535.7599 | 408
| 1356 | 2535.6038 | 408
| 1357 | 2535.3678 | 408
| 1358 | 2535.1561 | 408
| 1359 | 2535.0339 | 408
| 1360 | 2534.9468 | 408
| 1361 | 2534.7998 | 408
| 1362 | 2534.4147 | 408
| 1363 | 2534.2662 | 408
| 1364 | 2534.1251 | 408
| 1365 | 2533.887 | 408
| 1366 | 2533.5697 | 408
| 1367 | 2533.4363 | 408
| 1368 | 2533.2456 | 408
| 1369 | 2533.076 | 408
| 1370 | 2532.9497 | 408
| 1371 | 2532.6126 | 408
| 1372 | 2532.5002 | 408
| 1373 | 2532.1233 | 408
| 1374 | 2532.021 | 408
| 1375 | 2531.9252 | 408
| 1376 | 2531.6013 | 408
| 1377 | 2531.4239 | 408
| 1378 | 2531.2475 | 408
| 1379 | 2531.1826 | 408
| 1380 | 2531.0691 | 408
| 1381 | 2530.7658 | 408
| 1382 | 2530.4666 | 408
| 1383 | 2530.3042 | 408
| 1384 | 2530.1298 | 408
| 1385 | 2529.7706 | 408
| 1386 | 2529.6616 | 408
| 1387 | 2529.5314 | 408
| 1388 | 2529.3855 | 408
| 1389 | 2529.1433 | 408
| 1390 | 2528.9204 | 408
| 1391 | 2528.9188 | 408
| 1392 | 2528.4422 | 408
| 1393 | 2528.2751 | 408
| 1394 | 2528.1581 | 408
| 1395 | 2528.0304 | 408
| 1396 | 2527.9657 | 408
| 1397 | 2527.7956 | 408
| 1398 | 2527.6063 | 408
| 1399 | 2527.42 | 408
| 1400 | 2527.2323 | 408
| 1401 | 2526.9673 | 408
| 1402 | 2526.7016 | 408
| 1403 | 2526.6069 | 408
| 1404 | 2526.4964 | 408
| 1405 | 2526.2382 | 408
| 1406 | 2525.9847 | 408
| 1407 | 2525.8647 | 408
| 1408 | 2525.4859 | 408
| 1409 | 2525.2904 | 408
| 1410 | 2525.1065 | 408
| 1411 | 2524.9651 | 408
| 1412 | 2524.8301 | 408
| 1413 | 2524.6604 | 408
| 1414 | 2524.4361 | 408
| 1415 | 2524.1857 | 408
| 1416 | 2523.8379 | 408
| 1417 | 2523.6455 | 408
| 1418 | 2523.2434 | 408
| 1419 | 2522.9792 | 408
| 1420 | 2522.4758 | 408
| 1421 | 2522.3906 | 408
| 1422 | 2522.2278 | 408
| 1423 | 2521.9938 | 408
| 1424 | 2521.5666 | 408
| 1425 | 2521.5511 | 408
| 1426 | 2521.2958 | 408
| 1427 | 2521.2277 | 408
| 1428 | 2521.1259 | 408
| 1429 | 2520.9129 | 408
| 1430 | 2520.7777 | 408
| 1431 | 2520.6546 | 408
| 1432 | 2520.4448 | 408
| 1433 | 2520.3082 | 408
| 1434 | 2520.1769 | 408
| 1435 | 2520.0128 | 408
| 1436 | 2519.8043 | 408
| 1437 | 2519.6714 | 408
| 1438 | 2519.5526 | 408
| 1439 | 2519.439 | 408
| 1440 | 2519.2146 | 408
| 1441 | 2519.0749 | 408
| 1442 | 2518.9513 | 408
| 1443 | 2518.6746 | 408
| 1444 | 2518.3752 | 408
| 1445 | 2518.1783 | 408
| 1446 | 2517.6797 | 408
| 1447 | 2517.4884 | 408
| 1448 | 2517.2583 | 408
| 1449 | 2517.2199 | 408
| 1450 | 2517.0558 | 408
| 1451 | 2516.8477 | 408
| 1452 | 2516.654 | 408
| 1453 | 2516.4492 | 408
| 1454 | 2516.2568 | 408
| 1455 | 2516.1509 | 408
| 1456 | 2515.9848 | 408
| 1457 | 2515.7168 | 408
| 1458 | 2515.5599 | 408
| 1459 | 2515.4251 | 408
| 1460 | 2514.9601 | 408
| 1461 | 2514.6474 | 408
| 1462 | 2514.3634 | 408
| 1463 | 2514.2107 | 408
| 1464 | 2514.039 | 408
| 1465 | 2513.683 | 408
| 1466 | 2513.5124 | 408
| 1467 | 2513.2655 | 408
| 1468 | 2512.9091 | 408
| 1469 | 2512.805 | 408
| 1470 | 2512.4671 | 408
| 1471 | 2512.0136 | 408
| 1472 | 2511.8843 | 408
| 1473 | 2511.8023 | 408
| 1474 | 2511.5872 | 408
| 1475 | 2511.4006 | 408
| 1476 | 2511.3044 | 408
| 1477 | 2510.9835 | 408
| 1478 | 2510.7612 | 408
| 1479 | 2510.5248 | 408
| 1480 | 2510.297 | 408
| 1481 | 2510.0004 | 408
| 1482 | 2509.7514 | 408
| 1483 | 2509.5308 | 408
| 1484 | 2509.147 | 408
| 1485 | 2508.9344 | 408
| 1486 | 2508.6699 | 408
| 1487 | 2508.4553 | 408
| 1488 | 2508.122 | 408
| 1489 | 2507.9597 | 408
| 1490 | 2507.6251 | 408
| 1491 | 2507.4052 | 408
| 1492 | 2507.1579 | 408
| 1493 | 2506.7853 | 408
| 1494 | 2506.5272 | 408
| 1495 | 2506.1772 | 408
| 1496 | 2505.9587 | 408
| 1497 | 2505.8832 | 408
| 1498 | 2505.4787 | 408
| 1499 | 2505.3088 | 408
| 1500 | 2505.075 | 408
| 1501 | 2504.8165 | 408
| 1502 | 2504.5938 | 408
| 1503 | 2504.5263 | 408
| 1504 | 2504.2467 | 408
| 1505 | 2503.8788 | 408
| 1506 | 2503.6719 | 408
| 1507 | 2503.5425 | 408
| 1508 | 2503.2425 | 408
| 1509 | 2502.9948 | 408
| 1510 | 2502.7322 | 408
| 1511 | 2502.484 | 408
| 1512 | 2502.2067 | 408
| 1513 | 2501.835 | 408
| 1514 | 2501.7044 | 408
| 1515 | 2501.4873 | 408
| 1516 | 2501.2082 | 408
| 1517 | 2500.9252 | 408
| 1518 | 2500.7897 | 408
| 1519 | 2500.5554 | 408
| 1520 | 2500.4788 | 408
| 1521 | 2500.1859 | 408
| 1522 | 2500.0182 | 408
| 1523 | 2499.9625 | 408
| 1524 | 2499.8381 | 408
| 1525 | 2499.7599 | 408
| 1526 | 2499.5268 | 408
| 1527 | 2499.3216 | 408
| 1528 | 2499.1296 | 408
| 1529 | 2498.8598 | 408
| 1530 | 2498.7222 | 408
| 1531 | 2498.6904 | 408
| 1532 | 2498.2921 | 408
| 1533 | 2498.1536 | 408
| 1534 | 2497.8237 | 408
| 1535 | 2497.6977 | 408
| 1536 | 2497.5722 | 408
| 1537 | 2497.4597 | 408
| 1538 | 2497.231 | 408
| 1539 | 2497.1507 | 408
| 1540 | 2497.0057 | 408
| 1541 | 2496.918 | 408
| 1542 | 2496.8089 | 408
| 1543 | 2496.582 | 408
| 1544 | 2496.4953 | 408
| 1545 | 2496.3762 | 408
| 1546 | 2496.1789 | 408
| 1547 | 2496.1112 | 408
| 1548 | 2496.0391 | 408
| 1549 | 2495.8614 | 408
| 1550 | 2495.7832 | 408
| 1551 | 2495.6503 | 408
| 1552 | 2495.4086 | 408
| 1553 | 2495.0067 | 408
| 1554 | 2494.8949 | 408
| 1555 | 2494.8663 | 408
| 1556 | 2494.6525 | 408
| 1557 | 2494.429 | 408
| 1558 | 2494.266 | 408
| 1559 | 2494.0788 | 408
| 1560 | 2493.7818 | 408
| 1561 | 2493.7152 | 408
| 1562 | 2493.6482 | 408
| 1563 | 2493.3923 | 408
| 1564 | 2493.2641 | 408
| 1565 | 2493.1469 | 408
| 1566 | 2492.8797 | 408
| 1567 | 2492.6791 | 408
| 1568 | 2492.3206 | 408
| 1569 | 2492.109 | 408
| 1570 | 2491.9309 | 408
| 1571 | 2491.5594 | 408
| 1572 | 2491.3108 | 408
| 1573 | 2491.2285 | 408
| 1574 | 2491.0289 | 408
| 1575 | 2490.8403 | 408
| 1576 | 2490.7311 | 408
| 1577 | 2490.4181 | 408
| 1578 | 2490.3271 | 408
| 1579 | 2490.2685 | 408
| 1580 | 2490.006 | 408
| 1581 | 2489.7992 | 408
| 1582 | 2489.5297 | 408
| 1583 | 2489.4131 | 408
| 1584 | 2489.0422 | 408
| 1585 | 2488.9155 | 408
| 1586 | 2488.7163 | 408
| 1587 | 2488.3757 | 408
| 1588 | 2488.1672 | 408
| 1589 | 2488.0287 | 408
| 1590 | 2487.8816 | 408
| 1591 | 2487.8233 | 408
| 1592 | 2487.4751 | 408
| 1593 | 2487.3111 | 408
| 1594 | 2487.1291 | 408
| 1595 | 2487.0192 | 408
| 1596 | 2486.7855 | 408
| 1597 | 2486.6128 | 408
| 1598 | 2486.4393 | 408
| 1599 | 2486.1086 | 408
| 1600 | 2485.9164 | 408
| 1601 | 2485.72 | 408
| 1602 | 2485.4631 | 408
| 1603 | 2485.254 | 408
| 1604 | 2484.9854 | 408
| 1605 | 2484.8088 | 408
| 1606 | 2484.634 | 408
| 1607 | 2484.5081 | 408
| 1608 | 2484.4628 | 408
| 1609 | 2484.3393 | 408
| 1610 | 2483.9835 | 408
| 1611 | 2483.9141 | 408
| 1612 | 2483.7915 | 408
| 1613 | 2483.6997 | 408
| 1614 | 2483.6166 | 408
| 1615 | 2483.4095 | 408
| 1616 | 2483.2055 | 408
| 1617 | 2482.9194 | 408
| 1618 | 2482.7522 | 408
| 1619 | 2482.5114 | 408
| 1620 | 2482.3362 | 408
| 1621 | 2481.9726 | 408
| 1622 | 2481.8373 | 408
| 1623 | 2481.7452 | 408
| 1624 | 2481.5982 | 408
| 1625 | 2481.4624 | 408
| 1626 | 2481.2422 | 408
| 1627 | 2481.1386 | 408
| 1628 | 2480.604 | 408
| 1629 | 2480.4158 | 408
| 1630 | 2480.1922 | 408
| 1631 | 2480.0957 | 408
| 1632 | 2479.7562 | 408
| 1633 | 2479.5462 | 408
| 1634 | 2479.4089 | 408
| 1635 | 2479.3286 | 408
| 1636 | 2479.0691 | 408
| 1637 | 2478.7975 | 408
| 1638 | 2478.6905 | 408
| 1639 | 2478.5677 | 408
| 1640 | 2478.4486 | 408
| 1641 | 2478.2075 | 408
| 1642 | 2478.0306 | 408
| 1643 | 2477.8424 | 408
| 1644 | 2477.7817 | 408
| 1645 | 2477.5531 | 408
| 1646 | 2477.2707 | 408
| 1647 | 2477.0319 | 408
| 1648 | 2476.9165 | 408
| 1649 | 2476.6878 | 408
| 1650 | 2476.4378 | 408
| 1651 | 2476.1825 | 408
| 1652 | 2475.983 | 408
| 1653 | 2475.8664 | 408
| 1654 | 2475.6918 | 408
| 1655 | 2475.431 | 408
| 1656 | 2475.2693 | 408
| 1657 | 2475.0432 | 408
| 1658 | 2474.8984 | 408
| 1659 | 2474.834 | 408
| 1660 | 2474.6212 | 408
| 1661 | 2474.5581 | 408
| 1662 | 2474.4298 | 408
| 1663 | 2474.164 | 408
| 1664 | 2474.0493 | 408
| 1665 | 2473.871 | 408
| 1666 | 2473.7095 | 408
| 1667 | 2473.5436 | 408
| 1668 | 2473.4385 | 408
| 1669 | 2473.0843 | 408
| 1670 | 2472.9899 | 408
| 1671 | 2472.7871 | 408
| 1672 | 2472.5328 | 408
| 1673 | 2472.2724 | 408
| 1674 | 2472.0647 | 408
| 1675 | 2471.8356 | 408
| 1676 | 2471.659 | 408
| 1677 | 2471.4542 | 408
| 1678 | 2471.2802 | 408
| 1679 | 2471.1435 | 408
| 1680 | 2470.7541 | 408
| 1681 | 2470.4641 | 408
| 1682 | 2470.1217 | 408
| 1683 | 2469.8803 | 408
| 1684 | 2469.5224 | 408
| 1685 | 2469.4818 | 408
| 1686 | 2469.3486 | 408
| 1687 | 2469.1951 | 408
| 1688 | 2469.0935 | 408
| 1689 | 2468.9596 | 408
| 1690 | 2468.8268 | 408
| 1691 | 2468.6431 | 408
| 1692 | 2468.4111 | 408
| 1693 | 2468.2461 | 408
| 1694 | 2468.0578 | 408
| 1695 | 2467.909 | 408
| 1696 | 2467.748 | 408
| 1697 | 2467.5479 | 408
| 1698 | 2467.3663 | 408
| 1699 | 2467.2475 | 408
| 1700 | 2466.9042 | 408
| 1701 | 2466.8603 | 408
| 1702 | 2466.6553 | 408
| 1703 | 2466.5901 | 408
| 1704 | 2466.4246 | 408
| 1705 | 2466.2941 | 408
| 1706 | 2466.0451 | 408
| 1707 | 2465.6831 | 408
| 1708 | 2465.562 | 408
| 1709 | 2465.3399 | 408
| 1710 | 2465.1128 | 408
| 1711 | 2464.9839 | 408
| 1712 | 2464.834 | 408
| 1713 | 2464.5988 | 408
| 1714 | 2464.3472 | 408
| 1715 | 2464.1581 | 408
| 1716 | 2463.9227 | 408
| 1717 | 2463.7818 | 408
| 1718 | 2463.563 | 408
| 1719 | 2463.4297 | 408
| 1720 | 2463.3066 | 408
| 1721 | 2463.1823 | 408
| 1722 | 2463.0032 | 408
| 1723 | 2462.9089 | 408
| 1724 | 2462.7671 | 408
| 1725 | 2462.5498 | 408
| 1726 | 2462.3795 | 408
| 1727 | 2462.2028 | 408
| 1728 | 2462.1023 | 408
| 1729 | 2462.031 | 408
| 1730 | 2461.9068 | 408
| 1731 | 2461.7548 | 408
| 1732 | 2461.5977 | 408
| 1733 | 2461.5335 | 408
| 1734 | 2461.3731 | 408
| 1735 | 2461.2602 | 408
| 1736 | 2461.0576 | 408
| 1737 | 2460.8844 | 408
| 1738 | 2460.5352 | 408
| 1739 | 2460.3518 | 408
| 1740 | 2460.1921 | 408
| 1741 | 2459.9219 | 408
| 1742 | 2459.7688 | 408
| 1743 | 2459.716 | 408
| 1744 | 2459.64 | 408
| 1745 | 2459.4953 | 408
| 1746 | 2459.379 | 408
| 1747 | 2459.241 | 408
| 1748 | 2459.1318 | 408
| 1749 | 2459.0644 | 408
| 1750 | 2458.8082 | 408
| 1751 | 2458.6776 | 408
| 1752 | 2458.5395 | 408
| 1753 | 2458.3546 | 408
| 1754 | 2458.1447 | 408
| 1755 | 2457.9197 | 408
| 1756 | 2457.8386 | 408
| 1757 | 2457.7433 | 408
| 1758 | 2457.5213 | 408
| 1759 | 2457.297 | 408
| 1760 | 2457.0698 | 408
| 1761 | 2456.9537 | 408
| 1762 | 2456.7027 | 408
| 1763 | 2456.5906 | 408
| 1764 | 2456.3491 | 408
| 1765 | 2456.1888 | 408
| 1766 | 2455.9009 | 408
| 1767 | 2455.7788 | 408
| 1768 | 2455.7213 | 408
| 1769 | 2455.5069 | 408
| 1770 | 2455.3884 | 408
| 1771 | 2455.3072 | 408
| 1772 | 2455.2721 | 408
| 1773 | 2455.1043 | 408
| 1774 | 2454.9138 | 408
| 1775 | 2454.7137 | 408
| 1776 | 2454.5653 | 408
| 1777 | 2454.3683 | 408
| 1778 | 2454.2848 | 408
| 1779 | 2454.0716 | 408
| 1780 | 2453.9456 | 408
| 1781 | 2453.8535 | 408
| 1782 | 2453.7502 | 408
| 1783 | 2453.7006 | 408
| 1784 | 2453.5108 | 408
| 1785 | 2453.1888 | 408
| 1786 | 2453.1115 | 408
| 1787 | 2453.0138 | 408
| 1788 | 2452.9182 | 408
| 1789 | 2452.7681 | 408
| 1790 | 2452.6328 | 408
| 1791 | 2452.5444 | 408
| 1792 | 2452.3433 | 408
| 1793 | 2452.1938 | 408
| 1794 | 2451.9938 | 408
| 1795 | 2451.6794 | 408
| 1796 | 2451.4932 | 408
| 1797 | 2451.1851 | 408
| 1798 | 2451.0426 | 408
| 1799 | 2450.618 | 408
| 1800 | 2450.4355 | 408
| 1801 | 2450.2965 | 408
| 1802 | 2450.0484 | 408
| 1803 | 2449.917 | 408
| 1804 | 2449.6147 | 408
| 1805 | 2449.4698 | 408
| 1806 | 2449.3223 | 408
| 1807 | 2449.1239 | 408
| 1808 | 2448.8882 | 408
| 1809 | 2448.5201 | 408
| 1810 | 2448.3994 | 408
| 1811 | 2448.0719 | 408
| 1812 | 2447.9492 | 408
| 1813 | 2447.8483 | 408
| 1814 | 2447.7792 | 408
| 1815 | 2447.6523 | 408
| 1816 | 2447.5166 | 408
| 1817 | 2447.4003 | 408
| 1818 | 2447.3102 | 408
| 1819 | 2447.1781 | 408
| 1820 | 2447.0579 | 408
| 1821 | 2446.8929 | 408
| 1822 | 2446.826 | 408
| 1823 | 2446.6765 | 408
| 1824 | 2446.4916 | 408
| 1825 | 2446.321 | 408
| 1826 | 2445.9741 | 408
| 1827 | 2445.8286 | 408
| 1828 | 2445.7153 | 408
| 1829 | 2445.4993 | 408
| 1830 | 2445.3346 | 408
| 1831 | 2444.9743 | 408
| 1832 | 2444.7603 | 408
| 1833 | 2444.5345 | 408
| 1834 | 2444.3715 | 408
| 1835 | 2444.1753 | 408
| 1836 | 2444.0334 | 408
| 1837 | 2443.8588 | 408
| 1838 | 2443.5769 | 408
| 1839 | 2443.4137 | 408
| 1840 | 2443.0534 | 408
| 1841 | 2442.9856 | 408
| 1842 | 2442.8289 | 408
| 1843 | 2442.6912 | 408
| 1844 | 2442.502 | 408
| 1845 | 2442.2914 | 408
| 1846 | 2442.1081 | 408
| 1847 | 2441.8146 | 408
| 1848 | 2441.598 | 408
| 1849 | 2441.4875 | 408
| 1850 | 2441.2588 | 408
| 1851 | 2441.0868 | 408
| 1852 | 2440.8178 | 408
| 1853 | 2440.723 | 408
| 1854 | 2440.676 | 408
| 1855 | 2440.6381 | 408
| 1856 | 2440.5336 | 408
| 1857 | 2440.3071 | 408
| 1858 | 2439.98 | 408
| 1859 | 2439.7685 | 408
| 1860 | 2439.5465 | 408
| 1861 | 2439.3951 | 408
| 1862 | 2439.1071 | 408
| 1863 | 2439.0029 | 408
| 1864 | 2438.8835 | 408
| 1865 | 2438.6898 | 408
| 1866 | 2438.6275 | 408
| 1867 | 2438.3977 | 408
| 1868 | 2438.2464 | 408
| 1869 | 2438.142 | 408
| 1870 | 2438.0283 | 408
| 1871 | 2437.8441 | 408
| 1872 | 2437.6755 | 408
| 1873 | 2437.6254 | 408
| 1874 | 2437.5689 | 408
| 1875 | 2437.4476 | 408
| 1876 | 2437.1818 | 408
| 1877 | 2436.9375 | 408
| 1878 | 2436.8716 | 408
| 1879 | 2436.6513 | 408
| 1880 | 2436.4317 | 408
| 1881 | 2436.2937 | 408
| 1882 | 2436.098 | 408
| 1883 | 2435.9528 | 408
| 1884 | 2435.9146 | 408
| 1885 | 2435.747 | 408
| 1886 | 2435.4784 | 408
| 1887 | 2435.4189 | 408
| 1888 | 2435.3203 | 408
| 1889 | 2435.1811 | 408
| 1890 | 2435.1041 | 408
| 1891 | 2435.0058 | 408
| 1892 | 2434.9435 | 408
| 1893 | 2434.8853 | 408
| 1894 | 2434.5587 | 408
| 1895 | 2434.4239 | 408
| 1896 | 2434.0075 | 408
| 1897 | 2433.9358 | 408
| 1898 | 2433.6548 | 408
| 1899 | 2433.5735 | 408
| 1900 | 2433.4803 | 408
| 1901 | 2433.3796 | 408
| 1902 | 2433.19 | 408
| 1903 | 2433.0436 | 408
| 1904 | 2432.8945 | 408
| 1905 | 2432.7096 | 408
| 1906 | 2432.5663 | 408
| 1907 | 2432.4657 | 408
| 1908 | 2432.2815 | 408
| 1909 | 2432.0258 | 408
| 1910 | 2431.8954 | 408
| 1911 | 2431.7744 | 408
| 1912 | 2431.6484 | 408
| 1913 | 2431.4775 | 408
| 1914 | 2431.4655 | 408
| 1915 | 2431.3723 | 408
| 1916 | 2431.2216 | 408
| 1917 | 2431.0095 | 408
| 1918 | 2430.8962 | 408
| 1919 | 2430.7383 | 408
| 1920 | 2430.6364 | 408
| 1921 | 2430.5545 | 408
| 1922 | 2430.4319 | 408
| 1923 | 2430.2904 | 408
| 1924 | 2430.0904 | 408
| 1925 | 2429.9688 | 408
| 1926 | 2429.7797 | 408
| 1927 | 2429.7072 | 408
| 1928 | 2429.6389 | 408
| 1929 | 2429.4295 | 408
| 1930 | 2429.3646 | 408
| 1931 | 2429.1501 | 408
| 1932 | 2429.0239 | 408
| 1933 | 2428.8865 | 408
| 1934 | 2428.8055 | 408
| 1935 | 2428.7099 | 408
| 1936 | 2428.6315 | 408
| 1937 | 2428.2239 | 408
| 1938 | 2428.128 | 408
| 1939 | 2428.0051 | 408
| 1940 | 2427.7872 | 408
| 1941 | 2427.7126 | 408
| 1942 | 2427.6083 | 408
| 1943 | 2427.4275 | 408
| 1944 | 2427.3704 | 408
| 1945 | 2427.1797 | 408
| 1946 | 2426.9078 | 408
| 1947 | 2426.5444 | 408
| 1948 | 2426.3993 | 408
| 1949 | 2426.2109 | 408
| 1950 | 2425.9059 | 408
| 1951 | 2425.8559 | 408
| 1952 | 2425.6588 | 408
| 1953 | 2425.4908 | 408
| 1954 | 2425.3263 | 408
| 1955 | 2425.1168 | 408
| 1956 | 2424.9716 | 408
| 1957 | 2424.8236 | 408
| 1958 | 2424.7426 | 408
| 1959 | 2424.674 | 408
| 1960 | 2424.594 | 408
| 1961 | 2424.4592 | 408
| 1962 | 2424.2523 | 408
| 1963 | 2424.1899 | 408
| 1964 | 2424.0464 | 408
| 1965 | 2424.0084 | 408
| 1966 | 2423.793 | 408
| 1967 | 2423.5664 | 408
| 1968 | 2423.4606 | 408
| 1969 | 2423.3941 | 408
| 1970 | 2423.2864 | 408
| 1971 | 2423.1648 | 408
| 1972 | 2422.9613 | 408
| 1973 | 2422.8734 | 408
| 1974 | 2422.7866 | 408
| 1975 | 2422.6852 | 408
| 1976 | 2422.6045 | 408
| 1977 | 2422.527 | 408
| 1978 | 2422.2695 | 408
| 1979 | 2422.1446 | 408
| 1980 | 2421.9055 | 408
| 1981 | 2421.6763 | 408
| 1982 | 2421.4586 | 408
| 1983 | 2421.434 | 408
| 1984 | 2421.3306 | 408
| 1985 | 2421.1902 | 408
| 1986 | 2421.0769 | 408
| 1987 | 2420.9175 | 408
| 1988 | 2420.806 | 408
| 1989 | 2420.739 | 408
| 1990 | 2420.5996 | 408
| 1991 | 2420.3714 | 408
| 1992 | 2420.2506 | 408
| 1993 | 2420.0268 | 408
| 1994 | 2419.9628 | 408
| 1995 | 2419.8683 | 408
| 1996 | 2419.7395 | 408
| 1997 | 2419.6541 | 408
| 1998 | 2419.515 | 408
| 1999 | 2419.4955 | 408
| 2000 | 2419.3289 | 408
| 2001 | 2419.2213 | 408
| 2002 | 2419.0092 | 408
| 2003 | 2418.8192 | 408
| 2004 | 2418.7729 | 408
| 2005 | 2418.5799 | 408
| 2006 | 2418.3059 | 408
| 2007 | 2418.1813 | 408
| 2008 | 2418.0764 | 408
| 2009 | 2417.8934 | 408
| 2010 | 2417.7708 | 408
| 2011 | 2417.6748 | 408
| 2012 | 2417.6529 | 408
| 2013 | 2417.58 | 408
| 2014 | 2417.4837 | 408
| 2015 | 2417.3649 | 408
| 2016 | 2417.1962 | 408
| 2017 | 2417.1007 | 408
| 2018 | 2416.954 | 408
| 2019 | 2416.8779 | 408
| 2020 | 2416.7322 | 408
| 2021 | 2416.3774 | 408
| 2022 | 2416.1196 | 408
| 2023 | 2415.9768 | 408
| 2024 | 2415.8909 | 408
| 2025 | 2415.7072 | 408
| 2026 | 2415.592 | 408
| 2027 | 2415.3937 | 408
| 2028 | 2415.184 | 408
| 2029 | 2414.9775 | 408
| 2030 | 2414.8378 | 408
| 2031 | 2414.5551 | 408
| 2032 | 2414.4104 | 408
| 2033 | 2414.2622 | 408
| 2034 | 2414.0393 | 408
| 2035 | 2413.8136 | 408
| 2036 | 2413.7123 | 408
| 2037 | 2413.6634 | 408
| 2038 | 2413.5632 | 408
| 2039 | 2413.4927 | 408
| 2040 | 2413.3669 | 408
| 2041 | 2413.1532 | 408
| 2042 | 2412.9579 | 408
| 2043 | 2412.807 | 408
| 2044 | 2412.591 | 408
| 2045 | 2412.5283 | 408
| 2046 | 2412.2793 | 408
| 2047 | 2412.1208 | 408
| 2048 | 2412.0456 | 408
| 2049 | 2411.963 | 408
| 2050 | 2411.8112 | 408
| 2051 | 2411.6894 | 408
| 2052 | 2411.3841 | 408
| 2053 | 2411.0864 | 408
| 2054 | 2410.9949 | 408
| 2055 | 2410.9357 | 408
| 2056 | 2410.7545 | 408
| 2057 | 2410.5199 | 408
| 2058 | 2410.4383 | 408
| 2059 | 2410.3195 | 408
| 2060 | 2410.1541 | 408
| 2061 | 2410.0035 | 408
| 2062 | 2409.8427 | 408
| 2063 | 2409.7906 | 408
| 2064 | 2409.763 | 408
| 2065 | 2409.695 | 408
| 2066 | 2409.611 | 408
| 2067 | 2409.5584 | 408
| 2068 | 2409.3645 | 408
| 2069 | 2409.2061 | 408
| 2070 | 2408.9295 | 408
| 2071 | 2408.8769 | 408
| 2072 | 2408.6717 | 408
| 2073 | 2408.4926 | 408
| 2074 | 2408.4244 | 408
| 2075 | 2408.2664 | 408
| 2076 | 2408.1197 | 408
| 2077 | 2407.9697 | 408
| 2078 | 2407.8968 | 408
| 2079 | 2407.7012 | 408
| 2080 | 2407.5229 | 408
| 2081 | 2407.304 | 408
| 2082 | 2407.1455 | 408
| 2083 | 2406.9194 | 408
| 2084 | 2406.8145 | 408
| 2085 | 2406.6035 | 408
| 2086 | 2406.4563 | 408
| 2087 | 2406.3851 | 408
| 2088 | 2406.205 | 408
| 2089 | 2406.0076 | 408
| 2090 | 2405.8793 | 408
| 2091 | 2405.7263 | 408
| 2092 | 2405.6308 | 408
| 2093 | 2405.3757 | 408
| 2094 | 2405.2989 | 408
| 2095 | 2405.2055 | 408
| 2096 | 2405.1058 | 408
| 2097 | 2404.9113 | 408
| 2098 | 2404.7109 | 408
| 2099 | 2404.6123 | 408
| 2100 | 2404.3933 | 408
| 2101 | 2404.302 | 408
| 2102 | 2404.2639 | 408
| 2103 | 2404.0865 | 408
| 2104 | 2404.032 | 408
| 2105 | 2403.7738 | 408
| 2106 | 2403.6462 | 408
| 2107 | 2403.5041 | 408
| 2108 | 2403.3401 | 408
| 2109 | 2403.3165 | 408
| 2110 | 2403.1695 | 408
| 2111 | 2402.9233 | 408
| 2112 | 2402.8167 | 408
| 2113 | 2402.6359 | 408
| 2114 | 2402.3951 | 408
| 2115 | 2402.2751 | 408
| 2116 | 2402.1596 | 408
| 2117 | 2401.9821 | 408
| 2118 | 2401.7547 | 408
| 2119 | 2401.6462 | 408
| 2120 | 2401.5513 | 408
| 2121 | 2401.5243 | 408
| 2122 | 2401.4456 | 408
| 2123 | 2401.289 | 408
| 2124 | 2401.1316 | 408
| 2125 | 2401.0916 | 408
| 2126 | 2400.9763 | 408
| 2127 | 2400.8746 | 408
| 2128 | 2400.6384 | 408
| 2129 | 2400.529 | 408
| 2130 | 2400.3874 | 408
| 2131 | 2400.2751 | 408
| 2132 | 2400.1222 | 408
| 2133 | 2399.8304 | 408
| 2134 | 2399.7385 | 408
| 2135 | 2399.6296 | 408
| 2136 | 2399.5585 | 408
| 2137 | 2399.4703 | 408
| 2138 | 2399.4541 | 408
| 2139 | 2399.4002 | 408
| 2140 | 2399.2423 | 408
| 2141 | 2399.0861 | 408
| 2142 | 2398.9483 | 408
| 2143 | 2398.8044 | 408
| 2144 | 2398.7509 | 408
| 2145 | 2398.6377 | 408
| 2146 | 2398.5178 | 408
| 2147 | 2398.4822 | 408
| 2148 | 2398.3282 | 408
| 2149 | 2398.2179 | 408
| 2150 | 2398.0845 | 408
| 2151 | 2397.8749 | 408
| 2152 | 2397.7573 | 408
| 2153 | 2397.7202 | 408
| 2154 | 2397.5563 | 408
| 2155 | 2397.4917 | 408
| 2156 | 2397.3187 | 408
| 2157 | 2397.181 | 408
| 2158 | 2397.1349 | 408
| 2159 | 2397.0634 | 408
| 2160 | 2396.8223 | 408
| 2161 | 2396.6538 | 408
| 2162 | 2396.5746 | 408
| 2163 | 2396.5066 | 408
| 2164 | 2396.2783 | 408
| 2165 | 2396.1685 | 408
| 2166 | 2396.0095 | 408
| 2167 | 2395.8998 | 408
| 2168 | 2395.8194 | 408
| 2169 | 2395.6975 | 408
| 2170 | 2395.6455 | 408
| 2171 | 2395.5973 | 408
| 2172 | 2395.3164 | 408
| 2173 | 2395.1765 | 408
| 2174 | 2395.0906 | 408
| 2175 | 2394.9455 | 408
| 2176 | 2394.7522 | 408
| 2177 | 2394.6024 | 408
| 2178 | 2394.4955 | 408
| 2179 | 2394.3958 | 408
| 2180 | 2394.3013 | 408
| 2181 | 2394.1597 | 408
| 2182 | 2394.1168 | 408
| 2183 | 2393.9916 | 408
| 2184 | 2393.8978 | 408
| 2185 | 2393.6496 | 408
| 2186 | 2393.5415 | 408
| 2187 | 2393.3501 | 408
| 2188 | 2393.2609 | 408
| 2189 | 2393.0026 | 408
| 2190 | 2392.8869 | 408
| 2191 | 2392.6207 | 408
| 2192 | 2392.5426 | 408
| 2193 | 2392.2726 | 408
| 2194 | 2392.0378 | 408
| 2195 | 2391.8173 | 408
| 2196 | 2391.6619 | 408
| 2197 | 2391.4209 | 408
| 2198 | 2391.2358 | 408
| 2199 | 2391.1608 | 408
| 2200 | 2390.9534 | 408
| 2201 | 2390.8473 | 408
| 2202 | 2390.739 | 408
| 2203 | 2390.6297 | 408
| 2204 | 2390.5087 | 408
| 2205 | 2390.4283 | 408
| 2206 | 2390.3006 | 408
| 2207 | 2390.1567 | 408
| 2208 | 2390.1203 | 408
| 2209 | 2390.0219 | 408
| 2210 | 2389.9558 | 408
| 2211 | 2389.8879 | 408
| 2212 | 2389.8227 | 408
| 2213 | 2389.7466 | 408
| 2214 | 2389.6101 | 408
| 2215 | 2389.4084 | 408
| 2216 | 2389.2922 | 408
| 2217 | 2389.1718 | 408
| 2218 | 2388.9899 | 408
| 2219 | 2388.8922 | 408
| 2220 | 2388.8307 | 408
| 2221 | 2388.7939 | 408
| 2222 | 2388.5587 | 408
| 2223 | 2388.531 | 408
| 2224 | 2388.3388 | 408
| 2225 | 2388.2357 | 408
| 2226 | 2388.0612 | 408
| 2227 | 2387.9083 | 408
| 2228 | 2387.864 | 408
| 2229 | 2387.7004 | 408
| 2230 | 2387.5873 | 408
| 2231 | 2387.5502 | 408
| 2232 | 2387.4058 | 408
| 2233 | 2387.2995 | 408
| 2234 | 2387.1439 | 408
| 2235 | 2386.9501 | 408
| 2236 | 2386.8861 | 408
| 2237 | 2386.7581 | 408
| 2238 | 2386.5777 | 408
| 2239 | 2386.4399 | 408
| 2240 | 2386.3011 | 408
| 2241 | 2386.1207 | 408
| 2242 | 2385.9789 | 408
| 2243 | 2385.8203 | 408
| 2244 | 2385.7473 | 408
| 2245 | 2385.5557 | 408
| 2246 | 2385.455 | 408
| 2247 | 2385.3144 | 408
| 2248 | 2385.2605 | 408
| 2249 | 2385.208 | 408
| 2250 | 2385.1679 | 408
| 2251 | 2384.9351 | 408
| 2252 | 2384.8483 | 408
| 2253 | 2384.7469 | 408
| 2254 | 2384.6759 | 408
| 2255 | 2384.6045 | 408
| 2256 | 2384.5171 | 408
| 2257 | 2384.2957 | 408
| 2258 | 2384.1883 | 408
| 2259 | 2384.0663 | 408
| 2260 | 2383.9429 | 408
| 2261 | 2383.7558 | 408
| 2262 | 2383.5885 | 408
| 2263 | 2383.4528 | 408
| 2264 | 2383.2815 | 408
| 2265 | 2383.0973 | 408
| 2266 | 2383.0114 | 408
| 2267 | 2382.8994 | 408
| 2268 | 2382.8384 | 408
| 2269 | 2382.7543 | 408
| 2270 | 2382.6636 | 408
| 2271 | 2382.5566 | 408
| 2272 | 2382.4214 | 408
| 2273 | 2382.3058 | 408
| 2274 | 2382.1892 | 408
| 2275 | 2382.0651 | 408
| 2276 | 2381.9783 | 408
| 2277 | 2381.8488 | 408
| 2278 | 2381.776 | 408
| 2279 | 2381.7028 | 408
| 2280 | 2381.6058 | 408
| 2281 | 2381.453 | 408
| 2282 | 2381.346 | 408
| 2283 | 2381.2012 | 408
| 2284 | 2381.1311 | 408
| 2285 | 2380.9891 | 408
| 2286 | 2380.8749 | 408
| 2287 | 2380.6453 | 408
| 2288 | 2380.4908 | 408
| 2289 | 2380.3786 | 408
| 2290 | 2380.3091 | 408
| 2291 | 2380.1614 | 408
| 2292 | 2380.0561 | 408
| 2293 | 2379.883 | 408
| 2294 | 2379.8383 | 408
| 2295 | 2379.5894 | 408
| 2296 | 2379.3703 | 408
| 2297 | 2379.2743 | 408
| 2298 | 2379.1118 | 408
| 2299 | 2378.7908 | 408
| 2300 | 2378.776 | 408
| 2301 | 2378.5005 | 408
| 2302 | 2378.3183 | 408
| 2303 | 2378.1542 | 408
| 2304 | 2378.0532 | 408
| 2305 | 2377.9315 | 408
| 2306 | 2377.6852 | 408
| 2307 | 2377.5734 | 408
| 2308 | 2377.4873 | 408
| 2309 | 2377.4468 | 408
| 2310 | 2377.3389 | 408
| 2311 | 2377.2011 | 408
| 2312 | 2377.0317 | 408
| 2313 | 2376.9911 | 408
| 2314 | 2376.8593 | 408
| 2315 | 2376.7136 | 408
| 2316 | 2376.5761 | 408
| 2317 | 2376.5104 | 408
| 2318 | 2376.4107 | 408
| 2319 | 2376.3255 | 408
| 2320 | 2376.2341 | 408
| 2321 | 2376.1965 | 408
| 2322 | 2376.0667 | 408
| 2323 | 2375.9008 | 408
| 2324 | 2375.8255 | 408
| 2325 | 2375.7614 | 408
| 2326 | 2375.6702 | 408
| 2327 | 2375.6248 | 408
| 2328 | 2375.5733 | 408
| 2329 | 2375.5112 | 408
| 2330 | 2375.3385 | 408
| 2331 | 2375.2165 | 408
| 2332 | 2375.1592 | 408
| 2333 | 2375.0641 | 408
| 2334 | 2375.0274 | 408
| 2335 | 2374.8769 | 408
| 2336 | 2374.7525 | 408
| 2337 | 2374.6049 | 408
| 2338 | 2374.4944 | 408
| 2339 | 2374.4036 | 408
| 2340 | 2374.3328 | 408
| 2341 | 2374.1653 | 408
| 2342 | 2374.1169 | 408
| 2343 | 2373.9692 | 408
| 2344 | 2373.8517 | 408
| 2345 | 2373.6948 | 408
| 2346 | 2373.5595 | 408
| 2347 | 2373.4857 | 408
| 2348 | 2373.4349 | 408
| 2349 | 2373.3154 | 408
| 2350 | 2373.0306 | 408
| 2351 | 2372.9784 | 408
| 2352 | 2372.8422 | 408
| 2353 | 2372.7426 | 408
| 2354 | 2372.615 | 408
| 2355 | 2372.5827 | 408
| 2356 | 2372.4755 | 408
| 2357 | 2372.3497 | 408
| 2358 | 2372.1934 | 408
| 2359 | 2371.9101 | 408
| 2360 | 2371.7975 | 408
| 2361 | 2371.6196 | 408
| 2362 | 2371.3985 | 408
| 2363 | 2371.2367 | 408
| 2364 | 2371.0434 | 408
| 2365 | 2370.9754 | 408
| 2366 | 2370.8692 | 408
| 2367 | 2370.7497 | 408
| 2368 | 2370.6172 | 408
| 2369 | 2370.4902 | 408
| 2370 | 2370.3174 | 408
| 2371 | 2370.2324 | 408
| 2372 | 2370.1312 | 408
| 2373 | 2369.9387 | 408
| 2374 | 2369.8139 | 408
| 2375 | 2369.6591 | 408
| 2376 | 2369.5855 | 408
| 2377 | 2369.5733 | 408
| 2378 | 2369.4481 | 408
| 2379 | 2369.2984 | 408
| 2380 | 2369.2229 | 408
| 2381 | 2369.1493 | 408
| 2382 | 2368.9574 | 408
| 2383 | 2368.9026 | 408
| 2384 | 2368.8081 | 408
| 2385 | 2368.5736 | 408
| 2386 | 2368.5065 | 408
| 2387 | 2368.3386 | 408
| 2388 | 2368.2045 | 408
| 2389 | 2368.1553 | 408
| 2390 | 2368.0501 | 408
| 2391 | 2367.9889 | 408
| 2392 | 2367.8515 | 408
| 2393 | 2367.7003 | 408
| 2394 | 2367.5802 | 408
| 2395 | 2367.5098 | 408
| 2396 | 2367.3376 | 408
| 2397 | 2367.1943 | 408
| 2398 | 2367.0655 | 408
| 2399 | 2366.8521 | 408
| 2400 | 2366.7034 | 408
| 2401 | 2366.4636 | 408
| 2402 | 2366.3028 | 408
| 2403 | 2366.2544 | 408
| 2404 | 2366.2004 | 408
| 2405 | 2366.1624 | 408
| 2406 | 2366.0785 | 408
| 2407 | 2365.9164 | 408
| 2408 | 2365.7155 | 408
| 2409 | 2365.6495 | 408
| 2410 | 2365.5688 | 408
| 2411 | 2365.3468 | 408
| 2412 | 2365.2009 | 408
| 2413 | 2365.0715 | 408
| 2414 | 2364.9574 | 408
| 2415 | 2364.8067 | 408
| 2416 | 2364.7414 | 408
| 2417 | 2364.5787 | 408
| 2418 | 2364.3513 | 408
| 2419 | 2364.2936 | 408
| 2420 | 2364.1487 | 408
| 2421 | 2363.9071 | 408
| 2422 | 2363.8462 | 408
| 2423 | 2363.7389 | 408
| 2424 | 2363.6636 | 408
| 2425 | 2363.5666 | 408
| 2426 | 2363.4216 | 408
| 2427 | 2363.3802 | 408
| 2428 | 2363.1881 | 408
| 2429 | 2363.1228 | 408
| 2430 | 2362.9806 | 408
| 2431 | 2362.8927 | 408
| 2432 | 2362.8136 | 408
| 2433 | 2362.7491 | 408
| 2434 | 2362.6051 | 408
| 2435 | 2362.4583 | 408
| 2436 | 2362.2163 | 408
| 2437 | 2362.0404 | 408
| 2438 | 2361.9626 | 408
| 2439 | 2361.7205 | 408
| 2440 | 2361.5786 | 408
| 2441 | 2361.4475 | 408
| 2442 | 2361.3135 | 408
| 2443 | 2361.0906 | 408
| 2444 | 2361.0628 | 408
| 2445 | 2360.9973 | 408
| 2446 | 2360.8044 | 408
| 2447 | 2360.5794 | 408
| 2448 | 2360.4768 | 408
| 2449 | 2360.2849 | 408
| 2450 | 2360.1046 | 408
| 2451 | 2360.0453 | 408
| 2452 | 2359.958 | 408
| 2453 | 2359.8331 | 408
| 2454 | 2359.7238 | 408
| 2455 | 2359.6098 | 408
| 2456 | 2359.4928 | 408
| 2457 | 2359.307 | 408
| 2458 | 2359.2103 | 408
| 2459 | 2359.1229 | 408
| 2460 | 2358.9305 | 408
| 2461 | 2358.7731 | 408
| 2462 | 2358.7084 | 408
| 2463 | 2358.5701 | 408
| 2464 | 2358.4965 | 408
| 2465 | 2358.358 | 408
| 2466 | 2357.9671 | 408
| 2467 | 2357.7635 | 408
| 2468 | 2357.6878 | 408
| 2469 | 2357.5773 | 408
| 2470 | 2357.5332 | 408
| 2471 | 2357.4779 | 408
| 2472 | 2357.3093 | 408
| 2473 | 2357.1561 | 408
| 2474 | 2357.0217 | 408
| 2475 | 2356.8159 | 408
| 2476 | 2356.7293 | 408
| 2477 | 2356.6461 | 408
| 2478 | 2356.5139 | 408
| 2479 | 2356.4655 | 408
| 2480 | 2356.3668 | 408
| 2481 | 2356.2736 | 408
| 2482 | 2356.1788 | 408
| 2483 | 2356.0544 | 408
| 2484 | 2355.9381 | 408
| 2485 | 2355.743 | 408
| 2486 | 2355.6671 | 408
| 2487 | 2355.6265 | 408
| 2488 | 2355.5789 | 408
| 2489 | 2355.5622 | 408
| 2490 | 2355.4031 | 408
| 2491 | 2355.3301 | 408
| 2492 | 2355.1892 | 408
| 2493 | 2354.9105 | 408
| 2494 | 2354.6872 | 408
| 2495 | 2354.584 | 408
| 2496 | 2354.46 | 408
| 2497 | 2354.343 | 408
| 2498 | 2354.1384 | 408
| 2499 | 2354.0253 | 408
| 2500 | 2353.8817 | 408
| 2501 | 2353.7175 | 408
| 2502 | 2353.5003 | 408
| 2503 | 2353.3389 | 408
| 2504 | 2353.2653 | 408
| 2505 | 2353.1541 | 408
| 2506 | 2353.0033 | 408
| 2507 | 2352.9165 | 408
| 2508 | 2352.8587 | 408
| 2509 | 2352.7812 | 408
| 2510 | 2352.6231 | 408
| 2511 | 2352.545 | 408
| 2512 | 2352.3927 | 408
| 2513 | 2352.2982 | 408
| 2514 | 2352.2033 | 408
| 2515 | 2352.0888 | 408
| 2516 | 2351.9823 | 408
| 2517 | 2351.8656 | 408
| 2518 | 2351.6663 | 408
| 2519 | 2351.4958 | 408
| 2520 | 2351.4548 | 408
| 2521 | 2351.362 | 408
| 2522 | 2351.2519 | 408
| 2523 | 2351.0258 | 408
| 2524 | 2350.8153 | 408
| 2525 | 2350.7305 | 408
| 2526 | 2350.6609 | 408
| 2527 | 2350.579 | 408
| 2528 | 2350.5563 | 408
| 2529 | 2350.3472 | 408
| 2530 | 2350.2309 | 408
| 2531 | 2350.1836 | 408
| 2532 | 2350.1268 | 408
| 2533 | 2350.0087 | 408
| 2534 | 2349.972 | 408
| 2535 | 2349.8784 | 408
| 2536 | 2349.7261 | 408
| 2537 | 2349.6582 | 408
| 2538 | 2349.6198 | 408
| 2539 | 2349.4566 | 408
| 2540 | 2349.3713 | 408
| 2541 | 2349.2068 | 408
| 2542 | 2349.0295 | 408
| 2543 | 2348.9484 | 408
| 2544 | 2348.8729 | 408
| 2545 | 2348.7745 | 408
| 2546 | 2348.6876 | 408
| 2547 | 2348.5665 | 408
| 2548 | 2348.4374 | 408
| 2549 | 2348.3206 | 408
| 2550 | 2348.3087 | 408
| 2551 | 2348.1914 | 408
| 2552 | 2348.048 | 408
| 2553 | 2347.8634 | 408
| 2554 | 2347.6569 | 408
| 2555 | 2347.4338 | 408
| 2556 | 2347.3102 | 408
| 2557 | 2347.1294 | 408
| 2558 | 2347.0076 | 408
| 2559 | 2346.9222 | 408
| 2560 | 2346.8542 | 408
| 2561 | 2346.666 | 408
| 2562 | 2346.5901 | 408
| 2563 | 2346.5342 | 408
| 2564 | 2346.4736 | 408
| 2565 | 2346.3974 | 408
| 2566 | 2346.3615 | 408
| 2567 | 2346.3077 | 408
| 2568 | 2346.1982 | 408
| 2569 | 2346.1248 | 408
| 2570 | 2345.898 | 408
| 2571 | 2345.7266 | 408
| 2572 | 2345.5491 | 408
| 2573 | 2345.456 | 408
| 2574 | 2345.354 | 408
| 2575 | 2345.278 | 408
| 2576 | 2345.1896 | 408
| 2577 | 2345.0239 | 408
| 2578 | 2344.8227 | 408
| 2579 | 2344.6529 | 408
| 2580 | 2344.5526 | 408
| 2581 | 2344.4858 | 408
| 2582 | 2344.4107 | 408
| 2583 | 2344.3525 | 408
| 2584 | 2344.0751 | 408
| 2585 | 2343.9458 | 408
| 2586 | 2343.7801 | 408
| 2587 | 2343.555 | 408
| 2588 | 2343.4163 | 408
| 2589 | 2343.2813 | 408
| 2590 | 2343.1754 | 408
| 2591 | 2343.0375 | 408
| 2592 | 2342.8616 | 408
| 2593 | 2342.7042 | 408
| 2594 | 2342.612 | 408
| 2595 | 2342.5379 | 408
| 2596 | 2342.3634 | 408
| 2597 | 2342.2787 | 408
| 2598 | 2342.1966 | 408
| 2599 | 2342.0854 | 408
| 2600 | 2342.0459 | 408
| 2601 | 2341.898 | 408
| 2602 | 2341.8562 | 408
| 2603 | 2341.7097 | 408
| 2604 | 2341.5768 | 408
| 2605 | 2341.5292 | 408
| 2606 | 2341.3366 | 408
| 2607 | 2341.3063 | 408
| 2608 | 2341.238 | 408
| 2609 | 2341.0902 | 408
| 2610 | 2341.031 | 408
| 2611 | 2340.9331 | 408
| 2612 | 2340.8353 | 408
| 2613 | 2340.7474 | 408
| 2614 | 2340.6161 | 408
| 2615 | 2340.5364 | 408
| 2616 | 2340.4695 | 408
| 2617 | 2340.3516 | 408
| 2618 | 2340.2765 | 408
| 2619 | 2340.1318 | 408
| 2620 | 2339.9223 | 408
| 2621 | 2339.7758 | 408
| 2622 | 2339.6268 | 408
| 2623 | 2339.5343 | 408
| 2624 | 2339.3926 | 408
| 2625 | 2339.3061 | 408
| 2626 | 2339.1433 | 408
| 2627 | 2339.0828 | 408
| 2628 | 2338.9362 | 408
| 2629 | 2338.8907 | 408
| 2630 | 2338.7167 | 408
| 2631 | 2338.5073 | 408
| 2632 | 2338.3627 | 408
| 2633 | 2338.2458 | 408
| 2634 | 2338.1733 | 408
| 2635 | 2338.028 | 408
| 2636 | 2337.837 | 408
| 2637 | 2337.6882 | 408
| 2638 | 2337.6415 | 408
| 2639 | 2337.5096 | 408
| 2640 | 2337.3071 | 408
| 2641 | 2337.0836 | 408
| 2642 | 2337.0221 | 408
| 2643 | 2336.9211 | 408
| 2644 | 2336.7532 | 408
| 2645 | 2336.6221 | 408
| 2646 | 2336.4347 | 408
| 2647 | 2336.3235 | 408
| 2648 | 2336.2657 | 408
| 2649 | 2336.1335 | 408
| 2650 | 2335.9473 | 408
| 2651 | 2335.8043 | 408
| 2652 | 2335.7399 | 408
| 2653 | 2335.6067 | 408
| 2654 | 2335.4456 | 408
| 2655 | 2335.3845 | 408
| 2656 | 2335.2556 | 408
| 2657 | 2335.1167 | 408
| 2658 | 2335.0445 | 408
| 2659 | 2334.948 | 408
| 2660 | 2334.8846 | 408
| 2661 | 2334.7549 | 408
| 2662 | 2334.6318 | 408
| 2663 | 2334.5764 | 408
| 2664 | 2334.4917 | 408
| 2665 | 2334.3992 | 408
| 2666 | 2334.2979 | 408
| 2667 | 2334.2226 | 408
| 2668 | 2334.1172 | 408
| 2669 | 2334.0361 | 408
| 2670 | 2333.9801 | 408
| 2671 | 2333.9093 | 408
| 2672 | 2333.8085 | 408
| 2673 | 2333.7261 | 408
| 2674 | 2333.6898 | 408
| 2675 | 2333.5075 | 408
| 2676 | 2333.3145 | 408
| 2677 | 2333.2176 | 408
| 2678 | 2333.0752 | 408
| 2679 | 2333.0105 | 408
| 2680 | 2332.8724 | 408
| 2681 | 2332.7718 | 408
| 2682 | 2332.6598 | 408
| 2683 | 2332.4511 | 408
| 2684 | 2332.4017 | 408
| 2685 | 2332.2747 | 408
| 2686 | 2332.218 | 408
| 2687 | 2332.1509 | 408
| 2688 | 2332.0162 | 408
| 2689 | 2331.8596 | 408
| 2690 | 2331.794 | 408
| 2691 | 2331.729 | 408
| 2692 | 2331.4801 | 408
| 2693 | 2331.3884 | 408
| 2694 | 2331.2857 | 408
| 2695 | 2331.176 | 408
| 2696 | 2331.1227 | 408
| 2697 | 2330.8695 | 408
| 2698 | 2330.7441 | 408
| 2699 | 2330.6959 | 408
| 2700 | 2330.6487 | 408
| 2701 | 2330.5204 | 408
| 2702 | 2330.4134 | 408
| 2703 | 2330.3067 | 408
| 2704 | 2330.2068 | 408
| 2705 | 2330.0663 | 408
| 2706 | 2329.9372 | 408
| 2707 | 2329.8465 | 408
| 2708 | 2329.7996 | 408
| 2709 | 2329.6884 | 408
| 2710 | 2329.5914 | 408
| 2711 | 2329.4406 | 408
| 2712 | 2329.3115 | 408
| 2713 | 2329.1465 | 408
| 2714 | 2329.0496 | 408
| 2715 | 2329.0256 | 408
| 2716 | 2328.9238 | 408
| 2717 | 2328.8613 | 408
| 2718 | 2328.8225 | 408
| 2719 | 2328.6319 | 408
| 2720 | 2328.5059 | 408
| 2721 | 2328.3674 | 408
| 2722 | 2328.3212 | 408
| 2723 | 2328.1727 | 408
| 2724 | 2328.0581 | 408
| 2725 | 2327.9215 | 408
| 2726 | 2327.8429 | 408
| 2727 | 2327.7283 | 408
| 2728 | 2327.5962 | 408
| 2729 | 2327.4207 | 408
| 2730 | 2327.171 | 408
| 2731 | 2327.1125 | 408
| 2732 | 2326.9484 | 408
| 2733 | 2326.8228 | 408
| 2734 | 2326.7105 | 408
| 2735 | 2326.6515 | 408
| 2736 | 2326.5643 | 408
| 2737 | 2326.5205 | 408
| 2738 | 2326.4513 | 408
| 2739 | 2326.3998 | 408
| 2740 | 2326.263 | 408
| 2741 | 2326.2175 | 408
| 2742 | 2326.1532 | 408
| 2743 | 2326.0344 | 408
| 2744 | 2325.8893 | 408
| 2745 | 2325.8024 | 408
| 2746 | 2325.7023 | 408
| 2747 | 2325.4812 | 408
| 2748 | 2325.2548 | 408
| 2749 | 2325.0752 | 408
| 2750 | 2325.017 | 408
| 2751 | 2324.7468 | 408
| 2752 | 2324.6372 | 408
| 2753 | 2324.4475 | 408
| 2754 | 2324.3793 | 408
| 2755 | 2324.273 | 408
| 2756 | 2324.0841 | 408
| 2757 | 2323.9697 | 408
| 2758 | 2323.876 | 408
| 2759 | 2323.7694 | 408
| 2760 | 2323.624 | 408
| 2761 | 2323.5891 | 408
| 2762 | 2323.4803 | 408
| 2763 | 2323.4077 | 408
| 2764 | 2323.1286 | 408
| 2765 | 2323.0527 | 408
| 2766 | 2322.9687 | 408
| 2767 | 2322.7978 | 408
| 2768 | 2322.6689 | 408
| 2769 | 2322.5637 | 408
| 2770 | 2322.4355 | 408
| 2771 | 2322.3391 | 408
| 2772 | 2322.2589 | 408
| 2773 | 2322.1641 | 408
| 2774 | 2322.107 | 408
| 2775 | 2321.9995 | 408
| 2776 | 2321.8645 | 408
| 2777 | 2321.7118 | 408
| 2778 | 2321.6843 | 408
| 2779 | 2321.6293 | 408
| 2780 | 2321.5783 | 408
| 2781 | 2321.4164 | 408
| 2782 | 2321.3301 | 408
| 2783 | 2321.1804 | 408
| 2784 | 2321.1076 | 408
| 2785 | 2320.9243 | 408
| 2786 | 2320.7759 | 408
| 2787 | 2320.6609 | 408
| 2788 | 2320.5921 | 408
| 2789 | 2320.5268 | 408
| 2790 | 2320.4205 | 408
| 2791 | 2320.3014 | 408
| 2792 | 2320.2482 | 408
| 2793 | 2320.1161 | 408
| 2794 | 2320.0375 | 408
| 2795 | 2319.8811 | 408
| 2796 | 2319.6705 | 408
| 2797 | 2319.4935 | 408
| 2798 | 2319.4008 | 408
| 2799 | 2319.2489 | 408
| 2800 | 2319.0653 | 408
| 2801 | 2318.9727 | 408
| 2802 | 2318.8704 | 408
| 2803 | 2318.7928 | 408
| 2804 | 2318.6609 | 408
| 2805 | 2318.5912 | 408
| 2806 | 2318.5186 | 408
| 2807 | 2318.3691 | 408
| 2808 | 2318.2655 | 408
| 2809 | 2318.2256 | 408
| 2810 | 2318.0558 | 408
| 2811 | 2317.9671 | 408
| 2812 | 2317.8941 | 408
| 2813 | 2317.8109 | 408
| 2814 | 2317.6063 | 408
| 2815 | 2317.5578 | 408
| 2816 | 2317.4644 | 408
| 2817 | 2317.393 | 408
| 2818 | 2317.3408 | 408
| 2819 | 2317.2551 | 408
| 2820 | 2317.1499 | 408
| 2821 | 2317.1202 | 408
| 2822 | 2317.011 | 408
| 2823 | 2316.9036 | 408
| 2824 | 2316.8667 | 408
| 2825 | 2316.7863 | 408
| 2826 | 2316.638 | 408
| 2827 | 2316.4907 | 408
| 2828 | 2316.4002 | 408
| 2829 | 2316.3257 | 408
| 2830 | 2316.0794 | 408
| 2831 | 2315.9931 | 408
| 2832 | 2315.8278 | 408
| 2833 | 2315.7311 | 408
| 2834 | 2315.5809 | 408
| 2835 | 2315.5498 | 408
| 2836 | 2315.5144 | 408
| 2837 | 2315.4019 | 408
| 2838 | 2315.3385 | 408
| 2839 | 2315.2025 | 408
| 2840 | 2315.0135 | 408
| 2841 | 2314.9178 | 408
| 2842 | 2314.846 | 408
| 2843 | 2314.7683 | 408
| 2844 | 2314.6718 | 408
| 2845 | 2314.6149 | 408
| 2846 | 2314.516 | 408
| 2847 | 2314.4489 | 408
| 2848 | 2314.3956 | 408
| 2849 | 2314.2721 | 408
| 2850 | 2314.2485 | 408
| 2851 | 2314.0986 | 408
| 2852 | 2314.0089 | 408
| 2853 | 2313.8993 | 408
| 2854 | 2313.7358 | 408
| 2855 | 2313.5928 | 408
| 2856 | 2313.5032 | 408
| 2857 | 2313.3735 | 408
| 2858 | 2313.2747 | 408
| 2859 | 2313.1932 | 408
| 2860 | 2313.1017 | 408
| 2861 | 2312.9752 | 408
| 2862 | 2312.8584 | 408
| 2863 | 2312.7942 | 408
| 2864 | 2312.7074 | 408
| 2865 | 2312.5946 | 408
| 2866 | 2312.4669 | 408
| 2867 | 2312.2594 | 408
| 2868 | 2312.2085 | 408
| 2869 | 2312.0134 | 408
| 2870 | 2311.9498 | 408
| 2871 | 2311.858 | 408
| 2872 | 2311.7661 | 408
| 2873 | 2311.709 | 408
| 2874 | 2311.6348 | 408
| 2875 | 2311.6182 | 408
| 2876 | 2311.488 | 408
| 2877 | 2311.362 | 408
| 2878 | 2311.3045 | 408
| 2879 | 2311.1644 | 408
| 2880 | 2311.0383 | 408
| 2881 | 2310.8374 | 408
| 2882 | 2310.7132 | 408
| 2883 | 2310.643 | 408
| 2884 | 2310.5075 | 408
| 2885 | 2310.3726 | 408
| 2886 | 2310.2797 | 408
| 2887 | 2310.2292 | 408
| 2888 | 2310.1457 | 408
| 2889 | 2310.038 | 408
| 2890 | 2309.954 | 408
| 2891 | 2309.7245 | 408
| 2892 | 2309.6379 | 408
| 2893 | 2309.4539 | 408
| 2894 | 2309.3898 | 408
| 2895 | 2309.3115 | 408
| 2896 | 2309.1591 | 408
| 2897 | 2309.0663 | 408
| 2898 | 2308.9819 | 408
| 2899 | 2308.8913 | 408
| 2900 | 2308.8666 | 408
| 2901 | 2308.795 | 408
| 2902 | 2308.6981 | 408
| 2903 | 2308.5938 | 408
| 2904 | 2308.537 | 408
| 2905 | 2308.4184 | 408
| 2906 | 2308.2372 | 408
| 2907 | 2308.044 | 408
| 2908 | 2307.9147 | 408
| 2909 | 2307.8404 | 408
| 2910 | 2307.7009 | 408
| 2911 | 2307.6542 | 408
| 2912 | 2307.582 | 408
| 2913 | 2307.5176 | 408
| 2914 | 2307.4285 | 408
| 2915 | 2307.2616 | 408
| 2916 | 2307.1609 | 408
| 2917 | 2306.9423 | 408
| 2918 | 2306.8651 | 408
| 2919 | 2306.7995 | 408
| 2920 | 2306.7216 | 408
| 2921 | 2306.5906 | 408
| 2922 | 2306.5369 | 408
| 2923 | 2306.4653 | 408
| 2924 | 2306.3471 | 408
| 2925 | 2306.262 | 408
| 2926 | 2306.2174 | 408
| 2927 | 2306.0934 | 408
| 2928 | 2305.993 | 408
| 2929 | 2305.8762 | 408
| 2930 | 2305.7214 | 408
| 2931 | 2305.5073 | 408
| 2932 | 2305.4576 | 408
| 2933 | 2305.2346 | 408
| 2934 | 2305.1267 | 408
| 2935 | 2305.0675 | 408
| 2936 | 2305.0341 | 408
| 2937 | 2304.9621 | 408
| 2938 | 2304.7901 | 408
| 2939 | 2304.6978 | 408
| 2940 | 2304.6541 | 408
| 2941 | 2304.5129 | 408
| 2942 | 2304.4702 | 408
| 2943 | 2304.3531 | 408
| 2944 | 2304.2252 | 408
| 2945 | 2304.0259 | 408
| 2946 | 2303.977 | 408
| 2947 | 2303.8734 | 408
| 2948 | 2303.7777 | 408
| 2949 | 2303.594 | 408
| 2950 | 2303.4768 | 408
| 2951 | 2303.3223 | 408
| 2952 | 2303.2963 | 408
| 2953 | 2303.1942 | 408
| 2954 | 2303.1279 | 408
| 2955 | 2302.971 | 408
| 2956 | 2302.873 | 408
| 2957 | 2302.7876 | 408
| 2958 | 2302.6321 | 408
| 2959 | 2302.481 | 408
| 2960 | 2302.4388 | 408
| 2961 | 2302.3434 | 408
| 2962 | 2302.2903 | 408
| 2963 | 2302.1887 | 408
| 2964 | 2302.169 | 408
| 2965 | 2302.1039 | 408
| 2966 | 2302.0438 | 408
| 2967 | 2301.9264 | 408
| 2968 | 2301.8253 | 408
| 2969 | 2301.7073 | 408
| 2970 | 2301.6246 | 408
| 2971 | 2301.4966 | 408
| 2972 | 2301.4066 | 408
| 2973 | 2301.2975 | 408
| 2974 | 2301.1524 | 408
| 2975 | 2300.9451 | 408
| 2976 | 2300.8317 | 408
| 2977 | 2300.728 | 408
| 2978 | 2300.5316 | 408
| 2979 | 2300.4867 | 408
| 2980 | 2300.3662 | 408
| 2981 | 2300.3 | 408
| 2982 | 2299.9446 | 408
| 2983 | 2299.8594 | 408
| 2984 | 2299.7651 | 408
| 2985 | 2299.5947 | 408
| 2986 | 2299.4819 | 408
| 2987 | 2299.3586 | 408
| 2988 | 2299.2525 | 408
| 2989 | 2299.1626 | 408
| 2990 | 2299.0548 | 408
| 2991 | 2298.9465 | 408
| 2992 | 2298.8745 | 408
| 2993 | 2298.7367 | 408
| 2994 | 2298.5958 | 408
| 2995 | 2298.5304 | 408
| 2996 | 2298.4188 | 408
| 2997 | 2298.2606 | 408
| 2998 | 2298.234 | 408
| 2999 | 2297.9444 | 408
| 3000 | 2297.7896 | 408
| 3001 | 2297.7395 | 408
| 3002 | 2297.6365 | 408
| 3003 | 2297.5029 | 408
| 3004 | 2297.3746 | 408
| 3005 | 2297.253 | 408
| 3006 | 2297.199 | 408
| 3007 | 2297.1485 | 408
| 3008 | 2297.0537 | 408
| 3009 | 2296.997 | 408
| 3010 | 2296.8808 | 408
| 3011 | 2296.7478 | 408
| 3012 | 2296.6668 | 408
| 3013 | 2296.6099 | 408
| 3014 | 2296.5598 | 408
| 3015 | 2296.4825 | 408
| 3016 | 2296.3687 | 408
| 3017 | 2296.2794 | 408
| 3018 | 2296.1775 | 408
| 3019 | 2296.0863 | 408
| 3020 | 2295.8918 | 408
| 3021 | 2295.8194 | 408
| 3022 | 2295.712 | 408
| 3023 | 2295.6493 | 408
| 3024 | 2295.567 | 408
| 3025 | 2295.507 | 408
| 3026 | 2295.4078 | 408
| 3027 | 2295.3185 | 408
| 3028 | 2295.1879 | 408
| 3029 | 2295.1028 | 408
| 3030 | 2294.9707 | 408
| 3031 | 2294.8299 | 408
| 3032 | 2294.686 | 408
| 3033 | 2294.5762 | 408
| 3034 | 2294.4753 | 408
| 3035 | 2294.4483 | 408
| 3036 | 2294.3848 | 408
| 3037 | 2294.3338 | 408
| 3038 | 2294.2648 | 408
| 3039 | 2294.1655 | 408
| 3040 | 2294.0616 | 408
| 3041 | 2294.0079 | 408
| 3042 | 2293.8922 | 408
| 3043 | 2293.7634 | 408
| 3044 | 2293.6703 | 408
| 3045 | 2293.5894 | 408
| 3046 | 2293.5589 | 408
| 3047 | 2293.4547 | 408
| 3048 | 2293.3315 | 408
| 3049 | 2293.2287 | 408
| 3050 | 2293.0163 | 408
| 3051 | 2292.9106 | 408
| 3052 | 2292.804 | 408
| 3053 | 2292.7405 | 408
| 3054 | 2292.6645 | 408
| 3055 | 2292.64 | 408
| 3056 | 2292.4626 | 408
| 3057 | 2292.3868 | 408
| 3058 | 2292.3611 | 408
| 3059 | 2292.1983 | 408
| 3060 | 2292.1541 | 408
| 3061 | 2292.0113 | 408
| 3062 | 2291.8947 | 408
| 3063 | 2291.8121 | 408
| 3064 | 2291.761 | 408
| 3065 | 2291.6678 | 408
| 3066 | 2291.5834 | 408
| 3067 | 2291.4606 | 408
| 3068 | 2291.2891 | 408
| 3069 | 2291.1354 | 408
| 3070 | 2291.0215 | 408
| 3071 | 2290.8507 | 408
| 3072 | 2290.7561 | 408
| 3073 | 2290.6833 | 408
| 3074 | 2290.6186 | 408
| 3075 | 2290.5189 | 408
| 3076 | 2290.396 | 408
| 3077 | 2290.2732 | 408
| 3078 | 2290.1348 | 408
| 3079 | 2289.9933 | 408
| 3080 | 2289.8532 | 408
| 3081 | 2289.7074 | 408
| 3082 | 2289.5657 | 408
| 3083 | 2289.4368 | 408
| 3084 | 2289.3481 | 408
| 3085 | 2289.2807 | 408
| 3086 | 2289.2005 | 408
| 3087 | 2289.0616 | 408
| 3088 | 2288.8858 | 408
| 3089 | 2288.7683 | 408
| 3090 | 2288.6706 | 408
| 3091 | 2288.4294 | 408
| 3092 | 2288.3576 | 408
| 3093 | 2288.2904 | 408
| 3094 | 2288.1901 | 408
| 3095 | 2288.0669 | 408
| 3096 | 2287.9469 | 408
| 3097 | 2287.8245 | 408
| 3098 | 2287.6592 | 408
| 3099 | 2287.5945 | 408
| 3100 | 2287.5096 | 408
| 3101 | 2287.4294 | 408
| 3102 | 2287.3827 | 408
| 3103 | 2287.2862 | 408
| 3104 | 2287.2172 | 408
| 3105 | 2287.0908 | 408
| 3106 | 2286.9747 | 408
| 3107 | 2286.892 | 408
| 3108 | 2286.7918 | 408
| 3109 | 2286.636 | 408
| 3110 | 2286.4776 | 408
| 3111 | 2286.4149 | 408
| 3112 | 2286.2896 | 408
| 3113 | 2286.2036 | 408
| 3114 | 2286.1322 | 408
| 3115 | 2286.0282 | 408
| 3116 | 2285.8875 | 408
| 3117 | 2285.7123 | 408
| 3118 | 2285.6485 | 408
| 3119 | 2285.5386 | 408
| 3120 | 2285.4795 | 408
| 3121 | 2285.2913 | 408
| 3122 | 2285.1956 | 408
| 3123 | 2285.1047 | 408
| 3124 | 2285.0364 | 408
| 3125 | 2284.9888 | 408
| 3126 | 2284.8768 | 408
| 3127 | 2284.814 | 408
| 3128 | 2284.7378 | 408
| 3129 | 2284.6864 | 408
| 3130 | 2284.5418 | 408
| 3131 | 2284.4942 | 408
| 3132 | 2284.3888 | 408
| 3133 | 2284.238 | 408
| 3134 | 2284.0883 | 408
| 3135 | 2283.9934 | 408
| 3136 | 2283.8184 | 408
| 3137 | 2283.6999 | 408
| 3138 | 2283.6616 | 408
| 3139 | 2283.4857 | 408
| 3140 | 2283.3689 | 408
| 3141 | 2283.2769 | 408
| 3142 | 2283.1967 | 408
| 3143 | 2283.1178 | 408
| 3144 | 2282.9553 | 408
| 3145 | 2282.802 | 408
| 3146 | 2282.7022 | 408
| 3147 | 2282.594 | 408
| 3148 | 2282.5336 | 408
| 3149 | 2282.3992 | 408
| 3150 | 2282.2424 | 408
| 3151 | 2282.1492 | 408
| 3152 | 2282.0191 | 408
| 3153 | 2281.9384 | 408
| 3154 | 2281.8585 | 408
| 3155 | 2281.8034 | 408
| 3156 | 2281.6479 | 408
| 3157 | 2281.5598 | 408
| 3158 | 2281.4357 | 408
| 3159 | 2281.2048 | 408
| 3160 | 2281.0657 | 408
| 3161 | 2280.9398 | 408
| 3162 | 2280.7753 | 408
| 3163 | 2280.6405 | 408
| 3164 | 2280.5698 | 408
| 3165 | 2280.4806 | 408
| 3166 | 2280.4023 | 408
| 3167 | 2280.3352 | 408
| 3168 | 2280.186 | 408
| 3169 | 2280.0604 | 408
| 3170 | 2280.0179 | 408
| 3171 | 2279.862 | 408
| 3172 | 2279.8152 | 408
| 3173 | 2279.7267 | 408
| 3174 | 2279.6494 | 408
| 3175 | 2279.5017 | 408
| 3176 | 2279.4272 | 408
| 3177 | 2279.2897 | 408
| 3178 | 2279.2259 | 408
| 3179 | 2279.1524 | 408
| 3180 | 2279.024 | 408
| 3181 | 2278.8989 | 408
| 3182 | 2278.7654 | 408
| 3183 | 2278.6555 | 408
| 3184 | 2278.4677 | 408
| 3185 | 2278.4142 | 408
| 3186 | 2278.3493 | 408
| 3187 | 2278.278 | 408
| 3188 | 2278.2174 | 408
| 3189 | 2278.1208 | 408
| 3190 | 2277.9127 | 408
| 3191 | 2277.7493 | 408
| 3192 | 2277.6501 | 408
| 3193 | 2277.4735 | 408
| 3194 | 2277.3064 | 408
| 3195 | 2277.2353 | 408
| 3196 | 2276.945 | 408
| 3197 | 2276.7831 | 408
| 3198 | 2276.6177 | 408
| 3199 | 2276.5266 | 408
| 3200 | 2276.4767 | 408
| 3201 | 2276.3857 | 408
| 3202 | 2276.315 | 408
| 3203 | 2276.1649 | 408
| 3204 | 2276.0811 | 408
| 3205 | 2276.0247 | 408
| 3206 | 2275.9181 | 408
| 3207 | 2275.7956 | 408
| 3208 | 2275.7365 | 408
| 3209 | 2275.613 | 408
| 3210 | 2275.5183 | 408
| 3211 | 2275.3982 | 408
| 3212 | 2275.3683 | 408
| 3213 | 2275.2422 | 408
| 3214 | 2275.089 | 408
| 3215 | 2274.9437 | 408
| 3216 | 2274.8469 | 408
| 3217 | 2274.7411 | 408
| 3218 | 2274.5567 | 408
| 3219 | 2274.4189 | 408
| 3220 | 2274.2648 | 408
| 3221 | 2274.1901 | 408
| 3222 | 2274.0035 | 408
| 3223 | 2273.8391 | 408
| 3224 | 2273.724 | 408
| 3225 | 2273.5884 | 408
| 3226 | 2273.473 | 408
| 3227 | 2273.4077 | 408
| 3228 | 2273.2815 | 408
| 3229 | 2273.193 | 408
| 3230 | 2273.1008 | 408
| 3231 | 2273.0493 | 408
| 3232 | 2273.0104 | 408
| 3233 | 2272.9426 | 408
| 3234 | 2272.8617 | 408
| 3235 | 2272.8021 | 408
| 3236 | 2272.7428 | 408
| 3237 | 2272.656 | 408
| 3238 | 2272.543 | 408
| 3239 | 2272.4982 | 408
| 3240 | 2272.3439 | 408
| 3241 | 2272.2088 | 408
| 3242 | 2272.0848 | 408
| 3243 | 2272 | 408
| 3244 | 2271.877 | 408
| 3245 | 2271.7959 | 408
| 3246 | 2271.6565 | 408
| 3247 | 2271.5669 | 408
| 3248 | 2271.4583 | 408
| 3249 | 2271.3711 | 408
| 3250 | 2271.302 | 408
| 3251 | 2271.1946 | 408
| 3252 | 2271.0214 | 408
| 3253 | 2270.7876 | 408
| 3254 | 2270.6865 | 408
| 3255 | 2270.6233 | 408
| 3256 | 2270.5347 | 408
| 3257 | 2270.4327 | 408
| 3258 | 2270.3699 | 408
| 3259 | 2270.2281 | 408
| 3260 | 2270.1063 | 408
| 3261 | 2269.9945 | 408
| 3262 | 2269.7745 | 408
| 3263 | 2269.6801 | 408
| 3264 | 2269.5665 | 408
| 3265 | 2269.4479 | 408
| 3266 | 2269.3381 | 408
| 3267 | 2269.2199 | 408
| 3268 | 2269.1676 | 408
| 3269 | 2269.1013 | 408
| 3270 | 2268.9706 | 408
| 3271 | 2268.8741 | 408
| 3272 | 2268.7532 | 408
| 3273 | 2268.6208 | 408
| 3274 | 2268.4313 | 408
| 3275 | 2268.3743 | 408
| 3276 | 2268.231 | 408
| 3277 | 2268.1357 | 408
| 3278 | 2268.0233 | 408
| 3279 | 2267.9092 | 408
| 3280 | 2267.8422 | 408
| 3281 | 2267.8067 | 408
| 3282 | 2267.7288 | 408
| 3283 | 2267.5718 | 408
| 3284 | 2267.5074 | 408
| 3285 | 2267.4515 | 408
| 3286 | 2267.3243 | 408
| 3287 | 2267.2469 | 408
| 3288 | 2267.1943 | 408
| 3289 | 2267.0729 | 408
| 3290 | 2266.9456 | 408
| 3291 | 2266.8301 | 408
| 3292 | 2266.7067 | 408
| 3293 | 2266.5409 | 408
| 3294 | 2266.3892 | 408
| 3295 | 2266.3095 | 408
| 3296 | 2266.1733 | 408
| 3297 | 2266.0284 | 408
| 3298 | 2265.9845 | 408
| 3299 | 2265.8148 | 408
| 3300 | 2265.721 | 408
| 3301 | 2265.6117 | 408
| 3302 | 2265.4475 | 408
| 3303 | 2265.312 | 408
| 3304 | 2265.2014 | 408
| 3305 | 2265.0489 | 408
| 3306 | 2265.0016 | 408
| 3307 | 2264.9296 | 408
| 3308 | 2264.8102 | 408
| 3309 | 2264.6811 | 408
| 3310 | 2264.522 | 408
| 3311 | 2264.392 | 408
| 3312 | 2264.2323 | 408
| 3313 | 2264.1082 | 408
| 3314 | 2263.9885 | 408
| 3315 | 2263.9277 | 408
| 3316 | 2263.8319 | 408
| 3317 | 2263.6913 | 408
| 3318 | 2263.6291 | 408
| 3319 | 2263.5382 | 408
| 3320 | 2263.3733 | 408
| 3321 | 2263.3075 | 408
| 3322 | 2263.1875 | 408
| 3323 | 2263.1035 | 408
| 3324 | 2263.0737 | 408
| 3325 | 2262.958 | 408
| 3326 | 2262.8484 | 408
| 3327 | 2262.7708 | 408
| 3328 | 2262.6725 | 408
| 3329 | 2262.6147 | 408
| 3330 | 2262.4968 | 408
| 3331 | 2262.401 | 408
| 3332 | 2262.2659 | 408
| 3333 | 2262.1696 | 408
| 3334 | 2262.0729 | 408
| 3335 | 2261.9586 | 408
| 3336 | 2261.8828 | 408
| 3337 | 2261.7641 | 408
| 3338 | 2261.5786 | 408
| 3339 | 2261.5466 | 408
| 3340 | 2261.4157 | 408
| 3341 | 2261.3746 | 408
| 3342 | 2261.2565 | 408
| 3343 | 2261.1733 | 408
| 3344 | 2261.0861 | 408
| 3345 | 2260.9889 | 408
| 3346 | 2260.9056 | 408
| 3347 | 2260.7955 | 408
| 3348 | 2260.6974 | 408
| 3349 | 2260.6277 | 408
| 3350 | 2260.4977 | 408
| 3351 | 2260.4331 | 408
| 3352 | 2260.238 | 408
| 3353 | 2260.1321 | 408
| 3354 | 2260.013 | 408
| 3355 | 2259.9175 | 408
| 3356 | 2259.7396 | 408
| 3357 | 2259.6289 | 408
| 3358 | 2259.5494 | 408
| 3359 | 2259.4836 | 408
| 3360 | 2259.2581 | 408
| 3361 | 2259.1724 | 408
| 3362 | 2259.0296 | 408
| 3363 | 2258.8738 | 408
| 3364 | 2258.8262 | 408
| 3365 | 2258.6955 | 408
| 3366 | 2258.6563 | 408
| 3367 | 2258.5834 | 408
| 3368 | 2258.4889 | 408
| 3369 | 2258.4033 | 408
| 3370 | 2258.1995 | 408
| 3371 | 2258.1701 | 408
| 3372 | 2258.0441 | 408
| 3373 | 2257.9048 | 408
| 3374 | 2257.8014 | 408
| 3375 | 2257.7121 | 408
| 3376 | 2257.6529 | 408
| 3377 | 2257.5887 | 408
| 3378 | 2257.4939 | 408
| 3379 | 2257.4118 | 408
| 3380 | 2257.3643 | 408
| 3381 | 2257.1626 | 408
| 3382 | 2257.0267 | 408
| 3383 | 2256.9199 | 408
| 3384 | 2256.8349 | 408
| 3385 | 2256.5997 | 408
| 3386 | 2256.5223 | 408
| 3387 | 2256.4573 | 408
| 3388 | 2256.4058 | 408
| 3389 | 2256.1873 | 408
| 3390 | 2256.073 | 408
| 3391 | 2255.9712 | 408
| 3392 | 2255.8311 | 408
| 3393 | 2255.7044 | 408
| 3394 | 2255.5808 | 408
| 3395 | 2255.5038 | 408
| 3396 | 2255.402 | 408
| 3397 | 2255.3215 | 408
| 3398 | 2255.1773 | 408
| 3399 | 2255.0639 | 408
| 3400 | 2254.9805 | 408
| 3401 | 2254.8157 | 408
| 3402 | 2254.6731 | 408
| 3403 | 2254.623 | 408
| 3404 | 2254.4986 | 408
| 3405 | 2254.3803 | 408
| 3406 | 2254.2354 | 408
| 3407 | 2254.1574 | 408
| 3408 | 2254.0514 | 408
| 3409 | 2253.9319 | 408
| 3410 | 2253.8839 | 408
| 3411 | 2253.8175 | 408
| 3412 | 2253.7631 | 408
| 3413 | 2253.5691 | 408
| 3414 | 2253.4619 | 408
| 3415 | 2253.3566 | 408
| 3416 | 2253.2744 | 408
| 3417 | 2253.2286 | 408
| 3418 | 2253.1162 | 408
| 3419 | 2253.0126 | 408
| 3420 | 2252.9403 | 408
| 3421 | 2252.8866 | 408
| 3422 | 2252.7838 | 408
| 3423 | 2252.6421 | 408
| 3424 | 2252.6046 | 408
| 3425 | 2252.5338 | 408
| 3426 | 2252.3799 | 408
| 3427 | 2252.1731 | 408
| 3428 | 2252.1147 | 408
| 3429 | 2252.0162 | 408
| 3430 | 2251.9754 | 408
| 3431 | 2251.8416 | 408
| 3432 | 2251.7756 | 408
| 3433 | 2251.6445 | 408
| 3434 | 2251.4447 | 408
| 3435 | 2251.388 | 408
| 3436 | 2251.3217 | 408
| 3437 | 2251.2465 | 408
| 3438 | 2251.0761 | 408
| 3439 | 2251.0082 | 408
| 3440 | 2250.946 | 408
| 3441 | 2250.8801 | 408
| 3442 | 2250.7698 | 408
| 3443 | 2250.6869 | 408
| 3444 | 2250.6111 | 408
| 3445 | 2250.5287 | 408
| 3446 | 2250.3712 | 408
| 3447 | 2250.2855 | 408
| 3448 | 2250.208 | 408
| 3449 | 2250.0958 | 408
| 3450 | 2250.0605 | 408
| 3451 | 2249.931 | 408
| 3452 | 2249.7822 | 408
| 3453 | 2249.6747 | 408
| 3454 | 2249.4432 | 408
| 3455 | 2249.3874 | 408
| 3456 | 2249.2031 | 408
| 3457 | 2249.1517 | 408
| 3458 | 2249.0761 | 408
| 3459 | 2248.9773 | 408
| 3460 | 2248.7956 | 408
| 3461 | 2248.6823 | 408
| 3462 | 2248.5177 | 408
| 3463 | 2248.4418 | 408
| 3464 | 2248.3048 | 408
| 3465 | 2248.2032 | 408
| 3466 | 2247.9933 | 408
| 3467 | 2247.9207 | 408
| 3468 | 2247.8446 | 408
| 3469 | 2247.7704 | 408
| 3470 | 2247.6822 | 408
| 3471 | 2247.564 | 408
| 3472 | 2247.4708 | 408
| 3473 | 2247.3659 | 408
| 3474 | 2247.3042 | 408
| 3475 | 2247.1196 | 408
| 3476 | 2246.927 | 408
| 3477 | 2246.8641 | 408
| 3478 | 2246.6924 | 408
| 3479 | 2246.5277 | 408
| 3480 | 2246.4757 | 408
| 3481 | 2246.4225 | 408
| 3482 | 2246.1982 | 408
| 3483 | 2246.0239 | 408
| 3484 | 2245.9533 | 408
| 3485 | 2245.8546 | 408
| 3486 | 2245.705 | 408
| 3487 | 2245.6312 | 408
| 3488 | 2245.5238 | 408
| 3489 | 2245.3493 | 408
| 3490 | 2245.1931 | 408
| 3491 | 2245.0682 | 408
| 3492 | 2244.9277 | 408
| 3493 | 2244.8917 | 408
| 3494 | 2244.7064 | 408
| 3495 | 2244.4859 | 408
| 3496 | 2244.3556 | 408
| 3497 | 2244.2368 | 408
| 3498 | 2244.0997 | 408
| 3499 | 2244.0414 | 408
| 3500 | 2243.9246 | 408
| 3501 | 2243.8165 | 408
| 3502 | 2243.7732 | 408
| 3503 | 2243.5457 | 408
| 3504 | 2243.5036 | 408
| 3505 | 2243.3455 | 408
| 3506 | 2243.2648 | 408
| 3507 | 2243.1156 | 408
| 3508 | 2242.9808 | 408
| 3509 | 2242.8657 | 408
| 3510 | 2242.7884 | 408
| 3511 | 2242.5369 | 408
| 3512 | 2242.4686 | 408
| 3513 | 2242.3283 | 408
| 3514 | 2242.1438 | 408
| 3515 | 2242.0887 | 408
| 3516 | 2242.007 | 408
| 3517 | 2241.8909 | 408
| 3518 | 2241.7856 | 408
| 3519 | 2241.6812 | 408
| 3520 | 2241.5248 | 408
| 3521 | 2241.485 | 408
| 3522 | 2241.2457 | 408
| 3523 | 2241.1757 | 408
| 3524 | 2241.1266 | 408
| 3525 | 2241.0122 | 408
| 3526 | 2240.8392 | 408
| 3527 | 2240.7309 | 408
| 3528 | 2240.6177 | 408
| 3529 | 2240.5039 | 408
| 3530 | 2240.442 | 408
| 3531 | 2240.3397 | 408
| 3532 | 2240.2715 | 408
| 3533 | 2240.1526 | 408
| 3534 | 2240.099 | 408
| 3535 | 2240.0155 | 408
| 3536 | 2239.9455 | 408
| 3537 | 2239.8329 | 408
| 3538 | 2239.6793 | 408
| 3539 | 2239.5354 | 408
| 3540 | 2239.4571 | 408
| 3541 | 2239.3449 | 408
| 3542 | 2239.2509 | 408
| 3543 | 2239.1625 | 408
| 3544 | 2239.0399 | 408
| 3545 | 2238.8877 | 408
| 3546 | 2238.851 | 408
| 3547 | 2238.8042 | 408
| 3548 | 2238.7552 | 408
| 3549 | 2238.5712 | 408
| 3550 | 2238.4599 | 408
| 3551 | 2238.373 | 408
| 3552 | 2238.2896 | 408
| 3553 | 2238.1758 | 408
| 3554 | 2238.0838 | 408
| 3555 | 2237.9468 | 408
| 3556 | 2237.8902 | 408
| 3557 | 2237.7583 | 408
| 3558 | 2237.6831 | 408
| 3559 | 2237.4528 | 408
| 3560 | 2237.1823 | 408
| 3561 | 2237.1484 | 408
| 3562 | 2237.064 | 408
| 3563 | 2236.8741 | 408
| 3564 | 2236.7256 | 408
| 3565 | 2236.6834 | 408
| 3566 | 2236.5605 | 408
| 3567 | 2236.4776 | 408
| 3568 | 2236.3566 | 408
| 3569 | 2236.2772 | 408
| 3570 | 2236.155 | 408
| 3571 | 2236.1005 | 408
| 3572 | 2235.9658 | 408
| 3573 | 2235.8319 | 408
| 3574 | 2235.7414 | 408
| 3575 | 2235.5863 | 408
| 3576 | 2235.5073 | 408
| 3577 | 2235.4085 | 408
| 3578 | 2235.2936 | 408
| 3579 | 2235.1634 | 408
| 3580 | 2235.0469 | 408
| 3581 | 2234.9057 | 408
| 3582 | 2234.7499 | 408
| 3583 | 2234.6876 | 408
| 3584 | 2234.6015 | 408
| 3585 | 2234.4629 | 408
| 3586 | 2234.3705 | 408
| 3587 | 2234.2252 | 408
| 3588 | 2234.1296 | 408
| 3589 | 2234.0199 | 408
| 3590 | 2233.9372 | 408
| 3591 | 2233.8748 | 408
| 3592 | 2233.7689 | 408
| 3593 | 2233.6797 | 408
| 3594 | 2233.6065 | 408
| 3595 | 2233.5507 | 408
| 3596 | 2233.4713 | 408
| 3597 | 2233.3369 | 408
| 3598 | 2233.245 | 408
| 3599 | 2233.1624 | 408
| 3600 | 2233.0758 | 408
| 3601 | 2232.9148 | 408
| 3602 | 2232.8069 | 408
| 3603 | 2232.7399 | 408
| 3604 | 2232.69 | 408
| 3605 | 2232.5994 | 408
| 3606 | 2232.531 | 408
| 3607 | 2232.4785 | 408
| 3608 | 2232.3988 | 408
| 3609 | 2232.3169 | 408
| 3610 | 2232.2107 | 408
| 3611 | 2232.174 | 408
| 3612 | 2231.9267 | 408
| 3613 | 2231.8022 | 408
| 3614 | 2231.7384 | 408
| 3615 | 2231.6587 | 408
| 3616 | 2231.5633 | 408
| 3617 | 2231.4051 | 408
| 3618 | 2231.3063 | 408
| 3619 | 2231.1959 | 408
| 3620 | 2231.0695 | 408
| 3621 | 2230.9576 | 408
| 3622 | 2230.8932 | 408
| 3623 | 2230.8388 | 408
| 3624 | 2230.784 | 408
| 3625 | 2230.7392 | 408
| 3626 | 2230.6148 | 408
| 3627 | 2230.5335 | 408
| 3628 | 2230.4461 | 408
| 3629 | 2230.339 | 408
| 3630 | 2230.2703 | 408
| 3631 | 2230.1902 | 408
| 3632 | 2230.0559 | 408
| 3633 | 2229.9921 | 408
| 3634 | 2229.8672 | 408
| 3635 | 2229.7203 | 408
| 3636 | 2229.5808 | 408
| 3637 | 2229.4488 | 408
| 3638 | 2229.3087 | 408
| 3639 | 2229.1522 | 408
| 3640 | 2229.0611 | 408
| 3641 | 2228.9244 | 408
| 3642 | 2228.7912 | 408
| 3643 | 2228.6103 | 408
| 3644 | 2228.4797 | 408
| 3645 | 2228.4166 | 408
| 3646 | 2228.3616 | 408
| 3647 | 2228.286 | 408
| 3648 | 2228.2095 | 408
| 3649 | 2228.137 | 408
| 3650 | 2228.03 | 408
| 3651 | 2227.9288 | 408
| 3652 | 2227.7877 | 408
| 3653 | 2227.6855 | 408
| 3654 | 2227.6198 | 408
| 3655 | 2227.4365 | 408
| 3656 | 2227.3302 | 408
| 3657 | 2227.2024 | 408
| 3658 | 2227.1709 | 408
| 3659 | 2226.9961 | 408
| 3660 | 2226.9516 | 408
| 3661 | 2226.8796 | 408
| 3662 | 2226.7432 | 408
| 3663 | 2226.6673 | 408
| 3664 | 2226.6005 | 408
| 3665 | 2226.5188 | 408
| 3666 | 2226.4052 | 408
| 3667 | 2226.2909 | 408
| 3668 | 2226.1903 | 408
| 3669 | 2226.142 | 408
| 3670 | 2226.1017 | 408
| 3671 | 2226.0386 | 408
| 3672 | 2225.9688 | 408
| 3673 | 2225.8505 | 408
| 3674 | 2225.657 | 408
| 3675 | 2225.5566 | 408
| 3676 | 2225.4329 | 408
| 3677 | 2225.2799 | 408
| 3678 | 2225.1904 | 408
| 3679 | 2225.0635 | 408
| 3680 | 2225.0246 | 408
| 3681 | 2224.9247 | 408
| 3682 | 2224.7963 | 408
| 3683 | 2224.723 | 408
| 3684 | 2224.5559 | 408
| 3685 | 2224.3929 | 408
| 3686 | 2224.2958 | 408
| 3687 | 2224.2248 | 408
| 3688 | 2224.133 | 408
| 3689 | 2224.0279 | 408
| 3690 | 2223.9639 | 408
| 3691 | 2223.8199 | 408
| 3692 | 2223.7747 | 408
| 3693 | 2223.7104 | 408
| 3694 | 2223.5837 | 408
| 3695 | 2223.4811 | 408
| 3696 | 2223.4033 | 408
| 3697 | 2223.2983 | 408
| 3698 | 2223.1972 | 408
| 3699 | 2223.1306 | 408
| 3700 | 2223.0895 | 408
| 3701 | 2222.9608 | 408
| 3702 | 2222.914 | 408
| 3703 | 2222.8079 | 408
| 3704 | 2222.651 | 408
| 3705 | 2222.5867 | 408
| 3706 | 2222.4071 | 408
| 3707 | 2222.375 | 408
| 3708 | 2222.294 | 408
| 3709 | 2222.1546 | 408
| 3710 | 2222.0079 | 408
| 3711 | 2221.8862 | 408
| 3712 | 2221.7852 | 408
| 3713 | 2221.7153 | 408
| 3714 | 2221.5452 | 408
| 3715 | 2221.5057 | 408
| 3716 | 2221.4293 | 408
| 3717 | 2221.2833 | 408
| 3718 | 2221.2231 | 408
| 3719 | 2221.1377 | 408
| 3720 | 2221.0916 | 408
| 3721 | 2220.8909 | 408
| 3722 | 2220.8154 | 408
| 3723 | 2220.7249 | 408
| 3724 | 2220.6475 | 408
| 3725 | 2220.5305 | 408
| 3726 | 2220.4152 | 408
| 3727 | 2220.367 | 408
| 3728 | 2220.3323 | 408
| 3729 | 2220.1207 | 408
| 3730 | 2220.0186 | 408
| 3731 | 2219.9219 | 408
| 3732 | 2219.8156 | 408
| 3733 | 2219.7937 | 408
| 3734 | 2219.6955 | 408
| 3735 | 2219.5617 | 408
| 3736 | 2219.4137 | 408
| 3737 | 2219.3476 | 408
| 3738 | 2219.154 | 408
| 3739 | 2219.0926 | 408
| 3740 | 2218.9182 | 408
| 3741 | 2218.8676 | 408
| 3742 | 2218.7875 | 408
| 3743 | 2218.6805 | 408
| 3744 | 2218.5999 | 408
| 3745 | 2218.5393 | 408
| 3746 | 2218.4149 | 408
| 3747 | 2218.2955 | 408
| 3748 | 2218.0923 | 408
| 3749 | 2218.0195 | 408
| 3750 | 2217.9347 | 408
| 3751 | 2217.8335 | 408
| 3752 | 2217.6938 | 408
| 3753 | 2217.5933 | 408
| 3754 | 2217.5387 | 408
| 3755 | 2217.4269 | 408
| 3756 | 2217.3732 | 408
| 3757 | 2217.2438 | 408
| 3758 | 2217.2031 | 408
| 3759 | 2217.0648 | 408
| 3760 | 2216.9337 | 408
| 3761 | 2216.713 | 408
| 3762 | 2216.6227 | 408
| 3763 | 2216.5521 | 408
| 3764 | 2216.4809 | 408
| 3765 | 2216.411 | 408
| 3766 | 2216.2594 | 408
| 3767 | 2216.1548 | 408
| 3768 | 2216.0646 | 408
| 3769 | 2216.0221 | 408
| 3770 | 2215.8483 | 408
| 3771 | 2215.7484 | 408
| 3772 | 2215.6284 | 408
| 3773 | 2215.5248 | 408
| 3774 | 2215.435 | 408
| 3775 | 2215.3709 | 408
| 3776 | 2215.2739 | 408
| 3777 | 2215.2045 | 408
| 3778 | 2214.9322 | 408
| 3779 | 2214.8659 | 408
| 3780 | 2214.7638 | 408
| 3781 | 2214.6613 | 408
| 3782 | 2214.5461 | 408
| 3783 | 2214.4316 | 408
| 3784 | 2214.3545 | 408
| 3785 | 2214.241 | 408
| 3786 | 2214.17 | 408
| 3787 | 2214.073 | 408
| 3788 | 2214.0282 | 408
| 3789 | 2213.9983 | 408
| 3790 | 2213.9008 | 408
| 3791 | 2213.7973 | 408
| 3792 | 2213.6666 | 408
| 3793 | 2213.5878 | 408
| 3794 | 2213.5133 | 408
| 3795 | 2213.4675 | 408
| 3796 | 2213.3688 | 408
| 3797 | 2213.2788 | 408
| 3798 | 2213.1072 | 408
| 3799 | 2212.9809 | 408
| 3800 | 2212.88 | 408
| 3801 | 2212.8168 | 408
| 3802 | 2212.7627 | 408
| 3803 | 2212.6367 | 408
| 3804 | 2212.5102 | 408
| 3805 | 2212.3938 | 408
| 3806 | 2212.359 | 408
| 3807 | 2212.3028 | 408
| 3808 | 2212.232 | 408
| 3809 | 2212.1708 | 408
| 3810 | 2212.0839 | 408
| 3811 | 2211.9845 | 408
| 3812 | 2211.9109 | 408
| 3813 | 2211.8543 | 408
| 3814 | 2211.7038 | 408
| 3815 | 2211.4654 | 408
| 3816 | 2211.2957 | 408
| 3817 | 2211.2384 | 408
| 3818 | 2211.1427 | 408
| 3819 | 2211.0202 | 408
| 3820 | 2210.9218 | 408
| 3821 | 2210.8356 | 408
| 3822 | 2210.6721 | 408
| 3823 | 2210.5981 | 408
| 3824 | 2210.5496 | 408
| 3825 | 2210.5055 | 408
| 3826 | 2210.433 | 408
| 3827 | 2210.3547 | 408
| 3828 | 2210.2929 | 408
| 3829 | 2210.1951 | 408
| 3830 | 2209.9886 | 408
| 3831 | 2209.9122 | 408
| 3832 | 2209.8242 | 408
| 3833 | 2209.7203 | 408
| 3834 | 2209.6333 | 408
| 3835 | 2209.5703 | 408
| 3836 | 2209.513 | 408
| 3837 | 2209.4655 | 408
| 3838 | 2209.3525 | 408
| 3839 | 2209.2036 | 408
| 3840 | 2209.1212 | 408
| 3841 | 2208.896 | 408
| 3842 | 2208.7606 | 408
| 3843 | 2208.6796 | 408
| 3844 | 2208.604 | 408
| 3845 | 2208.5443 | 408
| 3846 | 2208.4034 | 408
| 3847 | 2208.3533 | 408
| 3848 | 2208.2843 | 408
| 3849 | 2208.1867 | 408
| 3850 | 2208.063 | 408
| 3851 | 2207.9061 | 408
| 3852 | 2207.7865 | 408
| 3853 | 2207.6899 | 408
| 3854 | 2207.5265 | 408
| 3855 | 2207.2988 | 408
| 3856 | 2207.198 | 408
| 3857 | 2207.1061 | 408
| 3858 | 2207.0183 | 408
| 3859 | 2206.8524 | 408
| 3860 | 2206.7984 | 408
| 3861 | 2206.709 | 408
| 3862 | 2206.5582 | 408
| 3863 | 2206.4954 | 408
| 3864 | 2206.2316 | 408
| 3865 | 2206.1003 | 408
| 3866 | 2205.9747 | 408
| 3867 | 2205.805 | 408
| 3868 | 2205.7358 | 408
| 3869 | 2205.6931 | 408
| 3870 | 2205.6079 | 408
| 3871 | 2205.4205 | 408
| 3872 | 2205.339 | 408
| 3873 | 2205.1298 | 408
| 3874 | 2204.9787 | 408
| 3875 | 2204.8599 | 408
| 3876 | 2204.7951 | 408
| 3877 | 2204.7054 | 408
| 3878 | 2204.6284 | 408
| 3879 | 2204.5686 | 408
| 3880 | 2204.5492 | 408
| 3881 | 2204.4463 | 408
| 3882 | 2204.356 | 408
| 3883 | 2204.2072 | 408
| 3884 | 2204.1099 | 408
| 3885 | 2203.998 | 408
| 3886 | 2203.8466 | 408
| 3887 | 2203.7953 | 408
| 3888 | 2203.696 | 408
| 3889 | 2203.6563 | 408
| 3890 | 2203.5968 | 408
| 3891 | 2203.5321 | 408
| 3892 | 2203.4484 | 408
| 3893 | 2203.4069 | 408
| 3894 | 2203.2392 | 408
| 3895 | 2203.1851 | 408
| 3896 | 2203.0429 | 408
| 3897 | 2202.863 | 408
| 3898 | 2202.6932 | 408
| 3899 | 2202.5905 | 408
| 3900 | 2202.4631 | 408
| 3901 | 2202.2053 | 408
| 3902 | 2202.106 | 408
| 3903 | 2202.0042 | 408
| 3904 | 2201.8497 | 408
| 3905 | 2201.7293 | 408
| 3906 | 2201.623 | 408
| 3907 | 2201.3548 | 408
| 3908 | 2201.2682 | 408
| 3909 | 2201.2235 | 408
| 3910 | 2200.9861 | 408
| 3911 | 2200.9158 | 408
| 3912 | 2200.8487 | 408
| 3913 | 2200.7248 | 408
| 3914 | 2200.5749 | 408
| 3915 | 2200.5176 | 408
| 3916 | 2200.4255 | 408
| 3917 | 2200.3094 | 408
| 3918 | 2200.1764 | 408
| 3919 | 2200.051 | 408
| 3920 | 2199.961 | 408
| 3921 | 2199.8416 | 408
| 3922 | 2199.7707 | 408
| 3923 | 2199.617 | 408
| 3924 | 2199.5547 | 408
| 3925 | 2199.4408 | 408
| 3926 | 2199.3832 | 408
| 3927 | 2199.3243 | 408
| 3928 | 2199.2371 | 408
| 3929 | 2199.1026 | 408
| 3930 | 2199.0719 | 408
| 3931 | 2198.8858 | 408
| 3932 | 2198.8244 | 408
| 3933 | 2198.6969 | 408
| 3934 | 2198.5539 | 408
| 3935 | 2198.4536 | 408
| 3936 | 2198.3151 | 408
| 3937 | 2198.1558 | 408
| 3938 | 2198.0272 | 408
| 3939 | 2197.8123 | 408
| 3940 | 2197.6754 | 408
| 3941 | 2197.5311 | 408
| 3942 | 2197.4006 | 408
| 3943 | 2197.2254 | 408
| 3944 | 2197.0552 | 408
| 3945 | 2196.9381 | 408
| 3946 | 2196.8117 | 408
| 3947 | 2196.5855 | 408
| 3948 | 2196.4755 | 408
| 3949 | 2196.4035 | 408
| 3950 | 2196.2494 | 408
| 3951 | 2196.1948 | 408
| 3952 | 2196.0844 | 408
| 3953 | 2196.0149 | 408
| 3954 | 2195.7598 | 408
| 3955 | 2195.6125 | 408
| 3956 | 2195.4978 | 408
| 3957 | 2195.3783 | 408
| 3958 | 2195.2139 | 408
| 3959 | 2195.1527 | 408
| 3960 | 2194.9888 | 408
| 3961 | 2194.952 | 408
| 3962 | 2194.8374 | 408
| 3963 | 2194.7824 | 408
| 3964 | 2194.6937 | 408
| 3965 | 2194.5718 | 408
| 3966 | 2194.4664 | 408
| 3967 | 2194.3876 | 408
| 3968 | 2194.3472 | 408
| 3969 | 2194.2673 | 408
| 3970 | 2194.148 | 408
| 3971 | 2194.0563 | 408
| 3972 | 2193.9669 | 408
| 3973 | 2193.7843 | 408
| 3974 | 2193.6715 | 408
| 3975 | 2193.489 | 408
| 3976 | 2193.4301 | 408
| 3977 | 2193.3131 | 408
| 3978 | 2193.2247 | 408
| 3979 | 2193.1492 | 408
| 3980 | 2193.0316 | 408
| 3981 | 2192.8224 | 408
| 3982 | 2192.7149 | 408
| 3983 | 2192.6 | 408
| 3984 | 2192.4361 | 408
| 3985 | 2192.3205 | 408
| 3986 | 2192.1637 | 408
| 3987 | 2192.0517 | 408
| 3988 | 2192.0225 | 408
| 3989 | 2191.9134 | 408
| 3990 | 2191.7899 | 408
| 3991 | 2191.7258 | 408
| 3992 | 2191.6816 | 408
| 3993 | 2191.6128 | 408
| 3994 | 2191.4961 | 408
| 3995 | 2191.3758 | 408
| 3996 | 2191.2656 | 408
| 3997 | 2191.201 | 408
| 3998 | 2191.0733 | 408
| 3999 | 2190.9001 | 408
| 4000 | 2190.7812 | 408
| 4001 | 2190.6461 | 408
| 4002 | 2190.5088 | 408
| 4003 | 2190.3901 | 408
| 4004 | 2190.1689 | 408
| 4005 | 2190.0719 | 408
| 4006 | 2189.8741 | 408
| 4007 | 2189.6487 | 408
| 4008 | 2189.4951 | 408
| 4009 | 2189.3495 | 408
| 4010 | 2189.2276 | 408
| 4011 | 2189.0045 | 408
| 4012 | 2188.9091 | 408
| 4013 | 2188.8118 | 408
| 4014 | 2188.7569 | 408
| 4015 | 2188.5992 | 408
| 4016 | 2188.5184 | 408
| 4017 | 2188.4402 | 408
| 4018 | 2188.3353 | 408
| 4019 | 2188.1575 | 408
| 4020 | 2188.062 | 408
| 4021 | 2187.8893 | 408
| 4022 | 2187.7145 | 408
| 4023 | 2187.6459 | 408
| 4024 | 2187.4243 | 408
| 4025 | 2187.2992 | 408
| 4026 | 2187.1847 | 408
| 4027 | 2187.0994 | 408
| 4028 | 2186.9361 | 408
| 4029 | 2186.7894 | 408
| 4030 | 2186.6636 | 408
| 4031 | 2186.4676 | 408
| 4032 | 2186.3261 | 408
| 4033 | 2186.267 | 408
| 4034 | 2186.2038 | 408
| 4035 | 2186.0879 | 408
| 4036 | 2185.9005 | 408
| 4037 | 2185.786 | 408
| 4038 | 2185.6753 | 408
| 4039 | 2185.5689 | 408
| 4040 | 2185.502 | 408
| 4041 | 2185.4254 | 408
| 4042 | 2185.3072 | 408
| 4043 | 2185.2224 | 408
| 4044 | 2185.1657 | 408
| 4045 | 2185.0446 | 408
| 4046 | 2184.9383 | 408
| 4047 | 2184.8538 | 408
| 4048 | 2184.7341 | 408
| 4049 | 2184.5603 | 408
| 4050 | 2184.4642 | 408
| 4051 | 2184.3176 | 408
| 4052 | 2184.2775 | 408
| 4053 | 2184.0859 | 408
| 4054 | 2183.973 | 408
| 4055 | 2183.828 | 408
| 4056 | 2183.6057 | 408
| 4057 | 2183.4899 | 408
| 4058 | 2183.3868 | 408
| 4059 | 2183.2492 | 408
| 4060 | 2183.1885 | 408
| 4061 | 2183.0245 | 408
| 4062 | 2182.8893 | 408
| 4063 | 2182.759 | 408
| 4064 | 2182.5639 | 408
| 4065 | 2182.4527 | 408
| 4066 | 2182.4156 | 408
| 4067 | 2182.3634 | 408
| 4068 | 2182.2454 | 408
| 4069 | 2182.194 | 408
| 4070 | 2182.097 | 408
| 4071 | 2181.9108 | 408
| 4072 | 2181.8174 | 408
| 4073 | 2181.6686 | 408
| 4074 | 2181.5555 | 408
| 4075 | 2181.4565 | 408
| 4076 | 2181.3571 | 408
| 4077 | 2181.2746 | 408
| 4078 | 2181.09 | 408
| 4079 | 2181.0298 | 408
| 4080 | 2180.9258 | 408
| 4081 | 2180.8862 | 408
| 4082 | 2180.6876 | 408
| 4083 | 2180.5594 | 408
| 4084 | 2180.4136 | 408
| 4085 | 2180.3148 | 408
| 4086 | 2180.251 | 408
| 4087 | 2180.1052 | 408
| 4088 | 2180.0533 | 408
| 4089 | 2180.0073 | 408
| 4090 | 2179.9317 | 408
| 4091 | 2179.8018 | 408
| 4092 | 2179.718 | 408
| 4093 | 2179.6185 | 408
| 4094 | 2179.4903 | 408
| 4095 | 2179.4201 | 408
| 4096 | 2179.2323 | 408
| 4097 | 2179.1529 | 408
| 4098 | 2179.023 | 408
| 4099 | 2178.9223 | 408
| 4100 | 2178.7563 | 408
| 4101 | 2178.6556 | 408
| 4102 | 2178.6161 | 408
| 4103 | 2178.4875 | 408
| 4104 | 2178.3903 | 408
| 4105 | 2178.2673 | 408
| 4106 | 2178.2174 | 408
| 4107 | 2178.1254 | 408
| 4108 | 2177.9935 | 408
| 4109 | 2177.9277 | 408
| 4110 | 2177.8376 | 408
| 4111 | 2177.6096 | 408
| 4112 | 2177.53 | 408
| 4113 | 2177.432 | 408
| 4114 | 2177.2506 | 408
| 4115 | 2177.1855 | 408
| 4116 | 2177.0788 | 408
| 4117 | 2176.948 | 408
| 4118 | 2176.8741 | 408
| 4119 | 2176.7438 | 408
| 4120 | 2176.6295 | 408
| 4121 | 2176.5014 | 408
| 4122 | 2176.3422 | 408
| 4123 | 2176.2819 | 408
| 4124 | 2176.1724 | 408
| 4125 | 2176.0764 | 408
| 4126 | 2175.9793 | 408
| 4127 | 2175.8128 | 408
| 4128 | 2175.5779 | 408
| 4129 | 2175.5094 | 408
| 4130 | 2175.3902 | 408
| 4131 | 2175.2769 | 408
| 4132 | 2175.2485 | 408
| 4133 | 2175.019 | 408
| 4134 | 2174.9586 | 408
| 4135 | 2174.8433 | 408
| 4136 | 2174.6928 | 408
| 4137 | 2174.5509 | 408
| 4138 | 2174.4152 | 408
| 4139 | 2174.3169 | 408
| 4140 | 2174.2415 | 408
| 4141 | 2174.1706 | 408
| 4142 | 2174.0626 | 408
| 4143 | 2173.8388 | 408
| 4144 | 2173.6586 | 408
| 4145 | 2173.4646 | 408
| 4146 | 2173.3231 | 408
| 4147 | 2173.2153 | 408
| 4148 | 2173.1256 | 408
| 4149 | 2173.08 | 408
| 4150 | 2172.9922 | 408
| 4151 | 2172.9139 | 408
| 4152 | 2172.814 | 408
| 4153 | 2172.7071 | 408
| 4154 | 2172.6226 | 408
| 4155 | 2172.5141 | 408
| 4156 | 2172.3574 | 408
| 4157 | 2172.3175 | 408
| 4158 | 2172.2242 | 408
| 4159 | 2172.0351 | 408
| 4160 | 2171.9799 | 408
| 4161 | 2171.8835 | 408
| 4162 | 2171.7131 | 408
| 4163 | 2171.5247 | 408
| 4164 | 2171.2519 | 408
| 4165 | 2171.1314 | 408
| 4166 | 2170.8717 | 408
| 4167 | 2170.7385 | 408
| 4168 | 2170.6155 | 408
| 4169 | 2170.3326 | 408
| 4170 | 2170.2184 | 408
| 4171 | 2170.1623 | 408
| 4172 | 2170.0419 | 408
| 4173 | 2169.8727 | 408
| 4174 | 2169.815 | 408
| 4175 | 2169.7075 | 408
| 4176 | 2169.6496 | 408
| 4177 | 2169.4963 | 408
| 4178 | 2169.3338 | 408
| 4179 | 2169.0535 | 408
| 4180 | 2168.9127 | 408
| 4181 | 2168.806 | 408
| 4182 | 2168.5612 | 408
| 4183 | 2168.4429 | 408
| 4184 | 2168.2882 | 408
| 4185 | 2168.2036 | 408
| 4186 | 2168.0653 | 408
| 4187 | 2168.0179 | 408
| 4188 | 2167.9008 | 408
| 4189 | 2167.8137 | 408
| 4190 | 2167.7238 | 408
| 4191 | 2167.6102 | 408
| 4192 | 2167.5387 | 408
| 4193 | 2167.4652 | 408
| 4194 | 2167.4085 | 408
| 4195 | 2167.337 | 408
| 4196 | 2167.0931 | 408
| 4197 | 2166.8799 | 408
| 4198 | 2166.8375 | 408
| 4199 | 2166.813 | 408
| 4200 | 2166.6964 | 408
| 4201 | 2166.6216 | 408
| 4202 | 2166.5118 | 408
| 4203 | 2166.3006 | 408
| 4204 | 2166.179 | 408
| 4205 | 2166.0847 | 408
| 4206 | 2165.9917 | 408
| 4207 | 2165.8915 | 408
| 4208 | 2165.8194 | 408
| 4209 | 2165.6696 | 408
| 4210 | 2165.4385 | 408
| 4211 | 2165.319 | 408
| 4212 | 2165.245 | 408
| 4213 | 2165.0879 | 408
| 4214 | 2164.8971 | 408
| 4215 | 2164.7737 | 408
| 4216 | 2164.7152 | 408
| 4217 | 2164.636 | 408
| 4218 | 2164.5511 | 408
| 4219 | 2164.2053 | 408
| 4220 | 2164.0827 | 408
| 4221 | 2163.9221 | 408
| 4222 | 2163.7492 | 408
| 4223 | 2163.6226 | 408
| 4224 | 2163.4705 | 408
| 4225 | 2163.3248 | 408
| 4226 | 2163.2538 | 408
| 4227 | 2163.2059 | 408
| 4228 | 2163.1078 | 408
| 4229 | 2163.0114 | 408
| 4230 | 2162.8621 | 408
| 4231 | 2162.7284 | 408
| 4232 | 2162.5753 | 408
| 4233 | 2162.4753 | 408
| 4234 | 2162.3801 | 408
| 4235 | 2162.2254 | 408
| 4236 | 2162.1544 | 408
| 4237 | 2162.0334 | 408
| 4238 | 2161.8618 | 408
| 4239 | 2161.7969 | 408
| 4240 | 2161.7177 | 408
| 4241 | 2161.6299 | 408
| 4242 | 2161.5405 | 408
| 4243 | 2161.4528 | 408
| 4244 | 2161.3475 | 408
| 4245 | 2161.273 | 408
| 4246 | 2161.1666 | 408
| 4247 | 2160.984 | 408
| 4248 | 2160.8952 | 408
| 4249 | 2160.7445 | 408
| 4250 | 2160.644 | 408
| 4251 | 2160.3816 | 408
| 4252 | 2160.2661 | 408
| 4253 | 2160.1396 | 408
| 4254 | 2160.0563 | 408
| 4255 | 2159.8866 | 408
| 4256 | 2159.7481 | 408
| 4257 | 2159.6608 | 408
| 4258 | 2159.4794 | 408
| 4259 | 2159.3337 | 408
| 4260 | 2159.2565 | 408
| 4261 | 2159.1587 | 408
| 4262 | 2159.0616 | 408
| 4263 | 2158.9126 | 408
| 4264 | 2158.8632 | 408
| 4265 | 2158.7706 | 408
| 4266 | 2158.5537 | 408
| 4267 | 2158.4021 | 408
| 4268 | 2158.2742 | 408
| 4269 | 2158.1015 | 408
| 4270 | 2158.0334 | 408
| 4271 | 2157.8757 | 408
| 4272 | 2157.7942 | 408
| 4273 | 2157.6671 | 408
| 4274 | 2157.5375 | 408
| 4275 | 2157.1777 | 408
| 4276 | 2157.0354 | 408
| 4277 | 2156.8936 | 408
| 4278 | 2156.81 | 408
| 4279 | 2156.7153 | 408
| 4280 | 2156.6686 | 408
| 4281 | 2156.6333 | 408
| 4282 | 2156.5508 | 408
| 4283 | 2156.4359 | 408
| 4284 | 2156.381 | 408
| 4285 | 2156.2015 | 408
| 4286 | 2156.06 | 408
| 4287 | 2155.9898 | 408
| 4288 | 2155.8283 | 408
| 4289 | 2155.7175 | 408
| 4290 | 2155.669 | 408
| 4291 | 2155.5382 | 408
| 4292 | 2155.3559 | 408
| 4293 | 2155.2054 | 408
| 4294 | 2155.1181 | 408
| 4295 | 2155.0219 | 408
| 4296 | 2154.8909 | 408
| 4297 | 2154.7838 | 408
| 4298 | 2154.4732 | 408
| 4299 | 2154.3368 | 408
| 4300 | 2154.1821 | 408
| 4301 | 2154.0281 | 408
| 4302 | 2153.9168 | 408
| 4303 | 2153.7696 | 408
| 4304 | 2153.6176 | 408
| 4305 | 2153.5732 | 408
| 4306 | 2153.3598 | 408
| 4307 | 2153.091 | 408
| 4308 | 2152.8707 | 408
| 4309 | 2152.7759 | 408
| 4310 | 2152.6636 | 408
| 4311 | 2152.5964 | 408
| 4312 | 2152.4286 | 408
| 4313 | 2152.2603 | 408
| 4314 | 2152.1258 | 408
| 4315 | 2151.9243 | 408
| 4316 | 2151.7642 | 408
| 4317 | 2151.6341 | 408
| 4318 | 2151.5045 | 408
| 4319 | 2151.3161 | 408
| 4320 | 2151.232 | 408
| 4321 | 2151.042 | 408
| 4322 | 2150.981 | 408
| 4323 | 2150.8956 | 408
| 4324 | 2150.7281 | 408
| 4325 | 2150.4649 | 408
| 4326 | 2150.3255 | 408
| 4327 | 2150.2272 | 408
| 4328 | 2150.0733 | 408
| 4329 | 2149.9343 | 408
| 4330 | 2149.7586 | 408
| 4331 | 2149.5217 | 408
| 4332 | 2149.3621 | 408
| 4333 | 2149.214 | 408
| 4334 | 2149.0852 | 408
| 4335 | 2148.9627 | 408
| 4336 | 2148.8755 | 408
| 4337 | 2148.8048 | 408
| 4338 | 2148.693 | 408
| 4339 | 2148.5853 | 408
| 4340 | 2148.3081 | 408
| 4341 | 2148.1512 | 408
| 4342 | 2147.9409 | 408
| 4343 | 2147.7034 | 408
| 4344 | 2147.5707 | 408
| 4345 | 2147.5039 | 408
| 4346 | 2147.3289 | 408
| 4347 | 2147.1658 | 408
| 4348 | 2147.0732 | 408
| 4349 | 2147.0209 | 408
| 4350 | 2146.9263 | 408
| 4351 | 2146.8236 | 408
| 4352 | 2146.6105 | 408
| 4353 | 2146.2959 | 408
| 4354 | 2146.1928 | 408
| 4355 | 2146.0926 | 408
| 4356 | 2145.9931 | 408
| 4357 | 2145.8226 | 408
| 4358 | 2145.6773 | 408
| 4359 | 2145.532 | 408
| 4360 | 2145.4551 | 408
| 4361 | 2145.3475 | 408
| 4362 | 2145.2374 | 408
| 4363 | 2144.9521 | 408
| 4364 | 2144.7099 | 408
| 4365 | 2144.5877 | 408
| 4366 | 2144.5157 | 408
| 4367 | 2144.4232 | 408
| 4368 | 2144.3339 | 408
| 4369 | 2144.1874 | 408
| 4370 | 2143.9803 | 408
| 4371 | 2143.8788 | 408
| 4372 | 2143.7235 | 408
| 4373 | 2143.5934 | 408
| 4374 | 2143.5098 | 408
| 4375 | 2143.4173 | 408
| 4376 | 2143.2355 | 408
| 4377 | 2143.0759 | 408
| 4378 | 2143.0034 | 408
| 4379 | 2142.8683 | 408
| 4380 | 2142.7399 | 408
| 4381 | 2142.5635 | 408
| 4382 | 2142.3053 | 408
| 4383 | 2142.1868 | 408
| 4384 | 2142.1239 | 408
| 4385 | 2141.9822 | 408
| 4386 | 2141.8619 | 408
| 4387 | 2141.7089 | 408
| 4388 | 2141.4706 | 408
| 4389 | 2141.4117 | 408
| 4390 | 2141.3239 | 408
| 4391 | 2141.119 | 408
| 4392 | 2141.0296 | 408
| 4393 | 2140.9568 | 408
| 4394 | 2140.862 | 408
| 4395 | 2140.7174 | 408
| 4396 | 2140.5854 | 408
| 4397 | 2140.3926 | 408
| 4398 | 2140.1617 | 408
| 4399 | 2140.0341 | 408
| 4400 | 2139.8694 | 408
| 4401 | 2139.6948 | 408
| 4402 | 2139.5036 | 408
| 4403 | 2139.2332 | 408
| 4404 | 2139.1379 | 408
| 4405 | 2139.042 | 408
| 4406 | 2138.9284 | 408
| 4407 | 2138.7652 | 408
| 4408 | 2138.6131 | 408
| 4409 | 2138.5413 | 408
| 4410 | 2138.4451 | 408
| 4411 | 2138.3342 | 408
| 4412 | 2138.2344 | 408
| 4413 | 2138.0343 | 408
| 4414 | 2137.8015 | 408
| 4415 | 2137.63 | 408
| 4416 | 2137.5101 | 408
| 4417 | 2137.3404 | 408
| 4418 | 2137.1682 | 408
| 4419 | 2137.0171 | 408
| 4420 | 2136.8897 | 408
| 4421 | 2136.7578 | 408
| 4422 | 2136.6043 | 408
| 4423 | 2136.407 | 408
| 4424 | 2136.2332 | 408
| 4425 | 2136.1783 | 408
| 4426 | 2136.0199 | 408
| 4427 | 2135.7801 | 408
| 4428 | 2135.6918 | 408
| 4429 | 2135.5535 | 408
| 4430 | 2135.4599 | 408
| 4431 | 2135.2242 | 408
| 4432 | 2135.1564 | 408
| 4433 | 2135.0598 | 408
| 4434 | 2134.8828 | 408
| 4435 | 2134.7492 | 408
| 4436 | 2134.6098 | 408
| 4437 | 2134.36 | 408
| 4438 | 2134.2734 | 408
| 4439 | 2134.1976 | 408
| 4440 | 2134.0206 | 408
| 4441 | 2133.9681 | 408
| 4442 | 2133.8503 | 408
| 4443 | 2133.7826 | 408
| 4444 | 2133.5916 | 408
| 4445 | 2133.4644 | 408
| 4446 | 2133.1302 | 408
| 4447 | 2133.0027 | 408
| 4448 | 2132.9264 | 408
| 4449 | 2132.8337 | 408
| 4450 | 2132.5526 | 408
| 4451 | 2132.4472 | 408
| 4452 | 2132.2567 | 408
| 4453 | 2132.155 | 408
| 4454 | 2131.9196 | 408
| 4455 | 2131.6116 | 408
| 4456 | 2131.4244 | 408
| 4457 | 2131.1473 | 408
| 4458 | 2131.0257 | 408
| 4459 | 2130.8742 | 408
| 4460 | 2130.6628 | 408
| 4461 | 2130.5472 | 408
| 4462 | 2130.4186 | 408
| 4463 | 2130.2171 | 408
| 4464 | 2130.0926 | 408
| 4465 | 2130.0069 | 408
| 4466 | 2129.8818 | 408
| 4467 | 2129.7709 | 408
| 4468 | 2129.578 | 408
| 4469 | 2129.4403 | 408
| 4470 | 2129.2411 | 408
| 4471 | 2129.1079 | 408
| 4472 | 2128.8816 | 408
| 4473 | 2128.8169 | 408
| 4474 | 2128.7123 | 408
| 4475 | 2128.5797 | 408
| 4476 | 2128.4569 | 408
| 4477 | 2128.2731 | 408
| 4478 | 2128.1886 | 408
| 4479 | 2127.9609 | 408
| 4480 | 2127.8253 | 408
| 4481 | 2127.7481 | 408
| 4482 | 2127.6282 | 408
| 4483 | 2127.5919 | 408
| 4484 | 2127.4337 | 408
| 4485 | 2127.2955 | 408
| 4486 | 2127.1068 | 408
| 4487 | 2126.9088 | 408
| 4488 | 2126.7738 | 408
| 4489 | 2126.6842 | 408
| 4490 | 2126.5793 | 408
| 4491 | 2126.5232 | 408
| 4492 | 2126.2103 | 408
| 4493 | 2126.0206 | 408
| 4494 | 2125.9188 | 408
| 4495 | 2125.7737 | 408
| 4496 | 2125.5704 | 408
| 4497 | 2125.3761 | 408
| 4498 | 2125.3396 | 408
| 4499 | 2125.2381 | 408
| 4500 | 2125.0892 | 408
| 4501 | 2124.8601 | 408
| 4502 | 2124.6708 | 408
| 4503 | 2124.5418 | 408
| 4504 | 2124.2776 | 408
| 4505 | 2124.244 | 408
| 4506 | 2124.0633 | 408
| 4507 | 2123.8877 | 408
| 4508 | 2123.7999 | 408
| 4509 | 2123.7293 | 408
| 4510 | 2123.5342 | 408
| 4511 | 2123.4295 | 408
| 4512 | 2123.354 | 408
| 4513 | 2123.1812 | 408
| 4514 | 2123.1202 | 408
| 4515 | 2122.9734 | 408
| 4516 | 2122.8523 | 408
| 4517 | 2122.686 | 408
| 4518 | 2122.5994 | 408
| 4519 | 2122.4312 | 408
| 4520 | 2122.2549 | 408
| 4521 | 2122.1188 | 408
| 4522 | 2121.9741 | 408
| 4523 | 2121.7578 | 408
| 4524 | 2121.6731 | 408
| 4525 | 2121.6174 | 408
| 4526 | 2121.3748 | 408
| 4527 | 2121.0896 | 408
| 4528 | 2120.9546 | 408
| 4529 | 2120.7917 | 408
| 4530 | 2120.6122 | 408
| 4531 | 2120.5292 | 408
| 4532 | 2120.5073 | 408
| 4533 | 2120.3035 | 408
| 4534 | 2120.224 | 408
| 4535 | 2120.0852 | 408
| 4536 | 2119.9417 | 408
| 4537 | 2119.8567 | 408
| 4538 | 2119.7717 | 408
| 4539 | 2119.6474 | 408
| 4540 | 2119.5623 | 408
| 4541 | 2119.3708 | 408
| 4542 | 2119.0937 | 408
| 4543 | 2118.9839 | 408
| 4544 | 2118.8745 | 408
| 4545 | 2118.6679 | 408
| 4546 | 2118.4973 | 408
| 4547 | 2118.3505 | 408
| 4548 | 2118.3017 | 408
| 4549 | 2118.1956 | 408
| 4550 | 2118.1109 | 408
| 4551 | 2117.9135 | 408
| 4552 | 2117.6889 | 408
| 4553 | 2117.5038 | 408
| 4554 | 2117.1939 | 408
| 4555 | 2116.9613 | 408
| 4556 | 2116.8518 | 408
| 4557 | 2116.7322 | 408
| 4558 | 2116.4905 | 408
| 4559 | 2116.3714 | 408
| 4560 | 2116.3188 | 408
| 4561 | 2116.0017 | 408
| 4562 | 2115.8628 | 408
| 4563 | 2115.6426 | 408
| 4564 | 2115.5425 | 408
| 4565 | 2115.2396 | 408
| 4566 | 2115.1074 | 408
| 4567 | 2114.9407 | 408
| 4568 | 2114.8099 | 408
| 4569 | 2114.7395 | 408
| 4570 | 2114.6506 | 408
| 4571 | 2114.482 | 408
| 4572 | 2114.2514 | 408
| 4573 | 2114.123 | 408
| 4574 | 2113.9342 | 408
| 4575 | 2113.8797 | 408
| 4576 | 2113.7311 | 408
| 4577 | 2113.6026 | 408
| 4578 | 2113.5323 | 408
| 4579 | 2113.3284 | 408
| 4580 | 2113.1007 | 408
| 4581 | 2113.0312 | 408
| 4582 | 2112.7446 | 408
| 4583 | 2112.5546 | 408
| 4584 | 2112.4005 | 408
| 4585 | 2112.0993 | 408
| 4586 | 2111.9668 | 408
| 4587 | 2111.7865 | 408
| 4588 | 2111.6808 | 408
| 4589 | 2111.5825 | 408
| 4590 | 2111.451 | 408
| 4591 | 2111.298 | 408
| 4592 | 2111.1466 | 408
| 4593 | 2110.987 | 408
| 4594 | 2110.9238 | 408
| 4595 | 2110.797 | 408
| 4596 | 2110.7446 | 408
| 4597 | 2110.6081 | 408
| 4598 | 2110.5326 | 408
| 4599 | 2110.3604 | 408
| 4600 | 2110.2074 | 408
| 4601 | 2110.0074 | 408
| 4602 | 2109.9144 | 408
| 4603 | 2109.7663 | 408
| 4604 | 2109.6321 | 408
| 4605 | 2109.531 | 408
| 4606 | 2109.4351 | 408
| 4607 | 2109.3048 | 408
| 4608 | 2109.0161 | 408
| 4609 | 2108.9591 | 408
| 4610 | 2108.8347 | 408
| 4611 | 2108.6747 | 408
| 4612 | 2108.3727 | 408
| 4613 | 2108.2402 | 408
| 4614 | 2108.1117 | 408
| 4615 | 2107.9322 | 408
| 4616 | 2107.7125 | 408
| 4617 | 2107.5345 | 408
| 4618 | 2107.404 | 408
| 4619 | 2107.3152 | 408
| 4620 | 2107.0404 | 408
| 4621 | 2106.7703 | 408
| 4622 | 2106.6197 | 408
| 4623 | 2106.5426 | 408
| 4624 | 2106.4426 | 408
| 4625 | 2106.3931 | 408
| 4626 | 2106.2181 | 408
| 4627 | 2106.0534 | 408
| 4628 | 2105.9472 | 408
| 4629 | 2105.824 | 408
| 4630 | 2105.5088 | 408
| 4631 | 2105.4013 | 408
| 4632 | 2105.2882 | 408
| 4633 | 2105.168 | 408
| 4634 | 2105.1121 | 408
| 4635 | 2105.0049 | 408
| 4636 | 2104.8467 | 408
| 4637 | 2104.7361 | 408
| 4638 | 2104.5895 | 408
| 4639 | 2104.5245 | 408
| 4640 | 2104.4347 | 408
| 4641 | 2104.2098 | 408
| 4642 | 2104.1157 | 408
| 4643 | 2103.8987 | 408
| 4644 | 2103.7021 | 408
| 4645 | 2103.476 | 408
| 4646 | 2103.321 | 408
| 4647 | 2103.1488 | 408
| 4648 | 2103.0313 | 408
| 4649 | 2102.8984 | 408
| 4650 | 2102.7248 | 408
| 4651 | 2102.513 | 408
| 4652 | 2102.3816 | 408
| 4653 | 2102.0889 | 408
| 4654 | 2102.0101 | 408
| 4655 | 2101.9009 | 408
| 4656 | 2101.6731 | 408
| 4657 | 2101.4107 | 408
| 4658 | 2101.2713 | 408
| 4659 | 2101.1605 | 408
| 4660 | 2101.0224 | 408
| 4661 | 2100.8366 | 408
| 4662 | 2100.5446 | 408
| 4663 | 2100.4219 | 408
| 4664 | 2100.1512 | 408
| 4665 | 2099.8418 | 408
| 4666 | 2099.5956 | 408
| 4667 | 2099.4558 | 408
| 4668 | 2099.2863 | 408
| 4669 | 2099.0855 | 408
| 4670 | 2098.9648 | 408
| 4671 | 2098.77 | 408
| 4672 | 2098.4898 | 408
| 4673 | 2098.3202 | 408
| 4674 | 2098.0773 | 408
| 4675 | 2097.8859 | 408
| 4676 | 2097.7093 | 408
| 4677 | 2097.532 | 408
| 4678 | 2097.4471 | 408
| 4679 | 2097.2914 | 408
| 4680 | 2097.1848 | 408
| 4681 | 2097.0741 | 408
| 4682 | 2096.962 | 408
| 4683 | 2096.8417 | 408
| 4684 | 2096.7504 | 408
| 4685 | 2096.5508 | 408
| 4686 | 2096.4705 | 408
| 4687 | 2096.3819 | 408
| 4688 | 2096.3108 | 408
| 4689 | 2096.2584 | 408
| 4690 | 2096.1274 | 408
| 4691 | 2095.9336 | 408
| 4692 | 2095.8524 | 408
| 4693 | 2095.6836 | 408
| 4694 | 2095.512 | 408
| 4695 | 2095.3275 | 408
| 4696 | 2095.1838 | 408
| 4697 | 2095.0523 | 408
| 4698 | 2094.9546 | 408
| 4699 | 2094.7531 | 408
| 4700 | 2094.559 | 408
| 4701 | 2094.2523 | 408
| 4702 | 2094.1192 | 408
| 4703 | 2094.011 | 408
| 4704 | 2093.908 | 408
| 4705 | 2093.8356 | 408
| 4706 | 2093.705 | 408
| 4707 | 2093.6199 | 408
| 4708 | 2093.469 | 408
| 4709 | 2093.1914 | 408
| 4710 | 2093.0482 | 408
| 4711 | 2092.8764 | 408
| 4712 | 2092.768 | 408
| 4713 | 2092.6487 | 408
| 4714 | 2092.4996 | 408
| 4715 | 2092.4243 | 408
| 4716 | 2092.2094 | 408
| 4717 | 2092.1282 | 408
| 4718 | 2091.9261 | 408
| 4719 | 2091.7783 | 408
| 4720 | 2091.6481 | 408
| 4721 | 2091.5508 | 408
| 4722 | 2091.4131 | 408
| 4723 | 2091.1909 | 408
| 4724 | 2091.0022 | 408
| 4725 | 2090.9425 | 408
| 4726 | 2090.7121 | 408
| 4727 | 2090.5977 | 408
| 4728 | 2090.4978 | 408
| 4729 | 2090.3692 | 408
| 4730 | 2090.1768 | 408
| 4731 | 2090.0991 | 408
| 4732 | 2090.0691 | 408
| 4733 | 2089.8823 | 408
| 4734 | 2089.6955 | 408
| 4735 | 2089.5655 | 408
| 4736 | 2089.4353 | 408
| 4737 | 2089.3264 | 408
| 4738 | 2089.1982 | 408
| 4739 | 2089.1328 | 408
| 4740 | 2088.9693 | 408
| 4741 | 2088.8036 | 408
| 4742 | 2088.6537 | 408
| 4743 | 2088.2934 | 408
| 4744 | 2088.0527 | 408
| 4745 | 2087.7747 | 408
| 4746 | 2087.4979 | 408
| 4747 | 2087.3086 | 408
| 4748 | 2087.0737 | 408
| 4749 | 2086.8648 | 408
| 4750 | 2086.6546 | 408
| 4751 | 2086.4993 | 408
| 4752 | 2086.4037 | 408
| 4753 | 2086.2505 | 408
| 4754 | 2086.0706 | 408
| 4755 | 2085.8989 | 408
| 4756 | 2085.7587 | 408
| 4757 | 2085.6356 | 408
| 4758 | 2085.408 | 408
| 4759 | 2085.3159 | 408
| 4760 | 2085.2496 | 408
| 4761 | 2085.0646 | 408
| 4762 | 2084.9738 | 408
| 4763 | 2084.6783 | 408
| 4764 | 2084.6196 | 408
| 4765 | 2084.4772 | 408
| 4766 | 2084.3981 | 408
| 4767 | 2084.1979 | 408
| 4768 | 2083.9353 | 408
| 4769 | 2083.5861 | 408
| 4770 | 2083.5124 | 408
| 4771 | 2083.0223 | 408
| 4772 | 2082.9485 | 408
| 4773 | 2082.7522 | 408
| 4774 | 2082.5832 | 408
| 4775 | 2082.4281 | 408
| 4776 | 2082.333 | 408
| 4777 | 2082.1776 | 408
| 4778 | 2081.968 | 408
| 4779 | 2081.9233 | 408
| 4780 | 2081.7484 | 408
| 4781 | 2081.61 | 408
| 4782 | 2081.4727 | 408
| 4783 | 2081.1194 | 408
| 4784 | 2080.9867 | 408
| 4785 | 2080.7437 | 408
| 4786 | 2080.5412 | 408
| 4787 | 2080.3375 | 408
| 4788 | 2080.2074 | 408
| 4789 | 2080.0922 | 408
| 4790 | 2079.7636 | 408
| 4791 | 2079.661 | 408
| 4792 | 2079.4174 | 408
| 4793 | 2079.2996 | 408
| 4794 | 2079.1524 | 408
| 4795 | 2078.9649 | 408
| 4796 | 2078.8951 | 408
| 4797 | 2078.7291 | 408
| 4798 | 2078.5718 | 408
| 4799 | 2078.3324 | 408
| 4800 | 2078.2377 | 408
| 4801 | 2078.0934 | 408
| 4802 | 2077.88 | 408
| 4803 | 2077.7601 | 408
| 4804 | 2077.654 | 408
| 4805 | 2077.581 | 408
| 4806 | 2077.5173 | 408
| 4807 | 2077.2367 | 408
| 4808 | 2077.0201 | 408
| 4809 | 2076.8454 | 408
| 4810 | 2076.6869 | 408
| 4811 | 2076.4343 | 408
| 4812 | 2076.2707 | 408
| 4813 | 2076.1112 | 408
| 4814 | 2075.9724 | 408
| 4815 | 2075.7769 | 408
| 4816 | 2075.6825 | 408
| 4817 | 2075.5897 | 408
| 4818 | 2075.5577 | 408
| 4819 | 2075.442 | 408
| 4820 | 2075.2478 | 408
| 4821 | 2075.0664 | 408
| 4822 | 2074.7712 | 408
| 4823 | 2074.5999 | 408
| 4824 | 2074.3761 | 408
| 4825 | 2074.2424 | 408
| 4826 | 2074.0707 | 408
| 4827 | 2073.8998 | 408
| 4828 | 2073.6295 | 408
| 4829 | 2073.4613 | 408
| 4830 | 2073.3548 | 408
| 4831 | 2073.2107 | 408
| 4832 | 2073.1526 | 408
| 4833 | 2072.9968 | 408
| 4834 | 2072.8619 | 408
| 4835 | 2072.6733 | 408
| 4836 | 2072.5598 | 408
| 4837 | 2072.3352 | 408
| 4838 | 2072.1861 | 408
| 4839 | 2072.111 | 408
| 4840 | 2072.0287 | 408
| 4841 | 2071.6494 | 408
| 4842 | 2071.3623 | 408
| 4843 | 2071.0779 | 408
| 4844 | 2070.8625 | 408
| 4845 | 2070.758 | 408
| 4846 | 2070.6946 | 408
| 4847 | 2070.5695 | 408
| 4848 | 2070.3498 | 408
| 4849 | 2070.2113 | 408
| 4850 | 2070.0296 | 408
| 4851 | 2069.8752 | 408
| 4852 | 2069.7 | 408
| 4853 | 2069.5239 | 408
| 4854 | 2069.4118 | 408
| 4855 | 2069.2391 | 408
| 4856 | 2068.9797 | 408
| 4857 | 2068.8089 | 408
| 4858 | 2068.6957 | 408
| 4859 | 2068.4735 | 408
| 4860 | 2068.2128 | 408
| 4861 | 2068.0961 | 408
| 4862 | 2067.9535 | 408
| 4863 | 2067.8005 | 408
| 4864 | 2067.6195 | 408
| 4865 | 2067.5256 | 408
| 4866 | 2067.4319 | 408
| 4867 | 2067.218 | 408
| 4868 | 2067.1536 | 408
| 4869 | 2066.9012 | 408
| 4870 | 2066.7158 | 408
| 4871 | 2066.5363 | 408
| 4872 | 2066.4557 | 408
| 4873 | 2066.3001 | 408
| 4874 | 2066.0654 | 408
| 4875 | 2065.9904 | 408
| 4876 | 2065.9329 | 408
| 4877 | 2065.8724 | 408
| 4878 | 2065.7831 | 408
| 4879 | 2065.6791 | 408
| 4880 | 2065.5457 | 408
| 4881 | 2065.4337 | 408
| 4882 | 2065.3553 | 408
| 4883 | 2065.171 | 408
| 4884 | 2065.0321 | 408
| 4885 | 2064.9129 | 408
| 4886 | 2064.7434 | 408
| 4887 | 2064.5143 | 408
| 4888 | 2064.4162 | 408
| 4889 | 2064.2766 | 408
| 4890 | 2064.1221 | 408
| 4891 | 2064.0121 | 408
| 4892 | 2063.8924 | 408
| 4893 | 2063.7329 | 408
| 4894 | 2063.5328 | 408
| 4895 | 2063.3768 | 408
| 4896 | 2063.2785 | 408
| 4897 | 2063.0136 | 408
| 4898 | 2062.8311 | 408
| 4899 | 2062.7434 | 408
| 4900 | 2062.6594 | 408
| 4901 | 2062.602 | 408
| 4902 | 2062.4901 | 408
| 4903 | 2062.3711 | 408
| 4904 | 2062.264 | 408
| 4905 | 2061.8748 | 408
| 4906 | 2061.7141 | 408
| 4907 | 2061.6284 | 408
| 4908 | 2061.4607 | 408
| 4909 | 2061.2867 | 408
| 4910 | 2061.0933 | 408
| 4911 | 2060.9541 | 408
| 4912 | 2060.5833 | 408
| 4913 | 2060.3325 | 408
| 4914 | 2059.9904 | 408
| 4915 | 2059.7639 | 408
| 4916 | 2059.6739 | 408
| 4917 | 2059.49 | 408
| 4918 | 2059.3216 | 408
| 4919 | 2059.155 | 408
| 4920 | 2059.0465 | 408
| 4921 | 2058.8827 | 408
| 4922 | 2058.6606 | 408
| 4923 | 2058.4512 | 408
| 4924 | 2058.1857 | 408
| 4925 | 2058.0456 | 408
| 4926 | 2057.8972 | 408
| 4927 | 2057.6985 | 408
| 4928 | 2057.4167 | 408
| 4929 | 2057.2819 | 408
| 4930 | 2057.0422 | 408
| 4931 | 2056.8603 | 408
| 4932 | 2056.7003 | 408
| 4933 | 2056.4923 | 408
| 4934 | 2056.385 | 408
| 4935 | 2056.192 | 408
| 4936 | 2056.0735 | 408
| 4937 | 2055.9602 | 408
| 4938 | 2055.9047 | 408
| 4939 | 2055.7413 | 408
| 4940 | 2055.5543 | 408
| 4941 | 2055.4424 | 408
| 4942 | 2055.2782 | 408
| 4943 | 2055.0601 | 408
| 4944 | 2054.8736 | 408
| 4945 | 2054.7157 | 408
| 4946 | 2054.6516 | 408
| 4947 | 2054.3725 | 408
| 4948 | 2054.2549 | 408
| 4949 | 2054.184 | 408
| 4950 | 2054.0598 | 408
| 4951 | 2053.9382 | 408
| 4952 | 2053.8053 | 408
| 4953 | 2053.647 | 408
| 4954 | 2053.4272 | 408
| 4955 | 2053.2669 | 408
| 4956 | 2053.0796 | 408
| 4957 | 2052.6925 | 408
| 4958 | 2052.4237 | 408
| 4959 | 2052.3278 | 408
| 4960 | 2052.1985 | 408
| 4961 | 2051.9164 | 408
| 4962 | 2051.8078 | 408
| 4963 | 2051.7583 | 408
| 4964 | 2051.6936 | 408
| 4965 | 2051.5135 | 408
| 4966 | 2051.2208 | 408
| 4967 | 2051.1526 | 408
| 4968 | 2051.0477 | 408
| 4969 | 2050.7919 | 408
| 4970 | 2050.6701 | 408
| 4971 | 2050.4913 | 408
| 4972 | 2050.3036 | 408
| 4973 | 2050.1617 | 408
| 4974 | 2050.0978 | 408
| 4975 | 2049.9006 | 408
| 4976 | 2049.7014 | 408
| 4977 | 2049.3954 | 408
| 4978 | 2049.2205 | 408
| 4979 | 2049.0087 | 408
| 4980 | 2048.9127 | 408
| 4981 | 2048.7993 | 408
| 4982 | 2048.5571 | 408
| 4983 | 2048.3069 | 408
| 4984 | 2048.2052 | 408
| 4985 | 2047.9621 | 408
| 4986 | 2047.7725 | 408
| 4987 | 2047.6837 | 408
| 4988 | 2047.5138 | 408
| 4989 | 2047.3625 | 408
| 4990 | 2047.2873 | 408
| 4991 | 2046.9374 | 408
| 4992 | 2046.8893 | 408
| 4993 | 2046.6289 | 408
| 4994 | 2046.4229 | 408
| 4995 | 2046.2054 | 408
| 4996 | 2046.1049 | 408
| 4997 | 2045.8783 | 408
| 4998 | 2045.5919 | 408
| 4999 | 2045.4354 | 408
| 5000 | 2045.3215 | 408
| 5001 | 2045.2291 | 408
| 5002 | 2045.0794 | 408
| 5003 | 2044.993 | 408
| 5004 | 2044.8402 | 408
| 5005 | 2044.6287 | 408
| 5006 | 2044.4739 | 408
| 5007 | 2044.1761 | 408
| 5008 | 2043.8863 | 408
| 5009 | 2043.7548 | 408
| 5010 | 2043.6691 | 408
| 5011 | 2043.6042 | 408
| 5012 | 2043.4817 | 408
| 5013 | 2043.2436 | 408
| 5014 | 2043.04 | 408
| 5015 | 2042.8641 | 408
| 5016 | 2042.7383 | 408
| 5017 | 2042.5065 | 408
| 5018 | 2042.4376 | 408
| 5019 | 2042.2657 | 408
| 5020 | 2042.1507 | 408
| 5021 | 2042.0324 | 408
| 5022 | 2041.7797 | 408
| 5023 | 2041.4694 | 408
| 5024 | 2041.3018 | 408
| 5025 | 2041.1173 | 408
| 5026 | 2041.0194 | 408
| 5027 | 2040.8219 | 408
| 5028 | 2040.7263 | 408
| 5029 | 2040.5799 | 408
| 5030 | 2040.4058 | 408
| 5031 | 2040.2416 | 408
| 5032 | 2040.0913 | 408
| 5033 | 2039.9294 | 408
| 5034 | 2039.6902 | 408
| 5035 | 2039.5684 | 408
| 5036 | 2039.4519 | 408
| 5037 | 2039.3632 | 408
| 5038 | 2039.2178 | 408
| 5039 | 2039.0683 | 408
| 5040 | 2038.8616 | 408
| 5041 | 2038.7418 | 408
| 5042 | 2038.6086 | 408
| 5043 | 2038.3468 | 408
| 5044 | 2038.1665 | 408
| 5045 | 2038.0905 | 408
| 5046 | 2037.8853 | 408
| 5047 | 2037.7644 | 408
| 5048 | 2037.5461 | 408
| 5049 | 2037.3597 | 408
| 5050 | 2037.1373 | 408
| 5051 | 2037.0447 | 408
| 5052 | 2036.9177 | 408
| 5053 | 2036.6716 | 408
| 5054 | 2036.4778 | 408
| 5055 | 2036.3709 | 408
| 5056 | 2036.2463 | 408
| 5057 | 2036.1559 | 408
| 5058 | 2036.0443 | 408
| 5059 | 2035.9374 | 408
| 5060 | 2035.8038 | 408
| 5061 | 2035.6913 | 408
| 5062 | 2035.5113 | 408
| 5063 | 2035.378 | 408
| 5064 | 2035.0299 | 408
| 5065 | 2034.9244 | 408
| 5066 | 2034.7681 | 408
| 5067 | 2034.5624 | 408
| 5068 | 2034.3363 | 408
| 5069 | 2034.0414 | 408
| 5070 | 2033.8434 | 408
| 5071 | 2033.5421 | 408
| 5072 | 2033.2493 | 408
| 5073 | 2032.9634 | 408
| 5074 | 2032.6904 | 408
| 5075 | 2032.5753 | 408
| 5076 | 2032.4337 | 408
| 5077 | 2032.319 | 408
| 5078 | 2032.1906 | 408
| 5079 | 2031.918 | 408
| 5080 | 2031.788 | 408
| 5081 | 2031.6104 | 408
| 5082 | 2031.4498 | 408
| 5083 | 2031.3434 | 408
| 5084 | 2031.159 | 408
| 5085 | 2030.9823 | 408
| 5086 | 2030.7671 | 408
| 5087 | 2030.2902 | 408
| 5088 | 2030.2103 | 408
| 5089 | 2029.9886 | 408
| 5090 | 2029.5807 | 408
| 5091 | 2029.3868 | 408
| 5092 | 2029.1714 | 408
| 5093 | 2029.0097 | 408
| 5094 | 2028.7569 | 408
| 5095 | 2028.6744 | 408
| 5096 | 2028.5694 | 408
| 5097 | 2028.3415 | 408
| 5098 | 2028.248 | 408
| 5099 | 2028.1164 | 408
| 5100 | 2028.0203 | 408
| 5101 | 2027.8083 | 408
| 5102 | 2027.5955 | 408
| 5103 | 2027.3366 | 408
| 5104 | 2027.079 | 408
| 5105 | 2026.9674 | 408
| 5106 | 2026.8196 | 408
| 5107 | 2026.6617 | 408
| 5108 | 2026.4985 | 408
| 5109 | 2026.3807 | 408
| 5110 | 2026.2446 | 408
| 5111 | 2026.1469 | 408
| 5112 | 2025.8221 | 408
| 5113 | 2025.6197 | 408
| 5114 | 2025.4665 | 408
| 5115 | 2025.1525 | 408
| 5116 | 2024.9134 | 408
| 5117 | 2024.8161 | 408
| 5118 | 2024.6959 | 408
| 5119 | 2024.5515 | 408
| 5120 | 2024.4087 | 408
| 5121 | 2024.2646 | 408
| 5122 | 2024.1042 | 408
| 5123 | 2023.9471 | 408
| 5124 | 2023.7206 | 408
| 5125 | 2023.5736 | 408
| 5126 | 2023.3816 | 408
| 5127 | 2023.1924 | 408
| 5128 | 2023.0013 | 408
| 5129 | 2022.8139 | 408
| 5130 | 2022.6806 | 408
| 5131 | 2022.4038 | 408
| 5132 | 2022.2202 | 408
| 5133 | 2021.9903 | 408
| 5134 | 2021.7521 | 408
| 5135 | 2021.6387 | 408
| 5136 | 2021.5351 | 408
| 5137 | 2021.2452 | 408
| 5138 | 2021.1061 | 408
| 5139 | 2020.659 | 408
| 5140 | 2020.4292 | 408
| 5141 | 2020.2535 | 408
| 5142 | 2020.1481 | 408
| 5143 | 2019.8324 | 408
| 5144 | 2019.6526 | 408
| 5145 | 2019.4686 | 408
| 5146 | 2019.2232 | 408
| 5147 | 2018.9596 | 408
| 5148 | 2018.8623 | 408
| 5149 | 2018.7571 | 408
| 5150 | 2018.6024 | 408
| 5151 | 2018.4919 | 408
| 5152 | 2018.4372 | 408
| 5153 | 2018.2986 | 408
| 5154 | 2018.129 | 408
| 5155 | 2017.7657 | 408
| 5156 | 2017.6703 | 408
| 5157 | 2017.4418 | 408
| 5158 | 2017.2128 | 408
| 5159 | 2017.1026 | 408
| 5160 | 2016.8254 | 408
| 5161 | 2016.7459 | 408
| 5162 | 2016.6633 | 408
| 5163 | 2016.5314 | 408
| 5164 | 2016.403 | 408
| 5165 | 2016.3388 | 408
| 5166 | 2016.2335 | 408
| 5167 | 2016.0488 | 408
| 5168 | 2015.8219 | 408
| 5169 | 2015.6759 | 408
| 5170 | 2015.5104 | 408
| 5171 | 2015.4151 | 408
| 5172 | 2015.0177 | 408
| 5173 | 2014.7624 | 408
| 5174 | 2014.5971 | 408
| 5175 | 2014.3641 | 408
| 5176 | 2014.28 | 408
| 5177 | 2014.1467 | 408
| 5178 | 2013.8899 | 408
| 5179 | 2013.6501 | 408
| 5180 | 2013.4956 | 408
| 5181 | 2013.3265 | 408
| 5182 | 2013.0887 | 408
| 5183 | 2012.9728 | 408
| 5184 | 2012.8518 | 408
| 5185 | 2012.6819 | 408
| 5186 | 2012.4891 | 408
| 5187 | 2012.3199 | 408
| 5188 | 2012.2728 | 408
| 5189 | 2012.0271 | 408
| 5190 | 2011.779 | 408
| 5191 | 2011.4806 | 408
| 5192 | 2011.3177 | 408
| 5193 | 2010.9904 | 408
| 5194 | 2010.8668 | 408
| 5195 | 2010.7318 | 408
| 5196 | 2010.5795 | 408
| 5197 | 2010.4382 | 408
| 5198 | 2010.2048 | 408
| 5199 | 2009.9738 | 408
| 5200 | 2009.7487 | 408
| 5201 | 2009.6197 | 408
| 5202 | 2009.5478 | 408
| 5203 | 2009.3058 | 408
| 5204 | 2009.2036 | 408
| 5205 | 2009.0736 | 408
| 5206 | 2008.9865 | 408
| 5207 | 2008.7596 | 408
| 5208 | 2008.6084 | 408
| 5209 | 2008.3703 | 408
| 5210 | 2008.1494 | 408
| 5211 | 2008.0267 | 408
| 5212 | 2007.8594 | 408
| 5213 | 2007.6808 | 408
| 5214 | 2007.5038 | 408
| 5215 | 2007.3661 | 408
| 5216 | 2007.2104 | 408
| 5217 | 2007.085 | 408
| 5218 | 2006.8989 | 408
| 5219 | 2006.6799 | 408
| 5220 | 2006.5792 | 408
| 5221 | 2006.4284 | 408
| 5222 | 2006.3299 | 408
| 5223 | 2006.1908 | 408
| 5224 | 2006.0851 | 408
| 5225 | 2005.677 | 408
| 5226 | 2005.5275 | 408
| 5227 | 2005.4501 | 408
| 5228 | 2005.2535 | 408
| 5229 | 2005.1138 | 408
| 5230 | 2004.8565 | 408
| 5231 | 2004.7698 | 408
| 5232 | 2004.6371 | 408
| 5233 | 2004.519 | 408
| 5234 | 2004.4375 | 408
| 5235 | 2004.3038 | 408
| 5236 | 2004.2172 | 408
| 5237 | 2004.053 | 408
| 5238 | 2003.7403 | 408
| 5239 | 2003.5059 | 408
| 5240 | 2003.41 | 408
| 5241 | 2003.1979 | 408
| 5242 | 2002.9931 | 408
| 5243 | 2002.8638 | 408
| 5244 | 2002.7538 | 408
| 5245 | 2002.6198 | 408
| 5246 | 2002.4347 | 408
| 5247 | 2002.2858 | 408
| 5248 | 2002.0125 | 408
| 5249 | 2001.7001 | 408
| 5250 | 2001.6288 | 408
| 5251 | 2001.5103 | 408
| 5252 | 2001.411 | 408
| 5253 | 2001.2396 | 408
| 5254 | 2001.1034 | 408
| 5255 | 2001.0071 | 408
| 5256 | 2000.8098 | 408
| 5257 | 2000.6284 | 408
| 5258 | 2000.4046 | 408
| 5259 | 2000.1531 | 408
| 5260 | 2000.0734 | 408
| 5261 | 2000.0245 | 408
| 5262 | 1999.9441 | 408
| 5263 | 1999.7587 | 408
| 5264 | 1999.5747 | 408
| 5265 | 1999.4478 | 408
| 5266 | 1999.2425 | 408
| 5267 | 1999.0352 | 408
| 5268 | 1998.9242 | 408
| 5269 | 1998.728 | 408
| 5270 | 1998.5138 | 408
| 5271 | 1998.3184 | 408
| 5272 | 1997.8015 | 408
| 5273 | 1997.6768 | 408
| 5274 | 1997.4068 | 408
| 5275 | 1997.2864 | 408
| 5276 | 1997.0249 | 408
| 5277 | 1996.6037 | 408
| 5278 | 1996.5666 | 408
| 5279 | 1996.4169 | 408
| 5280 | 1996.3076 | 408
| 5281 | 1995.8084 | 408
| 5282 | 1995.4782 | 408
| 5283 | 1995.2879 | 408
| 5284 | 1995.1957 | 408
| 5285 | 1994.979 | 408
| 5286 | 1994.7751 | 408
| 5287 | 1994.3643 | 408
| 5288 | 1994.3117 | 408
| 5289 | 1994.0819 | 408
| 5290 | 1993.7981 | 408
| 5291 | 1993.5481 | 408
| 5292 | 1993.3487 | 408
| 5293 | 1993.2258 | 408
| 5294 | 1993.1018 | 408
| 5295 | 1992.8975 | 408
| 5296 | 1992.762 | 408
| 5297 | 1992.5119 | 408
| 5298 | 1992.3532 | 408
| 5299 | 1992.0243 | 408
| 5300 | 1991.8201 | 408
| 5301 | 1991.7128 | 408
| 5302 | 1991.4812 | 408
| 5303 | 1991.3101 | 408
| 5304 | 1991.1361 | 408
| 5305 | 1991.0404 | 408
| 5306 | 1990.8125 | 408
| 5307 | 1990.5145 | 408
| 5308 | 1990.4064 | 408
| 5309 | 1990.2462 | 408
| 5310 | 1990.0266 | 408
| 5311 | 1989.7666 | 408
| 5312 | 1989.4509 | 408
| 5313 | 1989.2877 | 408
| 5314 | 1988.9342 | 408
| 5315 | 1988.6175 | 408
| 5316 | 1988.5078 | 408
| 5317 | 1988.2369 | 408
| 5318 | 1988.0926 | 408
| 5319 | 1988.0153 | 408
| 5320 | 1987.7712 | 408
| 5321 | 1987.7333 | 408
| 5322 | 1987.5931 | 408
| 5323 | 1987.239 | 408
| 5324 | 1986.8944 | 408
| 5325 | 1986.6268 | 408
| 5326 | 1986.3586 | 408
| 5327 | 1986.1436 | 408
| 5328 | 1985.8915 | 408
| 5329 | 1985.6597 | 408
| 5330 | 1985.4709 | 408
| 5331 | 1985.4079 | 408
| 5332 | 1985.2901 | 408
| 5333 | 1985.1791 | 408
| 5334 | 1984.9674 | 408
| 5335 | 1984.901 | 408
| 5336 | 1984.8721 | 408
| 5337 | 1984.756 | 408
| 5338 | 1984.666 | 408
| 5339 | 1984.4784 | 408
| 5340 | 1984.3107 | 408
| 5341 | 1984.1479 | 408
| 5342 | 1983.9473 | 408
| 5343 | 1983.7838 | 408
| 5344 | 1983.5965 | 408
| 5345 | 1983.3056 | 408
| 5346 | 1983.081 | 408
| 5347 | 1982.8189 | 408
| 5348 | 1982.6202 | 408
| 5349 | 1982.447 | 408
| 5350 | 1982.1761 | 408
| 5351 | 1981.9479 | 408
| 5352 | 1981.7338 | 408
| 5353 | 1981.4832 | 408
| 5354 | 1981.1864 | 408
| 5355 | 1981.1177 | 408
| 5356 | 1980.8763 | 408
| 5357 | 1980.7359 | 408
| 5358 | 1980.5183 | 408
| 5359 | 1980.3577 | 408
| 5360 | 1980.2318 | 408
| 5361 | 1980.1321 | 408
| 5362 | 1979.9245 | 408
| 5363 | 1979.7391 | 408
| 5364 | 1979.5803 | 408
| 5365 | 1979.417 | 408
| 5366 | 1979.2899 | 408
| 5367 | 1979.1917 | 408
| 5368 | 1979.0943 | 408
| 5369 | 1978.9548 | 408
| 5370 | 1978.8153 | 408
| 5371 | 1978.5669 | 408
| 5372 | 1978.2688 | 408
| 5373 | 1978.1029 | 408
| 5374 | 1977.925 | 408
| 5375 | 1977.7537 | 408
| 5376 | 1977.4975 | 408
| 5377 | 1977.3065 | 408
| 5378 | 1977.0427 | 408
| 5379 | 1976.7092 | 408
| 5380 | 1976.5645 | 408
| 5381 | 1976.4362 | 408
| 5382 | 1976.1613 | 408
| 5383 | 1975.9877 | 408
| 5384 | 1975.6825 | 408
| 5385 | 1975.376 | 408
| 5386 | 1975.1464 | 408
| 5387 | 1975.0348 | 408
| 5388 | 1974.81 | 408
| 5389 | 1974.5124 | 408
| 5390 | 1974.366 | 408
| 5391 | 1974.1936 | 408
| 5392 | 1974.1381 | 408
| 5393 | 1973.8264 | 408
| 5394 | 1973.5968 | 408
| 5395 | 1973.4357 | 408
| 5396 | 1973.2771 | 408
| 5397 | 1973.09 | 408
| 5398 | 1972.9646 | 408
| 5399 | 1972.7158 | 408
| 5400 | 1972.5653 | 408
| 5401 | 1972.4622 | 408
| 5402 | 1972.239 | 408
| 5403 | 1972.0399 | 408
| 5404 | 1971.9272 | 408
| 5405 | 1971.7934 | 408
| 5406 | 1971.5787 | 408
| 5407 | 1971.4199 | 408
| 5408 | 1971.248 | 408
| 5409 | 1971.1435 | 408
| 5410 | 1970.8955 | 408
| 5411 | 1970.7861 | 408
| 5412 | 1970.7017 | 408
| 5413 | 1970.4731 | 408
| 5414 | 1970.4003 | 408
| 5415 | 1970.2624 | 408
| 5416 | 1970.0131 | 408
| 5417 | 1969.9001 | 408
| 5418 | 1969.6007 | 408
| 5419 | 1969.4806 | 408
| 5420 | 1969.3524 | 408
| 5421 | 1969.1854 | 408
| 5422 | 1968.9119 | 408
| 5423 | 1968.7556 | 408
| 5424 | 1968.5959 | 408
| 5425 | 1968.4493 | 408
| 5426 | 1968.2896 | 408
| 5427 | 1968.0245 | 408
| 5428 | 1967.7725 | 408
| 5429 | 1967.5741 | 408
| 5430 | 1967.4983 | 408
| 5431 | 1967.3663 | 408
| 5432 | 1967.1292 | 408
| 5433 | 1966.9484 | 408
| 5434 | 1966.749 | 408
| 5435 | 1966.6633 | 408
| 5436 | 1966.4329 | 408
| 5437 | 1966.08 | 408
| 5438 | 1965.963 | 408
| 5439 | 1965.7356 | 408
| 5440 | 1965.5645 | 408
| 5441 | 1965.5024 | 408
| 5442 | 1965.3712 | 408
| 5443 | 1965.2478 | 408
| 5444 | 1965.1934 | 408
| 5445 | 1964.9761 | 408
| 5446 | 1964.713 | 408
| 5447 | 1964.4254 | 408
| 5448 | 1964.2625 | 408
| 5449 | 1963.9347 | 408
| 5450 | 1963.7178 | 408
| 5451 | 1963.6341 | 408
| 5452 | 1963.2108 | 408
| 5453 | 1963.0331 | 408
| 5454 | 1962.8436 | 408
| 5455 | 1962.6666 | 408
| 5456 | 1962.5626 | 408
| 5457 | 1962.3859 | 408
| 5458 | 1962.1933 | 408
| 5459 | 1962.084 | 408
| 5460 | 1961.9778 | 408
| 5461 | 1961.8215 | 408
| 5462 | 1961.7629 | 408
| 5463 | 1961.4924 | 408
| 5464 | 1961.1378 | 408
| 5465 | 1961.0773 | 408
| 5466 | 1960.888 | 408
| 5467 | 1960.7243 | 408
| 5468 | 1960.6551 | 408
| 5469 | 1960.4688 | 408
| 5470 | 1960.244 | 408
| 5471 | 1960.1379 | 408
| 5472 | 1959.6251 | 408
| 5473 | 1959.3816 | 408
| 5474 | 1959.2639 | 408
| 5475 | 1959.0416 | 408
| 5476 | 1958.9226 | 408
| 5477 | 1958.7355 | 408
| 5478 | 1958.692 | 408
| 5479 | 1958.5519 | 408
| 5480 | 1958.1913 | 408
| 5481 | 1958.0259 | 408
| 5482 | 1957.7559 | 408
| 5483 | 1957.6669 | 408
| 5484 | 1957.5647 | 408
| 5485 | 1957.4073 | 408
| 5486 | 1957.1349 | 408
| 5487 | 1957.1167 | 408
| 5488 | 1957.0296 | 408
| 5489 | 1956.9345 | 408
| 5490 | 1956.8209 | 408
| 5491 | 1956.4953 | 408
| 5492 | 1956.3848 | 408
| 5493 | 1956.2989 | 408
| 5494 | 1956.2246 | 408
| 5495 | 1955.9709 | 408
| 5496 | 1955.7286 | 408
| 5497 | 1955.5385 | 408
| 5498 | 1955.4617 | 408
| 5499 | 1955.3467 | 408
| 5500 | 1955.1412 | 408
| 5501 | 1955.0158 | 408
| 5502 | 1954.9096 | 408
| 5503 | 1954.7635 | 408
| 5504 | 1954.6968 | 408
| 5505 | 1954.5973 | 408
| 5506 | 1954.3383 | 408
| 5507 | 1954.2617 | 408
| 5508 | 1954.1169 | 408
| 5509 | 1953.9304 | 408
| 5510 | 1953.7303 | 408
| 5511 | 1953.6867 | 408
| 5512 | 1953.4957 | 408
| 5513 | 1953.3645 | 408
| 5514 | 1953.233 | 408
| 5515 | 1953.1765 | 408
| 5516 | 1952.9743 | 408
| 5517 | 1952.7871 | 408
| 5518 | 1952.7227 | 408
| 5519 | 1952.5446 | 408
| 5520 | 1952.3464 | 408
| 5521 | 1952.1099 | 408
| 5522 | 1952.0027 | 408
| 5523 | 1951.8793 | 408
| 5524 | 1951.778 | 408
| 5525 | 1951.5917 | 408
| 5526 | 1951.4527 | 408
| 5527 | 1951.1335 | 408
| 5528 | 1950.8129 | 408
| 5529 | 1950.6956 | 408
| 5530 | 1950.4694 | 408
| 5531 | 1950.3483 | 408
| 5532 | 1950.1907 | 408
| 5533 | 1949.9197 | 408
| 5534 | 1949.8529 | 408
| 5535 | 1949.5649 | 408
| 5536 | 1949.4891 | 408
| 5537 | 1949.4223 | 408
| 5538 | 1949.2873 | 408
| 5539 | 1949.08 | 408
| 5540 | 1948.8768 | 408
| 5541 | 1948.5049 | 408
| 5542 | 1948.2678 | 408
| 5543 | 1948.2276 | 408
| 5544 | 1948.0272 | 408
| 5545 | 1947.8282 | 408
| 5546 | 1947.6954 | 408
| 5547 | 1947.3749 | 408
| 5548 | 1947.2357 | 408
| 5549 | 1947.1734 | 408
| 5550 | 1946.9265 | 408
| 5551 | 1946.7852 | 408
| 5552 | 1946.595 | 408
| 5553 | 1946.4438 | 408
| 5554 | 1946.2257 | 408
| 5555 | 1945.9417 | 408
| 5556 | 1945.5866 | 408
| 5557 | 1945.3912 | 408
| 5558 | 1945.2647 | 408
| 5559 | 1945.0648 | 408
| 5560 | 1944.981 | 408
| 5561 | 1944.8483 | 408
| 5562 | 1944.6568 | 408
| 5563 | 1944.476 | 408
| 5564 | 1944.3236 | 408
| 5565 | 1944.0012 | 408
| 5566 | 1943.7623 | 408
| 5567 | 1943.5978 | 408
| 5568 | 1943.304 | 408
| 5569 | 1943.2001 | 408
| 5570 | 1943.0259 | 408
| 5571 | 1942.7987 | 408
| 5572 | 1942.615 | 408
| 5573 | 1942.5835 | 408
| 5574 | 1942.44 | 408
| 5575 | 1942.0552 | 408
| 5576 | 1941.9912 | 408
| 5577 | 1941.8021 | 408
| 5578 | 1941.415 | 408
| 5579 | 1941.2783 | 408
| 5580 | 1941.0495 | 408
| 5581 | 1940.771 | 408
| 5582 | 1940.5463 | 408
| 5583 | 1940.4548 | 408
| 5584 | 1940.2595 | 408
| 5585 | 1940.1181 | 408
| 5586 | 1940.0016 | 408
| 5587 | 1939.879 | 408
| 5588 | 1939.8368 | 408
| 5589 | 1939.7077 | 408
| 5590 | 1939.5886 | 408
| 5591 | 1939.3522 | 408
| 5592 | 1939.1731 | 408
| 5593 | 1939.0045 | 408
| 5594 | 1938.8761 | 408
| 5595 | 1938.7761 | 408
| 5596 | 1938.5231 | 408
| 5597 | 1938.3605 | 408
| 5598 | 1938.1995 | 408
| 5599 | 1938.1058 | 408
| 5600 | 1938.0257 | 408
| 5601 | 1937.8751 | 408
| 5602 | 1937.6212 | 408
| 5603 | 1937.4824 | 408
| 5604 | 1937.2287 | 408
| 5605 | 1936.9053 | 408
| 5606 | 1936.739 | 408
| 5607 | 1936.5613 | 408
| 5608 | 1936.4627 | 408
| 5609 | 1936.272 | 408
| 5610 | 1936.1936 | 408
| 5611 | 1935.9696 | 408
| 5612 | 1935.7985 | 408
| 5613 | 1935.7437 | 408
| 5614 | 1935.5785 | 408
| 5615 | 1935.4135 | 408
| 5616 | 1935.305 | 408
| 5617 | 1935.0858 | 408
| 5618 | 1934.914 | 408
| 5619 | 1934.7794 | 408
| 5620 | 1934.5867 | 408
| 5621 | 1934.4671 | 408
| 5622 | 1934.353 | 408
| 5623 | 1934.1422 | 408
| 5624 | 1933.9741 | 408
| 5625 | 1933.7656 | 408
| 5626 | 1933.5782 | 408
| 5627 | 1933.3363 | 408
| 5628 | 1933.1906 | 408
| 5629 | 1932.8724 | 408
| 5630 | 1932.7616 | 408
| 5631 | 1932.5822 | 408
| 5632 | 1932.3538 | 408
| 5633 | 1932.0596 | 408
| 5634 | 1931.8867 | 408
| 5635 | 1931.6846 | 408
| 5636 | 1931.5697 | 408
| 5637 | 1931.3823 | 408
| 5638 | 1931.2438 | 408
| 5639 | 1931.1067 | 408
| 5640 | 1930.819 | 408
| 5641 | 1930.6789 | 408
| 5642 | 1930.4865 | 408
| 5643 | 1930.2424 | 408
| 5644 | 1930.0794 | 408
| 5645 | 1929.8972 | 408
| 5646 | 1929.7342 | 408
| 5647 | 1929.6216 | 408
| 5648 | 1929.5317 | 408
| 5649 | 1929.428 | 408
| 5650 | 1929.356 | 408
| 5651 | 1929.2359 | 408
| 5652 | 1929.0058 | 408
| 5653 | 1928.8693 | 408
| 5654 | 1928.665 | 408
| 5655 | 1928.4837 | 408
| 5656 | 1928.3042 | 408
| 5657 | 1928.1482 | 408
| 5658 | 1928.0481 | 408
| 5659 | 1927.8726 | 408
| 5660 | 1927.6674 | 408
| 5661 | 1927.4614 | 408
| 5662 | 1927.2735 | 408
| 5663 | 1927.1366 | 408
| 5664 | 1926.9424 | 408
| 5665 | 1926.837 | 408
| 5666 | 1926.4254 | 408
| 5667 | 1926.262 | 408
| 5668 | 1926.1264 | 408
| 5669 | 1925.9465 | 408
| 5670 | 1925.7852 | 408
| 5671 | 1925.5956 | 408
| 5672 | 1925.4588 | 408
| 5673 | 1925.3282 | 408
| 5674 | 1925.21 | 408
| 5675 | 1925.0572 | 408
| 5676 | 1924.9074 | 408
| 5677 | 1924.627 | 408
| 5678 | 1924.5774 | 408
| 5679 | 1924.4338 | 408
| 5680 | 1924.3479 | 408
| 5681 | 1924.2165 | 408
| 5682 | 1923.9885 | 408
| 5683 | 1923.8358 | 408
| 5684 | 1923.6175 | 408
| 5685 | 1923.4189 | 408
| 5686 | 1923.3105 | 408
| 5687 | 1923.2307 | 408
| 5688 | 1923.1452 | 408
| 5689 | 1922.9941 | 408
| 5690 | 1922.7619 | 408
| 5691 | 1922.5281 | 408
| 5692 | 1922.3983 | 408
| 5693 | 1922.2035 | 408
| 5694 | 1922.0051 | 408
| 5695 | 1921.945 | 408
| 5696 | 1921.7702 | 408
| 5697 | 1921.4275 | 408
| 5698 | 1921.3504 | 408
| 5699 | 1921.1979 | 408
| 5700 | 1921.1186 | 408
| 5701 | 1920.8987 | 408
| 5702 | 1920.8121 | 408
| 5703 | 1920.5732 | 408
| 5704 | 1920.3127 | 408
| 5705 | 1920.1458 | 408
| 5706 | 1919.9407 | 408
| 5707 | 1919.7491 | 408
| 5708 | 1919.6226 | 408
| 5709 | 1919.4824 | 408
| 5710 | 1919.3406 | 408
| 5711 | 1919.2314 | 408
| 5712 | 1919.0998 | 408
| 5713 | 1918.918 | 408
| 5714 | 1918.8273 | 408
| 5715 | 1918.6502 | 408
| 5716 | 1918.5782 | 408
| 5717 | 1918.4139 | 408
| 5718 | 1918.2725 | 408
| 5719 | 1917.9573 | 408
| 5720 | 1917.8669 | 408
| 5721 | 1917.745 | 408
| 5722 | 1917.615 | 408
| 5723 | 1917.4809 | 408
| 5724 | 1917.3478 | 408
| 5725 | 1917.1543 | 408
| 5726 | 1917.0011 | 408
| 5727 | 1916.887 | 408
| 5728 | 1916.7576 | 408
| 5729 | 1916.4877 | 408
| 5730 | 1916.3195 | 408
| 5731 | 1916.1792 | 408
| 5732 | 1916.0692 | 408
| 5733 | 1915.8236 | 408
| 5734 | 1915.6601 | 408
| 5735 | 1915.5693 | 408
| 5736 | 1915.3678 | 408
| 5737 | 1915.1947 | 408
| 5738 | 1915.0857 | 408
| 5739 | 1914.9624 | 408
| 5740 | 1914.7745 | 408
| 5741 | 1914.5076 | 408
| 5742 | 1914.3901 | 408
| 5743 | 1914.2902 | 408
| 5744 | 1914.1982 | 408
| 5745 | 1914.0296 | 408
| 5746 | 1913.8743 | 408
| 5747 | 1913.664 | 408
| 5748 | 1913.524 | 408
| 5749 | 1913.4469 | 408
| 5750 | 1913.3352 | 408
| 5751 | 1913.1728 | 408
| 5752 | 1913.0167 | 408
| 5753 | 1912.9693 | 408
| 5754 | 1912.8188 | 408
| 5755 | 1912.4767 | 408
| 5756 | 1912.4224 | 408
| 5757 | 1912.3067 | 408
| 5758 | 1912.1096 | 408
| 5759 | 1912.0038 | 408
| 5760 | 1911.9309 | 408
| 5761 | 1911.816 | 408
| 5762 | 1911.7435 | 408
| 5763 | 1911.6438 | 408
| 5764 | 1911.5304 | 408
| 5765 | 1911.3119 | 408
| 5766 | 1911.2169 | 408
| 5767 | 1911.1217 | 408
| 5768 | 1911.0537 | 408
| 5769 | 1910.8497 | 408
| 5770 | 1910.7279 | 408
| 5771 | 1910.5392 | 408
| 5772 | 1910.2291 | 408
| 5773 | 1910.0115 | 408
| 5774 | 1909.8601 | 408
| 5775 | 1909.7039 | 408
| 5776 | 1909.5012 | 408
| 5777 | 1909.4104 | 408
| 5778 | 1909.2919 | 408
| 5779 | 1909.2252 | 408
| 5780 | 1909.1686 | 408
| 5781 | 1908.9969 | 408
| 5782 | 1908.8492 | 408
| 5783 | 1908.5953 | 408
| 5784 | 1908.4529 | 408
| 5785 | 1908.3107 | 408
| 5786 | 1908.2726 | 408
| 5787 | 1908.1777 | 408
| 5788 | 1908.0551 | 408
| 5789 | 1907.8332 | 408
| 5790 | 1907.7238 | 408
| 5791 | 1907.5388 | 408
| 5792 | 1907.4169 | 408
| 5793 | 1907.2465 | 408
| 5794 | 1907.069 | 408
| 5795 | 1906.8287 | 408
| 5796 | 1906.6812 | 408
| 5797 | 1906.5009 | 408
| 5798 | 1906.1932 | 408
| 5799 | 1906.0414 | 408
| 5800 | 1905.9549 | 408
| 5801 | 1905.7779 | 408
| 5802 | 1905.667 | 408
| 5803 | 1905.6329 | 408
| 5804 | 1905.5495 | 408
| 5805 | 1905.4544 | 408
| 5806 | 1905.2564 | 408
| 5807 | 1905.0757 | 408
| 5808 | 1904.863 | 408
| 5809 | 1904.697 | 408
| 5810 | 1904.5363 | 408
| 5811 | 1904.2495 | 408
| 5812 | 1904.1102 | 408
| 5813 | 1903.9805 | 408
| 5814 | 1903.8985 | 408
| 5815 | 1903.8093 | 408
| 5816 | 1903.5932 | 408
| 5817 | 1903.4477 | 408
| 5818 | 1903.3656 | 408
| 5819 | 1903.2742 | 408
| 5820 | 1903.1868 | 408
| 5821 | 1903.1263 | 408
| 5822 | 1902.8984 | 408
| 5823 | 1902.7509 | 408
| 5824 | 1902.6121 | 408
| 5825 | 1902.4676 | 408
| 5826 | 1902.2819 | 408
| 5827 | 1902.1109 | 408
| 5828 | 1901.8886 | 408
| 5829 | 1901.7162 | 408
| 5830 | 1901.6258 | 408
| 5831 | 1901.2665 | 408
| 5832 | 1901.1237 | 408
| 5833 | 1901.0423 | 408
| 5834 | 1900.7839 | 408
| 5835 | 1900.6294 | 408
| 5836 | 1900.4252 | 408
| 5837 | 1900.3085 | 408
| 5838 | 1900.0912 | 408
| 5839 | 1899.9108 | 408
| 5840 | 1899.643 | 408
| 5841 | 1899.5879 | 408
| 5842 | 1899.5037 | 408
| 5843 | 1899.2322 | 408
| 5844 | 1899.1447 | 408
| 5845 | 1898.9333 | 408
| 5846 | 1898.868 | 408
| 5847 | 1898.7748 | 408
| 5848 | 1898.6622 | 408
| 5849 | 1898.4106 | 408
| 5850 | 1898.2978 | 408
| 5851 | 1898.0342 | 408
| 5852 | 1897.7141 | 408
| 5853 | 1897.6316 | 408
| 5854 | 1897.2688 | 408
| 5855 | 1897.1241 | 408
| 5856 | 1897.0625 | 408
| 5857 | 1896.8171 | 408
| 5858 | 1896.7566 | 408
| 5859 | 1896.6454 | 408
| 5860 | 1896.4678 | 408
| 5861 | 1896.2254 | 408
| 5862 | 1896.1266 | 408
| 5863 | 1895.9989 | 408
| 5864 | 1895.833 | 408
| 5865 | 1895.6646 | 408
| 5866 | 1895.5937 | 408
| 5867 | 1895.4332 | 408
| 5868 | 1895.3864 | 408
| 5869 | 1895.2916 | 408
| 5870 | 1895.244 | 408
| 5871 | 1895.1722 | 408
| 5872 | 1895.1173 | 408
| 5873 | 1894.9075 | 408
| 5874 | 1894.7438 | 408
| 5875 | 1894.5867 | 408
| 5876 | 1894.451 | 408
| 5877 | 1894.2773 | 408
| 5878 | 1894.1966 | 408
| 5879 | 1894.1027 | 408
| 5880 | 1893.8224 | 408
| 5881 | 1893.6686 | 408
| 5882 | 1893.3601 | 408
| 5883 | 1893.2545 | 408
| 5884 | 1893.1832 | 408
| 5885 | 1892.9125 | 408
| 5886 | 1892.7545 | 408
| 5887 | 1892.6125 | 408
| 5888 | 1892.5429 | 408
| 5889 | 1892.3727 | 408
| 5890 | 1892.2508 | 408
| 5891 | 1892.0506 | 408
| 5892 | 1891.9298 | 408
| 5893 | 1891.6786 | 408
| 5894 | 1891.6017 | 408
| 5895 | 1891.4807 | 408
| 5896 | 1891.3303 | 408
| 5897 | 1891.2042 | 408
| 5898 | 1891.0386 | 408
| 5899 | 1890.7512 | 408
| 5900 | 1890.6242 | 408
| 5901 | 1890.4755 | 408
| 5902 | 1890.4064 | 408
| 5903 | 1890.2761 | 408
| 5904 | 1890.1532 | 408
| 5905 | 1890.0657 | 408
| 5906 | 1889.7348 | 408
| 5907 | 1889.6065 | 408
| 5908 | 1889.3205 | 408
| 5909 | 1889.2063 | 408
| 5910 | 1889.0665 | 408
| 5911 | 1888.856 | 408
| 5912 | 1888.7783 | 408
| 5913 | 1888.4621 | 408
| 5914 | 1888.3211 | 408
| 5915 | 1888.2298 | 408
| 5916 | 1888.1123 | 408
| 5917 | 1887.9383 | 408
| 5918 | 1887.7011 | 408
| 5919 | 1887.538 | 408
| 5920 | 1887.452 | 408
| 5921 | 1887.3652 | 408
| 5922 | 1887.1908 | 408
| 5923 | 1886.9708 | 408
| 5924 | 1886.8432 | 408
| 5925 | 1886.6873 | 408
| 5926 | 1886.4455 | 408
| 5927 | 1886.3135 | 408
| 5928 | 1886.2286 | 408
| 5929 | 1886.0635 | 408
| 5930 | 1885.9104 | 408
| 5931 | 1885.7997 | 408
| 5932 | 1885.6718 | 408
| 5933 | 1885.5372 | 408
| 5934 | 1885.3295 | 408
| 5935 | 1885.1098 | 408
| 5936 | 1885.0458 | 408
| 5937 | 1884.859 | 408
| 5938 | 1884.7428 | 408
| 5939 | 1884.6262 | 408
| 5940 | 1884.367 | 408
| 5941 | 1884.2361 | 408
| 5942 | 1884.1485 | 408
| 5943 | 1883.9454 | 408
| 5944 | 1883.8351 | 408
| 5945 | 1883.6632 | 408
| 5946 | 1883.5865 | 408
| 5947 | 1883.4818 | 408
| 5948 | 1883.3249 | 408
| 5949 | 1883.073 | 408
| 5950 | 1882.9111 | 408
| 5951 | 1882.8389 | 408
| 5952 | 1882.7002 | 408
| 5953 | 1882.5239 | 408
| 5954 | 1882.4278 | 408
| 5955 | 1882.2951 | 408
| 5956 | 1882.1689 | 408
| 5957 | 1882.0787 | 408
| 5958 | 1881.8178 | 408
| 5959 | 1881.6127 | 408
| 5960 | 1881.4691 | 408
| 5961 | 1881.2987 | 408
| 5962 | 1881.1041 | 408
| 5963 | 1880.895 | 408
| 5964 | 1880.7932 | 408
| 5965 | 1880.6222 | 408
| 5966 | 1880.4181 | 408
| 5967 | 1880.2272 | 408
| 5968 | 1880.0126 | 408
| 5969 | 1879.8911 | 408
| 5970 | 1879.7239 | 408
| 5971 | 1879.5839 | 408
| 5972 | 1879.4636 | 408
| 5973 | 1879.3336 | 408
| 5974 | 1879.2968 | 408
| 5975 | 1879.0737 | 408
| 5976 | 1878.9029 | 408
| 5977 | 1878.7093 | 408
| 5978 | 1878.5529 | 408
| 5979 | 1878.3705 | 408
| 5980 | 1878.1917 | 408
| 5981 | 1878.0073 | 408
| 5982 | 1877.8162 | 408
| 5983 | 1877.6758 | 408
| 5984 | 1877.5158 | 408
| 5985 | 1877.2786 | 408
| 5986 | 1877.1943 | 408
| 5987 | 1877.0363 | 408
| 5988 | 1876.9631 | 408
| 5989 | 1876.8908 | 408
| 5990 | 1876.7758 | 408
| 5991 | 1876.5346 | 408
| 5992 | 1876.4051 | 408
| 5993 | 1876.2756 | 408
| 5994 | 1876.0423 | 408
| 5995 | 1875.9483 | 408
| 5996 | 1875.7138 | 408
| 5997 | 1875.6085 | 408
| 5998 | 1875.5566 | 408
| 5999 | 1875.3608 | 408
| 6000 | 1875.0913 | 408
| 6001 | 1874.9764 | 408
| 6002 | 1874.8016 | 408
| 6003 | 1874.6036 | 408
| 6004 | 1874.3888 | 408
| 6005 | 1874.2935 | 408
| 6006 | 1874.1721 | 408
| 6007 | 1874.0829 | 408
| 6008 | 1873.9682 | 408
| 6009 | 1873.9253 | 408
| 6010 | 1873.8634 | 408
| 6011 | 1873.777 | 408
| 6012 | 1873.5923 | 408
| 6013 | 1873.3774 | 408
| 6014 | 1873.2614 | 408
| 6015 | 1873.0579 | 408
| 6016 | 1872.99 | 408
| 6017 | 1872.7941 | 408
| 6018 | 1872.4439 | 408
| 6019 | 1872.1424 | 408
| 6020 | 1871.9975 | 408
| 6021 | 1871.8789 | 408
| 6022 | 1871.5657 | 408
| 6023 | 1871.3542 | 408
| 6024 | 1871.2268 | 408
| 6025 | 1871.1543 | 408
| 6026 | 1871.0148 | 408
| 6027 | 1870.6845 | 408
| 6028 | 1870.5379 | 408
| 6029 | 1870.4485 | 408
| 6030 | 1870.0818 | 408
| 6031 | 1869.9457 | 408
| 6032 | 1869.7736 | 408
| 6033 | 1869.6016 | 408
| 6034 | 1869.391 | 408
| 6035 | 1869.2754 | 408
| 6036 | 1869.2083 | 408
| 6037 | 1869.07 | 408
| 6038 | 1868.8525 | 408
| 6039 | 1868.7355 | 408
| 6040 | 1868.5324 | 408
| 6041 | 1868.4231 | 408
| 6042 | 1868.2823 | 408
| 6043 | 1868.1106 | 408
| 6044 | 1868.0306 | 408
| 6045 | 1867.8185 | 408
| 6046 | 1867.6238 | 408
| 6047 | 1867.4716 | 408
| 6048 | 1867.3971 | 408
| 6049 | 1867.242 | 408
| 6050 | 1866.9891 | 408
| 6051 | 1866.7829 | 408
| 6052 | 1866.615 | 408
| 6053 | 1866.5616 | 408
| 6054 | 1866.4236 | 408
| 6055 | 1866.2512 | 408
| 6056 | 1866.2041 | 408
| 6057 | 1866.0972 | 408
| 6058 | 1865.9496 | 408
| 6059 | 1865.8428 | 408
| 6060 | 1865.6523 | 408
| 6061 | 1865.2341 | 408
| 6062 | 1865.1273 | 408
| 6063 | 1864.9529 | 408
| 6064 | 1864.7692 | 408
| 6065 | 1864.6532 | 408
| 6066 | 1864.4945 | 408
| 6067 | 1864.4211 | 408
| 6068 | 1864.1064 | 408
| 6069 | 1863.9299 | 408
| 6070 | 1863.7984 | 408
| 6071 | 1863.6246 | 408
| 6072 | 1863.4164 | 408
| 6073 | 1863.3123 | 408
| 6074 | 1863.2604 | 408
| 6075 | 1863.0638 | 408
| 6076 | 1862.7542 | 408
| 6077 | 1862.6588 | 408
| 6078 | 1862.5435 | 408
| 6079 | 1862.2815 | 408
| 6080 | 1862.0757 | 408
| 6081 | 1861.9674 | 408
| 6082 | 1861.6921 | 408
| 6083 | 1861.6044 | 408
| 6084 | 1861.471 | 408
| 6085 | 1861.1836 | 408
| 6086 | 1861.1131 | 408
| 6087 | 1860.9306 | 408
| 6088 | 1860.7676 | 408
| 6089 | 1860.6164 | 408
| 6090 | 1860.4841 | 408
| 6091 | 1860.3542 | 408
| 6092 | 1860.195 | 408
| 6093 | 1859.9832 | 408
| 6094 | 1859.742 | 408
| 6095 | 1859.6766 | 408
| 6096 | 1859.5841 | 408
| 6097 | 1859.4257 | 408
| 6098 | 1859.2897 | 408
| 6099 | 1859.2241 | 408
| 6100 | 1859.0558 | 408
| 6101 | 1858.7972 | 408
| 6102 | 1858.5191 | 408
| 6103 | 1858.2942 | 408
| 6104 | 1858.1122 | 408
| 6105 | 1857.9826 | 408
| 6106 | 1857.8466 | 408
| 6107 | 1857.7916 | 408
| 6108 | 1857.652 | 408
| 6109 | 1857.5116 | 408
| 6110 | 1857.2518 | 408
| 6111 | 1856.9604 | 408
| 6112 | 1856.7438 | 408
| 6113 | 1856.6296 | 408
| 6114 | 1856.4466 | 408
| 6115 | 1856.3679 | 408
| 6116 | 1856.2326 | 408
| 6117 | 1856.0898 | 408
| 6118 | 1855.872 | 408
| 6119 | 1855.6795 | 408
| 6120 | 1855.503 | 408
| 6121 | 1855.4353 | 408
| 6122 | 1855.3661 | 408
| 6123 | 1855.107 | 408
| 6124 | 1854.9592 | 408
| 6125 | 1854.7538 | 408
| 6126 | 1854.5849 | 408
| 6127 | 1854.4271 | 408
| 6128 | 1854.2204 | 408
| 6129 | 1854.0881 | 408
| 6130 | 1853.87 | 408
| 6131 | 1853.7935 | 408
| 6132 | 1853.6439 | 408
| 6133 | 1853.3848 | 408
| 6134 | 1853.2431 | 408
| 6135 | 1853.1037 | 408
| 6136 | 1853.0543 | 408
| 6137 | 1852.8675 | 408
| 6138 | 1852.7013 | 408
| 6139 | 1852.498 | 408
| 6140 | 1852.3101 | 408
| 6141 | 1852.1433 | 408
| 6142 | 1851.9473 | 408
| 6143 | 1851.709 | 408
| 6144 | 1851.4742 | 408
| 6145 | 1851.3521 | 408
| 6146 | 1851.2192 | 408
| 6147 | 1851.1407 | 408
| 6148 | 1850.9736 | 408
| 6149 | 1850.8293 | 408
| 6150 | 1850.6546 | 408
| 6151 | 1850.5326 | 408
| 6152 | 1850.3316 | 408
| 6153 | 1850.2946 | 408
| 6154 | 1850.1285 | 408
| 6155 | 1850.0565 | 408
| 6156 | 1849.9167 | 408
| 6157 | 1849.766 | 408
| 6158 | 1849.6163 | 408
| 6159 | 1849.4834 | 408
| 6160 | 1849.4226 | 408
| 6161 | 1849.3124 | 408
| 6162 | 1849.2252 | 408
| 6163 | 1849.1001 | 408
| 6164 | 1848.8611 | 408
| 6165 | 1848.7566 | 408
| 6166 | 1848.5409 | 408
| 6167 | 1848.3384 | 408
| 6168 | 1848.068 | 408
| 6169 | 1847.8303 | 408
| 6170 | 1847.6969 | 408
| 6171 | 1847.4877 | 408
| 6172 | 1847.3076 | 408
| 6173 | 1847.1714 | 408
| 6174 | 1847.045 | 408
| 6175 | 1846.9436 | 408
| 6176 | 1846.8446 | 408
| 6177 | 1846.6879 | 408
| 6178 | 1846.4434 | 408
| 6179 | 1846.3136 | 408
| 6180 | 1846.1062 | 408
| 6181 | 1845.9057 | 408
| 6182 | 1845.8295 | 408
| 6183 | 1845.7663 | 408
| 6184 | 1845.5484 | 408
| 6185 | 1845.4696 | 408
| 6186 | 1845.3082 | 408
| 6187 | 1844.991 | 408
| 6188 | 1844.8535 | 408
| 6189 | 1844.6996 | 408
| 6190 | 1844.4281 | 408
| 6191 | 1844.2936 | 408
| 6192 | 1844.0475 | 408
| 6193 | 1843.9074 | 408
| 6194 | 1843.738 | 408
| 6195 | 1843.6436 | 408
| 6196 | 1843.4792 | 408
| 6197 | 1843.3057 | 408
| 6198 | 1843.2031 | 408
| 6199 | 1842.9897 | 408
| 6200 | 1842.7428 | 408
| 6201 | 1842.5413 | 408
| 6202 | 1842.4287 | 408
| 6203 | 1842.3196 | 408
| 6204 | 1842.0887 | 408
| 6205 | 1841.9582 | 408
| 6206 | 1841.7531 | 408
| 6207 | 1841.5701 | 408
| 6208 | 1841.4597 | 408
| 6209 | 1841.3301 | 408
| 6210 | 1841.1391 | 408
| 6211 | 1841.0141 | 408
| 6212 | 1840.9419 | 408
| 6213 | 1840.7464 | 408
| 6214 | 1840.6221 | 408
| 6215 | 1840.5761 | 408
| 6216 | 1840.5191 | 408
| 6217 | 1840.4046 | 408
| 6218 | 1840.2297 | 408
| 6219 | 1840.0503 | 408
| 6220 | 1839.8856 | 408
| 6221 | 1839.7971 | 408
| 6222 | 1839.6618 | 408
| 6223 | 1839.5606 | 408
| 6224 | 1839.3981 | 408
| 6225 | 1839.1891 | 408
| 6226 | 1839.1129 | 408
| 6227 | 1838.9449 | 408
| 6228 | 1838.7702 | 408
| 6229 | 1838.6314 | 408
| 6230 | 1838.3076 | 408
| 6231 | 1838.1813 | 408
| 6232 | 1838.0897 | 408
| 6233 | 1837.9512 | 408
| 6234 | 1837.875 | 408
| 6235 | 1837.6534 | 408
| 6236 | 1837.5604 | 408
| 6237 | 1837.4369 | 408
| 6238 | 1837.21 | 408
| 6239 | 1836.9477 | 408
| 6240 | 1836.7924 | 408
| 6241 | 1836.6248 | 408
| 6242 | 1836.5539 | 408
| 6243 | 1836.3808 | 408
| 6244 | 1836.2398 | 408
| 6245 | 1835.986 | 408
| 6246 | 1835.8885 | 408
| 6247 | 1835.6808 | 408
| 6248 | 1835.4985 | 408
| 6249 | 1835.3688 | 408
| 6250 | 1835.2946 | 408
| 6251 | 1835.1792 | 408
| 6252 | 1835.1103 | 408
| 6253 | 1834.7973 | 408
| 6254 | 1834.6865 | 408
| 6255 | 1834.6111 | 408
| 6256 | 1834.4075 | 408
| 6257 | 1834.2147 | 408
| 6258 | 1834.0015 | 408
| 6259 | 1833.7493 | 408
| 6260 | 1833.6249 | 408
| 6261 | 1833.5115 | 408
| 6262 | 1833.4214 | 408
| 6263 | 1833.1495 | 408
| 6264 | 1833.0556 | 408
| 6265 | 1832.9552 | 408
| 6266 | 1832.6513 | 408
| 6267 | 1832.5421 | 408
| 6268 | 1832.3448 | 408
| 6269 | 1832.1959 | 408
| 6270 | 1832.0244 | 408
| 6271 | 1831.8775 | 408
| 6272 | 1831.7172 | 408
| 6273 | 1831.5297 | 408
| 6274 | 1831.4462 | 408
| 6275 | 1831.2244 | 408
| 6276 | 1831.1247 | 408
| 6277 | 1830.8777 | 408
| 6278 | 1830.6137 | 408
| 6279 | 1830.4876 | 408
| 6280 | 1830.3337 | 408
| 6281 | 1830.1111 | 408
| 6282 | 1830.033 | 408
| 6283 | 1829.7488 | 408
| 6284 | 1829.5834 | 408
| 6285 | 1829.5011 | 408
| 6286 | 1829.2825 | 408
| 6287 | 1829.161 | 408
| 6288 | 1829.06 | 408
| 6289 | 1828.8665 | 408
| 6290 | 1828.7408 | 408
| 6291 | 1828.5991 | 408
| 6292 | 1828.491 | 408
| 6293 | 1828.4125 | 408
| 6294 | 1828.2142 | 408
| 6295 | 1827.8614 | 408
| 6296 | 1827.8121 | 408
| 6297 | 1827.6798 | 408
| 6298 | 1827.5675 | 408
| 6299 | 1827.4921 | 408
| 6300 | 1827.2646 | 408
| 6301 | 1827.1849 | 408
| 6302 | 1827.0632 | 408
| 6303 | 1826.8714 | 408
| 6304 | 1826.6757 | 408
| 6305 | 1826.5668 | 408
| 6306 | 1826.4711 | 408
| 6307 | 1826.3668 | 408
| 6308 | 1826.0888 | 408
| 6309 | 1825.9939 | 408
| 6310 | 1825.9137 | 408
| 6311 | 1825.7619 | 408
| 6312 | 1825.5533 | 408
| 6313 | 1825.4638 | 408
| 6314 | 1825.2253 | 408
| 6315 | 1825.1465 | 408
| 6316 | 1825.0608 | 408
| 6317 | 1824.9775 | 408
| 6318 | 1824.7837 | 408
| 6319 | 1824.6334 | 408
| 6320 | 1824.5177 | 408
| 6321 | 1824.2907 | 408
| 6322 | 1824.1286 | 408
| 6323 | 1824.0531 | 408
| 6324 | 1823.9249 | 408
| 6325 | 1823.7718 | 408
| 6326 | 1823.6295 | 408
| 6327 | 1823.5236 | 408
| 6328 | 1823.2761 | 408
| 6329 | 1823.1986 | 408
| 6330 | 1823.0641 | 408
| 6331 | 1822.8836 | 408
| 6332 | 1822.7742 | 408
| 6333 | 1822.7083 | 408
| 6334 | 1822.6019 | 408
| 6335 | 1822.4161 | 408
| 6336 | 1822.2708 | 408
| 6337 | 1822.0473 | 408
| 6338 | 1821.9826 | 408
| 6339 | 1821.6718 | 408
| 6340 | 1821.5024 | 408
| 6341 | 1821.3268 | 408
| 6342 | 1821.2174 | 408
| 6343 | 1820.9257 | 408
| 6344 | 1820.7523 | 408
| 6345 | 1820.6516 | 408
| 6346 | 1820.4461 | 408
| 6347 | 1820.3525 | 408
| 6348 | 1820.079 | 408
| 6349 | 1819.9835 | 408
| 6350 | 1819.8231 | 408
| 6351 | 1819.6498 | 408
| 6352 | 1819.4955 | 408
| 6353 | 1819.4125 | 408
| 6354 | 1819.2417 | 408
| 6355 | 1819.0095 | 408
| 6356 | 1818.7736 | 408
| 6357 | 1818.4654 | 408
| 6358 | 1818.3529 | 408
| 6359 | 1818.1435 | 408
| 6360 | 1817.9692 | 408
| 6361 | 1817.7077 | 408
| 6362 | 1817.5835 | 408
| 6363 | 1817.3483 | 408
| 6364 | 1817.1535 | 408
| 6365 | 1817.0009 | 408
| 6366 | 1816.8069 | 408
| 6367 | 1816.7212 | 408
| 6368 | 1816.6003 | 408
| 6369 | 1816.5599 | 408
| 6370 | 1816.5107 | 408
| 6371 | 1816.3753 | 408
| 6372 | 1816.268 | 408
| 6373 | 1815.9896 | 408
| 6374 | 1815.8099 | 408
| 6375 | 1815.6394 | 408
| 6376 | 1815.5133 | 408
| 6377 | 1815.3887 | 408
| 6378 | 1815.2402 | 408
| 6379 | 1815.0406 | 408
| 6380 | 1814.9323 | 408
| 6381 | 1814.5676 | 408
| 6382 | 1814.4611 | 408
| 6383 | 1814.3286 | 408
| 6384 | 1814.2325 | 408
| 6385 | 1814.1302 | 408
| 6386 | 1814.0086 | 408
| 6387 | 1813.8395 | 408
| 6388 | 1813.7455 | 408
| 6389 | 1813.563 | 408
| 6390 | 1813.4434 | 408
| 6391 | 1813.2562 | 408
| 6392 | 1813.1525 | 408
| 6393 | 1813.0151 | 408
| 6394 | 1812.902 | 408
| 6395 | 1812.7324 | 408
| 6396 | 1812.6471 | 408
| 6397 | 1812.5059 | 408
| 6398 | 1812.2828 | 408
| 6399 | 1812.0861 | 408
| 6400 | 1811.9779 | 408
| 6401 | 1811.8805 | 408
| 6402 | 1811.6733 | 408
| 6403 | 1811.4377 | 408
| 6404 | 1811.3265 | 408
| 6405 | 1811.0962 | 408
| 6406 | 1810.9226 | 408
| 6407 | 1810.5942 | 408
| 6408 | 1810.4623 | 408
| 6409 | 1810.2772 | 408
| 6410 | 1810.2 | 408
| 6411 | 1810.0147 | 408
| 6412 | 1809.881 | 408
| 6413 | 1809.6961 | 408
| 6414 | 1809.5966 | 408
| 6415 | 1809.4239 | 408
| 6416 | 1809.3104 | 408
| 6417 | 1809.2116 | 408
| 6418 | 1809.0931 | 408
| 6419 | 1808.9071 | 408
| 6420 | 1808.8064 | 408
| 6421 | 1808.6475 | 408
| 6422 | 1808.5665 | 408
| 6423 | 1808.4207 | 408
| 6424 | 1808.2772 | 408
| 6425 | 1808.2328 | 408
| 6426 | 1808.1331 | 408
| 6427 | 1808.006 | 408
| 6428 | 1807.8409 | 408
| 6429 | 1807.7815 | 408
| 6430 | 1807.6418 | 408
| 6431 | 1807.4585 | 408
| 6432 | 1807.3407 | 408
| 6433 | 1807.2497 | 408
| 6434 | 1807.1182 | 408
| 6435 | 1806.9887 | 408
| 6436 | 1806.8824 | 408
| 6437 | 1806.6832 | 408
| 6438 | 1806.5468 | 408
| 6439 | 1806.1681 | 408
| 6440 | 1806.0054 | 408
| 6441 | 1805.7811 | 408
| 6442 | 1805.6964 | 408
| 6443 | 1805.6209 | 408
| 6444 | 1805.4642 | 408
| 6445 | 1805.341 | 408
| 6446 | 1805.262 | 408
| 6447 | 1805.1277 | 408
| 6448 | 1804.9933 | 408
| 6449 | 1804.8173 | 408
| 6450 | 1804.6017 | 408
| 6451 | 1804.4396 | 408
| 6452 | 1804.2353 | 408
| 6453 | 1804.0767 | 408
| 6454 | 1803.911 | 408
| 6455 | 1803.7542 | 408
| 6456 | 1803.5969 | 408
| 6457 | 1803.4857 | 408
| 6458 | 1803.2558 | 408
| 6459 | 1803.0787 | 408
| 6460 | 1802.9287 | 408
| 6461 | 1802.6617 | 408
| 6462 | 1802.5032 | 408
| 6463 | 1802.4058 | 408
| 6464 | 1802.109 | 408
| 6465 | 1802.0351 | 408
| 6466 | 1801.8514 | 408
| 6467 | 1801.7313 | 408
| 6468 | 1801.6431 | 408
| 6469 | 1801.5765 | 408
| 6470 | 1801.448 | 408
| 6471 | 1801.3034 | 408
| 6472 | 1801.0994 | 408
| 6473 | 1800.9243 | 408
| 6474 | 1800.803 | 408
| 6475 | 1800.5421 | 408
| 6476 | 1800.4396 | 408
| 6477 | 1800.3574 | 408
| 6478 | 1800.1126 | 408
| 6479 | 1799.9634 | 408
| 6480 | 1799.7723 | 408
| 6481 | 1799.6358 | 408
| 6482 | 1799.6026 | 408
| 6483 | 1799.2753 | 408
| 6484 | 1799.0156 | 408
| 6485 | 1798.8751 | 408
| 6486 | 1798.6064 | 408
| 6487 | 1798.3373 | 408
| 6488 | 1798.2414 | 408
| 6489 | 1798.1966 | 408
| 6490 | 1797.9265 | 408
| 6491 | 1797.6962 | 408
| 6492 | 1797.4583 | 408
| 6493 | 1797.3377 | 408
| 6494 | 1797.0854 | 408
| 6495 | 1796.884 | 408
| 6496 | 1796.7537 | 408
| 6497 | 1796.619 | 408
| 6498 | 1796.5713 | 408
| 6499 | 1796.3944 | 408
| 6500 | 1796.2886 | 408
| 6501 | 1796.0591 | 408
| 6502 | 1795.9542 | 408
| 6503 | 1795.8113 | 408
| 6504 | 1795.6985 | 408
| 6505 | 1795.6431 | 408
| 6506 | 1795.5098 | 408
| 6507 | 1795.3973 | 408
| 6508 | 1795.2643 | 408
| 6509 | 1795.0835 | 408
| 6510 | 1794.946 | 408
| 6511 | 1794.6524 | 408
| 6512 | 1794.4741 | 408
| 6513 | 1794.4021 | 408
| 6514 | 1794.2661 | 408
| 6515 | 1794.1716 | 408
| 6516 | 1794.0374 | 408
| 6517 | 1793.8333 | 408
| 6518 | 1793.6731 | 408
| 6519 | 1793.5361 | 408
| 6520 | 1793.4198 | 408
| 6521 | 1793.3327 | 408
| 6522 | 1793.0433 | 408
| 6523 | 1792.8964 | 408
| 6524 | 1792.7283 | 408
| 6525 | 1792.5238 | 408
| 6526 | 1792.4645 | 408
| 6527 | 1792.3688 | 408
| 6528 | 1792.2584 | 408
| 6529 | 1792.0656 | 408
| 6530 | 1791.9921 | 408
| 6531 | 1791.8433 | 408
| 6532 | 1791.6562 | 408
| 6533 | 1791.4784 | 408
| 6534 | 1791.3004 | 408
| 6535 | 1791.0352 | 408
| 6536 | 1790.8648 | 408
| 6537 | 1790.7148 | 408
| 6538 | 1790.5967 | 408
| 6539 | 1790.4695 | 408
| 6540 | 1790.3786 | 408
| 6541 | 1790.0968 | 408
| 6542 | 1790.0009 | 408
| 6543 | 1789.925 | 408
| 6544 | 1789.6493 | 408
| 6545 | 1789.4868 | 408
| 6546 | 1789.3047 | 408
| 6547 | 1789.1596 | 408
| 6548 | 1788.9733 | 408
| 6549 | 1788.9077 | 408
| 6550 | 1788.666 | 408
| 6551 | 1788.3651 | 408
| 6552 | 1788.1997 | 408
| 6553 | 1787.8801 | 408
| 6554 | 1787.7313 | 408
| 6555 | 1787.5307 | 408
| 6556 | 1787.4396 | 408
| 6557 | 1787.319 | 408
| 6558 | 1787.2282 | 408
| 6559 | 1786.9465 | 408
| 6560 | 1786.8739 | 408
| 6561 | 1786.7696 | 408
| 6562 | 1786.7031 | 408
| 6563 | 1786.6501 | 408
| 6564 | 1786.3545 | 408
| 6565 | 1786.3027 | 408
| 6566 | 1786.075 | 408
| 6567 | 1786.005 | 408
| 6568 | 1785.9243 | 408
| 6569 | 1785.6819 | 408
| 6570 | 1785.5511 | 408
| 6571 | 1785.4037 | 408
| 6572 | 1785.3056 | 408
| 6573 | 1785.1639 | 408
| 6574 | 1784.9208 | 408
| 6575 | 1784.8408 | 408
| 6576 | 1784.7201 | 408
| 6577 | 1784.6013 | 408
| 6578 | 1784.5534 | 408
| 6579 | 1784.4564 | 408
| 6580 | 1784.2652 | 408
| 6581 | 1784.2139 | 408
| 6582 | 1784.1952 | 408
| 6583 | 1783.9794 | 408
| 6584 | 1783.8531 | 408
| 6585 | 1783.7084 | 408
| 6586 | 1783.4899 | 408
| 6587 | 1783.3684 | 408
| 6588 | 1783.2764 | 408
| 6589 | 1783.1044 | 408
| 6590 | 1782.9705 | 408
| 6591 | 1782.8932 | 408
| 6592 | 1782.6906 | 408
| 6593 | 1782.5097 | 408
| 6594 | 1782.303 | 408
| 6595 | 1782.186 | 408
| 6596 | 1782.0493 | 408
| 6597 | 1781.8615 | 408
| 6598 | 1781.7033 | 408
| 6599 | 1781.5251 | 408
| 6600 | 1781.3695 | 408
| 6601 | 1781.2471 | 408
| 6602 | 1781.0415 | 408
| 6603 | 1780.9429 | 408
| 6604 | 1780.7593 | 408
| 6605 | 1780.6003 | 408
| 6606 | 1780.4969 | 408
| 6607 | 1780.4636 | 408
| 6608 | 1780.3255 | 408
| 6609 | 1780.124 | 408
| 6610 | 1780.0274 | 408
| 6611 | 1779.8746 | 408
| 6612 | 1779.6649 | 408
| 6613 | 1779.5041 | 408
| 6614 | 1779.3812 | 408
| 6615 | 1779.2484 | 408
| 6616 | 1779.0328 | 408
| 6617 | 1778.9091 | 408
| 6618 | 1778.7644 | 408
| 6619 | 1778.6158 | 408
| 6620 | 1778.4398 | 408
| 6621 | 1778.2282 | 408
| 6622 | 1778.0176 | 408
| 6623 | 1777.8798 | 408
| 6624 | 1777.7329 | 408
| 6625 | 1777.4398 | 408
| 6626 | 1777.3971 | 408
| 6627 | 1777.2756 | 408
| 6628 | 1777.1529 | 408
| 6629 | 1777.0418 | 408
| 6630 | 1776.859 | 408
| 6631 | 1776.8005 | 408
| 6632 | 1776.5266 | 408
| 6633 | 1776.4351 | 408
| 6634 | 1776.3865 | 408
| 6635 | 1776.1971 | 408
| 6636 | 1776.1097 | 408
| 6637 | 1775.991 | 408
| 6638 | 1775.7061 | 408
| 6639 | 1775.6166 | 408
| 6640 | 1775.1298 | 408
| 6641 | 1774.9218 | 408
| 6642 | 1774.7613 | 408
| 6643 | 1774.5395 | 408
| 6644 | 1774.4334 | 408
| 6645 | 1774.3186 | 408
| 6646 | 1774.1233 | 408
| 6647 | 1773.9973 | 408
| 6648 | 1773.9362 | 408
| 6649 | 1773.8333 | 408
| 6650 | 1773.6223 | 408
| 6651 | 1773.3976 | 408
| 6652 | 1773.263 | 408
| 6653 | 1773.0152 | 408
| 6654 | 1772.9606 | 408
| 6655 | 1772.6232 | 408
| 6656 | 1772.3681 | 408
| 6657 | 1772.2814 | 408
| 6658 | 1772.1345 | 408
| 6659 | 1771.9938 | 408
| 6660 | 1771.834 | 408
| 6661 | 1771.6025 | 408
| 6662 | 1771.466 | 408
| 6663 | 1771.337 | 408
| 6664 | 1771.2203 | 408
| 6665 | 1771.1154 | 408
| 6666 | 1770.9568 | 408
| 6667 | 1770.7679 | 408
| 6668 | 1770.658 | 408
| 6669 | 1770.4127 | 408
| 6670 | 1770.3026 | 408
| 6671 | 1770.0693 | 408
| 6672 | 1769.7913 | 408
| 6673 | 1769.6999 | 408
| 6674 | 1769.5043 | 408
| 6675 | 1769.2983 | 408
| 6676 | 1769.217 | 408
| 6677 | 1768.9613 | 408
| 6678 | 1768.7665 | 408
| 6679 | 1768.684 | 408
| 6680 | 1768.4846 | 408
| 6681 | 1768.397 | 408
| 6682 | 1768.1771 | 408
| 6683 | 1767.9925 | 408
| 6684 | 1767.8035 | 408
| 6685 | 1767.6005 | 408
| 6686 | 1767.5296 | 408
| 6687 | 1767.4447 | 408
| 6688 | 1767.2756 | 408
| 6689 | 1767.1597 | 408
| 6690 | 1767.0046 | 408
| 6691 | 1766.9013 | 408
| 6692 | 1766.7713 | 408
| 6693 | 1766.667 | 408
| 6694 | 1766.45 | 408
| 6695 | 1766.2982 | 408
| 6696 | 1766.2093 | 408
| 6697 | 1766.075 | 408
| 6698 | 1765.9207 | 408
| 6699 | 1765.7572 | 408
| 6700 | 1765.546 | 408
| 6701 | 1765.291 | 408
| 6702 | 1765.1272 | 408
| 6703 | 1765.0079 | 408
| 6704 | 1764.9161 | 408
| 6705 | 1764.7122 | 408
| 6706 | 1764.6112 | 408
| 6707 | 1764.5107 | 408
| 6708 | 1764.3658 | 408
| 6709 | 1764.1584 | 408
| 6710 | 1763.9287 | 408
| 6711 | 1763.8588 | 408
| 6712 | 1763.7362 | 408
| 6713 | 1763.6262 | 408
| 6714 | 1763.5364 | 408
| 6715 | 1763.4113 | 408
| 6716 | 1763.3185 | 408
| 6717 | 1763.0866 | 408
| 6718 | 1762.9714 | 408
| 6719 | 1762.7708 | 408
| 6720 | 1762.6491 | 408
| 6721 | 1762.5111 | 408
| 6722 | 1762.2575 | 408
| 6723 | 1762.1212 | 408
| 6724 | 1762.0193 | 408
| 6725 | 1761.8325 | 408
| 6726 | 1761.5237 | 408
| 6727 | 1761.4025 | 408
| 6728 | 1761.2113 | 408
| 6729 | 1761.0096 | 408
| 6730 | 1760.8675 | 408
| 6731 | 1760.7169 | 408
| 6732 | 1760.45 | 408
| 6733 | 1760.279 | 408
| 6734 | 1760.1275 | 408
| 6735 | 1759.9868 | 408
| 6736 | 1759.8279 | 408
| 6737 | 1759.7292 | 408
| 6738 | 1759.4854 | 408
| 6739 | 1759.3241 | 408
| 6740 | 1759.1675 | 408
| 6741 | 1759.0039 | 408
| 6742 | 1758.8487 | 408
| 6743 | 1758.6346 | 408
| 6744 | 1758.4317 | 408
| 6745 | 1758.3938 | 408
| 6746 | 1758.2743 | 408
| 6747 | 1758.1096 | 408
| 6748 | 1757.8596 | 408
| 6749 | 1757.6744 | 408
| 6750 | 1757.3502 | 408
| 6751 | 1757.2787 | 408
| 6752 | 1757.1396 | 408
| 6753 | 1756.9658 | 408
| 6754 | 1756.7028 | 408
| 6755 | 1756.5594 | 408
| 6756 | 1756.3746 | 408
| 6757 | 1756.2927 | 408
| 6758 | 1756.1846 | 408
| 6759 | 1756.0442 | 408
| 6760 | 1755.9667 | 408
| 6761 | 1755.833 | 408
| 6762 | 1755.7784 | 408
| 6763 | 1755.6554 | 408
| 6764 | 1755.4781 | 408
| 6765 | 1755.2978 | 408
| 6766 | 1755.1745 | 408
| 6767 | 1754.9687 | 408
| 6768 | 1754.7458 | 408
| 6769 | 1754.5694 | 408
| 6770 | 1754.4702 | 408
| 6771 | 1754.2489 | 408
| 6772 | 1753.982 | 408
| 6773 | 1753.7529 | 408
| 6774 | 1753.6668 | 408
| 6775 | 1753.6067 | 408
| 6776 | 1753.5324 | 408
| 6777 | 1753.4061 | 408
| 6778 | 1753.3295 | 408
| 6779 | 1753.2986 | 408
| 6780 | 1752.9872 | 408
| 6781 | 1752.8242 | 408
| 6782 | 1752.662 | 408
| 6783 | 1752.5864 | 408
| 6784 | 1752.1369 | 408
| 6785 | 1752.0233 | 408
| 6786 | 1751.9199 | 408
| 6787 | 1751.8438 | 408
| 6788 | 1751.6998 | 408
| 6789 | 1751.5072 | 408
| 6790 | 1751.4071 | 408
| 6791 | 1751.2187 | 408
| 6792 | 1751.0537 | 408
| 6793 | 1750.8509 | 408
| 6794 | 1750.6771 | 408
| 6795 | 1750.5319 | 408
| 6796 | 1750.3365 | 408
| 6797 | 1750.1649 | 408
| 6798 | 1750.0833 | 408
| 6799 | 1749.996 | 408
| 6800 | 1749.8765 | 408
| 6801 | 1749.734 | 408
| 6802 | 1749.5725 | 408
| 6803 | 1749.3555 | 408
| 6804 | 1749.1743 | 408
| 6805 | 1749.0589 | 408
| 6806 | 1748.9901 | 408
| 6807 | 1748.7891 | 408
| 6808 | 1748.5656 | 408
| 6809 | 1748.4551 | 408
| 6810 | 1748.2546 | 408
| 6811 | 1748.1509 | 408
| 6812 | 1748.0444 | 408
| 6813 | 1747.8372 | 408
| 6814 | 1747.4229 | 408
| 6815 | 1747.2815 | 408
| 6816 | 1747.1913 | 408
| 6817 | 1747.1043 | 408
| 6818 | 1747.0033 | 408
| 6819 | 1746.8284 | 408
| 6820 | 1746.6531 | 408
| 6821 | 1746.3702 | 408
| 6822 | 1746.2902 | 408
| 6823 | 1746.025 | 408
| 6824 | 1745.9517 | 408
| 6825 | 1745.7865 | 408
| 6826 | 1745.6708 | 408
| 6827 | 1745.5296 | 408
| 6828 | 1745.3896 | 408
| 6829 | 1745.2939 | 408
| 6830 | 1745.2286 | 408
| 6831 | 1745.1408 | 408
| 6832 | 1744.9717 | 408
| 6833 | 1744.6905 | 408
| 6834 | 1744.4763 | 408
| 6835 | 1744.3219 | 408
| 6836 | 1744.2296 | 408
| 6837 | 1744.0807 | 408
| 6838 | 1743.9244 | 408
| 6839 | 1743.7934 | 408
| 6840 | 1743.6553 | 408
| 6841 | 1743.4676 | 408
| 6842 | 1743.3033 | 408
| 6843 | 1743.2557 | 408
| 6844 | 1743.0915 | 408
| 6845 | 1742.9636 | 408
| 6846 | 1742.8891 | 408
| 6847 | 1742.6901 | 408
| 6848 | 1742.4661 | 408
| 6849 | 1742.335 | 408
| 6850 | 1742.1799 | 408
| 6851 | 1742.1128 | 408
| 6852 | 1741.8865 | 408
| 6853 | 1741.6055 | 408
| 6854 | 1741.54 | 408
| 6855 | 1741.4315 | 408
| 6856 | 1741.276 | 408
| 6857 | 1741.1318 | 408
| 6858 | 1741.0204 | 408
| 6859 | 1740.824 | 408
| 6860 | 1740.6565 | 408
| 6861 | 1740.5176 | 408
| 6862 | 1740.3634 | 408
| 6863 | 1740.2297 | 408
| 6864 | 1740.0948 | 408
| 6865 | 1739.8914 | 408
| 6866 | 1739.8528 | 408
| 6867 | 1739.6691 | 408
| 6868 | 1739.5348 | 408
| 6869 | 1739.4308 | 408
| 6870 | 1739.2913 | 408
| 6871 | 1739.2079 | 408
| 6872 | 1739.0997 | 408
| 6873 | 1739.0213 | 408
| 6874 | 1738.7921 | 408
| 6875 | 1738.6412 | 408
| 6876 | 1738.5116 | 408
| 6877 | 1738.3796 | 408
| 6878 | 1738.2641 | 408
| 6879 | 1738.1947 | 408
| 6880 | 1738.1321 | 408
| 6881 | 1738.03 | 408
| 6882 | 1737.9125 | 408
| 6883 | 1737.8568 | 408
| 6884 | 1737.7338 | 408
| 6885 | 1737.5837 | 408
| 6886 | 1737.477 | 408
| 6887 | 1737.4269 | 408
| 6888 | 1737.2817 | 408
| 6889 | 1737.2134 | 408
| 6890 | 1737.0824 | 408
| 6891 | 1736.8528 | 408
| 6892 | 1736.7465 | 408
| 6893 | 1736.5434 | 408
| 6894 | 1736.3915 | 408
| 6895 | 1736.1835 | 408
| 6896 | 1735.9716 | 408
| 6897 | 1735.9077 | 408
| 6898 | 1735.8608 | 408
| 6899 | 1735.7165 | 408
| 6900 | 1735.6612 | 408
| 6901 | 1735.6273 | 408
| 6902 | 1735.4789 | 408
| 6903 | 1735.2696 | 408
| 6904 | 1735.2133 | 408
| 6905 | 1735.0915 | 408
| 6906 | 1735.0288 | 408
| 6907 | 1734.851 | 408
| 6908 | 1734.7232 | 408
| 6909 | 1734.6038 | 408
| 6910 | 1734.4126 | 408
| 6911 | 1734.3224 | 408
| 6912 | 1734.1201 | 408
| 6913 | 1734.0302 | 408
| 6914 | 1733.899 | 408
| 6915 | 1733.8233 | 408
| 6916 | 1733.7168 | 408
| 6917 | 1733.5425 | 408
| 6918 | 1733.4075 | 408
| 6919 | 1733.2936 | 408
| 6920 | 1733.1765 | 408
| 6921 | 1732.9096 | 408
| 6922 | 1732.7793 | 408
| 6923 | 1732.5221 | 408
| 6924 | 1732.357 | 408
| 6925 | 1732.2572 | 408
| 6926 | 1732.114 | 408
| 6927 | 1731.9392 | 408
| 6928 | 1731.8771 | 408
| 6929 | 1731.8085 | 408
| 6930 | 1731.6098 | 408
| 6931 | 1731.4142 | 408
| 6932 | 1731.21 | 408
| 6933 | 1730.9537 | 408
| 6934 | 1730.8766 | 408
| 6935 | 1730.789 | 408
| 6936 | 1730.7308 | 408
| 6937 | 1730.516 | 408
| 6938 | 1730.4325 | 408
| 6939 | 1730.2398 | 408
| 6940 | 1730.0115 | 408
| 6941 | 1729.9511 | 408
| 6942 | 1729.8908 | 408
| 6943 | 1729.7286 | 408
| 6944 | 1729.5208 | 408
| 6945 | 1729.2616 | 408
| 6946 | 1729.077 | 408
| 6947 | 1729.0085 | 408
| 6948 | 1728.8596 | 408
| 6949 | 1728.7406 | 408
| 6950 | 1728.6093 | 408
| 6951 | 1728.5533 | 408
| 6952 | 1728.4968 | 408
| 6953 | 1728.4031 | 408
| 6954 | 1728.2487 | 408
| 6955 | 1728.1269 | 408
| 6956 | 1727.9167 | 408
| 6957 | 1727.6736 | 408
| 6958 | 1727.5012 | 408
| 6959 | 1727.3736 | 408
| 6960 | 1727.0549 | 408
| 6961 | 1726.9906 | 408
| 6962 | 1726.7929 | 408
| 6963 | 1726.6726 | 408
| 6964 | 1726.4657 | 408
| 6965 | 1726.2262 | 408
| 6966 | 1726.1989 | 408
| 6967 | 1726.0877 | 408
| 6968 | 1725.9129 | 408
| 6969 | 1725.7397 | 408
| 6970 | 1725.57 | 408
| 6971 | 1725.4358 | 408
| 6972 | 1725.3754 | 408
| 6973 | 1725.2638 | 408
| 6974 | 1725.0585 | 408
| 6975 | 1724.9638 | 408
| 6976 | 1724.8058 | 408
| 6977 | 1724.7207 | 408
| 6978 | 1724.5393 | 408
| 6979 | 1724.3381 | 408
| 6980 | 1724.172 | 408
| 6981 | 1724.058 | 408
| 6982 | 1723.9059 | 408
| 6983 | 1723.688 | 408
| 6984 | 1723.5647 | 408
| 6985 | 1723.2887 | 408
| 6986 | 1723.1353 | 408
| 6987 | 1723.0676 | 408
| 6988 | 1723.0045 | 408
| 6989 | 1722.7946 | 408
| 6990 | 1722.4961 | 408
| 6991 | 1722.2315 | 408
| 6992 | 1722.203 | 408
| 6993 | 1721.994 | 408
| 6994 | 1721.8448 | 408
| 6995 | 1721.7685 | 408
| 6996 | 1721.7066 | 408
| 6997 | 1721.6625 | 408
| 6998 | 1721.5905 | 408
| 6999 | 1721.5137 | 408
| 7000 | 1721.4475 | 408
| 7001 | 1721.3174 | 408
| 7002 | 1721.233 | 408
| 7003 | 1721.1114 | 408
| 7004 | 1720.9904 | 408
| 7005 | 1720.8628 | 408
| 7006 | 1720.7774 | 408
| 7007 | 1720.5705 | 408
| 7008 | 1720.4507 | 408
| 7009 | 1720.3205 | 408
| 7010 | 1720.1285 | 408
| 7011 | 1719.9895 | 408
| 7012 | 1719.7993 | 408
| 7013 | 1719.559 | 408
| 7014 | 1719.3638 | 408
| 7015 | 1719.2978 | 408
| 7016 | 1719.2364 | 408
| 7017 | 1719.1495 | 408
| 7018 | 1718.999 | 408
| 7019 | 1718.8529 | 408
| 7020 | 1718.7823 | 408
| 7021 | 1718.6058 | 408
| 7022 | 1718.514 | 408
| 7023 | 1718.3058 | 408
| 7024 | 1718.1024 | 408
| 7025 | 1718.0041 | 408
| 7026 | 1717.8767 | 408
| 7027 | 1717.7885 | 408
| 7028 | 1717.6127 | 408
| 7029 | 1717.4721 | 408
| 7030 | 1717.4095 | 408
| 7031 | 1717.2765 | 408
| 7032 | 1717.132 | 408
| 7033 | 1717.0006 | 408
| 7034 | 1716.8809 | 408
| 7035 | 1716.7337 | 408
| 7036 | 1716.6201 | 408
| 7037 | 1716.4522 | 408
| 7038 | 1716.2825 | 408
| 7039 | 1716.1667 | 408
| 7040 | 1716.077 | 408
| 7041 | 1715.9786 | 408
| 7042 | 1715.878 | 408
| 7043 | 1715.6382 | 408
| 7044 | 1715.3074 | 408
| 7045 | 1715.2062 | 408
| 7046 | 1715.1342 | 408
| 7047 | 1714.8892 | 408
| 7048 | 1714.6693 | 408
| 7049 | 1714.547 | 408
| 7050 | 1714.422 | 408
| 7051 | 1713.9927 | 408
| 7052 | 1713.9214 | 408
| 7053 | 1713.6831 | 408
| 7054 | 1713.5552 | 408
| 7055 | 1713.3933 | 408
| 7056 | 1713.2009 | 408
| 7057 | 1713.1274 | 408
| 7058 | 1712.8584 | 408
| 7059 | 1712.7697 | 408
| 7060 | 1712.6803 | 408
| 7061 | 1712.5699 | 408
| 7062 | 1712.3899 | 408
| 7063 | 1712.2596 | 408
| 7064 | 1712.1681 | 408
| 7065 | 1711.9714 | 408
| 7066 | 1711.8186 | 408
| 7067 | 1711.64 | 408
| 7068 | 1711.4869 | 408
| 7069 | 1711.4345 | 408
| 7070 | 1711.1865 | 408
| 7071 | 1711.0923 | 408
| 7072 | 1711.0038 | 408
| 7073 | 1710.9636 | 408
| 7074 | 1710.8504 | 408
| 7075 | 1710.6042 | 408
| 7076 | 1710.4614 | 408
| 7077 | 1710.3718 | 408
| 7078 | 1710.2252 | 408
| 7079 | 1710.0264 | 408
| 7080 | 1709.8012 | 408
| 7081 | 1709.7331 | 408
| 7082 | 1709.5354 | 408
| 7083 | 1709.3627 | 408
| 7084 | 1709.1467 | 408
| 7085 | 1708.9487 | 408
| 7086 | 1708.7982 | 408
| 7087 | 1708.6689 | 408
| 7088 | 1708.4993 | 408
| 7089 | 1708.342 | 408
| 7090 | 1708.2239 | 408
| 7091 | 1708.1557 | 408
| 7092 | 1707.9856 | 408
| 7093 | 1707.8401 | 408
| 7094 | 1707.7694 | 408
| 7095 | 1707.5135 | 408
| 7096 | 1707.3886 | 408
| 7097 | 1707.2257 | 408
| 7098 | 1707.0298 | 408
| 7099 | 1706.8943 | 408
| 7100 | 1706.7969 | 408
| 7101 | 1706.6792 | 408
| 7102 | 1706.512 | 408
| 7103 | 1706.4588 | 408
| 7104 | 1706.4047 | 408
| 7105 | 1706.2323 | 408
| 7106 | 1706.1082 | 408
| 7107 | 1705.9982 | 408
| 7108 | 1705.8483 | 408
| 7109 | 1705.752 | 408
| 7110 | 1705.6319 | 408
| 7111 | 1705.4875 | 408
| 7112 | 1705.3703 | 408
| 7113 | 1705.2209 | 408
| 7114 | 1704.9926 | 408
| 7115 | 1704.8054 | 408
| 7116 | 1704.769 | 408
| 7117 | 1704.6624 | 408
| 7118 | 1704.5376 | 408
| 7119 | 1704.4037 | 408
| 7120 | 1704.2569 | 408
| 7121 | 1704.1452 | 408
| 7122 | 1704.0616 | 408
| 7123 | 1703.937 | 408
| 7124 | 1703.8056 | 408
| 7125 | 1703.7114 | 408
| 7126 | 1703.6365 | 408
| 7127 | 1703.5791 | 408
| 7128 | 1703.4308 | 408
| 7129 | 1703.3075 | 408
| 7130 | 1703.1181 | 408
| 7131 | 1702.9917 | 408
| 7132 | 1702.837 | 408
| 7133 | 1702.6159 | 408
| 7134 | 1702.5155 | 408
| 7135 | 1702.4275 | 408
| 7136 | 1702.2388 | 408
| 7137 | 1702.1307 | 408
| 7138 | 1701.9989 | 408
| 7139 | 1701.9408 | 408
| 7140 | 1701.8311 | 408
| 7141 | 1701.6752 | 408
| 7142 | 1701.5791 | 408
| 7143 | 1701.4866 | 408
| 7144 | 1701.3998 | 408
| 7145 | 1701.2834 | 408
| 7146 | 1701.1337 | 408
| 7147 | 1700.923 | 408
| 7148 | 1700.7043 | 408
| 7149 | 1700.6473 | 408
| 7150 | 1700.5329 | 408
| 7151 | 1700.412 | 408
| 7152 | 1700.3126 | 408
| 7153 | 1700.2124 | 408
| 7154 | 1700.1407 | 408
| 7155 | 1700.033 | 408
| 7156 | 1699.9116 | 408
| 7157 | 1699.8668 | 408
| 7158 | 1699.684 | 408
| 7159 | 1699.6321 | 408
| 7160 | 1699.5736 | 408
| 7161 | 1699.4464 | 408
| 7162 | 1699.3243 | 408
| 7163 | 1699.2184 | 408
| 7164 | 1699.1264 | 408
| 7165 | 1698.9834 | 408
| 7166 | 1698.8907 | 408
| 7167 | 1698.7336 | 408
| 7168 | 1698.5243 | 408
| 7169 | 1698.392 | 408
| 7170 | 1698.3071 | 408
| 7171 | 1698.0025 | 408
| 7172 | 1697.8946 | 408
| 7173 | 1697.7712 | 408
| 7174 | 1697.6751 | 408
| 7175 | 1697.4533 | 408
| 7176 | 1697.3743 | 408
| 7177 | 1697.2853 | 408
| 7178 | 1697.0712 | 408
| 7179 | 1696.9411 | 408
| 7180 | 1696.8182 | 408
| 7181 | 1696.6949 | 408
| 7182 | 1696.6119 | 408
| 7183 | 1696.4766 | 408
| 7184 | 1696.3298 | 408
| 7185 | 1696.2197 | 408
| 7186 | 1696.1103 | 408
| 7187 | 1695.9773 | 408
| 7188 | 1695.8361 | 408
| 7189 | 1695.7662 | 408
| 7190 | 1695.5574 | 408
| 7191 | 1695.346 | 408
| 7192 | 1695.233 | 408
| 7193 | 1694.9864 | 408
| 7194 | 1694.8685 | 408
| 7195 | 1694.8173 | 408
| 7196 | 1694.7253 | 408
| 7197 | 1694.6363 | 408
| 7198 | 1694.4548 | 408
| 7199 | 1694.2513 | 408
| 7200 | 1694.1083 | 408
| 7201 | 1694.0141 | 408
| 7202 | 1693.8253 | 408
| 7203 | 1693.6584 | 408
| 7204 | 1693.5522 | 408
| 7205 | 1693.3937 | 408
| 7206 | 1693.2202 | 408
| 7207 | 1693.1399 | 408
| 7208 | 1693.0276 | 408
| 7209 | 1692.8896 | 408
| 7210 | 1692.5674 | 408
| 7211 | 1692.4544 | 408
| 7212 | 1692.3514 | 408
| 7213 | 1692.2632 | 408
| 7214 | 1692.1497 | 408
| 7215 | 1692.0257 | 408
| 7216 | 1691.8504 | 408
| 7217 | 1691.7255 | 408
| 7218 | 1691.6462 | 408
| 7219 | 1691.5501 | 408
| 7220 | 1691.4671 | 408
| 7221 | 1691.3761 | 408
| 7222 | 1691.2466 | 408
| 7223 | 1691.1677 | 408
| 7224 | 1691.0469 | 408
| 7225 | 1690.8457 | 408
| 7226 | 1690.6007 | 408
| 7227 | 1690.5523 | 408
| 7228 | 1690.4313 | 408
| 7229 | 1690.2305 | 408
| 7230 | 1690.1462 | 408
| 7231 | 1690.0469 | 408
| 7232 | 1689.7267 | 408
| 7233 | 1689.665 | 408
| 7234 | 1689.415 | 408
| 7235 | 1689.3158 | 408
| 7236 | 1689.1997 | 408
| 7237 | 1689.0695 | 408
| 7238 | 1688.9478 | 408
| 7239 | 1688.8568 | 408
| 7240 | 1688.7114 | 408
| 7241 | 1688.6068 | 408
| 7242 | 1688.4042 | 408
| 7243 | 1688.2928 | 408
| 7244 | 1688.0586 | 408
| 7245 | 1687.9311 | 408
| 7246 | 1687.7658 | 408
| 7247 | 1687.5296 | 408
| 7248 | 1687.4855 | 408
| 7249 | 1687.3912 | 408
| 7250 | 1687.1589 | 408
| 7251 | 1687.0896 | 408
| 7252 | 1686.9603 | 408
| 7253 | 1686.8813 | 408
| 7254 | 1686.8081 | 408
| 7255 | 1686.6141 | 408
| 7256 | 1686.4988 | 408
| 7257 | 1686.3297 | 408
| 7258 | 1686.2488 | 408
| 7259 | 1686.0826 | 408
| 7260 | 1686.0166 | 408
| 7261 | 1685.9793 | 408
| 7262 | 1685.8772 | 408
| 7263 | 1685.6892 | 408
| 7264 | 1685.5366 | 408
| 7265 | 1685.321 | 408
| 7266 | 1685.219 | 408
| 7267 | 1685.0999 | 408
| 7268 | 1684.8849 | 408
| 7269 | 1684.7602 | 408
| 7270 | 1684.6041 | 408
| 7271 | 1684.5216 | 408
| 7272 | 1684.4729 | 408
| 7273 | 1684.3707 | 408
| 7274 | 1684.2521 | 408
| 7275 | 1684.1316 | 408
| 7276 | 1683.9778 | 408
| 7277 | 1683.8943 | 408
| 7278 | 1683.6159 | 408
| 7279 | 1683.5236 | 408
| 7280 | 1683.2957 | 408
| 7281 | 1683.1712 | 408
| 7282 | 1683.1099 | 408
| 7283 | 1682.9715 | 408
| 7284 | 1682.8371 | 408
| 7285 | 1682.719 | 408
| 7286 | 1682.6373 | 408
| 7287 | 1682.5926 | 408
| 7288 | 1682.4172 | 408
| 7289 | 1682.355 | 408
| 7290 | 1682.2499 | 408
| 7291 | 1681.9927 | 408
| 7292 | 1681.8808 | 408
| 7293 | 1681.7637 | 408
| 7294 | 1681.611 | 408
| 7295 | 1681.5509 | 408
| 7296 | 1681.4463 | 408
| 7297 | 1681.2856 | 408
| 7298 | 1681.1064 | 408
| 7299 | 1680.932 | 408
| 7300 | 1680.8339 | 408
| 7301 | 1680.7215 | 408
| 7302 | 1680.6087 | 408
| 7303 | 1680.5434 | 408
| 7304 | 1680.3029 | 408
| 7305 | 1680.2399 | 408
| 7306 | 1680.1546 | 408
| 7307 | 1680.0382 | 408
| 7308 | 1679.8693 | 408
| 7309 | 1679.7068 | 408
| 7310 | 1679.588 | 408
| 7311 | 1679.5161 | 408
| 7312 | 1679.2995 | 408
| 7313 | 1679.0955 | 408
| 7314 | 1678.8506 | 408
| 7315 | 1678.7405 | 408
| 7316 | 1678.5771 | 408
| 7317 | 1678.4597 | 408
| 7318 | 1678.3283 | 408
| 7319 | 1678.2106 | 408
| 7320 | 1677.9774 | 408
| 7321 | 1677.8119 | 408
| 7322 | 1677.6893 | 408
| 7323 | 1677.5151 | 408
| 7324 | 1677.4778 | 408
| 7325 | 1677.3433 | 408
| 7326 | 1677.2316 | 408
| 7327 | 1677.0848 | 408
| 7328 | 1677.0012 | 408
| 7329 | 1676.929 | 408
| 7330 | 1676.7807 | 408
| 7331 | 1676.6111 | 408
| 7332 | 1676.5181 | 408
| 7333 | 1676.362 | 408
| 7334 | 1676.2772 | 408
| 7335 | 1676.1921 | 408
| 7336 | 1676.088 | 408
| 7337 | 1675.8571 | 408
| 7338 | 1675.7968 | 408
| 7339 | 1675.6778 | 408
| 7340 | 1675.5762 | 408
| 7341 | 1675.4694 | 408
| 7342 | 1675.2932 | 408
| 7343 | 1675.0265 | 408
| 7344 | 1674.8992 | 408
| 7345 | 1674.8163 | 408
| 7346 | 1674.5919 | 408
| 7347 | 1674.4565 | 408
| 7348 | 1674.3079 | 408
| 7349 | 1674.1294 | 408
| 7350 | 1673.9581 | 408
| 7351 | 1673.8899 | 408
| 7352 | 1673.7596 | 408
| 7353 | 1673.6857 | 408
| 7354 | 1673.4837 | 408
| 7355 | 1673.3809 | 408
| 7356 | 1673.2428 | 408
| 7357 | 1673.0002 | 408
| 7358 | 1672.9227 | 408
| 7359 | 1672.8311 | 408
| 7360 | 1672.7581 | 408
| 7361 | 1672.5525 | 408
| 7362 | 1672.472 | 408
| 7363 | 1672.2945 | 408
| 7364 | 1672.1951 | 408
| 7365 | 1672.0337 | 408
| 7366 | 1671.9277 | 408
| 7367 | 1671.8067 | 408
| 7368 | 1671.5862 | 408
| 7369 | 1671.4132 | 408
| 7370 | 1671.3157 | 408
| 7371 | 1671.2868 | 408
| 7372 | 1671.1487 | 408
| 7373 | 1671.0786 | 408
| 7374 | 1671.0291 | 408
| 7375 | 1670.944 | 408
| 7376 | 1670.8093 | 408
| 7377 | 1670.725 | 408
| 7378 | 1670.6477 | 408
| 7379 | 1670.5135 | 408
| 7380 | 1670.3496 | 408
| 7381 | 1670.2026 | 408
| 7382 | 1670.0895 | 408
| 7383 | 1669.9311 | 408
| 7384 | 1669.7665 | 408
| 7385 | 1669.7024 | 408
| 7386 | 1669.6052 | 408
| 7387 | 1669.3709 | 408
| 7388 | 1669.2898 | 408
| 7389 | 1669.2125 | 408
| 7390 | 1669.1398 | 408
| 7391 | 1669.0666 | 408
| 7392 | 1668.871 | 408
| 7393 | 1668.7992 | 408
| 7394 | 1668.7104 | 408
| 7395 | 1668.6208 | 408
| 7396 | 1668.5239 | 408
| 7397 | 1668.4447 | 408
| 7398 | 1668.2718 | 408
| 7399 | 1668.0947 | 408
| 7400 | 1667.9899 | 408
| 7401 | 1667.7998 | 408
| 7402 | 1667.7412 | 408
| 7403 | 1667.6478 | 408
| 7404 | 1667.5179 | 408
| 7405 | 1667.3706 | 408
| 7406 | 1667.2533 | 408
| 7407 | 1667.1845 | 408
| 7408 | 1666.9254 | 408
| 7409 | 1666.7732 | 408
| 7410 | 1666.7334 | 408
| 7411 | 1666.6438 | 408
| 7412 | 1666.4709 | 408
| 7413 | 1666.4009 | 408
| 7414 | 1666.2327 | 408
| 7415 | 1666.118 | 408
| 7416 | 1665.9723 | 408
| 7417 | 1665.8848 | 408
| 7418 | 1665.7402 | 408
| 7419 | 1665.6834 | 408
| 7420 | 1665.6133 | 408
| 7421 | 1665.4534 | 408
| 7422 | 1665.3563 | 408
| 7423 | 1665.2812 | 408
| 7424 | 1665.1304 | 408
| 7425 | 1664.9515 | 408
| 7426 | 1664.7612 | 408
| 7427 | 1664.7066 | 408
| 7428 | 1664.5641 | 408
| 7429 | 1664.4789 | 408
| 7430 | 1664.3463 | 408
| 7431 | 1664.1745 | 408
| 7432 | 1663.9185 | 408
| 7433 | 1663.8009 | 408
| 7434 | 1663.6139 | 408
| 7435 | 1663.5487 | 408
| 7436 | 1663.4373 | 408
| 7437 | 1663.3186 | 408
| 7438 | 1663.2364 | 408
| 7439 | 1663.1509 | 408
| 7440 | 1662.9337 | 408
| 7441 | 1662.8048 | 408
| 7442 | 1662.6631 | 408
| 7443 | 1662.5696 | 408
| 7444 | 1662.5028 | 408
| 7445 | 1662.3952 | 408
| 7446 | 1662.1335 | 408
| 7447 | 1662.0374 | 408
| 7448 | 1661.9666 | 408
| 7449 | 1661.8783 | 408
| 7450 | 1661.8093 | 408
| 7451 | 1661.6318 | 408
| 7452 | 1661.4017 | 408
| 7453 | 1661.3287 | 408
| 7454 | 1661.2217 | 408
| 7455 | 1661.1739 | 408
| 7456 | 1660.9748 | 408
| 7457 | 1660.8997 | 408
| 7458 | 1660.8165 | 408
| 7459 | 1660.6924 | 408
| 7460 | 1660.5609 | 408
| 7461 | 1660.4805 | 408
| 7462 | 1660.3819 | 408
| 7463 | 1660.3078 | 408
| 7464 | 1660.0294 | 408
| 7465 | 1659.9534 | 408
| 7466 | 1659.8325 | 408
| 7467 | 1659.773 | 408
| 7468 | 1659.6899 | 408
| 7469 | 1659.6131 | 408
| 7470 | 1659.4313 | 408
| 7471 | 1659.3368 | 408
| 7472 | 1659.0657 | 408
| 7473 | 1658.9314 | 408
| 7474 | 1658.8728 | 408
| 7475 | 1658.7846 | 408
| 7476 | 1658.7286 | 408
| 7477 | 1658.6124 | 408
| 7478 | 1658.5113 | 408
| 7479 | 1658.4017 | 408
| 7480 | 1658.2061 | 408
| 7481 | 1658.1319 | 408
| 7482 | 1658.0666 | 408
| 7483 | 1657.9724 | 408
| 7484 | 1657.8447 | 408
| 7485 | 1657.6953 | 408
| 7486 | 1657.4295 | 408
| 7487 | 1657.2942 | 408
| 7488 | 1657.0924 | 408
| 7489 | 1656.8875 | 408
| 7490 | 1656.7761 | 408
| 7491 | 1656.7191 | 408
| 7492 | 1656.6668 | 408
| 7493 | 1656.5282 | 408
| 7494 | 1656.476 | 408
| 7495 | 1656.4096 | 408
| 7496 | 1656.3302 | 408
| 7497 | 1656.2216 | 408
| 7498 | 1656.0092 | 408
| 7499 | 1655.9249 | 408
| 7500 | 1655.8399 | 408
| 7501 | 1655.7407 | 408
| 7502 | 1655.5759 | 408
| 7503 | 1655.4398 | 408
| 7504 | 1655.3552 | 408
| 7505 | 1655.3032 | 408
| 7506 | 1655.0566 | 408
| 7507 | 1654.9731 | 408
| 7508 | 1654.8288 | 408
| 7509 | 1654.7012 | 408
| 7510 | 1654.6238 | 408
| 7511 | 1654.5485 | 408
| 7512 | 1654.4648 | 408
| 7513 | 1654.383 | 408
| 7514 | 1654.297 | 408
| 7515 | 1654.1381 | 408
| 7516 | 1654.0194 | 408
| 7517 | 1653.8828 | 408
| 7518 | 1653.8108 | 408
| 7519 | 1653.7086 | 408
| 7520 | 1653.6166 | 408
| 7521 | 1653.5466 | 408
| 7522 | 1653.353 | 408
| 7523 | 1653.2865 | 408
| 7524 | 1653.1812 | 408
| 7525 | 1653.129 | 408
| 7526 | 1652.9123 | 408
| 7527 | 1652.837 | 408
| 7528 | 1652.7143 | 408
| 7529 | 1652.4796 | 408
| 7530 | 1652.4085 | 408
| 7531 | 1652.369 | 408
| 7532 | 1652.2638 | 408
| 7533 | 1652.1234 | 408
| 7534 | 1652.0138 | 408
| 7535 | 1651.9383 | 408
| 7536 | 1651.6531 | 408
| 7537 | 1651.4907 | 408
| 7538 | 1651.3521 | 408
| 7539 | 1651.226 | 408
| 7540 | 1651.1347 | 408
| 7541 | 1651.0258 | 408
| 7542 | 1650.9559 | 408
| 7543 | 1650.8102 | 408
| 7544 | 1650.7673 | 408
| 7545 | 1650.6233 | 408
| 7546 | 1650.5248 | 408
| 7547 | 1650.4182 | 408
| 7548 | 1650.3076 | 408
| 7549 | 1650.1352 | 408
| 7550 | 1650.1074 | 408
| 7551 | 1649.995 | 408
| 7552 | 1649.8228 | 408
| 7553 | 1649.7709 | 408
| 7554 | 1649.5322 | 408
| 7555 | 1649.4172 | 408
| 7556 | 1649.2452 | 408
| 7557 | 1649.0608 | 408
| 7558 | 1649.0315 | 408
| 7559 | 1648.8755 | 408
| 7560 | 1648.8016 | 408
| 7561 | 1648.7082 | 408
| 7562 | 1648.6104 | 408
| 7563 | 1648.502 | 408
| 7564 | 1648.3786 | 408
| 7565 | 1648.3088 | 408
| 7566 | 1648.2191 | 408
| 7567 | 1648.0657 | 408
| 7568 | 1647.9063 | 408
| 7569 | 1647.8274 | 408
| 7570 | 1647.6488 | 408
| 7571 | 1647.4375 | 408
| 7572 | 1647.1994 | 408
| 7573 | 1647.0456 | 408
| 7574 | 1646.9405 | 408
| 7575 | 1646.8089 | 408
| 7576 | 1646.7095 | 408
| 7577 | 1646.6362 | 408
| 7578 | 1646.4531 | 408
| 7579 | 1646.307 | 408
| 7580 | 1646.1195 | 408
| 7581 | 1645.9047 | 408
| 7582 | 1645.7434 | 408
| 7583 | 1645.5702 | 408
| 7584 | 1645.4416 | 408
| 7585 | 1645.3021 | 408
| 7586 | 1645.1867 | 408
| 7587 | 1645.1223 | 408
| 7588 | 1645.0658 | 408
| 7589 | 1644.9649 | 408
| 7590 | 1644.7858 | 408
| 7591 | 1644.7288 | 408
| 7592 | 1644.6026 | 408
| 7593 | 1644.5126 | 408
| 7594 | 1644.423 | 408
| 7595 | 1644.3717 | 408
| 7596 | 1644.2731 | 408
| 7597 | 1644.1796 | 408
| 7598 | 1644.0763 | 408
| 7599 | 1643.9736 | 408
| 7600 | 1643.84 | 408
| 7601 | 1643.5904 | 408
| 7602 | 1643.4652 | 408
| 7603 | 1643.3889 | 408
| 7604 | 1643.231 | 408
| 7605 | 1643.159 | 408
| 7606 | 1643.0717 | 408
| 7607 | 1642.947 | 408
| 7608 | 1642.8886 | 408
| 7609 | 1642.7733 | 408
| 7610 | 1642.681 | 408
| 7611 | 1642.5042 | 408
| 7612 | 1642.4112 | 408
| 7613 | 1642.3101 | 408
| 7614 | 1642.1512 | 408
| 7615 | 1641.993 | 408
| 7616 | 1641.8814 | 408
| 7617 | 1641.8131 | 408
| 7618 | 1641.6105 | 408
| 7619 | 1641.4268 | 408
| 7620 | 1641.263 | 408
| 7621 | 1641.1642 | 408
| 7622 | 1641.0096 | 408
| 7623 | 1640.8888 | 408
| 7624 | 1640.7877 | 408
| 7625 | 1640.7211 | 408
| 7626 | 1640.6385 | 408
| 7627 | 1640.5587 | 408
| 7628 | 1640.4544 | 408
| 7629 | 1640.3844 | 408
| 7630 | 1640.3135 | 408
| 7631 | 1640.2471 | 408
| 7632 | 1640.1897 | 408
| 7633 | 1640.1675 | 408
| 7634 | 1640.0595 | 408
| 7635 | 1639.8986 | 408
| 7636 | 1639.798 | 408
| 7637 | 1639.7053 | 408
| 7638 | 1639.5266 | 408
| 7639 | 1639.475 | 408
| 7640 | 1639.3116 | 408
| 7641 | 1639.2235 | 408
| 7642 | 1639.0884 | 408
| 7643 | 1638.9355 | 408
| 7644 | 1638.816 | 408
| 7645 | 1638.7069 | 408
| 7646 | 1638.5957 | 408
| 7647 | 1638.3918 | 408
| 7648 | 1638.2624 | 408
| 7649 | 1638.0816 | 408
| 7650 | 1637.8881 | 408
| 7651 | 1637.779 | 408
| 7652 | 1637.717 | 408
| 7653 | 1637.64 | 408
| 7654 | 1637.5222 | 408
| 7655 | 1637.3933 | 408
| 7656 | 1637.3048 | 408
| 7657 | 1637.245 | 408
| 7658 | 1637.0776 | 408
| 7659 | 1636.9861 | 408
| 7660 | 1636.888 | 408
| 7661 | 1636.8354 | 408
| 7662 | 1636.7342 | 408
| 7663 | 1636.5558 | 408
| 7664 | 1636.4658 | 408
| 7665 | 1636.329 | 408
| 7666 | 1636.2398 | 408
| 7667 | 1636.1345 | 408
| 7668 | 1636.0429 | 408
| 7669 | 1635.9134 | 408
| 7670 | 1635.8098 | 408
| 7671 | 1635.5634 | 408
| 7672 | 1635.4149 | 408
| 7673 | 1635.2329 | 408
| 7674 | 1635.1248 | 408
| 7675 | 1634.9495 | 408
| 7676 | 1634.8539 | 408
| 7677 | 1634.6863 | 408
| 7678 | 1634.6081 | 408
| 7679 | 1634.4698 | 408
| 7680 | 1634.3862 | 408
| 7681 | 1634.2206 | 408
| 7682 | 1634.0927 | 408
| 7683 | 1634.0336 | 408
| 7684 | 1633.9168 | 408
| 7685 | 1633.807 | 408
| 7686 | 1633.7498 | 408
| 7687 | 1633.6657 | 408
| 7688 | 1633.6156 | 408
| 7689 | 1633.4572 | 408
| 7690 | 1633.383 | 408
| 7691 | 1633.2843 | 408
| 7692 | 1633.1609 | 408
| 7693 | 1633.0272 | 408
| 7694 | 1632.9051 | 408
| 7695 | 1632.7517 | 408
| 7696 | 1632.5574 | 408
| 7697 | 1632.5345 | 408
| 7698 | 1632.4059 | 408
| 7699 | 1632.3143 | 408
| 7700 | 1632.1985 | 408
| 7701 | 1632.0993 | 408
| 7702 | 1631.9883 | 408
| 7703 | 1631.8757 | 408
| 7704 | 1631.7598 | 408
| 7705 | 1631.6452 | 408
| 7706 | 1631.5239 | 408
| 7707 | 1631.4448 | 408
| 7708 | 1631.3281 | 408
| 7709 | 1631.2157 | 408
| 7710 | 1631.0538 | 408
| 7711 | 1630.9858 | 408
| 7712 | 1630.8333 | 408
| 7713 | 1630.7317 | 408
| 7714 | 1630.6215 | 408
| 7715 | 1630.4518 | 408
| 7716 | 1630.2426 | 408
| 7717 | 1630.1533 | 408
| 7718 | 1630.0721 | 408
| 7719 | 1629.9772 | 408
| 7720 | 1629.8806 | 408
| 7721 | 1629.7969 | 408
| 7722 | 1629.7426 | 408
| 7723 | 1629.6078 | 408
| 7724 | 1629.4795 | 408
| 7725 | 1629.3536 | 408
| 7726 | 1629.2156 | 408
| 7727 | 1629.1175 | 408
| 7728 | 1628.9396 | 408
| 7729 | 1628.8003 | 408
| 7730 | 1628.6812 | 408
| 7731 | 1628.5246 | 408
| 7732 | 1628.4029 | 408
| 7733 | 1628.2873 | 408
| 7734 | 1628.0899 | 408
| 7735 | 1628.0577 | 408
| 7736 | 1628.0151 | 408
| 7737 | 1627.9205 | 408
| 7738 | 1627.8709 | 408
| 7739 | 1627.757 | 408
| 7740 | 1627.6201 | 408
| 7741 | 1627.5424 | 408
| 7742 | 1627.4036 | 408
| 7743 | 1627.3341 | 408
| 7744 | 1627.2646 | 408
| 7745 | 1627.1874 | 408
| 7746 | 1627.0585 | 408
| 7747 | 1627.0218 | 408
| 7748 | 1626.8746 | 408
| 7749 | 1626.7575 | 408
| 7750 | 1626.644 | 408
| 7751 | 1626.4885 | 408
| 7752 | 1626.3817 | 408
| 7753 | 1626.1913 | 408
| 7754 | 1626.078 | 408
| 7755 | 1626.0431 | 408
| 7756 | 1625.8431 | 408
| 7757 | 1625.7258 | 408
| 7758 | 1625.5458 | 408
| 7759 | 1625.4027 | 408
| 7760 | 1625.27 | 408
| 7761 | 1625.1246 | 408
| 7762 | 1625.033 | 408
| 7763 | 1624.9843 | 408
| 7764 | 1624.8441 | 408
| 7765 | 1624.7186 | 408
| 7766 | 1624.5126 | 408
| 7767 | 1624.4816 | 408
| 7768 | 1624.3255 | 408
| 7769 | 1624.2072 | 408
| 7770 | 1624.1223 | 408
| 7771 | 1624.0057 | 408
| 7772 | 1623.9323 | 408
| 7773 | 1623.7688 | 408
| 7774 | 1623.6401 | 408
| 7775 | 1623.5302 | 408
| 7776 | 1623.4837 | 408
| 7777 | 1623.367 | 408
| 7778 | 1623.2031 | 408
| 7779 | 1623.0059 | 408
| 7780 | 1622.9181 | 408
| 7781 | 1622.8174 | 408
| 7782 | 1622.7179 | 408
| 7783 | 1622.6517 | 408
| 7784 | 1622.5637 | 408
| 7785 | 1622.4901 | 408
| 7786 | 1622.3485 | 408
| 7787 | 1622.1856 | 408
| 7788 | 1622.0858 | 408
| 7789 | 1621.9287 | 408
| 7790 | 1621.841 | 408
| 7791 | 1621.6929 | 408
| 7792 | 1621.5265 | 408
| 7793 | 1621.4424 | 408
| 7794 | 1621.297 | 408
| 7795 | 1621.1172 | 408
| 7796 | 1620.9894 | 408
| 7797 | 1620.8487 | 408
| 7798 | 1620.7228 | 408
| 7799 | 1620.6004 | 408
| 7800 | 1620.4184 | 408
| 7801 | 1620.2771 | 408
| 7802 | 1620.1674 | 408
| 7803 | 1620.0378 | 408
| 7804 | 1619.8538 | 408
| 7805 | 1619.704 | 408
| 7806 | 1619.6345 | 408
| 7807 | 1619.5856 | 408
| 7808 | 1619.5024 | 408
| 7809 | 1619.4317 | 408
| 7810 | 1619.3032 | 408
| 7811 | 1619.1716 | 408
| 7812 | 1619.0701 | 408
| 7813 | 1618.9877 | 408
| 7814 | 1618.9516 | 408
| 7815 | 1618.86 | 408
| 7816 | 1618.7384 | 408
| 7817 | 1618.5421 | 408
| 7818 | 1618.453 | 408
| 7819 | 1618.3262 | 408
| 7820 | 1618.2542 | 408
| 7821 | 1618.051 | 408
| 7822 | 1617.963 | 408
| 7823 | 1617.9287 | 408
| 7824 | 1617.8154 | 408
| 7825 | 1617.6874 | 408
| 7826 | 1617.5617 | 408
| 7827 | 1617.4313 | 408
| 7828 | 1617.299 | 408
| 7829 | 1617.1976 | 408
| 7830 | 1617.1064 | 408
| 7831 | 1617.0674 | 408
| 7832 | 1617.018 | 408
| 7833 | 1616.8332 | 408
| 7834 | 1616.7802 | 408
| 7835 | 1616.7381 | 408
| 7836 | 1616.5482 | 408
| 7837 | 1616.4559 | 408
| 7838 | 1616.3054 | 408
| 7839 | 1616.1124 | 408
| 7840 | 1615.8928 | 408
| 7841 | 1615.7453 | 408
| 7842 | 1615.6345 | 408
| 7843 | 1615.5839 | 408
| 7844 | 1615.4931 | 408
| 7845 | 1615.3652 | 408
| 7846 | 1615.1504 | 408
| 7847 | 1615.0477 | 408
| 7848 | 1614.9852 | 408
| 7849 | 1614.9273 | 408
| 7850 | 1614.7974 | 408
| 7851 | 1614.6279 | 408
| 7852 | 1614.4949 | 408
| 7853 | 1614.2457 | 408
| 7854 | 1614.0222 | 408
| 7855 | 1613.9625 | 408
| 7856 | 1613.8803 | 408
| 7857 | 1613.7249 | 408
| 7858 | 1613.6754 | 408
| 7859 | 1613.5272 | 408
| 7860 | 1613.4634 | 408
| 7861 | 1613.404 | 408
| 7862 | 1613.3171 | 408
| 7863 | 1613.2064 | 408
| 7864 | 1613.0327 | 408
| 7865 | 1612.9171 | 408
| 7866 | 1612.821 | 408
| 7867 | 1612.6448 | 408
| 7868 | 1612.5283 | 408
| 7869 | 1612.4745 | 408
| 7870 | 1612.3553 | 408
| 7871 | 1612.2081 | 408
| 7872 | 1612.1008 | 408
| 7873 | 1611.9612 | 408
| 7874 | 1611.8404 | 408
| 7875 | 1611.7151 | 408
| 7876 | 1611.5566 | 408
| 7877 | 1611.512 | 408
| 7878 | 1611.3658 | 408
| 7879 | 1611.3269 | 408
| 7880 | 1611.2585 | 408
| 7881 | 1611.1995 | 408
| 7882 | 1611.0883 | 408
| 7883 | 1610.9346 | 408
| 7884 | 1610.6509 | 408
| 7885 | 1610.5615 | 408
| 7886 | 1610.4959 | 408
| 7887 | 1610.4331 | 408
| 7888 | 1610.2741 | 408
| 7889 | 1610.2094 | 408
| 7890 | 1610.0611 | 408
| 7891 | 1609.9803 | 408
| 7892 | 1609.9123 | 408
| 7893 | 1609.7996 | 408
| 7894 | 1609.7173 | 408
| 7895 | 1609.5682 | 408
| 7896 | 1609.4844 | 408
| 7897 | 1609.4172 | 408
| 7898 | 1609.3179 | 408
| 7899 | 1609.204 | 408
| 7900 | 1609.1648 | 408
| 7901 | 1609.0971 | 408
| 7902 | 1608.9536 | 408
| 7903 | 1608.8467 | 408
| 7904 | 1608.7634 | 408
| 7905 | 1608.6313 | 408
| 7906 | 1608.5144 | 408
| 7907 | 1608.4176 | 408
| 7908 | 1608.3095 | 408
| 7909 | 1608.193 | 408
| 7910 | 1608.0125 | 408
| 7911 | 1607.9498 | 408
| 7912 | 1607.8828 | 408
| 7913 | 1607.8202 | 408
| 7914 | 1607.7244 | 408
| 7915 | 1607.5843 | 408
| 7916 | 1607.4097 | 408
| 7917 | 1607.2479 | 408
| 7918 | 1607.2039 | 408
| 7919 | 1607.0511 | 408
| 7920 | 1606.8502 | 408
| 7921 | 1606.7446 | 408
| 7922 | 1606.6907 | 408
| 7923 | 1606.567 | 408
| 7924 | 1606.4711 | 408
| 7925 | 1606.2247 | 408
| 7926 | 1606.1215 | 408
| 7927 | 1606.0178 | 408
| 7928 | 1605.8613 | 408
| 7929 | 1605.7742 | 408
| 7930 | 1605.5826 | 408
| 7931 | 1605.4682 | 408
| 7932 | 1605.3523 | 408
| 7933 | 1605.222 | 408
| 7934 | 1605.11 | 408
| 7935 | 1604.9339 | 408
| 7936 | 1604.7566 | 408
| 7937 | 1604.6709 | 408
| 7938 | 1604.6332 | 408
| 7939 | 1604.5663 | 408
| 7940 | 1604.4736 | 408
| 7941 | 1604.358 | 408
| 7942 | 1604.1922 | 408
| 7943 | 1604.0892 | 408
| 7944 | 1603.9486 | 408
| 7945 | 1603.8808 | 408
| 7946 | 1603.8088 | 408
| 7947 | 1603.7395 | 408
| 7948 | 1603.6546 | 408
| 7949 | 1603.5138 | 408
| 7950 | 1603.4465 | 408
| 7951 | 1603.3291 | 408
| 7952 | 1603.3097 | 408
| 7953 | 1603.2258 | 408
| 7954 | 1603.1606 | 408
| 7955 | 1603.0984 | 408
| 7956 | 1603.0671 | 408
| 7957 | 1602.9205 | 408
| 7958 | 1602.8436 | 408
| 7959 | 1602.7017 | 408
| 7960 | 1602.5521 | 408
| 7961 | 1602.4105 | 408
| 7962 | 1602.3005 | 408
| 7963 | 1602.2543 | 408
| 7964 | 1602.1214 | 408
| 7965 | 1602.0097 | 408
| 7966 | 1601.7438 | 408
| 7967 | 1601.672 | 408
| 7968 | 1601.5064 | 408
| 7969 | 1601.4326 | 408
| 7970 | 1601.3186 | 408
| 7971 | 1601.2034 | 408
| 7972 | 1601.1294 | 408
| 7973 | 1601.0594 | 408
| 7974 | 1600.9683 | 408
| 7975 | 1600.8345 | 408
| 7976 | 1600.7272 | 408
| 7977 | 1600.6055 | 408
| 7978 | 1600.5105 | 408
| 7979 | 1600.4301 | 408
| 7980 | 1600.3589 | 408
| 7981 | 1600.1653 | 408
| 7982 | 1600.0455 | 408
| 7983 | 1600.0036 | 408
| 7984 | 1599.9582 | 408
| 7985 | 1599.9209 | 408
| 7986 | 1599.6813 | 408
| 7987 | 1599.5132 | 408
| 7988 | 1599.4732 | 408
| 7989 | 1599.4039 | 408
| 7990 | 1599.2872 | 408
| 7991 | 1599.1872 | 408
| 7992 | 1599.1252 | 408
| 7993 | 1599.0485 | 408
| 7994 | 1598.8979 | 408
| 7995 | 1598.7912 | 408
| 7996 | 1598.6574 | 408
| 7997 | 1598.577 | 408
| 7998 | 1598.4444 | 408
| 7999 | 1598.3232 | 408
| 8000 | 1598.1161 | 408
| 8001 | 1597.9736 | 408
| 8002 | 1597.8674 | 408
| 8003 | 1597.7414 | 408
| 8004 | 1597.686 | 408
| 8005 | 1597.4715 | 408
| 8006 | 1597.4295 | 408
| 8007 | 1597.3342 | 408
| 8008 | 1597.2598 | 408
| 8009 | 1597.1056 | 408
| 8010 | 1597.0569 | 408
| 8011 | 1596.8655 | 408
| 8012 | 1596.5839 | 408
| 8013 | 1596.4802 | 408
| 8014 | 1596.43 | 408
| 8015 | 1596.3334 | 408
| 8016 | 1596.2654 | 408
| 8017 | 1596.1103 | 408
| 8018 | 1596.0501 | 408
| 8019 | 1595.9844 | 408
| 8020 | 1595.8238 | 408
| 8021 | 1595.7045 | 408
| 8022 | 1595.6426 | 408
| 8023 | 1595.5308 | 408
| 8024 | 1595.3983 | 408
| 8025 | 1595.3113 | 408
| 8026 | 1595.2468 | 408
| 8027 | 1595.0943 | 408
| 8028 | 1595.0198 | 408
| 8029 | 1594.8577 | 408
| 8030 | 1594.7975 | 408
| 8031 | 1594.7236 | 408
| 8032 | 1594.4514 | 408
| 8033 | 1594.3667 | 408
| 8034 | 1594.2965 | 408
| 8035 | 1594.1801 | 408
| 8036 | 1593.9908 | 408
| 8037 | 1593.8661 | 408
| 8038 | 1593.8306 | 408
| 8039 | 1593.686 | 408
| 8040 | 1593.5183 | 408
| 8041 | 1593.4377 | 408
| 8042 | 1593.363 | 408
| 8043 | 1593.3197 | 408
| 8044 | 1593.2491 | 408
| 8045 | 1593.1054 | 408
| 8046 | 1593.0575 | 408
| 8047 | 1592.9876 | 408
| 8048 | 1592.937 | 408
| 8049 | 1592.8628 | 408
| 8050 | 1592.7382 | 408
| 8051 | 1592.6677 | 408
| 8052 | 1592.6014 | 408
| 8053 | 1592.4757 | 408
| 8054 | 1592.3595 | 408
| 8055 | 1592.2466 | 408
| 8056 | 1592.1446 | 408
| 8057 | 1592.048 | 408
| 8058 | 1592.0004 | 408
| 8059 | 1591.9464 | 408
| 8060 | 1591.8428 | 408
| 8061 | 1591.7239 | 408
| 8062 | 1591.6299 | 408
| 8063 | 1591.4588 | 408
| 8064 | 1591.4061 | 408
| 8065 | 1591.3334 | 408
| 8066 | 1591.1754 | 408
| 8067 | 1591.1343 | 408
| 8068 | 1590.9266 | 408
| 8069 | 1590.792 | 408
| 8070 | 1590.7175 | 408
| 8071 | 1590.5803 | 408
| 8072 | 1590.466 | 408
| 8073 | 1590.4156 | 408
| 8074 | 1590.2839 | 408
| 8075 | 1590.1287 | 408
| 8076 | 1589.9681 | 408
| 8077 | 1589.8718 | 408
| 8078 | 1589.7928 | 408
| 8079 | 1589.6973 | 408
| 8080 | 1589.5936 | 408
| 8081 | 1589.4403 | 408
| 8082 | 1589.3789 | 408
| 8083 | 1589.3073 | 408
| 8084 | 1589.2345 | 408
| 8085 | 1589.1456 | 408
| 8086 | 1588.997 | 408
| 8087 | 1588.9014 | 408
| 8088 | 1588.7949 | 408
| 8089 | 1588.6437 | 408
| 8090 | 1588.4852 | 408
| 8091 | 1588.361 | 408
| 8092 | 1588.2538 | 408
| 8093 | 1588.1548 | 408
| 8094 | 1587.8905 | 408
| 8095 | 1587.7714 | 408
| 8096 | 1587.6213 | 408
| 8097 | 1587.4023 | 408
| 8098 | 1587.1828 | 408
| 8099 | 1587.0966 | 408
| 8100 | 1587.0641 | 408
| 8101 | 1586.9804 | 408
| 8102 | 1586.8379 | 408
| 8103 | 1586.7234 | 408
| 8104 | 1586.6153 | 408
| 8105 | 1586.5374 | 408
| 8106 | 1586.4085 | 408
| 8107 | 1586.2515 | 408
| 8108 | 1586.1365 | 408
| 8109 | 1586.0604 | 408
| 8110 | 1585.9053 | 408
| 8111 | 1585.814 | 408
| 8112 | 1585.7853 | 408
| 8113 | 1585.6021 | 408
| 8114 | 1585.5591 | 408
| 8115 | 1585.4784 | 408
| 8116 | 1585.2827 | 408
| 8117 | 1585.1675 | 408
| 8118 | 1585.0417 | 408
| 8119 | 1584.9128 | 408
| 8120 | 1584.8396 | 408
| 8121 | 1584.7512 | 408
| 8122 | 1584.5662 | 408
| 8123 | 1584.4431 | 408
| 8124 | 1584.2323 | 408
| 8125 | 1584.0964 | 408
| 8126 | 1583.9661 | 408
| 8127 | 1583.7533 | 408
| 8128 | 1583.6481 | 408
| 8129 | 1583.5997 | 408
| 8130 | 1583.5126 | 408
| 8131 | 1583.4008 | 408
| 8132 | 1583.2914 | 408
| 8133 | 1583.1743 | 408
| 8134 | 1583.1278 | 408
| 8135 | 1582.936 | 408
| 8136 | 1582.8396 | 408
| 8137 | 1582.7923 | 408
| 8138 | 1582.5617 | 408
| 8139 | 1582.4079 | 408
| 8140 | 1582.1632 | 408
| 8141 | 1582.0435 | 408
| 8142 | 1581.9278 | 408
| 8143 | 1581.7691 | 408
| 8144 | 1581.6305 | 408
| 8145 | 1581.5646 | 408
| 8146 | 1581.4478 | 408
| 8147 | 1581.3194 | 408
| 8148 | 1581.1137 | 408
| 8149 | 1580.8879 | 408
| 8150 | 1580.7912 | 408
| 8151 | 1580.6902 | 408
| 8152 | 1580.5884 | 408
| 8153 | 1580.3491 | 408
| 8154 | 1580.2133 | 408
| 8155 | 1580.142 | 408
| 8156 | 1580.0197 | 408
| 8157 | 1579.973 | 408
| 8158 | 1579.8154 | 408
| 8159 | 1579.6558 | 408
| 8160 | 1579.5949 | 408
| 8161 | 1579.5207 | 408
| 8162 | 1579.3814 | 408
| 8163 | 1579.2676 | 408
| 8164 | 1579.1636 | 408
| 8165 | 1578.8872 | 408
| 8166 | 1578.7361 | 408
| 8167 | 1578.5796 | 408
| 8168 | 1578.527 | 408
| 8169 | 1578.4517 | 408
| 8170 | 1578.3554 | 408
| 8171 | 1578.1563 | 408
| 8172 | 1578.0457 | 408
| 8173 | 1577.8521 | 408
| 8174 | 1577.6599 | 408
| 8175 | 1577.5155 | 408
| 8176 | 1577.4402 | 408
| 8177 | 1577.3369 | 408
| 8178 | 1577.2498 | 408
| 8179 | 1577.1274 | 408
| 8180 | 1577.0039 | 408
| 8181 | 1576.9371 | 408
| 8182 | 1576.8634 | 408
| 8183 | 1576.6865 | 408
| 8184 | 1576.6032 | 408
| 8185 | 1576.3858 | 408
| 8186 | 1576.2519 | 408
| 8187 | 1576.0825 | 408
| 8188 | 1575.9948 | 408
| 8189 | 1575.842 | 408
| 8190 | 1575.7405 | 408
| 8191 | 1575.6645 | 408
| 8192 | 1575.5664 | 408
| 8193 | 1575.4738 | 408
| 8194 | 1575.2306 | 408
| 8195 | 1575.0879 | 408
| 8196 | 1574.9781 | 408
| 8197 | 1574.8534 | 408
| 8198 | 1574.6926 | 408
| 8199 | 1574.5898 | 408
| 8200 | 1574.5189 | 408
| 8201 | 1574.3427 | 408
| 8202 | 1574.1992 | 408
| 8203 | 1574.0165 | 408
| 8204 | 1573.8625 | 408
| 8205 | 1573.7494 | 408
| 8206 | 1573.6536 | 408
| 8207 | 1573.54 | 408
| 8208 | 1573.4665 | 408
| 8209 | 1573.412 | 408
| 8210 | 1573.2384 | 408
| 8211 | 1573.1783 | 408
| 8212 | 1573.0747 | 408
| 8213 | 1572.9984 | 408
| 8214 | 1572.9398 | 408
| 8215 | 1572.7432 | 408
| 8216 | 1572.6139 | 408
| 8217 | 1572.578 | 408
| 8218 | 1572.4698 | 408
| 8219 | 1572.3757 | 408
| 8220 | 1572.3127 | 408
| 8221 | 1572.1829 | 408
| 8222 | 1572.1017 | 408
| 8223 | 1571.8678 | 408
| 8224 | 1571.7656 | 408
| 8225 | 1571.6537 | 408
| 8226 | 1571.5516 | 408
| 8227 | 1571.3817 | 408
| 8228 | 1571.2489 | 408
| 8229 | 1571.1052 | 408
| 8230 | 1571.0156 | 408
| 8231 | 1570.8707 | 408
| 8232 | 1570.7727 | 408
| 8233 | 1570.5814 | 408
| 8234 | 1570.4645 | 408
| 8235 | 1570.4012 | 408
| 8236 | 1570.2636 | 408
| 8237 | 1570.1222 | 408
| 8238 | 1569.9597 | 408
| 8239 | 1569.7883 | 408
| 8240 | 1569.6923 | 408
| 8241 | 1569.6073 | 408
| 8242 | 1569.4862 | 408
| 8243 | 1569.426 | 408
| 8244 | 1569.3056 | 408
| 8245 | 1569.2271 | 408
| 8246 | 1569.1567 | 408
| 8247 | 1568.9826 | 408
| 8248 | 1568.8631 | 408
| 8249 | 1568.7538 | 408
| 8250 | 1568.554 | 408
| 8251 | 1568.4289 | 408
| 8252 | 1568.3159 | 408
| 8253 | 1568.2201 | 408
| 8254 | 1568.0076 | 408
| 8255 | 1567.937 | 408
| 8256 | 1567.7418 | 408
| 8257 | 1567.6171 | 408
| 8258 | 1567.412 | 408
| 8259 | 1567.3526 | 408
| 8260 | 1567.2457 | 408
| 8261 | 1567.1325 | 408
| 8262 | 1567.0674 | 408
| 8263 | 1566.8838 | 408
| 8264 | 1566.7944 | 408
| 8265 | 1566.669 | 408
| 8266 | 1566.4988 | 408
| 8267 | 1566.4072 | 408
| 8268 | 1566.3225 | 408
| 8269 | 1566.1582 | 408
| 8270 | 1565.9584 | 408
| 8271 | 1565.8563 | 408
| 8272 | 1565.81 | 408
| 8273 | 1565.6409 | 408
| 8274 | 1565.5697 | 408
| 8275 | 1565.4616 | 408
| 8276 | 1565.3286 | 408
| 8277 | 1565.2524 | 408
| 8278 | 1565.1398 | 408
| 8279 | 1564.9603 | 408
| 8280 | 1564.8804 | 408
| 8281 | 1564.767 | 408
| 8282 | 1564.7208 | 408
| 8283 | 1564.5409 | 408
| 8284 | 1564.4594 | 408
| 8285 | 1564.3481 | 408
| 8286 | 1564.2857 | 408
| 8287 | 1564.1969 | 408
| 8288 | 1564.091 | 408
| 8289 | 1563.9843 | 408
| 8290 | 1563.8819 | 408
| 8291 | 1563.8354 | 408
| 8292 | 1563.7322 | 408
| 8293 | 1563.6521 | 408
| 8294 | 1563.5166 | 408
| 8295 | 1563.3254 | 408
| 8296 | 1563.2539 | 408
| 8297 | 1563.1021 | 408
| 8298 | 1562.9107 | 408
| 8299 | 1562.7535 | 408
| 8300 | 1562.5688 | 408
| 8301 | 1562.3713 | 408
| 8302 | 1562.2905 | 408
| 8303 | 1562.1819 | 408
| 8304 | 1562.0432 | 408
| 8305 | 1561.941 | 408
| 8306 | 1561.6912 | 408
| 8307 | 1561.5647 | 408
| 8308 | 1561.4434 | 408
| 8309 | 1561.3613 | 408
| 8310 | 1561.2517 | 408
| 8311 | 1561.1312 | 408
| 8312 | 1561.0563 | 408
| 8313 | 1560.839 | 408
| 8314 | 1560.7609 | 408
| 8315 | 1560.6732 | 408
| 8316 | 1560.5273 | 408
| 8317 | 1560.3858 | 408
| 8318 | 1560.2856 | 408
| 8319 | 1560.1437 | 408
| 8320 | 1559.8898 | 408
| 8321 | 1559.7492 | 408
| 8322 | 1559.5428 | 408
| 8323 | 1559.379 | 408
| 8324 | 1559.2562 | 408
| 8325 | 1559.1801 | 408
| 8326 | 1559.074 | 408
| 8327 | 1558.8949 | 408
| 8328 | 1558.707 | 408
| 8329 | 1558.5909 | 408
| 8330 | 1558.415 | 408
| 8331 | 1558.3015 | 408
| 8332 | 1558.2211 | 408
| 8333 | 1558.0885 | 408
| 8334 | 1557.8671 | 408
| 8335 | 1557.7666 | 408
| 8336 | 1557.6406 | 408
| 8337 | 1557.4346 | 408
| 8338 | 1557.3246 | 408
| 8339 | 1557.1622 | 408
| 8340 | 1557.042 | 408
| 8341 | 1556.9874 | 408
| 8342 | 1556.7608 | 408
| 8343 | 1556.5286 | 408
| 8344 | 1556.4777 | 408
| 8345 | 1556.2821 | 408
| 8346 | 1556.0761 | 408
| 8347 | 1555.9412 | 408
| 8348 | 1555.8432 | 408
| 8349 | 1555.6391 | 408
| 8350 | 1555.4649 | 408
| 8351 | 1555.312 | 408
| 8352 | 1555.2467 | 408
| 8353 | 1555.1478 | 408
| 8354 | 1555.0349 | 408
| 8355 | 1554.9276 | 408
| 8356 | 1554.76 | 408
| 8357 | 1554.5639 | 408
| 8358 | 1554.426 | 408
| 8359 | 1554.2135 | 408
| 8360 | 1554.0504 | 408
| 8361 | 1553.8656 | 408
| 8362 | 1553.5844 | 408
| 8363 | 1553.5101 | 408
| 8364 | 1553.3726 | 408
| 8365 | 1553.1806 | 408
| 8366 | 1553.132 | 408
| 8367 | 1553.0768 | 408
| 8368 | 1552.9839 | 408
| 8369 | 1552.8197 | 408
| 8370 | 1552.6915 | 408
| 8371 | 1552.5776 | 408
| 8372 | 1552.4544 | 408
| 8373 | 1552.1799 | 408
| 8374 | 1551.9785 | 408
| 8375 | 1551.8699 | 408
| 8376 | 1551.6441 | 408
| 8377 | 1551.4973 | 408
| 8378 | 1551.3099 | 408
| 8379 | 1551.2388 | 408
| 8380 | 1550.9377 | 408
| 8381 | 1550.8185 | 408
| 8382 | 1550.7285 | 408
| 8383 | 1550.6516 | 408
| 8384 | 1550.5435 | 408
| 8385 | 1550.3071 | 408
| 8386 | 1550.1876 | 408
| 8387 | 1550.0206 | 408
| 8388 | 1549.8712 | 408
| 8389 | 1549.7211 | 408
| 8390 | 1549.5069 | 408
| 8391 | 1549.4278 | 408
| 8392 | 1549.3257 | 408
| 8393 | 1549.1266 | 408
| 8394 | 1548.8883 | 408
| 8395 | 1548.7495 | 408
| 8396 | 1548.6584 | 408
| 8397 | 1548.5494 | 408
| 8398 | 1548.3872 | 408
| 8399 | 1548.2446 | 408
| 8400 | 1547.9922 | 408
| 8401 | 1547.8213 | 408
| 8402 | 1547.6885 | 408
| 8403 | 1547.2977 | 408
| 8404 | 1547.1457 | 408
| 8405 | 1546.8895 | 408
| 8406 | 1546.7849 | 408
| 8407 | 1546.6634 | 408
| 8408 | 1546.5788 | 408
| 8409 | 1546.433 | 408
| 8410 | 1546.2157 | 408
| 8411 | 1545.9792 | 408
| 8412 | 1545.8655 | 408
| 8413 | 1545.7507 | 408
| 8414 | 1545.578 | 408
| 8415 | 1545.2288 | 408
| 8416 | 1545.0122 | 408
| 8417 | 1544.887 | 408
| 8418 | 1544.7774 | 408
| 8419 | 1544.6553 | 408
| 8420 | 1544.3848 | 408
| 8421 | 1544.2505 | 408
| 8422 | 1544.1329 | 408
| 8423 | 1543.9304 | 408
| 8424 | 1543.6658 | 408
| 8425 | 1543.5739 | 408
| 8426 | 1543.3268 | 408
| 8427 | 1543.2073 | 408
| 8428 | 1543.0134 | 408
| 8429 | 1542.8585 | 408
| 8430 | 1542.5808 | 408
| 8431 | 1542.4176 | 408
| 8432 | 1542.2417 | 408
| 8433 | 1542.1028 | 408
| 8434 | 1541.9753 | 408
| 8435 | 1541.7728 | 408
| 8436 | 1541.636 | 408
| 8437 | 1541.523 | 408
| 8438 | 1541.3316 | 408
| 8439 | 1541.21 | 408
| 8440 | 1541.0726 | 408
| 8441 | 1540.7012 | 408
| 8442 | 1540.2737 | 408
| 8443 | 1540.0614 | 408
| 8444 | 1539.8592 | 408
| 8445 | 1539.7555 | 408
| 8446 | 1539.5476 | 408
| 8447 | 1539.26 | 408
| 8448 | 1539.1415 | 408
| 8449 | 1538.8938 | 408
| 8450 | 1538.5388 | 408
| 8451 | 1538.252 | 408
| 8452 | 1538.1085 | 408
| 8453 | 1537.8495 | 408
| 8454 | 1537.7363 | 408
| 8455 | 1537.548 | 408
| 8456 | 1537.4507 | 408
| 8457 | 1537.1947 | 408
| 8458 | 1537.011 | 408
| 8459 | 1536.8228 | 408
| 8460 | 1536.7755 | 408
| 8461 | 1536.6337 | 408
| 8462 | 1536.4179 | 408
| 8463 | 1536.1864 | 408
| 8464 | 1536.0328 | 408
| 8465 | 1535.9955 | 408
| 8466 | 1535.9526 | 408
| 8467 | 1535.8431 | 408
| 8468 | 1535.7143 | 408
| 8469 | 1535.2009 | 408
| 8470 | 1535.0281 | 408
| 8471 | 1534.8787 | 408
| 8472 | 1534.7722 | 408
| 8473 | 1534.5823 | 408
| 8474 | 1534.5224 | 408
| 8475 | 1534.3567 | 408
| 8476 | 1534.2321 | 408
| 8477 | 1534.1051 | 408
| 8478 | 1533.8712 | 408
| 8479 | 1533.6608 | 408
| 8480 | 1533.4037 | 408
| 8481 | 1533.1932 | 408
| 8482 | 1533.0027 | 408
| 8483 | 1532.673 | 408
| 8484 | 1532.514 | 408
| 8485 | 1532.1561 | 408
| 8486 | 1532.019 | 408
| 8487 | 1531.8746 | 408
| 8488 | 1531.6967 | 408
| 8489 | 1531.3101 | 408
| 8490 | 1531.0948 | 408
| 8491 | 1530.8268 | 408
| 8492 | 1530.6746 | 408
| 8493 | 1530.5612 | 408
| 8494 | 1530.4955 | 408
| 8495 | 1530.4041 | 408
| 8496 | 1530.2006 | 408
| 8497 | 1530.0947 | 408
| 8498 | 1529.9553 | 408
| 8499 | 1529.7491 | 408
| 8500 | 1529.6047 | 408
| 8501 | 1529.3512 | 408
| 8502 | 1529.2463 | 408
| 8503 | 1529.0004 | 408
| 8504 | 1528.7626 | 408
| 8505 | 1528.4634 | 408
| 8506 | 1528.2981 | 408
| 8507 | 1528.1551 | 408
| 8508 | 1528.0262 | 408
| 8509 | 1527.7975 | 408
| 8510 | 1527.6153 | 408
| 8511 | 1527.5007 | 408
| 8512 | 1527.3351 | 408
| 8513 | 1527.2654 | 408
| 8514 | 1527.1313 | 408
| 8515 | 1526.9293 | 408
| 8516 | 1526.7602 | 408
| 8517 | 1526.5275 | 408
| 8518 | 1526.1467 | 408
| 8519 | 1525.9409 | 408
| 8520 | 1525.8429 | 408
| 8521 | 1525.7639 | 408
| 8522 | 1525.5586 | 408
| 8523 | 1525.3581 | 408
| 8524 | 1525.1348 | 408
| 8525 | 1524.9072 | 408
| 8526 | 1524.7792 | 408
| 8527 | 1524.5484 | 408
| 8528 | 1524.1791 | 408
| 8529 | 1523.9404 | 408
| 8530 | 1523.8174 | 408
| 8531 | 1523.6456 | 408
| 8532 | 1523.4619 | 408
| 8533 | 1523.2451 | 408
| 8534 | 1523.0357 | 408
| 8535 | 1522.8991 | 408
| 8536 | 1522.659 | 408
| 8537 | 1522.4518 | 408
| 8538 | 1522.3873 | 408
| 8539 | 1522.2626 | 408
| 8540 | 1522.1611 | 408
| 8541 | 1522.0271 | 408
| 8542 | 1521.7155 | 408
| 8543 | 1521.4784 | 408
| 8544 | 1521.333 | 408
| 8545 | 1521.1794 | 408
| 8546 | 1521.0265 | 408
| 8547 | 1520.8173 | 408
| 8548 | 1520.6733 | 408
| 8549 | 1520.5227 | 408
| 8550 | 1520.3939 | 408
| 8551 | 1520.0385 | 408
| 8552 | 1519.568 | 408
| 8553 | 1519.3795 | 408
| 8554 | 1519.2279 | 408
| 8555 | 1518.9997 | 408
| 8556 | 1518.7279 | 408
| 8557 | 1518.4048 | 408
| 8558 | 1518.2547 | 408
| 8559 | 1518.0485 | 408
| 8560 | 1517.9173 | 408
| 8561 | 1517.6849 | 408
| 8562 | 1517.5201 | 408
| 8563 | 1517.1723 | 408
| 8564 | 1516.8416 | 408
| 8565 | 1516.727 | 408
| 8566 | 1516.4639 | 408
| 8567 | 1516.2479 | 408
| 8568 | 1516.0633 | 408
| 8569 | 1515.916 | 408
| 8570 | 1515.7521 | 408
| 8571 | 1515.6366 | 408
| 8572 | 1515.3651 | 408
| 8573 | 1515.0865 | 408
| 8574 | 1514.8528 | 408
| 8575 | 1514.5988 | 408
| 8576 | 1514.3841 | 408
| 8577 | 1514.2242 | 408
| 8578 | 1513.9322 | 408
| 8579 | 1513.4388 | 408
| 8580 | 1513.3664 | 408
| 8581 | 1513.2183 | 408
| 8582 | 1513.083 | 408
| 8583 | 1512.8017 | 408
| 8584 | 1512.4486 | 408
| 8585 | 1512.1871 | 408
| 8586 | 1512.0498 | 408
| 8587 | 1511.7888 | 408
| 8588 | 1511.6287 | 408
| 8589 | 1511.2725 | 408
| 8590 | 1511.0829 | 408
| 8591 | 1510.8491 | 408
| 8592 | 1510.4813 | 408
| 8593 | 1510.3218 | 408
| 8594 | 1509.9529 | 408
| 8595 | 1509.7257 | 408
| 8596 | 1509.5019 | 408
| 8597 | 1509.2997 | 408
| 8598 | 1508.8631 | 408
| 8599 | 1508.2625 | 408
| 8600 | 1508.0177 | 408
| 8601 | 1507.675 | 408
| 8602 | 1507.3763 | 408
| 8603 | 1507.1627 | 408
| 8604 | 1507.0289 | 408
| 8605 | 1506.7998 | 408
| 8606 | 1506.5125 | 408
| 8607 | 1506.1932 | 408
| 8608 | 1505.924 | 408
| 8609 | 1505.5925 | 408
| 8610 | 1505.4302 | 408
| 8611 | 1505.0739 | 408
| 8612 | 1504.9152 | 408
| 8613 | 1504.5355 | 408
| 8614 | 1504.2624 | 408
| 8615 | 1504.1553 | 408
| 8616 | 1503.6108 | 408
| 8617 | 1503.5603 | 408
| 8618 | 1503.0497 | 408
| 8619 | 1502.792 | 408
| 8620 | 1502.4508 | 408
| 8621 | 1502.3222 | 408
| 8622 | 1502.1596 | 408
| 8623 | 1501.9939 | 408
| 8624 | 1501.8203 | 408
| 8625 | 1501.5823 | 408
| 8626 | 1501.3111 | 408
| 8627 | 1500.9107 | 408
| 8628 | 1500.6508 | 408
| 8629 | 1500.4372 | 408
| 8630 | 1500.1938 | 408
| 8631 | 1500.0165 | 408
| 8632 | 1499.7365 | 408
| 8633 | 1499.2894 | 408
| 8634 | 1498.861 | 408
| 8635 | 1498.6095 | 408
| 8636 | 1498.2715 | 408
| 8637 | 1498.087 | 408
| 8638 | 1497.9395 | 408
| 8639 | 1497.7288 | 408
| 8640 | 1497.5647 | 408
| 8641 | 1497.3589 | 408
| 8642 | 1497.1097 | 408
| 8643 | 1496.3595 | 408
| 8644 | 1496.1404 | 408
| 8645 | 1495.9047 | 408
| 8646 | 1495.6592 | 408
| 8647 | 1495.5736 | 408
| 8648 | 1495.1061 | 408
| 8649 | 1494.8877 | 408
| 8650 | 1494.6799 | 408
| 8651 | 1494.0885 | 408
| 8652 | 1493.8436 | 408
| 8653 | 1493.1212 | 408
| 8654 | 1492.7566 | 408
| 8655 | 1492.493 | 408
| 8656 | 1492.2516 | 408
| 8657 | 1491.6658 | 408
| 8658 | 1491.3784 | 408
| 8659 | 1491.1038 | 408
| 8660 | 1490.9367 | 408
| 8661 | 1490.517 | 408
| 8662 | 1490.3298 | 408
| 8663 | 1490.1208 | 408
| 8664 | 1489.3641 | 408
| 8665 | 1489.1435 | 408
| 8666 | 1488.8163 | 408
| 8667 | 1488.5846 | 408
| 8668 | 1488.1431 | 408
| 8669 | 1487.9183 | 408
| 8670 | 1487.5444 | 408
| 8671 | 1487.3239 | 408
| 8672 | 1486.8038 | 408
| 8673 | 1486.3714 | 408
| 8674 | 1485.9332 | 408
| 8675 | 1485.6169 | 408
| 8676 | 1485.0877 | 408
| 8677 | 1484.7138 | 408
| 8678 | 1484.5446 | 408
| 8679 | 1483.8314 | 408
| 8680 | 1483.5689 | 408
| 8681 | 1482.7049 | 408
| 8682 | 1482.3405 | 408
| 8683 | 1482.0668 | 408
| 8684 | 1481.5641 | 408
| 8685 | 1481.0781 | 408
| 8686 | 1480.8888 | 408
| 8687 | 1480.4745 | 408
| 8688 | 1480.0979 | 408
| 8689 | 1479.7855 | 408
| 8690 | 1479.3298 | 408
| 8691 | 1478.8828 | 408
| 8692 | 1478.4706 | 408
| 8693 | 1478.17 | 408
| 8694 | 1477.7055 | 408
| 8695 | 1476.9593 | 408
| 8696 | 1476.3145 | 408
| 8697 | 1475.5834 | 408
| 8698 | 1475.1988 | 408
| 8699 | 1474.6432 | 408
| 8700 | 1474.0472 | 408
| 8701 | 1473.6077 | 408
| 8702 | 1472.9503 | 408
| 8703 | 1472.375 | 408
| 8704 | 1471.7774 | 408
| 8705 | 1471.4003 | 408
| 8706 | 1471.106 | 408
| 8707 | 1470.7215 | 408
| 8708 | 1470.0577 | 408
| 8709 | 1469.1187 | 408
| 8710 | 1468.7583 | 408
| 8711 | 1468.1045 | 408
| 8712 | 1467.4742 | 408
| 8713 | 1466.9451 | 408
| 8714 | 1466.109 | 408
| 8715 | 1465.4271 | 408
| 8716 | 1464.2818 | 408
| 8717 | 1464.0981 | 408
| 8718 | 1463.5591 | 408
| 8719 | 1462.5901 | 408
| 8720 | 1462.396 | 408
| 8721 | 1461.8533 | 408
| 8722 | 1461.1702 | 408
| 8723 | 1460.7851 | 408
| 8724 | 1459.9068 | 408
| 8725 | 1458.7415 | 408
| 8726 | 1458.2263 | 408
| 8727 | 1457.4268 | 408
| 8728 | 1456.712 | 408
| 8729 | 1456.1013 | 408
| 8730 | 1455.3408 | 408
| 8731 | 1454.209 | 408
| 8732 | 1453.5441 | 408
| 8733 | 1452.9107 | 408
| 8734 | 1451.3458 | 408
| 8735 | 1449.7732 | 408
| 8736 | 1448.5033 | 408
| 8737 | 1447.2614 | 408
| 8738 | 1446.6391 | 408
| 8739 | 1445.0106 | 408
| 8740 | 1443.4006 | 408
| 8741 | 1443.0392 | 408
| 8742 | 1442.0269 | 408
| 8743 | 1440.2018 | 408
| 8744 | 1438.9452 | 408
| 8745 | 1437.5724 | 408
| 8746 | 1436.1737 | 408
| 8747 | 1434.5481 | 408
| 8748 | 1432.8647 | 408
| 8749 | 1430.7577 | 408
| 8750 | 1429.4016 | 408
| 8751 | 1427.6191 | 408
| 8752 | 1424.5672 | 408
| 8753 | 1423.46 | 408
| 8754 | 1421.3771 | 408
| 8755 | 1418.4763 | 408
| 8756 | 1416.7638 | 408
| 8757 | 1413.1275 | 408
| 8758 | 1405.0871 | 408
| 8759 | 1397.7198 | 408
| 8760 | 1387.6205 | 408

## figB.2
Figure B.2: Availability curve for 2016-17
Source: PA Consulting
| Hours in year | Load duration curve | Reserve margin and load following requirement
| 1 | 4149 | 408
| 2 | 4113.3691 | 408
| 3 | 4084.5809 | 408
| 4 | 4075.2611 | 408
| 5 | 4050.6465 | 408
| 6 | 4038.9493 | 408
| 7 | 4008.1379 | 408
| 8 | 3996.0054 | 408
| 9 | 3986.5792 | 408
| 10 | 3974.4066 | 408
| 11 | 3970.8775 | 408
| 12 | 3962.1711 | 408
| 13 | 3954.7507 | 408
| 14 | 3949.4487 | 408
| 15 | 3938.3163 | 408
| 16 | 3926.2993 | 408
| 17 | 3921.0807 | 408
| 18 | 3915.0553 | 408
| 19 | 3898.3093 | 408
| 20 | 3895.2781 | 408
| 21 | 3884.5555 | 408
| 22 | 3878.0515 | 408
| 23 | 3874.6244 | 408
| 24 | 3867.8697 | 408
| 25 | 3619.4652 | 408
| 26 | 3612.247 | 408
| 27 | 3608.7846 | 408
| 28 | 3606.4222 | 408
| 29 | 3604.0353 | 408
| 30 | 3600.6527 | 408
| 31 | 3593.2432 | 408
| 32 | 3589.5693 | 408
| 33 | 3582.3567 | 408
| 34 | 3575.548 | 408
| 35 | 3573.6849 | 408
| 36 | 3564.583 | 408
| 37 | 3560.9117 | 408
| 38 | 3556.9291 | 408
| 39 | 3552.3581 | 408
| 40 | 3546.109 | 408
| 41 | 3541.0403 | 408
| 42 | 3536.5645 | 408
| 43 | 3526.7976 | 408
| 44 | 3520.5013 | 408
| 45 | 3516.094 | 408
| 46 | 3512.3734 | 408
| 47 | 3510.0791 | 408
| 48 | 3507.1894 | 408
| 49 | 3503.0648 | 408
| 50 | 3495.3031 | 408
| 51 | 3490.6062 | 408
| 52 | 3487.225 | 408
| 53 | 3486.2058 | 408
| 54 | 3483.8406 | 408
| 55 | 3478.7922 | 408
| 56 | 3476.0377 | 408
| 57 | 3472.7243 | 408
| 58 | 3469.7814 | 408
| 59 | 3462.9812 | 408
| 60 | 3458.1249 | 408
| 61 | 3453.8426 | 408
| 62 | 3449.3107 | 408
| 63 | 3444.5028 | 408
| 64 | 3442.9759 | 408
| 65 | 3439.4508 | 408
| 66 | 3437.5779 | 408
| 67 | 3434.6062 | 408
| 68 | 3430.9173 | 408
| 69 | 3424.6019 | 408
| 70 | 3421.7679 | 408
| 71 | 3417.2736 | 408
| 72 | 3413.0713 | 408
| 73 | 3410.5355 | 408
| 74 | 3407.8927 | 408
| 75 | 3405.9319 | 408
| 76 | 3400.4836 | 408
| 77 | 3395.3917 | 408
| 78 | 3390.4453 | 408
| 79 | 3388.5814 | 408
| 80 | 3384.7707 | 408
| 81 | 3380.7313 | 408
| 82 | 3379.7983 | 408
| 83 | 3377.2812 | 408
| 84 | 3374.6362 | 408
| 85 | 3373.1181 | 408
| 86 | 3372.2486 | 408
| 87 | 3369.0906 | 408
| 88 | 3365.0222 | 408
| 89 | 3362.9538 | 408
| 90 | 3360.9461 | 408
| 91 | 3358.6254 | 408
| 92 | 3353.832 | 408
| 93 | 3350.4841 | 408
| 94 | 3347.1606 | 408
| 95 | 3343.2562 | 408
| 96 | 3339.2132 | 408
| 97 | 3338.023 | 408
| 98 | 3335.6803 | 408
| 99 | 3330.6218 | 408
| 100 | 3327.6047 | 408
| 101 | 3326.0431 | 408
| 102 | 3322.3228 | 408
| 103 | 3320.661 | 408
| 104 | 3317.6872 | 408
| 105 | 3316.4049 | 408
| 106 | 3313.1083 | 408
| 107 | 3310.5223 | 408
| 108 | 3308.9259 | 408
| 109 | 3305.0382 | 408
| 110 | 3301.9449 | 408
| 111 | 3298.7027 | 408
| 112 | 3297.8031 | 408
| 113 | 3296.4681 | 408
| 114 | 3295.4618 | 408
| 115 | 3293.0308 | 408
| 116 | 3291.1422 | 408
| 117 | 3288.8989 | 408
| 118 | 3286.3651 | 408
| 119 | 3282.605 | 408
| 120 | 3281.4188 | 408
| 121 | 3278.0794 | 408
| 122 | 3274.0957 | 408
| 123 | 3273.3464 | 408
| 124 | 3270.6445 | 408
| 125 | 3269.8306 | 408
| 126 | 3266.2561 | 408
| 127 | 3264.4676 | 408
| 128 | 3263.3703 | 408
| 129 | 3261.3841 | 408
| 130 | 3259.9252 | 408
| 131 | 3258.1475 | 408
| 132 | 3257.6833 | 408
| 133 | 3253.8235 | 408
| 134 | 3251.4384 | 408
| 135 | 3250.0477 | 408
| 136 | 3249.0422 | 408
| 137 | 3247.5746 | 408
| 138 | 3243.751 | 408
| 139 | 3241.207 | 408
| 140 | 3240.1099 | 408
| 141 | 3238.812 | 408
| 142 | 3237.2068 | 408
| 143 | 3236.0765 | 408
| 144 | 3233.5054 | 408
| 145 | 3231.113 | 408
| 146 | 3228.7708 | 408
| 147 | 3226.9699 | 408
| 148 | 3224.568 | 408
| 149 | 3223.5831 | 408
| 150 | 3220.4199 | 408
| 151 | 3218.9495 | 408
| 152 | 3216.9122 | 408
| 153 | 3214.5532 | 408
| 154 | 3212.6858 | 408
| 155 | 3211.4855 | 408
| 156 | 3210.2013 | 408
| 157 | 3208.6423 | 408
| 158 | 3206.9529 | 408
| 159 | 3203.7032 | 408
| 160 | 3202.3886 | 408
| 161 | 3201.077 | 408
| 162 | 3200.5034 | 408
| 163 | 3197.3751 | 408
| 164 | 3194.8874 | 408
| 165 | 3193.4021 | 408
| 166 | 3192.3858 | 408
| 167 | 3189.7016 | 408
| 168 | 3188.7863 | 408
| 169 | 3185.5466 | 408
| 170 | 3184.2529 | 408
| 171 | 3182.4426 | 408
| 172 | 3180.9596 | 408
| 173 | 3179.824 | 408
| 174 | 3178.7866 | 408
| 175 | 3176.9009 | 408
| 176 | 3175.221 | 408
| 177 | 3173.6452 | 408
| 178 | 3171.2483 | 408
| 179 | 3169.8728 | 408
| 180 | 3169.279 | 408
| 181 | 3168.1765 | 408
| 182 | 3166.7296 | 408
| 183 | 3163.8825 | 408
| 184 | 3162.6796 | 408
| 185 | 3161.7159 | 408
| 186 | 3160.3321 | 408
| 187 | 3158.2737 | 408
| 188 | 3155.4797 | 408
| 189 | 3153.3335 | 408
| 190 | 3152.6066 | 408
| 191 | 3150.4052 | 408
| 192 | 3149.065 | 408
| 193 | 3148.685 | 408
| 194 | 3146.5247 | 408
| 195 | 3145.0558 | 408
| 196 | 3143.4637 | 408
| 197 | 3142.7921 | 408
| 198 | 3140.8387 | 408
| 199 | 3140.0996 | 408
| 200 | 3138.7586 | 408
| 201 | 3134.5668 | 408
| 202 | 3133.8396 | 408
| 203 | 3132.4209 | 408
| 204 | 3131.6321 | 408
| 205 | 3130.3041 | 408
| 206 | 3129.4001 | 408
| 207 | 3127.6199 | 408
| 208 | 3126.4697 | 408
| 209 | 3124.4786 | 408
| 210 | 3123.2573 | 408
| 211 | 3122.3608 | 408
| 212 | 3119.747 | 408
| 213 | 3118.7201 | 408
| 214 | 3117.0394 | 408
| 215 | 3115.161 | 408
| 216 | 3113.7134 | 408
| 217 | 3112.8829 | 408
| 218 | 3112.1918 | 408
| 219 | 3110.3907 | 408
| 220 | 3108.7385 | 408
| 221 | 3108.068 | 408
| 222 | 3106.3809 | 408
| 223 | 3105.3167 | 408
| 224 | 3103.81 | 408
| 225 | 3102.6194 | 408
| 226 | 3101.6585 | 408
| 227 | 3101.4499 | 408
| 228 | 3100.7792 | 408
| 229 | 3100.1136 | 408
| 230 | 3098.8161 | 408
| 231 | 3097.9821 | 408
| 232 | 3097.0954 | 408
| 233 | 3095.99 | 408
| 234 | 3093.5555 | 408
| 235 | 3091.7554 | 408
| 236 | 3090.9597 | 408
| 237 | 3090.178 | 408
| 238 | 3089.292 | 408
| 239 | 3088.5467 | 408
| 240 | 3086.9404 | 408
| 241 | 3086.2668 | 408
| 242 | 3084.436 | 408
| 243 | 3082.2485 | 408
| 244 | 3080.9715 | 408
| 245 | 3080.0962 | 408
| 246 | 3078.8113 | 408
| 247 | 3077.6603 | 408
| 248 | 3077.102 | 408
| 249 | 3076.3207 | 408
| 250 | 3075.107 | 408
| 251 | 3074.0806 | 408
| 252 | 3073.0764 | 408
| 253 | 3070.9408 | 408
| 254 | 3067.9236 | 408
| 255 | 3065.8493 | 408
| 256 | 3065.0302 | 408
| 257 | 3064.0559 | 408
| 258 | 3063.2391 | 408
| 259 | 3061.9121 | 408
| 260 | 3061.222 | 408
| 261 | 3060.6477 | 408
| 262 | 3060.1748 | 408
| 263 | 3058.1646 | 408
| 264 | 3057.5494 | 408
| 265 | 3055.3256 | 408
| 266 | 3054.4834 | 408
| 267 | 3053.3018 | 408
| 268 | 3051.8641 | 408
| 269 | 3051.2626 | 408
| 270 | 3051.1786 | 408
| 271 | 3049.7224 | 408
| 272 | 3048.6272 | 408
| 273 | 3048.4418 | 408
| 274 | 3047.3708 | 408
| 275 | 3046.1744 | 408
| 276 | 3045.5418 | 408
| 277 | 3045.0376 | 408
| 278 | 3043.9954 | 408
| 279 | 3042.639 | 408
| 280 | 3041.3739 | 408
| 281 | 3040.0297 | 408
| 282 | 3038.8419 | 408
| 283 | 3037.3571 | 408
| 284 | 3036.8412 | 408
| 285 | 3035.911 | 408
| 286 | 3034.6473 | 408
| 287 | 3033.6138 | 408
| 288 | 3033.2615 | 408
| 289 | 3031.9771 | 408
| 290 | 3031.0472 | 408
| 291 | 3029.8957 | 408
| 292 | 3029.4082 | 408
| 293 | 3027.9239 | 408
| 294 | 3026.1584 | 408
| 295 | 3024.5796 | 408
| 296 | 3024.0326 | 408
| 297 | 3023.4266 | 408
| 298 | 3022.6541 | 408
| 299 | 3021.1645 | 408
| 300 | 3020.5291 | 408
| 301 | 3019.8734 | 408
| 302 | 3018.7597 | 408
| 303 | 3017.733 | 408
| 304 | 3015.6469 | 408
| 305 | 3014.8254 | 408
| 306 | 3013.5151 | 408
| 307 | 3012.9887 | 408
| 308 | 3012.1712 | 408
| 309 | 3011.0895 | 408
| 310 | 3010.7858 | 408
| 311 | 3009.5035 | 408
| 312 | 3008.6765 | 408
| 313 | 3007.0991 | 408
| 314 | 3006.8956 | 408
| 315 | 3005.7898 | 408
| 316 | 3004.7822 | 408
| 317 | 3004.0766 | 408
| 318 | 3003.4029 | 408
| 319 | 3002.9334 | 408
| 320 | 3002.0887 | 408
| 321 | 3001.577 | 408
| 322 | 3001.4821 | 408
| 323 | 3000.4467 | 408
| 324 | 2999.8766 | 408
| 325 | 2999.0189 | 408
| 326 | 2997.4401 | 408
| 327 | 2996.1654 | 408
| 328 | 2994.7206 | 408
| 329 | 2994.2599 | 408
| 330 | 2992.9089 | 408
| 331 | 2991.95 | 408
| 332 | 2990.8469 | 408
| 333 | 2990.5556 | 408
| 334 | 2988.9696 | 408
| 335 | 2988.7702 | 408
| 336 | 2988.077 | 408
| 337 | 2987.3205 | 408
| 338 | 2986.7913 | 408
| 339 | 2986.2693 | 408
| 340 | 2985.3944 | 408
| 341 | 2984.8399 | 408
| 342 | 2983.9411 | 408
| 343 | 2983.077 | 408
| 344 | 2982.1026 | 408
| 345 | 2981.6389 | 408
| 346 | 2980.2016 | 408
| 347 | 2978.8343 | 408
| 348 | 2977.9513 | 408
| 349 | 2976.9079 | 408
| 350 | 2975.8834 | 408
| 351 | 2974.9308 | 408
| 352 | 2973.2273 | 408
| 353 | 2972.7005 | 408
| 354 | 2972.1548 | 408
| 355 | 2971.3257 | 408
| 356 | 2970.5969 | 408
| 357 | 2969.2748 | 408
| 358 | 2967.64 | 408
| 359 | 2966.8977 | 408
| 360 | 2966.055 | 408
| 361 | 2965.7539 | 408
| 362 | 2965.5061 | 408
| 363 | 2964.1969 | 408
| 364 | 2962.7791 | 408
| 365 | 2961.8844 | 408
| 366 | 2961.2385 | 408
| 367 | 2960.1702 | 408
| 368 | 2958.9672 | 408
| 369 | 2957.3098 | 408
| 370 | 2956.0155 | 408
| 371 | 2954.6949 | 408
| 372 | 2952.7396 | 408
| 373 | 2951.6522 | 408
| 374 | 2950.1658 | 408
| 375 | 2949.4838 | 408
| 376 | 2949.074 | 408
| 377 | 2948.4951 | 408
| 378 | 2947.5932 | 408
| 379 | 2946.6734 | 408
| 380 | 2946.0326 | 408
| 381 | 2945.6384 | 408
| 382 | 2944.7869 | 408
| 383 | 2943.9415 | 408
| 384 | 2943.7218 | 408
| 385 | 2942.4574 | 408
| 386 | 2941.4964 | 408
| 387 | 2940.3512 | 408
| 388 | 2939.8635 | 408
| 389 | 2939.5434 | 408
| 390 | 2938.6246 | 408
| 391 | 2937.8382 | 408
| 392 | 2937.1834 | 408
| 393 | 2936.62 | 408
| 394 | 2936.1405 | 408
| 395 | 2935.29 | 408
| 396 | 2934.6615 | 408
| 397 | 2932.6355 | 408
| 398 | 2932.1216 | 408
| 399 | 2931.3258 | 408
| 400 | 2930.622 | 408
| 401 | 2929.5882 | 408
| 402 | 2928.9947 | 408
| 403 | 2928.2809 | 408
| 404 | 2927.5074 | 408
| 405 | 2926.6722 | 408
| 406 | 2926.186 | 408
| 407 | 2925.6204 | 408
| 408 | 2924.9334 | 408
| 409 | 2924.2237 | 408
| 410 | 2923.9297 | 408
| 411 | 2922.5696 | 408
| 412 | 2921.8206 | 408
| 413 | 2920.8273 | 408
| 414 | 2919.9783 | 408
| 415 | 2919.5481 | 408
| 416 | 2918.9679 | 408
| 417 | 2918.8676 | 408
| 418 | 2918.0298 | 408
| 419 | 2917.4433 | 408
| 420 | 2916.5635 | 408
| 421 | 2915.9784 | 408
| 422 | 2915.0605 | 408
| 423 | 2914.3184 | 408
| 424 | 2912.9343 | 408
| 425 | 2912.5703 | 408
| 426 | 2911.301 | 408
| 427 | 2909.8995 | 408
| 428 | 2909.0151 | 408
| 429 | 2908.5867 | 408
| 430 | 2908.073 | 408
| 431 | 2907.2624 | 408
| 432 | 2906.5308 | 408
| 433 | 2905.9339 | 408
| 434 | 2904.8996 | 408
| 435 | 2904.3457 | 408
| 436 | 2904.0188 | 408
| 437 | 2903.6968 | 408
| 438 | 2903.4046 | 408
| 439 | 2903.2619 | 408
| 440 | 2902.6775 | 408
| 441 | 2902.2706 | 408
| 442 | 2901.3865 | 408
| 443 | 2901.0275 | 408
| 444 | 2900.4768 | 408
| 445 | 2900.0224 | 408
| 446 | 2898.6558 | 408
| 447 | 2898.0674 | 408
| 448 | 2897.1167 | 408
| 449 | 2896.3051 | 408
| 450 | 2895.9116 | 408
| 451 | 2895.3641 | 408
| 452 | 2895.0811 | 408
| 453 | 2894.8413 | 408
| 454 | 2894.4602 | 408
| 455 | 2893.9023 | 408
| 456 | 2893.5662 | 408
| 457 | 2893.0048 | 408
| 458 | 2892.413 | 408
| 459 | 2891.8686 | 408
| 460 | 2890.6203 | 408
| 461 | 2890.0576 | 408
| 462 | 2889.4144 | 408
| 463 | 2889.3113 | 408
| 464 | 2888.6334 | 408
| 465 | 2888.2951 | 408
| 466 | 2887.7201 | 408
| 467 | 2887.051 | 408
| 468 | 2886.414 | 408
| 469 | 2885.9623 | 408
| 470 | 2885.18 | 408
| 471 | 2884.0288 | 408
| 472 | 2883.563 | 408
| 473 | 2882.9211 | 408
| 474 | 2882.1897 | 408
| 475 | 2881.7455 | 408
| 476 | 2880.8621 | 408
| 477 | 2880.6037 | 408
| 478 | 2879.7906 | 408
| 479 | 2878.8653 | 408
| 480 | 2878.5665 | 408
| 481 | 2878.2123 | 408
| 482 | 2877.1399 | 408
| 483 | 2876.2723 | 408
| 484 | 2875.5749 | 408
| 485 | 2875.2258 | 408
| 486 | 2875.1016 | 408
| 487 | 2874.6259 | 408
| 488 | 2873.8736 | 408
| 489 | 2873.2136 | 408
| 490 | 2872.4787 | 408
| 491 | 2871.6519 | 408
| 492 | 2871.4977 | 408
| 493 | 2870.9093 | 408
| 494 | 2870.4835 | 408
| 495 | 2870.0839 | 408
| 496 | 2869.0573 | 408
| 497 | 2868.6252 | 408
| 498 | 2868.3398 | 408
| 499 | 2867.1089 | 408
| 500 | 2866.7746 | 408
| 501 | 2866.5592 | 408
| 502 | 2865.926 | 408
| 503 | 2865.5321 | 408
| 504 | 2865.0615 | 408
| 505 | 2864.5375 | 408
| 506 | 2864.2603 | 408
| 507 | 2863.2304 | 408
| 508 | 2862.606 | 408
| 509 | 2862.1843 | 408
| 510 | 2861.7359 | 408
| 511 | 2860.285 | 408
| 512 | 2859.4715 | 408
| 513 | 2858.7722 | 408
| 514 | 2858.0107 | 408
| 515 | 2857.4808 | 408
| 516 | 2857.0072 | 408
| 517 | 2856.3734 | 408
| 518 | 2855.6837 | 408
| 519 | 2855.6113 | 408
| 520 | 2854.8105 | 408
| 521 | 2854.2525 | 408
| 522 | 2853.8867 | 408
| 523 | 2853.6037 | 408
| 524 | 2853.2209 | 408
| 525 | 2852.6366 | 408
| 526 | 2851.5103 | 408
| 527 | 2850.9573 | 408
| 528 | 2850.0458 | 408
| 529 | 2849.3822 | 408
| 530 | 2848.6316 | 408
| 531 | 2847.8917 | 408
| 532 | 2847.039 | 408
| 533 | 2846.5416 | 408
| 534 | 2845.9958 | 408
| 535 | 2845.6282 | 408
| 536 | 2844.4058 | 408
| 537 | 2844.0081 | 408
| 538 | 2843.6222 | 408
| 539 | 2842.6597 | 408
| 540 | 2841.7363 | 408
| 541 | 2841.1455 | 408
| 542 | 2840.6641 | 408
| 543 | 2840.0491 | 408
| 544 | 2839.12 | 408
| 545 | 2838.8658 | 408
| 546 | 2838.2109 | 408
| 547 | 2837.6581 | 408
| 548 | 2837.0821 | 408
| 549 | 2836.0248 | 408
| 550 | 2835.1806 | 408
| 551 | 2834.3534 | 408
| 552 | 2833.8197 | 408
| 553 | 2833.1952 | 408
| 554 | 2832.9492 | 408
| 555 | 2832.2681 | 408
| 556 | 2831.7368 | 408
| 557 | 2831.4653 | 408
| 558 | 2830.8373 | 408
| 559 | 2830.0701 | 408
| 560 | 2829.5905 | 408
| 561 | 2829.0621 | 408
| 562 | 2828.5065 | 408
| 563 | 2828.1571 | 408
| 564 | 2827.5276 | 408
| 565 | 2826.8546 | 408
| 566 | 2826.4313 | 408
| 567 | 2826.1904 | 408
| 568 | 2825.4822 | 408
| 569 | 2824.6282 | 408
| 570 | 2824.0169 | 408
| 571 | 2823.7895 | 408
| 572 | 2822.1623 | 408
| 573 | 2821.6322 | 408
| 574 | 2820.7113 | 408
| 575 | 2819.9657 | 408
| 576 | 2819.3247 | 408
| 577 | 2818.5053 | 408
| 578 | 2817.8357 | 408
| 579 | 2817.2905 | 408
| 580 | 2817.0463 | 408
| 581 | 2816.7046 | 408
| 582 | 2815.9459 | 408
| 583 | 2815.8817 | 408
| 584 | 2815.6587 | 408
| 585 | 2815.081 | 408
| 586 | 2814.5106 | 408
| 587 | 2814.1419 | 408
| 588 | 2813.3889 | 408
| 589 | 2813.3144 | 408
| 590 | 2813.0223 | 408
| 591 | 2812.6107 | 408
| 592 | 2812.3063 | 408
| 593 | 2811.8785 | 408
| 594 | 2811.0809 | 408
| 595 | 2810.7617 | 408
| 596 | 2810.166 | 408
| 597 | 2809.9554 | 408
| 598 | 2809.2658 | 408
| 599 | 2808.803 | 408
| 600 | 2808.3299 | 408
| 601 | 2807.9764 | 408
| 602 | 2807.1518 | 408
| 603 | 2806.2943 | 408
| 604 | 2806.0683 | 408
| 605 | 2805.7671 | 408
| 606 | 2805.2802 | 408
| 607 | 2804.5993 | 408
| 608 | 2804.3977 | 408
| 609 | 2803.8309 | 408
| 610 | 2803.6905 | 408
| 611 | 2803.4383 | 408
| 612 | 2802.8074 | 408
| 613 | 2802.6448 | 408
| 614 | 2802.3277 | 408
| 615 | 2802.0567 | 408
| 616 | 2801.4747 | 408
| 617 | 2800.7958 | 408
| 618 | 2800.4937 | 408
| 619 | 2800.1313 | 408
| 620 | 2799.9345 | 408
| 621 | 2799.7255 | 408
| 622 | 2799.2101 | 408
| 623 | 2798.8487 | 408
| 624 | 2798.3804 | 408
| 625 | 2797.4057 | 408
| 626 | 2796.9373 | 408
| 627 | 2796.2598 | 408
| 628 | 2795.8187 | 408
| 629 | 2795.4456 | 408
| 630 | 2794.5949 | 408
| 631 | 2794.0984 | 408
| 632 | 2793.5352 | 408
| 633 | 2793.251 | 408
| 634 | 2792.912 | 408
| 635 | 2792.54 | 408
| 636 | 2792.0157 | 408
| 637 | 2791.3691 | 408
| 638 | 2790.7738 | 408
| 639 | 2790.3968 | 408
| 640 | 2789.8969 | 408
| 641 | 2789.5475 | 408
| 642 | 2789.2192 | 408
| 643 | 2788.5536 | 408
| 644 | 2787.9622 | 408
| 645 | 2787.7478 | 408
| 646 | 2787.1732 | 408
| 647 | 2786.6581 | 408
| 648 | 2785.6862 | 408
| 649 | 2785.382 | 408
| 650 | 2784.952 | 408
| 651 | 2784.1608 | 408
| 652 | 2783.8966 | 408
| 653 | 2783.4282 | 408
| 654 | 2782.8525 | 408
| 655 | 2782.4329 | 408
| 656 | 2782.0034 | 408
| 657 | 2781.5828 | 408
| 658 | 2781.1953 | 408
| 659 | 2780.8735 | 408
| 660 | 2780.4663 | 408
| 661 | 2780.1936 | 408
| 662 | 2779.4465 | 408
| 663 | 2779.2094 | 408
| 664 | 2778.5137 | 408
| 665 | 2777.9223 | 408
| 666 | 2777.6332 | 408
| 667 | 2777.1788 | 408
| 668 | 2776.376 | 408
| 669 | 2776.0606 | 408
| 670 | 2775.3425 | 408
| 671 | 2775.2124 | 408
| 672 | 2774.6176 | 408
| 673 | 2774.3134 | 408
| 674 | 2773.9997 | 408
| 675 | 2773.8236 | 408
| 676 | 2773.4741 | 408
| 677 | 2773.1089 | 408
| 678 | 2772.8915 | 408
| 679 | 2772.5102 | 408
| 680 | 2772.2365 | 408
| 681 | 2771.7968 | 408
| 682 | 2771.3742 | 408
| 683 | 2771.0188 | 408
| 684 | 2770.4981 | 408
| 685 | 2770.3113 | 408
| 686 | 2770.0063 | 408
| 687 | 2769.6904 | 408
| 688 | 2769.4731 | 408
| 689 | 2768.9278 | 408
| 690 | 2768.4715 | 408
| 691 | 2767.9076 | 408
| 692 | 2767.7558 | 408
| 693 | 2767.3405 | 408
| 694 | 2766.7485 | 408
| 695 | 2766.2835 | 408
| 696 | 2765.8104 | 408
| 697 | 2765.2457 | 408
| 698 | 2764.9038 | 408
| 699 | 2763.8475 | 408
| 700 | 2763.0679 | 408
| 701 | 2762.7078 | 408
| 702 | 2762.0479 | 408
| 703 | 2761.4794 | 408
| 704 | 2760.7916 | 408
| 705 | 2760.2276 | 408
| 706 | 2759.675 | 408
| 707 | 2759.2797 | 408
| 708 | 2758.911 | 408
| 709 | 2758.4259 | 408
| 710 | 2757.9236 | 408
| 711 | 2757.2569 | 408
| 712 | 2756.9848 | 408
| 713 | 2756.6387 | 408
| 714 | 2756.1747 | 408
| 715 | 2755.8981 | 408
| 716 | 2755.1448 | 408
| 717 | 2754.813 | 408
| 718 | 2754.6078 | 408
| 719 | 2754.0157 | 408
| 720 | 2753.6977 | 408
| 721 | 2753.5097 | 408
| 722 | 2753.0793 | 408
| 723 | 2752.7457 | 408
| 724 | 2752.287 | 408
| 725 | 2751.6793 | 408
| 726 | 2750.9099 | 408
| 727 | 2750.5492 | 408
| 728 | 2750.2688 | 408
| 729 | 2749.9881 | 408
| 730 | 2749.531 | 408
| 731 | 2749.4018 | 408
| 732 | 2748.9308 | 408
| 733 | 2748.4928 | 408
| 734 | 2748.137 | 408
| 735 | 2747.7836 | 408
| 736 | 2747.4381 | 408
| 737 | 2746.4339 | 408
| 738 | 2746.1807 | 408
| 739 | 2746.1455 | 408
| 740 | 2745.763 | 408
| 741 | 2745.1625 | 408
| 742 | 2744.5768 | 408
| 743 | 2744.1969 | 408
| 744 | 2743.7561 | 408
| 745 | 2743.3878 | 408
| 746 | 2743.101 | 408
| 747 | 2742.88 | 408
| 748 | 2742.6062 | 408
| 749 | 2742.3372 | 408
| 750 | 2742.019 | 408
| 751 | 2741.7983 | 408
| 752 | 2741.2655 | 408
| 753 | 2740.7277 | 408
| 754 | 2740.5181 | 408
| 755 | 2740.3203 | 408
| 756 | 2739.8335 | 408
| 757 | 2739.6176 | 408
| 758 | 2739.2269 | 408
| 759 | 2738.6651 | 408
| 760 | 2737.9737 | 408
| 761 | 2737.4598 | 408
| 762 | 2736.8624 | 408
| 763 | 2736.6548 | 408
| 764 | 2736.1975 | 408
| 765 | 2735.3985 | 408
| 766 | 2735.2946 | 408
| 767 | 2735.0686 | 408
| 768 | 2734.7356 | 408
| 769 | 2734.4658 | 408
| 770 | 2734.4371 | 408
| 771 | 2733.9307 | 408
| 772 | 2733.617 | 408
| 773 | 2733.0313 | 408
| 774 | 2732.5359 | 408
| 775 | 2731.8664 | 408
| 776 | 2731.6734 | 408
| 777 | 2731.4306 | 408
| 778 | 2731.0909 | 408
| 779 | 2730.7711 | 408
| 780 | 2730.234 | 408
| 781 | 2730.017 | 408
| 782 | 2729.6092 | 408
| 783 | 2729.2548 | 408
| 784 | 2729.0606 | 408
| 785 | 2728.6077 | 408
| 786 | 2728.1447 | 408
| 787 | 2727.8523 | 408
| 788 | 2727.5574 | 408
| 789 | 2727.2403 | 408
| 790 | 2727.0272 | 408
| 791 | 2726.535 | 408
| 792 | 2726.1979 | 408
| 793 | 2726.0782 | 408
| 794 | 2725.4688 | 408
| 795 | 2725.117 | 408
| 796 | 2724.7674 | 408
| 797 | 2724.3033 | 408
| 798 | 2723.8142 | 408
| 799 | 2723.6001 | 408
| 800 | 2723.0019 | 408
| 801 | 2722.8417 | 408
| 802 | 2722.4874 | 408
| 803 | 2722.2145 | 408
| 804 | 2721.9078 | 408
| 805 | 2721.2614 | 408
| 806 | 2720.9824 | 408
| 807 | 2720.5905 | 408
| 808 | 2720.1926 | 408
| 809 | 2719.7272 | 408
| 810 | 2719.3765 | 408
| 811 | 2719.2374 | 408
| 812 | 2718.9741 | 408
| 813 | 2718.4919 | 408
| 814 | 2718.2487 | 408
| 815 | 2717.7442 | 408
| 816 | 2717.3308 | 408
| 817 | 2716.8681 | 408
| 818 | 2716.5332 | 408
| 819 | 2716.0574 | 408
| 820 | 2715.8458 | 408
| 821 | 2715.7938 | 408
| 822 | 2715.3437 | 408
| 823 | 2714.9366 | 408
| 824 | 2714.4721 | 408
| 825 | 2714.4002 | 408
| 826 | 2714.2306 | 408
| 827 | 2713.8177 | 408
| 828 | 2713.5324 | 408
| 829 | 2712.9757 | 408
| 830 | 2712.4138 | 408
| 831 | 2712.29 | 408
| 832 | 2711.7787 | 408
| 833 | 2711.4798 | 408
| 834 | 2711.3293 | 408
| 835 | 2711.0216 | 408
| 836 | 2710.8252 | 408
| 837 | 2710.4145 | 408
| 838 | 2709.6992 | 408
| 839 | 2709.4614 | 408
| 840 | 2708.6762 | 408
| 841 | 2708.2476 | 408
| 842 | 2707.8481 | 408
| 843 | 2707.579 | 408
| 844 | 2707.3304 | 408
| 845 | 2707.2269 | 408
| 846 | 2706.9027 | 408
| 847 | 2706.5629 | 408
| 848 | 2706.1962 | 408
| 849 | 2706.1295 | 408
| 850 | 2705.8036 | 408
| 851 | 2705.7131 | 408
| 852 | 2705.5819 | 408
| 853 | 2705.3755 | 408
| 854 | 2704.8049 | 408
| 855 | 2703.9466 | 408
| 856 | 2703.4694 | 408
| 857 | 2703.1405 | 408
| 858 | 2702.762 | 408
| 859 | 2702.1764 | 408
| 860 | 2701.8266 | 408
| 861 | 2701.7046 | 408
| 862 | 2701.4774 | 408
| 863 | 2701.1112 | 408
| 864 | 2700.7857 | 408
| 865 | 2700.5808 | 408
| 866 | 2700.4748 | 408
| 867 | 2700.2955 | 408
| 868 | 2699.9184 | 408
| 869 | 2699.771 | 408
| 870 | 2699.3662 | 408
| 871 | 2699.1918 | 408
| 872 | 2698.9619 | 408
| 873 | 2698.4675 | 408
| 874 | 2698.0388 | 408
| 875 | 2697.8567 | 408
| 876 | 2697.5705 | 408
| 877 | 2696.5527 | 408
| 878 | 2696.3183 | 408
| 879 | 2696.0556 | 408
| 880 | 2695.7541 | 408
| 881 | 2695.3905 | 408
| 882 | 2695.1113 | 408
| 883 | 2694.5653 | 408
| 884 | 2694.1163 | 408
| 885 | 2693.7412 | 408
| 886 | 2693.3295 | 408
| 887 | 2692.7292 | 408
| 888 | 2692.491 | 408
| 889 | 2692.2115 | 408
| 890 | 2691.8914 | 408
| 891 | 2691.6029 | 408
| 892 | 2691.2795 | 408
| 893 | 2691.1554 | 408
| 894 | 2690.6763 | 408
| 895 | 2690.4412 | 408
| 896 | 2690.242 | 408
| 897 | 2690.0015 | 408
| 898 | 2689.7265 | 408
| 899 | 2689.4996 | 408
| 900 | 2689.298 | 408
| 901 | 2689.1713 | 408
| 902 | 2688.7308 | 408
| 903 | 2688.3985 | 408
| 904 | 2688.1613 | 408
| 905 | 2687.898 | 408
| 906 | 2687.5245 | 408
| 907 | 2687.3431 | 408
| 908 | 2687.1669 | 408
| 909 | 2686.966 | 408
| 910 | 2686.9367 | 408
| 911 | 2686.7072 | 408
| 912 | 2686.5316 | 408
| 913 | 2686.4069 | 408
| 914 | 2686.0603 | 408
| 915 | 2685.551 | 408
| 916 | 2685.2647 | 408
| 917 | 2685.126 | 408
| 918 | 2684.7873 | 408
| 919 | 2684.3632 | 408
| 920 | 2683.9639 | 408
| 921 | 2683.6769 | 408
| 922 | 2683.4603 | 408
| 923 | 2683.1097 | 408
| 924 | 2682.8592 | 408
| 925 | 2682.6188 | 408
| 926 | 2682.2599 | 408
| 927 | 2681.9301 | 408
| 928 | 2681.7586 | 408
| 929 | 2681.6722 | 408
| 930 | 2681.2444 | 408
| 931 | 2681.1373 | 408
| 932 | 2680.9279 | 408
| 933 | 2680.7378 | 408
| 934 | 2680.3803 | 408
| 935 | 2679.9906 | 408
| 936 | 2679.5095 | 408
| 937 | 2678.5147 | 408
| 938 | 2678.4207 | 408
| 939 | 2678.0654 | 408
| 940 | 2677.7334 | 408
| 941 | 2677.4691 | 408
| 942 | 2677.2397 | 408
| 943 | 2676.6675 | 408
| 944 | 2676.4408 | 408
| 945 | 2676.2858 | 408
| 946 | 2675.8329 | 408
| 947 | 2675.3378 | 408
| 948 | 2674.8973 | 408
| 949 | 2674.7194 | 408
| 950 | 2674.302 | 408
| 951 | 2673.8253 | 408
| 952 | 2673.4749 | 408
| 953 | 2673.3173 | 408
| 954 | 2672.9993 | 408
| 955 | 2672.5535 | 408
| 956 | 2672.209 | 408
| 957 | 2671.6301 | 408
| 958 | 2671.4163 | 408
| 959 | 2670.917 | 408
| 960 | 2670.4512 | 408
| 961 | 2670.4443 | 408
| 962 | 2670.2114 | 408
| 963 | 2669.8714 | 408
| 964 | 2669.7243 | 408
| 965 | 2669.4014 | 408
| 966 | 2669.3069 | 408
| 967 | 2669.1879 | 408
| 968 | 2668.982 | 408
| 969 | 2668.613 | 408
| 970 | 2667.8574 | 408
| 971 | 2667.5139 | 408
| 972 | 2667.0446 | 408
| 973 | 2666.9805 | 408
| 974 | 2666.911 | 408
| 975 | 2666.5906 | 408
| 976 | 2666.2798 | 408
| 977 | 2666.1281 | 408
| 978 | 2665.8561 | 408
| 979 | 2665.7019 | 408
| 980 | 2665.4866 | 408
| 981 | 2665.3691 | 408
| 982 | 2665.2123 | 408
| 983 | 2665.0123 | 408
| 984 | 2664.8724 | 408
| 985 | 2664.5211 | 408
| 986 | 2664.4378 | 408
| 987 | 2664.1668 | 408
| 988 | 2663.8696 | 408
| 989 | 2663.4506 | 408
| 990 | 2663.2129 | 408
| 991 | 2663.015 | 408
| 992 | 2662.7188 | 408
| 993 | 2662.2409 | 408
| 994 | 2662.0354 | 408
| 995 | 2661.8998 | 408
| 996 | 2661.7869 | 408
| 997 | 2661.5584 | 408
| 998 | 2661.4366 | 408
| 999 | 2661.1342 | 408
| 1000 | 2660.8797 | 408
| 1001 | 2660.341 | 408
| 1002 | 2660.1598 | 408
| 1003 | 2659.7239 | 408
| 1004 | 2659.4686 | 408
| 1005 | 2659.3327 | 408
| 1006 | 2659.0787 | 408
| 1007 | 2658.6085 | 408
| 1008 | 2658.5877 | 408
| 1009 | 2658.2475 | 408
| 1010 | 2657.8857 | 408
| 1011 | 2657.6685 | 408
| 1012 | 2657.4568 | 408
| 1013 | 2657.2049 | 408
| 1014 | 2656.8759 | 408
| 1015 | 2656.5417 | 408
| 1016 | 2656.4748 | 408
| 1017 | 2656.1464 | 408
| 1018 | 2655.7417 | 408
| 1019 | 2655.3552 | 408
| 1020 | 2655.0469 | 408
| 1021 | 2654.7742 | 408
| 1022 | 2654.6543 | 408
| 1023 | 2654.5266 | 408
| 1024 | 2654.1961 | 408
| 1025 | 2653.9202 | 408
| 1026 | 2653.6323 | 408
| 1027 | 2653.396 | 408
| 1028 | 2653.0128 | 408
| 1029 | 2652.6389 | 408
| 1030 | 2652.4365 | 408
| 1031 | 2652.2265 | 408
| 1032 | 2652.0956 | 408
| 1033 | 2651.618 | 408
| 1034 | 2651.441 | 408
| 1035 | 2651.1335 | 408
| 1036 | 2651.1376 | 408
| 1037 | 2651.0037 | 408
| 1038 | 2650.5131 | 408
| 1039 | 2650.3501 | 408
| 1040 | 2650.1248 | 408
| 1041 | 2649.8827 | 408
| 1042 | 2649.7419 | 408
| 1043 | 2649.2034 | 408
| 1044 | 2649.1195 | 408
| 1045 | 2648.6704 | 408
| 1046 | 2648.58 | 408
| 1047 | 2648.1077 | 408
| 1048 | 2647.7733 | 408
| 1049 | 2647.3961 | 408
| 1050 | 2647.2008 | 408
| 1051 | 2646.7798 | 408
| 1052 | 2646.6171 | 408
| 1053 | 2646.388 | 408
| 1054 | 2645.9874 | 408
| 1055 | 2645.6613 | 408
| 1056 | 2645.1822 | 408
| 1057 | 2645.0957 | 408
| 1058 | 2644.9417 | 408
| 1059 | 2644.6897 | 408
| 1060 | 2644.4394 | 408
| 1061 | 2644.3082 | 408
| 1062 | 2644.1208 | 408
| 1063 | 2643.9277 | 408
| 1064 | 2643.6251 | 408
| 1065 | 2643.3959 | 408
| 1066 | 2643.0356 | 408
| 1067 | 2642.7761 | 408
| 1068 | 2642.4407 | 408
| 1069 | 2642.1515 | 408
| 1070 | 2642.0566 | 408
| 1071 | 2641.8979 | 408
| 1072 | 2641.6683 | 408
| 1073 | 2641.3697 | 408
| 1074 | 2641.0005 | 408
| 1075 | 2640.8172 | 408
| 1076 | 2640.626 | 408
| 1077 | 2640.3888 | 408
| 1078 | 2640.0014 | 408
| 1079 | 2639.7095 | 408
| 1080 | 2639.3536 | 408
| 1081 | 2638.8414 | 408
| 1082 | 2638.7568 | 408
| 1083 | 2638.5071 | 408
| 1084 | 2638.3444 | 408
| 1085 | 2638.1559 | 408
| 1086 | 2637.7916 | 408
| 1087 | 2637.4596 | 408
| 1088 | 2637.225 | 408
| 1089 | 2636.9956 | 408
| 1090 | 2636.5129 | 408
| 1091 | 2636.1767 | 408
| 1092 | 2635.7832 | 408
| 1093 | 2635.5223 | 408
| 1094 | 2634.9097 | 408
| 1095 | 2634.7145 | 408
| 1096 | 2634.4746 | 408
| 1097 | 2634.2397 | 408
| 1098 | 2633.8472 | 408
| 1099 | 2633.6528 | 408
| 1100 | 2633.308 | 408
| 1101 | 2632.6457 | 408
| 1102 | 2632.5571 | 408
| 1103 | 2632.3959 | 408
| 1104 | 2631.9553 | 408
| 1105 | 2631.4469 | 408
| 1106 | 2631.1995 | 408
| 1107 | 2630.9197 | 408
| 1108 | 2630.5977 | 408
| 1109 | 2630.5003 | 408
| 1110 | 2630.345 | 408
| 1111 | 2630.0831 | 408
| 1112 | 2629.8502 | 408
| 1113 | 2629.6335 | 408
| 1114 | 2629.4173 | 408
| 1115 | 2629.0322 | 408
| 1116 | 2628.7972 | 408
| 1117 | 2628.7046 | 408
| 1118 | 2628.5122 | 408
| 1119 | 2628.2666 | 408
| 1120 | 2628.1021 | 408
| 1121 | 2628.0498 | 408
| 1122 | 2627.8666 | 408
| 1123 | 2627.5788 | 408
| 1124 | 2627.3093 | 408
| 1125 | 2626.992 | 408
| 1126 | 2626.8632 | 408
| 1127 | 2626.7649 | 408
| 1128 | 2626.5009 | 408
| 1129 | 2626.2688 | 408
| 1130 | 2626.1218 | 408
| 1131 | 2625.8802 | 408
| 1132 | 2625.5434 | 408
| 1133 | 2625.3724 | 408
| 1134 | 2625.1945 | 408
| 1135 | 2625.0478 | 408
| 1136 | 2624.7065 | 408
| 1137 | 2624.3424 | 408
| 1138 | 2624.2804 | 408
| 1139 | 2624.1842 | 408
| 1140 | 2624.0711 | 408
| 1141 | 2623.8681 | 408
| 1142 | 2623.8349 | 408
| 1143 | 2623.5458 | 408
| 1144 | 2623.3318 | 408
| 1145 | 2623.1557 | 408
| 1146 | 2622.7941 | 408
| 1147 | 2622.1357 | 408
| 1148 | 2621.9058 | 408
| 1149 | 2621.4077 | 408
| 1150 | 2621.2184 | 408
| 1151 | 2620.9903 | 408
| 1152 | 2620.6822 | 408
| 1153 | 2620.561 | 408
| 1154 | 2620.3544 | 408
| 1155 | 2620.0285 | 408
| 1156 | 2619.7388 | 408
| 1157 | 2619.5001 | 408
| 1158 | 2619.395 | 408
| 1159 | 2619.25 | 408
| 1160 | 2619.1601 | 408
| 1161 | 2619.0756 | 408
| 1162 | 2618.9017 | 408
| 1163 | 2618.7073 | 408
| 1164 | 2618.2975 | 408
| 1165 | 2617.9927 | 408
| 1166 | 2617.8685 | 408
| 1167 | 2617.7495 | 408
| 1168 | 2617.3179 | 408
| 1169 | 2617.1442 | 408
| 1170 | 2616.7396 | 408
| 1171 | 2616.5904 | 408
| 1172 | 2616.2387 | 408
| 1173 | 2615.9652 | 408
| 1174 | 2615.6769 | 408
| 1175 | 2615.4823 | 408
| 1176 | 2615.248 | 408
| 1177 | 2614.9615 | 408
| 1178 | 2614.5415 | 408
| 1179 | 2614.3255 | 408
| 1180 | 2614.2282 | 408
| 1181 | 2614.0285 | 408
| 1182 | 2613.7779 | 408
| 1183 | 2613.5582 | 408
| 1184 | 2613.5065 | 408
| 1185 | 2612.8727 | 408
| 1186 | 2612.6201 | 408
| 1187 | 2612.2696 | 408
| 1188 | 2612.0973 | 408
| 1189 | 2611.9104 | 408
| 1190 | 2611.8713 | 408
| 1191 | 2611.7581 | 408
| 1192 | 2611.6462 | 408
| 1193 | 2611.2108 | 408
| 1194 | 2610.8988 | 408
| 1195 | 2610.8228 | 408
| 1196 | 2610.4089 | 408
| 1197 | 2610.2453 | 408
| 1198 | 2610.159 | 408
| 1199 | 2609.9709 | 408
| 1200 | 2609.4714 | 408
| 1201 | 2609.2421 | 408
| 1202 | 2609.1569 | 408
| 1203 | 2608.9208 | 408
| 1204 | 2608.5675 | 408
| 1205 | 2608.436 | 408
| 1206 | 2608.1528 | 408
| 1207 | 2608.1234 | 408
| 1208 | 2607.8095 | 408
| 1209 | 2607.5495 | 408
| 1210 | 2607.5122 | 408
| 1211 | 2607.2927 | 408
| 1212 | 2606.9331 | 408
| 1213 | 2606.3762 | 408
| 1214 | 2606.1089 | 408
| 1215 | 2605.8614 | 408
| 1216 | 2605.5495 | 408
| 1217 | 2605.371 | 408
| 1218 | 2605.0403 | 408
| 1219 | 2604.7283 | 408
| 1220 | 2604.4999 | 408
| 1221 | 2604.2314 | 408
| 1222 | 2604.0103 | 408
| 1223 | 2603.7203 | 408
| 1224 | 2603.5599 | 408
| 1225 | 2603.3842 | 408
| 1226 | 2603.0544 | 408
| 1227 | 2602.9134 | 408
| 1228 | 2602.8366 | 408
| 1229 | 2602.412 | 408
| 1230 | 2602.1788 | 408
| 1231 | 2602.0938 | 408
| 1232 | 2601.9654 | 408
| 1233 | 2601.7965 | 408
| 1234 | 2601.473 | 408
| 1235 | 2601.322 | 408
| 1236 | 2601.1169 | 408
| 1237 | 2600.871 | 408
| 1238 | 2600.4611 | 408
| 1239 | 2600.302 | 408
| 1240 | 2600.1069 | 408
| 1241 | 2599.8162 | 408
| 1242 | 2599.4066 | 408
| 1243 | 2599.066 | 408
| 1244 | 2598.5689 | 408
| 1245 | 2598.3238 | 408
| 1246 | 2598.0487 | 408
| 1247 | 2597.6378 | 408
| 1248 | 2597.4677 | 408
| 1249 | 2597.3086 | 408
| 1250 | 2596.8317 | 408
| 1251 | 2596.5517 | 408
| 1252 | 2596.215 | 408
| 1253 | 2596.0612 | 408
| 1254 | 2595.8485 | 408
| 1255 | 2595.4677 | 408
| 1256 | 2595.2183 | 408
| 1257 | 2595.1542 | 408
| 1258 | 2594.7432 | 408
| 1259 | 2594.2191 | 408
| 1260 | 2594.0807 | 408
| 1261 | 2593.9745 | 408
| 1262 | 2593.8826 | 408
| 1263 | 2593.5585 | 408
| 1264 | 2593.2091 | 408
| 1265 | 2592.9085 | 408
| 1266 | 2592.771 | 408
| 1267 | 2592.3758 | 408
| 1268 | 2592.1764 | 408
| 1269 | 2592.0778 | 408
| 1270 | 2591.6863 | 408
| 1271 | 2591.3038 | 408
| 1272 | 2591.1226 | 408
| 1273 | 2590.5376 | 408
| 1274 | 2590.2574 | 408
| 1275 | 2589.9971 | 408
| 1276 | 2589.7903 | 408
| 1277 | 2589.6067 | 408
| 1278 | 2589.3127 | 408
| 1279 | 2589.0804 | 408
| 1280 | 2588.8103 | 408
| 1281 | 2588.5597 | 408
| 1282 | 2588.4359 | 408
| 1283 | 2588.3158 | 408
| 1284 | 2588.2115 | 408
| 1285 | 2588.0651 | 408
| 1286 | 2587.8845 | 408
| 1287 | 2587.5195 | 408
| 1288 | 2587.3046 | 408
| 1289 | 2587.1704 | 408
| 1290 | 2586.786 | 408
| 1291 | 2586.5136 | 408
| 1292 | 2586.0985 | 408
| 1293 | 2585.6809 | 408
| 1294 | 2585.3064 | 408
| 1295 | 2585.1293 | 408
| 1296 | 2584.7265 | 408
| 1297 | 2584.5447 | 408
| 1298 | 2584.1295 | 408
| 1299 | 2583.8299 | 408
| 1300 | 2583.4846 | 408
| 1301 | 2583.4205 | 408
| 1302 | 2583.3158 | 408
| 1303 | 2583.1614 | 408
| 1304 | 2582.9633 | 408
| 1305 | 2582.8307 | 408
| 1306 | 2582.5966 | 408
| 1307 | 2582.2972 | 408
| 1308 | 2582.1186 | 408
| 1309 | 2581.8508 | 408
| 1310 | 2581.6664 | 408
| 1311 | 2581.4481 | 408
| 1312 | 2581.3235 | 408
| 1313 | 2581.1613 | 408
| 1314 | 2580.9496 | 408
| 1315 | 2580.5788 | 408
| 1316 | 2580.3346 | 408
| 1317 | 2580.0758 | 408
| 1318 | 2579.8473 | 408
| 1319 | 2579.5688 | 408
| 1320 | 2579.5257 | 408
| 1321 | 2579.3563 | 408
| 1322 | 2579.2465 | 408
| 1323 | 2578.8041 | 408
| 1324 | 2578.5924 | 408
| 1325 | 2578.4633 | 408
| 1326 | 2578.3901 | 408
| 1327 | 2578.1588 | 408
| 1328 | 2577.6522 | 408
| 1329 | 2577.5667 | 408
| 1330 | 2577.3894 | 408
| 1331 | 2577.1581 | 408
| 1332 | 2576.628 | 408
| 1333 | 2576.3112 | 408
| 1334 | 2576.203 | 408
| 1335 | 2576.0595 | 408
| 1336 | 2575.8126 | 408
| 1337 | 2575.4523 | 408
| 1338 | 2575.2758 | 408
| 1339 | 2575.1279 | 408
| 1340 | 2574.9434 | 408
| 1341 | 2574.7752 | 408
| 1342 | 2574.4915 | 408
| 1343 | 2574.2119 | 408
| 1344 | 2574.0626 | 408
| 1345 | 2573.7638 | 408
| 1346 | 2573.6331 | 408
| 1347 | 2573.3054 | 408
| 1348 | 2573.1281 | 408
| 1349 | 2573.0317 | 408
| 1350 | 2572.6587 | 408
| 1351 | 2572.4715 | 408
| 1352 | 2572.3098 | 408
| 1353 | 2572.1241 | 408
| 1354 | 2571.6792 | 408
| 1355 | 2571.4095 | 408
| 1356 | 2571.2601 | 408
| 1357 | 2571.0295 | 408
| 1358 | 2570.8236 | 408
| 1359 | 2570.7084 | 408
| 1360 | 2570.6288 | 408
| 1361 | 2570.4885 | 408
| 1362 | 2570.1067 | 408
| 1363 | 2569.9648 | 408
| 1364 | 2569.8304 | 408
| 1365 | 2569.5977 | 408
| 1366 | 2569.2846 | 408
| 1367 | 2569.158 | 408
| 1368 | 2568.9733 | 408
| 1369 | 2568.81 | 408
| 1370 | 2568.6906 | 408
| 1371 | 2568.3574 | 408
| 1372 | 2568.2521 | 408
| 1373 | 2567.8786 | 408
| 1374 | 2567.7835 | 408
| 1375 | 2567.695 | 408
| 1376 | 2567.375 | 408
| 1377 | 2567.2038 | 408
| 1378 | 2567.0335 | 408
| 1379 | 2566.9764 | 408
| 1380 | 2566.8698 | 408
| 1381 | 2566.5709 | 408
| 1382 | 2566.2761 | 408
| 1383 | 2566.12 | 408
| 1384 | 2565.9517 | 408
| 1385 | 2565.5959 | 408
| 1386 | 2565.494 | 408
| 1387 | 2565.3705 | 408
| 1388 | 2565.2311 | 408
| 1389 | 2564.9941 | 408
| 1390 | 2564.7766 | 408
| 1391 | 2564.7835 | 408
| 1392 | 2564.3087 | 408
| 1393 | 2564.1478 | 408
| 1394 | 2564.0375 | 408
| 1395 | 2563.9165 | 408
| 1396 | 2563.8595 | 408
| 1397 | 2563.6955 | 408
| 1398 | 2563.512 | 408
| 1399 | 2563.3316 | 408
| 1400 | 2563.1497 | 408
| 1401 | 2562.8894 | 408
| 1402 | 2562.6284 | 408
| 1403 | 2562.5409 | 408
| 1404 | 2562.4372 | 408
| 1405 | 2562.1839 | 408
| 1406 | 2561.9352 | 408
| 1407 | 2561.8219 | 408
| 1408 | 2561.4462 | 408
| 1409 | 2561.2564 | 408
| 1410 | 2561.0783 | 408
| 1411 | 2560.9433 | 408
| 1412 | 2560.8148 | 408
| 1413 | 2560.651 | 408
| 1414 | 2560.432 | 408
| 1415 | 2560.1864 | 408
| 1416 | 2559.842 | 408
| 1417 | 2559.6553 | 408
| 1418 | 2559.2558 | 408
| 1419 | 2558.9962 | 408
| 1420 | 2558.494 | 408
| 1421 | 2558.416 | 408
| 1422 | 2558.2592 | 408
| 1423 | 2558.0302 | 408
| 1424 | 2557.6052 | 408
| 1425 | 2557.5978 | 408
| 1426 | 2557.3472 | 408
| 1427 | 2557.2865 | 408
| 1428 | 2557.1915 | 408
| 1429 | 2556.9838 | 408
| 1430 | 2556.855 | 408
| 1431 | 2556.7384 | 408
| 1432 | 2556.5339 | 408
| 1433 | 2556.4037 | 408
| 1434 | 2556.2787 | 408
| 1435 | 2556.1206 | 408
| 1436 | 2555.9174 | 408
| 1437 | 2555.7909 | 408
| 1438 | 2555.6786 | 408
| 1439 | 2555.5716 | 408
| 1440 | 2555.3522 | 408
| 1441 | 2555.2188 | 408
| 1442 | 2555.1017 | 408
| 1443 | 2554.8292 | 408
| 1444 | 2554.5337 | 408
| 1445 | 2554.3422 | 408
| 1446 | 2553.8447 | 408
| 1447 | 2553.6588 | 408
| 1448 | 2553.4336 | 408
| 1449 | 2553.4028 | 408
| 1450 | 2553.2446 | 408
| 1451 | 2553.0417 | 408
| 1452 | 2552.8534 | 408
| 1453 | 2552.6538 | 408
| 1454 | 2552.4668 | 408
| 1455 | 2552.3675 | 408
| 1456 | 2552.2072 | 408
| 1457 | 2551.9435 | 408
| 1458 | 2551.7925 | 408
| 1459 | 2551.6638 | 408
| 1460 | 2551.2003 | 408
| 1461 | 2550.8912 | 408
| 1462 | 2550.6112 | 408
| 1463 | 2550.4645 | 408
| 1464 | 2550.2983 | 408
| 1465 | 2549.9453 | 408
| 1466 | 2549.7804 | 408
| 1467 | 2549.538 | 408
| 1468 | 2549.1845 | 408
| 1469 | 2549.087 | 408
| 1470 | 2548.7522 | 408
| 1471 | 2548.3003 | 408
| 1472 | 2548.1771 | 408
| 1473 | 2548.102 | 408
| 1474 | 2547.8918 | 408
| 1475 | 2547.7106 | 408
| 1476 | 2547.6211 | 408
| 1477 | 2547.3035 | 408
| 1478 | 2547.086 | 408
| 1479 | 2546.8542 | 408
| 1480 | 2546.6311 | 408
| 1481 | 2546.3382 | 408
| 1482 | 2546.0936 | 408
| 1483 | 2545.8778 | 408
| 1484 | 2545.4964 | 408
| 1485 | 2545.2887 | 408
| 1486 | 2545.0283 | 408
| 1487 | 2544.8186 | 408
| 1488 | 2544.4884 | 408
| 1489 | 2544.3316 | 408
| 1490 | 2544.0002 | 408
| 1491 | 2543.785 | 408
| 1492 | 2543.5421 | 408
| 1493 | 2543.172 | 408
| 1494 | 2542.918 | 408
| 1495 | 2542.5709 | 408
| 1496 | 2542.3572 | 408
| 1497 | 2542.2884 | 408
| 1498 | 2541.886 | 408
| 1499 | 2541.7214 | 408
| 1500 | 2541.4921 | 408
| 1501 | 2541.2378 | 408
| 1502 | 2541.0197 | 408
| 1503 | 2540.959 | 408
| 1504 | 2540.6833 | 408
| 1505 | 2540.3179 | 408
| 1506 | 2540.1158 | 408
| 1507 | 2539.9924 | 408
| 1508 | 2539.6958 | 408
| 1509 | 2539.4523 | 408
| 1510 | 2539.1937 | 408
| 1511 | 2538.9497 | 408
| 1512 | 2538.6762 | 408
| 1513 | 2538.3068 | 408
| 1514 | 2538.1822 | 408
| 1515 | 2537.9697 | 408
| 1516 | 2537.6943 | 408
| 1517 | 2537.415 | 408
| 1518 | 2537.2852 | 408
| 1519 | 2537.0553 | 408
| 1520 | 2536.9853 | 408
| 1521 | 2536.6958 | 408
| 1522 | 2536.5335 | 408
| 1523 | 2536.4847 | 408
| 1524 | 2536.3663 | 408
| 1525 | 2536.2946 | 408
| 1526 | 2536.0658 | 408
| 1527 | 2535.8654 | 408
| 1528 | 2535.6783 | 408
| 1529 | 2535.4122 | 408
| 1530 | 2535.2803 | 408
| 1531 | 2535.2557 | 408
| 1532 | 2534.8592 | 408
| 1533 | 2534.7264 | 408
| 1534 | 2534.3994 | 408
| 1535 | 2534.2792 | 408
| 1536 | 2534.1595 | 408
| 1537 | 2534.053 | 408
| 1538 | 2533.8286 | 408
| 1539 | 2533.7548 | 408
| 1540 | 2533.6154 | 408
| 1541 | 2533.534 | 408
| 1542 | 2533.4309 | 408
| 1543 | 2533.2083 | 408
| 1544 | 2533.128 | 408
| 1545 | 2533.0148 | 408
| 1546 | 2532.8222 | 408
| 1547 | 2532.761 | 408
| 1548 | 2532.6955 | 408
| 1549 | 2532.5228 | 408
| 1550 | 2532.451 | 408
| 1551 | 2532.3237 | 408
| 1552 | 2532.0861 | 408
| 1553 | 2531.6858 | 408
| 1554 | 2531.5799 | 408
| 1555 | 2531.5584 | 408
| 1556 | 2531.349 | 408
| 1557 | 2531.1298 | 408
| 1558 | 2530.972 | 408
| 1559 | 2530.7895 | 408
| 1560 | 2530.4957 | 408
| 1561 | 2530.4356 | 408
| 1562 | 2530.3751 | 408
| 1563 | 2530.1229 | 408
| 1564 | 2530.0004 | 408
| 1565 | 2529.889 | 408
| 1566 | 2529.6253 | 408
| 1567 | 2529.4292 | 408
| 1568 | 2529.0729 | 408
| 1569 | 2528.8656 | 408
| 1570 | 2528.6924 | 408
| 1571 | 2528.3229 | 408
| 1572 | 2528.0781 | 408
| 1573 | 2528.002 | 408
| 1574 | 2527.8069 | 408
| 1575 | 2527.6229 | 408
| 1576 | 2527.5196 | 408
| 1577 | 2527.2094 | 408
| 1578 | 2527.1245 | 408
| 1579 | 2527.0724 | 408
| 1580 | 2526.8134 | 408
| 1581 | 2526.6109 | 408
| 1582 | 2526.3448 | 408
| 1583 | 2526.2339 | 408
| 1584 | 2525.8649 | 408
| 1585 | 2525.7437 | 408
| 1586 | 2525.5489 | 408
| 1587 | 2525.2106 | 408
| 1588 | 2525.0064 | 408
| 1589 | 2524.8732 | 408
| 1590 | 2524.7313 | 408
| 1591 | 2524.6795 | 408
| 1592 | 2524.3335 | 408
| 1593 | 2524.1743 | 408
| 1594 | 2523.997 | 408
| 1595 | 2523.8927 | 408
| 1596 | 2523.6629 | 408
| 1597 | 2523.495 | 408
| 1598 | 2523.3262 | 408
| 1599 | 2522.9979 | 408
| 1600 | 2522.8101 | 408
| 1601 | 2522.6181 | 408
| 1602 | 2522.3647 | 408
| 1603 | 2522.1597 | 408
| 1604 | 2521.8944 | 408
| 1605 | 2521.7224 | 408
| 1606 | 2521.5523 | 408
| 1607 | 2521.4318 | 408
| 1608 | 2521.393 | 408
| 1609 | 2521.2749 | 408
| 1610 | 2520.9211 | 408
| 1611 | 2520.8579 | 408
| 1612 | 2520.7406 | 408
| 1613 | 2520.6547 | 408
| 1614 | 2520.5776 | 408
| 1615 | 2520.3746 | 408
| 1616 | 2520.1747 | 408
| 1617 | 2519.8916 | 408
| 1618 | 2519.729 | 408
| 1619 | 2519.4918 | 408
| 1620 | 2519.3212 | 408
| 1621 | 2518.9594 | 408
| 1622 | 2518.8292 | 408
| 1623 | 2518.7428 | 408
| 1624 | 2518.6008 | 408
| 1625 | 2518.4701 | 408
| 1626 | 2518.2538 | 408
| 1627 | 2518.1558 | 408
| 1628 | 2517.6203 | 408
| 1629 | 2517.4365 | 408
| 1630 | 2517.2166 | 408
| 1631 | 2517.1257 | 408
| 1632 | 2516.7884 | 408
| 1633 | 2516.5823 | 408
| 1634 | 2516.45 | 408
| 1635 | 2516.3756 | 408
| 1636 | 2516.1193 | 408
| 1637 | 2515.8507 | 408
| 1638 | 2515.7492 | 408
| 1639 | 2515.6316 | 408
| 1640 | 2515.5178 | 408
| 1641 | 2515.2801 | 408
| 1642 | 2515.1076 | 408
| 1643 | 2514.9236 | 408
| 1644 | 2514.8691 | 408
| 1645 | 2514.6441 | 408
| 1646 | 2514.3644 | 408
| 1647 | 2514.1291 | 408
| 1648 | 2514.0189 | 408
| 1649 | 2513.7938 | 408
| 1650 | 2513.5471 | 408
| 1651 | 2513.2949 | 408
| 1652 | 2513.0994 | 408
| 1653 | 2512.9881 | 408
| 1654 | 2512.8178 | 408
| 1655 | 2512.5601 | 408
| 1656 | 2512.4029 | 408
| 1657 | 2512.1804 | 408
| 1658 | 2512.0404 | 408
| 1659 | 2511.9819 | 408
| 1660 | 2511.7728 | 408
| 1661 | 2511.7158 | 408
| 1662 | 2511.5924 | 408
| 1663 | 2511.3296 | 408
| 1664 | 2511.2201 | 408
| 1665 | 2511.046 | 408
| 1666 | 2510.8889 | 408
| 1667 | 2510.7275 | 408
| 1668 | 2510.6277 | 408
| 1669 | 2510.2751 | 408
| 1670 | 2510.1861 | 408
| 1671 | 2509.9872 | 408
| 1672 | 2509.7359 | 408
| 1673 | 2509.4784 | 408
| 1674 | 2509.2744 | 408
| 1675 | 2509.0488 | 408
| 1676 | 2508.8763 | 408
| 1677 | 2508.6753 | 408
| 1678 | 2508.5055 | 408
| 1679 | 2508.3736 | 408
| 1680 | 2507.9851 | 408
| 1681 | 2507.6976 | 408
| 1682 | 2507.3569 | 408
| 1683 | 2507.1186 | 408
| 1684 | 2506.7621 | 408
| 1685 | 2506.7277 | 408
| 1686 | 2506.5993 | 408
| 1687 | 2506.4502 | 408
| 1688 | 2506.3539 | 408
| 1689 | 2506.2248 | 408
| 1690 | 2506.0967 | 408
| 1691 | 2505.9169 | 408
| 1692 | 2505.6882 | 408
| 1693 | 2505.5275 | 408
| 1694 | 2505.3431 | 408
| 1695 | 2505.1987 | 408
| 1696 | 2505.0421 | 408
| 1697 | 2504.8456 | 408
| 1698 | 2504.668 | 408
| 1699 | 2504.5542 | 408
| 1700 | 2504.2124 | 408
| 1701 | 2504.1745 | 408
| 1702 | 2503.9731 | 408
| 1703 | 2503.9136 | 408
| 1704 | 2503.7523 | 408
| 1705 | 2503.6265 | 408
| 1706 | 2503.3804 | 408
| 1707 | 2503.0196 | 408
| 1708 | 2502.9033 | 408
| 1709 | 2502.6845 | 408
| 1710 | 2502.4606 | 408
| 1711 | 2502.3364 | 408
| 1712 | 2502.1908 | 408
| 1713 | 2501.9587 | 408
| 1714 | 2501.7099 | 408
| 1715 | 2501.5246 | 408
| 1716 | 2501.2922 | 408
| 1717 | 2501.1558 | 408
| 1718 | 2500.9403 | 408
| 1719 | 2500.8116 | 408
| 1720 | 2500.6932 | 408
| 1721 | 2500.5736 | 408
| 1722 | 2500.3983 | 408
| 1723 | 2500.3092 | 408
| 1724 | 2500.1718 | 408
| 1725 | 2499.9578 | 408
| 1726 | 2499.7914 | 408
| 1727 | 2499.6186 | 408
| 1728 | 2499.5231 | 408
| 1729 | 2499.4573 | 408
| 1730 | 2499.3377 | 408
| 1731 | 2499.1899 | 408
| 1732 | 2499.0369 | 408
| 1733 | 2498.9783 | 408
| 1734 | 2498.822 | 408
| 1735 | 2498.7139 | 408
| 1736 | 2498.5147 | 408
| 1737 | 2498.3453 | 408
| 1738 | 2497.9973 | 408
| 1739 | 2497.8177 | 408
| 1740 | 2497.6619 | 408
| 1741 | 2497.3942 | 408
| 1742 | 2497.2451 | 408
| 1743 | 2497.198 | 408
| 1744 | 2497.1273 | 408
| 1745 | 2496.9869 | 408
| 1746 | 2496.8752 | 408
| 1747 | 2496.7415 | 408
| 1748 | 2496.6371 | 408
| 1749 | 2496.5751 | 408
| 1750 | 2496.3214 | 408
| 1751 | 2496.1952 | 408
| 1752 | 2496.0615 | 408
| 1753 | 2495.8801 | 408
| 1754 | 2495.6735 | 408
| 1755 | 2495.4514 | 408
| 1756 | 2495.3755 | 408
| 1757 | 2495.2851 | 408
| 1758 | 2495.0661 | 408
| 1759 | 2494.8448 | 408
| 1760 | 2494.6204 | 408
| 1761 | 2494.5089 | 408
| 1762 | 2494.2605 | 408
| 1763 | 2494.153 | 408
| 1764 | 2493.9142 | 408
| 1765 | 2493.7577 | 408
| 1766 | 2493.4717 | 408
| 1767 | 2493.3541 | 408
| 1768 | 2493.3021 | 408
| 1769 | 2493.0906 | 408
| 1770 | 2492.9767 | 408
| 1771 | 2492.9005 | 408
| 1772 | 2492.8712 | 408
| 1773 | 2492.7071 | 408
| 1774 | 2492.52 | 408
| 1775 | 2492.3231 | 408
| 1776 | 2492.1788 | 408
| 1777 | 2491.985 | 408
| 1778 | 2491.9065 | 408
| 1779 | 2491.6962 | 408
| 1780 | 2491.5746 | 408
| 1781 | 2491.4873 | 408
| 1782 | 2491.3887 | 408
| 1783 | 2491.3445 | 408
| 1784 | 2491.1581 | 408
| 1785 | 2490.8373 | 408
| 1786 | 2490.7651 | 408
| 1787 | 2490.6721 | 408
| 1788 | 2490.5813 | 408
| 1789 | 2490.435 | 408
| 1790 | 2490.3038 | 408
| 1791 | 2490.2203 | 408
| 1792 | 2490.0223 | 408
| 1793 | 2489.8767 | 408
| 1794 | 2489.6798 | 408
| 1795 | 2489.3667 | 408
| 1796 | 2489.1838 | 408
| 1797 | 2488.8771 | 408
| 1798 | 2488.7386 | 408
| 1799 | 2488.3136 | 408
| 1800 | 2488.1344 | 408
| 1801 | 2487.9995 | 408
| 1802 | 2487.7537 | 408
| 1803 | 2487.6263 | 408
| 1804 | 2487.3255 | 408
| 1805 | 2487.1845 | 408
| 1806 | 2487.0408 | 408
| 1807 | 2486.8455 | 408
| 1808 | 2486.6123 | 408
| 1809 | 2486.2446 | 408
| 1810 | 2486.1281 | 408
| 1811 | 2485.8017 | 408
| 1812 | 2485.6831 | 408
| 1813 | 2485.5867 | 408
| 1814 | 2485.5226 | 408
| 1815 | 2485.3998 | 408
| 1816 | 2485.268 | 408
| 1817 | 2485.156 | 408
| 1818 | 2485.0706 | 408
| 1819 | 2484.9425 | 408
| 1820 | 2484.8264 | 408
| 1821 | 2484.665 | 408
| 1822 | 2484.603 | 408
| 1823 | 2484.4573 | 408
| 1824 | 2484.2755 | 408
| 1825 | 2484.1083 | 408
| 1826 | 2483.762 | 408
| 1827 | 2483.6202 | 408
| 1828 | 2483.5111 | 408
| 1829 | 2483.2978 | 408
| 1830 | 2483.1366 | 408
| 1831 | 2482.7766 | 408
| 1832 | 2482.5652 | 408
| 1833 | 2482.3419 | 408
| 1834 | 2482.1824 | 408
| 1835 | 2481.9891 | 408
| 1836 | 2481.8509 | 408
| 1837 | 2481.6795 | 408
| 1838 | 2481.3991 | 408
| 1839 | 2481.2394 | 408
| 1840 | 2480.8795 | 408
| 1841 | 2480.8165 | 408
| 1842 | 2480.6633 | 408
| 1843 | 2480.5294 | 408
| 1844 | 2480.3431 | 408
| 1845 | 2480.1351 | 408
| 1846 | 2479.9549 | 408
| 1847 | 2479.6627 | 408
| 1848 | 2479.4487 | 408
| 1849 | 2479.3423 | 408
| 1850 | 2479.1159 | 408
| 1851 | 2478.947 | 408
| 1852 | 2478.6798 | 408
| 1853 | 2478.5893 | 408
| 1854 | 2478.5474 | 408
| 1855 | 2478.5147 | 408
| 1856 | 2478.4145 | 408
| 1857 | 2478.1903 | 408
| 1858 | 2477.8639 | 408
| 1859 | 2477.6549 | 408
| 1860 | 2477.4353 | 408
| 1861 | 2477.2873 | 408
| 1862 | 2477.0007 | 408
| 1863 | 2476.9006 | 408
| 1864 | 2476.7852 | 408
| 1865 | 2476.5942 | 408
| 1866 | 2476.5368 | 408
| 1867 | 2476.3091 | 408
| 1868 | 2476.1612 | 408
| 1869 | 2476.061 | 408
| 1870 | 2475.9512 | 408
| 1871 | 2475.7699 | 408
| 1872 | 2475.6045 | 408
| 1873 | 2475.5593 | 408
| 1874 | 2475.5076 | 408
| 1875 | 2475.3902 | 408
| 1876 | 2475.1259 | 408
| 1877 | 2474.8836 | 408
| 1878 | 2474.8224 | 408
| 1879 | 2474.6043 | 408
| 1880 | 2474.387 | 408
| 1881 | 2474.2525 | 408
| 1882 | 2474.0594 | 408
| 1883 | 2473.9176 | 408
| 1884 | 2473.8845 | 408
| 1885 | 2473.7199 | 408
| 1886 | 2473.4528 | 408
| 1887 | 2473.3981 | 408
| 1888 | 2473.3036 | 408
| 1889 | 2473.1678 | 408
| 1890 | 2473.0953 | 408
| 1891 | 2473.0011 | 408
| 1892 | 2472.9434 | 408
| 1893 | 2472.89 | 408
| 1894 | 2472.5639 | 408
| 1895 | 2472.4326 | 408
| 1896 | 2472.0153 | 408
| 1897 | 2471.9481 | 408
| 1898 | 2471.6683 | 408
| 1899 | 2471.5913 | 408
| 1900 | 2471.5022 | 408
| 1901 | 2471.4056 | 408
| 1902 | 2471.2185 | 408
| 1903 | 2471.0755 | 408
| 1904 | 2470.9296 | 408
| 1905 | 2470.7473 | 408
| 1906 | 2470.6074 | 408
| 1907 | 2470.5107 | 408
| 1908 | 2470.3291 | 408
| 1909 | 2470.075 | 408
| 1910 | 2469.9481 | 408
| 1911 | 2469.8307 | 408
| 1912 | 2469.7083 | 408
| 1913 | 2469.5402 | 408
| 1914 | 2469.5335 | 408
| 1915 | 2469.4443 | 408
| 1916 | 2469.2968 | 408
| 1917 | 2469.0869 | 408
| 1918 | 2468.9773 | 408
| 1919 | 2468.8224 | 408
| 1920 | 2468.7243 | 408
| 1921 | 2468.6466 | 408
| 1922 | 2468.5276 | 408
| 1923 | 2468.3894 | 408
| 1924 | 2468.1917 | 408
| 1925 | 2468.0736 | 408
| 1926 | 2467.887 | 408
| 1927 | 2467.8188 | 408
| 1928 | 2467.7548 | 408
| 1929 | 2467.5476 | 408
| 1930 | 2467.4871 | 408
| 1931 | 2467.2746 | 408
| 1932 | 2467.1518 | 408
| 1933 | 2467.0177 | 408
| 1934 | 2466.9409 | 408
| 1935 | 2466.8491 | 408
| 1936 | 2466.7749 | 408
| 1937 | 2466.3662 | 408
| 1938 | 2466.2742 | 408
| 1939 | 2466.1548 | 408
| 1940 | 2465.9388 | 408
| 1941 | 2465.8684 | 408
| 1942 | 2465.7678 | 408
| 1943 | 2465.5895 | 408
| 1944 | 2465.5368 | 408
| 1945 | 2465.3486 | 408
| 1946 | 2465.0777 | 408
| 1947 | 2464.7139 | 408
| 1948 | 2464.5718 | 408
| 1949 | 2464.3858 | 408
| 1950 | 2464.0813 | 408
| 1951 | 2464.0358 | 408
| 1952 | 2463.8409 | 408
| 1953 | 2463.6756 | 408
| 1954 | 2463.5137 | 408
| 1955 | 2463.3063 | 408
| 1956 | 2463.164 | 408
| 1957 | 2463.019 | 408
| 1958 | 2462.942 | 408
| 1959 | 2462.8775 | 408
| 1960 | 2462.8015 | 408
| 1961 | 2462.6699 | 408
| 1962 | 2462.4649 | 408
| 1963 | 2462.4068 | 408
| 1964 | 2462.2663 | 408
| 1965 | 2462.2329 | 408
| 1966 | 2462.0193 | 408
| 1967 | 2461.7944 | 408
| 1968 | 2461.6922 | 408
| 1969 | 2461.6298 | 408
| 1970 | 2461.5256 | 408
| 1971 | 2461.4073 | 408
| 1972 | 2461.2057 | 408
| 1973 | 2461.1217 | 408
| 1974 | 2461.0387 | 408
| 1975 | 2460.9409 | 408
| 1976 | 2460.864 | 408
| 1977 | 2460.7905 | 408
| 1978 | 2460.5341 | 408
| 1979 | 2460.4123 | 408
| 1980 | 2460.1746 | 408
| 1981 | 2459.9469 | 408
| 1982 | 2459.7309 | 408
| 1983 | 2459.7111 | 408
| 1984 | 2459.6112 | 408
| 1985 | 2459.4737 | 408
| 1986 | 2459.3637 | 408
| 1987 | 2459.2069 | 408
| 1988 | 2459.0988 | 408
| 1989 | 2459.0358 | 408
| 1990 | 2458.8992 | 408
| 1991 | 2458.6726 | 408
| 1992 | 2458.5549 | 408
| 1993 | 2458.3327 | 408
| 1994 | 2458.2727 | 408
| 1995 | 2458.1817 | 408
| 1996 | 2458.056 | 408
| 1997 | 2457.9744 | 408
| 1998 | 2457.8381 | 408
| 1999 | 2457.8233 | 408
| 2000 | 2457.6591 | 408
| 2001 | 2457.5549 | 408
| 2002 | 2457.3444 | 408
| 2003 | 2457.1564 | 408
| 2004 | 2457.1144 | 408
| 2005 | 2456.9234 | 408
| 2006 | 2456.65 | 408
| 2007 | 2456.5285 | 408
| 2008 | 2456.4269 | 408
| 2009 | 2456.246 | 408
| 2010 | 2456.1265 | 408
| 2011 | 2456.0339 | 408
| 2012 | 2456.0167 | 408
| 2013 | 2455.9475 | 408
| 2014 | 2455.8547 | 408
| 2015 | 2455.739 | 408
| 2016 | 2455.5726 | 408
| 2017 | 2455.4804 | 408
| 2018 | 2455.3364 | 408
| 2019 | 2455.264 | 408
| 2020 | 2455.121 | 408
| 2021 | 2454.7654 | 408
| 2022 | 2454.5084 | 408
| 2023 | 2454.3683 | 408
| 2024 | 2454.2859 | 408
| 2025 | 2454.1043 | 408
| 2026 | 2453.9921 | 408
| 2027 | 2453.7955 | 408
| 2028 | 2453.5874 | 408
| 2029 | 2453.3825 | 408
| 2030 | 2453.2455 | 408
| 2031 | 2452.9632 | 408
| 2032 | 2452.821 | 408
| 2033 | 2452.6753 | 408
| 2034 | 2452.4537 | 408
| 2035 | 2452.2293 | 408
| 2036 | 2452.1312 | 408
| 2037 | 2452.0863 | 408
| 2038 | 2451.9894 | 408
| 2039 | 2451.9227 | 408
| 2040 | 2451.7996 | 408
| 2041 | 2451.5873 | 408
| 2042 | 2451.3938 | 408
| 2043 | 2451.2453 | 408
| 2044 | 2451.0306 | 408
| 2045 | 2450.9717 | 408
| 2046 | 2450.7236 | 408
| 2047 | 2450.5673 | 408
| 2048 | 2450.4957 | 408
| 2049 | 2450.4166 | 408
| 2050 | 2450.2671 | 408
| 2051 | 2450.1481 | 408
| 2052 | 2449.8427 | 408
| 2053 | 2449.5451 | 408
| 2054 | 2449.4568 | 408
| 2055 | 2449.4015 | 408
| 2056 | 2449.2221 | 408
| 2057 | 2448.9884 | 408
| 2058 | 2448.9103 | 408
| 2059 | 2448.7944 | 408
| 2060 | 2448.631 | 408
| 2061 | 2448.4827 | 408
| 2062 | 2448.3241 | 408
| 2063 | 2448.2758 | 408
| 2064 | 2448.2525 | 408
| 2065 | 2448.1881 | 408
| 2066 | 2448.1075 | 408
| 2067 | 2448.0587 | 408
| 2068 | 2447.8664 | 408
| 2069 | 2447.7101 | 408
| 2070 | 2447.4337 | 408
| 2071 | 2447.385 | 408
| 2072 | 2447.1811 | 408
| 2073 | 2447.0038 | 408
| 2074 | 2446.9392 | 408
| 2075 | 2446.7833 | 408
| 2076 | 2446.6388 | 408
| 2077 | 2446.4911 | 408
| 2078 | 2446.4216 | 408
| 2079 | 2446.2276 | 408
| 2080 | 2446.051 | 408
| 2081 | 2445.8332 | 408
| 2082 | 2445.6768 | 408
| 2083 | 2445.4517 | 408
| 2084 | 2445.3496 | 408
| 2085 | 2445.1399 | 408
| 2086 | 2444.9949 | 408
| 2087 | 2444.9271 | 408
| 2088 | 2444.7487 | 408
| 2089 | 2444.5528 | 408
| 2090 | 2444.4269 | 408
| 2091 | 2444.276 | 408
| 2092 | 2444.1835 | 408
| 2093 | 2443.9289 | 408
| 2094 | 2443.8554 | 408
| 2095 | 2443.7651 | 408
| 2096 | 2443.6682 | 408
| 2097 | 2443.4752 | 408
| 2098 | 2443.2761 | 408
| 2099 | 2443.1804 | 408
| 2100 | 2442.9624 | 408
| 2101 | 2442.8741 | 408
| 2102 | 2442.8399 | 408
| 2103 | 2442.6642 | 408
| 2104 | 2442.6133 | 408
| 2105 | 2442.3554 | 408
| 2106 | 2442.2302 | 408
| 2107 | 2442.0903 | 408
| 2108 | 2441.9281 | 408
| 2109 | 2441.9086 | 408
| 2110 | 2441.7637 | 408
| 2111 | 2441.518 | 408
| 2112 | 2441.4141 | 408
| 2113 | 2441.2349 | 408
| 2114 | 2440.9946 | 408
| 2115 | 2440.8771 | 408
| 2116 | 2440.7641 | 408
| 2117 | 2440.5883 | 408
| 2118 | 2440.3616 | 408
| 2119 | 2440.2558 | 408
| 2120 | 2440.1638 | 408
| 2121 | 2440.1407 | 408
| 2122 | 2440.0651 | 408
| 2123 | 2439.9104 | 408
| 2124 | 2439.7548 | 408
| 2125 | 2439.7185 | 408
| 2126 | 2439.6058 | 408
| 2127 | 2439.5068 | 408
| 2128 | 2439.2711 | 408
| 2129 | 2439.1643 | 408
| 2130 | 2439.0248 | 408
| 2131 | 2438.915 | 408
| 2132 | 2438.764 | 408
| 2133 | 2438.4718 | 408
| 2134 | 2438.3828 | 408
| 2135 | 2438.2765 | 408
| 2136 | 2438.2085 | 408
| 2137 | 2438.1232 | 408
| 2138 | 2438.111 | 408
| 2139 | 2438.0606 | 408
| 2140 | 2437.9044 | 408
| 2141 | 2437.75 | 408
| 2142 | 2437.6143 | 408
| 2143 | 2437.4724 | 408
| 2144 | 2437.4223 | 408
| 2145 | 2437.3115 | 408
| 2146 | 2437.1939 | 408
| 2147 | 2437.162 | 408
| 2148 | 2437.0098 | 408
| 2149 | 2436.9019 | 408
| 2150 | 2436.7707 | 408
| 2151 | 2436.5619 | 408
| 2152 | 2436.4466 | 408
| 2153 | 2436.4132 | 408
| 2154 | 2436.2508 | 408
| 2155 | 2436.1894 | 408
| 2156 | 2436.0178 | 408
| 2157 | 2435.8821 | 408
| 2158 | 2435.8394 | 408
| 2159 | 2435.771 | 408
| 2160 | 2435.5302 | 408
| 2161 | 2435.3631 | 408
| 2162 | 2435.2869 | 408
| 2163 | 2435.222 | 408
| 2164 | 2434.9942 | 408
| 2165 | 2434.8866 | 408
| 2166 | 2434.7293 | 408
| 2167 | 2434.622 | 408
| 2168 | 2434.5444 | 408
| 2169 | 2434.4247 | 408
| 2170 | 2434.376 | 408
| 2171 | 2434.3312 | 408
| 2172 | 2434.0499 | 408
| 2173 | 2433.9118 | 408
| 2174 | 2433.8286 | 408
| 2175 | 2433.6852 | 408
| 2176 | 2433.4929 | 408
| 2177 | 2433.3448 | 408
| 2178 | 2433.2403 | 408
| 2179 | 2433.1431 | 408
| 2180 | 2433.0512 | 408
| 2181 | 2432.9113 | 408
| 2182 | 2432.8718 | 408
| 2183 | 2432.7486 | 408
| 2184 | 2432.6574 | 408
| 2185 | 2432.4092 | 408
| 2186 | 2432.3034 | 408
| 2187 | 2432.113 | 408
| 2188 | 2432.0264 | 408
| 2189 | 2431.7679 | 408
| 2190 | 2431.6544 | 408
| 2191 | 2431.3879 | 408
| 2192 | 2431.3126 | 408
| 2193 | 2431.0422 | 408
| 2194 | 2430.8076 | 408
| 2195 | 2430.5876 | 408
| 2196 | 2430.4336 | 408
| 2197 | 2430.1927 | 408
| 2198 | 2430.0086 | 408
| 2199 | 2429.9364 | 408
| 2200 | 2429.7296 | 408
| 2201 | 2429.6257 | 408
| 2202 | 2429.5196 | 408
| 2203 | 2429.4126 | 408
| 2204 | 2429.2935 | 408
| 2205 | 2429.2157 | 408
| 2206 | 2429.09 | 408
| 2207 | 2428.9477 | 408
| 2208 | 2428.9146 | 408
| 2209 | 2428.8185 | 408
| 2210 | 2428.7553 | 408
| 2211 | 2428.6902 | 408
| 2212 | 2428.6279 | 408
| 2213 | 2428.5544 | 408
| 2214 | 2428.4196 | 408
| 2215 | 2428.2186 | 408
| 2216 | 2428.1043 | 408
| 2217 | 2427.9859 | 408
| 2218 | 2427.805 | 408
| 2219 | 2427.7095 | 408
| 2220 | 2427.6509 | 408
| 2221 | 2427.6174 | 408
| 2222 | 2427.3823 | 408
| 2223 | 2427.358 | 408
| 2224 | 2427.1664 | 408
| 2225 | 2427.0656 | 408
| 2226 | 2426.892 | 408
| 2227 | 2426.7405 | 408
| 2228 | 2426.6993 | 408
| 2229 | 2426.5369 | 408
| 2230 | 2426.4258 | 408
| 2231 | 2426.3919 | 408
| 2232 | 2426.249 | 408
| 2233 | 2426.1447 | 408
| 2234 | 2425.9904 | 408
| 2235 | 2425.7972 | 408
| 2236 | 2425.7359 | 408
| 2237 | 2425.6097 | 408
| 2238 | 2425.4301 | 408
| 2239 | 2425.2939 | 408
| 2240 | 2425.1566 | 408
| 2241 | 2424.977 | 408
| 2242 | 2424.8367 | 408
| 2243 | 2424.6792 | 408
| 2244 | 2424.6088 | 408
| 2245 | 2424.4179 | 408
| 2246 | 2424.3192 | 408
| 2247 | 2424.1801 | 408
| 2248 | 2424.129 | 408
| 2249 | 2424.0794 | 408
| 2250 | 2424.0423 | 408
| 2251 | 2423.8094 | 408
| 2252 | 2423.725 | 408
| 2253 | 2423.6256 | 408
| 2254 | 2423.5571 | 408
| 2255 | 2423.4883 | 408
| 2256 | 2423.4032 | 408
| 2257 | 2423.1819 | 408
| 2258 | 2423.0763 | 408
| 2259 | 2422.956 | 408
| 2260 | 2422.8343 | 408
| 2261 | 2422.6478 | 408
| 2262 | 2422.4814 | 408
| 2263 | 2422.3471 | 408
| 2264 | 2422.1767 | 408
| 2265 | 2421.9931 | 408
| 2266 | 2421.9095 | 408
| 2267 | 2421.7993 | 408
| 2268 | 2421.741 | 408
| 2269 | 2421.659 | 408
| 2270 | 2421.5705 | 408
| 2271 | 2421.4654 | 408
| 2272 | 2421.3315 | 408
| 2273 | 2421.2177 | 408
| 2274 | 2421.1028 | 408
| 2275 | 2420.9802 | 408
| 2276 | 2420.8956 | 408
| 2277 | 2420.7675 | 408
| 2278 | 2420.6972 | 408
| 2279 | 2420.6264 | 408
| 2280 | 2420.5313 | 408
| 2281 | 2420.3796 | 408
| 2282 | 2420.2744 | 408
| 2283 | 2420.1307 | 408
| 2284 | 2420.063 | 408
| 2285 | 2419.9223 | 408
| 2286 | 2419.8097 | 408
| 2287 | 2419.5799 | 408
| 2288 | 2419.4264 | 408
| 2289 | 2419.3159 | 408
| 2290 | 2419.2488 | 408
| 2291 | 2419.1022 | 408
| 2292 | 2418.9987 | 408
| 2293 | 2418.8262 | 408
| 2294 | 2418.7843 | 408
| 2295 | 2418.5348 | 408
| 2296 | 2418.3156 | 408
| 2297 | 2418.2215 | 408
| 2298 | 2418.0598 | 408
| 2299 | 2417.737 | 408
| 2300 | 2417.7254 | 408
| 2301 | 2417.4489 | 408
| 2302 | 2417.2671 | 408
| 2303 | 2417.1038 | 408
| 2304 | 2417.0045 | 408
| 2305 | 2416.8843 | 408
| 2306 | 2416.6374 | 408
| 2307 | 2416.5273 | 408
| 2308 | 2416.4431 | 408
| 2309 | 2416.4054 | 408
| 2310 | 2416.2991 | 408
| 2311 | 2416.1625 | 408
| 2312 | 2415.9936 | 408
| 2313 | 2415.9559 | 408
| 2314 | 2415.8252 | 408
| 2315 | 2415.6806 | 408
| 2316 | 2415.5442 | 408
| 2317 | 2415.4807 | 408
| 2318 | 2415.3828 | 408
| 2319 | 2415.2996 | 408
| 2320 | 2415.21 | 408
| 2321 | 2415.1751 | 408
| 2322 | 2415.0465 | 408
| 2323 | 2414.8813 | 408
| 2324 | 2414.8081 | 408
| 2325 | 2414.7462 | 408
| 2326 | 2414.6569 | 408
| 2327 | 2414.6141 | 408
| 2328 | 2414.5651 | 408
| 2329 | 2414.5052 | 408
| 2330 | 2414.333 | 408
| 2331 | 2414.2123 | 408
| 2332 | 2414.1574 | 408
| 2333 | 2414.064 | 408
| 2334 | 2414.03 | 408
| 2335 | 2413.8803 | 408
| 2336 | 2413.7571 | 408
| 2337 | 2413.6104 | 408
| 2338 | 2413.5013 | 408
| 2339 | 2413.4123 | 408
| 2340 | 2413.3436 | 408
| 2341 | 2413.1766 | 408
| 2342 | 2413.1306 | 408
| 2343 | 2412.9838 | 408
| 2344 | 2412.8675 | 408
| 2345 | 2412.7114 | 408
| 2346 | 2412.5771 | 408
| 2347 | 2412.5052 | 408
| 2348 | 2412.4569 | 408
| 2349 | 2412.3386 | 408
| 2350 | 2412.0523 | 408
| 2351 | 2412.0025 | 408
| 2352 | 2411.8671 | 408
| 2353 | 2411.7691 | 408
| 2354 | 2411.6426 | 408
| 2355 | 2411.613 | 408
| 2356 | 2411.5072 | 408
| 2357 | 2411.3825 | 408
| 2358 | 2411.2268 | 408
| 2359 | 2410.942 | 408
| 2360 | 2410.8307 | 408
| 2361 | 2410.653 | 408
| 2362 | 2410.4314 | 408
| 2363 | 2410.2701 | 408
| 2364 | 2410.0767 | 408
| 2365 | 2410.0108 | 408
| 2366 | 2409.9059 | 408
| 2367 | 2409.7876 | 408
| 2368 | 2409.656 | 408
| 2369 | 2409.53 | 408
| 2370 | 2409.3574 | 408
| 2371 | 2409.2741 | 408
| 2372 | 2409.1743 | 408
| 2373 | 2408.9818 | 408
| 2374 | 2408.858 | 408
| 2375 | 2408.7038 | 408
| 2376 | 2408.632 | 408
| 2377 | 2408.6227 | 408
| 2378 | 2408.4985 | 408
| 2379 | 2408.3493 | 408
| 2380 | 2408.2757 | 408
| 2381 | 2408.204 | 408
| 2382 | 2408.0119 | 408
| 2383 | 2407.9593 | 408
| 2384 | 2407.8662 | 408
| 2385 | 2407.6308 | 408
| 2386 | 2407.5657 | 408
| 2387 | 2407.3981 | 408
| 2388 | 2407.2647 | 408
| 2389 | 2407.2177 | 408
| 2390 | 2407.1138 | 408
| 2391 | 2407.0546 | 408
| 2392 | 2406.9179 | 408
| 2393 | 2406.7672 | 408
| 2394 | 2406.6481 | 408
| 2395 | 2406.5795 | 408
| 2396 | 2406.4074 | 408
| 2397 | 2406.2647 | 408
| 2398 | 2406.1368 | 408
| 2399 | 2405.9228 | 408
| 2400 | 2405.7746 | 408
| 2401 | 2405.5338 | 408
| 2402 | 2405.3733 | 408
| 2403 | 2405.327 | 408
| 2404 | 2405.2751 | 408
| 2405 | 2405.2393 | 408
| 2406 | 2405.157 | 408
| 2407 | 2404.9951 | 408
| 2408 | 2404.7939 | 408
| 2409 | 2404.7296 | 408
| 2410 | 2404.6505 | 408
| 2411 | 2404.4277 | 408
| 2412 | 2404.2823 | 408
| 2413 | 2404.1536 | 408
| 2414 | 2404.0405 | 408
| 2415 | 2403.8902 | 408
| 2416 | 2403.8267 | 408
| 2417 | 2403.6641 | 408
| 2418 | 2403.4359 | 408
| 2419 | 2403.3801 | 408
| 2420 | 2403.2356 | 408
| 2421 | 2402.9929 | 408
| 2422 | 2402.9338 | 408
| 2423 | 2402.8275 | 408
| 2424 | 2402.7539 | 408
| 2425 | 2402.6581 | 408
| 2426 | 2402.5135 | 408
| 2427 | 2402.4742 | 408
| 2428 | 2402.2818 | 408
| 2429 | 2402.2181 | 408
| 2430 | 2402.0765 | 408
| 2431 | 2401.9898 | 408
| 2432 | 2401.9122 | 408
| 2433 | 2401.8494 | 408
| 2434 | 2401.7058 | 408
| 2435 | 2401.5594 | 408
| 2436 | 2401.3161 | 408
| 2437 | 2401.1401 | 408
| 2438 | 2401.0638 | 408
| 2439 | 2400.8204 | 408
| 2440 | 2400.6789 | 408
| 2441 | 2400.5484 | 408
| 2442 | 2400.4149 | 408
| 2443 | 2400.1911 | 408
| 2444 | 2400.1655 | 408
| 2445 | 2400.1017 | 408
| 2446 | 2399.9083 | 408
| 2447 | 2399.6823 | 408
| 2448 | 2399.5806 | 408
| 2449 | 2399.3882 | 408
| 2450 | 2399.2077 | 408
| 2451 | 2399.1501 | 408
| 2452 | 2399.064 | 408
| 2453 | 2398.9397 | 408
| 2454 | 2398.8313 | 408
| 2455 | 2398.7181 | 408
| 2456 | 2398.6018 | 408
| 2457 | 2398.4156 | 408
| 2458 | 2398.32 | 408
| 2459 | 2398.2337 | 408
| 2460 | 2398.0409 | 408
| 2461 | 2397.8834 | 408
| 2462 | 2397.8203 | 408
| 2463 | 2397.6823 | 408
| 2464 | 2397.6101 | 408
| 2465 | 2397.4719 | 408
| 2466 | 2397.0772 | 408
| 2467 | 2396.8729 | 408
| 2468 | 2396.7985 | 408
| 2469 | 2396.6887 | 408
| 2470 | 2396.6466 | 408
| 2471 | 2396.5929 | 408
| 2472 | 2396.4241 | 408
| 2473 | 2396.2709 | 408
| 2474 | 2396.1369 | 408
| 2475 | 2395.9302 | 408
| 2476 | 2395.8448 | 408
| 2477 | 2395.7627 | 408
| 2478 | 2395.6309 | 408
| 2479 | 2395.5843 | 408
| 2480 | 2395.4864 | 408
| 2481 | 2395.3942 | 408
| 2482 | 2395.3004 | 408
| 2483 | 2395.1765 | 408
| 2484 | 2395.0607 | 408
| 2485 | 2394.8649 | 408
| 2486 | 2394.7903 | 408
| 2487 | 2394.7515 | 408
| 2488 | 2394.7057 | 408
| 2489 | 2394.6911 | 408
| 2490 | 2394.5319 | 408
| 2491 | 2394.4602 | 408
| 2492 | 2394.3194 | 408
| 2493 | 2394.0386 | 408
| 2494 | 2393.8141 | 408
| 2495 | 2393.7116 | 408
| 2496 | 2393.5881 | 408
| 2497 | 2393.4715 | 408
| 2498 | 2393.266 | 408
| 2499 | 2393.1534 | 408
| 2500 | 2393.0099 | 408
| 2501 | 2392.8454 | 408
| 2502 | 2392.627 | 408
| 2503 | 2392.4653 | 408
| 2504 | 2392.393 | 408
| 2505 | 2392.2823 | 408
| 2506 | 2392.1315 | 408
| 2507 | 2392.0456 | 408
| 2508 | 2391.9892 | 408
| 2509 | 2391.9129 | 408
| 2510 | 2391.7545 | 408
| 2511 | 2391.6775 | 408
| 2512 | 2391.525 | 408
| 2513 | 2391.4314 | 408
| 2514 | 2391.3372 | 408
| 2515 | 2391.2232 | 408
| 2516 | 2391.1173 | 408
| 2517 | 2391.0011 | 408
| 2518 | 2390.8008 | 408
| 2519 | 2390.6298 | 408
| 2520 | 2390.5904 | 408
| 2521 | 2390.4985 | 408
| 2522 | 2390.3888 | 408
| 2523 | 2390.1613 | 408
| 2524 | 2389.9496 | 408
| 2525 | 2389.8658 | 408
| 2526 | 2389.7973 | 408
| 2527 | 2389.7164 | 408
| 2528 | 2389.6955 | 408
| 2529 | 2389.4853 | 408
| 2530 | 2389.3694 | 408
| 2531 | 2389.3235 | 408
| 2532 | 2389.2681 | 408
| 2533 | 2389.1503 | 408
| 2534 | 2389.1153 | 408
| 2535 | 2389.0224 | 408
| 2536 | 2388.8698 | 408
| 2537 | 2388.803 | 408
| 2538 | 2388.7662 | 408
| 2539 | 2388.6025 | 408
| 2540 | 2388.5181 | 408
| 2541 | 2388.3531 | 408
| 2542 | 2388.1751 | 408
| 2543 | 2388.0948 | 408
| 2544 | 2388.0204 | 408
| 2545 | 2387.9225 | 408
| 2546 | 2387.8363 | 408
| 2547 | 2387.7154 | 408
| 2548 | 2387.5864 | 408
| 2549 | 2387.4699 | 408
| 2550 | 2387.4599 | 408
| 2551 | 2387.3429 | 408
| 2552 | 2387.1992 | 408
| 2553 | 2387.0138 | 408
| 2554 | 2386.806 | 408
| 2555 | 2386.5814 | 408
| 2556 | 2386.4578 | 408
| 2557 | 2386.2762 | 408
| 2558 | 2386.1545 | 408
| 2559 | 2386.0699 | 408
| 2560 | 2386.0028 | 408
| 2561 | 2385.8136 | 408
| 2562 | 2385.7386 | 408
| 2563 | 2385.684 | 408
| 2564 | 2385.6244 | 408
| 2565 | 2385.5491 | 408
| 2566 | 2385.5147 | 408
| 2567 | 2385.4621 | 408
| 2568 | 2385.3529 | 408
| 2569 | 2385.2804 | 408
| 2570 | 2385.0519 | 408
| 2571 | 2384.8797 | 408
| 2572 | 2384.7013 | 408
| 2573 | 2384.6087 | 408
| 2574 | 2384.5071 | 408
| 2575 | 2384.4319 | 408
| 2576 | 2384.3441 | 408
| 2577 | 2384.1777 | 408
| 2578 | 2383.9752 | 408
| 2579 | 2383.8047 | 408
| 2580 | 2383.7047 | 408
| 2581 | 2383.6388 | 408
| 2582 | 2383.5645 | 408
| 2583 | 2383.5074 | 408
| 2584 | 2383.2274 | 408
| 2585 | 2383.0979 | 408
| 2586 | 2382.9314 | 408
| 2587 | 2382.7047 | 408
| 2588 | 2382.5656 | 408
| 2589 | 2382.4303 | 408
| 2590 | 2382.3246 | 408
| 2591 | 2382.1864 | 408
| 2592 | 2382.0096 | 408
| 2593 | 2381.8515 | 408
| 2594 | 2381.7598 | 408
| 2595 | 2381.6864 | 408
| 2596 | 2381.511 | 408
| 2597 | 2381.4268 | 408
| 2598 | 2381.3453 | 408
| 2599 | 2381.2342 | 408
| 2600 | 2381.196 | 408
| 2601 | 2381.0475 | 408
| 2602 | 2381.007 | 408
| 2603 | 2380.8599 | 408
| 2604 | 2380.7267 | 408
| 2605 | 2380.6803 | 408
| 2606 | 2380.4863 | 408
| 2607 | 2380.4575 | 408
| 2608 | 2380.3899 | 408
| 2609 | 2380.2416 | 408
| 2610 | 2380.1833 | 408
| 2611 | 2380.0857 | 408
| 2612 | 2379.9881 | 408
| 2613 | 2379.9006 | 408
| 2614 | 2379.7689 | 408
| 2615 | 2379.6898 | 408
| 2616 | 2379.6236 | 408
| 2617 | 2379.5056 | 408
| 2618 | 2379.4311 | 408
| 2619 | 2379.2859 | 408
| 2620 | 2379.0747 | 408
| 2621 | 2378.9276 | 408
| 2622 | 2378.778 | 408
| 2623 | 2378.6857 | 408
| 2624 | 2378.5435 | 408
| 2625 | 2378.4573 | 408
| 2626 | 2378.2936 | 408
| 2627 | 2378.2339 | 408
| 2628 | 2378.0867 | 408
| 2629 | 2378.0422 | 408
| 2630 | 2377.8671 | 408
| 2631 | 2377.656 | 408
| 2632 | 2377.5107 | 408
| 2633 | 2377.3937 | 408
| 2634 | 2377.3218 | 408
| 2635 | 2377.1758 | 408
| 2636 | 2376.9834 | 408
| 2637 | 2376.8338 | 408
| 2638 | 2376.7881 | 408
| 2639 | 2376.6558 | 408
| 2640 | 2376.4517 | 408
| 2641 | 2376.2261 | 408
| 2642 | 2376.1653 | 408
| 2643 | 2376.0643 | 408
| 2644 | 2375.8954 | 408
| 2645 | 2375.7638 | 408
| 2646 | 2375.575 | 408
| 2647 | 2375.4636 | 408
| 2648 | 2375.4066 | 408
| 2649 | 2375.2739 | 408
| 2650 | 2375.0862 | 408
| 2651 | 2374.9426 | 408
| 2652 | 2374.8787 | 408
| 2653 | 2374.745 | 408
| 2654 | 2374.5828 | 408
| 2655 | 2374.5225 | 408
| 2656 | 2374.393 | 408
| 2657 | 2374.2534 | 408
| 2658 | 2374.1817 | 408
| 2659 | 2374.0853 | 408
| 2660 | 2374.0224 | 408
| 2661 | 2373.8922 | 408
| 2662 | 2373.7687 | 408
| 2663 | 2373.714 | 408
| 2664 | 2373.6295 | 408
| 2665 | 2373.5371 | 408
| 2666 | 2373.4357 | 408
| 2667 | 2373.3607 | 408
| 2668 | 2373.2552 | 408
| 2669 | 2373.1743 | 408
| 2670 | 2373.119 | 408
| 2671 | 2373.0486 | 408
| 2672 | 2372.9477 | 408
| 2673 | 2372.8654 | 408
| 2674 | 2372.8301 | 408
| 2675 | 2372.6464 | 408
| 2676 | 2372.4517 | 408
| 2677 | 2372.3547 | 408
| 2678 | 2372.2115 | 408
| 2679 | 2372.1472 | 408
| 2680 | 2372.0084 | 408
| 2681 | 2371.9077 | 408
| 2682 | 2371.7953 | 408
| 2683 | 2371.5847 | 408
| 2684 | 2371.536 | 408
| 2685 | 2371.4084 | 408
| 2686 | 2371.3522 | 408
| 2687 | 2371.2855 | 408
| 2688 | 2371.1501 | 408
| 2689 | 2370.9924 | 408
| 2690 | 2370.9272 | 408
| 2691 | 2370.8625 | 408
| 2692 | 2370.611 | 408
| 2693 | 2370.5192 | 408
| 2694 | 2370.4162 | 408
| 2695 | 2370.3062 | 408
| 2696 | 2370.2535 | 408
| 2697 | 2369.9975 | 408
| 2698 | 2369.8715 | 408
| 2699 | 2369.8239 | 408
| 2700 | 2369.7774 | 408
| 2701 | 2369.6483 | 408
| 2702 | 2369.541 | 408
| 2703 | 2369.434 | 408
| 2704 | 2369.3338 | 408
| 2705 | 2369.1924 | 408
| 2706 | 2369.0626 | 408
| 2707 | 2368.9718 | 408
| 2708 | 2368.9254 | 408
| 2709 | 2368.8138 | 408
| 2710 | 2368.7166 | 408
| 2711 | 2368.5646 | 408
| 2712 | 2368.4347 | 408
| 2713 | 2368.2684 | 408
| 2714 | 2368.1712 | 408
| 2715 | 2368.1482 | 408
| 2716 | 2368.0461 | 408
| 2717 | 2367.9838 | 408
| 2718 | 2367.9458 | 408
| 2719 | 2367.7533 | 408
| 2720 | 2367.6266 | 408
| 2721 | 2367.4871 | 408
| 2722 | 2367.4415 | 408
| 2723 | 2367.2918 | 408
| 2724 | 2367.1766 | 408
| 2725 | 2367.0391 | 408
| 2726 | 2366.9605 | 408
| 2727 | 2366.8453 | 408
| 2728 | 2366.7123 | 408
| 2729 | 2366.5351 | 408
| 2730 | 2366.2825 | 408
| 2731 | 2366.2244 | 408
| 2732 | 2366.0588 | 408
| 2733 | 2365.9324 | 408
| 2734 | 2365.8195 | 408
| 2735 | 2365.7608 | 408
| 2736 | 2365.6734 | 408
| 2737 | 2365.63 | 408
| 2738 | 2365.561 | 408
| 2739 | 2365.5099 | 408
| 2740 | 2365.372 | 408
| 2741 | 2365.327 | 408
| 2742 | 2365.2629 | 408
| 2743 | 2365.1434 | 408
| 2744 | 2364.997 | 408
| 2745 | 2364.91 | 408
| 2746 | 2364.8094 | 408
| 2747 | 2364.5858 | 408
| 2748 | 2364.3567 | 408
| 2749 | 2364.1754 | 408
| 2750 | 2364.1174 | 408
| 2751 | 2363.8439 | 408
| 2752 | 2363.7336 | 408
| 2753 | 2363.5419 | 408
| 2754 | 2363.4738 | 408
| 2755 | 2363.3668 | 408
| 2756 | 2363.1759 | 408
| 2757 | 2363.0608 | 408
| 2758 | 2362.9667 | 408
| 2759 | 2362.8595 | 408
| 2760 | 2362.7128 | 408
| 2761 | 2362.6784 | 408
| 2762 | 2362.5689 | 408
| 2763 | 2362.4962 | 408
| 2764 | 2362.2136 | 408
| 2765 | 2362.1376 | 408
| 2766 | 2362.0532 | 408
| 2767 | 2361.8806 | 408
| 2768 | 2361.7507 | 408
| 2769 | 2361.6449 | 408
| 2770 | 2361.5156 | 408
| 2771 | 2361.4187 | 408
| 2772 | 2361.3382 | 408
| 2773 | 2361.2429 | 408
| 2774 | 2361.186 | 408
| 2775 | 2361.0777 | 408
| 2776 | 2360.9415 | 408
| 2777 | 2360.7873 | 408
| 2778 | 2360.7605 | 408
| 2779 | 2360.7056 | 408
| 2780 | 2360.6548 | 408
| 2781 | 2360.4912 | 408
| 2782 | 2360.4046 | 408
| 2783 | 2360.2534 | 408
| 2784 | 2360.1804 | 408
| 2785 | 2359.995 | 408
| 2786 | 2359.8451 | 408
| 2787 | 2359.7292 | 408
| 2788 | 2359.6603 | 408
| 2789 | 2359.5949 | 408
| 2790 | 2359.4878 | 408
| 2791 | 2359.3677 | 408
| 2792 | 2359.3146 | 408
| 2793 | 2359.1813 | 408
| 2794 | 2359.1024 | 408
| 2795 | 2358.9444 | 408
| 2796 | 2358.7311 | 408
| 2797 | 2358.5521 | 408
| 2798 | 2358.4589 | 408
| 2799 | 2358.3054 | 408
| 2800 | 2358.1197 | 408
| 2801 | 2358.0265 | 408
| 2802 | 2357.9234 | 408
| 2803 | 2357.8454 | 408
| 2804 | 2357.7122 | 408
| 2805 | 2357.6423 | 408
| 2806 | 2357.5694 | 408
| 2807 | 2357.4184 | 408
| 2808 | 2357.3139 | 408
| 2809 | 2357.2742 | 408
| 2810 | 2357.1025 | 408
| 2811 | 2357.0133 | 408
| 2812 | 2356.94 | 408
| 2813 | 2356.8563 | 408
| 2814 | 2356.649 | 408
| 2815 | 2356.6007 | 408
| 2816 | 2356.5065 | 408
| 2817 | 2356.4348 | 408
| 2818 | 2356.3827 | 408
| 2819 | 2356.2964 | 408
| 2820 | 2356.1902 | 408
| 2821 | 2356.1609 | 408
| 2822 | 2356.0507 | 408
| 2823 | 2355.9424 | 408
| 2824 | 2355.9057 | 408
| 2825 | 2355.8248 | 408
| 2826 | 2355.6748 | 408
| 2827 | 2355.5259 | 408
| 2828 | 2355.4347 | 408
| 2829 | 2355.3598 | 408
| 2830 | 2355.1101 | 408
| 2831 | 2355.0232 | 408
| 2832 | 2354.8559 | 408
| 2833 | 2354.7584 | 408
| 2834 | 2354.6064 | 408
| 2835 | 2354.5757 | 408
| 2836 | 2354.5404 | 408
| 2837 | 2354.4268 | 408
| 2838 | 2354.3631 | 408
| 2839 | 2354.2256 | 408
| 2840 | 2354.0342 | 408
| 2841 | 2353.9376 | 408
| 2842 | 2353.8654 | 408
| 2843 | 2353.7871 | 408
| 2844 | 2353.6897 | 408
| 2845 | 2353.6327 | 408
| 2846 | 2353.5328 | 408
| 2847 | 2353.4654 | 408
| 2848 | 2353.4118 | 408
| 2849 | 2353.287 | 408
| 2850 | 2353.2637 | 408
| 2851 | 2353.112 | 408
| 2852 | 2353.0215 | 408
| 2853 | 2352.9108 | 408
| 2854 | 2352.7452 | 408
| 2855 | 2352.6005 | 408
| 2856 | 2352.5101 | 408
| 2857 | 2352.3789 | 408
| 2858 | 2352.2791 | 408
| 2859 | 2352.1969 | 408
| 2860 | 2352.1046 | 408
| 2861 | 2351.9765 | 408
| 2862 | 2351.8585 | 408
| 2863 | 2351.7938 | 408
| 2864 | 2351.7062 | 408
| 2865 | 2351.5922 | 408
| 2866 | 2351.4629 | 408
| 2867 | 2351.2526 | 408
| 2868 | 2351.2014 | 408
| 2869 | 2351.0038 | 408
| 2870 | 2350.9397 | 408
| 2871 | 2350.847 | 408
| 2872 | 2350.7541 | 408
| 2873 | 2350.6967 | 408
| 2874 | 2350.6218 | 408
| 2875 | 2350.6055 | 408
| 2876 | 2350.4737 | 408
| 2877 | 2350.3461 | 408
| 2878 | 2350.2883 | 408
| 2879 | 2350.1464 | 408
| 2880 | 2350.0188 | 408
| 2881 | 2349.815 | 408
| 2882 | 2349.6894 | 408
| 2883 | 2349.6185 | 408
| 2884 | 2349.4813 | 408
| 2885 | 2349.3447 | 408
| 2886 | 2349.2507 | 408
| 2887 | 2349.2 | 408
| 2888 | 2349.1155 | 408
| 2889 | 2349.0066 | 408
| 2890 | 2348.9217 | 408
| 2891 | 2348.6888 | 408
| 2892 | 2348.6013 | 408
| 2893 | 2348.4147 | 408
| 2894 | 2348.3501 | 408
| 2895 | 2348.2709 | 408
| 2896 | 2348.1165 | 408
| 2897 | 2348.0226 | 408
| 2898 | 2347.9372 | 408
| 2899 | 2347.8457 | 408
| 2900 | 2347.821 | 408
| 2901 | 2347.7487 | 408
| 2902 | 2347.6505 | 408
| 2903 | 2347.545 | 408
| 2904 | 2347.4877 | 408
| 2905 | 2347.3675 | 408
| 2906 | 2347.1838 | 408
| 2907 | 2346.9877 | 408
| 2908 | 2346.8567 | 408
| 2909 | 2346.7816 | 408
| 2910 | 2346.6401 | 408
| 2911 | 2346.5931 | 408
| 2912 | 2346.5201 | 408
| 2913 | 2346.455 | 408
| 2914 | 2346.3649 | 408
| 2915 | 2346.1955 | 408
| 2916 | 2346.0935 | 408
| 2917 | 2345.8716 | 408
| 2918 | 2345.7936 | 408
| 2919 | 2345.7272 | 408
| 2920 | 2345.6484 | 408
| 2921 | 2345.5156 | 408
| 2922 | 2345.4613 | 408
| 2923 | 2345.3889 | 408
| 2924 | 2345.2691 | 408
| 2925 | 2345.1829 | 408
| 2926 | 2345.1379 | 408
| 2927 | 2345.0121 | 408
| 2928 | 2344.9104 | 408
| 2929 | 2344.792 | 408
| 2930 | 2344.6349 | 408
| 2931 | 2344.4175 | 408
| 2932 | 2344.3673 | 408
| 2933 | 2344.1409 | 408
| 2934 | 2344.0314 | 408
| 2935 | 2343.9716 | 408
| 2936 | 2343.9379 | 408
| 2937 | 2343.865 | 408
| 2938 | 2343.6904 | 408
| 2939 | 2343.5968 | 408
| 2940 | 2343.5527 | 408
| 2941 | 2343.4094 | 408
| 2942 | 2343.3662 | 408
| 2943 | 2343.2475 | 408
| 2944 | 2343.1177 | 408
| 2945 | 2342.9152 | 408
| 2946 | 2342.8658 | 408
| 2947 | 2342.7607 | 408
| 2948 | 2342.6636 | 408
| 2949 | 2342.4771 | 408
| 2950 | 2342.3581 | 408
| 2951 | 2342.2013 | 408
| 2952 | 2342.1751 | 408
| 2953 | 2342.0714 | 408
| 2954 | 2342.0042 | 408
| 2955 | 2341.8449 | 408
| 2956 | 2341.7455 | 408
| 2957 | 2341.6588 | 408
| 2958 | 2341.5009 | 408
| 2959 | 2341.3475 | 408
| 2960 | 2341.3047 | 408
| 2961 | 2341.2079 | 408
| 2962 | 2341.1541 | 408
| 2963 | 2341.051 | 408
| 2964 | 2341.0312 | 408
| 2965 | 2340.9652 | 408
| 2966 | 2340.9042 | 408
| 2967 | 2340.7849 | 408
| 2968 | 2340.6823 | 408
| 2969 | 2340.5624 | 408
| 2970 | 2340.4785 | 408
| 2971 | 2340.3485 | 408
| 2972 | 2340.2571 | 408
| 2973 | 2340.1463 | 408
| 2974 | 2339.9988 | 408
| 2975 | 2339.7882 | 408
| 2976 | 2339.673 | 408
| 2977 | 2339.5676 | 408
| 2978 | 2339.3681 | 408
| 2979 | 2339.3225 | 408
| 2980 | 2339.2 | 408
| 2981 | 2339.1328 | 408
| 2982 | 2338.7715 | 408
| 2983 | 2338.6849 | 408
| 2984 | 2338.5891 | 408
| 2985 | 2338.4159 | 408
| 2986 | 2338.3013 | 408
| 2987 | 2338.176 | 408
| 2988 | 2338.0682 | 408
| 2989 | 2337.9767 | 408
| 2990 | 2337.8672 | 408
| 2991 | 2337.7572 | 408
| 2992 | 2337.684 | 408
| 2993 | 2337.5439 | 408
| 2994 | 2337.4006 | 408
| 2995 | 2337.3341 | 408
| 2996 | 2337.2207 | 408
| 2997 | 2337.0598 | 408
| 2998 | 2337.0328 | 408
| 2999 | 2336.7383 | 408
| 3000 | 2336.5809 | 408
| 3001 | 2336.53 | 408
| 3002 | 2336.4253 | 408
| 3003 | 2336.2894 | 408
| 3004 | 2336.1589 | 408
| 3005 | 2336.0353 | 408
| 3006 | 2335.9803 | 408
| 3007 | 2335.929 | 408
| 3008 | 2335.8326 | 408
| 3009 | 2335.7749 | 408
| 3010 | 2335.6568 | 408
| 3011 | 2335.5215 | 408
| 3012 | 2335.4391 | 408
| 3013 | 2335.3813 | 408
| 3014 | 2335.3303 | 408
| 3015 | 2335.2517 | 408
| 3016 | 2335.136 | 408
| 3017 | 2335.0451 | 408
| 3018 | 2334.9415 | 408
| 3019 | 2334.8488 | 408
| 3020 | 2334.651 | 408
| 3021 | 2334.5774 | 408
| 3022 | 2334.4682 | 408
| 3023 | 2334.4044 | 408
| 3024 | 2334.3207 | 408
| 3025 | 2334.2597 | 408
| 3026 | 2334.1588 | 408
| 3027 | 2334.068 | 408
| 3028 | 2333.9352 | 408
| 3029 | 2333.8487 | 408
| 3030 | 2333.7143 | 408
| 3031 | 2333.5711 | 408
| 3032 | 2333.4248 | 408
| 3033 | 2333.3131 | 408
| 3034 | 2333.2105 | 408
| 3035 | 2333.1831 | 408
| 3036 | 2333.1185 | 408
| 3037 | 2333.0666 | 408
| 3038 | 2332.9964 | 408
| 3039 | 2332.8954 | 408
| 3040 | 2332.7898 | 408
| 3041 | 2332.7352 | 408
| 3042 | 2332.6175 | 408
| 3043 | 2332.4865 | 408
| 3044 | 2332.3918 | 408
| 3045 | 2332.3095 | 408
| 3046 | 2332.2785 | 408
| 3047 | 2332.1726 | 408
| 3048 | 2332.0473 | 408
| 3049 | 2331.9428 | 408
| 3050 | 2331.7267 | 408
| 3051 | 2331.6192 | 408
| 3052 | 2331.5108 | 408
| 3053 | 2331.4462 | 408
| 3054 | 2331.3689 | 408
| 3055 | 2331.344 | 408
| 3056 | 2331.1636 | 408
| 3057 | 2331.0865 | 408
| 3058 | 2331.0604 | 408
| 3059 | 2330.8948 | 408
| 3060 | 2330.8499 | 408
| 3061 | 2330.7046 | 408
| 3062 | 2330.5861 | 408
| 3063 | 2330.5021 | 408
| 3064 | 2330.4501 | 408
| 3065 | 2330.3552 | 408
| 3066 | 2330.2694 | 408
| 3067 | 2330.1445 | 408
| 3068 | 2329.9701 | 408
| 3069 | 2329.8138 | 408
| 3070 | 2329.6979 | 408
| 3071 | 2329.5242 | 408
| 3072 | 2329.4281 | 408
| 3073 | 2329.354 | 408
| 3074 | 2329.2882 | 408
| 3075 | 2329.1868 | 408
| 3076 | 2329.0618 | 408
| 3077 | 2328.9369 | 408
| 3078 | 2328.7961 | 408
| 3079 | 2328.6522 | 408
| 3080 | 2328.5097 | 408
| 3081 | 2328.3615 | 408
| 3082 | 2328.2174 | 408
| 3083 | 2328.0863 | 408
| 3084 | 2327.9961 | 408
| 3085 | 2327.9274 | 408
| 3086 | 2327.8459 | 408
| 3087 | 2327.7047 | 408
| 3088 | 2327.5259 | 408
| 3089 | 2327.4064 | 408
| 3090 | 2327.307 | 408
| 3091 | 2327.0617 | 408
| 3092 | 2326.9886 | 408
| 3093 | 2326.9203 | 408
| 3094 | 2326.8183 | 408
| 3095 | 2326.693 | 408
| 3096 | 2326.5709 | 408
| 3097 | 2326.4464 | 408
| 3098 | 2326.2783 | 408
| 3099 | 2326.2125 | 408
| 3100 | 2326.1262 | 408
| 3101 | 2326.0446 | 408
| 3102 | 2325.9971 | 408
| 3103 | 2325.8989 | 408
| 3104 | 2325.8288 | 408
| 3105 | 2325.7002 | 408
| 3106 | 2325.5821 | 408
| 3107 | 2325.498 | 408
| 3108 | 2325.3961 | 408
| 3109 | 2325.2376 | 408
| 3110 | 2325.0765 | 408
| 3111 | 2325.0127 | 408
| 3112 | 2324.8853 | 408
| 3113 | 2324.7978 | 408
| 3114 | 2324.7252 | 408
| 3115 | 2324.6193 | 408
| 3116 | 2324.4763 | 408
| 3117 | 2324.2981 | 408
| 3118 | 2324.2332 | 408
| 3119 | 2324.1214 | 408
| 3120 | 2324.0613 | 408
| 3121 | 2323.8699 | 408
| 3122 | 2323.7725 | 408
| 3123 | 2323.6801 | 408
| 3124 | 2323.6105 | 408
| 3125 | 2323.5621 | 408
| 3126 | 2323.4482 | 408
| 3127 | 2323.3844 | 408
| 3128 | 2323.3068 | 408
| 3129 | 2323.2545 | 408
| 3130 | 2323.1074 | 408
| 3131 | 2323.059 | 408
| 3132 | 2322.9518 | 408
| 3133 | 2322.7985 | 408
| 3134 | 2322.6461 | 408
| 3135 | 2322.5497 | 408
| 3136 | 2322.3716 | 408
| 3137 | 2322.2512 | 408
| 3138 | 2322.2121 | 408
| 3139 | 2322.0332 | 408
| 3140 | 2321.9145 | 408
| 3141 | 2321.8209 | 408
| 3142 | 2321.7393 | 408
| 3143 | 2321.659 | 408
| 3144 | 2321.4937 | 408
| 3145 | 2321.3378 | 408
| 3146 | 2321.2362 | 408
| 3147 | 2321.1262 | 408
| 3148 | 2321.0648 | 408
| 3149 | 2320.9281 | 408
| 3150 | 2320.7685 | 408
| 3151 | 2320.6737 | 408
| 3152 | 2320.5414 | 408
| 3153 | 2320.4593 | 408
| 3154 | 2320.378 | 408
| 3155 | 2320.322 | 408
| 3156 | 2320.1638 | 408
| 3157 | 2320.0742 | 408
| 3158 | 2319.948 | 408
| 3159 | 2319.7132 | 408
| 3160 | 2319.5717 | 408
| 3161 | 2319.4436 | 408
| 3162 | 2319.2763 | 408
| 3163 | 2319.1392 | 408
| 3164 | 2319.0672 | 408
| 3165 | 2318.9765 | 408
| 3166 | 2318.8968 | 408
| 3167 | 2318.8286 | 408
| 3168 | 2318.6767 | 408
| 3169 | 2318.549 | 408
| 3170 | 2318.5057 | 408
| 3171 | 2318.3471 | 408
| 3172 | 2318.2996 | 408
| 3173 | 2318.2096 | 408
| 3174 | 2318.1308 | 408
| 3175 | 2317.9806 | 408
| 3176 | 2317.9048 | 408
| 3177 | 2317.7649 | 408
| 3178 | 2317.7 | 408
| 3179 | 2317.6253 | 408
| 3180 | 2317.4946 | 408
| 3181 | 2317.3674 | 408
| 3182 | 2317.2317 | 408
| 3183 | 2317.1198 | 408
| 3184 | 2316.9288 | 408
| 3185 | 2316.8744 | 408
| 3186 | 2316.8083 | 408
| 3187 | 2316.7357 | 408
| 3188 | 2316.6741 | 408
| 3189 | 2316.5758 | 408
| 3190 | 2316.3642 | 408
| 3191 | 2316.198 | 408
| 3192 | 2316.0971 | 408
| 3193 | 2315.9174 | 408
| 3194 | 2315.7475 | 408
| 3195 | 2315.6751 | 408
| 3196 | 2315.3799 | 408
| 3197 | 2315.2152 | 408
| 3198 | 2315.047 | 408
| 3199 | 2314.9542 | 408
| 3200 | 2314.9034 | 408
| 3201 | 2314.8108 | 408
| 3202 | 2314.739 | 408
| 3203 | 2314.5863 | 408
| 3204 | 2314.501 | 408
| 3205 | 2314.4436 | 408
| 3206 | 2314.3352 | 408
| 3207 | 2314.2106 | 408
| 3208 | 2314.1504 | 408
| 3209 | 2314.0247 | 408
| 3210 | 2313.9284 | 408
| 3211 | 2313.8063 | 408
| 3212 | 2313.7757 | 408
| 3213 | 2313.6475 | 408
| 3214 | 2313.4916 | 408
| 3215 | 2313.3438 | 408
| 3216 | 2313.2454 | 408
| 3217 | 2313.1377 | 408
| 3218 | 2312.9501 | 408
| 3219 | 2312.81 | 408
| 3220 | 2312.6533 | 408
| 3221 | 2312.5772 | 408
| 3222 | 2312.3874 | 408
| 3223 | 2312.2202 | 408
| 3224 | 2312.1031 | 408
| 3225 | 2311.9652 | 408
| 3226 | 2311.8478 | 408
| 3227 | 2311.7813 | 408
| 3228 | 2311.6529 | 408
| 3229 | 2311.5629 | 408
| 3230 | 2311.469 | 408
| 3231 | 2311.4166 | 408
| 3232 | 2311.377 | 408
| 3233 | 2311.3081 | 408
| 3234 | 2311.2257 | 408
| 3235 | 2311.1651 | 408
| 3236 | 2311.1047 | 408
| 3237 | 2311.0163 | 408
| 3238 | 2310.9014 | 408
| 3239 | 2310.8558 | 408
| 3240 | 2310.6988 | 408
| 3241 | 2310.5614 | 408
| 3242 | 2310.4352 | 408
| 3243 | 2310.349 | 408
| 3244 | 2310.2238 | 408
| 3245 | 2310.1413 | 408
| 3246 | 2309.9995 | 408
| 3247 | 2309.9083 | 408
| 3248 | 2309.7978 | 408
| 3249 | 2309.7091 | 408
| 3250 | 2309.6387 | 408
| 3251 | 2309.5295 | 408
| 3252 | 2309.3533 | 408
| 3253 | 2309.1155 | 408
| 3254 | 2309.0126 | 408
| 3255 | 2308.9483 | 408
| 3256 | 2308.8582 | 408
| 3257 | 2308.7544 | 408
| 3258 | 2308.6905 | 408
| 3259 | 2308.5462 | 408
| 3260 | 2308.4223 | 408
| 3261 | 2308.3085 | 408
| 3262 | 2308.0848 | 408
| 3263 | 2307.9887 | 408
| 3264 | 2307.8731 | 408
| 3265 | 2307.7525 | 408
| 3266 | 2307.6408 | 408
| 3267 | 2307.5205 | 408
| 3268 | 2307.4672 | 408
| 3269 | 2307.3998 | 408
| 3270 | 2307.2668 | 408
| 3271 | 2307.1686 | 408
| 3272 | 2307.0456 | 408
| 3273 | 2306.9109 | 408
| 3274 | 2306.7182 | 408
| 3275 | 2306.6601 | 408
| 3276 | 2306.5143 | 408
| 3277 | 2306.4173 | 408
| 3278 | 2306.303 | 408
| 3279 | 2306.1869 | 408
| 3280 | 2306.1187 | 408
| 3281 | 2306.0825 | 408
| 3282 | 2306.0033 | 408
| 3283 | 2305.8435 | 408
| 3284 | 2305.7779 | 408
| 3285 | 2305.721 | 408
| 3286 | 2305.5916 | 408
| 3287 | 2305.5129 | 408
| 3288 | 2305.4593 | 408
| 3289 | 2305.3358 | 408
| 3290 | 2305.2063 | 408
| 3291 | 2305.0888 | 408
| 3292 | 2304.9632 | 408
| 3293 | 2304.7946 | 408
| 3294 | 2304.6402 | 408
| 3295 | 2304.5591 | 408
| 3296 | 2304.4206 | 408
| 3297 | 2304.2731 | 408
| 3298 | 2304.2284 | 408
| 3299 | 2304.0558 | 408
| 3300 | 2303.9604 | 408
| 3301 | 2303.8492 | 408
| 3302 | 2303.6821 | 408
| 3303 | 2303.5443 | 408
| 3304 | 2303.4316 | 408
| 3305 | 2303.2766 | 408
| 3306 | 2303.2284 | 408
| 3307 | 2303.1551 | 408
| 3308 | 2303.0335 | 408
| 3309 | 2302.9023 | 408
| 3310 | 2302.7403 | 408
| 3311 | 2302.6081 | 408
| 3312 | 2302.4456 | 408
| 3313 | 2302.3193 | 408
| 3314 | 2302.1976 | 408
| 3315 | 2302.1357 | 408
| 3316 | 2302.0382 | 408
| 3317 | 2301.8951 | 408
| 3318 | 2301.8318 | 408
| 3319 | 2301.7393 | 408
| 3320 | 2301.5716 | 408
| 3321 | 2301.5046 | 408
| 3322 | 2301.3825 | 408
| 3323 | 2301.297 | 408
| 3324 | 2301.2665 | 408
| 3325 | 2301.1488 | 408
| 3326 | 2301.0373 | 408
| 3327 | 2300.9583 | 408
| 3328 | 2300.8583 | 408
| 3329 | 2300.7995 | 408
| 3330 | 2300.6795 | 408
| 3331 | 2300.582 | 408
| 3332 | 2300.4445 | 408
| 3333 | 2300.3465 | 408
| 3334 | 2300.2481 | 408
| 3335 | 2300.1318 | 408
| 3336 | 2300.0547 | 408
| 3337 | 2299.9338 | 408
| 3338 | 2299.7452 | 408
| 3339 | 2299.7126 | 408
| 3340 | 2299.5794 | 408
| 3341 | 2299.5375 | 408
| 3342 | 2299.4173 | 408
| 3343 | 2299.3326 | 408
| 3344 | 2299.2439 | 408
| 3345 | 2299.145 | 408
| 3346 | 2299.0601 | 408
| 3347 | 2298.9482 | 408
| 3348 | 2298.8483 | 408
| 3349 | 2298.7774 | 408
| 3350 | 2298.6451 | 408
| 3351 | 2298.5793 | 408
| 3352 | 2298.3808 | 408
| 3353 | 2298.2731 | 408
| 3354 | 2298.1518 | 408
| 3355 | 2298.0546 | 408
| 3356 | 2297.8737 | 408
| 3357 | 2297.761 | 408
| 3358 | 2297.6801 | 408
| 3359 | 2297.6131 | 408
| 3360 | 2297.3837 | 408
| 3361 | 2297.2965 | 408
| 3362 | 2297.1512 | 408
| 3363 | 2296.9927 | 408
| 3364 | 2296.9441 | 408
| 3365 | 2296.8112 | 408
| 3366 | 2296.7713 | 408
| 3367 | 2296.697 | 408
| 3368 | 2296.6008 | 408
| 3369 | 2296.5137 | 408
| 3370 | 2296.3064 | 408
| 3371 | 2296.2764 | 408
| 3372 | 2296.1481 | 408
| 3373 | 2296.0064 | 408
| 3374 | 2295.9012 | 408
| 3375 | 2295.8104 | 408
| 3376 | 2295.75 | 408
| 3377 | 2295.6846 | 408
| 3378 | 2295.5882 | 408
| 3379 | 2295.5046 | 408
| 3380 | 2295.4562 | 408
| 3381 | 2295.251 | 408
| 3382 | 2295.1127 | 408
| 3383 | 2295.004 | 408
| 3384 | 2294.9176 | 408
| 3385 | 2294.6783 | 408
| 3386 | 2294.5995 | 408
| 3387 | 2294.5332 | 408
| 3388 | 2294.4808 | 408
| 3389 | 2294.2585 | 408
| 3390 | 2294.1422 | 408
| 3391 | 2294.0386 | 408
| 3392 | 2293.8961 | 408
| 3393 | 2293.7671 | 408
| 3394 | 2293.6414 | 408
| 3395 | 2293.563 | 408
| 3396 | 2293.4593 | 408
| 3397 | 2293.3774 | 408
| 3398 | 2293.2307 | 408
| 3399 | 2293.1153 | 408
| 3400 | 2293.0303 | 408
| 3401 | 2292.8627 | 408
| 3402 | 2292.7176 | 408
| 3403 | 2292.6665 | 408
| 3404 | 2292.5399 | 408
| 3405 | 2292.4196 | 408
| 3406 | 2292.2721 | 408
| 3407 | 2292.1927 | 408
| 3408 | 2292.0848 | 408
| 3409 | 2291.9633 | 408
| 3410 | 2291.9143 | 408
| 3411 | 2291.8467 | 408
| 3412 | 2291.7913 | 408
| 3413 | 2291.5939 | 408
| 3414 | 2291.4848 | 408
| 3415 | 2291.3776 | 408
| 3416 | 2291.2939 | 408
| 3417 | 2291.2473 | 408
| 3418 | 2291.1329 | 408
| 3419 | 2291.0274 | 408
| 3420 | 2290.9538 | 408
| 3421 | 2290.8991 | 408
| 3422 | 2290.7945 | 408
| 3423 | 2290.6503 | 408
| 3424 | 2290.6121 | 408
| 3425 | 2290.54 | 408
| 3426 | 2290.3833 | 408
| 3427 | 2290.173 | 408
| 3428 | 2290.1135 | 408
| 3429 | 2290.0132 | 408
| 3430 | 2289.9716 | 408
| 3431 | 2289.8354 | 408
| 3432 | 2289.7683 | 408
| 3433 | 2289.6348 | 408
| 3434 | 2289.4316 | 408
| 3435 | 2289.3738 | 408
| 3436 | 2289.3063 | 408
| 3437 | 2289.2298 | 408
| 3438 | 2289.0563 | 408
| 3439 | 2288.9872 | 408
| 3440 | 2288.9239 | 408
| 3441 | 2288.8568 | 408
| 3442 | 2288.7444 | 408
| 3443 | 2288.6601 | 408
| 3444 | 2288.5829 | 408
| 3445 | 2288.499 | 408
| 3446 | 2288.3388 | 408
| 3447 | 2288.2515 | 408
| 3448 | 2288.1726 | 408
| 3449 | 2288.0583 | 408
| 3450 | 2288.0224 | 408
| 3451 | 2287.8905 | 408
| 3452 | 2287.7392 | 408
| 3453 | 2287.6297 | 408
| 3454 | 2287.3942 | 408
| 3455 | 2287.3374 | 408
| 3456 | 2287.1499 | 408
| 3457 | 2287.0975 | 408
| 3458 | 2287.0205 | 408
| 3459 | 2286.9199 | 408
| 3460 | 2286.7351 | 408
| 3461 | 2286.6198 | 408
| 3462 | 2286.4523 | 408
| 3463 | 2286.375 | 408
| 3464 | 2286.2356 | 408
| 3465 | 2286.1321 | 408
| 3466 | 2285.9186 | 408
| 3467 | 2285.8446 | 408
| 3468 | 2285.7671 | 408
| 3469 | 2285.6916 | 408
| 3470 | 2285.6018 | 408
| 3471 | 2285.4815 | 408
| 3472 | 2285.3866 | 408
| 3473 | 2285.2798 | 408
| 3474 | 2285.217 | 408
| 3475 | 2285.0291 | 408
| 3476 | 2284.8332 | 408
| 3477 | 2284.7691 | 408
| 3478 | 2284.5944 | 408
| 3479 | 2284.4268 | 408
| 3480 | 2284.3738 | 408
| 3481 | 2284.3196 | 408
| 3482 | 2284.0914 | 408
| 3483 | 2283.9141 | 408
| 3484 | 2283.8422 | 408
| 3485 | 2283.7417 | 408
| 3486 | 2283.5895 | 408
| 3487 | 2283.5143 | 408
| 3488 | 2283.4049 | 408
| 3489 | 2283.2274 | 408
| 3490 | 2283.0685 | 408
| 3491 | 2282.9413 | 408
| 3492 | 2282.7983 | 408
| 3493 | 2282.7616 | 408
| 3494 | 2282.5731 | 408
| 3495 | 2282.3487 | 408
| 3496 | 2282.2161 | 408
| 3497 | 2282.0952 | 408
| 3498 | 2281.9557 | 408
| 3499 | 2281.8963 | 408
| 3500 | 2281.7774 | 408
| 3501 | 2281.6674 | 408
| 3502 | 2281.6233 | 408
| 3503 | 2281.3918 | 408
| 3504 | 2281.3489 | 408
| 3505 | 2281.188 | 408
| 3506 | 2281.1058 | 408
| 3507 | 2280.954 | 408
| 3508 | 2280.8167 | 408
| 3509 | 2280.6996 | 408
| 3510 | 2280.6209 | 408
| 3511 | 2280.365 | 408
| 3512 | 2280.2955 | 408
| 3513 | 2280.1527 | 408
| 3514 | 2279.9649 | 408
| 3515 | 2279.9087 | 408
| 3516 | 2279.8256 | 408
| 3517 | 2279.7074 | 408
| 3518 | 2279.6002 | 408
| 3519 | 2279.4939 | 408
| 3520 | 2279.3348 | 408
| 3521 | 2279.2941 | 408
| 3522 | 2279.0507 | 408
| 3523 | 2278.9794 | 408
| 3524 | 2278.9293 | 408
| 3525 | 2278.8129 | 408
| 3526 | 2278.6368 | 408
| 3527 | 2278.5266 | 408
| 3528 | 2278.4114 | 408
| 3529 | 2278.2955 | 408
| 3530 | 2278.2325 | 408
| 3531 | 2278.1283 | 408
| 3532 | 2278.0588 | 408
| 3533 | 2277.9378 | 408
| 3534 | 2277.8831 | 408
| 3535 | 2277.7981 | 408
| 3536 | 2277.7268 | 408
| 3537 | 2277.6123 | 408
| 3538 | 2277.4559 | 408
| 3539 | 2277.3095 | 408
| 3540 | 2277.2297 | 408
| 3541 | 2277.1155 | 408
| 3542 | 2277.0198 | 408
| 3543 | 2276.9298 | 408
| 3544 | 2276.8049 | 408
| 3545 | 2276.65 | 408
| 3546 | 2276.6126 | 408
| 3547 | 2276.5649 | 408
| 3548 | 2276.515 | 408
| 3549 | 2276.3277 | 408
| 3550 | 2276.2144 | 408
| 3551 | 2276.1259 | 408
| 3552 | 2276.041 | 408
| 3553 | 2275.9251 | 408
| 3554 | 2275.8314 | 408
| 3555 | 2275.692 | 408
| 3556 | 2275.6343 | 408
| 3557 | 2275.5001 | 408
| 3558 | 2275.4235 | 408
| 3559 | 2275.1891 | 408
| 3560 | 2274.914 | 408
| 3561 | 2274.8794 | 408
| 3562 | 2274.7935 | 408
| 3563 | 2274.6002 | 408
| 3564 | 2274.449 | 408
| 3565 | 2274.406 | 408
| 3566 | 2274.2809 | 408
| 3567 | 2274.1965 | 408
| 3568 | 2274.0733 | 408
| 3569 | 2273.9924 | 408
| 3570 | 2273.868 | 408
| 3571 | 2273.8125 | 408
| 3572 | 2273.6754 | 408
| 3573 | 2273.539 | 408
| 3574 | 2273.4469 | 408
| 3575 | 2273.2891 | 408
| 3576 | 2273.2087 | 408
| 3577 | 2273.108 | 408
| 3578 | 2272.991 | 408
| 3579 | 2272.8585 | 408
| 3580 | 2272.7399 | 408
| 3581 | 2272.5962 | 408
| 3582 | 2272.4376 | 408
| 3583 | 2272.3742 | 408
| 3584 | 2272.2865 | 408
| 3585 | 2272.1454 | 408
| 3586 | 2272.0513 | 408
| 3587 | 2271.9034 | 408
| 3588 | 2271.8061 | 408
| 3589 | 2271.6944 | 408
| 3590 | 2271.6102 | 408
| 3591 | 2271.5466 | 408
| 3592 | 2271.4387 | 408
| 3593 | 2271.3479 | 408
| 3594 | 2271.2733 | 408
| 3595 | 2271.2165 | 408
| 3596 | 2271.1356 | 408
| 3597 | 2270.9987 | 408
| 3598 | 2270.9052 | 408
| 3599 | 2270.8211 | 408
| 3600 | 2270.7328 | 408
| 3601 | 2270.569 | 408
| 3602 | 2270.4591 | 408
| 3603 | 2270.3909 | 408
| 3604 | 2270.34 | 408
| 3605 | 2270.2477 | 408
| 3606 | 2270.178 | 408
| 3607 | 2270.1245 | 408
| 3608 | 2270.0433 | 408
| 3609 | 2269.9599 | 408
| 3610 | 2269.8518 | 408
| 3611 | 2269.8143 | 408
| 3612 | 2269.5626 | 408
| 3613 | 2269.436 | 408
| 3614 | 2269.3709 | 408
| 3615 | 2269.2898 | 408
| 3616 | 2269.1926 | 408
| 3617 | 2269.0315 | 408
| 3618 | 2268.931 | 408
| 3619 | 2268.8185 | 408
| 3620 | 2268.6899 | 408
| 3621 | 2268.5759 | 408
| 3622 | 2268.5103 | 408
| 3623 | 2268.4549 | 408
| 3624 | 2268.399 | 408
| 3625 | 2268.3532 | 408
| 3626 | 2268.2267 | 408
| 3627 | 2268.1439 | 408
| 3628 | 2268.0548 | 408
| 3629 | 2267.9458 | 408
| 3630 | 2267.8757 | 408
| 3631 | 2267.7942 | 408
| 3632 | 2267.6574 | 408
| 3633 | 2267.5925 | 408
| 3634 | 2267.4653 | 408
| 3635 | 2267.3158 | 408
| 3636 | 2267.1737 | 408
| 3637 | 2267.0394 | 408
| 3638 | 2266.8968 | 408
| 3639 | 2266.7375 | 408
| 3640 | 2266.6447 | 408
| 3641 | 2266.5056 | 408
| 3642 | 2266.37 | 408
| 3643 | 2266.1859 | 408
| 3644 | 2266.0529 | 408
| 3645 | 2265.9886 | 408
| 3646 | 2265.9325 | 408
| 3647 | 2265.8555 | 408
| 3648 | 2265.7776 | 408
| 3649 | 2265.7037 | 408
| 3650 | 2265.5948 | 408
| 3651 | 2265.4917 | 408
| 3652 | 2265.3481 | 408
| 3653 | 2265.244 | 408
| 3654 | 2265.177 | 408
| 3655 | 2264.9904 | 408
| 3656 | 2264.8823 | 408
| 3657 | 2264.7521 | 408
| 3658 | 2264.72 | 408
| 3659 | 2264.5421 | 408
| 3660 | 2264.4966 | 408
| 3661 | 2264.4233 | 408
| 3662 | 2264.2844 | 408
| 3663 | 2264.2071 | 408
| 3664 | 2264.139 | 408
| 3665 | 2264.0558 | 408
| 3666 | 2263.9401 | 408
| 3667 | 2263.8237 | 408
| 3668 | 2263.7213 | 408
| 3669 | 2263.672 | 408
| 3670 | 2263.6308 | 408
| 3671 | 2263.5665 | 408
| 3672 | 2263.4954 | 408
| 3673 | 2263.375 | 408
| 3674 | 2263.178 | 408
| 3675 | 2263.0758 | 408
| 3676 | 2262.9499 | 408
| 3677 | 2262.7941 | 408
| 3678 | 2262.7029 | 408
| 3679 | 2262.5737 | 408
| 3680 | 2262.5341 | 408
| 3681 | 2262.4323 | 408
| 3682 | 2262.3015 | 408
| 3683 | 2262.2269 | 408
| 3684 | 2262.0568 | 408
| 3685 | 2261.8909 | 408
| 3686 | 2261.7921 | 408
| 3687 | 2261.7197 | 408
| 3688 | 2261.6261 | 408
| 3689 | 2261.5192 | 408
| 3690 | 2261.4539 | 408
| 3691 | 2261.3073 | 408
| 3692 | 2261.2612 | 408
| 3693 | 2261.1956 | 408
| 3694 | 2261.0666 | 408
| 3695 | 2260.9622 | 408
| 3696 | 2260.8829 | 408
| 3697 | 2260.776 | 408
| 3698 | 2260.673 | 408
| 3699 | 2260.605 | 408
| 3700 | 2260.5631 | 408
| 3701 | 2260.4321 | 408
| 3702 | 2260.3843 | 408
| 3703 | 2260.2763 | 408
| 3704 | 2260.1166 | 408
| 3705 | 2260.0511 | 408
| 3706 | 2259.8682 | 408
| 3707 | 2259.8355 | 408
| 3708 | 2259.7529 | 408
| 3709 | 2259.611 | 408
| 3710 | 2259.4617 | 408
| 3711 | 2259.3378 | 408
| 3712 | 2259.2349 | 408
| 3713 | 2259.1636 | 408
| 3714 | 2258.9905 | 408
| 3715 | 2258.9502 | 408
| 3716 | 2258.8723 | 408
| 3717 | 2258.7237 | 408
| 3718 | 2258.6624 | 408
| 3719 | 2258.5753 | 408
| 3720 | 2258.5283 | 408
| 3721 | 2258.3241 | 408
| 3722 | 2258.2471 | 408
| 3723 | 2258.1549 | 408
| 3724 | 2258.076 | 408
| 3725 | 2257.9569 | 408
| 3726 | 2257.8395 | 408
| 3727 | 2257.7903 | 408
| 3728 | 2257.7549 | 408
| 3729 | 2257.5395 | 408
| 3730 | 2257.4356 | 408
| 3731 | 2257.337 | 408
| 3732 | 2257.2288 | 408
| 3733 | 2257.2063 | 408
| 3734 | 2257.1063 | 408
| 3735 | 2256.9701 | 408
| 3736 | 2256.8195 | 408
| 3737 | 2256.7521 | 408
| 3738 | 2256.555 | 408
| 3739 | 2256.4924 | 408
| 3740 | 2256.3148 | 408
| 3741 | 2256.2633 | 408
| 3742 | 2256.1816 | 408
| 3743 | 2256.0726 | 408
| 3744 | 2255.9906 | 408
| 3745 | 2255.9287 | 408
| 3746 | 2255.8021 | 408
| 3747 | 2255.6805 | 408
| 3748 | 2255.4737 | 408
| 3749 | 2255.3995 | 408
| 3750 | 2255.3131 | 408
| 3751 | 2255.21 | 408
| 3752 | 2255.0678 | 408
| 3753 | 2254.9654 | 408
| 3754 | 2254.9098 | 408
| 3755 | 2254.7959 | 408
| 3756 | 2254.7411 | 408
| 3757 | 2254.6093 | 408
| 3758 | 2254.5678 | 408
| 3759 | 2254.427 | 408
| 3760 | 2254.2935 | 408
| 3761 | 2254.0689 | 408
| 3762 | 2253.9769 | 408
| 3763 | 2253.905 | 408
| 3764 | 2253.8323 | 408
| 3765 | 2253.7611 | 408
| 3766 | 2253.6068 | 408
| 3767 | 2253.5002 | 408
| 3768 | 2253.4084 | 408
| 3769 | 2253.3649 | 408
| 3770 | 2253.188 | 408
| 3771 | 2253.0862 | 408
| 3772 | 2252.9641 | 408
| 3773 | 2252.8586 | 408
| 3774 | 2252.767 | 408
| 3775 | 2252.7017 | 408
| 3776 | 2252.6029 | 408
| 3777 | 2252.5322 | 408
| 3778 | 2252.255 | 408
| 3779 | 2252.1875 | 408
| 3780 | 2252.0835 | 408
| 3781 | 2251.9791 | 408
| 3782 | 2251.8618 | 408
| 3783 | 2251.7451 | 408
| 3784 | 2251.6666 | 408
| 3785 | 2251.5509 | 408
| 3786 | 2251.4786 | 408
| 3787 | 2251.3798 | 408
| 3788 | 2251.334 | 408
| 3789 | 2251.3035 | 408
| 3790 | 2251.2041 | 408
| 3791 | 2251.0987 | 408
| 3792 | 2250.9656 | 408
| 3793 | 2250.8853 | 408
| 3794 | 2250.8093 | 408
| 3795 | 2250.7626 | 408
| 3796 | 2250.6621 | 408
| 3797 | 2250.5704 | 408
| 3798 | 2250.3957 | 408
| 3799 | 2250.2671 | 408
| 3800 | 2250.1643 | 408
| 3801 | 2250.0999 | 408
| 3802 | 2250.0446 | 408
| 3803 | 2249.9164 | 408
| 3804 | 2249.7875 | 408
| 3805 | 2249.669 | 408
| 3806 | 2249.6334 | 408
| 3807 | 2249.576 | 408
| 3808 | 2249.5039 | 408
| 3809 | 2249.4415 | 408
| 3810 | 2249.3529 | 408
| 3811 | 2249.2517 | 408
| 3812 | 2249.1766 | 408
| 3813 | 2249.1189 | 408
| 3814 | 2248.9657 | 408
| 3815 | 2248.723 | 408
| 3816 | 2248.5503 | 408
| 3817 | 2248.4919 | 408
| 3818 | 2248.3943 | 408
| 3819 | 2248.2696 | 408
| 3820 | 2248.1693 | 408
| 3821 | 2248.0815 | 408
| 3822 | 2247.9151 | 408
| 3823 | 2247.8396 | 408
| 3824 | 2247.7901 | 408
| 3825 | 2247.7451 | 408
| 3826 | 2247.6713 | 408
| 3827 | 2247.5914 | 408
| 3828 | 2247.5284 | 408
| 3829 | 2247.4287 | 408
| 3830 | 2247.2185 | 408
| 3831 | 2247.1407 | 408
| 3832 | 2247.051 | 408
| 3833 | 2246.9452 | 408
| 3834 | 2246.8565 | 408
| 3835 | 2246.7923 | 408
| 3836 | 2246.7338 | 408
| 3837 | 2246.6853 | 408
| 3838 | 2246.5702 | 408
| 3839 | 2246.4186 | 408
| 3840 | 2246.3347 | 408
| 3841 | 2246.1054 | 408
| 3842 | 2245.9675 | 408
| 3843 | 2245.885 | 408
| 3844 | 2245.8079 | 408
| 3845 | 2245.747 | 408
| 3846 | 2245.6036 | 408
| 3847 | 2245.5524 | 408
| 3848 | 2245.4821 | 408
| 3849 | 2245.3826 | 408
| 3850 | 2245.2567 | 408
| 3851 | 2245.0969 | 408
| 3852 | 2244.9752 | 408
| 3853 | 2244.8766 | 408
| 3854 | 2244.7104 | 408
| 3855 | 2244.4786 | 408
| 3856 | 2244.3759 | 408
| 3857 | 2244.2823 | 408
| 3858 | 2244.1928 | 408
| 3859 | 2244.0239 | 408
| 3860 | 2243.9688 | 408
| 3861 | 2243.8777 | 408
| 3862 | 2243.7242 | 408
| 3863 | 2243.6601 | 408
| 3864 | 2243.3916 | 408
| 3865 | 2243.2579 | 408
| 3866 | 2243.13 | 408
| 3867 | 2242.9573 | 408
| 3868 | 2242.8867 | 408
| 3869 | 2242.8431 | 408
| 3870 | 2242.7563 | 408
| 3871 | 2242.5655 | 408
| 3872 | 2242.4825 | 408
| 3873 | 2242.2696 | 408
| 3874 | 2242.1157 | 408
| 3875 | 2241.9947 | 408
| 3876 | 2241.9286 | 408
| 3877 | 2241.8372 | 408
| 3878 | 2241.7587 | 408
| 3879 | 2241.6976 | 408
| 3880 | 2241.6778 | 408
| 3881 | 2241.5729 | 408
| 3882 | 2241.4809 | 408
| 3883 | 2241.3294 | 408
| 3884 | 2241.2302 | 408
| 3885 | 2241.1162 | 408
| 3886 | 2240.9621 | 408
| 3887 | 2240.9097 | 408
| 3888 | 2240.8086 | 408
| 3889 | 2240.7679 | 408
| 3890 | 2240.7073 | 408
| 3891 | 2240.6413 | 408
| 3892 | 2240.556 | 408
| 3893 | 2240.5136 | 408
| 3894 | 2240.3429 | 408
| 3895 | 2240.2876 | 408
| 3896 | 2240.1428 | 408
| 3897 | 2239.9597 | 408
| 3898 | 2239.7868 | 408
| 3899 | 2239.6822 | 408
| 3900 | 2239.5524 | 408
| 3901 | 2239.29 | 408
| 3902 | 2239.1889 | 408
| 3903 | 2239.0852 | 408
| 3904 | 2238.9278 | 408
| 3905 | 2238.8052 | 408
| 3906 | 2238.697 | 408
| 3907 | 2238.424 | 408
| 3908 | 2238.3358 | 408
| 3909 | 2238.2901 | 408
| 3910 | 2238.0485 | 408
| 3911 | 2237.9768 | 408
| 3912 | 2237.9084 | 408
| 3913 | 2237.7821 | 408
| 3914 | 2237.6295 | 408
| 3915 | 2237.5711 | 408
| 3916 | 2237.4772 | 408
| 3917 | 2237.359 | 408
| 3918 | 2237.2235 | 408
| 3919 | 2237.0958 | 408
| 3920 | 2237.004 | 408
| 3921 | 2236.8824 | 408
| 3922 | 2236.8101 | 408
| 3923 | 2236.6536 | 408
| 3924 | 2236.59 | 408
| 3925 | 2236.474 | 408
| 3926 | 2236.4152 | 408
| 3927 | 2236.3551 | 408
| 3928 | 2236.2662 | 408
| 3929 | 2236.1293 | 408
| 3930 | 2236.0978 | 408
| 3931 | 2235.9084 | 408
| 3932 | 2235.8457 | 408
| 3933 | 2235.7159 | 408
| 3934 | 2235.5703 | 408
| 3935 | 2235.4681 | 408
| 3936 | 2235.327 | 408
| 3937 | 2235.1648 | 408
| 3938 | 2235.0339 | 408
| 3939 | 2234.8151 | 408
| 3940 | 2234.6757 | 408
| 3941 | 2234.5288 | 408
| 3942 | 2234.3958 | 408
| 3943 | 2234.2175 | 408
| 3944 | 2234.0442 | 408
| 3945 | 2233.9249 | 408
| 3946 | 2233.7961 | 408
| 3947 | 2233.5659 | 408
| 3948 | 2233.4539 | 408
| 3949 | 2233.3804 | 408
| 3950 | 2233.2236 | 408
| 3951 | 2233.1678 | 408
| 3952 | 2233.0553 | 408
| 3953 | 2232.9845 | 408
| 3954 | 2232.7248 | 408
| 3955 | 2232.5748 | 408
| 3956 | 2232.458 | 408
| 3957 | 2232.3362 | 408
| 3958 | 2232.1689 | 408
| 3959 | 2232.1064 | 408
| 3960 | 2231.9396 | 408
| 3961 | 2231.9019 | 408
| 3962 | 2231.7851 | 408
| 3963 | 2231.729 | 408
| 3964 | 2231.6386 | 408
| 3965 | 2231.5144 | 408
| 3966 | 2231.407 | 408
| 3967 | 2231.3267 | 408
| 3968 | 2231.2854 | 408
| 3969 | 2231.2039 | 408
| 3970 | 2231.0824 | 408
| 3971 | 2230.9889 | 408
| 3972 | 2230.8978 | 408
| 3973 | 2230.7119 | 408
| 3974 | 2230.597 | 408
| 3975 | 2230.4112 | 408
| 3976 | 2230.3511 | 408
| 3977 | 2230.2319 | 408
| 3978 | 2230.1417 | 408
| 3979 | 2230.0647 | 408
| 3980 | 2229.9449 | 408
| 3981 | 2229.7321 | 408
| 3982 | 2229.6225 | 408
| 3983 | 2229.5055 | 408
| 3984 | 2229.3386 | 408
| 3985 | 2229.2208 | 408
| 3986 | 2229.0611 | 408
| 3987 | 2228.947 | 408
| 3988 | 2228.9171 | 408
| 3989 | 2228.806 | 408
| 3990 | 2228.6801 | 408
| 3991 | 2228.6147 | 408
| 3992 | 2228.5695 | 408
| 3993 | 2228.4993 | 408
| 3994 | 2228.3805 | 408
| 3995 | 2228.258 | 408
| 3996 | 2228.1457 | 408
| 3997 | 2228.0797 | 408
| 3998 | 2227.9497 | 408
| 3999 | 2227.7733 | 408
| 4000 | 2227.6522 | 408
| 4001 | 2227.5146 | 408
| 4002 | 2227.3748 | 408
| 4003 | 2227.2538 | 408
| 4004 | 2227.0286 | 408
| 4005 | 2226.9299 | 408
| 4006 | 2226.7284 | 408
| 4007 | 2226.499 | 408
| 4008 | 2226.3426 | 408
| 4009 | 2226.1944 | 408
| 4010 | 2226.0702 | 408
| 4011 | 2225.843 | 408
| 4012 | 2225.7458 | 408
| 4013 | 2225.6467 | 408
| 4014 | 2225.5906 | 408
| 4015 | 2225.43 | 408
| 4016 | 2225.3477 | 408
| 4017 | 2225.2679 | 408
| 4018 | 2225.161 | 408
| 4019 | 2224.98 | 408
| 4020 | 2224.8826 | 408
| 4021 | 2224.7068 | 408
| 4022 | 2224.5288 | 408
| 4023 | 2224.4588 | 408
| 4024 | 2224.2333 | 408
| 4025 | 2224.1059 | 408
| 4026 | 2223.9891 | 408
| 4027 | 2223.9022 | 408
| 4028 | 2223.7359 | 408
| 4029 | 2223.5865 | 408
| 4030 | 2223.4583 | 408
| 4031 | 2223.2589 | 408
| 4032 | 2223.1147 | 408
| 4033 | 2223.0544 | 408
| 4034 | 2222.9899 | 408
| 4035 | 2222.8718 | 408
| 4036 | 2222.681 | 408
| 4037 | 2222.5643 | 408
| 4038 | 2222.4516 | 408
| 4039 | 2222.3432 | 408
| 4040 | 2222.2748 | 408
| 4041 | 2222.1968 | 408
| 4042 | 2222.0763 | 408
| 4043 | 2221.9898 | 408
| 4044 | 2221.932 | 408
| 4045 | 2221.8086 | 408
| 4046 | 2221.7003 | 408
| 4047 | 2221.6141 | 408
| 4048 | 2221.4921 | 408
| 4049 | 2221.3152 | 408
| 4050 | 2221.2172 | 408
| 4051 | 2221.0679 | 408
| 4052 | 2221.0269 | 408
| 4053 | 2220.8319 | 408
| 4054 | 2220.7168 | 408
| 4055 | 2220.5691 | 408
| 4056 | 2220.3428 | 408
| 4057 | 2220.2249 | 408
| 4058 | 2220.1198 | 408
| 4059 | 2219.9797 | 408
| 4060 | 2219.9177 | 408
| 4061 | 2219.7507 | 408
| 4062 | 2219.6129 | 408
| 4063 | 2219.4802 | 408
| 4064 | 2219.2817 | 408
| 4065 | 2219.1683 | 408
| 4066 | 2219.1304 | 408
| 4067 | 2219.077 | 408
| 4068 | 2218.9568 | 408
| 4069 | 2218.9042 | 408
| 4070 | 2218.8054 | 408
| 4071 | 2218.6158 | 408
| 4072 | 2218.5206 | 408
| 4073 | 2218.3691 | 408
| 4074 | 2218.2539 | 408
| 4075 | 2218.1529 | 408
| 4076 | 2218.0516 | 408
| 4077 | 2217.9674 | 408
| 4078 | 2217.7795 | 408
| 4079 | 2217.7181 | 408
| 4080 | 2217.6121 | 408
| 4081 | 2217.5715 | 408
| 4082 | 2217.3694 | 408
| 4083 | 2217.2388 | 408
| 4084 | 2217.0903 | 408
| 4085 | 2216.9896 | 408
| 4086 | 2216.9244 | 408
| 4087 | 2216.776 | 408
| 4088 | 2216.7229 | 408
| 4089 | 2216.6759 | 408
| 4090 | 2216.5988 | 408
| 4091 | 2216.4665 | 408
| 4092 | 2216.381 | 408
| 4093 | 2216.2796 | 408
| 4094 | 2216.149 | 408
| 4095 | 2216.0774 | 408
| 4096 | 2215.8862 | 408
| 4097 | 2215.8052 | 408
| 4098 | 2215.6728 | 408
| 4099 | 2215.5702 | 408
| 4100 | 2215.4011 | 408
| 4101 | 2215.2985 | 408
| 4102 | 2215.2581 | 408
| 4103 | 2215.127 | 408
| 4104 | 2215.028 | 408
| 4105 | 2214.9027 | 408
| 4106 | 2214.8517 | 408
| 4107 | 2214.7578 | 408
| 4108 | 2214.6235 | 408
| 4109 | 2214.5564 | 408
| 4110 | 2214.4645 | 408
| 4111 | 2214.2324 | 408
| 4112 | 2214.1512 | 408
| 4113 | 2214.0514 | 408
| 4114 | 2213.8666 | 408
| 4115 | 2213.8002 | 408
| 4116 | 2213.6914 | 408
| 4117 | 2213.5581 | 408
| 4118 | 2213.4828 | 408
| 4119 | 2213.35 | 408
| 4120 | 2213.2336 | 408
| 4121 | 2213.1031 | 408
| 4122 | 2212.9409 | 408
| 4123 | 2212.8793 | 408
| 4124 | 2212.7678 | 408
| 4125 | 2212.6698 | 408
| 4126 | 2212.5709 | 408
| 4127 | 2212.4014 | 408
| 4128 | 2212.1622 | 408
| 4129 | 2212.0923 | 408
| 4130 | 2211.9709 | 408
| 4131 | 2211.8554 | 408
| 4132 | 2211.8262 | 408
| 4133 | 2211.5926 | 408
| 4134 | 2211.531 | 408
| 4135 | 2211.4135 | 408
| 4136 | 2211.2602 | 408
| 4137 | 2211.1156 | 408
| 4138 | 2210.9774 | 408
| 4139 | 2210.8772 | 408
| 4140 | 2210.8003 | 408
| 4141 | 2210.728 | 408
| 4142 | 2210.6178 | 408
| 4143 | 2210.3901 | 408
| 4144 | 2210.2066 | 408
| 4145 | 2210.009 | 408
| 4146 | 2209.8648 | 408
| 4147 | 2209.755 | 408
| 4148 | 2209.6635 | 408
| 4149 | 2209.6169 | 408
| 4150 | 2209.5274 | 408
| 4151 | 2209.4476 | 408
| 4152 | 2209.3456 | 408
| 4153 | 2209.2367 | 408
| 4154 | 2209.1505 | 408
| 4155 | 2209.0399 | 408
| 4156 | 2208.8804 | 408
| 4157 | 2208.8396 | 408
| 4158 | 2208.7444 | 408
| 4159 | 2208.5518 | 408
| 4160 | 2208.4954 | 408
| 4161 | 2208.3971 | 408
| 4162 | 2208.2237 | 408
| 4163 | 2208.0318 | 408
| 4164 | 2207.7542 | 408
| 4165 | 2207.6314 | 408
| 4166 | 2207.367 | 408
| 4167 | 2207.2313 | 408
| 4168 | 2207.106 | 408
| 4169 | 2206.8181 | 408
| 4170 | 2206.7018 | 408
| 4171 | 2206.6444 | 408
| 4172 | 2206.5217 | 408
| 4173 | 2206.3494 | 408
| 4174 | 2206.2905 | 408
| 4175 | 2206.1809 | 408
| 4176 | 2206.1218 | 408
| 4177 | 2205.9657 | 408
| 4178 | 2205.8002 | 408
| 4179 | 2205.5149 | 408
| 4180 | 2205.3714 | 408
| 4181 | 2205.2627 | 408
| 4182 | 2205.0135 | 408
| 4183 | 2204.8929 | 408
| 4184 | 2204.7354 | 408
| 4185 | 2204.6491 | 408
| 4186 | 2204.5082 | 408
| 4187 | 2204.4597 | 408
| 4188 | 2204.3404 | 408
| 4189 | 2204.2516 | 408
| 4190 | 2204.1599 | 408
| 4191 | 2204.0441 | 408
| 4192 | 2203.9711 | 408
| 4193 | 2203.8961 | 408
| 4194 | 2203.8382 | 408
| 4195 | 2203.7652 | 408
| 4196 | 2203.5169 | 408
| 4197 | 2203.2999 | 408
| 4198 | 2203.2565 | 408
| 4199 | 2203.2314 | 408
| 4200 | 2203.1125 | 408
| 4201 | 2203.0362 | 408
| 4202 | 2202.9243 | 408
| 4203 | 2202.7092 | 408
| 4204 | 2202.5853 | 408
| 4205 | 2202.4892 | 408
| 4206 | 2202.3943 | 408
| 4207 | 2202.2922 | 408
| 4208 | 2202.2186 | 408
| 4209 | 2202.066 | 408
| 4210 | 2201.8308 | 408
| 4211 | 2201.709 | 408
| 4212 | 2201.6334 | 408
| 4213 | 2201.4735 | 408
| 4214 | 2201.2791 | 408
| 4215 | 2201.1534 | 408
| 4216 | 2201.0936 | 408
| 4217 | 2201.0129 | 408
| 4218 | 2200.9263 | 408
| 4219 | 2200.5743 | 408
| 4220 | 2200.4494 | 408
| 4221 | 2200.2859 | 408
| 4222 | 2200.1098 | 408
| 4223 | 2199.9808 | 408
| 4224 | 2199.8258 | 408
| 4225 | 2199.6774 | 408
| 4226 | 2199.6049 | 408
| 4227 | 2199.5559 | 408
| 4228 | 2199.456 | 408
| 4229 | 2199.3577 | 408
| 4230 | 2199.2055 | 408
| 4231 | 2199.0693 | 408
| 4232 | 2198.9134 | 408
| 4233 | 2198.8114 | 408
| 4234 | 2198.7143 | 408
| 4235 | 2198.5567 | 408
| 4236 | 2198.4843 | 408
| 4237 | 2198.361 | 408
| 4238 | 2198.1863 | 408
| 4239 | 2198.12 | 408
| 4240 | 2198.0391 | 408
| 4241 | 2197.9496 | 408
| 4242 | 2197.8584 | 408
| 4243 | 2197.769 | 408
| 4244 | 2197.6616 | 408
| 4245 | 2197.5856 | 408
| 4246 | 2197.4771 | 408
| 4247 | 2197.2912 | 408
| 4248 | 2197.2006 | 408
| 4249 | 2197.0471 | 408
| 4250 | 2196.9446 | 408
| 4251 | 2196.6775 | 408
| 4252 | 2196.5599 | 408
| 4253 | 2196.4309 | 408
| 4254 | 2196.3459 | 408
| 4255 | 2196.1731 | 408
| 4256 | 2196.032 | 408
| 4257 | 2195.9429 | 408
| 4258 | 2195.7582 | 408
| 4259 | 2195.6098 | 408
| 4260 | 2195.531 | 408
| 4261 | 2195.4313 | 408
| 4262 | 2195.3322 | 408
| 4263 | 2195.1805 | 408
| 4264 | 2195.13 | 408
| 4265 | 2195.0356 | 408
| 4266 | 2194.8147 | 408
| 4267 | 2194.6603 | 408
| 4268 | 2194.5299 | 408
| 4269 | 2194.3541 | 408
| 4270 | 2194.2845 | 408
| 4271 | 2194.1238 | 408
| 4272 | 2194.0407 | 408
| 4273 | 2193.9112 | 408
| 4274 | 2193.7791 | 408
| 4275 | 2193.413 | 408
| 4276 | 2193.268 | 408
| 4277 | 2193.1236 | 408
| 4278 | 2193.0383 | 408
| 4279 | 2192.9417 | 408
| 4280 | 2192.8939 | 408
| 4281 | 2192.8578 | 408
| 4282 | 2192.7736 | 408
| 4283 | 2192.6564 | 408
| 4284 | 2192.6003 | 408
| 4285 | 2192.4176 | 408
| 4286 | 2192.2734 | 408
| 4287 | 2192.2017 | 408
| 4288 | 2192.0373 | 408
| 4289 | 2191.9242 | 408
| 4290 | 2191.8747 | 408
| 4291 | 2191.7414 | 408
| 4292 | 2191.5557 | 408
| 4293 | 2191.4025 | 408
| 4294 | 2191.3133 | 408
| 4295 | 2191.2153 | 408
| 4296 | 2191.0817 | 408
| 4297 | 2190.9725 | 408
| 4298 | 2190.6564 | 408
| 4299 | 2190.5175 | 408
| 4300 | 2190.3599 | 408
| 4301 | 2190.203 | 408
| 4302 | 2190.0896 | 408
| 4303 | 2189.9396 | 408
| 4304 | 2189.7847 | 408
| 4305 | 2189.7393 | 408
| 4306 | 2189.522 | 408
| 4307 | 2189.2484 | 408
| 4308 | 2189.0241 | 408
| 4309 | 2188.9275 | 408
| 4310 | 2188.813 | 408
| 4311 | 2188.7443 | 408
| 4312 | 2188.5734 | 408
| 4313 | 2188.402 | 408
| 4314 | 2188.2649 | 408
| 4315 | 2188.0598 | 408
| 4316 | 2187.8967 | 408
| 4317 | 2187.7641 | 408
| 4318 | 2187.6321 | 408
| 4319 | 2187.4402 | 408
| 4320 | 2187.3543 | 408
| 4321 | 2187.1609 | 408
| 4322 | 2187.0986 | 408
| 4323 | 2187.0115 | 408
| 4324 | 2186.8409 | 408
| 4325 | 2186.5729 | 408
| 4326 | 2186.4309 | 408
| 4327 | 2186.3307 | 408
| 4328 | 2186.1738 | 408
| 4329 | 2186.0322 | 408
| 4330 | 2185.8533 | 408
| 4331 | 2185.6121 | 408
| 4332 | 2185.4495 | 408
| 4333 | 2185.2987 | 408
| 4334 | 2185.1674 | 408
| 4335 | 2185.0426 | 408
| 4336 | 2184.9536 | 408
| 4337 | 2184.8813 | 408
| 4338 | 2184.7674 | 408
| 4339 | 2184.6576 | 408
| 4340 | 2184.3754 | 408
| 4341 | 2184.2156 | 408
| 4342 | 2184.0015 | 408
| 4343 | 2183.7597 | 408
| 4344 | 2183.6245 | 408
| 4345 | 2183.5562 | 408
| 4346 | 2183.3781 | 408
| 4347 | 2183.2119 | 408
| 4348 | 2183.1174 | 408
| 4349 | 2183.064 | 408
| 4350 | 2182.9674 | 408
| 4351 | 2182.8628 | 408
| 4352 | 2182.6457 | 408
| 4353 | 2182.3256 | 408
| 4354 | 2182.2204 | 408
| 4355 | 2182.1183 | 408
| 4356 | 2182.0168 | 408
| 4357 | 2181.8431 | 408
| 4358 | 2181.6951 | 408
| 4359 | 2181.547 | 408
| 4360 | 2181.4685 | 408
| 4361 | 2181.3588 | 408
| 4362 | 2181.2466 | 408
| 4363 | 2180.9561 | 408
| 4364 | 2180.7096 | 408
| 4365 | 2180.585 | 408
| 4366 | 2180.5115 | 408
| 4367 | 2180.4172 | 408
| 4368 | 2180.326 | 408
| 4369 | 2180.1768 | 408
| 4370 | 2179.9659 | 408
| 4371 | 2179.8624 | 408
| 4372 | 2179.7042 | 408
| 4373 | 2179.5717 | 408
| 4374 | 2179.4864 | 408
| 4375 | 2179.3919 | 408
| 4376 | 2179.2068 | 408
| 4377 | 2179.0443 | 408
| 4378 | 2178.9702 | 408
| 4379 | 2178.8325 | 408
| 4380 | 2178.7017 | 408
| 4381 | 2178.522 | 408
| 4382 | 2178.2591 | 408
| 4383 | 2178.1383 | 408
| 4384 | 2178.0741 | 408
| 4385 | 2177.9297 | 408
| 4386 | 2177.8071 | 408
| 4387 | 2177.6512 | 408
| 4388 | 2177.4086 | 408
| 4389 | 2177.3484 | 408
| 4390 | 2177.2588 | 408
| 4391 | 2177.0502 | 408
| 4392 | 2176.959 | 408
| 4393 | 2176.8846 | 408
| 4394 | 2176.7879 | 408
| 4395 | 2176.6406 | 408
| 4396 | 2176.5061 | 408
| 4397 | 2176.3097 | 408
| 4398 | 2176.0746 | 408
| 4399 | 2175.9446 | 408
| 4400 | 2175.7768 | 408
| 4401 | 2175.5989 | 408
| 4402 | 2175.4043 | 408
| 4403 | 2175.129 | 408
| 4404 | 2175.0318 | 408
| 4405 | 2174.934 | 408
| 4406 | 2174.8181 | 408
| 4407 | 2174.6519 | 408
| 4408 | 2174.4969 | 408
| 4409 | 2174.4236 | 408
| 4410 | 2174.3255 | 408
| 4411 | 2174.2124 | 408
| 4412 | 2174.1106 | 408
| 4413 | 2173.9068 | 408
| 4414 | 2173.6698 | 408
| 4415 | 2173.4952 | 408
| 4416 | 2173.3729 | 408
| 4417 | 2173.2 | 408
| 4418 | 2173.0247 | 408
| 4419 | 2172.8707 | 408
| 4420 | 2172.7409 | 408
| 4421 | 2172.6064 | 408
| 4422 | 2172.45 | 408
| 4423 | 2172.2491 | 408
| 4424 | 2172.0721 | 408
| 4425 | 2172.0159 | 408
| 4426 | 2171.8546 | 408
| 4427 | 2171.6104 | 408
| 4428 | 2171.5203 | 408
| 4429 | 2171.3794 | 408
| 4430 | 2171.2839 | 408
| 4431 | 2171.0439 | 408
| 4432 | 2170.9746 | 408
| 4433 | 2170.8762 | 408
| 4434 | 2170.6958 | 408
| 4435 | 2170.5597 | 408
| 4436 | 2170.4176 | 408
| 4437 | 2170.1633 | 408
| 4438 | 2170.0749 | 408
| 4439 | 2169.9975 | 408
| 4440 | 2169.8172 | 408
| 4441 | 2169.7636 | 408
| 4442 | 2169.6435 | 408
| 4443 | 2169.5743 | 408
| 4444 | 2169.3798 | 408
| 4445 | 2169.2501 | 408
| 4446 | 2168.91 | 408
| 4447 | 2168.78 | 408
| 4448 | 2168.7022 | 408
| 4449 | 2168.6075 | 408
| 4450 | 2168.3214 | 408
| 4451 | 2168.2139 | 408
| 4452 | 2168.0199 | 408
| 4453 | 2167.9162 | 408
| 4454 | 2167.6765 | 408
| 4455 | 2167.3631 | 408
| 4456 | 2167.1724 | 408
| 4457 | 2166.8903 | 408
| 4458 | 2166.7663 | 408
| 4459 | 2166.612 | 408
| 4460 | 2166.3967 | 408
| 4461 | 2166.2789 | 408
| 4462 | 2166.1478 | 408
| 4463 | 2165.9426 | 408
| 4464 | 2165.8156 | 408
| 4465 | 2165.7281 | 408
| 4466 | 2165.6007 | 408
| 4467 | 2165.4876 | 408
| 4468 | 2165.2911 | 408
| 4469 | 2165.1508 | 408
| 4470 | 2164.9479 | 408
| 4471 | 2164.8122 | 408
| 4472 | 2164.5817 | 408
| 4473 | 2164.5157 | 408
| 4474 | 2164.4089 | 408
| 4475 | 2164.2738 | 408
| 4476 | 2164.1486 | 408
| 4477 | 2163.9614 | 408
| 4478 | 2163.8752 | 408
| 4479 | 2163.6433 | 408
| 4480 | 2163.5051 | 408
| 4481 | 2163.4263 | 408
| 4482 | 2163.3041 | 408
| 4483 | 2163.2668 | 408
| 4484 | 2163.1057 | 408
| 4485 | 2162.9648 | 408
| 4486 | 2162.7726 | 408
| 4487 | 2162.5709 | 408
| 4488 | 2162.4333 | 408
| 4489 | 2162.3419 | 408
| 4490 | 2162.235 | 408
| 4491 | 2162.1776 | 408
| 4492 | 2161.8591 | 408
| 4493 | 2161.6659 | 408
| 4494 | 2161.5621 | 408
| 4495 | 2161.4142 | 408
| 4496 | 2161.2071 | 408
| 4497 | 2161.0093 | 408
| 4498 | 2160.9718 | 408
| 4499 | 2160.8683 | 408
| 4500 | 2160.7165 | 408
| 4501 | 2160.4833 | 408
| 4502 | 2160.2905 | 408
| 4503 | 2160.159 | 408
| 4504 | 2159.8901 | 408
| 4505 | 2159.8556 | 408
| 4506 | 2159.6714 | 408
| 4507 | 2159.4926 | 408
| 4508 | 2159.4029 | 408
| 4509 | 2159.3309 | 408
| 4510 | 2159.1322 | 408
| 4511 | 2159.0253 | 408
| 4512 | 2158.9483 | 408
| 4513 | 2158.7723 | 408
| 4514 | 2158.7099 | 408
| 4515 | 2158.5603 | 408
| 4516 | 2158.4368 | 408
| 4517 | 2158.2674 | 408
| 4518 | 2158.1791 | 408
| 4519 | 2158.0077 | 408
| 4520 | 2157.8281 | 408
| 4521 | 2157.6894 | 408
| 4522 | 2157.5419 | 408
| 4523 | 2157.3216 | 408
| 4524 | 2157.2351 | 408
| 4525 | 2157.1782 | 408
| 4526 | 2156.9312 | 408
| 4527 | 2156.6409 | 408
| 4528 | 2156.5033 | 408
| 4529 | 2156.3373 | 408
| 4530 | 2156.1545 | 408
| 4531 | 2156.0697 | 408
| 4532 | 2156.0472 | 408
| 4533 | 2155.8396 | 408
| 4534 | 2155.7584 | 408
| 4535 | 2155.6169 | 408
| 4536 | 2155.4707 | 408
| 4537 | 2155.384 | 408
| 4538 | 2155.2972 | 408
| 4539 | 2155.1705 | 408
| 4540 | 2155.0836 | 408
| 4541 | 2154.8886 | 408
| 4542 | 2154.6065 | 408
| 4543 | 2154.4945 | 408
| 4544 | 2154.3829 | 408
| 4545 | 2154.1725 | 408
| 4546 | 2153.9987 | 408
| 4547 | 2153.8491 | 408
| 4548 | 2153.7991 | 408
| 4549 | 2153.6909 | 408
| 4550 | 2153.6045 | 408
| 4551 | 2153.4034 | 408
| 4552 | 2153.1747 | 408
| 4553 | 2152.9862 | 408
| 4554 | 2152.6707 | 408
| 4555 | 2152.4339 | 408
| 4556 | 2152.3222 | 408
| 4557 | 2152.2003 | 408
| 4558 | 2151.9542 | 408
| 4559 | 2151.8327 | 408
| 4560 | 2151.7789 | 408
| 4561 | 2151.4562 | 408
| 4562 | 2151.3146 | 408
| 4563 | 2151.0904 | 408
| 4564 | 2150.9882 | 408
| 4565 | 2150.68 | 408
| 4566 | 2150.5451 | 408
| 4567 | 2150.3753 | 408
| 4568 | 2150.242 | 408
| 4569 | 2150.1701 | 408
| 4570 | 2150.0794 | 408
| 4571 | 2149.9075 | 408
| 4572 | 2149.6727 | 408
| 4573 | 2149.5419 | 408
| 4574 | 2149.3496 | 408
| 4575 | 2149.2938 | 408
| 4576 | 2149.1424 | 408
| 4577 | 2149.0114 | 408
| 4578 | 2148.9395 | 408
| 4579 | 2148.7318 | 408
| 4580 | 2148.5 | 408
| 4581 | 2148.429 | 408
| 4582 | 2148.1372 | 408
| 4583 | 2147.9438 | 408
| 4584 | 2147.7867 | 408
| 4585 | 2147.4801 | 408
| 4586 | 2147.3451 | 408
| 4587 | 2147.1614 | 408
| 4588 | 2147.0536 | 408
| 4589 | 2146.9532 | 408
| 4590 | 2146.8192 | 408
| 4591 | 2146.6633 | 408
| 4592 | 2146.509 | 408
| 4593 | 2146.3464 | 408
| 4594 | 2146.2818 | 408
| 4595 | 2146.1525 | 408
| 4596 | 2146.0989 | 408
| 4597 | 2145.9597 | 408
| 4598 | 2145.8826 | 408
| 4599 | 2145.7072 | 408
| 4600 | 2145.5513 | 408
| 4601 | 2145.3475 | 408
| 4602 | 2145.2526 | 408
| 4603 | 2145.1017 | 408
| 4604 | 2144.965 | 408
| 4605 | 2144.8618 | 408
| 4606 | 2144.764 | 408
| 4607 | 2144.6311 | 408
| 4608 | 2144.3372 | 408
| 4609 | 2144.2788 | 408
| 4610 | 2144.1521 | 408
| 4611 | 2143.989 | 408
| 4612 | 2143.6816 | 408
| 4613 | 2143.5466 | 408
| 4614 | 2143.4156 | 408
| 4615 | 2143.2327 | 408
| 4616 | 2143.0089 | 408
| 4617 | 2142.8276 | 408
| 4618 | 2142.6946 | 408
| 4619 | 2142.6039 | 408
| 4620 | 2142.3241 | 408
| 4621 | 2142.0492 | 408
| 4622 | 2141.8957 | 408
| 4623 | 2141.817 | 408
| 4624 | 2141.7149 | 408
| 4625 | 2141.6643 | 408
| 4626 | 2141.4859 | 408
| 4627 | 2141.3181 | 408
| 4628 | 2141.2098 | 408
| 4629 | 2141.0842 | 408
| 4630 | 2140.7634 | 408
| 4631 | 2140.6537 | 408
| 4632 | 2140.5383 | 408
| 4633 | 2140.4158 | 408
| 4634 | 2140.3586 | 408
| 4635 | 2140.2492 | 408
| 4636 | 2140.088 | 408
| 4637 | 2139.9753 | 408
| 4638 | 2139.8258 | 408
| 4639 | 2139.7594 | 408
| 4640 | 2139.6677 | 408
| 4641 | 2139.4387 | 408
| 4642 | 2139.3426 | 408
| 4643 | 2139.1217 | 408
| 4644 | 2138.9214 | 408
| 4645 | 2138.6912 | 408
| 4646 | 2138.5332 | 408
| 4647 | 2138.3578 | 408
| 4648 | 2138.2379 | 408
| 4649 | 2138.1024 | 408
| 4650 | 2137.9256 | 408
| 4651 | 2137.7099 | 408
| 4652 | 2137.5759 | 408
| 4653 | 2137.2779 | 408
| 4654 | 2137.1975 | 408
| 4655 | 2137.0861 | 408
| 4656 | 2136.8541 | 408
| 4657 | 2136.5869 | 408
| 4658 | 2136.4448 | 408
| 4659 | 2136.3318 | 408
| 4660 | 2136.1911 | 408
| 4661 | 2136.0018 | 408
| 4662 | 2135.7045 | 408
| 4663 | 2135.5794 | 408
| 4664 | 2135.3038 | 408
| 4665 | 2134.9889 | 408
| 4666 | 2134.7382 | 408
| 4667 | 2134.5957 | 408
| 4668 | 2134.423 | 408
| 4669 | 2134.2184 | 408
| 4670 | 2134.0954 | 408
| 4671 | 2133.897 | 408
| 4672 | 2133.6117 | 408
| 4673 | 2133.4389 | 408
| 4674 | 2133.1915 | 408
| 4675 | 2132.9966 | 408
| 4676 | 2132.8167 | 408
| 4677 | 2132.636 | 408
| 4678 | 2132.5494 | 408
| 4679 | 2132.3907 | 408
| 4680 | 2132.282 | 408
| 4681 | 2132.169 | 408
| 4682 | 2132.0547 | 408
| 4683 | 2131.932 | 408
| 4684 | 2131.8388 | 408
| 4685 | 2131.6355 | 408
| 4686 | 2131.5535 | 408
| 4687 | 2131.463 | 408
| 4688 | 2131.3904 | 408
| 4689 | 2131.3367 | 408
| 4690 | 2131.2032 | 408
| 4691 | 2131.0057 | 408
| 4692 | 2130.9228 | 408
| 4693 | 2130.7509 | 408
| 4694 | 2130.576 | 408
| 4695 | 2130.388 | 408
| 4696 | 2130.2415 | 408
| 4697 | 2130.1075 | 408
| 4698 | 2130.0078 | 408
| 4699 | 2129.8026 | 408
| 4700 | 2129.6048 | 408
| 4701 | 2129.2926 | 408
| 4702 | 2129.1569 | 408
| 4703 | 2129.0466 | 408
| 4704 | 2128.9415 | 408
| 4705 | 2128.8675 | 408
| 4706 | 2128.7344 | 408
| 4707 | 2128.6474 | 408
| 4708 | 2128.4937 | 408
| 4709 | 2128.211 | 408
| 4710 | 2128.065 | 408
| 4711 | 2127.89 | 408
| 4712 | 2127.7794 | 408
| 4713 | 2127.6578 | 408
| 4714 | 2127.5058 | 408
| 4715 | 2127.4289 | 408
| 4716 | 2127.21 | 408
| 4717 | 2127.127 | 408
| 4718 | 2126.9212 | 408
| 4719 | 2126.7705 | 408
| 4720 | 2126.6378 | 408
| 4721 | 2126.5385 | 408
| 4722 | 2126.3981 | 408
| 4723 | 2126.1719 | 408
| 4724 | 2125.9796 | 408
| 4725 | 2125.9186 | 408
| 4726 | 2125.6839 | 408
| 4727 | 2125.5672 | 408
| 4728 | 2125.4652 | 408
| 4729 | 2125.3341 | 408
| 4730 | 2125.1381 | 408
| 4731 | 2125.0587 | 408
| 4732 | 2125.0279 | 408
| 4733 | 2124.8375 | 408
| 4734 | 2124.6473 | 408
| 4735 | 2124.5147 | 408
| 4736 | 2124.382 | 408
| 4737 | 2124.2709 | 408
| 4738 | 2124.1402 | 408
| 4739 | 2124.0732 | 408
| 4740 | 2123.9067 | 408
| 4741 | 2123.7378 | 408
| 4742 | 2123.585 | 408
| 4743 | 2123.2184 | 408
| 4744 | 2122.9732 | 408
| 4745 | 2122.6902 | 408
| 4746 | 2122.4084 | 408
| 4747 | 2122.2155 | 408
| 4748 | 2121.9764 | 408
| 4749 | 2121.7636 | 408
| 4750 | 2121.5495 | 408
| 4751 | 2121.3912 | 408
| 4752 | 2121.2936 | 408
| 4753 | 2121.1375 | 408
| 4754 | 2120.9542 | 408
| 4755 | 2120.7793 | 408
| 4756 | 2120.6363 | 408
| 4757 | 2120.5108 | 408
| 4758 | 2120.2789 | 408
| 4759 | 2120.1849 | 408
| 4760 | 2120.1171 | 408
| 4761 | 2119.9287 | 408
| 4762 | 2119.836 | 408
| 4763 | 2119.5352 | 408
| 4764 | 2119.4751 | 408
| 4765 | 2119.3299 | 408
| 4766 | 2119.2491 | 408
| 4767 | 2119.0452 | 408
| 4768 | 2118.7778 | 408
| 4769 | 2118.4224 | 408
| 4770 | 2118.3471 | 408
| 4771 | 2117.8484 | 408
| 4772 | 2117.773 | 408
| 4773 | 2117.573 | 408
| 4774 | 2117.4008 | 408
| 4775 | 2117.2428 | 408
| 4776 | 2117.1457 | 408
| 4777 | 2116.9873 | 408
| 4778 | 2116.7738 | 408
| 4779 | 2116.7279 | 408
| 4780 | 2116.5498 | 408
| 4781 | 2116.4086 | 408
| 4782 | 2116.2687 | 408
| 4783 | 2115.9091 | 408
| 4784 | 2115.7738 | 408
| 4785 | 2115.5263 | 408
| 4786 | 2115.32 | 408
| 4787 | 2115.1125 | 408
| 4788 | 2114.98 | 408
| 4789 | 2114.8624 | 408
| 4790 | 2114.5279 | 408
| 4791 | 2114.4232 | 408
| 4792 | 2114.1752 | 408
| 4793 | 2114.055 | 408
| 4794 | 2113.905 | 408
| 4795 | 2113.714 | 408
| 4796 | 2113.6426 | 408
| 4797 | 2113.4734 | 408
| 4798 | 2113.3131 | 408
| 4799 | 2113.0693 | 408
| 4800 | 2112.9727 | 408
| 4801 | 2112.8255 | 408
| 4802 | 2112.6082 | 408
| 4803 | 2112.4859 | 408
| 4804 | 2112.3777 | 408
| 4805 | 2112.3031 | 408
| 4806 | 2112.2378 | 408
| 4807 | 2111.9522 | 408
| 4808 | 2111.7316 | 408
| 4809 | 2111.5536 | 408
| 4810 | 2111.392 | 408
| 4811 | 2111.1348 | 408
| 4812 | 2110.9681 | 408
| 4813 | 2110.8055 | 408
| 4814 | 2110.6641 | 408
| 4815 | 2110.4648 | 408
| 4816 | 2110.3685 | 408
| 4817 | 2110.2738 | 408
| 4818 | 2110.2409 | 408
| 4819 | 2110.1228 | 408
| 4820 | 2109.925 | 408
| 4821 | 2109.7402 | 408
| 4822 | 2109.4396 | 408
| 4823 | 2109.2651 | 408
| 4824 | 2109.0371 | 408
| 4825 | 2108.9008 | 408
| 4826 | 2108.7259 | 408
| 4827 | 2108.5517 | 408
| 4828 | 2108.2765 | 408
| 4829 | 2108.1051 | 408
| 4830 | 2107.9964 | 408
| 4831 | 2107.8495 | 408
| 4832 | 2107.79 | 408
| 4833 | 2107.6313 | 408
| 4834 | 2107.4937 | 408
| 4835 | 2107.3016 | 408
| 4836 | 2107.1858 | 408
| 4837 | 2106.957 | 408
| 4838 | 2106.805 | 408
| 4839 | 2106.7283 | 408
| 4840 | 2106.6441 | 408
| 4841 | 2106.2582 | 408
| 4842 | 2105.9659 | 408
| 4843 | 2105.6764 | 408
| 4844 | 2105.4569 | 408
| 4845 | 2105.3503 | 408
| 4846 | 2105.2854 | 408
| 4847 | 2105.1579 | 408
| 4848 | 2104.9341 | 408
| 4849 | 2104.7929 | 408
| 4850 | 2104.6078 | 408
| 4851 | 2104.4504 | 408
| 4852 | 2104.2718 | 408
| 4853 | 2104.0924 | 408
| 4854 | 2103.978 | 408
| 4855 | 2103.802 | 408
| 4856 | 2103.5379 | 408
| 4857 | 2103.3639 | 408
| 4858 | 2103.2483 | 408
| 4859 | 2103.022 | 408
| 4860 | 2102.7565 | 408
| 4861 | 2102.6375 | 408
| 4862 | 2102.4922 | 408
| 4863 | 2102.3362 | 408
| 4864 | 2102.1518 | 408
| 4865 | 2102.0559 | 408
| 4866 | 2101.9602 | 408
| 4867 | 2101.7423 | 408
| 4868 | 2101.6765 | 408
| 4869 | 2101.4195 | 408
| 4870 | 2101.2306 | 408
| 4871 | 2101.0477 | 408
| 4872 | 2100.9653 | 408
| 4873 | 2100.8067 | 408
| 4874 | 2100.5677 | 408
| 4875 | 2100.4911 | 408
| 4876 | 2100.4322 | 408
| 4877 | 2100.3703 | 408
| 4878 | 2100.2791 | 408
| 4879 | 2100.173 | 408
| 4880 | 2100.0369 | 408
| 4881 | 2099.9227 | 408
| 4882 | 2099.8426 | 408
| 4883 | 2099.6548 | 408
| 4884 | 2099.5131 | 408
| 4885 | 2099.3915 | 408
| 4886 | 2099.2188 | 408
| 4887 | 2098.9855 | 408
| 4888 | 2098.8853 | 408
| 4889 | 2098.743 | 408
| 4890 | 2098.5855 | 408
| 4891 | 2098.4732 | 408
| 4892 | 2098.3512 | 408
| 4893 | 2098.1886 | 408
| 4894 | 2097.9847 | 408
| 4895 | 2097.8257 | 408
| 4896 | 2097.7254 | 408
| 4897 | 2097.4557 | 408
| 4898 | 2097.2697 | 408
| 4899 | 2097.1801 | 408
| 4900 | 2097.0943 | 408
| 4901 | 2097.0356 | 408
| 4902 | 2096.9213 | 408
| 4903 | 2096.8 | 408
| 4904 | 2096.6906 | 408
| 4905 | 2096.2945 | 408
| 4906 | 2096.1307 | 408
| 4907 | 2096.0432 | 408
| 4908 | 2095.8723 | 408
| 4909 | 2095.695 | 408
| 4910 | 2095.498 | 408
| 4911 | 2095.356 | 408
| 4912 | 2094.9786 | 408
| 4913 | 2094.7233 | 408
| 4914 | 2094.375 | 408
| 4915 | 2094.1443 | 408
| 4916 | 2094.0525 | 408
| 4917 | 2093.865 | 408
| 4918 | 2093.6934 | 408
| 4919 | 2093.5236 | 408
| 4920 | 2093.4129 | 408
| 4921 | 2093.246 | 408
| 4922 | 2093.0198 | 408
| 4923 | 2092.8064 | 408
| 4924 | 2092.5361 | 408
| 4925 | 2092.3932 | 408
| 4926 | 2092.242 | 408
| 4927 | 2092.0395 | 408
| 4928 | 2091.7526 | 408
| 4929 | 2091.6152 | 408
| 4930 | 2091.371 | 408
| 4931 | 2091.1857 | 408
| 4932 | 2091.0226 | 408
| 4933 | 2090.8107 | 408
| 4934 | 2090.7012 | 408
| 4935 | 2090.5046 | 408
| 4936 | 2090.3837 | 408
| 4937 | 2090.2681 | 408
| 4938 | 2090.2113 | 408
| 4939 | 2090.0447 | 408
| 4940 | 2089.8542 | 408
| 4941 | 2089.74 | 408
| 4942 | 2089.5727 | 408
| 4943 | 2089.3505 | 408
| 4944 | 2089.1604 | 408
| 4945 | 2088.9996 | 408
| 4946 | 2088.934 | 408
| 4947 | 2088.6497 | 408
| 4948 | 2088.5298 | 408
| 4949 | 2088.4572 | 408
| 4950 | 2088.3306 | 408
| 4951 | 2088.2065 | 408
| 4952 | 2088.071 | 408
| 4953 | 2087.9096 | 408
| 4954 | 2087.6858 | 408
| 4955 | 2087.5224 | 408
| 4956 | 2087.3315 | 408
| 4957 | 2086.9375 | 408
| 4958 | 2086.6639 | 408
| 4959 | 2086.566 | 408
| 4960 | 2086.4341 | 408
| 4961 | 2086.1468 | 408
| 4962 | 2086.036 | 408
| 4963 | 2085.9853 | 408
| 4964 | 2085.9191 | 408
| 4965 | 2085.7355 | 408
| 4966 | 2085.4375 | 408
| 4967 | 2085.3678 | 408
| 4968 | 2085.2607 | 408
| 4969 | 2085.0002 | 408
| 4970 | 2084.876 | 408
| 4971 | 2084.6938 | 408
| 4972 | 2084.5026 | 408
| 4973 | 2084.3578 | 408
| 4974 | 2084.2925 | 408
| 4975 | 2084.0916 | 408
| 4976 | 2083.8886 | 408
| 4977 | 2083.5771 | 408
| 4978 | 2083.3988 | 408
| 4979 | 2083.1831 | 408
| 4980 | 2083.085 | 408
| 4981 | 2082.9693 | 408
| 4982 | 2082.7226 | 408
| 4983 | 2082.4678 | 408
| 4984 | 2082.364 | 408
| 4985 | 2082.1164 | 408
| 4986 | 2081.9233 | 408
| 4987 | 2081.8325 | 408
| 4988 | 2081.6595 | 408
| 4989 | 2081.5052 | 408
| 4990 | 2081.4283 | 408
| 4991 | 2081.0722 | 408
| 4992 | 2081.0228 | 408
| 4993 | 2080.7577 | 408
| 4994 | 2080.5478 | 408
| 4995 | 2080.3263 | 408
| 4996 | 2080.2236 | 408
| 4997 | 2079.9928 | 408
| 4998 | 2079.7013 | 408
| 4999 | 2079.5417 | 408
| 5000 | 2079.4255 | 408
| 5001 | 2079.3311 | 408
| 5002 | 2079.1785 | 408
| 5003 | 2079.0902 | 408
| 5004 | 2078.9345 | 408
| 5005 | 2078.719 | 408
| 5006 | 2078.5612 | 408
| 5007 | 2078.258 | 408
| 5008 | 2077.9629 | 408
| 5009 | 2077.8288 | 408
| 5010 | 2077.7412 | 408
| 5011 | 2077.6749 | 408
| 5012 | 2077.5499 | 408
| 5013 | 2077.3074 | 408
| 5014 | 2077.1 | 408
| 5015 | 2076.9207 | 408
| 5016 | 2076.7924 | 408
| 5017 | 2076.5563 | 408
| 5018 | 2076.4858 | 408
| 5019 | 2076.3107 | 408
| 5020 | 2076.1933 | 408
| 5021 | 2076.0726 | 408
| 5022 | 2075.8153 | 408
| 5023 | 2075.4993 | 408
| 5024 | 2075.3285 | 408
| 5025 | 2075.1405 | 408
| 5026 | 2075.0406 | 408
| 5027 | 2074.8393 | 408
| 5028 | 2074.7417 | 408
| 5029 | 2074.5925 | 408
| 5030 | 2074.415 | 408
| 5031 | 2074.2476 | 408
| 5032 | 2074.0944 | 408
| 5033 | 2073.9293 | 408
| 5034 | 2073.6857 | 408
| 5035 | 2073.5615 | 408
| 5036 | 2073.4427 | 408
| 5037 | 2073.352 | 408
| 5038 | 2073.2038 | 408
| 5039 | 2073.0513 | 408
| 5040 | 2072.8408 | 408
| 5041 | 2072.7186 | 408
| 5042 | 2072.5827 | 408
| 5043 | 2072.3161 | 408
| 5044 | 2072.1323 | 408
| 5045 | 2072.0546 | 408
| 5046 | 2071.8455 | 408
| 5047 | 2071.7222 | 408
| 5048 | 2071.4999 | 408
| 5049 | 2071.3099 | 408
| 5050 | 2071.0833 | 408
| 5051 | 2070.9888 | 408
| 5052 | 2070.8593 | 408
| 5053 | 2070.6086 | 408
| 5054 | 2070.4112 | 408
| 5055 | 2070.3021 | 408
| 5056 | 2070.1749 | 408
| 5057 | 2070.0826 | 408
| 5058 | 2069.9687 | 408
| 5059 | 2069.8595 | 408
| 5060 | 2069.7233 | 408
| 5061 | 2069.6085 | 408
| 5062 | 2069.425 | 408
| 5063 | 2069.2891 | 408
| 5064 | 2068.9347 | 408
| 5065 | 2068.8271 | 408
| 5066 | 2068.6677 | 408
| 5067 | 2068.4581 | 408
| 5068 | 2068.2278 | 408
| 5069 | 2067.9276 | 408
| 5070 | 2067.7259 | 408
| 5071 | 2067.4191 | 408
| 5072 | 2067.121 | 408
| 5073 | 2066.8299 | 408
| 5074 | 2066.5519 | 408
| 5075 | 2066.4345 | 408
| 5076 | 2066.2901 | 408
| 5077 | 2066.173 | 408
| 5078 | 2066.0421 | 408
| 5079 | 2065.7645 | 408
| 5080 | 2065.6318 | 408
| 5081 | 2065.4509 | 408
| 5082 | 2065.2871 | 408
| 5083 | 2065.1785 | 408
| 5084 | 2064.9907 | 408
| 5085 | 2064.8105 | 408
| 5086 | 2064.5914 | 408
| 5087 | 2064.1061 | 408
| 5088 | 2064.0244 | 408
| 5089 | 2063.7985 | 408
| 5090 | 2063.3834 | 408
| 5091 | 2063.1858 | 408
| 5092 | 2062.9663 | 408
| 5093 | 2062.8016 | 408
| 5094 | 2062.5441 | 408
| 5095 | 2062.4598 | 408
| 5096 | 2062.3526 | 408
| 5097 | 2062.1205 | 408
| 5098 | 2062.025 | 408
| 5099 | 2061.8907 | 408
| 5100 | 2061.7926 | 408
| 5101 | 2061.5766 | 408
| 5102 | 2061.3598 | 408
| 5103 | 2061.0961 | 408
| 5104 | 2060.8338 | 408
| 5105 | 2060.7199 | 408
| 5106 | 2060.5692 | 408
| 5107 | 2060.4083 | 408
| 5108 | 2060.2419 | 408
| 5109 | 2060.1217 | 408
| 5110 | 2059.9829 | 408
| 5111 | 2059.8831 | 408
| 5112 | 2059.5525 | 408
| 5113 | 2059.3463 | 408
| 5114 | 2059.19 | 408
| 5115 | 2058.8704 | 408
| 5116 | 2058.6268 | 408
| 5117 | 2058.5275 | 408
| 5118 | 2058.4049 | 408
| 5119 | 2058.2576 | 408
| 5120 | 2058.1119 | 408
| 5121 | 2057.965 | 408
| 5122 | 2057.8015 | 408
| 5123 | 2057.6413 | 408
| 5124 | 2057.4106 | 408
| 5125 | 2057.2607 | 408
| 5126 | 2057.0651 | 408
| 5127 | 2056.8722 | 408
| 5128 | 2056.6775 | 408
| 5129 | 2056.4866 | 408
| 5130 | 2056.3506 | 408
| 5131 | 2056.0687 | 408
| 5132 | 2055.8816 | 408
| 5133 | 2055.6475 | 408
| 5134 | 2055.4048 | 408
| 5135 | 2055.2891 | 408
| 5136 | 2055.1833 | 408
| 5137 | 2054.8882 | 408
| 5138 | 2054.7463 | 408
| 5139 | 2054.2913 | 408
| 5140 | 2054.0573 | 408
| 5141 | 2053.8782 | 408
| 5142 | 2053.7705 | 408
| 5143 | 2053.4492 | 408
| 5144 | 2053.2659 | 408
| 5145 | 2053.0784 | 408
| 5146 | 2052.8285 | 408
| 5147 | 2052.5601 | 408
| 5148 | 2052.4607 | 408
| 5149 | 2052.3533 | 408
| 5150 | 2052.1955 | 408
| 5151 | 2052.0828 | 408
| 5152 | 2052.0267 | 408
| 5153 | 2051.8853 | 408
| 5154 | 2051.7125 | 408
| 5155 | 2051.3426 | 408
| 5156 | 2051.2453 | 408
| 5157 | 2051.0125 | 408
| 5158 | 2050.7792 | 408
| 5159 | 2050.6667 | 408
| 5160 | 2050.3844 | 408
| 5161 | 2050.3032 | 408
| 5162 | 2050.2187 | 408
| 5163 | 2050.0842 | 408
| 5164 | 2049.9532 | 408
| 5165 | 2049.8874 | 408
| 5166 | 2049.78 | 408
| 5167 | 2049.5918 | 408
| 5168 | 2049.3606 | 408
| 5169 | 2049.2118 | 408
| 5170 | 2049.043 | 408
| 5171 | 2048.9457 | 408
| 5172 | 2048.5412 | 408
| 5173 | 2048.2812 | 408
| 5174 | 2048.1127 | 408
| 5175 | 2047.8753 | 408
| 5176 | 2047.7894 | 408
| 5177 | 2047.6535 | 408
| 5178 | 2047.392 | 408
| 5179 | 2047.1477 | 408
| 5180 | 2046.9902 | 408
| 5181 | 2046.8178 | 408
| 5182 | 2046.5755 | 408
| 5183 | 2046.4573 | 408
| 5184 | 2046.3338 | 408
| 5185 | 2046.1606 | 408
| 5186 | 2045.9642 | 408
| 5187 | 2045.7917 | 408
| 5188 | 2045.7434 | 408
| 5189 | 2045.4931 | 408
| 5190 | 2045.2404 | 408
| 5191 | 2044.9366 | 408
| 5192 | 2044.7705 | 408
| 5193 | 2044.4373 | 408
| 5194 | 2044.3112 | 408
| 5195 | 2044.1735 | 408
| 5196 | 2044.0182 | 408
| 5197 | 2043.8741 | 408
| 5198 | 2043.6363 | 408
| 5199 | 2043.4011 | 408
| 5200 | 2043.1718 | 408
| 5201 | 2043.0401 | 408
| 5202 | 2042.9666 | 408
| 5203 | 2042.7201 | 408
| 5204 | 2042.6158 | 408
| 5205 | 2042.4832 | 408
| 5206 | 2042.3941 | 408
| 5207 | 2042.163 | 408
| 5208 | 2042.0089 | 408
| 5209 | 2041.7663 | 408
| 5210 | 2041.5413 | 408
| 5211 | 2041.416 | 408
| 5212 | 2041.2455 | 408
| 5213 | 2041.0635 | 408
| 5214 | 2040.8831 | 408
| 5215 | 2040.7426 | 408
| 5216 | 2040.5839 | 408
| 5217 | 2040.4559 | 408
| 5218 | 2040.2663 | 408
| 5219 | 2040.0432 | 408
| 5220 | 2039.9403 | 408
| 5221 | 2039.7865 | 408
| 5222 | 2039.6859 | 408
| 5223 | 2039.5441 | 408
| 5224 | 2039.4361 | 408
| 5225 | 2039.0208 | 408
| 5226 | 2038.8684 | 408
| 5227 | 2038.7892 | 408
| 5228 | 2038.5889 | 408
| 5229 | 2038.4463 | 408
| 5230 | 2038.1843 | 408
| 5231 | 2038.0958 | 408
| 5232 | 2037.9603 | 408
| 5233 | 2037.8399 | 408
| 5234 | 2037.7566 | 408
| 5235 | 2037.6201 | 408
| 5236 | 2037.5316 | 408
| 5237 | 2037.3642 | 408
| 5238 | 2037.0459 | 408
| 5239 | 2036.8071 | 408
| 5240 | 2036.7091 | 408
| 5241 | 2036.493 | 408
| 5242 | 2036.2843 | 408
| 5243 | 2036.1525 | 408
| 5244 | 2036.0402 | 408
| 5245 | 2035.9034 | 408
| 5246 | 2035.7148 | 408
| 5247 | 2035.5629 | 408
| 5248 | 2035.2847 | 408
| 5249 | 2034.9666 | 408
| 5250 | 2034.8936 | 408
| 5251 | 2034.7728 | 408
| 5252 | 2034.6713 | 408
| 5253 | 2034.4966 | 408
| 5254 | 2034.3576 | 408
| 5255 | 2034.2593 | 408
| 5256 | 2034.0582 | 408
| 5257 | 2033.8734 | 408
| 5258 | 2033.6453 | 408
| 5259 | 2033.3892 | 408
| 5260 | 2033.3078 | 408
| 5261 | 2033.2576 | 408
| 5262 | 2033.1754 | 408
| 5263 | 2032.9864 | 408
| 5264 | 2032.7988 | 408
| 5265 | 2032.6693 | 408
| 5266 | 2032.4602 | 408
| 5267 | 2032.2489 | 408
| 5268 | 2032.1357 | 408
| 5269 | 2031.9358 | 408
| 5270 | 2031.7175 | 408
| 5271 | 2031.5183 | 408
| 5272 | 2030.9925 | 408
| 5273 | 2030.8652 | 408
| 5274 | 2030.5902 | 408
| 5275 | 2030.4674 | 408
| 5276 | 2030.2011 | 408
| 5277 | 2029.7724 | 408
| 5278 | 2029.7342 | 408
| 5279 | 2029.5815 | 408
| 5280 | 2029.4699 | 408
| 5281 | 2028.962 | 408
| 5282 | 2028.6258 | 408
| 5283 | 2028.4319 | 408
| 5284 | 2028.3377 | 408
| 5285 | 2028.1169 | 408
| 5286 | 2027.9092 | 408
| 5287 | 2027.491 | 408
| 5288 | 2027.437 | 408
| 5289 | 2027.203 | 408
| 5290 | 2026.914 | 408
| 5291 | 2026.6594 | 408
| 5292 | 2026.4562 | 408
| 5293 | 2026.3308 | 408
| 5294 | 2026.2042 | 408
| 5295 | 2025.996 | 408
| 5296 | 2025.8578 | 408
| 5297 | 2025.6031 | 408
| 5298 | 2025.4413 | 408
| 5299 | 2025.1064 | 408
| 5300 | 2024.8984 | 408
| 5301 | 2024.7888 | 408
| 5302 | 2024.5529 | 408
| 5303 | 2024.3785 | 408
| 5304 | 2024.2011 | 408
| 5305 | 2024.1034 | 408
| 5306 | 2023.8712 | 408
| 5307 | 2023.5678 | 408
| 5308 | 2023.4574 | 408
| 5309 | 2023.294 | 408
| 5310 | 2023.0704 | 408
| 5311 | 2022.8055 | 408
| 5312 | 2022.4842 | 408
| 5313 | 2022.3177 | 408
| 5314 | 2021.9579 | 408
| 5315 | 2021.6355 | 408
| 5316 | 2021.5234 | 408
| 5317 | 2021.2476 | 408
| 5318 | 2021.1003 | 408
| 5319 | 2021.0213 | 408
| 5320 | 2020.7727 | 408
| 5321 | 2020.7337 | 408
| 5322 | 2020.5906 | 408
| 5323 | 2020.2303 | 408
| 5324 | 2019.8794 | 408
| 5325 | 2019.6069 | 408
| 5326 | 2019.3338 | 408
| 5327 | 2019.1147 | 408
| 5328 | 2018.8579 | 408
| 5329 | 2018.6218 | 408
| 5330 | 2018.4294 | 408
| 5331 | 2018.3649 | 408
| 5332 | 2018.2447 | 408
| 5333 | 2018.1313 | 408
| 5334 | 2017.9156 | 408
| 5335 | 2017.8476 | 408
| 5336 | 2017.8178 | 408
| 5337 | 2017.6993 | 408
| 5338 | 2017.6073 | 408
| 5339 | 2017.4161 | 408
| 5340 | 2017.2451 | 408
| 5341 | 2017.0791 | 408
| 5342 | 2016.8747 | 408
| 5343 | 2016.7081 | 408
| 5344 | 2016.5171 | 408
| 5345 | 2016.221 | 408
| 5346 | 2015.9921 | 408
| 5347 | 2015.7252 | 408
| 5348 | 2015.5227 | 408
| 5349 | 2015.3461 | 408
| 5350 | 2015.0703 | 408
| 5351 | 2014.8377 | 408
| 5352 | 2014.6196 | 408
| 5353 | 2014.3644 | 408
| 5354 | 2014.0622 | 408
| 5355 | 2013.9919 | 408
| 5356 | 2013.746 | 408
| 5357 | 2013.6027 | 408
| 5358 | 2013.3811 | 408
| 5359 | 2013.2173 | 408
| 5360 | 2013.0888 | 408
| 5361 | 2012.987 | 408
| 5362 | 2012.7755 | 408
| 5363 | 2012.5865 | 408
| 5364 | 2012.4245 | 408
| 5365 | 2012.2581 | 408
| 5366 | 2012.1284 | 408
| 5367 | 2012.0281 | 408
| 5368 | 2011.9285 | 408
| 5369 | 2011.7862 | 408
| 5370 | 2011.644 | 408
| 5371 | 2011.391 | 408
| 5372 | 2011.0874 | 408
| 5373 | 2010.9183 | 408
| 5374 | 2010.7369 | 408
| 5375 | 2010.5624 | 408
| 5376 | 2010.3014 | 408
| 5377 | 2010.1067 | 408
| 5378 | 2009.8381 | 408
| 5379 | 2009.4985 | 408
| 5380 | 2009.351 | 408
| 5381 | 2009.2201 | 408
| 5382 | 2008.94 | 408
| 5383 | 2008.7632 | 408
| 5384 | 2008.4523 | 408
| 5385 | 2008.1402 | 408
| 5386 | 2007.9064 | 408
| 5387 | 2007.7924 | 408
| 5388 | 2007.5634 | 408
| 5389 | 2007.2604 | 408
| 5390 | 2007.1111 | 408
| 5391 | 2006.9354 | 408
| 5392 | 2006.8785 | 408
| 5393 | 2006.5611 | 408
| 5394 | 2006.3271 | 408
| 5395 | 2006.1629 | 408
| 5396 | 2006.0011 | 408
| 5397 | 2005.8104 | 408
| 5398 | 2005.6825 | 408
| 5399 | 2005.4291 | 408
| 5400 | 2005.2756 | 408
| 5401 | 2005.1703 | 408
| 5402 | 2004.9429 | 408
| 5403 | 2004.74 | 408
| 5404 | 2004.625 | 408
| 5405 | 2004.4884 | 408
| 5406 | 2004.2697 | 408
| 5407 | 2004.1077 | 408
| 5408 | 2003.9325 | 408
| 5409 | 2003.8258 | 408
| 5410 | 2003.5732 | 408
| 5411 | 2003.4615 | 408
| 5412 | 2003.3752 | 408
| 5413 | 2003.1423 | 408
| 5414 | 2003.0678 | 408
| 5415 | 2002.9271 | 408
| 5416 | 2002.6732 | 408
| 5417 | 2002.5579 | 408
| 5418 | 2002.253 | 408
| 5419 | 2002.1304 | 408
| 5420 | 2001.9996 | 408
| 5421 | 2001.8293 | 408
| 5422 | 2001.5507 | 408
| 5423 | 2001.3914 | 408
| 5424 | 2001.2286 | 408
| 5425 | 2001.079 | 408
| 5426 | 2000.9162 | 408
| 5427 | 2000.6462 | 408
| 5428 | 2000.3894 | 408
| 5429 | 2000.1873 | 408
| 5430 | 2000.1098 | 408
| 5431 | 1999.975 | 408
| 5432 | 1999.7335 | 408
| 5433 | 1999.5492 | 408
| 5434 | 1999.346 | 408
| 5435 | 1999.2585 | 408
| 5436 | 1999.0237 | 408
| 5437 | 1998.6644 | 408
| 5438 | 1998.545 | 408
| 5439 | 1998.3133 | 408
| 5440 | 1998.139 | 408
| 5441 | 1998.0753 | 408
| 5442 | 1997.9414 | 408
| 5443 | 1997.8154 | 408
| 5444 | 1997.7596 | 408
| 5445 | 1997.5383 | 408
| 5446 | 1997.2703 | 408
| 5447 | 1996.9774 | 408
| 5448 | 1996.8113 | 408
| 5449 | 1996.4776 | 408
| 5450 | 1996.2567 | 408
| 5451 | 1996.171 | 408
| 5452 | 1995.7402 | 408
| 5453 | 1995.559 | 408
| 5454 | 1995.3659 | 408
| 5455 | 1995.1855 | 408
| 5456 | 1995.0792 | 408
| 5457 | 1994.8991 | 408
| 5458 | 1994.7029 | 408
| 5459 | 1994.5913 | 408
| 5460 | 1994.4827 | 408
| 5461 | 1994.3234 | 408
| 5462 | 1994.2633 | 408
| 5463 | 1993.9878 | 408
| 5464 | 1993.6268 | 408
| 5465 | 1993.5648 | 408
| 5466 | 1993.3719 | 408
| 5467 | 1993.2049 | 408
| 5468 | 1993.1342 | 408
| 5469 | 1992.9443 | 408
| 5470 | 1992.7152 | 408
| 5471 | 1992.6068 | 408
| 5472 | 1992.0851 | 408
| 5473 | 1991.8371 | 408
| 5474 | 1991.7168 | 408
| 5475 | 1991.4904 | 408
| 5476 | 1991.3689 | 408
| 5477 | 1991.1782 | 408
| 5478 | 1991.1334 | 408
| 5479 | 1990.9905 | 408
| 5480 | 1990.6234 | 408
| 5481 | 1990.4548 | 408
| 5482 | 1990.1798 | 408
| 5483 | 1990.0889 | 408
| 5484 | 1989.9844 | 408
| 5485 | 1989.8239 | 408
| 5486 | 1989.5466 | 408
| 5487 | 1989.5275 | 408
| 5488 | 1989.4384 | 408
| 5489 | 1989.3413 | 408
| 5490 | 1989.2253 | 408
| 5491 | 1988.8938 | 408
| 5492 | 1988.781 | 408
| 5493 | 1988.6932 | 408
| 5494 | 1988.6171 | 408
| 5495 | 1988.3587 | 408
| 5496 | 1988.1119 | 408
| 5497 | 1987.9181 | 408
| 5498 | 1987.8395 | 408
| 5499 | 1987.7222 | 408
| 5500 | 1987.5127 | 408
| 5501 | 1987.3847 | 408
| 5502 | 1987.2763 | 408
| 5503 | 1987.1272 | 408
| 5504 | 1987.059 | 408
| 5505 | 1986.9573 | 408
| 5506 | 1986.6934 | 408
| 5507 | 1986.6151 | 408
| 5508 | 1986.4674 | 408
| 5509 | 1986.2773 | 408
| 5510 | 1986.0734 | 408
| 5511 | 1986.0286 | 408
| 5512 | 1985.8338 | 408
| 5513 | 1985.7 | 408
| 5514 | 1985.5658 | 408
| 5515 | 1985.5079 | 408
| 5516 | 1985.3018 | 408
| 5517 | 1985.111 | 408
| 5518 | 1985.045 | 408
| 5519 | 1984.8634 | 408
| 5520 | 1984.6614 | 408
| 5521 | 1984.4206 | 408
| 5522 | 1984.3111 | 408
| 5523 | 1984.1851 | 408
| 5524 | 1984.0816 | 408
| 5525 | 1983.8917 | 408
| 5526 | 1983.7499 | 408
| 5527 | 1983.4249 | 408
| 5528 | 1983.0985 | 408
| 5529 | 1982.9787 | 408
| 5530 | 1982.7483 | 408
| 5531 | 1982.6247 | 408
| 5532 | 1982.4639 | 408
| 5533 | 1982.1879 | 408
| 5534 | 1982.1195 | 408
| 5535 | 1981.8263 | 408
| 5536 | 1981.7486 | 408
| 5537 | 1981.6803 | 408
| 5538 | 1981.5425 | 408
| 5539 | 1981.3313 | 408
| 5540 | 1981.1242 | 408
| 5541 | 1980.7456 | 408
| 5542 | 1980.504 | 408
| 5543 | 1980.4627 | 408
| 5544 | 1980.2585 | 408
| 5545 | 1980.0556 | 408
| 5546 | 1979.9201 | 408
| 5547 | 1979.5938 | 408
| 5548 | 1979.4518 | 408
| 5549 | 1979.388 | 408
| 5550 | 1979.1364 | 408
| 5551 | 1978.9923 | 408
| 5552 | 1978.7984 | 408
| 5553 | 1978.6442 | 408
| 5554 | 1978.422 | 408
| 5555 | 1978.1328 | 408
| 5556 | 1977.7713 | 408
| 5557 | 1977.5721 | 408
| 5558 | 1977.443 | 408
| 5559 | 1977.2393 | 408
| 5560 | 1977.1535 | 408
| 5561 | 1977.0182 | 408
| 5562 | 1976.823 | 408
| 5563 | 1976.6387 | 408
| 5564 | 1976.4832 | 408
| 5565 | 1976.155 | 408
| 5566 | 1975.9116 | 408
| 5567 | 1975.7439 | 408
| 5568 | 1975.4447 | 408
| 5569 | 1975.3385 | 408
| 5570 | 1975.1609 | 408
| 5571 | 1974.9295 | 408
| 5572 | 1974.7422 | 408
| 5573 | 1974.7097 | 408
| 5574 | 1974.5633 | 408
| 5575 | 1974.1716 | 408
| 5576 | 1974.106 | 408
| 5577 | 1973.9133 | 408
| 5578 | 1973.5193 | 408
| 5579 | 1973.3798 | 408
| 5580 | 1973.1467 | 408
| 5581 | 1972.8631 | 408
| 5582 | 1972.6342 | 408
| 5583 | 1972.5406 | 408
| 5584 | 1972.3415 | 408
| 5585 | 1972.1973 | 408
| 5586 | 1972.0783 | 408
| 5587 | 1971.9532 | 408
| 5588 | 1971.9097 | 408
| 5589 | 1971.778 | 408
| 5590 | 1971.6563 | 408
| 5591 | 1971.4155 | 408
| 5592 | 1971.233 | 408
| 5593 | 1971.061 | 408
| 5594 | 1970.9301 | 408
| 5595 | 1970.8279 | 408
| 5596 | 1970.5701 | 408
| 5597 | 1970.4043 | 408
| 5598 | 1970.2401 | 408
| 5599 | 1970.1444 | 408
| 5600 | 1970.0624 | 408
| 5601 | 1969.9088 | 408
| 5602 | 1969.6502 | 408
| 5603 | 1969.5086 | 408
| 5604 | 1969.2501 | 408
| 5605 | 1968.9209 | 408
| 5606 | 1968.7513 | 408
| 5607 | 1968.5702 | 408
| 5608 | 1968.4694 | 408
| 5609 | 1968.275 | 408
| 5610 | 1968.1947 | 408
| 5611 | 1967.9665 | 408
| 5612 | 1967.7921 | 408
| 5613 | 1967.7359 | 408
| 5614 | 1967.5674 | 408
| 5615 | 1967.3991 | 408
| 5616 | 1967.2883 | 408
| 5617 | 1967.065 | 408
| 5618 | 1966.8898 | 408
| 5619 | 1966.7525 | 408
| 5620 | 1966.5561 | 408
| 5621 | 1966.434 | 408
| 5622 | 1966.3175 | 408
| 5623 | 1966.1026 | 408
| 5624 | 1965.9312 | 408
| 5625 | 1965.7187 | 408
| 5626 | 1965.5278 | 408
| 5627 | 1965.2813 | 408
| 5628 | 1965.1327 | 408
| 5629 | 1964.8087 | 408
| 5630 | 1964.6955 | 408
| 5631 | 1964.5126 | 408
| 5632 | 1964.2799 | 408
| 5633 | 1963.9804 | 408
| 5634 | 1963.804 | 408
| 5635 | 1963.5981 | 408
| 5636 | 1963.4807 | 408
| 5637 | 1963.2897 | 408
| 5638 | 1963.1484 | 408
| 5639 | 1963.0086 | 408
| 5640 | 1962.7156 | 408
| 5641 | 1962.5726 | 408
| 5642 | 1962.3765 | 408
| 5643 | 1962.1278 | 408
| 5644 | 1961.9616 | 408
| 5645 | 1961.7758 | 408
| 5646 | 1961.6096 | 408
| 5647 | 1961.4946 | 408
| 5648 | 1961.4027 | 408
| 5649 | 1961.2967 | 408
| 5650 | 1961.2231 | 408
| 5651 | 1961.1005 | 408
| 5652 | 1960.866 | 408
| 5653 | 1960.7267 | 408
| 5654 | 1960.5185 | 408
| 5655 | 1960.3337 | 408
| 5656 | 1960.1506 | 408
| 5657 | 1959.9916 | 408
| 5658 | 1959.8893 | 408
| 5659 | 1959.7104 | 408
| 5660 | 1959.5012 | 408
| 5661 | 1959.2913 | 408
| 5662 | 1959.0998 | 408
| 5663 | 1958.9601 | 408
| 5664 | 1958.7621 | 408
| 5665 | 1958.6544 | 408
| 5666 | 1958.2355 | 408
| 5667 | 1958.0689 | 408
| 5668 | 1957.9305 | 408
| 5669 | 1957.7471 | 408
| 5670 | 1957.5827 | 408
| 5671 | 1957.3893 | 408
| 5672 | 1957.2498 | 408
| 5673 | 1957.1165 | 408
| 5674 | 1956.9958 | 408
| 5675 | 1956.84 | 408
| 5676 | 1956.6871 | 408
| 5677 | 1956.4015 | 408
| 5678 | 1956.3505 | 408
| 5679 | 1956.204 | 408
| 5680 | 1956.1162 | 408
| 5681 | 1955.9821 | 408
| 5682 | 1955.7498 | 408
| 5683 | 1955.594 | 408
| 5684 | 1955.3716 | 408
| 5685 | 1955.1692 | 408
| 5686 | 1955.0585 | 408
| 5687 | 1954.9768 | 408
| 5688 | 1954.8894 | 408
| 5689 | 1954.7353 | 408
| 5690 | 1954.4987 | 408
| 5691 | 1954.2605 | 408
| 5692 | 1954.128 | 408
| 5693 | 1953.9295 | 408
| 5694 | 1953.7272 | 408
| 5695 | 1953.6656 | 408
| 5696 | 1953.4874 | 408
| 5697 | 1953.1385 | 408
| 5698 | 1953.0596 | 408
| 5699 | 1952.904 | 408
| 5700 | 1952.8229 | 408
| 5701 | 1952.5988 | 408
| 5702 | 1952.5102 | 408
| 5703 | 1952.2668 | 408
| 5704 | 1952.0015 | 408
| 5705 | 1951.8313 | 408
| 5706 | 1951.6223 | 408
| 5707 | 1951.427 | 408
| 5708 | 1951.2979 | 408
| 5709 | 1951.1548 | 408
| 5710 | 1951.0101 | 408
| 5711 | 1950.8986 | 408
| 5712 | 1950.7642 | 408
| 5713 | 1950.5789 | 408
| 5714 | 1950.4862 | 408
| 5715 | 1950.3056 | 408
| 5716 | 1950.2319 | 408
| 5717 | 1950.0643 | 408
| 5718 | 1949.92 | 408
| 5719 | 1949.5991 | 408
| 5720 | 1949.5066 | 408
| 5721 | 1949.3822 | 408
| 5722 | 1949.2495 | 408
| 5723 | 1949.1127 | 408
| 5724 | 1948.9769 | 408
| 5725 | 1948.7796 | 408
| 5726 | 1948.6233 | 408
| 5727 | 1948.5068 | 408
| 5728 | 1948.3747 | 408
| 5729 | 1948.0998 | 408
| 5730 | 1947.9283 | 408
| 5731 | 1947.7852 | 408
| 5732 | 1947.6728 | 408
| 5733 | 1947.4225 | 408
| 5734 | 1947.2558 | 408
| 5735 | 1947.163 | 408
| 5736 | 1946.9576 | 408
| 5737 | 1946.7812 | 408
| 5738 | 1946.6698 | 408
| 5739 | 1946.5439 | 408
| 5740 | 1946.3524 | 408
| 5741 | 1946.0805 | 408
| 5742 | 1945.9605 | 408
| 5743 | 1945.8585 | 408
| 5744 | 1945.7644 | 408
| 5745 | 1945.5925 | 408
| 5746 | 1945.4341 | 408
| 5747 | 1945.2198 | 408
| 5748 | 1945.0769 | 408
| 5749 | 1944.9979 | 408
| 5750 | 1944.8839 | 408
| 5751 | 1944.7182 | 408
| 5752 | 1944.559 | 408
| 5753 | 1944.5103 | 408
| 5754 | 1944.3567 | 408
| 5755 | 1944.0085 | 408
| 5756 | 1943.9527 | 408
| 5757 | 1943.8346 | 408
| 5758 | 1943.6337 | 408
| 5759 | 1943.5255 | 408
| 5760 | 1943.4509 | 408
| 5761 | 1943.3336 | 408
| 5762 | 1943.2593 | 408
| 5763 | 1943.1574 | 408
| 5764 | 1943.0416 | 408
| 5765 | 1942.819 | 408
| 5766 | 1942.7218 | 408
| 5767 | 1942.6246 | 408
| 5768 | 1942.5549 | 408
| 5769 | 1942.3469 | 408
| 5770 | 1942.2226 | 408
| 5771 | 1942.0303 | 408
| 5772 | 1941.7145 | 408
| 5773 | 1941.4928 | 408
| 5774 | 1941.3383 | 408
| 5775 | 1941.179 | 408
| 5776 | 1940.9724 | 408
| 5777 | 1940.8796 | 408
| 5778 | 1940.7585 | 408
| 5779 | 1940.6902 | 408
| 5780 | 1940.632 | 408
| 5781 | 1940.457 | 408
| 5782 | 1940.3063 | 408
| 5783 | 1940.0476 | 408
| 5784 | 1939.9024 | 408
| 5785 | 1939.7573 | 408
| 5786 | 1939.718 | 408
| 5787 | 1939.621 | 408
| 5788 | 1939.4958 | 408
| 5789 | 1939.2697 | 408
| 5790 | 1939.158 | 408
| 5791 | 1938.9693 | 408
| 5792 | 1938.8449 | 408
| 5793 | 1938.6711 | 408
| 5794 | 1938.4901 | 408
| 5795 | 1938.2453 | 408
| 5796 | 1938.0948 | 408
| 5797 | 1937.911 | 408
| 5798 | 1937.5977 | 408
| 5799 | 1937.4429 | 408
| 5800 | 1937.3544 | 408
| 5801 | 1937.1739 | 408
| 5802 | 1937.0606 | 408
| 5803 | 1937.0254 | 408
| 5804 | 1936.94 | 408
| 5805 | 1936.8428 | 408
| 5806 | 1936.641 | 408
| 5807 | 1936.4568 | 408
| 5808 | 1936.2401 | 408
| 5809 | 1936.0707 | 408
| 5810 | 1935.9068 | 408
| 5811 | 1935.6147 | 408
| 5812 | 1935.4726 | 408
| 5813 | 1935.3402 | 408
| 5814 | 1935.2563 | 408
| 5815 | 1935.1651 | 408
| 5816 | 1934.9449 | 408
| 5817 | 1934.7964 | 408
| 5818 | 1934.7124 | 408
| 5819 | 1934.6189 | 408
| 5820 | 1934.5296 | 408
| 5821 | 1934.4675 | 408
| 5822 | 1934.2353 | 408
| 5823 | 1934.0847 | 408
| 5824 | 1933.9431 | 408
| 5825 | 1933.7957 | 408
| 5826 | 1933.6064 | 408
| 5827 | 1933.4319 | 408
| 5828 | 1933.2055 | 408
| 5829 | 1933.0296 | 408
| 5830 | 1932.9372 | 408
| 5831 | 1932.5715 | 408
| 5832 | 1932.4257 | 408
| 5833 | 1932.3424 | 408
| 5834 | 1932.0792 | 408
| 5835 | 1931.9216 | 408
| 5836 | 1931.7135 | 408
| 5837 | 1931.5943 | 408
| 5838 | 1931.3728 | 408
| 5839 | 1931.1889 | 408
| 5840 | 1930.9161 | 408
| 5841 | 1930.8596 | 408
| 5842 | 1930.7735 | 408
| 5843 | 1930.497 | 408
| 5844 | 1930.4074 | 408
| 5845 | 1930.192 | 408
| 5846 | 1930.1251 | 408
| 5847 | 1930.0297 | 408
| 5848 | 1929.9147 | 408
| 5849 | 1929.6584 | 408
| 5850 | 1929.5432 | 408
| 5851 | 1929.2747 | 408
| 5852 | 1928.9488 | 408
| 5853 | 1928.8644 | 408
| 5854 | 1928.495 | 408
| 5855 | 1928.3474 | 408
| 5856 | 1928.2842 | 408
| 5857 | 1928.0342 | 408
| 5858 | 1927.9721 | 408
| 5859 | 1927.8585 | 408
| 5860 | 1927.6774 | 408
| 5861 | 1927.4305 | 408
| 5862 | 1927.3295 | 408
| 5863 | 1927.1991 | 408
| 5864 | 1927.0299 | 408
| 5865 | 1926.8582 | 408
| 5866 | 1926.7855 | 408
| 5867 | 1926.6219 | 408
| 5868 | 1926.5737 | 408
| 5869 | 1926.4767 | 408
| 5870 | 1926.4279 | 408
| 5871 | 1926.3543 | 408
| 5872 | 1926.2979 | 408
| 5873 | 1926.0841 | 408
| 5874 | 1925.9172 | 408
| 5875 | 1925.7569 | 408
| 5876 | 1925.6184 | 408
| 5877 | 1925.4413 | 408
| 5878 | 1925.3586 | 408
| 5879 | 1925.2627 | 408
| 5880 | 1924.9772 | 408
| 5881 | 1924.8203 | 408
| 5882 | 1924.5062 | 408
| 5883 | 1924.3982 | 408
| 5884 | 1924.3252 | 408
| 5885 | 1924.0495 | 408
| 5886 | 1923.8883 | 408
| 5887 | 1923.7434 | 408
| 5888 | 1923.6721 | 408
| 5889 | 1923.4985 | 408
| 5890 | 1923.3741 | 408
| 5891 | 1923.17 | 408
| 5892 | 1923.0467 | 408
| 5893 | 1922.7908 | 408
| 5894 | 1922.712 | 408
| 5895 | 1922.5884 | 408
| 5896 | 1922.435 | 408
| 5897 | 1922.3063 | 408
| 5898 | 1922.1374 | 408
| 5899 | 1921.8446 | 408
| 5900 | 1921.715 | 408
| 5901 | 1921.5632 | 408
| 5902 | 1921.4925 | 408
| 5903 | 1921.3595 | 408
| 5904 | 1921.234 | 408
| 5905 | 1921.1444 | 408
| 5906 | 1920.8076 | 408
| 5907 | 1920.6766 | 408
| 5908 | 1920.3853 | 408
| 5909 | 1920.2686 | 408
| 5910 | 1920.126 | 408
| 5911 | 1919.9115 | 408
| 5912 | 1919.8319 | 408
| 5913 | 1919.5099 | 408
| 5914 | 1919.366 | 408
| 5915 | 1919.2727 | 408
| 5916 | 1919.1526 | 408
| 5917 | 1918.9753 | 408
| 5918 | 1918.7336 | 408
| 5919 | 1918.5672 | 408
| 5920 | 1918.4792 | 408
| 5921 | 1918.3904 | 408
| 5922 | 1918.2126 | 408
| 5923 | 1917.9884 | 408
| 5924 | 1917.8581 | 408
| 5925 | 1917.6991 | 408
| 5926 | 1917.4527 | 408
| 5927 | 1917.3179 | 408
| 5928 | 1917.2311 | 408
| 5929 | 1917.0627 | 408
| 5930 | 1916.9065 | 408
| 5931 | 1916.7934 | 408
| 5932 | 1916.6628 | 408
| 5933 | 1916.5255 | 408
| 5934 | 1916.3137 | 408
| 5935 | 1916.0899 | 408
| 5936 | 1916.0242 | 408
| 5937 | 1915.8338 | 408
| 5938 | 1915.7151 | 408
| 5939 | 1915.5961 | 408
| 5940 | 1915.332 | 408
| 5941 | 1915.1983 | 408
| 5942 | 1915.1088 | 408
| 5943 | 1914.9018 | 408
| 5944 | 1914.7891 | 408
| 5945 | 1914.6137 | 408
| 5946 | 1914.5352 | 408
| 5947 | 1914.4282 | 408
| 5948 | 1914.2681 | 408
| 5949 | 1914.0115 | 408
| 5950 | 1913.8464 | 408
| 5951 | 1913.7725 | 408
| 5952 | 1913.6309 | 408
| 5953 | 1913.4511 | 408
| 5954 | 1913.3528 | 408
| 5955 | 1913.2174 | 408
| 5956 | 1913.0885 | 408
| 5957 | 1912.9963 | 408
| 5958 | 1912.7305 | 408
| 5959 | 1912.5214 | 408
| 5960 | 1912.3749 | 408
| 5961 | 1912.2011 | 408
| 5962 | 1912.0028 | 408
| 5963 | 1911.7896 | 408
| 5964 | 1911.6856 | 408
| 5965 | 1911.5112 | 408
| 5966 | 1911.3031 | 408
| 5967 | 1911.1086 | 408
| 5968 | 1910.8898 | 408
| 5969 | 1910.7658 | 408
| 5970 | 1910.5952 | 408
| 5971 | 1910.4523 | 408
| 5972 | 1910.3295 | 408
| 5973 | 1910.1968 | 408
| 5974 | 1910.1588 | 408
| 5975 | 1909.9314 | 408
| 5976 | 1909.7573 | 408
| 5977 | 1909.5599 | 408
| 5978 | 1909.4003 | 408
| 5979 | 1909.2144 | 408
| 5980 | 1909.0321 | 408
| 5981 | 1908.8441 | 408
| 5982 | 1908.6492 | 408
| 5983 | 1908.5059 | 408
| 5984 | 1908.3427 | 408
| 5985 | 1908.101 | 408
| 5986 | 1908.0147 | 408
| 5987 | 1907.8536 | 408
| 5988 | 1907.7786 | 408
| 5989 | 1907.7046 | 408
| 5990 | 1907.587 | 408
| 5991 | 1907.3414 | 408
| 5992 | 1907.2091 | 408
| 5993 | 1907.0769 | 408
| 5994 | 1906.8392 | 408
| 5995 | 1906.7431 | 408
| 5996 | 1906.5041 | 408
| 5997 | 1906.3966 | 408
| 5998 | 1906.3432 | 408
| 5999 | 1906.1436 | 408
| 6000 | 1905.8691 | 408
| 6001 | 1905.7517 | 408
| 6002 | 1905.5734 | 408
| 6003 | 1905.3716 | 408
| 6004 | 1905.1527 | 408
| 6005 | 1905.0552 | 408
| 6006 | 1904.9313 | 408
| 6007 | 1904.84 | 408
| 6008 | 1904.7228 | 408
| 6009 | 1904.6787 | 408
| 6010 | 1904.6152 | 408
| 6011 | 1904.5267 | 408
| 6012 | 1904.3385 | 408
| 6013 | 1904.1194 | 408
| 6014 | 1904.001 | 408
| 6015 | 1903.7935 | 408
| 6016 | 1903.7239 | 408
| 6017 | 1903.5242 | 408
| 6018 | 1903.1676 | 408
| 6019 | 1902.8607 | 408
| 6020 | 1902.7128 | 408
| 6021 | 1902.5917 | 408
| 6022 | 1902.2727 | 408
| 6023 | 1902.0572 | 408
| 6024 | 1901.9271 | 408
| 6025 | 1901.8528 | 408
| 6026 | 1901.7104 | 408
| 6027 | 1901.3741 | 408
| 6028 | 1901.2245 | 408
| 6029 | 1901.1331 | 408
| 6030 | 1900.7598 | 408
| 6031 | 1900.6209 | 408
| 6032 | 1900.4453 | 408
| 6033 | 1900.2699 | 408
| 6034 | 1900.0552 | 408
| 6035 | 1899.9371 | 408
| 6036 | 1899.8683 | 408
| 6037 | 1899.7272 | 408
| 6038 | 1899.5056 | 408
| 6039 | 1899.386 | 408
| 6040 | 1899.1791 | 408
| 6041 | 1899.0674 | 408
| 6042 | 1898.9236 | 408
| 6043 | 1898.7486 | 408
| 6044 | 1898.6666 | 408
| 6045 | 1898.4505 | 408
| 6046 | 1898.252 | 408
| 6047 | 1898.0967 | 408
| 6048 | 1898.0203 | 408
| 6049 | 1897.8622 | 408
| 6050 | 1897.6044 | 408
| 6051 | 1897.3943 | 408
| 6052 | 1897.223 | 408
| 6053 | 1897.1682 | 408
| 6054 | 1897.0274 | 408
| 6055 | 1896.8515 | 408
| 6056 | 1896.8031 | 408
| 6057 | 1896.6938 | 408
| 6058 | 1896.5432 | 408
| 6059 | 1896.4341 | 408
| 6060 | 1896.2398 | 408
| 6061 | 1895.8142 | 408
| 6062 | 1895.7051 | 408
| 6063 | 1895.5272 | 408
| 6064 | 1895.3399 | 408
| 6065 | 1895.2214 | 408
| 6066 | 1895.0595 | 408
| 6067 | 1894.9843 | 408
| 6068 | 1894.6638 | 408
| 6069 | 1894.4838 | 408
| 6070 | 1894.3496 | 408
| 6071 | 1894.1723 | 408
| 6072 | 1893.9602 | 408
| 6073 | 1893.8537 | 408
| 6074 | 1893.8004 | 408
| 6075 | 1893.5999 | 408
| 6076 | 1893.2847 | 408
| 6077 | 1893.1871 | 408
| 6078 | 1893.0694 | 408
| 6079 | 1892.8024 | 408
| 6080 | 1892.5927 | 408
| 6081 | 1892.482 | 408
| 6082 | 1892.2016 | 408
| 6083 | 1892.1118 | 408
| 6084 | 1891.9756 | 408
| 6085 | 1891.6829 | 408
| 6086 | 1891.6107 | 408
| 6087 | 1891.4247 | 408
| 6088 | 1891.2584 | 408
| 6089 | 1891.1041 | 408
| 6090 | 1890.9691 | 408
| 6091 | 1890.8364 | 408
| 6092 | 1890.674 | 408
| 6093 | 1890.4581 | 408
| 6094 | 1890.2123 | 408
| 6095 | 1890.1453 | 408
| 6096 | 1890.0507 | 408
| 6097 | 1889.8891 | 408
| 6098 | 1889.7502 | 408
| 6099 | 1889.683 | 408
| 6100 | 1889.5114 | 408
| 6101 | 1889.2479 | 408
| 6102 | 1888.9646 | 408
| 6103 | 1888.7354 | 408
| 6104 | 1888.5499 | 408
| 6105 | 1888.4175 | 408
| 6106 | 1888.2787 | 408
| 6107 | 1888.2222 | 408
| 6108 | 1888.0797 | 408
| 6109 | 1887.9364 | 408
| 6110 | 1887.6717 | 408
| 6111 | 1887.375 | 408
| 6112 | 1887.1542 | 408
| 6113 | 1887.0376 | 408
| 6114 | 1886.851 | 408
| 6115 | 1886.7704 | 408
| 6116 | 1886.6323 | 408
| 6117 | 1886.4866 | 408
| 6118 | 1886.2645 | 408
| 6119 | 1886.0683 | 408
| 6120 | 1885.8883 | 408
| 6121 | 1885.8189 | 408
| 6122 | 1885.7479 | 408
| 6123 | 1885.4841 | 408
| 6124 | 1885.3332 | 408
| 6125 | 1885.1238 | 408
| 6126 | 1884.9516 | 408
| 6127 | 1884.7906 | 408
| 6128 | 1884.5798 | 408
| 6129 | 1884.4449 | 408
| 6130 | 1884.2225 | 408
| 6131 | 1884.1442 | 408
| 6132 | 1883.9916 | 408
| 6133 | 1883.7276 | 408
| 6134 | 1883.5829 | 408
| 6135 | 1883.4407 | 408
| 6136 | 1883.3899 | 408
| 6137 | 1883.1994 | 408
| 6138 | 1883.0299 | 408
| 6139 | 1882.8226 | 408
| 6140 | 1882.631 | 408
| 6141 | 1882.4609 | 408
| 6142 | 1882.2611 | 408
| 6143 | 1882.0183 | 408
| 6144 | 1881.779 | 408
| 6145 | 1881.6543 | 408
| 6146 | 1881.5186 | 408
| 6147 | 1881.4382 | 408
| 6148 | 1881.2678 | 408
| 6149 | 1881.1206 | 408
| 6150 | 1880.9424 | 408
| 6151 | 1880.8178 | 408
| 6152 | 1880.6129 | 408
| 6153 | 1880.5746 | 408
| 6154 | 1880.4052 | 408
| 6155 | 1880.3314 | 408
| 6156 | 1880.1888 | 408
| 6157 | 1880.0349 | 408
| 6158 | 1879.8822 | 408
| 6159 | 1879.7465 | 408
| 6160 | 1879.6842 | 408
| 6161 | 1879.5715 | 408
| 6162 | 1879.4823 | 408
| 6163 | 1879.3546 | 408
| 6164 | 1879.111 | 408
| 6165 | 1879.0042 | 408
| 6166 | 1878.7844 | 408
| 6167 | 1878.578 | 408
| 6168 | 1878.3025 | 408
| 6169 | 1878.0603 | 408
| 6170 | 1877.9241 | 408
| 6171 | 1877.7109 | 408
| 6172 | 1877.5272 | 408
| 6173 | 1877.3882 | 408
| 6174 | 1877.2592 | 408
| 6175 | 1877.1555 | 408
| 6176 | 1877.0542 | 408
| 6177 | 1876.8943 | 408
| 6178 | 1876.6452 | 408
| 6179 | 1876.5127 | 408
| 6180 | 1876.3013 | 408
| 6181 | 1876.0969 | 408
| 6182 | 1876.0188 | 408
| 6183 | 1875.9539 | 408
| 6184 | 1875.7319 | 408
| 6185 | 1875.6512 | 408
| 6186 | 1875.4866 | 408
| 6187 | 1875.1635 | 408
| 6188 | 1875.0232 | 408
| 6189 | 1874.8661 | 408
| 6190 | 1874.5897 | 408
| 6191 | 1874.4523 | 408
| 6192 | 1874.2015 | 408
| 6193 | 1874.0585 | 408
| 6194 | 1873.8858 | 408
| 6195 | 1873.7892 | 408
| 6196 | 1873.6215 | 408
| 6197 | 1873.4446 | 408
| 6198 | 1873.3397 | 408
| 6199 | 1873.1221 | 408
| 6200 | 1872.8706 | 408
| 6201 | 1872.6652 | 408
| 6202 | 1872.5502 | 408
| 6203 | 1872.4387 | 408
| 6204 | 1872.2034 | 408
| 6205 | 1872.0701 | 408
| 6206 | 1871.861 | 408
| 6207 | 1871.6745 | 408
| 6208 | 1871.5617 | 408
| 6209 | 1871.4293 | 408
| 6210 | 1871.2346 | 408
| 6211 | 1871.1069 | 408
| 6212 | 1871.0329 | 408
| 6213 | 1870.8336 | 408
| 6214 | 1870.7067 | 408
| 6215 | 1870.6593 | 408
| 6216 | 1870.6007 | 408
| 6217 | 1870.4837 | 408
| 6218 | 1870.3053 | 408
| 6219 | 1870.1224 | 408
| 6220 | 1869.9544 | 408
| 6221 | 1869.8638 | 408
| 6222 | 1869.7257 | 408
| 6223 | 1869.6222 | 408
| 6224 | 1869.4565 | 408
| 6225 | 1869.2434 | 408
| 6226 | 1869.1654 | 408
| 6227 | 1868.994 | 408
| 6228 | 1868.8159 | 408
| 6229 | 1868.6741 | 408
| 6230 | 1868.3445 | 408
| 6231 | 1868.2155 | 408
| 6232 | 1868.1218 | 408
| 6233 | 1867.9803 | 408
| 6234 | 1867.9023 | 408
| 6235 | 1867.6765 | 408
| 6236 | 1867.5813 | 408
| 6237 | 1867.4552 | 408
| 6238 | 1867.224 | 408
| 6239 | 1866.9568 | 408
| 6240 | 1866.7983 | 408
| 6241 | 1866.6273 | 408
| 6242 | 1866.5546 | 408
| 6243 | 1866.3781 | 408
| 6244 | 1866.2342 | 408
| 6245 | 1865.9756 | 408
| 6246 | 1865.8759 | 408
| 6247 | 1865.6642 | 408
| 6248 | 1865.4783 | 408
| 6249 | 1865.3459 | 408
| 6250 | 1865.2698 | 408
| 6251 | 1865.1519 | 408
| 6252 | 1865.0813 | 408
| 6253 | 1864.7626 | 408
| 6254 | 1864.6493 | 408
| 6255 | 1864.5721 | 408
| 6256 | 1864.3646 | 408
| 6257 | 1864.168 | 408
| 6258 | 1863.9507 | 408
| 6259 | 1863.6937 | 408
| 6260 | 1863.5667 | 408
| 6261 | 1863.4507 | 408
| 6262 | 1863.3586 | 408
| 6263 | 1863.0816 | 408
| 6264 | 1862.9855 | 408
| 6265 | 1862.8829 | 408
| 6266 | 1862.5734 | 408
| 6267 | 1862.4618 | 408
| 6268 | 1862.2606 | 408
| 6269 | 1862.1087 | 408
| 6270 | 1861.9337 | 408
| 6271 | 1861.7839 | 408
| 6272 | 1861.6203 | 408
| 6273 | 1861.4292 | 408
| 6274 | 1861.3437 | 408
| 6275 | 1861.1176 | 408
| 6276 | 1861.0156 | 408
| 6277 | 1860.764 | 408
| 6278 | 1860.4951 | 408
| 6279 | 1860.3662 | 408
| 6280 | 1860.2093 | 408
| 6281 | 1859.9823 | 408
| 6282 | 1859.9023 | 408
| 6283 | 1859.6129 | 408
| 6284 | 1859.4442 | 408
| 6285 | 1859.3599 | 408
| 6286 | 1859.1372 | 408
| 6287 | 1859.013 | 408
| 6288 | 1858.9097 | 408
| 6289 | 1858.7124 | 408
| 6290 | 1858.5841 | 408
| 6291 | 1858.4395 | 408
| 6292 | 1858.3289 | 408
| 6293 | 1858.2485 | 408
| 6294 | 1858.0463 | 408
| 6295 | 1857.6872 | 408
| 6296 | 1857.6365 | 408
| 6297 | 1857.5014 | 408
| 6298 | 1857.3866 | 408
| 6299 | 1857.3093 | 408
| 6300 | 1857.0776 | 408
| 6301 | 1856.9959 | 408
| 6302 | 1856.8716 | 408
| 6303 | 1856.676 | 408
| 6304 | 1856.4765 | 408
| 6305 | 1856.3652 | 408
| 6306 | 1856.2673 | 408
| 6307 | 1856.1606 | 408
| 6308 | 1855.8775 | 408
| 6309 | 1855.7804 | 408
| 6310 | 1855.6983 | 408
| 6311 | 1855.5434 | 408
| 6312 | 1855.3307 | 408
| 6313 | 1855.2391 | 408
| 6314 | 1854.9961 | 408
| 6315 | 1854.9154 | 408
| 6316 | 1854.8277 | 408
| 6317 | 1854.7424 | 408
| 6318 | 1854.5448 | 408
| 6319 | 1854.3914 | 408
| 6320 | 1854.2732 | 408
| 6321 | 1854.0419 | 408
| 6322 | 1853.8765 | 408
| 6323 | 1853.7992 | 408
| 6324 | 1853.6682 | 408
| 6325 | 1853.5119 | 408
| 6326 | 1853.3667 | 408
| 6327 | 1853.2585 | 408
| 6328 | 1853.0063 | 408
| 6329 | 1852.9269 | 408
| 6330 | 1852.7896 | 408
| 6331 | 1852.6055 | 408
| 6332 | 1852.4937 | 408
| 6333 | 1852.4261 | 408
| 6334 | 1852.3173 | 408
| 6335 | 1852.1278 | 408
| 6336 | 1851.9796 | 408
| 6337 | 1851.7518 | 408
| 6338 | 1851.6854 | 408
| 6339 | 1851.3689 | 408
| 6340 | 1851.1961 | 408
| 6341 | 1851.017 | 408
| 6342 | 1850.9051 | 408
| 6343 | 1850.6081 | 408
| 6344 | 1850.4312 | 408
| 6345 | 1850.3283 | 408
| 6346 | 1850.1187 | 408
| 6347 | 1850.0231 | 408
| 6348 | 1849.7445 | 408
| 6349 | 1849.6467 | 408
| 6350 | 1849.4831 | 408
| 6351 | 1849.3063 | 408
| 6352 | 1849.1489 | 408
| 6353 | 1849.0639 | 408
| 6354 | 1848.8897 | 408
| 6355 | 1848.653 | 408
| 6356 | 1848.4127 | 408
| 6357 | 1848.0988 | 408
| 6358 | 1847.9838 | 408
| 6359 | 1847.7704 | 408
| 6360 | 1847.5926 | 408
| 6361 | 1847.3262 | 408
| 6362 | 1847.1994 | 408
| 6363 | 1846.9597 | 408
| 6364 | 1846.761 | 408
| 6365 | 1846.6054 | 408
| 6366 | 1846.4076 | 408
| 6367 | 1846.3198 | 408
| 6368 | 1846.1963 | 408
| 6369 | 1846.1546 | 408
| 6370 | 1846.1039 | 408
| 6371 | 1845.9658 | 408
| 6372 | 1845.8561 | 408
| 6373 | 1845.5724 | 408
| 6374 | 1845.3892 | 408
| 6375 | 1845.2153 | 408
| 6376 | 1845.0865 | 408
| 6377 | 1844.9592 | 408
| 6378 | 1844.8076 | 408
| 6379 | 1844.6042 | 408
| 6380 | 1844.4935 | 408
| 6381 | 1844.1222 | 408
| 6382 | 1844.0133 | 408
| 6383 | 1843.8781 | 408
| 6384 | 1843.7798 | 408
| 6385 | 1843.6751 | 408
| 6386 | 1843.5509 | 408
| 6387 | 1843.3784 | 408
| 6388 | 1843.2822 | 408
| 6389 | 1843.0961 | 408
| 6390 | 1842.9739 | 408
| 6391 | 1842.783 | 408
| 6392 | 1842.677 | 408
| 6393 | 1842.5368 | 408
| 6394 | 1842.4212 | 408
| 6395 | 1842.2482 | 408
| 6396 | 1842.1608 | 408
| 6397 | 1842.0166 | 408
| 6398 | 1841.7893 | 408
| 6399 | 1841.5888 | 408
| 6400 | 1841.4782 | 408
| 6401 | 1841.3785 | 408
| 6402 | 1841.1674 | 408
| 6403 | 1840.9272 | 408
| 6404 | 1840.8136 | 408
| 6405 | 1840.5789 | 408
| 6406 | 1840.4019 | 408
| 6407 | 1840.0674 | 408
| 6408 | 1839.9327 | 408
| 6409 | 1839.744 | 408
| 6410 | 1839.6648 | 408
| 6411 | 1839.476 | 408
| 6412 | 1839.3394 | 408
| 6413 | 1839.1509 | 408
| 6414 | 1839.0491 | 408
| 6415 | 1838.873 | 408
| 6416 | 1838.7569 | 408
| 6417 | 1838.6559 | 408
| 6418 | 1838.5349 | 408
| 6419 | 1838.3452 | 408
| 6420 | 1838.2421 | 408
| 6421 | 1838.08 | 408
| 6422 | 1837.9971 | 408
| 6423 | 1837.8483 | 408
| 6424 | 1837.7017 | 408
| 6425 | 1837.656 | 408
| 6426 | 1837.5541 | 408
| 6427 | 1837.4243 | 408
| 6428 | 1837.2558 | 408
| 6429 | 1837.1948 | 408
| 6430 | 1837.0522 | 408
| 6431 | 1836.8652 | 408
| 6432 | 1836.7449 | 408
| 6433 | 1836.6518 | 408
| 6434 | 1836.5175 | 408
| 6435 | 1836.3852 | 408
| 6436 | 1836.2765 | 408
| 6437 | 1836.0734 | 408
| 6438 | 1835.9342 | 408
| 6439 | 1835.5487 | 408
| 6440 | 1835.3827 | 408
| 6441 | 1835.1541 | 408
| 6442 | 1835.0674 | 408
| 6443 | 1834.99 | 408
| 6444 | 1834.8301 | 408
| 6445 | 1834.7043 | 408
| 6446 | 1834.6233 | 408
| 6447 | 1834.4862 | 408
| 6448 | 1834.3489 | 408
| 6449 | 1834.1694 | 408
| 6450 | 1833.9497 | 408
| 6451 | 1833.7843 | 408
| 6452 | 1833.576 | 408
| 6453 | 1833.4142 | 408
| 6454 | 1833.2452 | 408
| 6455 | 1833.0851 | 408
| 6456 | 1832.9246 | 408
| 6457 | 1832.811 | 408
| 6458 | 1832.5767 | 408
| 6459 | 1832.3961 | 408
| 6460 | 1832.243 | 408
| 6461 | 1831.9709 | 408
| 6462 | 1831.8093 | 408
| 6463 | 1831.7096 | 408
| 6464 | 1831.4073 | 408
| 6465 | 1831.3316 | 408
| 6466 | 1831.1443 | 408
| 6467 | 1831.0216 | 408
| 6468 | 1830.9313 | 408
| 6469 | 1830.8629 | 408
| 6470 | 1830.7317 | 408
| 6471 | 1830.5841 | 408
| 6472 | 1830.3761 | 408
| 6473 | 1830.1976 | 408
| 6474 | 1830.0736 | 408
| 6475 | 1829.8078 | 408
| 6476 | 1829.703 | 408
| 6477 | 1829.6188 | 408
| 6478 | 1829.3694 | 408
| 6479 | 1829.2171 | 408
| 6480 | 1829.0222 | 408
| 6481 | 1828.8829 | 408
| 6482 | 1828.8484 | 408
| 6483 | 1828.5152 | 408
| 6484 | 1828.2506 | 408
| 6485 | 1828.1072 | 408
| 6486 | 1827.8335 | 408
| 6487 | 1827.5594 | 408
| 6488 | 1827.4612 | 408
| 6489 | 1827.4151 | 408
| 6490 | 1827.14 | 408
| 6491 | 1826.9052 | 408
| 6492 | 1826.6628 | 408
| 6493 | 1826.5396 | 408
| 6494 | 1826.2825 | 408
| 6495 | 1826.0772 | 408
| 6496 | 1825.9441 | 408
| 6497 | 1825.8066 | 408
| 6498 | 1825.7574 | 408
| 6499 | 1825.577 | 408
| 6500 | 1825.4688 | 408
| 6501 | 1825.2349 | 408
| 6502 | 1825.1277 | 408
| 6503 | 1824.9818 | 408
| 6504 | 1824.8665 | 408
| 6505 | 1824.8095 | 408
| 6506 | 1824.6735 | 408
| 6507 | 1824.5585 | 408
| 6508 | 1824.4226 | 408
| 6509 | 1824.2383 | 408
| 6510 | 1824.0978 | 408
| 6511 | 1823.7988 | 408
| 6512 | 1823.6171 | 408
| 6513 | 1823.5432 | 408
| 6514 | 1823.4043 | 408
| 6515 | 1823.3076 | 408
| 6516 | 1823.1706 | 408
| 6517 | 1822.9625 | 408
| 6518 | 1822.799 | 408
| 6519 | 1822.6592 | 408
| 6520 | 1822.5403 | 408
| 6521 | 1822.4512 | 408
| 6522 | 1822.1564 | 408
| 6523 | 1822.0064 | 408
| 6524 | 1821.8349 | 408
| 6525 | 1821.6264 | 408
| 6526 | 1821.5656 | 408
| 6527 | 1821.4677 | 408
| 6528 | 1821.3548 | 408
| 6529 | 1821.1583 | 408
| 6530 | 1821.0829 | 408
| 6531 | 1820.931 | 408
| 6532 | 1820.7402 | 408
| 6533 | 1820.5589 | 408
| 6534 | 1820.3773 | 408
| 6535 | 1820.1071 | 408
| 6536 | 1819.9333 | 408
| 6537 | 1819.7802 | 408
| 6538 | 1819.6595 | 408
| 6539 | 1819.5296 | 408
| 6540 | 1819.4366 | 408
| 6541 | 1819.1496 | 408
| 6542 | 1819.0514 | 408
| 6543 | 1818.9737 | 408
| 6544 | 1818.6928 | 408
| 6545 | 1818.527 | 408
| 6546 | 1818.3413 | 408
| 6547 | 1818.1932 | 408
| 6548 | 1818.0032 | 408
| 6549 | 1817.9359 | 408
| 6550 | 1817.6895 | 408
| 6551 | 1817.3831 | 408
| 6552 | 1817.2144 | 408
| 6553 | 1816.8889 | 408
| 6554 | 1816.7371 | 408
| 6555 | 1816.5325 | 408
| 6556 | 1816.4393 | 408
| 6557 | 1816.3161 | 408
| 6558 | 1816.2231 | 408
| 6559 | 1815.9362 | 408
| 6560 | 1815.8618 | 408
| 6561 | 1815.7551 | 408
| 6562 | 1815.6869 | 408
| 6563 | 1815.6324 | 408
| 6564 | 1815.3313 | 408
| 6565 | 1815.278 | 408
| 6566 | 1815.0459 | 408
| 6567 | 1814.9741 | 408
| 6568 | 1814.8915 | 408
| 6569 | 1814.6444 | 408
| 6570 | 1814.5109 | 408
| 6571 | 1814.3604 | 408
| 6572 | 1814.2601 | 408
| 6573 | 1814.1154 | 408
| 6574 | 1813.8677 | 408
| 6575 | 1813.7857 | 408
| 6576 | 1813.6625 | 408
| 6577 | 1813.541 | 408
| 6578 | 1813.4916 | 408
| 6579 | 1813.3925 | 408
| 6580 | 1813.1975 | 408
| 6581 | 1813.1447 | 408
| 6582 | 1813.125 | 408
| 6583 | 1812.9051 | 408
| 6584 | 1812.776 | 408
| 6585 | 1812.6284 | 408
| 6586 | 1812.4056 | 408
| 6587 | 1812.2814 | 408
| 6588 | 1812.1873 | 408
| 6589 | 1812.0119 | 408
| 6590 | 1811.8751 | 408
| 6591 | 1811.7959 | 408
| 6592 | 1811.5893 | 408
| 6593 | 1811.4048 | 408
| 6594 | 1811.1941 | 408
| 6595 | 1811.0746 | 408
| 6596 | 1810.9349 | 408
| 6597 | 1810.7435 | 408
| 6598 | 1810.582 | 408
| 6599 | 1810.4003 | 408
| 6600 | 1810.2415 | 408
| 6601 | 1810.1164 | 408
| 6602 | 1809.9068 | 408
| 6603 | 1809.806 | 408
| 6604 | 1809.6187 | 408
| 6605 | 1809.4565 | 408
| 6606 | 1809.3507 | 408
| 6607 | 1809.3162 | 408
| 6608 | 1809.1752 | 408
| 6609 | 1808.9698 | 408
| 6610 | 1808.871 | 408
| 6611 | 1808.715 | 408
| 6612 | 1808.5012 | 408
| 6613 | 1808.3371 | 408
| 6614 | 1808.2116 | 408
| 6615 | 1808.076 | 408
| 6616 | 1807.8562 | 408
| 6617 | 1807.7298 | 408
| 6618 | 1807.5821 | 408
| 6619 | 1807.4305 | 408
| 6620 | 1807.2509 | 408
| 6621 | 1807.0352 | 408
| 6622 | 1806.8206 | 408
| 6623 | 1806.6798 | 408
| 6624 | 1806.5299 | 408
| 6625 | 1806.2314 | 408
| 6626 | 1806.1873 | 408
| 6627 | 1806.0632 | 408
| 6628 | 1805.9378 | 408
| 6629 | 1805.8243 | 408
| 6630 | 1805.6378 | 408
| 6631 | 1805.5777 | 408
| 6632 | 1805.2987 | 408
| 6633 | 1805.205 | 408
| 6634 | 1805.1549 | 408
| 6635 | 1804.9618 | 408
| 6636 | 1804.8723 | 408
| 6637 | 1804.7511 | 408
| 6638 | 1804.4609 | 408
| 6639 | 1804.3693 | 408
| 6640 | 1803.8739 | 408
| 6641 | 1803.6618 | 408
| 6642 | 1803.498 | 408
| 6643 | 1803.272 | 408
| 6644 | 1803.1635 | 408
| 6645 | 1803.0462 | 408
| 6646 | 1802.8471 | 408
| 6647 | 1802.7183 | 408
| 6648 | 1802.6555 | 408
| 6649 | 1802.5503 | 408
| 6650 | 1802.3352 | 408
| 6651 | 1802.1062 | 408
| 6652 | 1801.9688 | 408
| 6653 | 1801.7163 | 408
| 6654 | 1801.6601 | 408
| 6655 | 1801.3166 | 408
| 6656 | 1801.0566 | 408
| 6657 | 1800.9679 | 408
| 6658 | 1800.8179 | 408
| 6659 | 1800.6742 | 408
| 6660 | 1800.5112 | 408
| 6661 | 1800.2753 | 408
| 6662 | 1800.1359 | 408
| 6663 | 1800.0042 | 408
| 6664 | 1799.8849 | 408
| 6665 | 1799.7777 | 408
| 6666 | 1799.6158 | 408
| 6667 | 1799.4232 | 408
| 6668 | 1799.3108 | 408
| 6669 | 1799.0608 | 408
| 6670 | 1798.9483 | 408
| 6671 | 1798.7105 | 408
| 6672 | 1798.4273 | 408
| 6673 | 1798.3338 | 408
| 6674 | 1798.1343 | 408
| 6675 | 1797.9244 | 408
| 6676 | 1797.8411 | 408
| 6677 | 1797.5806 | 408
| 6678 | 1797.3819 | 408
| 6679 | 1797.2974 | 408
| 6680 | 1797.0941 | 408
| 6681 | 1797.0044 | 408
| 6682 | 1796.7802 | 408
| 6683 | 1796.592 | 408
| 6684 | 1796.3993 | 408
| 6685 | 1796.1923 | 408
| 6686 | 1796.1196 | 408
| 6687 | 1796.0326 | 408
| 6688 | 1795.8601 | 408
| 6689 | 1795.7416 | 408
| 6690 | 1795.5833 | 408
| 6691 | 1795.4777 | 408
| 6692 | 1795.3449 | 408
| 6693 | 1795.2383 | 408
| 6694 | 1795.0171 | 408
| 6695 | 1794.8622 | 408
| 6696 | 1794.7711 | 408
| 6697 | 1794.634 | 408
| 6698 | 1794.4765 | 408
| 6699 | 1794.3097 | 408
| 6700 | 1794.0943 | 408
| 6701 | 1793.8346 | 408
| 6702 | 1793.6674 | 408
| 6703 | 1793.5455 | 408
| 6704 | 1793.4516 | 408
| 6705 | 1793.2436 | 408
| 6706 | 1793.1403 | 408
| 6707 | 1793.0375 | 408
| 6708 | 1792.8897 | 408
| 6709 | 1792.6782 | 408
| 6710 | 1792.4441 | 408
| 6711 | 1792.3724 | 408
| 6712 | 1792.2471 | 408
| 6713 | 1792.1346 | 408
| 6714 | 1792.0427 | 408
| 6715 | 1791.9149 | 408
| 6716 | 1791.82 | 408
| 6717 | 1791.5836 | 408
| 6718 | 1791.4659 | 408
| 6719 | 1791.2613 | 408
| 6720 | 1791.1369 | 408
| 6721 | 1790.9961 | 408
| 6722 | 1790.7377 | 408
| 6723 | 1790.5985 | 408
| 6724 | 1790.4943 | 408
| 6725 | 1790.3038 | 408
| 6726 | 1789.9893 | 408
| 6727 | 1789.8654 | 408
| 6728 | 1789.6705 | 408
| 6729 | 1789.4648 | 408
| 6730 | 1789.3197 | 408
| 6731 | 1789.166 | 408
| 6732 | 1788.8941 | 408
| 6733 | 1788.7197 | 408
| 6734 | 1788.5651 | 408
| 6735 | 1788.4214 | 408
| 6736 | 1788.2593 | 408
| 6737 | 1788.1582 | 408
| 6738 | 1787.9098 | 408
| 6739 | 1787.7452 | 408
| 6740 | 1787.5854 | 408
| 6741 | 1787.4185 | 408
| 6742 | 1787.2601 | 408
| 6743 | 1787.0419 | 408
| 6744 | 1786.835 | 408
| 6745 | 1786.7958 | 408
| 6746 | 1786.6737 | 408
| 6747 | 1786.5056 | 408
| 6748 | 1786.251 | 408
| 6749 | 1786.062 | 408
| 6750 | 1785.7319 | 408
| 6751 | 1785.6585 | 408
| 6752 | 1785.5165 | 408
| 6753 | 1785.3393 | 408
| 6754 | 1785.0713 | 408
| 6755 | 1784.9249 | 408
| 6756 | 1784.7364 | 408
| 6757 | 1784.6525 | 408
| 6758 | 1784.542 | 408
| 6759 | 1784.3986 | 408
| 6760 | 1784.3192 | 408
| 6761 | 1784.1826 | 408
| 6762 | 1784.1265 | 408
| 6763 | 1784.0008 | 408
| 6764 | 1783.82 | 408
| 6765 | 1783.636 | 408
| 6766 | 1783.5101 | 408
| 6767 | 1783.3002 | 408
| 6768 | 1783.0731 | 408
| 6769 | 1782.8931 | 408
| 6770 | 1782.7916 | 408
| 6771 | 1782.5661 | 408
| 6772 | 1782.2941 | 408
| 6773 | 1782.0607 | 408
| 6774 | 1781.9725 | 408
| 6775 | 1781.9108 | 408
| 6776 | 1781.8346 | 408
| 6777 | 1781.7056 | 408
| 6778 | 1781.627 | 408
| 6779 | 1781.595 | 408
| 6780 | 1781.2778 | 408
| 6781 | 1781.1115 | 408
| 6782 | 1780.946 | 408
| 6783 | 1780.8685 | 408
| 6784 | 1780.411 | 408
| 6785 | 1780.2949 | 408
| 6786 | 1780.1891 | 408
| 6787 | 1780.1111 | 408
| 6788 | 1779.9641 | 408
| 6789 | 1779.7677 | 408
| 6790 | 1779.6653 | 408
| 6791 | 1779.4731 | 408
| 6792 | 1779.3048 | 408
| 6793 | 1779.0981 | 408
| 6794 | 1778.9207 | 408
| 6795 | 1778.7725 | 408
| 6796 | 1778.5733 | 408
| 6797 | 1778.3982 | 408
| 6798 | 1778.3146 | 408
| 6799 | 1778.2251 | 408
| 6800 | 1778.1031 | 408
| 6801 | 1777.9576 | 408
| 6802 | 1777.7928 | 408
| 6803 | 1777.5715 | 408
| 6804 | 1777.3868 | 408
| 6805 | 1777.2688 | 408
| 6806 | 1777.1982 | 408
| 6807 | 1776.9932 | 408
| 6808 | 1776.7655 | 408
| 6809 | 1776.6525 | 408
| 6810 | 1776.4481 | 408
| 6811 | 1776.342 | 408
| 6812 | 1776.2331 | 408
| 6813 | 1776.0219 | 408
| 6814 | 1775.6002 | 408
| 6815 | 1775.4558 | 408
| 6816 | 1775.3634 | 408
| 6817 | 1775.2744 | 408
| 6818 | 1775.1711 | 408
| 6819 | 1774.9926 | 408
| 6820 | 1774.8138 | 408
| 6821 | 1774.5257 | 408
| 6822 | 1774.4436 | 408
| 6823 | 1774.1735 | 408
| 6824 | 1774.0983 | 408
| 6825 | 1773.9297 | 408
| 6826 | 1773.8115 | 408
| 6827 | 1773.6673 | 408
| 6828 | 1773.5244 | 408
| 6829 | 1773.4264 | 408
| 6830 | 1773.3593 | 408
| 6831 | 1773.2695 | 408
| 6832 | 1773.0969 | 408
| 6833 | 1772.8105 | 408
| 6834 | 1772.5921 | 408
| 6835 | 1772.4345 | 408
| 6836 | 1772.3401 | 408
| 6837 | 1772.1881 | 408
| 6838 | 1772.0286 | 408
| 6839 | 1771.8948 | 408
| 6840 | 1771.7538 | 408
| 6841 | 1771.5623 | 408
| 6842 | 1771.3947 | 408
| 6843 | 1771.3456 | 408
| 6844 | 1771.178 | 408
| 6845 | 1771.0474 | 408
| 6846 | 1770.971 | 408
| 6847 | 1770.7681 | 408
| 6848 | 1770.5398 | 408
| 6849 | 1770.4059 | 408
| 6850 | 1770.2476 | 408
| 6851 | 1770.1787 | 408
| 6852 | 1769.9481 | 408
| 6853 | 1769.6618 | 408
| 6854 | 1769.5946 | 408
| 6855 | 1769.4837 | 408
| 6856 | 1769.3249 | 408
| 6857 | 1769.1777 | 408
| 6858 | 1769.0638 | 408
| 6859 | 1768.8636 | 408
| 6860 | 1768.6926 | 408
| 6861 | 1768.5508 | 408
| 6862 | 1768.3934 | 408
| 6863 | 1768.2569 | 408
| 6864 | 1768.1191 | 408
| 6865 | 1767.9118 | 408
| 6866 | 1767.8718 | 408
| 6867 | 1767.6844 | 408
| 6868 | 1767.5473 | 408
| 6869 | 1767.4409 | 408
| 6870 | 1767.2984 | 408
| 6871 | 1767.213 | 408
| 6872 | 1767.1023 | 408
| 6873 | 1767.022 | 408
| 6874 | 1766.7884 | 408
| 6875 | 1766.6343 | 408
| 6876 | 1766.502 | 408
| 6877 | 1766.3671 | 408
| 6878 | 1766.2491 | 408
| 6879 | 1766.1779 | 408
| 6880 | 1766.1136 | 408
| 6881 | 1766.0091 | 408
| 6882 | 1765.889 | 408
| 6883 | 1765.8317 | 408
| 6884 | 1765.706 | 408
| 6885 | 1765.5528 | 408
| 6886 | 1765.4437 | 408
| 6887 | 1765.3921 | 408
| 6888 | 1765.2438 | 408
| 6889 | 1765.1737 | 408
| 6890 | 1765.0399 | 408
| 6891 | 1764.8059 | 408
| 6892 | 1764.6971 | 408
| 6893 | 1764.4901 | 408
| 6894 | 1764.335 | 408
| 6895 | 1764.123 | 408
| 6896 | 1763.907 | 408
| 6897 | 1763.8413 | 408
| 6898 | 1763.793 | 408
| 6899 | 1763.6457 | 408
| 6900 | 1763.5888 | 408
| 6901 | 1763.5537 | 408
| 6902 | 1763.4021 | 408
| 6903 | 1763.1888 | 408
| 6904 | 1763.1309 | 408
| 6905 | 1763.0064 | 408
| 6906 | 1762.942 | 408
| 6907 | 1762.7606 | 408
| 6908 | 1762.63 | 408
| 6909 | 1762.508 | 408
| 6910 | 1762.3131 | 408
| 6911 | 1762.2206 | 408
| 6912 | 1762.0144 | 408
| 6913 | 1761.9224 | 408
| 6914 | 1761.7883 | 408
| 6915 | 1761.7107 | 408
| 6916 | 1761.6018 | 408
| 6917 | 1761.424 | 408
| 6918 | 1761.2861 | 408
| 6919 | 1761.1697 | 408
| 6920 | 1761.05 | 408
| 6921 | 1760.7781 | 408
| 6922 | 1760.645 | 408
| 6923 | 1760.383 | 408
| 6924 | 1760.2144 | 408
| 6925 | 1760.1123 | 408
| 6926 | 1759.9661 | 408
| 6927 | 1759.7878 | 408
| 6928 | 1759.7241 | 408
| 6929 | 1759.6536 | 408
| 6930 | 1759.451 | 408
| 6931 | 1759.2515 | 408
| 6932 | 1759.0433 | 408
| 6933 | 1758.7822 | 408
| 6934 | 1758.7031 | 408
| 6935 | 1758.6134 | 408
| 6936 | 1758.5536 | 408
| 6937 | 1758.3347 | 408
| 6938 | 1758.2491 | 408
| 6939 | 1758.0526 | 408
| 6940 | 1757.8199 | 408
| 6941 | 1757.7578 | 408
| 6942 | 1757.6959 | 408
| 6943 | 1757.5303 | 408
| 6944 | 1757.3184 | 408
| 6945 | 1757.0544 | 408
| 6946 | 1756.8661 | 408
| 6947 | 1756.7958 | 408
| 6948 | 1756.6437 | 408
| 6949 | 1756.5221 | 408
| 6950 | 1756.388 | 408
| 6951 | 1756.3304 | 408
| 6952 | 1756.2723 | 408
| 6953 | 1756.1764 | 408
| 6954 | 1756.0188 | 408
| 6955 | 1755.8943 | 408
| 6956 | 1755.68 | 408
| 6957 | 1755.4323 | 408
| 6958 | 1755.2564 | 408
| 6959 | 1755.1261 | 408
| 6960 | 1754.8015 | 408
| 6961 | 1754.7355 | 408
| 6962 | 1754.5339 | 408
| 6963 | 1754.4109 | 408
| 6964 | 1754.2 | 408
| 6965 | 1753.956 | 408
| 6966 | 1753.9275 | 408
| 6967 | 1753.8138 | 408
| 6968 | 1753.6355 | 408
| 6969 | 1753.4588 | 408
| 6970 | 1753.2856 | 408
| 6971 | 1753.1486 | 408
| 6972 | 1753.0865 | 408
| 6973 | 1752.9724 | 408
| 6974 | 1752.763 | 408
| 6975 | 1752.6661 | 408
| 6976 | 1752.5048 | 408
| 6977 | 1752.4177 | 408
| 6978 | 1752.2327 | 408
| 6979 | 1752.0275 | 408
| 6980 | 1751.858 | 408
| 6981 | 1751.7415 | 408
| 6982 | 1751.5863 | 408
| 6983 | 1751.3641 | 408
| 6984 | 1751.2381 | 408
| 6985 | 1750.9569 | 408
| 6986 | 1750.8004 | 408
| 6987 | 1750.7309 | 408
| 6988 | 1750.6661 | 408
| 6989 | 1750.452 | 408
| 6990 | 1750.1481 | 408
| 6991 | 1749.8785 | 408
| 6992 | 1749.8488 | 408
| 6993 | 1749.6358 | 408
| 6994 | 1749.4835 | 408
| 6995 | 1749.4052 | 408
| 6996 | 1749.3416 | 408
| 6997 | 1749.2961 | 408
| 6998 | 1749.2222 | 408
| 6999 | 1749.1434 | 408
| 7000 | 1749.0755 | 408
| 7001 | 1748.9426 | 408
| 7002 | 1748.8561 | 408
| 7003 | 1748.7318 | 408
| 7004 | 1748.6082 | 408
| 7005 | 1748.4777 | 408
| 7006 | 1748.3903 | 408
| 7007 | 1748.1793 | 408
| 7008 | 1748.0569 | 408
| 7009 | 1747.924 | 408
| 7010 | 1747.7281 | 408
| 7011 | 1747.5861 | 408
| 7012 | 1747.3922 | 408
| 7013 | 1747.1473 | 408
| 7014 | 1746.9482 | 408
| 7015 | 1746.8804 | 408
| 7016 | 1746.8174 | 408
| 7017 | 1746.7284 | 408
| 7018 | 1746.5747 | 408
| 7019 | 1746.4256 | 408
| 7020 | 1746.3531 | 408
| 7021 | 1746.173 | 408
| 7022 | 1746.079 | 408
| 7023 | 1745.8668 | 408
| 7024 | 1745.6594 | 408
| 7025 | 1745.5588 | 408
| 7026 | 1745.4287 | 408
| 7027 | 1745.3384 | 408
| 7028 | 1745.159 | 408
| 7029 | 1745.0154 | 408
| 7030 | 1744.9511 | 408
| 7031 | 1744.8152 | 408
| 7032 | 1744.6677 | 408
| 7033 | 1744.5334 | 408
| 7034 | 1744.4111 | 408
| 7035 | 1744.2608 | 408
| 7036 | 1744.1447 | 408
| 7037 | 1743.9734 | 408
| 7038 | 1743.8002 | 408
| 7039 | 1743.6819 | 408
| 7040 | 1743.59 | 408
| 7041 | 1743.4893 | 408
| 7042 | 1743.3863 | 408
| 7043 | 1743.1419 | 408
| 7044 | 1742.8052 | 408
| 7045 | 1742.7016 | 408
| 7046 | 1742.6277 | 408
| 7047 | 1742.3781 | 408
| 7048 | 1742.1539 | 408
| 7049 | 1742.029 | 408
| 7050 | 1741.9013 | 408
| 7051 | 1741.4643 | 408
| 7052 | 1741.3912 | 408
| 7053 | 1741.1483 | 408
| 7054 | 1741.0176 | 408
| 7055 | 1740.8524 | 408
| 7056 | 1740.6562 | 408
| 7057 | 1740.5808 | 408
| 7058 | 1740.3068 | 408
| 7059 | 1740.2159 | 408
| 7060 | 1740.1244 | 408
| 7061 | 1740.0115 | 408
| 7062 | 1739.8279 | 408
| 7063 | 1739.6948 | 408
| 7064 | 1739.601 | 408
| 7065 | 1739.4005 | 408
| 7066 | 1739.2445 | 408
| 7067 | 1739.0623 | 408
| 7068 | 1738.9061 | 408
| 7069 | 1738.8521 | 408
| 7070 | 1738.5993 | 408
| 7071 | 1738.5029 | 408
| 7072 | 1738.4123 | 408
| 7073 | 1738.3707 | 408
| 7074 | 1738.2549 | 408
| 7075 | 1738.0041 | 408
| 7076 | 1737.8583 | 408
| 7077 | 1737.7665 | 408
| 7078 | 1737.6168 | 408
| 7079 | 1737.4141 | 408
| 7080 | 1737.1846 | 408
| 7081 | 1737.1147 | 408
| 7082 | 1736.9131 | 408
| 7083 | 1736.7369 | 408
| 7084 | 1736.5167 | 408
| 7085 | 1736.3148 | 408
| 7086 | 1736.1612 | 408
| 7087 | 1736.0291 | 408
| 7088 | 1735.8561 | 408
| 7089 | 1735.6955 | 408
| 7090 | 1735.5747 | 408
| 7091 | 1735.5047 | 408
| 7092 | 1735.3312 | 408
| 7093 | 1735.1826 | 408
| 7094 | 1735.1101 | 408
| 7095 | 1734.8493 | 408
| 7096 | 1734.7217 | 408
| 7097 | 1734.5555 | 408
| 7098 | 1734.3557 | 408
| 7099 | 1734.2173 | 408
| 7100 | 1734.1177 | 408
| 7101 | 1733.9973 | 408
| 7102 | 1733.8267 | 408
| 7103 | 1733.7719 | 408
| 7104 | 1733.7162 | 408
| 7105 | 1733.5403 | 408
| 7106 | 1733.4135 | 408
| 7107 | 1733.3011 | 408
| 7108 | 1733.148 | 408
| 7109 | 1733.0495 | 408
| 7110 | 1732.9267 | 408
| 7111 | 1732.7793 | 408
| 7112 | 1732.6595 | 408
| 7113 | 1732.5069 | 408
| 7114 | 1732.2742 | 408
| 7115 | 1732.0833 | 408
| 7116 | 1732.0456 | 408
| 7117 | 1731.9365 | 408
| 7118 | 1731.809 | 408
| 7119 | 1731.6723 | 408
| 7120 | 1731.5223 | 408
| 7121 | 1731.4081 | 408
| 7122 | 1731.3224 | 408
| 7123 | 1731.1951 | 408
| 7124 | 1731.0609 | 408
| 7125 | 1730.9645 | 408
| 7126 | 1730.8876 | 408
| 7127 | 1730.8286 | 408
| 7128 | 1730.6771 | 408
| 7129 | 1730.5511 | 408
| 7130 | 1730.358 | 408
| 7131 | 1730.2288 | 408
| 7132 | 1730.071 | 408
| 7133 | 1729.8456 | 408
| 7134 | 1729.7429 | 408
| 7135 | 1729.6526 | 408
| 7136 | 1729.4603 | 408
| 7137 | 1729.3497 | 408
| 7138 | 1729.215 | 408
| 7139 | 1729.1553 | 408
| 7140 | 1729.0431 | 408
| 7141 | 1728.884 | 408
| 7142 | 1728.7856 | 408
| 7143 | 1728.6909 | 408
| 7144 | 1728.6019 | 408
| 7145 | 1728.483 | 408
| 7146 | 1728.3302 | 408
| 7147 | 1728.1153 | 408
| 7148 | 1727.8924 | 408
| 7149 | 1727.8337 | 408
| 7150 | 1727.7167 | 408
| 7151 | 1727.5931 | 408
| 7152 | 1727.4915 | 408
| 7153 | 1727.389 | 408
| 7154 | 1727.3153 | 408
| 7155 | 1727.2052 | 408
| 7156 | 1727.0811 | 408
| 7157 | 1727.0348 | 408
| 7158 | 1726.8484 | 408
| 7159 | 1726.7949 | 408
| 7160 | 1726.7347 | 408
| 7161 | 1726.6048 | 408
| 7162 | 1726.48 | 408
| 7163 | 1726.3716 | 408
| 7164 | 1726.2774 | 408
| 7165 | 1726.1314 | 408
| 7166 | 1726.0365 | 408
| 7167 | 1725.8761 | 408
| 7168 | 1725.6628 | 408
| 7169 | 1725.5276 | 408
| 7170 | 1725.4407 | 408
| 7171 | 1725.1305 | 408
| 7172 | 1725.0201 | 408
| 7173 | 1724.894 | 408
| 7174 | 1724.7956 | 408
| 7175 | 1724.5695 | 408
| 7176 | 1724.4885 | 408
| 7177 | 1724.3973 | 408
| 7178 | 1724.1791 | 408
| 7179 | 1724.0462 | 408
| 7180 | 1723.9206 | 408
| 7181 | 1723.7946 | 408
| 7182 | 1723.7095 | 408
| 7183 | 1723.5713 | 408
| 7184 | 1723.4214 | 408
| 7185 | 1723.3088 | 408
| 7186 | 1723.1969 | 408
| 7187 | 1723.061 | 408
| 7188 | 1722.9168 | 408
| 7189 | 1722.8451 | 408
| 7190 | 1722.6322 | 408
| 7191 | 1722.4166 | 408
| 7192 | 1722.3011 | 408
| 7193 | 1722.0499 | 408
| 7194 | 1721.9293 | 408
| 7195 | 1721.8765 | 408
| 7196 | 1721.7824 | 408
| 7197 | 1721.6912 | 408
| 7198 | 1721.5061 | 408
| 7199 | 1721.2986 | 408
| 7200 | 1721.1525 | 408
| 7201 | 1721.0561 | 408
| 7202 | 1720.8635 | 408
| 7203 | 1720.6932 | 408
| 7204 | 1720.5846 | 408
| 7205 | 1720.4228 | 408
| 7206 | 1720.2459 | 408
| 7207 | 1720.1635 | 408
| 7208 | 1720.0487 | 408
| 7209 | 1719.9077 | 408
| 7210 | 1719.5796 | 408
| 7211 | 1719.4641 | 408
| 7212 | 1719.3586 | 408
| 7213 | 1719.2683 | 408
| 7214 | 1719.1523 | 408
| 7215 | 1719.0255 | 408
| 7216 | 1718.8468 | 408
| 7217 | 1718.7191 | 408
| 7218 | 1718.6377 | 408
| 7219 | 1718.5394 | 408
| 7220 | 1718.4543 | 408
| 7221 | 1718.3612 | 408
| 7222 | 1718.2288 | 408
| 7223 | 1718.1479 | 408
| 7224 | 1718.0244 | 408
| 7225 | 1717.8193 | 408
| 7226 | 1717.5696 | 408
| 7227 | 1717.5198 | 408
| 7228 | 1717.3961 | 408
| 7229 | 1717.1913 | 408
| 7230 | 1717.1049 | 408
| 7231 | 1717.0033 | 408
| 7232 | 1716.6772 | 408
| 7233 | 1716.6138 | 408
| 7234 | 1716.359 | 408
| 7235 | 1716.2575 | 408
| 7236 | 1716.1388 | 408
| 7237 | 1716.0058 | 408
| 7238 | 1715.8814 | 408
| 7239 | 1715.7883 | 408
| 7240 | 1715.6397 | 408
| 7241 | 1715.5327 | 408
| 7242 | 1715.3261 | 408
| 7243 | 1715.2122 | 408
| 7244 | 1714.9736 | 408
| 7245 | 1714.8432 | 408
| 7246 | 1714.6746 | 408
| 7247 | 1714.4339 | 408
| 7248 | 1714.3883 | 408
| 7249 | 1714.2917 | 408
| 7250 | 1714.0551 | 408
| 7251 | 1713.9839 | 408
| 7252 | 1713.8517 | 408
| 7253 | 1713.7707 | 408
| 7254 | 1713.6956 | 408
| 7255 | 1713.4978 | 408
| 7256 | 1713.3799 | 408
| 7257 | 1713.2074 | 408
| 7258 | 1713.1244 | 408
| 7259 | 1712.9548 | 408
| 7260 | 1712.8871 | 408
| 7261 | 1712.8484 | 408
| 7262 | 1712.7439 | 408
| 7263 | 1712.5522 | 408
| 7264 | 1712.3964 | 408
| 7265 | 1712.1766 | 408
| 7266 | 1712.0722 | 408
| 7267 | 1711.9505 | 408
| 7268 | 1711.7312 | 408
| 7269 | 1711.6038 | 408
| 7270 | 1711.4446 | 408
| 7271 | 1711.36 | 408
| 7272 | 1711.3097 | 408
| 7273 | 1711.2052 | 408
| 7274 | 1711.0839 | 408
| 7275 | 1710.9607 | 408
| 7276 | 1710.8037 | 408
| 7277 | 1710.7182 | 408
| 7278 | 1710.4346 | 408
| 7279 | 1710.3401 | 408
| 7280 | 1710.1077 | 408
| 7281 | 1709.9805 | 408
| 7282 | 1709.9175 | 408
| 7283 | 1709.7761 | 408
| 7284 | 1709.6388 | 408
| 7285 | 1709.5181 | 408
| 7286 | 1709.4344 | 408
| 7287 | 1709.3882 | 408
| 7288 | 1709.2093 | 408
| 7289 | 1709.1453 | 408
| 7290 | 1709.0378 | 408
| 7291 | 1708.7757 | 408
| 7292 | 1708.6613 | 408
| 7293 | 1708.5416 | 408
| 7294 | 1708.3856 | 408
| 7295 | 1708.3238 | 408
| 7296 | 1708.2169 | 408
| 7297 | 1708.0528 | 408
| 7298 | 1707.8701 | 408
| 7299 | 1707.6921 | 408
| 7300 | 1707.5917 | 408
| 7301 | 1707.4768 | 408
| 7302 | 1707.3613 | 408
| 7303 | 1707.2943 | 408
| 7304 | 1707.0493 | 408
| 7305 | 1706.9844 | 408
| 7306 | 1706.8971 | 408
| 7307 | 1706.7781 | 408
| 7308 | 1706.6057 | 408
| 7309 | 1706.4399 | 408
| 7310 | 1706.3184 | 408
| 7311 | 1706.2446 | 408
| 7312 | 1706.0238 | 408
| 7313 | 1705.8158 | 408
| 7314 | 1705.5663 | 408
| 7315 | 1705.4537 | 408
| 7316 | 1705.2869 | 408
| 7317 | 1705.1669 | 408
| 7318 | 1705.0326 | 408
| 7319 | 1704.9123 | 408
| 7320 | 1704.6746 | 408
| 7321 | 1704.5057 | 408
| 7322 | 1704.3805 | 408
| 7323 | 1704.2027 | 408
| 7324 | 1704.164 | 408
| 7325 | 1704.0266 | 408
| 7326 | 1703.9124 | 408
| 7327 | 1703.7625 | 408
| 7328 | 1703.6769 | 408
| 7329 | 1703.6027 | 408
| 7330 | 1703.4513 | 408
| 7331 | 1703.2783 | 408
| 7332 | 1703.183 | 408
| 7333 | 1703.0237 | 408
| 7334 | 1702.9368 | 408
| 7335 | 1702.8496 | 408
| 7336 | 1702.743 | 408
| 7337 | 1702.5078 | 408
| 7338 | 1702.4457 | 408
| 7339 | 1702.324 | 408
| 7340 | 1702.2201 | 408
| 7341 | 1702.1108 | 408
| 7342 | 1701.931 | 408
| 7343 | 1701.6593 | 408
| 7344 | 1701.5293 | 408
| 7345 | 1701.4442 | 408
| 7346 | 1701.2156 | 408
| 7347 | 1701.0773 | 408
| 7348 | 1700.9255 | 408
| 7349 | 1700.7435 | 408
| 7350 | 1700.5687 | 408
| 7351 | 1700.4986 | 408
| 7352 | 1700.3655 | 408
| 7353 | 1700.2896 | 408
| 7354 | 1700.0836 | 408
| 7355 | 1699.9784 | 408
| 7356 | 1699.8374 | 408
| 7357 | 1699.5902 | 408
| 7358 | 1699.5107 | 408
| 7359 | 1699.4168 | 408
| 7360 | 1699.3419 | 408
| 7361 | 1699.1324 | 408
| 7362 | 1699.0498 | 408
| 7363 | 1698.8687 | 408
| 7364 | 1698.767 | 408
| 7365 | 1698.6023 | 408
| 7366 | 1698.4938 | 408
| 7367 | 1698.3701 | 408
| 7368 | 1698.1453 | 408
| 7369 | 1697.9688 | 408
| 7370 | 1697.869 | 408
| 7371 | 1697.8389 | 408
| 7372 | 1697.6978 | 408
| 7373 | 1697.6258 | 408
| 7374 | 1697.5749 | 408
| 7375 | 1697.4876 | 408
| 7376 | 1697.35 | 408
| 7377 | 1697.2636 | 408
| 7378 | 1697.1843 | 408
| 7379 | 1697.0472 | 408
| 7380 | 1696.88 | 408
| 7381 | 1696.7299 | 408
| 7382 | 1696.6141 | 408
| 7383 | 1696.4525 | 408
| 7384 | 1696.2845 | 408
| 7385 | 1696.2187 | 408
| 7386 | 1696.1191 | 408
| 7387 | 1695.8803 | 408
| 7388 | 1695.7972 | 408
| 7389 | 1695.7179 | 408
| 7390 | 1695.6433 | 408
| 7391 | 1695.5681 | 408
| 7392 | 1695.3687 | 408
| 7393 | 1695.295 | 408
| 7394 | 1695.204 | 408
| 7395 | 1695.1122 | 408
| 7396 | 1695.0131 | 408
| 7397 | 1694.9318 | 408
| 7398 | 1694.7554 | 408
| 7399 | 1694.5748 | 408
| 7400 | 1694.4675 | 408
| 7401 | 1694.2736 | 408
| 7402 | 1694.2133 | 408
| 7403 | 1694.1176 | 408
| 7404 | 1693.9849 | 408
| 7405 | 1693.8346 | 408
| 7406 | 1693.7146 | 408
| 7407 | 1693.644 | 408
| 7408 | 1693.3799 | 408
| 7409 | 1693.2246 | 408
| 7410 | 1693.1834 | 408
| 7411 | 1693.0916 | 408
| 7412 | 1692.9151 | 408
| 7413 | 1692.8433 | 408
| 7414 | 1692.6716 | 408
| 7415 | 1692.5543 | 408
| 7416 | 1692.4055 | 408
| 7417 | 1692.3159 | 408
| 7418 | 1692.1683 | 408
| 7419 | 1692.1098 | 408
| 7420 | 1692.0378 | 408
| 7421 | 1691.8746 | 408
| 7422 | 1691.7752 | 408
| 7423 | 1691.6981 | 408
| 7424 | 1691.5442 | 408
| 7425 | 1691.3616 | 408
| 7426 | 1691.1676 | 408
| 7427 | 1691.1114 | 408
| 7428 | 1690.9658 | 408
| 7429 | 1690.8785 | 408
| 7430 | 1690.743 | 408
| 7431 | 1690.5678 | 408
| 7432 | 1690.3069 | 408
| 7433 | 1690.1867 | 408
| 7434 | 1689.996 | 408
| 7435 | 1689.9289 | 408
| 7436 | 1689.815 | 408
| 7437 | 1689.6936 | 408
| 7438 | 1689.6093 | 408
| 7439 | 1689.5218 | 408
| 7440 | 1689.3003 | 408
| 7441 | 1689.1686 | 408
| 7442 | 1689.0239 | 408
| 7443 | 1688.9281 | 408
| 7444 | 1688.8595 | 408
| 7445 | 1688.7494 | 408
| 7446 | 1688.4828 | 408
| 7447 | 1688.3844 | 408
| 7448 | 1688.3117 | 408
| 7449 | 1688.2212 | 408
| 7450 | 1688.1504 | 408
| 7451 | 1687.9693 | 408
| 7452 | 1687.7348 | 408
| 7453 | 1687.6598 | 408
| 7454 | 1687.5504 | 408
| 7455 | 1687.501 | 408
| 7456 | 1687.298 | 408
| 7457 | 1687.221 | 408
| 7458 | 1687.1357 | 408
| 7459 | 1687.0088 | 408
| 7460 | 1686.8745 | 408
| 7461 | 1686.792 | 408
| 7462 | 1686.6911 | 408
| 7463 | 1686.6151 | 408
| 7464 | 1686.3315 | 408
| 7465 | 1686.2535 | 408
| 7466 | 1686.1299 | 408
| 7467 | 1686.0687 | 408
| 7468 | 1685.9835 | 408
| 7469 | 1685.9047 | 408
| 7470 | 1685.7192 | 408
| 7471 | 1685.6225 | 408
| 7472 | 1685.3463 | 408
| 7473 | 1685.2091 | 408
| 7474 | 1685.1488 | 408
| 7475 | 1685.0584 | 408
| 7476 | 1685.0008 | 408
| 7477 | 1684.8819 | 408
| 7478 | 1684.7785 | 408
| 7479 | 1684.6663 | 408
| 7480 | 1684.4669 | 408
| 7481 | 1684.3907 | 408
| 7482 | 1684.3236 | 408
| 7483 | 1684.2272 | 408
| 7484 | 1684.0966 | 408
| 7485 | 1683.9441 | 408
| 7486 | 1683.6733 | 408
| 7487 | 1683.5351 | 408
| 7488 | 1683.3293 | 408
| 7489 | 1683.1204 | 408
| 7490 | 1683.0064 | 408
| 7491 | 1682.9478 | 408
| 7492 | 1682.8939 | 408
| 7493 | 1682.7523 | 408
| 7494 | 1682.6985 | 408
| 7495 | 1682.6302 | 408
| 7496 | 1682.5489 | 408
| 7497 | 1682.4377 | 408
| 7498 | 1682.2212 | 408
| 7499 | 1682.1348 | 408
| 7500 | 1682.0477 | 408
| 7501 | 1681.9462 | 408
| 7502 | 1681.778 | 408
| 7503 | 1681.6389 | 408
| 7504 | 1681.5522 | 408
| 7505 | 1681.4985 | 408
| 7506 | 1681.2473 | 408
| 7507 | 1681.1617 | 408
| 7508 | 1681.0144 | 408
| 7509 | 1680.8839 | 408
| 7510 | 1680.8045 | 408
| 7511 | 1680.7273 | 408
| 7512 | 1680.6415 | 408
| 7513 | 1680.5576 | 408
| 7514 | 1680.4694 | 408
| 7515 | 1680.3072 | 408
| 7516 | 1680.1859 | 408
| 7517 | 1680.0463 | 408
| 7518 | 1679.9724 | 408
| 7519 | 1679.8678 | 408
| 7520 | 1679.7736 | 408
| 7521 | 1679.7017 | 408
| 7522 | 1679.5043 | 408
| 7523 | 1679.4359 | 408
| 7524 | 1679.3282 | 408
| 7525 | 1679.2743 | 408
| 7526 | 1679.0535 | 408
| 7527 | 1678.9763 | 408
| 7528 | 1678.8508 | 408
| 7529 | 1678.6116 | 408
| 7530 | 1678.5386 | 408
| 7531 | 1678.4977 | 408
| 7532 | 1678.3901 | 408
| 7533 | 1678.2467 | 408
| 7534 | 1678.1345 | 408
| 7535 | 1678.0571 | 408
| 7536 | 1677.7666 | 408
| 7537 | 1677.6008 | 408
| 7538 | 1677.4592 | 408
| 7539 | 1677.3303 | 408
| 7540 | 1677.2368 | 408
| 7541 | 1677.1254 | 408
| 7542 | 1677.0537 | 408
| 7543 | 1676.9049 | 408
| 7544 | 1676.8605 | 408
| 7545 | 1676.7135 | 408
| 7546 | 1676.6126 | 408
| 7547 | 1676.5035 | 408
| 7548 | 1676.3904 | 408
| 7549 | 1676.2145 | 408
| 7550 | 1676.1854 | 408
| 7551 | 1676.0705 | 408
| 7552 | 1675.8948 | 408
| 7553 | 1675.8412 | 408
| 7554 | 1675.598 | 408
| 7555 | 1675.4804 | 408
| 7556 | 1675.3049 | 408
| 7557 | 1675.1168 | 408
| 7558 | 1675.0862 | 408
| 7559 | 1674.927 | 408
| 7560 | 1674.8511 | 408
| 7561 | 1674.7555 | 408
| 7562 | 1674.6554 | 408
| 7563 | 1674.5445 | 408
| 7564 | 1674.4184 | 408
| 7565 | 1674.3467 | 408
| 7566 | 1674.2548 | 408
| 7567 | 1674.0982 | 408
| 7568 | 1673.9355 | 408
| 7569 | 1673.8545 | 408
| 7570 | 1673.6723 | 408
| 7571 | 1673.4569 | 408
| 7572 | 1673.2142 | 408
| 7573 | 1673.0572 | 408
| 7574 | 1672.9497 | 408
| 7575 | 1672.8152 | 408
| 7576 | 1672.7135 | 408
| 7577 | 1672.6382 | 408
| 7578 | 1672.4514 | 408
| 7579 | 1672.3022 | 408
| 7580 | 1672.1109 | 408
| 7581 | 1671.892 | 408
| 7582 | 1671.7274 | 408
| 7583 | 1671.5506 | 408
| 7584 | 1671.4192 | 408
| 7585 | 1671.2768 | 408
| 7586 | 1671.1587 | 408
| 7587 | 1671.0926 | 408
| 7588 | 1671.0344 | 408
| 7589 | 1670.9311 | 408
| 7590 | 1670.7483 | 408
| 7591 | 1670.6896 | 408
| 7592 | 1670.5606 | 408
| 7593 | 1670.4685 | 408
| 7594 | 1670.3766 | 408
| 7595 | 1670.3238 | 408
| 7596 | 1670.2228 | 408
| 7597 | 1670.1271 | 408
| 7598 | 1670.0213 | 408
| 7599 | 1669.9162 | 408
| 7600 | 1669.7797 | 408
| 7601 | 1669.5254 | 408
| 7602 | 1669.3975 | 408
| 7603 | 1669.3192 | 408
| 7604 | 1669.158 | 408
| 7605 | 1669.0841 | 408
| 7606 | 1668.9946 | 408
| 7607 | 1668.8671 | 408
| 7608 | 1668.807 | 408
| 7609 | 1668.6891 | 408
| 7610 | 1668.5945 | 408
| 7611 | 1668.4142 | 408
| 7612 | 1668.3189 | 408
| 7613 | 1668.2154 | 408
| 7614 | 1668.0532 | 408
| 7615 | 1667.8918 | 408
| 7616 | 1667.7776 | 408
| 7617 | 1667.7074 | 408
| 7618 | 1667.5008 | 408
| 7619 | 1667.3134 | 408
| 7620 | 1667.1463 | 408
| 7621 | 1667.0451 | 408
| 7622 | 1666.8873 | 408
| 7623 | 1666.7638 | 408
| 7624 | 1666.6603 | 408
| 7625 | 1666.5919 | 408
| 7626 | 1666.5072 | 408
| 7627 | 1666.4253 | 408
| 7628 | 1666.3186 | 408
| 7629 | 1666.2467 | 408
| 7630 | 1666.1739 | 408
| 7631 | 1666.1056 | 408
| 7632 | 1666.0465 | 408
| 7633 | 1666.0231 | 408
| 7634 | 1665.9127 | 408
| 7635 | 1665.7485 | 408
| 7636 | 1665.6455 | 408
| 7637 | 1665.5505 | 408
| 7638 | 1665.3682 | 408
| 7639 | 1665.315 | 408
| 7640 | 1665.1482 | 408
| 7641 | 1665.0579 | 408
| 7642 | 1664.9199 | 408
| 7643 | 1664.7638 | 408
| 7644 | 1664.6417 | 408
| 7645 | 1664.53 | 408
| 7646 | 1664.4162 | 408
| 7647 | 1664.2083 | 408
| 7648 | 1664.0761 | 408
| 7649 | 1663.8917 | 408
| 7650 | 1663.6944 | 408
| 7651 | 1663.5828 | 408
| 7652 | 1663.5189 | 408
| 7653 | 1663.4399 | 408
| 7654 | 1663.3195 | 408
| 7655 | 1663.1878 | 408
| 7656 | 1663.0971 | 408
| 7657 | 1663.0355 | 408
| 7658 | 1662.8647 | 408
| 7659 | 1662.7709 | 408
| 7660 | 1662.6706 | 408
| 7661 | 1662.6163 | 408
| 7662 | 1662.5127 | 408
| 7663 | 1662.3307 | 408
| 7664 | 1662.2385 | 408
| 7665 | 1662.0988 | 408
| 7666 | 1662.0073 | 408
| 7667 | 1661.8996 | 408
| 7668 | 1661.8057 | 408
| 7669 | 1661.6734 | 408
| 7670 | 1661.5674 | 408
| 7671 | 1661.3163 | 408
| 7672 | 1661.1647 | 408
| 7673 | 1660.979 | 408
| 7674 | 1660.8684 | 408
| 7675 | 1660.6895 | 408
| 7676 | 1660.5917 | 408
| 7677 | 1660.4206 | 408
| 7678 | 1660.3403 | 408
| 7679 | 1660.1991 | 408
| 7680 | 1660.1134 | 408
| 7681 | 1659.9444 | 408
| 7682 | 1659.8137 | 408
| 7683 | 1659.7528 | 408
| 7684 | 1659.6334 | 408
| 7685 | 1659.5211 | 408
| 7686 | 1659.4621 | 408
| 7687 | 1659.376 | 408
| 7688 | 1659.3242 | 408
| 7689 | 1659.1625 | 408
| 7690 | 1659.0864 | 408
| 7691 | 1658.9853 | 408
| 7692 | 1658.8592 | 408
| 7693 | 1658.7226 | 408
| 7694 | 1658.5978 | 408
| 7695 | 1658.4411 | 408
| 7696 | 1658.243 | 408
| 7697 | 1658.2189 | 408
| 7698 | 1658.0875 | 408
| 7699 | 1657.9937 | 408
| 7700 | 1657.8753 | 408
| 7701 | 1657.7737 | 408
| 7702 | 1657.6601 | 408
| 7703 | 1657.545 | 408
| 7704 | 1657.4264 | 408
| 7705 | 1657.3093 | 408
| 7706 | 1657.1853 | 408
| 7707 | 1657.1041 | 408
| 7708 | 1656.9847 | 408
| 7709 | 1656.8697 | 408
| 7710 | 1656.7045 | 408
| 7711 | 1656.6346 | 408
| 7712 | 1656.479 | 408
| 7713 | 1656.3749 | 408
| 7714 | 1656.2622 | 408
| 7715 | 1656.089 | 408
| 7716 | 1655.8757 | 408
| 7717 | 1655.7842 | 408
| 7718 | 1655.701 | 408
| 7719 | 1655.6038 | 408
| 7720 | 1655.5049 | 408
| 7721 | 1655.419 | 408
| 7722 | 1655.3631 | 408
| 7723 | 1655.2253 | 408
| 7724 | 1655.0943 | 408
| 7725 | 1654.9655 | 408
| 7726 | 1654.8246 | 408
| 7727 | 1654.7242 | 408
| 7728 | 1654.5426 | 408
| 7729 | 1654.4003 | 408
| 7730 | 1654.2785 | 408
| 7731 | 1654.1186 | 408
| 7732 | 1653.9943 | 408
| 7733 | 1653.8761 | 408
| 7734 | 1653.6747 | 408
| 7735 | 1653.6412 | 408
| 7736 | 1653.5972 | 408
| 7737 | 1653.5003 | 408
| 7738 | 1653.4491 | 408
| 7739 | 1653.3326 | 408
| 7740 | 1653.1927 | 408
| 7741 | 1653.1129 | 408
| 7742 | 1652.9712 | 408
| 7743 | 1652.8998 | 408
| 7744 | 1652.8284 | 408
| 7745 | 1652.7491 | 408
| 7746 | 1652.6175 | 408
| 7747 | 1652.5794 | 408
| 7748 | 1652.429 | 408
| 7749 | 1652.3093 | 408
| 7750 | 1652.1932 | 408
| 7751 | 1652.0345 | 408
| 7752 | 1651.9252 | 408
| 7753 | 1651.731 | 408
| 7754 | 1651.6151 | 408
| 7755 | 1651.5788 | 408
| 7756 | 1651.3749 | 408
| 7757 | 1651.2549 | 408
| 7758 | 1651.0713 | 408
| 7759 | 1650.9251 | 408
| 7760 | 1650.7895 | 408
| 7761 | 1650.6411 | 408
| 7762 | 1650.5472 | 408
| 7763 | 1650.4969 | 408
| 7764 | 1650.3538 | 408
| 7765 | 1650.2255 | 408
| 7766 | 1650.0154 | 408
| 7767 | 1649.9831 | 408
| 7768 | 1649.8238 | 408
| 7769 | 1649.7028 | 408
| 7770 | 1649.6158 | 408
| 7771 | 1649.4965 | 408
| 7772 | 1649.4212 | 408
| 7773 | 1649.2543 | 408
| 7774 | 1649.1227 | 408
| 7775 | 1649.0103 | 408
| 7776 | 1648.9622 | 408
| 7777 | 1648.8429 | 408
| 7778 | 1648.6756 | 408
| 7779 | 1648.4745 | 408
| 7780 | 1648.3845 | 408
| 7781 | 1648.2814 | 408
| 7782 | 1648.1796 | 408
| 7783 | 1648.1115 | 408
| 7784 | 1648.0214 | 408
| 7785 | 1647.9458 | 408
| 7786 | 1647.8012 | 408
| 7787 | 1647.6349 | 408
| 7788 | 1647.5327 | 408
| 7789 | 1647.3724 | 408
| 7790 | 1647.2825 | 408
| 7791 | 1647.1312 | 408
| 7792 | 1646.9614 | 408
| 7793 | 1646.8751 | 408
| 7794 | 1646.7267 | 408
| 7795 | 1646.5432 | 408
| 7796 | 1646.4126 | 408
| 7797 | 1646.2689 | 408
| 7798 | 1646.1402 | 408
| 7799 | 1646.0151 | 408
| 7800 | 1645.8294 | 408
| 7801 | 1645.6851 | 408
| 7802 | 1645.5728 | 408
| 7803 | 1645.4404 | 408
| 7804 | 1645.2527 | 408
| 7805 | 1645.0997 | 408
| 7806 | 1645.0283 | 408
| 7807 | 1644.9778 | 408
| 7808 | 1644.8926 | 408
| 7809 | 1644.8199 | 408
| 7810 | 1644.6886 | 408
| 7811 | 1644.5541 | 408
| 7812 | 1644.4502 | 408
| 7813 | 1644.3657 | 408
| 7814 | 1644.3282 | 408
| 7815 | 1644.2344 | 408
| 7816 | 1644.11 | 408
| 7817 | 1643.9099 | 408
| 7818 | 1643.8185 | 408
| 7819 | 1643.6889 | 408
| 7820 | 1643.615 | 408
| 7821 | 1643.4078 | 408
| 7822 | 1643.3176 | 408
| 7823 | 1643.2819 | 408
| 7824 | 1643.166 | 408
| 7825 | 1643.0352 | 408
| 7826 | 1642.9067 | 408
| 7827 | 1642.7735 | 408
| 7828 | 1642.6383 | 408
| 7829 | 1642.5345 | 408
| 7830 | 1642.441 | 408
| 7831 | 1642.4007 | 408
| 7832 | 1642.3496 | 408
| 7833 | 1642.1611 | 408
| 7834 | 1642.1065 | 408
| 7835 | 1642.0629 | 408
| 7836 | 1641.8692 | 408
| 7837 | 1641.7747 | 408
| 7838 | 1641.621 | 408
| 7839 | 1641.4242 | 408
| 7840 | 1641.2002 | 408
| 7841 | 1641.0497 | 408
| 7842 | 1640.9363 | 408
| 7843 | 1640.8841 | 408
| 7844 | 1640.791 | 408
| 7845 | 1640.6603 | 408
| 7846 | 1640.4414 | 408
| 7847 | 1640.3363 | 408
| 7848 | 1640.2719 | 408
| 7849 | 1640.2122 | 408
| 7850 | 1640.0795 | 408
| 7851 | 1639.9066 | 408
| 7852 | 1639.7706 | 408
| 7853 | 1639.5168 | 408
| 7854 | 1639.289 | 408
| 7855 | 1639.2274 | 408
| 7856 | 1639.1432 | 408
| 7857 | 1638.9845 | 408
| 7858 | 1638.9334 | 408
| 7859 | 1638.7821 | 408
| 7860 | 1638.7165 | 408
| 7861 | 1638.6553 | 408
| 7862 | 1638.5662 | 408
| 7863 | 1638.453 | 408
| 7864 | 1638.2757 | 408
| 7865 | 1638.1576 | 408
| 7866 | 1638.0591 | 408
| 7867 | 1637.8793 | 408
| 7868 | 1637.7602 | 408
| 7869 | 1637.7047 | 408
| 7870 | 1637.5829 | 408
| 7871 | 1637.4325 | 408
| 7872 | 1637.3227 | 408
| 7873 | 1637.1801 | 408
| 7874 | 1637.0566 | 408
| 7875 | 1636.9285 | 408
| 7876 | 1636.7667 | 408
| 7877 | 1636.7206 | 408
| 7878 | 1636.5713 | 408
| 7879 | 1636.531 | 408
| 7880 | 1636.4607 | 408
| 7881 | 1636.3999 | 408
| 7882 | 1636.2862 | 408
| 7883 | 1636.1292 | 408
| 7884 | 1635.8403 | 408
| 7885 | 1635.7486 | 408
| 7886 | 1635.6812 | 408
| 7887 | 1635.6166 | 408
| 7888 | 1635.4543 | 408
| 7889 | 1635.3878 | 408
| 7890 | 1635.2363 | 408
| 7891 | 1635.1535 | 408
| 7892 | 1635.0835 | 408
| 7893 | 1634.9682 | 408
| 7894 | 1634.8839 | 408
| 7895 | 1634.7316 | 408
| 7896 | 1634.6456 | 408
| 7897 | 1634.5765 | 408
| 7898 | 1634.4749 | 408
| 7899 | 1634.3584 | 408
| 7900 | 1634.3178 | 408
| 7901 | 1634.2482 | 408
| 7902 | 1634.1017 | 408
| 7903 | 1633.9922 | 408
| 7904 | 1633.9068 | 408
| 7905 | 1633.7718 | 408
| 7906 | 1633.6523 | 408
| 7907 | 1633.5532 | 408
| 7908 | 1633.4425 | 408
| 7909 | 1633.3234 | 408
| 7910 | 1633.1392 | 408
| 7911 | 1633.0747 | 408
| 7912 | 1633.0058 | 408
| 7913 | 1632.9414 | 408
| 7914 | 1632.8433 | 408
| 7915 | 1632.7001 | 408
| 7916 | 1632.522 | 408
| 7917 | 1632.3568 | 408
| 7918 | 1632.3113 | 408
| 7919 | 1632.1553 | 408
| 7920 | 1631.9505 | 408
| 7921 | 1631.8425 | 408
| 7922 | 1631.7868 | 408
| 7923 | 1631.6604 | 408
| 7924 | 1631.5622 | 408
| 7925 | 1631.3111 | 408
| 7926 | 1631.2055 | 408
| 7927 | 1631.0993 | 408
| 7928 | 1630.9395 | 408
| 7929 | 1630.8502 | 408
| 7930 | 1630.6548 | 408
| 7931 | 1630.5378 | 408
| 7932 | 1630.4193 | 408
| 7933 | 1630.2861 | 408
| 7934 | 1630.1715 | 408
| 7935 | 1629.9918 | 408
| 7936 | 1629.811 | 408
| 7937 | 1629.7231 | 408
| 7938 | 1629.6839 | 408
| 7939 | 1629.6152 | 408
| 7940 | 1629.5203 | 408
| 7941 | 1629.402 | 408
| 7942 | 1629.2327 | 408
| 7943 | 1629.1274 | 408
| 7944 | 1628.9837 | 408
| 7945 | 1628.914 | 408
| 7946 | 1628.8401 | 408
| 7947 | 1628.7689 | 408
| 7948 | 1628.6818 | 408
| 7949 | 1628.538 | 408
| 7950 | 1628.4688 | 408
| 7951 | 1628.3488 | 408
| 7952 | 1628.3282 | 408
| 7953 | 1628.2422 | 408
| 7954 | 1628.1751 | 408
| 7955 | 1628.1111 | 408
| 7956 | 1628.0785 | 408
| 7957 | 1627.9288 | 408
| 7958 | 1627.8499 | 408
| 7959 | 1627.7049 | 408
| 7960 | 1627.5522 | 408
| 7961 | 1627.4075 | 408
| 7962 | 1627.295 | 408
| 7963 | 1627.2472 | 408
| 7964 | 1627.1114 | 408
| 7965 | 1626.9971 | 408
| 7966 | 1626.7262 | 408
| 7967 | 1626.6525 | 408
| 7968 | 1626.4835 | 408
| 7969 | 1626.4077 | 408
| 7970 | 1626.291 | 408
| 7971 | 1626.1733 | 408
| 7972 | 1626.0973 | 408
| 7973 | 1626.0254 | 408
| 7974 | 1625.932 | 408
| 7975 | 1625.7953 | 408
| 7976 | 1625.6854 | 408
| 7977 | 1625.561 | 408
| 7978 | 1625.4637 | 408
| 7979 | 1625.3812 | 408
| 7980 | 1625.3081 | 408
| 7981 | 1625.1107 | 408
| 7982 | 1624.9881 | 408
| 7983 | 1624.9447 | 408
| 7984 | 1624.8978 | 408
| 7985 | 1624.8591 | 408
| 7986 | 1624.6149 | 408
| 7987 | 1624.4434 | 408
| 7988 | 1624.402 | 408
| 7989 | 1624.3307 | 408
| 7990 | 1624.2114 | 408
| 7991 | 1624.109 | 408
| 7992 | 1624.0451 | 408
| 7993 | 1623.9664 | 408
| 7994 | 1623.8126 | 408
| 7995 | 1623.7035 | 408
| 7996 | 1623.5668 | 408
| 7997 | 1623.4842 | 408
| 7998 | 1623.3487 | 408
| 7999 | 1623.2248 | 408
| 8000 | 1623.0137 | 408
| 8001 | 1622.8681 | 408
| 8002 | 1622.7594 | 408
| 8003 | 1622.6306 | 408
| 8004 | 1622.5735 | 408
| 8005 | 1622.3549 | 408
| 8006 | 1622.3114 | 408
| 8007 | 1622.2137 | 408
| 8008 | 1622.1373 | 408
| 8009 | 1621.9799 | 408
| 8010 | 1621.9296 | 408
| 8011 | 1621.7344 | 408
| 8012 | 1621.4475 | 408
| 8013 | 1621.3414 | 408
| 8014 | 1621.2896 | 408
| 8015 | 1621.1906 | 408
| 8016 | 1621.1208 | 408
| 8017 | 1620.9624 | 408
| 8018 | 1620.9004 | 408
| 8019 | 1620.8328 | 408
| 8020 | 1620.6689 | 408
| 8021 | 1620.5469 | 408
| 8022 | 1620.4832 | 408
| 8023 | 1620.3688 | 408
| 8024 | 1620.2334 | 408
| 8025 | 1620.1442 | 408
| 8026 | 1620.078 | 408
| 8027 | 1619.9222 | 408
| 8028 | 1619.8457 | 408
| 8029 | 1619.6802 | 408
| 8030 | 1619.6182 | 408
| 8031 | 1619.5424 | 408
| 8032 | 1619.2651 | 408
| 8033 | 1619.1783 | 408
| 8034 | 1619.1061 | 408
| 8035 | 1618.9871 | 408
| 8036 | 1618.794 | 408
| 8037 | 1618.6665 | 408
| 8038 | 1618.6296 | 408
| 8039 | 1618.4819 | 408
| 8040 | 1618.3108 | 408
| 8041 | 1618.2281 | 408
| 8042 | 1618.1514 | 408
| 8043 | 1618.1065 | 408
| 8044 | 1618.034 | 408
| 8045 | 1617.8872 | 408
| 8046 | 1617.8378 | 408
| 8047 | 1617.7659 | 408
| 8048 | 1617.7137 | 408
| 8049 | 1617.6375 | 408
| 8050 | 1617.5101 | 408
| 8051 | 1617.4377 | 408
| 8052 | 1617.3695 | 408
| 8053 | 1617.241 | 408
| 8054 | 1617.1222 | 408
| 8055 | 1617.0066 | 408
| 8056 | 1616.9022 | 408
| 8057 | 1616.8033 | 408
| 8058 | 1616.7541 | 408
| 8059 | 1616.6984 | 408
| 8060 | 1616.5923 | 408
| 8061 | 1616.4708 | 408
| 8062 | 1616.3744 | 408
| 8063 | 1616.1999 | 408
| 8064 | 1616.1456 | 408
| 8065 | 1616.0708 | 408
| 8066 | 1615.9096 | 408
| 8067 | 1615.867 | 408
| 8068 | 1615.6552 | 408
| 8069 | 1615.5176 | 408
| 8070 | 1615.4411 | 408
| 8071 | 1615.301 | 408
| 8072 | 1615.1841 | 408
| 8073 | 1615.132 | 408
| 8074 | 1614.9974 | 408
| 8075 | 1614.839 | 408
| 8076 | 1614.675 | 408
| 8077 | 1614.5764 | 408
| 8078 | 1614.4954 | 408
| 8079 | 1614.3975 | 408
| 8080 | 1614.2914 | 408
| 8081 | 1614.1348 | 408
| 8082 | 1614.0716 | 408
| 8083 | 1613.9981 | 408
| 8084 | 1613.9233 | 408
| 8085 | 1613.8321 | 408
| 8086 | 1613.6805 | 408
| 8087 | 1613.5825 | 408
| 8088 | 1613.4735 | 408
| 8089 | 1613.3191 | 408
| 8090 | 1613.1573 | 408
| 8091 | 1613.0304 | 408
| 8092 | 1612.9206 | 408
| 8093 | 1612.8193 | 408
| 8094 | 1612.5499 | 408
| 8095 | 1612.4281 | 408
| 8096 | 1612.2749 | 408
| 8097 | 1612.0517 | 408
| 8098 | 1611.8279 | 408
| 8099 | 1611.7395 | 408
| 8100 | 1611.7057 | 408
| 8101 | 1611.6198 | 408
| 8102 | 1611.4742 | 408
| 8103 | 1611.3571 | 408
| 8104 | 1611.2465 | 408
| 8105 | 1611.1665 | 408
| 8106 | 1611.0348 | 408
| 8107 | 1610.8745 | 408
| 8108 | 1610.7569 | 408
| 8109 | 1610.6787 | 408
| 8110 | 1610.5204 | 408
| 8111 | 1610.4268 | 408
| 8112 | 1610.3969 | 408
| 8113 | 1610.21 | 408
| 8114 | 1610.1654 | 408
| 8115 | 1610.0827 | 408
| 8116 | 1609.883 | 408
| 8117 | 1609.7652 | 408
| 8118 | 1609.6366 | 408
| 8119 | 1609.5049 | 408
| 8120 | 1609.4297 | 408
| 8121 | 1609.3391 | 408
| 8122 | 1609.1503 | 408
| 8123 | 1609.0245 | 408
| 8124 | 1608.8096 | 408
| 8125 | 1608.6707 | 408
| 8126 | 1608.5375 | 408
| 8127 | 1608.3205 | 408
| 8128 | 1608.213 | 408
| 8129 | 1608.1629 | 408
| 8130 | 1608.0736 | 408
| 8131 | 1607.9592 | 408
| 8132 | 1607.8472 | 408
| 8133 | 1607.7275 | 408
| 8134 | 1607.6795 | 408
| 8135 | 1607.4838 | 408
| 8136 | 1607.3851 | 408
| 8137 | 1607.3362 | 408
| 8138 | 1607.1012 | 408
| 8139 | 1606.9441 | 408
| 8140 | 1606.6948 | 408
| 8141 | 1606.5724 | 408
| 8142 | 1606.454 | 408
| 8143 | 1606.2921 | 408
| 8144 | 1606.1504 | 408
| 8145 | 1606.0826 | 408
| 8146 | 1605.9632 | 408
| 8147 | 1605.832 | 408
| 8148 | 1605.6222 | 408
| 8149 | 1605.3921 | 408
| 8150 | 1605.293 | 408
| 8151 | 1605.1896 | 408
| 8152 | 1605.0854 | 408
| 8153 | 1604.8415 | 408
| 8154 | 1604.7027 | 408
| 8155 | 1604.6295 | 408
| 8156 | 1604.5044 | 408
| 8157 | 1604.4561 | 408
| 8158 | 1604.2952 | 408
| 8159 | 1604.1323 | 408
| 8160 | 1604.0697 | 408
| 8161 | 1603.9935 | 408
| 8162 | 1603.8512 | 408
| 8163 | 1603.7347 | 408
| 8164 | 1603.6283 | 408
| 8165 | 1603.3467 | 408
| 8166 | 1603.1924 | 408
| 8167 | 1603.0326 | 408
| 8168 | 1602.9784 | 408
| 8169 | 1602.9011 | 408
| 8170 | 1602.8024 | 408
| 8171 | 1602.5993 | 408
| 8172 | 1602.4862 | 408
| 8173 | 1602.2887 | 408
| 8174 | 1602.0927 | 408
| 8175 | 1601.9452 | 408
| 8176 | 1601.8679 | 408
| 8177 | 1601.7621 | 408
| 8178 | 1601.6728 | 408
| 8179 | 1601.5477 | 408
| 8180 | 1601.4214 | 408
| 8181 | 1601.3527 | 408
| 8182 | 1601.2771 | 408
| 8183 | 1601.0966 | 408
| 8184 | 1601.0111 | 408
| 8185 | 1600.7895 | 408
| 8186 | 1600.6526 | 408
| 8187 | 1600.4798 | 408
| 8188 | 1600.3899 | 408
| 8189 | 1600.2339 | 408
| 8190 | 1600.13 | 408
| 8191 | 1600.0519 | 408
| 8192 | 1599.9514 | 408
| 8193 | 1599.8566 | 408
| 8194 | 1599.6087 | 408
| 8195 | 1599.4629 | 408
| 8196 | 1599.3506 | 408
| 8197 | 1599.2232 | 408
| 8198 | 1599.0589 | 408
| 8199 | 1598.9537 | 408
| 8200 | 1598.8808 | 408
| 8201 | 1598.7011 | 408
| 8202 | 1598.5545 | 408
| 8203 | 1598.3681 | 408
| 8204 | 1598.2109 | 408
| 8205 | 1598.0952 | 408
| 8206 | 1597.997 | 408
| 8207 | 1597.8808 | 408
| 8208 | 1597.8053 | 408
| 8209 | 1597.7492 | 408
| 8210 | 1597.5719 | 408
| 8211 | 1597.5101 | 408
| 8212 | 1597.404 | 408
| 8213 | 1597.3257 | 408
| 8214 | 1597.2654 | 408
| 8215 | 1597.0648 | 408
| 8216 | 1596.9327 | 408
| 8217 | 1596.8954 | 408
| 8218 | 1596.7846 | 408
| 8219 | 1596.6883 | 408
| 8220 | 1596.6234 | 408
| 8221 | 1596.4907 | 408
| 8222 | 1596.4074 | 408
| 8223 | 1596.169 | 408
| 8224 | 1596.0644 | 408
| 8225 | 1595.9499 | 408
| 8226 | 1595.8454 | 408
| 8227 | 1595.672 | 408
| 8228 | 1595.5363 | 408
| 8229 | 1595.3895 | 408
| 8230 | 1595.2976 | 408
| 8231 | 1595.1497 | 408
| 8232 | 1595.0492 | 408
| 8233 | 1594.8542 | 408
| 8234 | 1594.7346 | 408
| 8235 | 1594.6695 | 408
| 8236 | 1594.5289 | 408
| 8237 | 1594.3844 | 408
| 8238 | 1594.2185 | 408
| 8239 | 1594.0436 | 408
| 8240 | 1593.9453 | 408
| 8241 | 1593.8581 | 408
| 8242 | 1593.7343 | 408
| 8243 | 1593.6723 | 408
| 8244 | 1593.5492 | 408
| 8245 | 1593.4686 | 408
| 8246 | 1593.3963 | 408
| 8247 | 1593.2186 | 408
| 8248 | 1593.0964 | 408
| 8249 | 1592.9845 | 408
| 8250 | 1592.7808 | 408
| 8251 | 1592.6529 | 408
| 8252 | 1592.5373 | 408
| 8253 | 1592.4392 | 408
| 8254 | 1592.2225 | 408
| 8255 | 1592.1499 | 408
| 8256 | 1591.9509 | 408
| 8257 | 1591.8234 | 408
| 8258 | 1591.6143 | 408
| 8259 | 1591.5531 | 408
| 8260 | 1591.4437 | 408
| 8261 | 1591.3279 | 408
| 8262 | 1591.2609 | 408
| 8263 | 1591.0736 | 408
| 8264 | 1590.982 | 408
| 8265 | 1590.8538 | 408
| 8266 | 1590.6801 | 408
| 8267 | 1590.5862 | 408
| 8268 | 1590.4993 | 408
| 8269 | 1590.3316 | 408
| 8270 | 1590.1279 | 408
| 8271 | 1590.0233 | 408
| 8272 | 1589.9755 | 408
| 8273 | 1589.8029 | 408
| 8274 | 1589.7297 | 408
| 8275 | 1589.619 | 408
| 8276 | 1589.4832 | 408
| 8277 | 1589.405 | 408
| 8278 | 1589.2897 | 408
| 8279 | 1589.1066 | 408
| 8280 | 1589.0246 | 408
| 8281 | 1588.9086 | 408
| 8282 | 1588.8608 | 408
| 8283 | 1588.6772 | 408
| 8284 | 1588.5937 | 408
| 8285 | 1588.4798 | 408
| 8286 | 1588.4155 | 408
| 8287 | 1588.3245 | 408
| 8288 | 1588.2161 | 408
| 8289 | 1588.1069 | 408
| 8290 | 1588.002 | 408
| 8291 | 1587.954 | 408
| 8292 | 1587.8483 | 408
| 8293 | 1587.7661 | 408
| 8294 | 1587.6277 | 408
| 8295 | 1587.4326 | 408
| 8296 | 1587.3592 | 408
| 8297 | 1587.2041 | 408
| 8298 | 1587.009 | 408
| 8299 | 1586.8484 | 408
| 8300 | 1586.66 | 408
| 8301 | 1586.4586 | 408
| 8302 | 1586.3757 | 408
| 8303 | 1586.2646 | 408
| 8304 | 1586.1229 | 408
| 8305 | 1586.0182 | 408
| 8306 | 1585.7637 | 408
| 8307 | 1585.6344 | 408
| 8308 | 1585.5103 | 408
| 8309 | 1585.4262 | 408
| 8310 | 1585.3139 | 408
| 8311 | 1585.1908 | 408
| 8312 | 1585.1138 | 408
| 8313 | 1584.8923 | 408
| 8314 | 1584.8122 | 408
| 8315 | 1584.7222 | 408
| 8316 | 1584.5732 | 408
| 8317 | 1584.4287 | 408
| 8318 | 1584.326 | 408
| 8319 | 1584.1811 | 408
| 8320 | 1583.9224 | 408
| 8321 | 1583.7788 | 408
| 8322 | 1583.5683 | 408
| 8323 | 1583.4012 | 408
| 8324 | 1583.2756 | 408
| 8325 | 1583.1974 | 408
| 8326 | 1583.0888 | 408
| 8327 | 1582.9061 | 408
| 8328 | 1582.7145 | 408
| 8329 | 1582.5957 | 408
| 8330 | 1582.4162 | 408
| 8331 | 1582.3001 | 408
| 8332 | 1582.2176 | 408
| 8333 | 1582.082 | 408
| 8334 | 1581.8564 | 408
| 8335 | 1581.7535 | 408
| 8336 | 1581.6247 | 408
| 8337 | 1581.4146 | 408
| 8338 | 1581.302 | 408
| 8339 | 1581.1363 | 408
| 8340 | 1581.0133 | 408
| 8341 | 1580.957 | 408
| 8342 | 1580.7261 | 408
| 8343 | 1580.4894 | 408
| 8344 | 1580.4369 | 408
| 8345 | 1580.2374 | 408
| 8346 | 1580.0274 | 408
| 8347 | 1579.8895 | 408
| 8348 | 1579.7892 | 408
| 8349 | 1579.5811 | 408
| 8350 | 1579.4032 | 408
| 8351 | 1579.2471 | 408
| 8352 | 1579.1799 | 408
| 8353 | 1579.0787 | 408
| 8354 | 1578.9632 | 408
| 8355 | 1578.8534 | 408
| 8356 | 1578.6823 | 408
| 8357 | 1578.4823 | 408
| 8358 | 1578.3414 | 408
| 8359 | 1578.1248 | 408
| 8360 | 1577.9583 | 408
| 8361 | 1577.7698 | 408
| 8362 | 1577.4834 | 408
| 8363 | 1577.407 | 408
| 8364 | 1577.2666 | 408
| 8365 | 1577.0708 | 408
| 8366 | 1577.0205 | 408
| 8367 | 1576.9636 | 408
| 8368 | 1576.8684 | 408
| 8369 | 1576.7008 | 408
| 8370 | 1576.5698 | 408
| 8371 | 1576.4532 | 408
| 8372 | 1576.3273 | 408
| 8373 | 1576.0477 | 408
| 8374 | 1575.8423 | 408
| 8375 | 1575.7312 | 408
| 8376 | 1575.501 | 408
| 8377 | 1575.3511 | 408
| 8378 | 1575.16 | 408
| 8379 | 1575.0869 | 408
| 8380 | 1574.7802 | 408
| 8381 | 1574.6583 | 408
| 8382 | 1574.5662 | 408
| 8383 | 1574.4871 | 408
| 8384 | 1574.3766 | 408
| 8385 | 1574.1356 | 408
| 8386 | 1574.0135 | 408
| 8387 | 1573.8429 | 408
| 8388 | 1573.6904 | 408
| 8389 | 1573.5371 | 408
| 8390 | 1573.3187 | 408
| 8391 | 1573.2375 | 408
| 8392 | 1573.133 | 408
| 8393 | 1572.9299 | 408
| 8394 | 1572.6871 | 408
| 8395 | 1572.5453 | 408
| 8396 | 1572.4519 | 408
| 8397 | 1572.3404 | 408
| 8398 | 1572.1749 | 408
| 8399 | 1572.0292 | 408
| 8400 | 1571.7721 | 408
| 8401 | 1571.5976 | 408
| 8402 | 1571.4619 | 408
| 8403 | 1571.0642 | 408
| 8404 | 1570.909 | 408
| 8405 | 1570.648 | 408
| 8406 | 1570.5409 | 408
| 8407 | 1570.4167 | 408
| 8408 | 1570.33 | 408
| 8409 | 1570.181 | 408
| 8410 | 1569.9595 | 408
| 8411 | 1569.7185 | 408
| 8412 | 1569.6021 | 408
| 8413 | 1569.4847 | 408
| 8414 | 1569.3085 | 408
| 8415 | 1568.9531 | 408
| 8416 | 1568.7323 | 408
| 8417 | 1568.6043 | 408
| 8418 | 1568.4921 | 408
| 8419 | 1568.3672 | 408
| 8420 | 1568.0917 | 408
| 8421 | 1567.9544 | 408
| 8422 | 1567.8342 | 408
| 8423 | 1567.6277 | 408
| 8424 | 1567.3582 | 408
| 8425 | 1567.264 | 408
| 8426 | 1567.0122 | 408
| 8427 | 1566.89 | 408
| 8428 | 1566.6923 | 408
| 8429 | 1566.5341 | 408
| 8430 | 1566.2513 | 408
| 8431 | 1566.0847 | 408
| 8432 | 1565.9052 | 408
| 8433 | 1565.7633 | 408
| 8434 | 1565.6329 | 408
| 8435 | 1565.4265 | 408
| 8436 | 1565.2867 | 408
| 8437 | 1565.1711 | 408
| 8438 | 1564.9759 | 408
| 8439 | 1564.8515 | 408
| 8440 | 1564.7111 | 408
| 8441 | 1564.3332 | 408
| 8442 | 1563.8982 | 408
| 8443 | 1563.6818 | 408
| 8444 | 1563.4756 | 408
| 8445 | 1563.3694 | 408
| 8446 | 1563.1575 | 408
| 8447 | 1562.8647 | 408
| 8448 | 1562.7434 | 408
| 8449 | 1562.491 | 408
| 8450 | 1562.1297 | 408
| 8451 | 1561.8376 | 408
| 8452 | 1561.6911 | 408
| 8453 | 1561.4272 | 408
| 8454 | 1561.3114 | 408
| 8455 | 1561.1194 | 408
| 8456 | 1561.0196 | 408
| 8457 | 1560.7588 | 408
| 8458 | 1560.5715 | 408
| 8459 | 1560.3795 | 408
| 8460 | 1560.3306 | 408
| 8461 | 1560.1857 | 408
| 8462 | 1559.9658 | 408
| 8463 | 1559.7299 | 408
| 8464 | 1559.573 | 408
| 8465 | 1559.5342 | 408
| 8466 | 1559.4899 | 408
| 8467 | 1559.3777 | 408
| 8468 | 1559.2461 | 408
| 8469 | 1558.7239 | 408
| 8470 | 1558.5476 | 408
| 8471 | 1558.3951 | 408
| 8472 | 1558.286 | 408
| 8473 | 1558.0924 | 408
| 8474 | 1558.0307 | 408
| 8475 | 1557.8615 | 408
| 8476 | 1557.7342 | 408
| 8477 | 1557.6044 | 408
| 8478 | 1557.366 | 408
| 8479 | 1557.1514 | 408
| 8480 | 1556.8896 | 408
| 8481 | 1556.675 | 408
| 8482 | 1556.4807 | 408
| 8483 | 1556.145 | 408
| 8484 | 1555.9827 | 408
| 8485 | 1555.6185 | 408
| 8486 | 1555.4784 | 408
| 8487 | 1555.3308 | 408
| 8488 | 1555.1494 | 408
| 8489 | 1554.756 | 408
| 8490 | 1554.5365 | 408
| 8491 | 1554.2636 | 408
| 8492 | 1554.1081 | 408
| 8493 | 1553.9921 | 408
| 8494 | 1553.9246 | 408
| 8495 | 1553.8308 | 408
| 8496 | 1553.6233 | 408
| 8497 | 1553.5149 | 408
| 8498 | 1553.3725 | 408
| 8499 | 1553.1622 | 408
| 8500 | 1553.0148 | 408
| 8501 | 1552.7565 | 408
| 8502 | 1552.6492 | 408
| 8503 | 1552.3986 | 408
| 8504 | 1552.1563 | 408
| 8505 | 1551.8516 | 408
| 8506 | 1551.6829 | 408
| 8507 | 1551.5369 | 408
| 8508 | 1551.4051 | 408
| 8509 | 1551.172 | 408
| 8510 | 1550.9861 | 408
| 8511 | 1550.8689 | 408
| 8512 | 1550.6998 | 408
| 8513 | 1550.6282 | 408
| 8514 | 1550.4912 | 408
| 8515 | 1550.2852 | 408
| 8516 | 1550.1127 | 408
| 8517 | 1549.8755 | 408
| 8518 | 1549.488 | 408
| 8519 | 1549.2782 | 408
| 8520 | 1549.1778 | 408
| 8521 | 1549.0967 | 408
| 8522 | 1548.8874 | 408
| 8523 | 1548.683 | 408
| 8524 | 1548.4553 | 408
| 8525 | 1548.2234 | 408
| 8526 | 1548.0926 | 408
| 8527 | 1547.8574 | 408
| 8528 | 1547.4815 | 408
| 8529 | 1547.2383 | 408
| 8530 | 1547.1126 | 408
| 8531 | 1546.9372 | 408
| 8532 | 1546.7499 | 408
| 8533 | 1546.5288 | 408
| 8534 | 1546.3154 | 408
| 8535 | 1546.1758 | 408
| 8536 | 1545.9311 | 408
| 8537 | 1545.7198 | 408
| 8538 | 1545.6535 | 408
| 8539 | 1545.5261 | 408
| 8540 | 1545.4221 | 408
| 8541 | 1545.2851 | 408
| 8542 | 1544.9679 | 408
| 8543 | 1544.7263 | 408
| 8544 | 1544.5778 | 408
| 8545 | 1544.421 | 408
| 8546 | 1544.2649 | 408
| 8547 | 1544.0516 | 408
| 8548 | 1543.9045 | 408
| 8549 | 1543.7507 | 408
| 8550 | 1543.619 | 408
| 8551 | 1543.2574 | 408
| 8552 | 1542.7787 | 408
| 8553 | 1542.5865 | 408
| 8554 | 1542.4317 | 408
| 8555 | 1542.1992 | 408
| 8556 | 1541.9223 | 408
| 8557 | 1541.5934 | 408
| 8558 | 1541.4402 | 408
| 8559 | 1541.2299 | 408
| 8560 | 1541.0958 | 408
| 8561 | 1540.859 | 408
| 8562 | 1540.6908 | 408
| 8563 | 1540.3368 | 408
| 8564 | 1540.0001 | 408
| 8565 | 1539.8829 | 408
| 8566 | 1539.6149 | 408
| 8567 | 1539.3947 | 408
| 8568 | 1539.2064 | 408
| 8569 | 1539.056 | 408
| 8570 | 1538.8887 | 408
| 8571 | 1538.7705 | 408
| 8572 | 1538.494 | 408
| 8573 | 1538.2103 | 408
| 8574 | 1537.9722 | 408
| 8575 | 1537.7134 | 408
| 8576 | 1537.4945 | 408
| 8577 | 1537.3313 | 408
| 8578 | 1537.034 | 408
| 8579 | 1536.5321 | 408
| 8580 | 1536.4578 | 408
| 8581 | 1536.3065 | 408
| 8582 | 1536.1682 | 408
| 8583 | 1535.8818 | 408
| 8584 | 1535.5224 | 408
| 8585 | 1535.2561 | 408
| 8586 | 1535.1157 | 408
| 8587 | 1534.8499 | 408
| 8588 | 1534.6864 | 408
| 8589 | 1534.3239 | 408
| 8590 | 1534.1306 | 408
| 8591 | 1533.8923 | 408
| 8592 | 1533.5181 | 408
| 8593 | 1533.3552 | 408
| 8594 | 1532.9798 | 408
| 8595 | 1532.7483 | 408
| 8596 | 1532.5201 | 408
| 8597 | 1532.3139 | 408
| 8598 | 1531.8698 | 408
| 8599 | 1531.2591 | 408
| 8600 | 1531.0098 | 408
| 8601 | 1530.661 | 408
| 8602 | 1530.3568 | 408
| 8603 | 1530.139 | 408
| 8604 | 1530.0023 | 408
| 8605 | 1529.7689 | 408
| 8606 | 1529.4763 | 408
| 8607 | 1529.1513 | 408
| 8608 | 1528.877 | 408
| 8609 | 1528.5397 | 408
| 8610 | 1528.374 | 408
| 8611 | 1528.0114 | 408
| 8612 | 1527.8493 | 408
| 8613 | 1527.463 | 408
| 8614 | 1527.1848 | 408
| 8615 | 1527.0752 | 408
| 8616 | 1526.5215 | 408
| 8617 | 1526.4694 | 408
| 8618 | 1525.9502 | 408
| 8619 | 1525.6877 | 408
| 8620 | 1525.3403 | 408
| 8621 | 1525.2089 | 408
| 8622 | 1525.043 | 408
| 8623 | 1524.8739 | 408
| 8624 | 1524.6967 | 408
| 8625 | 1524.4541 | 408
| 8626 | 1524.1779 | 408
| 8627 | 1523.7706 | 408
| 8628 | 1523.5058 | 408
| 8629 | 1523.2882 | 408
| 8630 | 1523.0401 | 408
| 8631 | 1522.8592 | 408
| 8632 | 1522.5741 | 408
| 8633 | 1522.1193 | 408
| 8634 | 1521.6835 | 408
| 8635 | 1521.4273 | 408
| 8636 | 1521.0832 | 408
| 8637 | 1520.8951 | 408
| 8638 | 1520.7444 | 408
| 8639 | 1520.5296 | 408
| 8640 | 1520.3622 | 408
| 8641 | 1520.1523 | 408
| 8642 | 1519.8985 | 408
| 8643 | 1519.136 | 408
| 8644 | 1518.9126 | 408
| 8645 | 1518.6725 | 408
| 8646 | 1518.4223 | 408
| 8647 | 1518.3346 | 408
| 8648 | 1517.8591 | 408
| 8649 | 1517.6364 | 408
| 8650 | 1517.4246 | 408
| 8651 | 1516.8233 | 408
| 8652 | 1516.5738 | 408
| 8653 | 1515.8395 | 408
| 8654 | 1515.4685 | 408
| 8655 | 1515.2 | 408
| 8656 | 1514.954 | 408
| 8657 | 1514.3585 | 408
| 8658 | 1514.0658 | 408
| 8659 | 1513.7861 | 408
| 8660 | 1513.6156 | 408
| 8661 | 1513.1886 | 408
| 8662 | 1512.9977 | 408
| 8663 | 1512.7847 | 408
| 8664 | 1512.0155 | 408
| 8665 | 1511.7907 | 408
| 8666 | 1511.4577 | 408
| 8667 | 1511.2215 | 408
| 8668 | 1510.7724 | 408
| 8669 | 1510.5433 | 408
| 8670 | 1510.1628 | 408
| 8671 | 1509.9382 | 408
| 8672 | 1509.4093 | 408
| 8673 | 1508.9694 | 408
| 8674 | 1508.5237 | 408
| 8675 | 1508.2017 | 408
| 8676 | 1507.6635 | 408
| 8677 | 1507.283 | 408
| 8678 | 1507.1104 | 408
| 8679 | 1506.3854 | 408
| 8680 | 1506.1181 | 408
| 8681 | 1505.2401 | 408
| 8682 | 1504.8693 | 408
| 8683 | 1504.5905 | 408
| 8684 | 1504.0793 | 408
| 8685 | 1503.585 | 408
| 8686 | 1503.3919 | 408
| 8687 | 1502.9705 | 408
| 8688 | 1502.5873 | 408
| 8689 | 1502.2693 | 408
| 8690 | 1501.8058 | 408
| 8691 | 1501.3511 | 408
| 8692 | 1500.9318 | 408
| 8693 | 1500.6257 | 408
| 8694 | 1500.1532 | 408
| 8695 | 1499.3948 | 408
| 8696 | 1498.7394 | 408
| 8697 | 1497.9962 | 408
| 8698 | 1497.605 | 408
| 8699 | 1497.04 | 408
| 8700 | 1496.4341 | 408
| 8701 | 1495.987 | 408
| 8702 | 1495.3188 | 408
| 8703 | 1494.7339 | 408
| 8704 | 1494.1263 | 408
| 8705 | 1493.7427 | 408
| 8706 | 1493.4429 | 408
| 8707 | 1493.0517 | 408
| 8708 | 1492.377 | 408
| 8709 | 1491.4228 | 408
| 8710 | 1491.0561 | 408
| 8711 | 1490.3915 | 408
| 8712 | 1489.7508 | 408
| 8713 | 1489.2128 | 408
| 8714 | 1488.3631 | 408
| 8715 | 1487.67 | 408
| 8716 | 1486.5064 | 408
| 8717 | 1486.319 | 408
| 8718 | 1485.771 | 408
| 8719 | 1484.7863 | 408
| 8720 | 1484.5884 | 408
| 8721 | 1484.0367 | 408
| 8722 | 1483.3423 | 408
| 8723 | 1482.9505 | 408
| 8724 | 1482.058 | 408
| 8725 | 1480.8741 | 408
| 8726 | 1480.3503 | 408
| 8727 | 1479.5377 | 408
| 8728 | 1478.8112 | 408
| 8729 | 1478.1903 | 408
| 8730 | 1477.4175 | 408
| 8731 | 1476.2676 | 408
| 8732 | 1475.5918 | 408
| 8733 | 1474.9479 | 408
| 8734 | 1473.3584 | 408
| 8735 | 1471.761 | 408
| 8736 | 1470.471 | 408
| 8737 | 1469.2094 | 408
| 8738 | 1468.5768 | 408
| 8739 | 1466.9227 | 408
| 8740 | 1465.2874 | 408
| 8741 | 1464.9197 | 408
| 8742 | 1463.8912 | 408
| 8743 | 1462.0375 | 408
| 8744 | 1460.7611 | 408
| 8745 | 1459.3666 | 408
| 8746 | 1457.9458 | 408
| 8747 | 1456.2947 | 408
| 8748 | 1454.5849 | 408
| 8749 | 1452.4451 | 408
| 8750 | 1451.0676 | 408
| 8751 | 1449.2572 | 408
| 8752 | 1446.1582 | 408
| 8753 | 1445.0334 | 408
| 8754 | 1442.918 | 408
| 8755 | 1439.9724 | 408
| 8756 | 1438.2331 | 408
| 8757 | 1434.5408 | 408
| 8758 | 1426.3778 | 408
| 8759 | 1418.898 | 408
| 8760 | 1408.6449 | 408

## figB.3
Figure B.2: Availability curve for 2017-18
Source: PA Consulting
| Hours in year | Load duration curve | Reserve margin and load following requirement
| 1 | #N/A | 408
| 2 | 4301.7916 | 408
| 3 | 4271.6041 | 408
| 4 | 4261.7773 | 408
| 5 | 4235.9563 | 408
| 6 | 4223.6445 | 408
| 7 | 4191.3452 | 408
| 8 | 4178.5794 | 408
| 9 | 4168.644 | 408
| 10 | 4155.8373 | 408
| 11 | 4152.069 | 408
| 12 | 4142.8874 | 408
| 13 | 4135.0508 | 408
| 14 | 4129.4294 | 408
| 15 | 4117.7123 | 408
| 16 | 4105.0708 | 408
| 17 | 4099.5375 | 408
| 18 | 4093.1611 | 408
| 19 | 4075.5767 | 408
| 20 | 4072.3313 | 408
| 21 | 4061.0451 | 408
| 22 | 4054.1695 | 408
| 23 | 4050.5108 | 408
| 24 | 4043.3736 | 408
| 25 | 3779.6076 | 408
| 26 | 3771.998 | 408
| 27 | 3768.3105 | 408
| 28 | 3765.7718 | 408
| 29 | 3763.2077 | 408
| 30 | 3759.604 | 408
| 31 | 3751.7959 | 408
| 32 | 3747.8885 | 408
| 33 | 3740.2865 | 408
| 34 | 3733.1065 | 408
| 35 | 3731.0904 | 408
| 36 | 3721.5167 | 408
| 37 | 3717.613 | 408
| 38 | 3713.3846 | 408
| 39 | 3708.542 | 408
| 40 | 3701.9478 | 408
| 41 | 3696.5862 | 408
| 42 | 3691.8437 | 408
| 43 | 3681.5781 | 408
| 44 | 3674.9358 | 408
| 45 | 3670.2655 | 408
| 46 | 3666.3122 | 408
| 47 | 3663.848 | 408
| 48 | 3660.7624 | 408
| 49 | 3656.3878 | 408
| 50 | 3648.2173 | 408
| 51 | 3643.2461 | 408
| 52 | 3639.6481 | 408
| 53 | 3638.5155 | 408
| 54 | 3635.9784 | 408
| 55 | 3630.6409 | 408
| 56 | 3627.6976 | 408
| 57 | 3624.1712 | 408
| 58 | 3621.0316 | 408
| 59 | 3613.8668 | 408
| 60 | 3608.7308 | 408
| 61 | 3604.194 | 408
| 62 | 3599.3971 | 408
| 63 | 3594.3122 | 408
| 64 | 3592.6512 | 408
| 65 | 3588.9053 | 408
| 66 | 3586.8835 | 408
| 67 | 3583.7153 | 408
| 68 | 3579.7989 | 408
| 69 | 3573.1423 | 408
| 70 | 3570.1182 | 408
| 71 | 3565.3621 | 408
| 72 | 3560.9109 | 408
| 73 | 3558.1984 | 408
| 74 | 3555.3745 | 408
| 75 | 3553.2622 | 408
| 76 | 3547.5117 | 408
| 77 | 3542.1332 | 408
| 78 | 3536.9068 | 408
| 79 | 3534.8961 | 408
| 80 | 3530.8548 | 408
| 81 | 3526.575 | 408
| 82 | 3525.5358 | 408
| 83 | 3522.8443 | 408
| 84 | 3520.0195 | 408
| 85 | 3518.3702 | 408
| 86 | 3517.3975 | 408
| 87 | 3514.0379 | 408
| 88 | 3509.729 | 408
| 89 | 3507.5061 | 408
| 90 | 3505.3468 | 408
| 91 | 3502.861 | 408
| 92 | 3497.7966 | 408
| 93 | 3494.2399 | 408
| 94 | 3490.7087 | 408
| 95 | 3486.572 | 408
| 96 | 3482.2908 | 408
| 97 | 3480.9848 | 408
| 98 | 3478.4771 | 408
| 99 | 3473.1375 | 408
| 100 | 3469.9268 | 408
| 101 | 3468.234 | 408
| 102 | 3464.2903 | 408
| 103 | 3462.4932 | 408
| 104 | 3459.3281 | 408
| 105 | 3457.927 | 408
| 106 | 3454.4256 | 408
| 107 | 3451.6653 | 408
| 108 | 3449.9369 | 408
| 109 | 3445.8197 | 408
| 110 | 3442.5309 | 408
| 111 | 3439.087 | 408
| 112 | 3438.0855 | 408
| 113 | 3436.6301 | 408
| 114 | 3435.5175 | 408
| 115 | 3432.9197 | 408
| 116 | 3430.8875 | 408
| 117 | 3428.4856 | 408
| 118 | 3425.781 | 408
| 119 | 3421.7983 | 408
| 120 | 3420.4986 | 408
| 121 | 3416.9547 | 408
| 122 | 3412.7393 | 408
| 123 | 3411.8954 | 408
| 124 | 3409.0164 | 408
| 125 | 3408.1052 | 408
| 126 | 3404.3169 | 408
| 127 | 3402.3902 | 408
| 128 | 3401.1839 | 408
| 129 | 3399.0514 | 408
| 130 | 3397.4685 | 408
| 131 | 3395.5534 | 408
| 132 | 3395.0072 | 408
| 133 | 3390.9224 | 408
| 134 | 3388.3747 | 408
| 135 | 3386.8633 | 408
| 136 | 3385.7533 | 408
| 137 | 3384.1619 | 408
| 138 | 3380.1155 | 408
| 139 | 3377.4027 | 408
| 140 | 3376.1977 | 408
| 141 | 3374.7836 | 408
| 142 | 3373.0493 | 408
| 143 | 3371.8098 | 408
| 144 | 3369.0692 | 408
| 145 | 3366.515 | 408
| 146 | 3364.0132 | 408
| 147 | 3362.0755 | 408
| 148 | 3359.5117 | 408
| 149 | 3358.4242 | 408
| 150 | 3355.0675 | 408
| 151 | 3353.4745 | 408
| 152 | 3351.2909 | 408
| 153 | 3348.7724 | 408
| 154 | 3346.766 | 408
| 155 | 3345.4547 | 408
| 156 | 3344.056 | 408
| 157 | 3342.3713 | 408
| 158 | 3340.5506 | 408
| 159 | 3337.1049 | 408
| 160 | 3335.6749 | 408
| 161 | 3334.2481 | 408
| 162 | 3333.5901 | 408
| 163 | 3330.2713 | 408
| 164 | 3327.6198 | 408
| 165 | 3326.0125 | 408
| 166 | 3324.8936 | 408
| 167 | 3322.0378 | 408
| 168 | 3321.0243 | 408
| 169 | 3317.5902 | 408
| 170 | 3316.1828 | 408
| 171 | 3314.2375 | 408
| 172 | 3312.6331 | 408
| 173 | 3311.3906 | 408
| 174 | 3310.2505 | 408
| 175 | 3308.227 | 408
| 176 | 3306.418 | 408
| 177 | 3304.7173 | 408
| 178 | 3302.1618 | 408
| 179 | 3300.67 | 408
| 180 | 3299.9921 | 408
| 181 | 3298.7846 | 408
| 182 | 3297.2187 | 408
| 183 | 3294.1949 | 408
| 184 | 3292.8831 | 408
| 185 | 3291.8205 | 408
| 186 | 3290.3206 | 408
| 187 | 3288.1183 | 408
| 188 | 3285.1504 | 408
| 189 | 3282.8569 | 408
| 190 | 3282.0412 | 408
| 191 | 3279.6906 | 408
| 192 | 3278.2364 | 408
| 193 | 3277.782 | 408
| 194 | 3275.4744 | 408
| 195 | 3273.8866 | 408
| 196 | 3272.1706 | 408
| 197 | 3271.4128 | 408
| 198 | 3269.3209 | 408
| 199 | 3268.493 | 408
| 200 | 3267.0387 | 408
| 201 | 3262.6172 | 408
| 202 | 3261.802 | 408
| 203 | 3260.2671 | 408
| 204 | 3259.3878 | 408
| 205 | 3257.9473 | 408
| 206 | 3256.9483 | 408
| 207 | 3255.0374 | 408
| 208 | 3253.7823 | 408
| 209 | 3251.6521 | 408
| 210 | 3250.3231 | 408
| 211 | 3249.3322 | 408
| 212 | 3246.5542 | 408
| 213 | 3245.4278 | 408
| 214 | 3243.6211 | 408
| 215 | 3241.6087 | 408
| 216 | 3240.0447 | 408
| 217 | 3239.1228 | 408
| 218 | 3238.3462 | 408
| 219 | 3236.4145 | 408
| 220 | 3234.6379 | 408
| 221 | 3233.8828 | 408
| 222 | 3232.07 | 408
| 223 | 3230.9055 | 408
| 224 | 3229.2805 | 408
| 225 | 3227.9845 | 408
| 226 | 3226.9276 | 408
| 227 | 3226.6535 | 408
| 228 | 3225.8986 | 408
| 229 | 3225.1489 | 408
| 230 | 3223.742 | 408
| 231 | 3222.8174 | 408
| 232 | 3221.838 | 408
| 233 | 3220.6312 | 408
| 234 | 3218.0418 | 408
| 235 | 3216.1124 | 408
| 236 | 3215.2279 | 408
| 237 | 3214.358 | 408
| 238 | 3213.3798 | 408
| 239 | 3212.5479 | 408
| 240 | 3210.8204 | 408
| 241 | 3210.0632 | 408
| 242 | 3208.1025 | 408
| 243 | 3205.7709 | 408
| 244 | 3204.3863 | 408
| 245 | 3203.4195 | 408
| 246 | 3202.0268 | 408
| 247 | 3200.7735 | 408
| 248 | 3200.1366 | 408
| 249 | 3199.2679 | 408
| 250 | 3197.9496 | 408
| 251 | 3196.826 | 408
| 252 | 3195.7255 | 408
| 253 | 3193.4488 | 408
| 254 | 3190.2552 | 408
| 255 | 3188.0423 | 408
| 256 | 3187.1347 | 408
| 257 | 3186.0658 | 408
| 258 | 3185.1607 | 408
| 259 | 3183.7252 | 408
| 260 | 3182.9519 | 408
| 261 | 3182.2992 | 408
| 262 | 3181.7518 | 408
| 263 | 3179.6062 | 408
| 264 | 3178.911 | 408
| 265 | 3176.5435 | 408
| 266 | 3175.6125 | 408
| 267 | 3174.3286 | 408
| 268 | 3172.7786 | 408
| 269 | 3172.098 | 408
| 270 | 3171.9554 | 408
| 271 | 3170.3863 | 408
| 272 | 3169.1926 | 408
| 273 | 3168.9447 | 408
| 274 | 3167.7762 | 408
| 275 | 3166.4774 | 408
| 276 | 3165.7649 | 408
| 277 | 3165.1858 | 408
| 278 | 3164.0474 | 408
| 279 | 3162.5827 | 408
| 280 | 3161.2128 | 408
| 281 | 3159.7608 | 408
| 282 | 3158.4714 | 408
| 283 | 3156.8735 | 408
| 284 | 3156.2825 | 408
| 285 | 3155.2611 | 408
| 286 | 3153.893 | 408
| 287 | 3152.7644 | 408
| 288 | 3152.3437 | 408
| 289 | 3150.9544 | 408
| 290 | 3149.9335 | 408
| 291 | 3148.6824 | 408
| 292 | 3148.1214 | 408
| 293 | 3146.5246 | 408
| 294 | 3144.6356 | 408
| 295 | 3142.9408 | 408
| 296 | 3142.3182 | 408
| 297 | 3141.6343 | 408
| 298 | 3140.7775 | 408
| 299 | 3139.1755 | 408
| 300 | 3138.4613 | 408
| 301 | 3137.726 | 408
| 302 | 3136.5148 | 408
| 303 | 3135.3942 | 408
| 304 | 3133.1728 | 408
| 305 | 3132.2655 | 408
| 306 | 3130.8503 | 408
| 307 | 3130.2497 | 408
| 308 | 3129.3466 | 408
| 309 | 3128.1692 | 408
| 310 | 3127.8 | 408
| 311 | 3126.4143 | 408
| 312 | 3125.5015 | 408
| 313 | 3123.8093 | 408
| 314 | 3123.5445 | 408
| 315 | 3122.3423 | 408
| 316 | 3121.2422 | 408
| 317 | 3120.4558 | 408
| 318 | 3119.7027 | 408
| 319 | 3119.1617 | 408
| 320 | 3118.231 | 408
| 321 | 3117.6462 | 408
| 322 | 3117.4945 | 408
| 323 | 3116.3658 | 408
| 324 | 3115.7206 | 408
| 325 | 3114.7767 | 408
| 326 | 3113.0838 | 408
| 327 | 3111.7069 | 408
| 328 | 3110.1534 | 408
| 329 | 3109.622 | 408
| 330 | 3108.1661 | 408
| 331 | 3107.1173 | 408
| 332 | 3105.919 | 408
| 333 | 3105.5637 | 408
| 334 | 3103.8639 | 408
| 335 | 3103.6041 | 408
| 336 | 3102.8316 | 408
| 337 | 3101.9934 | 408
| 338 | 3101.3913 | 408
| 339 | 3100.7967 | 408
| 340 | 3099.8356 | 408
| 341 | 3099.2074 | 408
| 342 | 3098.2216 | 408
| 343 | 3097.272 | 408
| 344 | 3096.2078 | 408
| 345 | 3095.6741 | 408
| 346 | 3094.1294 | 408
| 347 | 3092.6576 | 408
| 348 | 3091.6887 | 408
| 349 | 3090.5531 | 408
| 350 | 3089.4374 | 408
| 351 | 3088.3963 | 408
| 352 | 3086.5758 | 408
| 353 | 3085.9768 | 408
| 354 | 3085.3583 | 408
| 355 | 3084.4456 | 408
| 356 | 3083.6372 | 408
| 357 | 3082.2129 | 408
| 358 | 3080.464 | 408
| 359 | 3079.6417 | 408
| 360 | 3078.7152 | 408
| 361 | 3078.3509 | 408
| 362 | 3078.042 | 408
| 363 | 3076.6314 | 408
| 364 | 3075.1082 | 408
| 365 | 3074.128 | 408
| 366 | 3073.406 | 408
| 367 | 3072.2457 | 408
| 368 | 3070.9457 | 408
| 369 | 3069.1741 | 408
| 370 | 3067.7795 | 408
| 371 | 3066.3576 | 408
| 372 | 3064.2771 | 408
| 373 | 3063.0974 | 408
| 374 | 3061.5037 | 408
| 375 | 3060.7448 | 408
| 376 | 3060.2684 | 408
| 377 | 3059.6165 | 408
| 378 | 3058.6297 | 408
| 379 | 3057.6242 | 408
| 380 | 3056.9082 | 408
| 381 | 3056.4482 | 408
| 382 | 3055.5137 | 408
| 383 | 3054.5857 | 408
| 384 | 3054.3068 | 408
| 385 | 3052.9441 | 408
| 386 | 3051.8962 | 408
| 387 | 3050.6573 | 408
| 388 | 3050.1006 | 408
| 389 | 3049.7178 | 408
| 390 | 3048.7139 | 408
| 391 | 3047.8473 | 408
| 392 | 3047.1174 | 408
| 393 | 3046.4825 | 408
| 394 | 3045.9345 | 408
| 395 | 3045.0016 | 408
| 396 | 3044.2992 | 408
| 397 | 3042.1471 | 408
| 398 | 3041.5636 | 408
| 399 | 3040.6878 | 408
| 400 | 3039.9074 | 408
| 401 | 3038.7848 | 408
| 402 | 3038.119 | 408
| 403 | 3037.3284 | 408
| 404 | 3036.4759 | 408
| 405 | 3035.5595 | 408
| 406 | 3035.005 | 408
| 407 | 3034.3684 | 408
| 408 | 3033.6058 | 408
| 409 | 3032.8197 | 408
| 410 | 3032.4648 | 408
| 411 | 3031.0043 | 408
| 412 | 3030.1776 | 408
| 413 | 3029.0976 | 408
| 414 | 3028.1673 | 408
| 415 | 3027.6713 | 408
| 416 | 3027.0199 | 408
| 417 | 3026.8662 | 408
| 418 | 3025.9476 | 408
| 419 | 3025.2898 | 408
| 420 | 3024.3278 | 408
| 421 | 3023.6714 | 408
| 422 | 3022.6701 | 408
| 423 | 3021.8511 | 408
| 424 | 3020.3664 | 408
| 425 | 3019.9394 | 408
| 426 | 3018.5739 | 408
| 427 | 3017.0714 | 408
| 428 | 3016.1051 | 408
| 429 | 3015.6116 | 408
| 430 | 3015.0297 | 408
| 431 | 3014.1401 | 408
| 432 | 3013.3324 | 408
| 433 | 3012.6643 | 408
| 434 | 3011.5428 | 408
| 435 | 3010.9195 | 408
| 436 | 3010.5315 | 408
| 437 | 3010.1487 | 408
| 438 | 3009.7968 | 408
| 439 | 3009.5998 | 408
| 440 | 3008.945 | 408
| 441 | 3008.4742 | 408
| 442 | 3007.5088 | 408
| 443 | 3007.0879 | 408
| 444 | 3006.4682 | 408
| 445 | 3005.9483 | 408
| 446 | 3004.483 | 408
| 447 | 3003.8243 | 408
| 448 | 3002.7903 | 408
| 449 | 3001.9003 | 408
| 450 | 3001.4438 | 408
| 451 | 3000.8277 | 408
| 452 | 3000.4858 | 408
| 453 | 3000.1887 | 408
| 454 | 2999.7452 | 408
| 455 | 2999.1184 | 408
| 456 | 2998.7217 | 408
| 457 | 2998.0914 | 408
| 458 | 2997.4297 | 408
| 459 | 2996.817 | 408
| 460 | 2995.4751 | 408
| 461 | 2994.8437 | 408
| 462 | 2994.1288 | 408
| 463 | 2993.9737 | 408
| 464 | 2993.223 | 408
| 465 | 2992.8242 | 408
| 466 | 2992.1802 | 408
| 467 | 2991.4388 | 408
| 468 | 2990.7306 | 408
| 469 | 2990.2145 | 408
| 470 | 2989.3558 | 408
| 471 | 2988.115 | 408
| 472 | 2987.5845 | 408
| 473 | 2986.8714 | 408
| 474 | 2986.0657 | 408
| 475 | 2985.5576 | 408
| 476 | 2984.5945 | 408
| 477 | 2984.279 | 408
| 478 | 2983.3888 | 408
| 479 | 2982.3825 | 408
| 480 | 2982.0252 | 408
| 481 | 2981.6105 | 408
| 482 | 2980.4519 | 408
| 483 | 2979.5054 | 408
| 484 | 2978.7355 | 408
| 485 | 2978.3262 | 408
| 486 | 2978.15 | 408
| 487 | 2977.6098 | 408
| 488 | 2976.783 | 408
| 489 | 2976.0518 | 408
| 490 | 2975.2432 | 408
| 491 | 2974.3394 | 408
| 492 | 2974.1323 | 408
| 493 | 2973.4756 | 408
| 494 | 2972.9872 | 408
| 495 | 2972.5261 | 408
| 496 | 2971.4155 | 408
| 497 | 2970.9208 | 408
| 498 | 2970.578 | 408
| 499 | 2969.256 | 408
| 500 | 2968.8627 | 408
| 501 | 2968.5926 | 408
| 502 | 2967.8897 | 408
| 503 | 2967.4347 | 408
| 504 | 2966.9003 | 408
| 505 | 2966.3107 | 408
| 506 | 2965.9767 | 408
| 507 | 2964.8633 | 408
| 508 | 2964.1698 | 408
| 509 | 2963.6863 | 408
| 510 | 2963.1752 | 408
| 511 | 2961.626 | 408
| 512 | 2960.7369 | 408
| 513 | 2959.9661 | 408
| 514 | 2959.131 | 408
| 515 | 2958.5356 | 408
| 516 | 2957.9986 | 408
| 517 | 2957.2958 | 408
| 518 | 2956.5351 | 408
| 519 | 2956.4136 | 408
| 520 | 2955.538 | 408
| 521 | 2954.9138 | 408
| 522 | 2954.4886 | 408
| 523 | 2954.1491 | 408
| 524 | 2953.7065 | 408
| 525 | 2953.0552 | 408
| 526 | 2951.8429 | 408
| 527 | 2951.2241 | 408
| 528 | 2950.2343 | 408
| 529 | 2949.501 | 408
| 530 | 2948.6779 | 408
| 531 | 2947.8657 | 408
| 532 | 2946.9369 | 408
| 533 | 2946.376 | 408
| 534 | 2945.765 | 408
| 535 | 2945.3384 | 408
| 536 | 2944.0271 | 408
| 537 | 2943.5695 | 408
| 538 | 2943.1241 | 408
| 539 | 2942.0819 | 408
| 540 | 2941.0804 | 408
| 541 | 2940.423 | 408
| 542 | 2939.8789 | 408
| 543 | 2939.1966 | 408
| 544 | 2938.1892 | 408
| 545 | 2937.8805 | 408
| 546 | 2937.1569 | 408
| 547 | 2936.5391 | 408
| 548 | 2935.8975 | 408
| 549 | 2934.7577 | 408
| 550 | 2933.8384 | 408
| 551 | 2932.9369 | 408
| 552 | 2932.3391 | 408
| 553 | 2931.6474 | 408
| 554 | 2931.3474 | 408
| 555 | 2930.5971 | 408
| 556 | 2930.002 | 408
| 557 | 2929.6756 | 408
| 558 | 2928.9805 | 408
| 559 | 2928.1413 | 408
| 560 | 2927.5998 | 408
| 561 | 2927.0078 | 408
| 562 | 2926.3877 | 408
| 563 | 2925.981 | 408
| 564 | 2925.2846 | 408
| 565 | 2924.5431 | 408
| 566 | 2924.06 | 408
| 567 | 2923.7657 | 408
| 568 | 2922.988 | 408
| 569 | 2922.0594 | 408
| 570 | 2921.382 | 408
| 571 | 2921.1018 | 408
| 572 | 2919.3735 | 408
| 573 | 2918.7803 | 408
| 574 | 2917.7828 | 408
| 575 | 2916.9667 | 408
| 576 | 2916.2588 | 408
| 577 | 2915.3665 | 408
| 578 | 2914.629 | 408
| 579 | 2914.0204 | 408
| 580 | 2913.7231 | 408
| 581 | 2913.325 | 408
| 582 | 2912.4956 | 408
| 583 | 2912.3846 | 408
| 584 | 2912.1093 | 408
| 585 | 2911.4672 | 408
| 586 | 2910.8327 | 408
| 587 | 2910.4069 | 408
| 588 | 2909.5837 | 408
| 589 | 2909.4621 | 408
| 590 | 2909.1156 | 408
| 591 | 2908.6455 | 408
| 592 | 2908.2863 | 408
| 593 | 2907.7996 | 408
| 594 | 2906.9304 | 408
| 595 | 2906.556 | 408
| 596 | 2905.8958 | 408
| 597 | 2905.6337 | 408
| 598 | 2904.8764 | 408
| 599 | 2904.3536 | 408
| 600 | 2903.8203 | 408
| 601 | 2903.4107 | 408
| 602 | 2902.5138 | 408
| 603 | 2901.5832 | 408
| 604 | 2901.3055 | 408
| 605 | 2900.95 | 408
| 606 | 2900.4026 | 408
| 607 | 2899.6546 | 408
| 608 | 2899.4022 | 408
| 609 | 2898.7723 | 408
| 610 | 2898.5832 | 408
| 611 | 2898.2786 | 408
| 612 | 2897.5825 | 408
| 613 | 2897.3706 | 408
| 614 | 2896.999 | 408
| 615 | 2896.6751 | 408
| 616 | 2896.0297 | 408
| 617 | 2895.2841 | 408
| 618 | 2894.9282 | 408
| 619 | 2894.5099 | 408
| 620 | 2894.2628 | 408
| 621 | 2894.0031 | 408
| 622 | 2893.4268 | 408
| 623 | 2893.0097 | 408
| 624 | 2892.4821 | 408
| 625 | 2891.4311 | 408
| 626 | 2890.9034 | 408
| 627 | 2890.1598 | 408
| 628 | 2889.6605 | 408
| 629 | 2889.2314 | 408
| 630 | 2888.3088 | 408
| 631 | 2887.7523 | 408
| 632 | 2887.1269 | 408
| 633 | 2886.7899 | 408
| 634 | 2886.3963 | 408
| 635 | 2885.9686 | 408
| 636 | 2885.3836 | 408
| 637 | 2884.6722 | 408
| 638 | 2884.0139 | 408
| 639 | 2883.5812 | 408
| 640 | 2883.0214 | 408
| 641 | 2882.6173 | 408
| 642 | 2882.2351 | 408
| 643 | 2881.5042 | 408
| 644 | 2880.8501 | 408
| 645 | 2880.5856 | 408
| 646 | 2879.949 | 408
| 647 | 2879.3738 | 408
| 648 | 2878.3268 | 408
| 649 | 2877.9696 | 408
| 650 | 2877.4824 | 408
| 651 | 2876.6221 | 408
| 652 | 2876.3064 | 408
| 653 | 2875.7798 | 408
| 654 | 2875.1423 | 408
| 655 | 2874.666 | 408
| 656 | 2874.1797 | 408
| 657 | 2873.7025 | 408
| 658 | 2873.2595 | 408
| 659 | 2872.8845 | 408
| 660 | 2872.4213 | 408
| 661 | 2872.097 | 408
| 662 | 2871.2828 | 408
| 663 | 2870.9954 | 408
| 664 | 2870.2343 | 408
| 665 | 2869.5809 | 408
| 666 | 2869.2398 | 408
| 667 | 2868.7281 | 408
| 668 | 2867.8565 | 408
| 669 | 2867.4884 | 408
| 670 | 2866.7044 | 408
| 671 | 2866.5278 | 408
| 672 | 2865.8711 | 408
| 673 | 2865.5148 | 408
| 674 | 2865.1486 | 408
| 675 | 2864.9245 | 408
| 676 | 2864.5214 | 408
| 677 | 2864.1021 | 408
| 678 | 2863.8354 | 408
| 679 | 2863.3996 | 408
| 680 | 2863.075 | 408
| 681 | 2862.5788 | 408
| 682 | 2862.1004 | 408
| 683 | 2861.6914 | 408
| 684 | 2861.1117 | 408
| 685 | 2860.8769 | 408
| 686 | 2860.5201 | 408
| 687 | 2860.152 | 408
| 688 | 2859.8857 | 408
| 689 | 2859.2808 | 408
| 690 | 2858.7678 | 408
| 691 | 2858.1438 | 408
| 692 | 2857.9453 | 408
| 693 | 2857.4748 | 408
| 694 | 2856.8218 | 408
| 695 | 2856.3 | 408
| 696 | 2855.7699 | 408
| 697 | 2855.1453 | 408
| 698 | 2854.7506 | 408
| 699 | 2853.6185 | 408
| 700 | 2852.7721 | 408
| 701 | 2852.3588 | 408
| 702 | 2851.6361 | 408
| 703 | 2851.0076 | 408
| 704 | 2850.2562 | 408
| 705 | 2849.6325 | 408
| 706 | 2849.0207 | 408
| 707 | 2848.5713 | 408
| 708 | 2848.1494 | 408
| 709 | 2847.6073 | 408
| 710 | 2847.0475 | 408
| 711 | 2846.3181 | 408
| 712 | 2845.996 | 408
| 713 | 2845.5976 | 408
| 714 | 2845.0775 | 408
| 715 | 2844.7509 | 408
| 716 | 2843.9321 | 408
| 717 | 2843.5487 | 408
| 718 | 2843.2958 | 408
| 719 | 2842.6437 | 408
| 720 | 2842.2744 | 408
| 721 | 2842.0394 | 408
| 722 | 2841.5542 | 408
| 723 | 2841.169 | 408
| 724 | 2840.6547 | 408
| 725 | 2839.9866 | 408
| 726 | 2839.1517 | 408
| 727 | 2838.7387 | 408
| 728 | 2838.4085 | 408
| 729 | 2838.078 | 408
| 730 | 2837.5656 | 408
| 731 | 2837.3915 | 408
| 732 | 2836.8648 | 408
| 733 | 2836.3721 | 408
| 734 | 2835.9643 | 408
| 735 | 2835.559 | 408
| 736 | 2835.1619 | 408
| 737 | 2834.0852 | 408
| 738 | 2833.7833 | 408
| 739 | 2833.7065 | 408
| 740 | 2833.2713 | 408
| 741 | 2832.6113 | 408
| 742 | 2831.9665 | 408
| 743 | 2831.5341 | 408
| 744 | 2831.0389 | 408
| 745 | 2830.6185 | 408
| 746 | 2830.2823 | 408
| 747 | 2830.0139 | 408
| 748 | 2829.6912 | 408
| 749 | 2829.3734 | 408
| 750 | 2829.0048 | 408
| 751 | 2828.737 | 408
| 752 | 2828.1471 | 408
| 753 | 2827.5521 | 408
| 754 | 2827.2957 | 408
| 755 | 2827.0515 | 408
| 756 | 2826.5093 | 408
| 757 | 2826.2464 | 408
| 758 | 2825.8034 | 408
| 759 | 2825.1839 | 408
| 760 | 2824.4306 | 408
| 761 | 2823.8606 | 408
| 762 | 2823.2044 | 408
| 763 | 2822.9503 | 408
| 764 | 2822.4388 | 408
| 765 | 2821.5747 | 408
| 766 | 2821.4277 | 408
| 767 | 2821.1548 | 408
| 768 | 2820.7715 | 408
| 769 | 2820.4535 | 408
| 770 | 2820.3842 | 408
| 771 | 2819.8221 | 408
| 772 | 2819.4589 | 408
| 773 | 2818.8151 | 408
| 774 | 2818.2646 | 408
| 775 | 2817.5345 | 408
| 776 | 2817.2959 | 408
| 777 | 2817.0058 | 408
| 778 | 2816.616 | 408
| 779 | 2816.2466 | 408
| 780 | 2815.6532 | 408
| 781 | 2815.39 | 408
| 782 | 2814.93 | 408
| 783 | 2814.5252 | 408
| 784 | 2814.2855 | 408
| 785 | 2813.7791 | 408
| 786 | 2813.2623 | 408
| 787 | 2812.9215 | 408
| 788 | 2812.5781 | 408
| 789 | 2812.2118 | 408
| 790 | 2811.9528 | 408
| 791 | 2811.406 | 408
| 792 | 2811.0193 | 408
| 793 | 2810.8567 | 408
| 794 | 2810.1892 | 408
| 795 | 2809.7874 | 408
| 796 | 2809.3878 | 408
| 797 | 2808.8702 | 408
| 798 | 2808.3268 | 408
| 799 | 2808.0671 | 408
| 800 | 2807.4114 | 408
| 801 | 2807.2072 | 408
| 802 | 2806.803 | 408
| 803 | 2806.4827 | 408
| 804 | 2806.1276 | 408
| 805 | 2805.4224 | 408
| 806 | 2805.0958 | 408
| 807 | 2804.653 | 408
| 808 | 2804.204 | 408
| 809 | 2803.6854 | 408
| 810 | 2803.2851 | 408
| 811 | 2803.103 | 408
| 812 | 2802.7929 | 408
| 813 | 2802.2572 | 408
| 814 | 2801.9678 | 408
| 815 | 2801.4091 | 408
| 816 | 2800.9444 | 408
| 817 | 2800.4289 | 408
| 818 | 2800.045 | 408
| 819 | 2799.5161 | 408
| 820 | 2799.2595 | 408
| 821 | 2799.1674 | 408
| 822 | 2798.665 | 408
| 823 | 2798.207 | 408
| 824 | 2797.6898 | 408
| 825 | 2797.5773 | 408
| 826 | 2797.3641 | 408
| 827 | 2796.9002 | 408
| 828 | 2796.5679 | 408
| 829 | 2795.9559 | 408
| 830 | 2795.3385 | 408
| 831 | 2795.1727 | 408
| 832 | 2794.6074 | 408
| 833 | 2794.2612 | 408
| 834 | 2794.0679 | 408
| 835 | 2793.7127 | 408
| 836 | 2793.4722 | 408
| 837 | 2793.0108 | 408
| 838 | 2792.2356 | 408
| 839 | 2791.9525 | 408
| 840 | 2791.1054 | 408
| 841 | 2790.6257 | 408
| 842 | 2790.176 | 408
| 843 | 2789.8608 | 408
| 844 | 2789.5667 | 408
| 845 | 2789.4222 | 408
| 846 | 2789.0502 | 408
| 847 | 2788.6622 | 408
| 848 | 2788.2466 | 408
| 849 | 2788.14 | 408
| 850 | 2787.7664 | 408
| 851 | 2787.6354 | 408
| 852 | 2787.4624 | 408
| 853 | 2787.212 | 408
| 854 | 2786.5865 | 408
| 855 | 2785.6645 | 408
| 856 | 2785.1353 | 408
| 857 | 2784.7588 | 408
| 858 | 2784.3312 | 408
| 859 | 2783.6904 | 408
| 860 | 2783.2924 | 408
| 861 | 2783.1292 | 408
| 862 | 2782.8576 | 408
| 863 | 2782.4429 | 408
| 864 | 2782.0701 | 408
| 865 | 2781.8216 | 408
| 866 | 2781.6749 | 408
| 867 | 2781.4529 | 408
| 868 | 2781.027 | 408
| 869 | 2780.8378 | 408
| 870 | 2780.3835 | 408
| 871 | 2780.1666 | 408
| 872 | 2779.8925 | 408
| 873 | 2779.346 | 408
| 874 | 2778.8672 | 408
| 875 | 2778.6424 | 408
| 876 | 2778.3104 | 408
| 877 | 2777.2249 | 408
| 878 | 2776.9464 | 408
| 879 | 2776.6387 | 408
| 880 | 2776.2912 | 408
| 881 | 2775.8796 | 408
| 882 | 2775.5549 | 408
| 883 | 2774.9557 | 408
| 884 | 2774.4562 | 408
| 885 | 2774.033 | 408
| 886 | 2773.572 | 408
| 887 | 2772.9169 | 408
| 888 | 2772.6347 | 408
| 889 | 2772.3099 | 408
| 890 | 2771.9435 | 408
| 891 | 2771.6095 | 408
| 892 | 2771.2397 | 408
| 893 | 2771.0752 | 408
| 894 | 2770.5451 | 408
| 895 | 2770.2662 | 408
| 896 | 2770.0244 | 408
| 897 | 2769.74 | 408
| 898 | 2769.4201 | 408
| 899 | 2769.1499 | 408
| 900 | 2768.9056 | 408
| 901 | 2768.7386 | 408
| 902 | 2768.2484 | 408
| 903 | 2767.8697 | 408
| 904 | 2767.5889 | 408
| 905 | 2767.2814 | 408
| 906 | 2766.8603 | 408
| 907 | 2766.6371 | 408
| 908 | 2766.4192 | 408
| 909 | 2766.1759 | 408
| 910 | 2766.1093 | 408
| 911 | 2765.8367 | 408
| 912 | 2765.6195 | 408
| 913 | 2765.4547 | 408
| 914 | 2765.0616 | 408
| 915 | 2764.501 | 408
| 916 | 2764.17 | 408
| 917 | 2763.9909 | 408
| 918 | 2763.606 | 408
| 919 | 2763.1333 | 408
| 920 | 2762.686 | 408
| 921 | 2762.3545 | 408
| 922 | 2762.0953 | 408
| 923 | 2761.6983 | 408
| 924 | 2761.4043 | 408
| 925 | 2761.1208 | 408
| 926 | 2760.7153 | 408
| 927 | 2760.3399 | 408
| 928 | 2760.1274 | 408
| 929 | 2760.0024 | 408
| 930 | 2759.5261 | 408
| 931 | 2759.3799 | 408
| 932 | 2759.1285 | 408
| 933 | 2758.8969 | 408
| 934 | 2758.4931 | 408
| 935 | 2758.0561 | 408
| 936 | 2757.5251 | 408
| 937 | 2756.4656 | 408
| 938 | 2756.3331 | 408
| 939 | 2755.9316 | 408
| 940 | 2755.5543 | 408
| 941 | 2755.2466 | 408
| 942 | 2754.9748 | 408
| 943 | 2754.3502 | 408
| 944 | 2754.0813 | 408
| 945 | 2753.8862 | 408
| 946 | 2753.3846 | 408
| 947 | 2752.8395 | 408
| 948 | 2752.3507 | 408
| 949 | 2752.1321 | 408
| 950 | 2751.6671 | 408
| 951 | 2751.1411 | 408
| 952 | 2750.7451 | 408
| 953 | 2750.5475 | 408
| 954 | 2750.1849 | 408
| 955 | 2749.6907 | 408
| 956 | 2749.301 | 408
| 957 | 2748.67 | 408
| 958 | 2748.4147 | 408
| 959 | 2747.8657 | 408
| 960 | 2747.3511 | 408
| 961 | 2747.3088 | 408
| 962 | 2747.034 | 408
| 963 | 2746.649 | 408
| 964 | 2746.4624 | 408
| 965 | 2746.095 | 408
| 966 | 2745.9627 | 408
| 967 | 2745.8052 | 408
| 968 | 2745.5582 | 408
| 969 | 2745.1435 | 408
| 970 | 2744.3312 | 408
| 971 | 2743.9428 | 408
| 972 | 2743.4251 | 408
| 973 | 2743.3241 | 408
| 974 | 2743.2175 | 408
| 975 | 2742.8531 | 408
| 976 | 2742.4984 | 408
| 977 | 2742.3075 | 408
| 978 | 2741.9928 | 408
| 979 | 2741.7993 | 408
| 980 | 2741.543 | 408
| 981 | 2741.3874 | 408
| 982 | 2741.1912 | 408
| 983 | 2740.9508 | 408
| 984 | 2740.772 | 408
| 985 | 2740.376 | 408
| 986 | 2740.2557 | 408
| 987 | 2739.9422 | 408
| 988 | 2739.6019 | 408
| 989 | 2739.1363 | 408
| 990 | 2738.8572 | 408
| 991 | 2738.619 | 408
| 992 | 2738.2799 | 408
| 993 | 2737.7538 | 408
| 994 | 2737.5079 | 408
| 995 | 2737.3339 | 408
| 996 | 2737.1833 | 408
| 997 | 2736.9138 | 408
| 998 | 2736.7541 | 408
| 999 | 2736.4088 | 408
| 1000 | 2736.1126 | 408
| 1001 | 2735.5243 | 408
| 1002 | 2735.3036 | 408
| 1003 | 2734.821 | 408
| 1004 | 2734.5242 | 408
| 1005 | 2734.35 | 408
| 1006 | 2734.0546 | 408
| 1007 | 2733.5369 | 408
| 1008 | 2733.4813 | 408
| 1009 | 2733.0973 | 408
| 1010 | 2732.691 | 408
| 1011 | 2732.4335 | 408
| 1012 | 2732.1818 | 408
| 1013 | 2731.8886 | 408
| 1014 | 2731.5162 | 408
| 1015 | 2731.1385 | 408
| 1016 | 2731.0356 | 408
| 1017 | 2730.664 | 408
| 1018 | 2730.2139 | 408
| 1019 | 2729.7825 | 408
| 1020 | 2729.4316 | 408
| 1021 | 2729.1173 | 408
| 1022 | 2728.9601 | 408
| 1023 | 2728.7949 | 408
| 1024 | 2728.4212 | 408
| 1025 | 2728.1037 | 408
| 1026 | 2727.7739 | 408
| 1027 | 2727.4972 | 408
| 1028 | 2727.0695 | 408
| 1029 | 2726.6513 | 408
| 1030 | 2726.4095 | 408
| 1031 | 2726.1599 | 408
| 1032 | 2725.9916 | 408
| 1033 | 2725.4669 | 408
| 1034 | 2725.2513 | 408
| 1035 | 2724.9016 | 408
| 1036 | 2724.8722 | 408
| 1037 | 2724.7009 | 408
| 1038 | 2724.163 | 408
| 1039 | 2723.962 | 408
| 1040 | 2723.6968 | 408
| 1041 | 2723.4144 | 408
| 1042 | 2723.2363 | 408
| 1043 | 2722.6493 | 408
| 1044 | 2722.5296 | 408
| 1045 | 2722.0345 | 408
| 1046 | 2721.9082 | 408
| 1047 | 2721.3894 | 408
| 1048 | 2721.0124 | 408
| 1049 | 2720.5914 | 408
| 1050 | 2720.3573 | 408
| 1051 | 2719.8914 | 408
| 1052 | 2719.6909 | 408
| 1053 | 2719.4222 | 408
| 1054 | 2718.9772 | 408
| 1055 | 2718.6089 | 408
| 1056 | 2718.0834 | 408
| 1057 | 2717.9613 | 408
| 1058 | 2717.7699 | 408
| 1059 | 2717.4778 | 408
| 1060 | 2717.1875 | 408
| 1061 | 2717.0196 | 408
| 1062 | 2716.7939 | 408
| 1063 | 2716.5624 | 408
| 1064 | 2716.2184 | 408
| 1065 | 2715.95 | 408
| 1066 | 2715.5468 | 408
| 1067 | 2715.2472 | 408
| 1068 | 2714.8696 | 408
| 1069 | 2714.5395 | 408
| 1070 | 2714.409 | 408
| 1071 | 2714.2131 | 408
| 1072 | 2713.9443 | 408
| 1073 | 2713.6047 | 408
| 1074 | 2713.1926 | 408
| 1075 | 2712.9715 | 408
| 1076 | 2712.7422 | 408
| 1077 | 2712.4658 | 408
| 1078 | 2712.035 | 408
| 1079 | 2711.7025 | 408
| 1080 | 2711.3041 | 408
| 1081 | 2710.7453 | 408
| 1082 | 2710.6257 | 408
| 1083 | 2710.3366 | 408
| 1084 | 2710.1368 | 408
| 1085 | 2709.9106 | 408
| 1086 | 2709.5038 | 408
| 1087 | 2709.1302 | 408
| 1088 | 2708.8567 | 408
| 1089 | 2708.5885 | 408
| 1090 | 2708.0602 | 408
| 1091 | 2707.6824 | 408
| 1092 | 2707.2458 | 408
| 1093 | 2706.9454 | 408
| 1094 | 2706.2837 | 408
| 1095 | 2706.0509 | 408
| 1096 | 2705.7722 | 408
| 1097 | 2705.4986 | 408
| 1098 | 2705.0632 | 408
| 1099 | 2704.8311 | 408
| 1100 | 2704.4447 | 408
| 1101 | 2703.7323 | 408
| 1102 | 2703.6091 | 408
| 1103 | 2703.4113 | 408
| 1104 | 2702.9266 | 408
| 1105 | 2702.3724 | 408
| 1106 | 2702.0862 | 408
| 1107 | 2701.7667 | 408
| 1108 | 2701.404 | 408
| 1109 | 2701.2718 | 408
| 1110 | 2701.0802 | 408
| 1111 | 2700.7793 | 408
| 1112 | 2700.5081 | 408
| 1113 | 2700.2536 | 408
| 1114 | 2699.9996 | 408
| 1115 | 2699.5722 | 408
| 1116 | 2699.299 | 408
| 1117 | 2699.172 | 408
| 1118 | 2698.9425 | 408
| 1119 | 2698.6585 | 408
| 1120 | 2698.4577 | 408
| 1121 | 2698.3721 | 408
| 1122 | 2698.1523 | 408
| 1123 | 2697.825 | 408
| 1124 | 2697.5165 | 408
| 1125 | 2697.1589 | 408
| 1126 | 2696.995 | 408
| 1127 | 2696.8623 | 408
| 1128 | 2696.5595 | 408
| 1129 | 2696.2896 | 408
| 1130 | 2696.1071 | 408
| 1131 | 2695.8274 | 408
| 1132 | 2695.45 | 408
| 1133 | 2695.2429 | 408
| 1134 | 2695.0286 | 408
| 1135 | 2694.8465 | 408
| 1136 | 2694.4646 | 408
| 1137 | 2694.0593 | 408
| 1138 | 2693.9641 | 408
| 1139 | 2693.8339 | 408
| 1140 | 2693.6863 | 408
| 1141 | 2693.4465 | 408
| 1142 | 2693.381 | 408
| 1143 | 2693.0529 | 408
| 1144 | 2692.8018 | 408
| 1145 | 2692.5897 | 408
| 1146 | 2692.1872 | 408
| 1147 | 2691.48 | 408
| 1148 | 2691.2128 | 408
| 1149 | 2690.6703 | 408
| 1150 | 2690.4448 | 408
| 1151 | 2690.1794 | 408
| 1152 | 2689.832 | 408
| 1153 | 2689.6764 | 408
| 1154 | 2689.4332 | 408
| 1155 | 2689.0676 | 408
| 1156 | 2688.7391 | 408
| 1157 | 2688.463 | 408
| 1158 | 2688.324 | 408
| 1159 | 2688.1442 | 408
| 1160 | 2688.0209 | 408
| 1161 | 2687.9032 | 408
| 1162 | 2687.6937 | 408
| 1163 | 2687.4632 | 408
| 1164 | 2687.0116 | 408
| 1165 | 2686.6679 | 408
| 1166 | 2686.5095 | 408
| 1167 | 2686.3565 | 408
| 1168 | 2685.8828 | 408
| 1169 | 2685.6736 | 408
| 1170 | 2685.2276 | 408
| 1171 | 2685.0437 | 408
| 1172 | 2684.652 | 408
| 1173 | 2684.3405 | 408
| 1174 | 2684.014 | 408
| 1175 | 2683.7835 | 408
| 1176 | 2683.5124 | 408
| 1177 | 2683.1878 | 408
| 1178 | 2682.7262 | 408
| 1179 | 2682.4738 | 408
| 1180 | 2682.3434 | 408
| 1181 | 2682.1079 | 408
| 1182 | 2681.8201 | 408
| 1183 | 2681.5642 | 408
| 1184 | 2681.4806 | 408
| 1185 | 2680.7998 | 408
| 1186 | 2680.5101 | 408
| 1187 | 2680.12 | 408
| 1188 | 2679.9128 | 408
| 1189 | 2679.6906 | 408
| 1190 | 2679.62 | 408
| 1191 | 2679.4735 | 408
| 1192 | 2679.3283 | 408
| 1193 | 2678.8513 | 408
| 1194 | 2678.5009 | 408
| 1195 | 2678.3925 | 408
| 1196 | 2677.9376 | 408
| 1197 | 2677.7396 | 408
| 1198 | 2677.6207 | 408
| 1199 | 2677.3975 | 408
| 1200 | 2676.8549 | 408
| 1201 | 2676.5895 | 408
| 1202 | 2676.4718 | 408
| 1203 | 2676.1996 | 408
| 1204 | 2675.807 | 408
| 1205 | 2675.642 | 408
| 1206 | 2675.3214 | 408
| 1207 | 2675.2611 | 408
| 1208 | 2674.9091 | 408
| 1209 | 2674.6124 | 408
| 1210 | 2674.5441 | 408
| 1211 | 2674.289 | 408
| 1212 | 2673.8901 | 408
| 1213 | 2673.2889 | 408
| 1214 | 2672.9849 | 408
| 1215 | 2672.7011 | 408
| 1216 | 2672.3513 | 408
| 1217 | 2672.1384 | 408
| 1218 | 2671.7694 | 408
| 1219 | 2671.4195 | 408
| 1220 | 2671.1555 | 408
| 1221 | 2670.8503 | 408
| 1222 | 2670.5937 | 408
| 1223 | 2670.2666 | 408
| 1224 | 2670.0723 | 408
| 1225 | 2669.8625 | 408
| 1226 | 2669.4946 | 408
| 1227 | 2669.3202 | 408
| 1228 | 2669.2118 | 408
| 1229 | 2668.7468 | 408
| 1230 | 2668.478 | 408
| 1231 | 2668.3613 | 408
| 1232 | 2668.2001 | 408
| 1233 | 2667.9973 | 408
| 1234 | 2667.636 | 408
| 1235 | 2667.4517 | 408
| 1236 | 2667.2119 | 408
| 1237 | 2666.9302 | 408
| 1238 | 2666.4804 | 408
| 1239 | 2666.2879 | 408
| 1240 | 2666.0584 | 408
| 1241 | 2665.7309 | 408
| 1242 | 2665.2815 | 408
| 1243 | 2664.903 | 408
| 1244 | 2664.364 | 408
| 1245 | 2664.0834 | 408
| 1246 | 2663.772 | 408
| 1247 | 2663.3215 | 408
| 1248 | 2663.1178 | 408
| 1249 | 2662.9255 | 408
| 1250 | 2662.4073 | 408
| 1251 | 2662.0911 | 408
| 1252 | 2661.7168 | 408
| 1253 | 2661.5299 | 408
| 1254 | 2661.2828 | 408
| 1255 | 2660.8632 | 408
| 1256 | 2660.5785 | 408
| 1257 | 2660.4837 | 408
| 1258 | 2660.0333 | 408
| 1259 | 2659.467 | 408
| 1260 | 2659.2962 | 408
| 1261 | 2659.1582 | 408
| 1262 | 2659.0351 | 408
| 1263 | 2658.674 | 408
| 1264 | 2658.2868 | 408
| 1265 | 2657.9498 | 408
| 1266 | 2657.78 | 408
| 1267 | 2657.346 | 408
| 1268 | 2657.1127 | 408
| 1269 | 2656.9829 | 408
| 1270 | 2656.5528 | 408
| 1271 | 2656.1319 | 408
| 1272 | 2655.9174 | 408
| 1273 | 2655.2891 | 408
| 1274 | 2654.9732 | 408
| 1275 | 2654.6777 | 408
| 1276 | 2654.4371 | 408
| 1277 | 2654.2202 | 408
| 1278 | 2653.8903 | 408
| 1279 | 2653.6235 | 408
| 1280 | 2653.3181 | 408
| 1281 | 2653.0327 | 408
| 1282 | 2652.8773 | 408
| 1283 | 2652.7256 | 408
| 1284 | 2652.5902 | 408
| 1285 | 2652.4117 | 408
| 1286 | 2652.1981 | 408
| 1287 | 2651.7956 | 408
| 1288 | 2651.547 | 408
| 1289 | 2651.381 | 408
| 1290 | 2650.9586 | 408
| 1291 | 2650.6511 | 408
| 1292 | 2650.1974 | 408
| 1293 | 2649.7411 | 408
| 1294 | 2649.329 | 408
| 1295 | 2649.1193 | 408
| 1296 | 2648.6782 | 408
| 1297 | 2648.4636 | 408
| 1298 | 2648.0099 | 408
| 1299 | 2647.6747 | 408
| 1300 | 2647.2927 | 408
| 1301 | 2647.1989 | 408
| 1302 | 2647.0635 | 408
| 1303 | 2646.877 | 408
| 1304 | 2646.6459 | 408
| 1305 | 2646.4821 | 408
| 1306 | 2646.214 | 408
| 1307 | 2645.8793 | 408
| 1308 | 2645.6682 | 408
| 1309 | 2645.3658 | 408
| 1310 | 2645.1489 | 408
| 1311 | 2644.8973 | 408
| 1312 | 2644.7416 | 408
| 1313 | 2644.5475 | 408
| 1314 | 2644.3027 | 408
| 1315 | 2643.8949 | 408
| 1316 | 2643.6169 | 408
| 1317 | 2643.3238 | 408
| 1318 | 2643.0619 | 408
| 1319 | 2642.7487 | 408
| 1320 | 2642.6767 | 408
| 1321 | 2642.4755 | 408
| 1322 | 2642.3352 | 408
| 1323 | 2641.8543 | 408
| 1324 | 2641.6096 | 408
| 1325 | 2641.4497 | 408
| 1326 | 2641.347 | 408
| 1327 | 2641.0825 | 408
| 1328 | 2640.5358 | 408
| 1329 | 2640.4207 | 408
| 1330 | 2640.2114 | 408
| 1331 | 2639.9469 | 408
| 1332 | 2639.3762 | 408
| 1333 | 2639.0243 | 408
| 1334 | 2638.8859 | 408
| 1335 | 2638.7113 | 408
| 1336 | 2638.431 | 408
| 1337 | 2638.0345 | 408
| 1338 | 2637.8263 | 408
| 1339 | 2637.6473 | 408
| 1340 | 2637.4309 | 408
| 1341 | 2637.2312 | 408
| 1342 | 2636.9133 | 408
| 1343 | 2636.5996 | 408
| 1344 | 2636.4194 | 408
| 1345 | 2636.086 | 408
| 1346 | 2635.9248 | 408
| 1347 | 2635.5619 | 408
| 1348 | 2635.3531 | 408
| 1349 | 2635.2271 | 408
| 1350 | 2634.8179 | 408
| 1351 | 2634.599 | 408
| 1352 | 2634.4062 | 408
| 1353 | 2634.1889 | 408
| 1354 | 2633.7062 | 408
| 1355 | 2633.4029 | 408
| 1356 | 2633.2227 | 408
| 1357 | 2632.9595 | 408
| 1358 | 2632.7216 | 408
| 1359 | 2632.5766 | 408
| 1360 | 2632.468 | 408
| 1361 | 2632.2974 | 408
| 1362 | 2631.8794 | 408
| 1363 | 2631.7072 | 408
| 1364 | 2631.5425 | 408
| 1365 | 2631.2773 | 408
| 1366 | 2630.9298 | 408
| 1367 | 2630.7733 | 408
| 1368 | 2630.5574 | 408
| 1369 | 2630.3633 | 408
| 1370 | 2630.2142 | 408
| 1371 | 2629.8462 | 408
| 1372 | 2629.7116 | 408
| 1373 | 2629.3024 | 408
| 1374 | 2629.1782 | 408
| 1375 | 2629.0609 | 408
| 1376 | 2628.7066 | 408
| 1377 | 2628.5046 | 408
| 1378 | 2628.3036 | 408
| 1379 | 2628.2184 | 408
| 1380 | 2628.0827 | 408
| 1381 | 2627.75 | 408
| 1382 | 2627.4216 | 408
| 1383 | 2627.2352 | 408
| 1384 | 2627.0363 | 408
| 1385 | 2626.6456 | 408
| 1386 | 2626.5147 | 408
| 1387 | 2626.3618 | 408
| 1388 | 2626.1926 | 408
| 1389 | 2625.9234 | 408
| 1390 | 2625.6743 | 408
| 1391 | 2625.655 | 408
| 1392 | 2625.1425 | 408
| 1393 | 2624.9514 | 408
| 1394 | 2624.8122 | 408
| 1395 | 2624.662 | 408
| 1396 | 2624.5772 | 408
| 1397 | 2624.383 | 408
| 1398 | 2624.1689 | 408
| 1399 | 2623.9579 | 408
| 1400 | 2623.7455 | 408
| 1401 | 2623.4528 | 408
| 1402 | 2623.1594 | 408
| 1403 | 2623.0436 | 408
| 1404 | 2622.9113 | 408
| 1405 | 2622.6258 | 408
| 1406 | 2622.3452 | 408
| 1407 | 2622.2031 | 408
| 1408 | 2621.7924 | 408
| 1409 | 2621.572 | 408
| 1410 | 2621.3636 | 408
| 1411 | 2621.1994 | 408
| 1412 | 2621.0419 | 408
| 1413 | 2620.8483 | 408
| 1414 | 2620.5981 | 408
| 1415 | 2620.3207 | 408
| 1416 | 2619.9423 | 408
| 1417 | 2619.7253 | 408
| 1418 | 2619.2906 | 408
| 1419 | 2618.9989 | 408
| 1420 | 2618.4591 | 408
| 1421 | 2618.3534 | 408
| 1422 | 2618.1671 | 408
| 1423 | 2617.907 | 408
| 1424 | 2617.4462 | 408
| 1425 | 2617.4129 | 408
| 1426 | 2617.1307 | 408
| 1427 | 2617.0427 | 408
| 1428 | 2616.9199 | 408
| 1429 | 2616.6816 | 408
| 1430 | 2616.5241 | 408
| 1431 | 2616.3791 | 408
| 1432 | 2616.1442 | 408
| 1433 | 2615.9853 | 408
| 1434 | 2615.8318 | 408
| 1435 | 2615.6444 | 408
| 1436 | 2615.4109 | 408
| 1437 | 2615.2559 | 408
| 1438 | 2615.1155 | 408
| 1439 | 2614.9804 | 408
| 1440 | 2614.7305 | 408
| 1441 | 2614.5684 | 408
| 1442 | 2614.4232 | 408
| 1443 | 2614.1189 | 408
| 1444 | 2613.7912 | 408
| 1445 | 2613.5698 | 408
| 1446 | 2613.0354 | 408
| 1447 | 2612.8199 | 408
| 1448 | 2612.5641 | 408
| 1449 | 2612.5073 | 408
| 1450 | 2612.32 | 408
| 1451 | 2612.0871 | 408
| 1452 | 2611.8692 | 408
| 1453 | 2611.6398 | 408
| 1454 | 2611.4233 | 408
| 1455 | 2611.2964 | 408
| 1456 | 2611.1072 | 408
| 1457 | 2610.8123 | 408
| 1458 | 2610.6326 | 408
| 1459 | 2610.4758 | 408
| 1460 | 2609.9765 | 408
| 1461 | 2609.6352 | 408
| 1462 | 2609.3236 | 408
| 1463 | 2609.1485 | 408
| 1464 | 2608.9535 | 408
| 1465 | 2608.5673 | 408
| 1466 | 2608.3736 | 408
| 1467 | 2608.1006 | 408
| 1468 | 2607.714 | 408
| 1469 | 2607.5894 | 408
| 1470 | 2607.222 | 408
| 1471 | 2606.7348 | 408
| 1472 | 2606.5839 | 408
| 1473 | 2606.4822 | 408
| 1474 | 2606.2423 | 408
| 1475 | 2606.0322 | 408
| 1476 | 2605.9157 | 408
| 1477 | 2605.5661 | 408
| 1478 | 2605.3188 | 408
| 1479 | 2605.057 | 408
| 1480 | 2604.8041 | 408
| 1481 | 2604.4798 | 408
| 1482 | 2604.2048 | 408
| 1483 | 2603.9595 | 408
| 1484 | 2603.5447 | 408
| 1485 | 2603.3077 | 408
| 1486 | 2603.0167 | 408
| 1487 | 2602.7776 | 408
| 1488 | 2602.4153 | 408
| 1489 | 2602.2304 | 408
| 1490 | 2601.8668 | 408
| 1491 | 2601.6222 | 408
| 1492 | 2601.3493 | 408
| 1493 | 2600.9464 | 408
| 1494 | 2600.6621 | 408
| 1495 | 2600.2826 | 408
| 1496 | 2600.0396 | 408
| 1497 | 2599.9449 | 408
| 1498 | 2599.509 | 408
| 1499 | 2599.3163 | 408
| 1500 | 2599.0574 | 408
| 1501 | 2598.773 | 408
| 1502 | 2598.5257 | 408
| 1503 | 2598.4394 | 408
| 1504 | 2598.1331 | 408
| 1505 | 2597.7352 | 408
| 1506 | 2597.5043 | 408
| 1507 | 2597.3538 | 408
| 1508 | 2597.0264 | 408
| 1509 | 2596.7532 | 408
| 1510 | 2596.4646 | 408
| 1511 | 2596.191 | 408
| 1512 | 2595.8871 | 408
| 1513 | 2595.4853 | 408
| 1514 | 2595.3338 | 408
| 1515 | 2595.0924 | 408
| 1516 | 2594.7868 | 408
| 1517 | 2594.4772 | 408
| 1518 | 2594.3205 | 408
| 1519 | 2594.0614 | 408
| 1520 | 2593.9658 | 408
| 1521 | 2593.646 | 408
| 1522 | 2593.4561 | 408
| 1523 | 2593.3823 | 408
| 1524 | 2593.2372 | 408
| 1525 | 2593.1401 | 408
| 1526 | 2592.8823 | 408
| 1527 | 2592.6535 | 408
| 1528 | 2592.4384 | 408
| 1529 | 2592.1425 | 408
| 1530 | 2591.9839 | 408
| 1531 | 2591.935 | 408
| 1532 | 2591.5059 | 408
| 1533 | 2591.3464 | 408
| 1534 | 2590.9884 | 408
| 1535 | 2590.8417 | 408
| 1536 | 2590.6958 | 408
| 1537 | 2590.5632 | 408
| 1538 | 2590.3101 | 408
| 1539 | 2590.2111 | 408
| 1540 | 2590.0449 | 408
| 1541 | 2589.9381 | 408
| 1542 | 2589.8092 | 408
| 1543 | 2589.5581 | 408
| 1544 | 2589.4524 | 408
| 1545 | 2589.3131 | 408
| 1546 | 2589.0928 | 408
| 1547 | 2589.0067 | 408
| 1548 | 2588.9163 | 408
| 1549 | 2588.7163 | 408
| 1550 | 2588.6195 | 408
| 1551 | 2588.466 | 408
| 1552 | 2588.1997 | 408
| 1553 | 2587.7671 | 408
| 1554 | 2587.6355 | 408
| 1555 | 2587.5903 | 408
| 1556 | 2587.3529 | 408
| 1557 | 2587.1055 | 408
| 1558 | 2586.9209 | 408
| 1559 | 2586.7112 | 408
| 1560 | 2586.3876 | 408
| 1561 | 2586.303 | 408
| 1562 | 2586.2179 | 408
| 1563 | 2585.937 | 408
| 1564 | 2585.7886 | 408
| 1565 | 2585.6515 | 408
| 1566 | 2585.3589 | 408
| 1567 | 2585.1354 | 408
| 1568 | 2584.7481 | 408
| 1569 | 2584.5132 | 408
| 1570 | 2584.313 | 408
| 1571 | 2583.9124 | 408
| 1572 | 2583.6392 | 408
| 1573 | 2583.5384 | 408
| 1574 | 2583.316 | 408
| 1575 | 2583.105 | 408
| 1576 | 2582.9765 | 408
| 1577 | 2582.6366 | 408
| 1578 | 2582.5268 | 408
| 1579 | 2582.4508 | 408
| 1580 | 2582.1631 | 408
| 1581 | 2581.9334 | 408
| 1582 | 2581.6386 | 408
| 1583 | 2581.5025 | 408
| 1584 | 2581.1026 | 408
| 1585 | 2580.9559 | 408
| 1586 | 2580.7341 | 408
| 1587 | 2580.3657 | 408
| 1588 | 2580.1343 | 408
| 1589 | 2579.9755 | 408
| 1590 | 2579.8078 | 408
| 1591 | 2579.7321 | 408
| 1592 | 2579.3559 | 408
| 1593 | 2579.1707 | 408
| 1594 | 2578.9668 | 408
| 1595 | 2578.8377 | 408
| 1596 | 2578.5803 | 408
| 1597 | 2578.3861 | 408
| 1598 | 2578.1911 | 408
| 1599 | 2577.8331 | 408
| 1600 | 2577.6188 | 408
| 1601 | 2577.4001 | 408
| 1602 | 2577.1187 | 408
| 1603 | 2576.8868 | 408
| 1604 | 2576.5933 | 408
| 1605 | 2576.3952 | 408
| 1606 | 2576.1989 | 408
| 1607 | 2576.0534 | 408
| 1608 | 2575.9914 | 408
| 1609 | 2575.8484 | 408
| 1610 | 2575.4646 | 408
| 1611 | 2575.3777 | 408
| 1612 | 2575.2356 | 408
| 1613 | 2575.1256 | 408
| 1614 | 2575.0245 | 408
| 1615 | 2574.7949 | 408
| 1616 | 2574.5685 | 408
| 1617 | 2574.257 | 408
| 1618 | 2574.0688 | 408
| 1619 | 2573.8043 | 408
| 1620 | 2573.6079 | 408
| 1621 | 2573.2161 | 408
| 1622 | 2573.061 | 408
| 1623 | 2572.9507 | 408
| 1624 | 2572.7835 | 408
| 1625 | 2572.6279 | 408
| 1626 | 2572.3849 | 408
| 1627 | 2572.2628 | 408
| 1628 | 2571.6938 | 408
| 1629 | 2571.484 | 408
| 1630 | 2571.2374 | 408
| 1631 | 2571.1227 | 408
| 1632 | 2570.7561 | 408
| 1633 | 2570.5237 | 408
| 1634 | 2570.3667 | 408
| 1635 | 2570.2688 | 408
| 1636 | 2569.9851 | 408
| 1637 | 2569.689 | 408
| 1638 | 2569.5635 | 408
| 1639 | 2569.4215 | 408
| 1640 | 2569.2835 | 408
| 1641 | 2569.019 | 408
| 1642 | 2568.821 | 408
| 1643 | 2568.6114 | 408
| 1644 | 2568.534 | 408
| 1645 | 2568.2824 | 408
| 1646 | 2567.9752 | 408
| 1647 | 2567.7131 | 408
| 1648 | 2567.579 | 408
| 1649 | 2567.3275 | 408
| 1650 | 2567.0538 | 408
| 1651 | 2566.7748 | 408
| 1652 | 2566.5535 | 408
| 1653 | 2566.4182 | 408
| 1654 | 2566.2228 | 408
| 1655 | 2565.9381 | 408
| 1656 | 2565.7561 | 408
| 1657 | 2565.5074 | 408
| 1658 | 2565.3429 | 408
| 1659 | 2565.2617 | 408
| 1660 | 2565.0268 | 408
| 1661 | 2564.9471 | 408
| 1662 | 2564.7998 | 408
| 1663 | 2564.51 | 408
| 1664 | 2564.3768 | 408
| 1665 | 2564.1777 | 408
| 1666 | 2563.996 | 408
| 1667 | 2563.8098 | 408
| 1668 | 2563.6866 | 408
| 1669 | 2563.3053 | 408
| 1670 | 2563.1932 | 408
| 1671 | 2562.9688 | 408
| 1672 | 2562.691 | 408
| 1673 | 2562.4069 | 408
| 1674 | 2562.1774 | 408
| 1675 | 2561.9259 | 408
| 1676 | 2561.7286 | 408
| 1677 | 2561.5022 | 408
| 1678 | 2561.3078 | 408
| 1679 | 2561.152 | 408
| 1680 | 2560.7343 | 408
| 1681 | 2560.4196 | 408
| 1682 | 2560.0507 | 408
| 1683 | 2559.7864 | 408
| 1684 | 2559.4014 | 408
| 1685 | 2559.3453 | 408
| 1686 | 2559.1932 | 408
| 1687 | 2559.0201 | 408
| 1688 | 2558.9008 | 408
| 1689 | 2558.7481 | 408
| 1690 | 2558.5965 | 408
| 1691 | 2558.392 | 408
| 1692 | 2558.1377 | 408
| 1693 | 2557.9528 | 408
| 1694 | 2557.7437 | 408
| 1695 | 2557.5755 | 408
| 1696 | 2557.3948 | 408
| 1697 | 2557.1735 | 408
| 1698 | 2556.9714 | 408
| 1699 | 2556.8345 | 408
| 1700 | 2556.4648 | 408
| 1701 | 2556.4055 | 408
| 1702 | 2556.1791 | 408
| 1703 | 2556.0978 | 408
| 1704 | 2555.9124 | 408
| 1705 | 2555.7634 | 408
| 1706 | 2555.4916 | 408
| 1707 | 2555.1026 | 408
| 1708 | 2554.9634 | 408
| 1709 | 2554.7194 | 408
| 1710 | 2554.4704 | 408
| 1711 | 2554.3231 | 408
| 1712 | 2554.154 | 408
| 1713 | 2553.8966 | 408
| 1714 | 2553.6222 | 408
| 1715 | 2553.4125 | 408
| 1716 | 2553.1549 | 408
| 1717 | 2552.9952 | 408
| 1718 | 2552.7549 | 408
| 1719 | 2552.6031 | 408
| 1720 | 2552.462 | 408
| 1721 | 2552.3195 | 408
| 1722 | 2552.1203 | 408
| 1723 | 2552.009 | 408
| 1724 | 2551.8484 | 408
| 1725 | 2551.6098 | 408
| 1726 | 2551.4197 | 408
| 1727 | 2551.2231 | 408
| 1728 | 2551.1054 | 408
| 1729 | 2551.018 | 408
| 1730 | 2550.8758 | 408
| 1731 | 2550.7048 | 408
| 1732 | 2550.5285 | 408
| 1733 | 2550.4485 | 408
| 1734 | 2550.2689 | 408
| 1735 | 2550.1385 | 408
| 1736 | 2549.9151 | 408
| 1737 | 2549.7222 | 408
| 1738 | 2549.347 | 408
| 1739 | 2549.1436 | 408
| 1740 | 2548.9647 | 408
| 1741 | 2548.6714 | 408
| 1742 | 2548.4993 | 408
| 1743 | 2548.4313 | 408
| 1744 | 2548.3392 | 408
| 1745 | 2548.176 | 408
| 1746 | 2548.0421 | 408
| 1747 | 2547.8858 | 408
| 1748 | 2547.7594 | 408
| 1749 | 2547.6763 | 408
| 1750 | 2547.3975 | 408
| 1751 | 2547.249 | 408
| 1752 | 2547.0927 | 408
| 1753 | 2546.8878 | 408
| 1754 | 2546.6572 | 408
| 1755 | 2546.4108 | 408
| 1756 | 2546.3136 | 408
| 1757 | 2546.2017 | 408
| 1758 | 2545.9585 | 408
| 1759 | 2545.713 | 408
| 1760 | 2545.4644 | 408
| 1761 | 2545.3309 | 408
| 1762 | 2545.0579 | 408
| 1763 | 2544.9285 | 408
| 1764 | 2544.6653 | 408
| 1765 | 2544.4861 | 408
| 1766 | 2544.1747 | 408
| 1767 | 2544.0352 | 408
| 1768 | 2543.9626 | 408
| 1769 | 2543.7273 | 408
| 1770 | 2543.5916 | 408
| 1771 | 2543.4944 | 408
| 1772 | 2543.4451 | 408
| 1773 | 2543.2582 | 408
| 1774 | 2543.0478 | 408
| 1775 | 2542.8276 | 408
| 1776 | 2542.6609 | 408
| 1777 | 2542.4439 | 408
| 1778 | 2542.3444 | 408
| 1779 | 2542.1106 | 408
| 1780 | 2541.9672 | 408
| 1781 | 2541.8589 | 408
| 1782 | 2541.7389 | 408
| 1783 | 2541.6746 | 408
| 1784 | 2541.4652 | 408
| 1785 | 2541.1187 | 408
| 1786 | 2541.0258 | 408
| 1787 | 2540.9118 | 408
| 1788 | 2540.7999 | 408
| 1789 | 2540.6316 | 408
| 1790 | 2540.4786 | 408
| 1791 | 2540.3743 | 408
| 1792 | 2540.1532 | 408
| 1793 | 2539.9855 | 408
| 1794 | 2539.7656 | 408
| 1795 | 2539.4272 | 408
| 1796 | 2539.2215 | 408
| 1797 | 2538.8897 | 408
| 1798 | 2538.7294 | 408
| 1799 | 2538.2769 | 408
| 1800 | 2538.0751 | 408
| 1801 | 2537.9185 | 408
| 1802 | 2537.6488 | 408
| 1803 | 2537.5 | 408
| 1804 | 2537.1743 | 408
| 1805 | 2537.0116 | 408
| 1806 | 2536.8462 | 408
| 1807 | 2536.6281 | 408
| 1808 | 2536.3714 | 408
| 1809 | 2535.9775 | 408
| 1810 | 2535.8399 | 408
| 1811 | 2535.4882 | 408
| 1812 | 2535.3485 | 408
| 1813 | 2535.2315 | 408
| 1814 | 2535.1473 | 408
| 1815 | 2535.0034 | 408
| 1816 | 2534.8503 | 408
| 1817 | 2534.7174 | 408
| 1818 | 2534.6116 | 408
| 1819 | 2534.4623 | 408
| 1820 | 2534.3254 | 408
| 1821 | 2534.1421 | 408
| 1822 | 2534.0603 | 408
| 1823 | 2533.8931 | 408
| 1824 | 2533.6891 | 408
| 1825 | 2533.5001 | 408
| 1826 | 2533.1284 | 408
| 1827 | 2532.9653 | 408
| 1828 | 2532.8356 | 408
| 1829 | 2532.5996 | 408
| 1830 | 2532.4167 | 408
| 1831 | 2532.0312 | 408
| 1832 | 2531.7972 | 408
| 1833 | 2531.551 | 408
| 1834 | 2531.37 | 408
| 1835 | 2531.1545 | 408
| 1836 | 2530.9953 | 408
| 1837 | 2530.8022 | 408
| 1838 | 2530.4979 | 408
| 1839 | 2530.3167 | 408
| 1840 | 2529.9314 | 408
| 1841 | 2529.849 | 408
| 1842 | 2529.6745 | 408
| 1843 | 2529.5197 | 408
| 1844 | 2529.3115 | 408
| 1845 | 2529.0813 | 408
| 1846 | 2528.8793 | 408
| 1847 | 2528.5632 | 408
| 1848 | 2528.3269 | 408
| 1849 | 2528.2003 | 408
| 1850 | 2527.9513 | 408
| 1851 | 2527.7611 | 408
| 1852 | 2527.4705 | 408
| 1853 | 2527.3602 | 408
| 1854 | 2527.2995 | 408
| 1855 | 2527.2481 | 408
| 1856 | 2527.1279 | 408
| 1857 | 2526.8814 | 408
| 1858 | 2526.5306 | 408
| 1859 | 2526.2996 | 408
| 1860 | 2526.0577 | 408
| 1861 | 2525.8889 | 408
| 1862 | 2525.5788 | 408
| 1863 | 2525.4589 | 408
| 1864 | 2525.3233 | 408
| 1865 | 2525.1108 | 408
| 1866 | 2525.0344 | 408
| 1867 | 2524.7845 | 408
| 1868 | 2524.6159 | 408
| 1869 | 2524.496 | 408
| 1870 | 2524.3663 | 408
| 1871 | 2524.1638 | 408
| 1872 | 2523.9774 | 408
| 1873 | 2523.9136 | 408
| 1874 | 2523.8432 | 408
| 1875 | 2523.7058 | 408
| 1876 | 2523.4187 | 408
| 1877 | 2523.154 | 408
| 1878 | 2523.074 | 408
| 1879 | 2522.8341 | 408
| 1880 | 2522.595 | 408
| 1881 | 2522.4403 | 408
| 1882 | 2522.226 | 408
| 1883 | 2522.0639 | 408
| 1884 | 2522.0126 | 408
| 1885 | 2521.8273 | 408
| 1886 | 2521.5376 | 408
| 1887 | 2521.4643 | 408
| 1888 | 2521.3505 | 408
| 1889 | 2521.1947 | 408
| 1890 | 2521.1033 | 408
| 1891 | 2520.99 | 408
| 1892 | 2520.9138 | 408
| 1893 | 2520.8419 | 408
| 1894 | 2520.4921 | 408
| 1895 | 2520.341 | 408
| 1896 | 2519.8983 | 408
| 1897 | 2519.8125 | 408
| 1898 | 2519.51 | 408
| 1899 | 2519.4143 | 408
| 1900 | 2519.3062 | 408
| 1901 | 2519.1905 | 408
| 1902 | 2518.9827 | 408
| 1903 | 2518.8196 | 408
| 1904 | 2518.6537 | 408
| 1905 | 2518.4508 | 408
| 1906 | 2518.291 | 408
| 1907 | 2518.1754 | 408
| 1908 | 2517.9732 | 408
| 1909 | 2517.6971 | 408
| 1910 | 2517.5506 | 408
| 1911 | 2517.414 | 408
| 1912 | 2517.2721 | 408
| 1913 | 2517.0838 | 408
| 1914 | 2517.06 | 408
| 1915 | 2516.9521 | 408
| 1916 | 2516.7848 | 408
| 1917 | 2516.5538 | 408
| 1918 | 2516.4252 | 408
| 1919 | 2516.2505 | 408
| 1920 | 2516.1336 | 408
| 1921 | 2516.0375 | 408
| 1922 | 2515.8993 | 408
| 1923 | 2515.7416 | 408
| 1924 | 2515.5233 | 408
| 1925 | 2515.3861 | 408
| 1926 | 2515.1791 | 408
| 1927 | 2515.0928 | 408
| 1928 | 2515.0109 | 408
| 1929 | 2514.7829 | 408
| 1930 | 2514.7046 | 408
| 1931 | 2514.4713 | 408
| 1932 | 2514.3295 | 408
| 1933 | 2514.1761 | 408
| 1934 | 2514.0811 | 408
| 1935 | 2513.971 | 408
| 1936 | 2513.8787 | 408
| 1937 | 2513.4456 | 408
| 1938 | 2513.3352 | 408
| 1939 | 2513.197 | 408
| 1940 | 2512.9603 | 408
| 1941 | 2512.872 | 408
| 1942 | 2512.753 | 408
| 1943 | 2512.5547 | 408
| 1944 | 2512.4846 | 408
| 1945 | 2512.2762 | 408
| 1946 | 2511.9837 | 408
| 1947 | 2511.5966 | 408
| 1948 | 2511.4354 | 408
| 1949 | 2511.2294 | 408
| 1950 | 2510.9028 | 408
| 1951 | 2510.84 | 408
| 1952 | 2510.625 | 408
| 1953 | 2510.4402 | 408
| 1954 | 2510.2589 | 408
| 1955 | 2510.0312 | 408
| 1956 | 2509.87 | 408
| 1957 | 2509.7059 | 408
| 1958 | 2509.6112 | 408
| 1959 | 2509.5293 | 408
| 1960 | 2509.4356 | 408
| 1961 | 2509.2853 | 408
| 1962 | 2509.0603 | 408
| 1963 | 2508.9848 | 408
| 1964 | 2508.8255 | 408
| 1965 | 2508.7754 | 408
| 1966 | 2508.5416 | 408
| 1967 | 2508.2964 | 408
| 1968 | 2508.1761 | 408
| 1969 | 2508.0965 | 408
| 1970 | 2507.9742 | 408
| 1971 | 2507.8376 | 408
| 1972 | 2507.6163 | 408
| 1973 | 2507.5147 | 408
| 1974 | 2507.4141 | 408
| 1975 | 2507.2985 | 408
| 1976 | 2507.2042 | 408
| 1977 | 2507.1134 | 408
| 1978 | 2506.8362 | 408
| 1979 | 2506.6962 | 408
| 1980 | 2506.4381 | 408
| 1981 | 2506.1903 | 408
| 1982 | 2505.9544 | 408
| 1983 | 2505.9184 | 408
| 1984 | 2505.8008 | 408
| 1985 | 2505.6448 | 408
| 1986 | 2505.517 | 408
| 1987 | 2505.3415 | 408
| 1988 | 2505.2156 | 408
| 1989 | 2505.1357 | 408
| 1990 | 2504.9808 | 408
| 1991 | 2504.7342 | 408
| 1992 | 2504.5986 | 408
| 1993 | 2504.3566 | 408
| 1994 | 2504.2798 | 408
| 1995 | 2504.1715 | 408
| 1996 | 2504.0278 | 408
| 1997 | 2503.929 | 408
| 1998 | 2503.7746 | 408
| 1999 | 2503.744 | 408
| 2000 | 2503.5612 | 408
| 2001 | 2503.4394 | 408
| 2002 | 2503.2094 | 408
| 2003 | 2503.0025 | 408
| 2004 | 2502.9442 | 408
| 2005 | 2502.7341 | 408
| 2006 | 2502.4402 | 408
| 2007 | 2502.301 | 408
| 2008 | 2502.1821 | 408
| 2009 | 2501.9824 | 408
| 2010 | 2501.8452 | 408
| 2011 | 2501.7355 | 408
| 2012 | 2501.7026 | 408
| 2013 | 2501.6169 | 408
| 2014 | 2501.507 | 408
| 2015 | 2501.3738 | 408
| 2016 | 2501.189 | 408
| 2017 | 2501.0799 | 408
| 2018 | 2500.9179 | 408
| 2019 | 2500.8289 | 408
| 2020 | 2500.668 | 408
| 2021 | 2500.2907 | 408
| 2022 | 2500.0137 | 408
| 2023 | 2499.8558 | 408
| 2024 | 2499.7567 | 408
| 2025 | 2499.5566 | 408
| 2026 | 2499.4272 | 408
| 2027 | 2499.2119 | 408
| 2028 | 2498.9848 | 408
| 2029 | 2498.7611 | 408
| 2030 | 2498.6064 | 408
| 2031 | 2498.3038 | 408
| 2032 | 2498.144 | 408
| 2033 | 2497.9807 | 408
| 2034 | 2497.7399 | 408
| 2035 | 2497.4964 | 408
| 2036 | 2497.3815 | 408
| 2037 | 2497.3209 | 408
| 2038 | 2497.2073 | 408
| 2039 | 2497.1244 | 408
| 2040 | 2496.9842 | 408
| 2041 | 2496.7531 | 408
| 2042 | 2496.5411 | 408
| 2043 | 2496.3751 | 408
| 2044 | 2496.1416 | 408
| 2045 | 2496.0668 | 408
| 2046 | 2495.7993 | 408
| 2047 | 2495.6254 | 408
| 2048 | 2495.5378 | 408
| 2049 | 2495.4424 | 408
| 2050 | 2495.2754 | 408
| 2051 | 2495.1396 | 408
| 2052 | 2494.8139 | 408
| 2053 | 2494.4961 | 408
| 2054 | 2494.3915 | 408
| 2055 | 2494.3205 | 408
| 2056 | 2494.1232 | 408
| 2057 | 2493.8707 | 408
| 2058 | 2493.7766 | 408
| 2059 | 2493.6439 | 408
| 2060 | 2493.463 | 408
| 2061 | 2493.2974 | 408
| 2062 | 2493.1213 | 408
| 2063 | 2493.0577 | 408
| 2064 | 2493.0195 | 408
| 2065 | 2492.9394 | 408
| 2066 | 2492.8428 | 408
| 2067 | 2492.7787 | 408
| 2068 | 2492.5685 | 408
| 2069 | 2492.3949 | 408
| 2070 | 2492.0991 | 408
| 2071 | 2492.0351 | 408
| 2072 | 2491.8132 | 408
| 2073 | 2491.6183 | 408
| 2074 | 2491.5381 | 408
| 2075 | 2491.365 | 408
| 2076 | 2491.2037 | 408
| 2077 | 2491.039 | 408
| 2078 | 2490.954 | 408
| 2079 | 2490.7421 | 408
| 2080 | 2490.5481 | 408
| 2081 | 2490.3122 | 408
| 2082 | 2490.1386 | 408
| 2083 | 2489.8953 | 408
| 2084 | 2489.7772 | 408
| 2085 | 2489.5495 | 408
| 2086 | 2489.3878 | 408
| 2087 | 2489.3046 | 408
| 2088 | 2489.1089 | 408
| 2089 | 2488.8953 | 408
| 2090 | 2488.7531 | 408
| 2091 | 2488.5854 | 408
| 2092 | 2488.4772 | 408
| 2093 | 2488.204 | 408
| 2094 | 2488.1151 | 408
| 2095 | 2488.0092 | 408
| 2096 | 2487.8966 | 408
| 2097 | 2487.6861 | 408
| 2098 | 2487.4695 | 408
| 2099 | 2487.3582 | 408
| 2100 | 2487.1223 | 408
| 2101 | 2487.0185 | 408
| 2102 | 2486.9699 | 408
| 2103 | 2486.7771 | 408
| 2104 | 2486.7115 | 408
| 2105 | 2486.435 | 408
| 2106 | 2486.2939 | 408
| 2107 | 2486.1376 | 408
| 2108 | 2485.9588 | 408
| 2109 | 2485.9251 | 408
| 2110 | 2485.7639 | 408
| 2111 | 2485.5 | 408
| 2112 | 2485.3806 | 408
| 2113 | 2485.1844 | 408
| 2114 | 2484.9261 | 408
| 2115 | 2484.7928 | 408
| 2116 | 2484.6642 | 408
| 2117 | 2484.4715 | 408
| 2118 | 2484.2272 | 408
| 2119 | 2484.1059 | 408
| 2120 | 2483.9986 | 408
| 2121 | 2483.9616 | 408
| 2122 | 2483.8711 | 408
| 2123 | 2483.7001 | 408
| 2124 | 2483.5282 | 408
| 2125 | 2483.4778 | 408
| 2126 | 2483.3496 | 408
| 2127 | 2483.2353 | 408
| 2128 | 2482.9819 | 408
| 2129 | 2482.8598 | 408
| 2130 | 2482.7044 | 408
| 2131 | 2482.5792 | 408
| 2132 | 2482.4122 | 408
| 2133 | 2482.1014 | 408
| 2134 | 2481.9974 | 408
| 2135 | 2481.8759 | 408
| 2136 | 2481.7933 | 408
| 2137 | 2481.6932 | 408
| 2138 | 2481.6675 | 408
| 2139 | 2481.603 | 408
| 2140 | 2481.4307 | 408
| 2141 | 2481.2603 | 408
| 2142 | 2481.109 | 408
| 2143 | 2480.9513 | 408
| 2144 | 2480.8871 | 408
| 2145 | 2480.7612 | 408
| 2146 | 2480.6284 | 408
| 2147 | 2480.5828 | 408
| 2148 | 2480.4147 | 408
| 2149 | 2480.2919 | 408
| 2150 | 2480.1452 | 408
| 2151 | 2479.9196 | 408
| 2152 | 2479.7892 | 408
| 2153 | 2479.7421 | 408
| 2154 | 2479.5638 | 408
| 2155 | 2479.4884 | 408
| 2156 | 2479.3007 | 408
| 2157 | 2479.1497 | 408
| 2158 | 2479.0932 | 408
| 2159 | 2479.0106 | 408
| 2160 | 2478.7526 | 408
| 2161 | 2478.5697 | 408
| 2162 | 2478.4792 | 408
| 2163 | 2478.4003 | 408
| 2164 | 2478.1556 | 408
| 2165 | 2478.0333 | 408
| 2166 | 2477.8603 | 408
| 2167 | 2477.7383 | 408
| 2168 | 2477.6465 | 408
| 2169 | 2477.5119 | 408
| 2170 | 2477.4496 | 408
| 2171 | 2477.3913 | 408
| 2172 | 2477.0922 | 408
| 2173 | 2476.939 | 408
| 2174 | 2476.8416 | 408
| 2175 | 2476.6831 | 408
| 2176 | 2476.4747 | 408
| 2177 | 2476.3113 | 408
| 2178 | 2476.1923 | 408
| 2179 | 2476.0807 | 408
| 2180 | 2475.9746 | 408
| 2181 | 2475.8197 | 408
| 2182 | 2475.7669 | 408
| 2183 | 2475.629 | 408
| 2184 | 2475.5236 | 408
| 2185 | 2475.2586 | 408
| 2186 | 2475.1384 | 408
| 2187 | 2474.9322 | 408
| 2188 | 2474.8315 | 408
| 2189 | 2474.556 | 408
| 2190 | 2474.4281 | 408
| 2191 | 2474.1445 | 408
| 2192 | 2474.0554 | 408
| 2193 | 2473.7679 | 408
| 2194 | 2473.5168 | 408
| 2195 | 2473.2806 | 408
| 2196 | 2473.1115 | 408
| 2197 | 2472.8541 | 408
| 2198 | 2472.6544 | 408
| 2199 | 2472.5686 | 408
| 2200 | 2472.346 | 408
| 2201 | 2472.228 | 408
| 2202 | 2472.1078 | 408
| 2203 | 2471.9866 | 408
| 2204 | 2471.8533 | 408
| 2205 | 2471.762 | 408
| 2206 | 2471.6218 | 408
| 2207 | 2471.4649 | 408
| 2208 | 2471.419 | 408
| 2209 | 2471.3092 | 408
| 2210 | 2471.2327 | 408
| 2211 | 2471.1544 | 408
| 2212 | 2471.0789 | 408
| 2213 | 2470.9921 | 408
| 2214 | 2470.8429 | 408
| 2215 | 2470.6263 | 408
| 2216 | 2470.498 | 408
| 2217 | 2470.3656 | 408
| 2218 | 2470.1694 | 408
| 2219 | 2470.0603 | 408
| 2220 | 2469.9888 | 408
| 2221 | 2469.9427 | 408
| 2222 | 2469.6916 | 408
| 2223 | 2469.6549 | 408
| 2224 | 2469.4482 | 408
| 2225 | 2469.3337 | 408
| 2226 | 2469.1452 | 408
| 2227 | 2468.9792 | 408
| 2228 | 2468.9255 | 408
| 2229 | 2468.7485 | 408
| 2230 | 2468.6236 | 408
| 2231 | 2468.5774 | 408
| 2232 | 2468.4202 | 408
| 2233 | 2468.3023 | 408
| 2234 | 2468.1337 | 408
| 2235 | 2467.9254 | 408
| 2236 | 2467.8513 | 408
| 2237 | 2467.7113 | 408
| 2238 | 2467.5169 | 408
| 2239 | 2467.3666 | 408
| 2240 | 2467.2153 | 408
| 2241 | 2467.0209 | 408
| 2242 | 2466.8666 | 408
| 2243 | 2466.6948 | 408
| 2244 | 2466.6116 | 408
| 2245 | 2466.4058 | 408
| 2246 | 2466.2939 | 408
| 2247 | 2466.1409 | 408
| 2248 | 2466.0774 | 408
| 2249 | 2466.0154 | 408
| 2250 | 2465.9662 | 408
| 2251 | 2465.7179 | 408
| 2252 | 2465.6205 | 408
| 2253 | 2465.508 | 408
| 2254 | 2465.427 | 408
| 2255 | 2465.3455 | 408
| 2256 | 2465.2475 | 408
| 2257 | 2465.011 | 408
| 2258 | 2464.8923 | 408
| 2259 | 2464.7586 | 408
| 2260 | 2464.6235 | 408
| 2261 | 2464.4225 | 408
| 2262 | 2464.2419 | 408
| 2263 | 2464.094 | 408
| 2264 | 2463.9094 | 408
| 2265 | 2463.7115 | 408
| 2266 | 2463.6152 | 408
| 2267 | 2463.4919 | 408
| 2268 | 2463.4213 | 408
| 2269 | 2463.3268 | 408
| 2270 | 2463.2257 | 408
| 2271 | 2463.1076 | 408
| 2272 | 2462.9603 | 408
| 2273 | 2462.8334 | 408
| 2274 | 2462.7054 | 408
| 2275 | 2462.5696 | 408
| 2276 | 2462.4726 | 408
| 2277 | 2462.3312 | 408
| 2278 | 2462.2486 | 408
| 2279 | 2462.1656 | 408
| 2280 | 2462.0578 | 408
| 2281 | 2461.8926 | 408
| 2282 | 2461.7746 | 408
| 2283 | 2461.6175 | 408
| 2284 | 2461.5377 | 408
| 2285 | 2461.3837 | 408
| 2286 | 2461.2583 | 408
| 2287 | 2461.0137 | 408
| 2288 | 2460.8467 | 408
| 2289 | 2460.7234 | 408
| 2290 | 2460.6443 | 408
| 2291 | 2460.4844 | 408
| 2292 | 2460.3683 | 408
| 2293 | 2460.1821 | 408
| 2294 | 2460.1286 | 408
| 2295 | 2459.8641 | 408
| 2296 | 2459.6305 | 408
| 2297 | 2459.524 | 408
| 2298 | 2459.3489 | 408
| 2299 | 2459.0099 | 408
| 2300 | 2458.9874 | 408
| 2301 | 2458.6954 | 408
| 2302 | 2458.5 | 408
| 2303 | 2458.3232 | 408
| 2304 | 2458.2117 | 408
| 2305 | 2458.0788 | 408
| 2306 | 2457.8171 | 408
| 2307 | 2457.6945 | 408
| 2308 | 2457.5984 | 408
| 2309 | 2457.5495 | 408
| 2310 | 2457.4309 | 408
| 2311 | 2457.2814 | 408
| 2312 | 2457.0992 | 408
| 2313 | 2457.0503 | 408
| 2314 | 2456.907 | 408
| 2315 | 2456.7494 | 408
| 2316 | 2456.6003 | 408
| 2317 | 2456.5254 | 408
| 2318 | 2456.4154 | 408
| 2319 | 2456.3204 | 408
| 2320 | 2456.2189 | 408
| 2321 | 2456.1731 | 408
| 2322 | 2456.032 | 408
| 2323 | 2455.8536 | 408
| 2324 | 2455.7689 | 408
| 2325 | 2455.6957 | 408
| 2326 | 2455.5947 | 408
| 2327 | 2455.5408 | 408
| 2328 | 2455.4807 | 408
| 2329 | 2455.4096 | 408
| 2330 | 2455.2243 | 408
| 2331 | 2455.0914 | 408
| 2332 | 2455.0253 | 408
| 2333 | 2454.9203 | 408
| 2334 | 2454.8755 | 408
| 2335 | 2454.7132 | 408
| 2336 | 2454.5778 | 408
| 2337 | 2454.4185 | 408
| 2338 | 2454.2975 | 408
| 2339 | 2454.1969 | 408
| 2340 | 2454.117 | 408
| 2341 | 2453.9371 | 408
| 2342 | 2453.8804 | 408
| 2343 | 2453.721 | 408
| 2344 | 2453.5929 | 408
| 2345 | 2453.4241 | 408
| 2346 | 2453.2776 | 408
| 2347 | 2453.1946 | 408
| 2348 | 2453.1355 | 408
| 2349 | 2453.0053 | 408
| 2350 | 2452.7044 | 408
| 2351 | 2452.6438 | 408
| 2352 | 2452.4963 | 408
| 2353 | 2452.3868 | 408
| 2354 | 2452.2483 | 408
| 2355 | 2452.2084 | 408
| 2356 | 2452.091 | 408
| 2357 | 2451.9545 | 408
| 2358 | 2451.7864 | 408
| 2359 | 2451.4871 | 408
| 2360 | 2451.3641 | 408
| 2361 | 2451.1737 | 408
| 2362 | 2450.9387 | 408
| 2363 | 2450.765 | 408
| 2364 | 2450.5588 | 408
| 2365 | 2450.482 | 408
| 2366 | 2450.3658 | 408
| 2367 | 2450.2359 | 408
| 2368 | 2450.0924 | 408
| 2369 | 2449.9547 | 408
| 2370 | 2449.7697 | 408
| 2371 | 2449.6755 | 408
| 2372 | 2449.5645 | 408
| 2373 | 2449.3592 | 408
| 2374 | 2449.2238 | 408
| 2375 | 2449.0575 | 408
| 2376 | 2448.9751 | 408
| 2377 | 2448.9561 | 408
| 2378 | 2448.8204 | 408
| 2379 | 2448.6593 | 408
| 2380 | 2448.575 | 408
| 2381 | 2448.4927 | 408
| 2382 | 2448.2881 | 408
| 2383 | 2448.2251 | 408
| 2384 | 2448.1212 | 408
| 2385 | 2447.8725 | 408
| 2386 | 2447.797 | 408
| 2387 | 2447.6172 | 408
| 2388 | 2447.4724 | 408
| 2389 | 2447.4153 | 408
| 2390 | 2447.3004 | 408
| 2391 | 2447.231 | 408
| 2392 | 2447.0828 | 408
| 2393 | 2446.9204 | 408
| 2394 | 2446.79 | 408
| 2395 | 2446.7112 | 408
| 2396 | 2446.527 | 408
| 2397 | 2446.3728 | 408
| 2398 | 2446.2336 | 408
| 2399 | 2446.007 | 408
| 2400 | 2445.8472 | 408
| 2401 | 2445.5933 | 408
| 2402 | 2445.421 | 408
| 2403 | 2445.3649 | 408
| 2404 | 2445.3031 | 408
| 2405 | 2445.2577 | 408
| 2406 | 2445.165 | 408
| 2407 | 2444.9914 | 408
| 2408 | 2444.7779 | 408
| 2409 | 2444.7036 | 408
| 2410 | 2444.6142 | 408
| 2411 | 2444.3788 | 408
| 2412 | 2444.222 | 408
| 2413 | 2444.0824 | 408
| 2414 | 2443.9585 | 408
| 2415 | 2443.7968 | 408
| 2416 | 2443.7234 | 408
| 2417 | 2443.5493 | 408
| 2418 | 2443.3085 | 408
| 2419 | 2443.243 | 408
| 2420 | 2443.0873 | 408
| 2421 | 2442.8318 | 408
| 2422 | 2442.7629 | 408
| 2423 | 2442.6462 | 408
| 2424 | 2442.5626 | 408
| 2425 | 2442.4565 | 408
| 2426 | 2442.3008 | 408
| 2427 | 2442.2522 | 408
| 2428 | 2442.0479 | 408
| 2429 | 2441.9746 | 408
| 2430 | 2441.8219 | 408
| 2431 | 2441.7253 | 408
| 2432 | 2441.6378 | 408
| 2433 | 2441.5653 | 408
| 2434 | 2441.4108 | 408
| 2435 | 2441.2534 | 408
| 2436 | 2440.9976 | 408
| 2437 | 2440.8102 | 408
| 2438 | 2440.724 | 408
| 2439 | 2440.4681 | 408
| 2440 | 2440.3158 | 408
| 2441 | 2440.1747 | 408
| 2442 | 2440.0306 | 408
| 2443 | 2439.7946 | 408
| 2444 | 2439.7602 | 408
| 2445 | 2439.6869 | 408
| 2446 | 2439.482 | 408
| 2447 | 2439.2439 | 408
| 2448 | 2439.1322 | 408
| 2449 | 2438.9283 | 408
| 2450 | 2438.7365 | 408
| 2451 | 2438.6696 | 408
| 2452 | 2438.5738 | 408
| 2453 | 2438.4393 | 408
| 2454 | 2438.3208 | 408
| 2455 | 2438.1975 | 408
| 2456 | 2438.0711 | 408
| 2457 | 2437.8736 | 408
| 2458 | 2437.7682 | 408
| 2459 | 2437.6723 | 408
| 2460 | 2437.4681 | 408
| 2461 | 2437.3 | 408
| 2462 | 2437.2277 | 408
| 2463 | 2437.0793 | 408
| 2464 | 2436.9978 | 408
| 2465 | 2436.8493 | 408
| 2466 | 2436.44 | 408
| 2467 | 2436.2243 | 408
| 2468 | 2436.1407 | 408
| 2469 | 2436.0211 | 408
| 2470 | 2435.9702 | 408
| 2471 | 2435.9076 | 408
| 2472 | 2435.7281 | 408
| 2473 | 2435.5645 | 408
| 2474 | 2435.4203 | 408
| 2475 | 2435.2023 | 408
| 2476 | 2435.1075 | 408
| 2477 | 2435.0163 | 408
| 2478 | 2434.8744 | 408
| 2479 | 2434.8192 | 408
| 2480 | 2434.7119 | 408
| 2481 | 2434.6103 | 408
| 2482 | 2434.5072 | 408
| 2483 | 2434.3734 | 408
| 2484 | 2434.2479 | 408
| 2485 | 2434.0412 | 408
| 2486 | 2433.9575 | 408
| 2487 | 2433.9104 | 408
| 2488 | 2433.8561 | 408
| 2489 | 2433.8336 | 408
| 2490 | 2433.6641 | 408
| 2491 | 2433.5836 | 408
| 2492 | 2433.4328 | 408
| 2493 | 2433.1397 | 408
| 2494 | 2432.9039 | 408
| 2495 | 2432.7921 | 408
| 2496 | 2432.659 | 408
| 2497 | 2432.533 | 408
| 2498 | 2432.3165 | 408
| 2499 | 2432.1946 | 408
| 2500 | 2432.0412 | 408
| 2501 | 2431.8665 | 408
| 2502 | 2431.637 | 408
| 2503 | 2431.4652 | 408
| 2504 | 2431.3842 | 408
| 2505 | 2431.2643 | 408
| 2506 | 2431.1035 | 408
| 2507 | 2431.0088 | 408
| 2508 | 2430.9441 | 408
| 2509 | 2430.8591 | 408
| 2510 | 2430.6908 | 408
| 2511 | 2430.6051 | 408
| 2512 | 2430.4428 | 408
| 2513 | 2430.3403 | 408
| 2514 | 2430.2373 | 408
| 2515 | 2430.1142 | 408
| 2516 | 2429.9992 | 408
| 2517 | 2429.8738 | 408
| 2518 | 2429.663 | 408
| 2519 | 2429.482 | 408
| 2520 | 2429.4348 | 408
| 2521 | 2429.3341 | 408
| 2522 | 2429.2155 | 408
| 2523 | 2428.9771 | 408
| 2524 | 2428.7548 | 408
| 2525 | 2428.6625 | 408
| 2526 | 2428.5857 | 408
| 2527 | 2428.4964 | 408
| 2528 | 2428.4681 | 408
| 2529 | 2428.2474 | 408
| 2530 | 2428.1225 | 408
| 2531 | 2428.0688 | 408
| 2532 | 2428.0054 | 408
| 2533 | 2427.8787 | 408
| 2534 | 2427.8361 | 408
| 2535 | 2427.7347 | 408
| 2536 | 2427.5727 | 408
| 2537 | 2427.4978 | 408
| 2538 | 2427.4535 | 408
| 2539 | 2427.2802 | 408
| 2540 | 2427.1875 | 408
| 2541 | 2427.0129 | 408
| 2542 | 2426.8251 | 408
| 2543 | 2426.7367 | 408
| 2544 | 2426.6542 | 408
| 2545 | 2426.5479 | 408
| 2546 | 2426.4535 | 408
| 2547 | 2426.3238 | 408
| 2548 | 2426.1859 | 408
| 2549 | 2426.0607 | 408
| 2550 | 2426.0438 | 408
| 2551 | 2425.9182 | 408
| 2552 | 2425.7655 | 408
| 2553 | 2425.5703 | 408
| 2554 | 2425.3524 | 408
| 2555 | 2425.1175 | 408
| 2556 | 2424.9853 | 408
| 2557 | 2424.7941 | 408
| 2558 | 2424.6638 | 408
| 2559 | 2424.5711 | 408
| 2560 | 2424.4964 | 408
| 2561 | 2424.2976 | 408
| 2562 | 2424.2147 | 408
| 2563 | 2424.1526 | 408
| 2564 | 2424.0856 | 408
| 2565 | 2424.0025 | 408
| 2566 | 2423.961 | 408
| 2567 | 2423.9011 | 408
| 2568 | 2423.7836 | 408
| 2569 | 2423.7035 | 408
| 2570 | 2423.4649 | 408
| 2571 | 2423.2835 | 408
| 2572 | 2423.0957 | 408
| 2573 | 2422.9953 | 408
| 2574 | 2422.8856 | 408
| 2575 | 2422.8028 | 408
| 2576 | 2422.7072 | 408
| 2577 | 2422.5318 | 408
| 2578 | 2422.3197 | 408
| 2579 | 2422.1401 | 408
| 2580 | 2422.0323 | 408
| 2581 | 2421.9589 | 408
| 2582 | 2421.8772 | 408
| 2583 | 2421.8129 | 408
| 2584 | 2421.5222 | 408
| 2585 | 2421.3844 | 408
| 2586 | 2421.209 | 408
| 2587 | 2420.9724 | 408
| 2588 | 2420.825 | 408
| 2589 | 2420.6813 | 408
| 2590 | 2420.5678 | 408
| 2591 | 2420.4212 | 408
| 2592 | 2420.2355 | 408
| 2593 | 2420.0687 | 408
| 2594 | 2419.9694 | 408
| 2595 | 2419.8888 | 408
| 2596 | 2419.7045 | 408
| 2597 | 2419.6129 | 408
| 2598 | 2419.5241 | 408
| 2599 | 2419.4051 | 408
| 2600 | 2419.3603 | 408
| 2601 | 2419.2035 | 408
| 2602 | 2419.1564 | 408
| 2603 | 2419.001 | 408
| 2604 | 2418.8598 | 408
| 2605 | 2418.8067 | 408
| 2606 | 2418.6037 | 408
| 2607 | 2418.5685 | 408
| 2608 | 2418.494 | 408
| 2609 | 2418.3374 | 408
| 2610 | 2418.2723 | 408
| 2611 | 2418.1673 | 408
| 2612 | 2418.0623 | 408
| 2613 | 2417.9677 | 408
| 2614 | 2417.8281 | 408
| 2615 | 2417.7419 | 408
| 2616 | 2417.6689 | 408
| 2617 | 2417.5433 | 408
| 2618 | 2417.4618 | 408
| 2619 | 2417.3086 | 408
| 2620 | 2417.0883 | 408
| 2621 | 2416.9332 | 408
| 2622 | 2416.7755 | 408
| 2623 | 2416.6762 | 408
| 2624 | 2416.526 | 408
| 2625 | 2416.4329 | 408
| 2626 | 2416.261 | 408
| 2627 | 2416.1947 | 408
| 2628 | 2416.0396 | 408
| 2629 | 2415.9888 | 408
| 2630 | 2415.8054 | 408
| 2631 | 2415.5854 | 408
| 2632 | 2415.4323 | 408
| 2633 | 2415.3079 | 408
| 2634 | 2415.2294 | 408
| 2635 | 2415.0756 | 408
| 2636 | 2414.8746 | 408
| 2637 | 2414.7173 | 408
| 2638 | 2414.6654 | 408
| 2639 | 2414.5256 | 408
| 2640 | 2414.3128 | 408
| 2641 | 2414.0783 | 408
| 2642 | 2414.0112 | 408
| 2643 | 2413.9032 | 408
| 2644 | 2413.7263 | 408
| 2645 | 2413.5873 | 408
| 2646 | 2413.3902 | 408
| 2647 | 2413.2718 | 408
| 2648 | 2413.2086 | 408
| 2649 | 2413.0685 | 408
| 2650 | 2412.8726 | 408
| 2651 | 2412.7215 | 408
| 2652 | 2412.6514 | 408
| 2653 | 2412.5104 | 408
| 2654 | 2412.3404 | 408
| 2655 | 2412.2739 | 408
| 2656 | 2412.1373 | 408
| 2657 | 2411.9904 | 408
| 2658 | 2411.9124 | 408
| 2659 | 2411.8093 | 408
| 2660 | 2411.7404 | 408
| 2661 | 2411.6031 | 408
| 2662 | 2411.4725 | 408
| 2663 | 2411.4119 | 408
| 2664 | 2411.321 | 408
| 2665 | 2411.2221 | 408
| 2666 | 2411.1142 | 408
| 2667 | 2411.033 | 408
| 2668 | 2410.9208 | 408
| 2669 | 2410.8337 | 408
| 2670 | 2410.7726 | 408
| 2671 | 2410.6962 | 408
| 2672 | 2410.5888 | 408
| 2673 | 2410.5003 | 408
| 2674 | 2410.4596 | 408
| 2675 | 2410.268 | 408
| 2676 | 2410.0655 | 408
| 2677 | 2409.9621 | 408
| 2678 | 2409.8119 | 408
| 2679 | 2409.7417 | 408
| 2680 | 2409.5959 | 408
| 2681 | 2409.4888 | 408
| 2682 | 2409.37 | 408
| 2683 | 2409.1512 | 408
| 2684 | 2409.097 | 408
| 2685 | 2408.9628 | 408
| 2686 | 2408.901 | 408
| 2687 | 2408.8285 | 408
| 2688 | 2408.6863 | 408
| 2689 | 2408.5215 | 408
| 2690 | 2408.4506 | 408
| 2691 | 2408.3803 | 408
| 2692 | 2408.1202 | 408
| 2693 | 2408.0224 | 408
| 2694 | 2407.9132 | 408
| 2695 | 2407.7969 | 408
| 2696 | 2407.7388 | 408
| 2697 | 2407.4742 | 408
| 2698 | 2407.3418 | 408
| 2699 | 2407.2889 | 408
| 2700 | 2407.2372 | 408
| 2701 | 2407.1016 | 408
| 2702 | 2406.9882 | 408
| 2703 | 2406.875 | 408
| 2704 | 2406.7688 | 408
| 2705 | 2406.6208 | 408
| 2706 | 2406.4845 | 408
| 2707 | 2406.3879 | 408
| 2708 | 2406.3365 | 408
| 2709 | 2406.2188 | 408
| 2710 | 2406.1157 | 408
| 2711 | 2405.957 | 408
| 2712 | 2405.8208 | 408
| 2713 | 2405.6475 | 408
| 2714 | 2405.5445 | 408
| 2715 | 2405.5169 | 408
| 2716 | 2405.409 | 408
| 2717 | 2405.3415 | 408
| 2718 | 2405.2987 | 408
| 2719 | 2405.099 | 408
| 2720 | 2404.9661 | 408
| 2721 | 2404.8202 | 408
| 2722 | 2404.7698 | 408
| 2723 | 2404.6136 | 408
| 2724 | 2404.4925 | 408
| 2725 | 2404.3486 | 408
| 2726 | 2404.2648 | 408
| 2727 | 2404.1436 | 408
| 2728 | 2404.0045 | 408
| 2729 | 2403.8205 | 408
| 2730 | 2403.5599 | 408
| 2731 | 2403.4968 | 408
| 2732 | 2403.3246 | 408
| 2733 | 2403.1923 | 408
| 2734 | 2403.0736 | 408
| 2735 | 2403.01 | 408
| 2736 | 2402.9173 | 408
| 2737 | 2402.8694 | 408
| 2738 | 2402.7953 | 408
| 2739 | 2402.7396 | 408
| 2740 | 2402.5957 | 408
| 2741 | 2402.5461 | 408
| 2742 | 2402.4771 | 408
| 2743 | 2402.3519 | 408
| 2744 | 2402.1994 | 408
| 2745 | 2402.1072 | 408
| 2746 | 2402.0012 | 408
| 2747 | 2401.7704 | 408
| 2748 | 2401.534 | 408
| 2749 | 2401.346 | 408
| 2750 | 2401.2834 | 408
| 2751 | 2401.0019 | 408
| 2752 | 2400.8861 | 408
| 2753 | 2400.6877 | 408
| 2754 | 2400.6149 | 408
| 2755 | 2400.5027 | 408
| 2756 | 2400.3051 | 408
| 2757 | 2400.1845 | 408
| 2758 | 2400.0853 | 408
| 2759 | 2399.9729 | 408
| 2760 | 2399.8203 | 408
| 2761 | 2399.7818 | 408
| 2762 | 2399.6671 | 408
| 2763 | 2399.5897 | 408
| 2764 | 2399.2992 | 408
| 2765 | 2399.2185 | 408
| 2766 | 2399.1293 | 408
| 2767 | 2398.9505 | 408
| 2768 | 2398.8151 | 408
| 2769 | 2398.7042 | 408
| 2770 | 2398.5695 | 408
| 2771 | 2398.4676 | 408
| 2772 | 2398.3825 | 408
| 2773 | 2398.2823 | 408
| 2774 | 2398.2211 | 408
| 2775 | 2398.1078 | 408
| 2776 | 2397.9661 | 408
| 2777 | 2397.8062 | 408
| 2778 | 2397.7757 | 408
| 2779 | 2397.7166 | 408
| 2780 | 2397.6617 | 408
| 2781 | 2397.4924 | 408
| 2782 | 2397.4011 | 408
| 2783 | 2397.2443 | 408
| 2784 | 2397.167 | 408
| 2785 | 2396.9755 | 408
| 2786 | 2396.8201 | 408
| 2787 | 2396.6992 | 408
| 2788 | 2396.626 | 408
| 2789 | 2396.5565 | 408
| 2790 | 2396.4446 | 408
| 2791 | 2396.3195 | 408
| 2792 | 2396.2625 | 408
| 2793 | 2396.1241 | 408
| 2794 | 2396.0408 | 408
| 2795 | 2395.8773 | 408
| 2796 | 2395.6577 | 408
| 2797 | 2395.4729 | 408
| 2798 | 2395.3751 | 408
| 2799 | 2395.2162 | 408
| 2800 | 2395.0247 | 408
| 2801 | 2394.9271 | 408
| 2802 | 2394.8194 | 408
| 2803 | 2394.7373 | 408
| 2804 | 2394.5991 | 408
| 2805 | 2394.5252 | 408
| 2806 | 2394.4483 | 408
| 2807 | 2394.292 | 408
| 2808 | 2394.1831 | 408
| 2809 | 2394.1399 | 408
| 2810 | 2393.9627 | 408
| 2811 | 2393.8692 | 408
| 2812 | 2393.792 | 408
| 2813 | 2393.7042 | 408
| 2814 | 2393.491 | 408
| 2815 | 2393.4391 | 408
| 2816 | 2393.3408 | 408
| 2817 | 2393.2652 | 408
| 2818 | 2393.2096 | 408
| 2819 | 2393.1193 | 408
| 2820 | 2393.0088 | 408
| 2821 | 2392.9763 | 408
| 2822 | 2392.8618 | 408
| 2823 | 2392.7491 | 408
| 2824 | 2392.7092 | 408
| 2825 | 2392.6245 | 408
| 2826 | 2392.4696 | 408
| 2827 | 2392.3157 | 408
| 2828 | 2392.2205 | 408
| 2829 | 2392.1419 | 408
| 2830 | 2391.8858 | 408
| 2831 | 2391.7951 | 408
| 2832 | 2391.6227 | 408
| 2833 | 2391.5212 | 408
| 2834 | 2391.3643 | 408
| 2835 | 2391.3307 | 408
| 2836 | 2391.2924 | 408
| 2837 | 2391.1746 | 408
| 2838 | 2391.1076 | 408
| 2839 | 2390.9655 | 408
| 2840 | 2390.7688 | 408
| 2841 | 2390.6683 | 408
| 2842 | 2390.5926 | 408
| 2843 | 2390.5108 | 408
| 2844 | 2390.4095 | 408
| 2845 | 2390.3493 | 408
| 2846 | 2390.2456 | 408
| 2847 | 2390.1748 | 408
| 2848 | 2390.1182 | 408
| 2849 | 2389.9892 | 408
| 2850 | 2389.9633 | 408
| 2851 | 2389.807 | 408
| 2852 | 2389.713 | 408
| 2853 | 2389.5983 | 408
| 2854 | 2389.428 | 408
| 2855 | 2389.2789 | 408
| 2856 | 2389.1849 | 408
| 2857 | 2389.0495 | 408
| 2858 | 2388.9461 | 408
| 2859 | 2388.8605 | 408
| 2860 | 2388.7647 | 408
| 2861 | 2388.6326 | 408
| 2862 | 2388.5106 | 408
| 2863 | 2388.4429 | 408
| 2864 | 2388.3519 | 408
| 2865 | 2388.2341 | 408
| 2866 | 2388.1009 | 408
| 2867 | 2387.8853 | 408
| 2868 | 2387.8314 | 408
| 2869 | 2387.6287 | 408
| 2870 | 2387.5617 | 408
| 2871 | 2387.4656 | 408
| 2872 | 2387.3694 | 408
| 2873 | 2387.3092 | 408
| 2874 | 2387.2313 | 408
| 2875 | 2387.2129 | 408
| 2876 | 2387.0772 | 408
| 2877 | 2386.9458 | 408
| 2878 | 2386.8852 | 408
| 2879 | 2386.7393 | 408
| 2880 | 2386.6079 | 408
| 2881 | 2386.3993 | 408
| 2882 | 2386.2699 | 408
| 2883 | 2386.1962 | 408
| 2884 | 2386.0551 | 408
| 2885 | 2385.9147 | 408
| 2886 | 2385.8176 | 408
| 2887 | 2385.7644 | 408
| 2888 | 2385.677 | 408
| 2889 | 2385.5647 | 408
| 2890 | 2385.4768 | 408
| 2891 | 2385.2387 | 408
| 2892 | 2385.1482 | 408
| 2893 | 2384.9571 | 408
| 2894 | 2384.89 | 408
| 2895 | 2384.808 | 408
| 2896 | 2384.6496 | 408
| 2897 | 2384.5527 | 408
| 2898 | 2384.4645 | 408
| 2899 | 2384.37 | 408
| 2900 | 2384.3435 | 408
| 2901 | 2384.2686 | 408
| 2902 | 2384.1675 | 408
| 2903 | 2384.0589 | 408
| 2904 | 2383.9993 | 408
| 2905 | 2383.8758 | 408
| 2906 | 2383.6878 | 408
| 2907 | 2383.4873 | 408
| 2908 | 2383.3529 | 408
| 2909 | 2383.2753 | 408
| 2910 | 2383.1303 | 408
| 2911 | 2383.0812 | 408
| 2912 | 2383.0057 | 408
| 2913 | 2382.9383 | 408
| 2914 | 2382.8455 | 408
| 2915 | 2382.6723 | 408
| 2916 | 2382.5675 | 408
| 2917 | 2382.3409 | 408
| 2918 | 2382.2604 | 408
| 2919 | 2382.1918 | 408
| 2920 | 2382.1106 | 408
| 2921 | 2381.9745 | 408
| 2922 | 2381.9183 | 408
| 2923 | 2381.8436 | 408
| 2924 | 2381.7208 | 408
| 2925 | 2381.6321 | 408
| 2926 | 2381.5853 | 408
| 2927 | 2381.4566 | 408
| 2928 | 2381.3522 | 408
| 2929 | 2381.2308 | 408
| 2930 | 2381.0703 | 408
| 2931 | 2380.8485 | 408
| 2932 | 2380.7965 | 408
| 2933 | 2380.5656 | 408
| 2934 | 2380.4534 | 408
| 2935 | 2380.3917 | 408
| 2936 | 2380.3566 | 408
| 2937 | 2380.2815 | 408
| 2938 | 2380.1033 | 408
| 2939 | 2380.0074 | 408
| 2940 | 2379.9617 | 408
| 2941 | 2379.8153 | 408
| 2942 | 2379.7706 | 408
| 2943 | 2379.6492 | 408
| 2944 | 2379.5165 | 408
| 2945 | 2379.3101 | 408
| 2946 | 2379.2591 | 408
| 2947 | 2379.1516 | 408
| 2948 | 2379.0522 | 408
| 2949 | 2378.862 | 408
| 2950 | 2378.7405 | 408
| 2951 | 2378.5805 | 408
| 2952 | 2378.5531 | 408
| 2953 | 2378.4472 | 408
| 2954 | 2378.3783 | 408
| 2955 | 2378.2158 | 408
| 2956 | 2378.1142 | 408
| 2957 | 2378.0255 | 408
| 2958 | 2377.8646 | 408
| 2959 | 2377.7081 | 408
| 2960 | 2377.6641 | 408
| 2961 | 2377.5652 | 408
| 2962 | 2377.51 | 408
| 2963 | 2377.4048 | 408
| 2964 | 2377.3841 | 408
| 2965 | 2377.3165 | 408
| 2966 | 2377.2541 | 408
| 2967 | 2377.1325 | 408
| 2968 | 2377.0278 | 408
| 2969 | 2376.9055 | 408
| 2970 | 2376.8199 | 408
| 2971 | 2376.6875 | 408
| 2972 | 2376.5942 | 408
| 2973 | 2376.4812 | 408
| 2974 | 2376.3311 | 408
| 2975 | 2376.1169 | 408
| 2976 | 2375.9995 | 408
| 2977 | 2375.8921 | 408
| 2978 | 2375.6892 | 408
| 2979 | 2375.6425 | 408
| 2980 | 2375.5179 | 408
| 2981 | 2375.4493 | 408
| 2982 | 2375.0822 | 408
| 2983 | 2374.994 | 408
| 2984 | 2374.8964 | 408
| 2985 | 2374.7203 | 408
| 2986 | 2374.6037 | 408
| 2987 | 2374.4763 | 408
| 2988 | 2374.3666 | 408
| 2989 | 2374.2736 | 408
| 2990 | 2374.1622 | 408
| 2991 | 2374.0503 | 408
| 2992 | 2373.9759 | 408
| 2993 | 2373.8335 | 408
| 2994 | 2373.6879 | 408
| 2995 | 2373.6203 | 408
| 2996 | 2373.505 | 408
| 2997 | 2373.3416 | 408
| 2998 | 2373.3141 | 408
| 2999 | 2373.015 | 408
| 3000 | 2372.8551 | 408
| 3001 | 2372.8035 | 408
| 3002 | 2372.6971 | 408
| 3003 | 2372.5591 | 408
| 3004 | 2372.4266 | 408
| 3005 | 2372.3011 | 408
| 3006 | 2372.2453 | 408
| 3007 | 2372.1932 | 408
| 3008 | 2372.0952 | 408
| 3009 | 2372.0367 | 408
| 3010 | 2371.9167 | 408
| 3011 | 2371.7794 | 408
| 3012 | 2371.6957 | 408
| 3013 | 2371.637 | 408
| 3014 | 2371.5852 | 408
| 3015 | 2371.5054 | 408
| 3016 | 2371.3879 | 408
| 3017 | 2371.2957 | 408
| 3018 | 2371.1905 | 408
| 3019 | 2371.0963 | 408
| 3020 | 2370.8954 | 408
| 3021 | 2370.8207 | 408
| 3022 | 2370.7098 | 408
| 3023 | 2370.6451 | 408
| 3024 | 2370.5601 | 408
| 3025 | 2370.4981 | 408
| 3026 | 2370.3957 | 408
| 3027 | 2370.3035 | 408
| 3028 | 2370.1687 | 408
| 3029 | 2370.0808 | 408
| 3030 | 2369.9444 | 408
| 3031 | 2369.799 | 408
| 3032 | 2369.6504 | 408
| 3033 | 2369.537 | 408
| 3034 | 2369.4328 | 408
| 3035 | 2369.405 | 408
| 3036 | 2369.3395 | 408
| 3037 | 2369.2868 | 408
| 3038 | 2369.2155 | 408
| 3039 | 2369.113 | 408
| 3040 | 2369.0058 | 408
| 3041 | 2368.9503 | 408
| 3042 | 2368.8309 | 408
| 3043 | 2368.6979 | 408
| 3044 | 2368.6018 | 408
| 3045 | 2368.5182 | 408
| 3046 | 2368.4868 | 408
| 3047 | 2368.3792 | 408
| 3048 | 2368.252 | 408
| 3049 | 2368.1459 | 408
| 3050 | 2367.9265 | 408
| 3051 | 2367.8174 | 408
| 3052 | 2367.7074 | 408
| 3053 | 2367.6418 | 408
| 3054 | 2367.5634 | 408
| 3055 | 2367.5381 | 408
| 3056 | 2367.3549 | 408
| 3057 | 2367.2766 | 408
| 3058 | 2367.2502 | 408
| 3059 | 2367.0821 | 408
| 3060 | 2367.0365 | 408
| 3061 | 2366.889 | 408
| 3062 | 2366.7687 | 408
| 3063 | 2366.6834 | 408
| 3064 | 2366.6307 | 408
| 3065 | 2366.5344 | 408
| 3066 | 2366.4473 | 408
| 3067 | 2366.3205 | 408
| 3068 | 2366.1435 | 408
| 3069 | 2365.9848 | 408
| 3070 | 2365.8672 | 408
| 3071 | 2365.6908 | 408
| 3072 | 2365.5932 | 408
| 3073 | 2365.5181 | 408
| 3074 | 2365.4513 | 408
| 3075 | 2365.3484 | 408
| 3076 | 2365.2214 | 408
| 3077 | 2365.0947 | 408
| 3078 | 2364.9518 | 408
| 3079 | 2364.8057 | 408
| 3080 | 2364.661 | 408
| 3081 | 2364.5105 | 408
| 3082 | 2364.3643 | 408
| 3083 | 2364.2312 | 408
| 3084 | 2364.1396 | 408
| 3085 | 2364.07 | 408
| 3086 | 2363.9873 | 408
| 3087 | 2363.8439 | 408
| 3088 | 2363.6624 | 408
| 3089 | 2363.5411 | 408
| 3090 | 2363.4402 | 408
| 3091 | 2363.1913 | 408
| 3092 | 2363.1171 | 408
| 3093 | 2363.0477 | 408
| 3094 | 2362.9443 | 408
| 3095 | 2362.8171 | 408
| 3096 | 2362.6931 | 408
| 3097 | 2362.5668 | 408
| 3098 | 2362.3962 | 408
| 3099 | 2362.3294 | 408
| 3100 | 2362.2418 | 408
| 3101 | 2362.1591 | 408
| 3102 | 2362.1108 | 408
| 3103 | 2362.0112 | 408
| 3104 | 2361.9401 | 408
| 3105 | 2361.8096 | 408
| 3106 | 2361.6897 | 408
| 3107 | 2361.6044 | 408
| 3108 | 2361.501 | 408
| 3109 | 2361.3401 | 408
| 3110 | 2361.1766 | 408
| 3111 | 2361.1119 | 408
| 3112 | 2360.9826 | 408
| 3113 | 2360.8938 | 408
| 3114 | 2360.8201 | 408
| 3115 | 2360.7127 | 408
| 3116 | 2360.5675 | 408
| 3117 | 2360.3867 | 408
| 3118 | 2360.3209 | 408
| 3119 | 2360.2074 | 408
| 3120 | 2360.1464 | 408
| 3121 | 2359.9522 | 408
| 3122 | 2359.8534 | 408
| 3123 | 2359.7596 | 408
| 3124 | 2359.6891 | 408
| 3125 | 2359.64 | 408
| 3126 | 2359.5244 | 408
| 3127 | 2359.4597 | 408
| 3128 | 2359.381 | 408
| 3129 | 2359.328 | 408
| 3130 | 2359.1787 | 408
| 3131 | 2359.1297 | 408
| 3132 | 2359.0208 | 408
| 3133 | 2358.8652 | 408
| 3134 | 2358.7106 | 408
| 3135 | 2358.6128 | 408
| 3136 | 2358.4321 | 408
| 3137 | 2358.3098 | 408
| 3138 | 2358.2703 | 408
| 3139 | 2358.0887 | 408
| 3140 | 2357.9682 | 408
| 3141 | 2357.8732 | 408
| 3142 | 2357.7905 | 408
| 3143 | 2357.7091 | 408
| 3144 | 2357.5414 | 408
| 3145 | 2357.3831 | 408
| 3146 | 2357.2801 | 408
| 3147 | 2357.1684 | 408
| 3148 | 2357.1062 | 408
| 3149 | 2356.9675 | 408
| 3150 | 2356.8056 | 408
| 3151 | 2356.7094 | 408
| 3152 | 2356.5751 | 408
| 3153 | 2356.4919 | 408
| 3154 | 2356.4094 | 408
| 3155 | 2356.3526 | 408
| 3156 | 2356.1921 | 408
| 3157 | 2356.1012 | 408
| 3158 | 2355.9731 | 408
| 3159 | 2355.7348 | 408
| 3160 | 2355.5912 | 408
| 3161 | 2355.4613 | 408
| 3162 | 2355.2915 | 408
| 3163 | 2355.1524 | 408
| 3164 | 2355.0794 | 408
| 3165 | 2354.9874 | 408
| 3166 | 2354.9066 | 408
| 3167 | 2354.8374 | 408
| 3168 | 2354.6834 | 408
| 3169 | 2354.5537 | 408
| 3170 | 2354.5099 | 408
| 3171 | 2354.349 | 408
| 3172 | 2354.3008 | 408
| 3173 | 2354.2096 | 408
| 3174 | 2354.1297 | 408
| 3175 | 2353.9773 | 408
| 3176 | 2353.9005 | 408
| 3177 | 2353.7585 | 408
| 3178 | 2353.6927 | 408
| 3179 | 2353.617 | 408
| 3180 | 2353.4844 | 408
| 3181 | 2353.3554 | 408
| 3182 | 2353.2176 | 408
| 3183 | 2353.1042 | 408
| 3184 | 2352.9103 | 408
| 3185 | 2352.8552 | 408
| 3186 | 2352.7882 | 408
| 3187 | 2352.7147 | 408
| 3188 | 2352.6522 | 408
| 3189 | 2352.5526 | 408
| 3190 | 2352.3378 | 408
| 3191 | 2352.1691 | 408
| 3192 | 2352.0668 | 408
| 3193 | 2351.8845 | 408
| 3194 | 2351.7121 | 408
| 3195 | 2351.6387 | 408
| 3196 | 2351.339 | 408
| 3197 | 2351.1719 | 408
| 3198 | 2351.0012 | 408
| 3199 | 2350.9072 | 408
| 3200 | 2350.8558 | 408
| 3201 | 2350.7619 | 408
| 3202 | 2350.689 | 408
| 3203 | 2350.5341 | 408
| 3204 | 2350.4476 | 408
| 3205 | 2350.3895 | 408
| 3206 | 2350.2796 | 408
| 3207 | 2350.1531 | 408
| 3208 | 2350.0922 | 408
| 3209 | 2349.9647 | 408
| 3210 | 2349.8671 | 408
| 3211 | 2349.7432 | 408
| 3212 | 2349.7123 | 408
| 3213 | 2349.5823 | 408
| 3214 | 2349.4241 | 408
| 3215 | 2349.2742 | 408
| 3216 | 2349.1744 | 408
| 3217 | 2349.0652 | 408
| 3218 | 2348.8748 | 408
| 3219 | 2348.7327 | 408
| 3220 | 2348.5737 | 408
| 3221 | 2348.4966 | 408
| 3222 | 2348.304 | 408
| 3223 | 2348.1343 | 408
| 3224 | 2348.0156 | 408
| 3225 | 2347.8757 | 408
| 3226 | 2347.7567 | 408
| 3227 | 2347.6893 | 408
| 3228 | 2347.5591 | 408
| 3229 | 2347.4678 | 408
| 3230 | 2347.3727 | 408
| 3231 | 2347.3196 | 408
| 3232 | 2347.2796 | 408
| 3233 | 2347.2097 | 408
| 3234 | 2347.1263 | 408
| 3235 | 2347.0649 | 408
| 3236 | 2347.0037 | 408
| 3237 | 2346.9142 | 408
| 3238 | 2346.7977 | 408
| 3239 | 2346.7515 | 408
| 3240 | 2346.5922 | 408
| 3241 | 2346.4528 | 408
| 3242 | 2346.3249 | 408
| 3243 | 2346.2375 | 408
| 3244 | 2346.1106 | 408
| 3245 | 2346.0269 | 408
| 3246 | 2345.8831 | 408
| 3247 | 2345.7906 | 408
| 3248 | 2345.6786 | 408
| 3249 | 2345.5887 | 408
| 3250 | 2345.5175 | 408
| 3251 | 2345.4068 | 408
| 3252 | 2345.2279 | 408
| 3253 | 2344.9866 | 408
| 3254 | 2344.8823 | 408
| 3255 | 2344.8172 | 408
| 3256 | 2344.7259 | 408
| 3257 | 2344.6207 | 408
| 3258 | 2344.556 | 408
| 3259 | 2344.4096 | 408
| 3260 | 2344.284 | 408
| 3261 | 2344.1686 | 408
| 3262 | 2343.9416 | 408
| 3263 | 2343.8442 | 408
| 3264 | 2343.727 | 408
| 3265 | 2343.6047 | 408
| 3266 | 2343.4915 | 408
| 3267 | 2343.3695 | 408
| 3268 | 2343.3156 | 408
| 3269 | 2343.2473 | 408
| 3270 | 2343.1125 | 408
| 3271 | 2343.0129 | 408
| 3272 | 2342.8882 | 408
| 3273 | 2342.7517 | 408
| 3274 | 2342.5561 | 408
| 3275 | 2342.4974 | 408
| 3276 | 2342.3494 | 408
| 3277 | 2342.2512 | 408
| 3278 | 2342.1353 | 408
| 3279 | 2342.0176 | 408
| 3280 | 2341.9486 | 408
| 3281 | 2341.912 | 408
| 3282 | 2341.8317 | 408
| 3283 | 2341.6697 | 408
| 3284 | 2341.6033 | 408
| 3285 | 2341.5457 | 408
| 3286 | 2341.4145 | 408
| 3287 | 2341.3347 | 408
| 3288 | 2341.2806 | 408
| 3289 | 2341.1553 | 408
| 3290 | 2341.024 | 408
| 3291 | 2340.9049 | 408
| 3292 | 2340.7776 | 408
| 3293 | 2340.6066 | 408
| 3294 | 2340.45 | 408
| 3295 | 2340.3678 | 408
| 3296 | 2340.2274 | 408
| 3297 | 2340.0778 | 408
| 3298 | 2340.0326 | 408
| 3299 | 2339.8575 | 408
| 3300 | 2339.7609 | 408
| 3301 | 2339.6482 | 408
| 3302 | 2339.4787 | 408
| 3303 | 2339.3389 | 408
| 3304 | 2339.2248 | 408
| 3305 | 2339.0675 | 408
| 3306 | 2339.0188 | 408
| 3307 | 2338.9446 | 408
| 3308 | 2338.8214 | 408
| 3309 | 2338.6883 | 408
| 3310 | 2338.5241 | 408
| 3311 | 2338.3901 | 408
| 3312 | 2338.2252 | 408
| 3313 | 2338.0972 | 408
| 3314 | 2337.9738 | 408
| 3315 | 2337.9112 | 408
| 3316 | 2337.8124 | 408
| 3317 | 2337.6674 | 408
| 3318 | 2337.6032 | 408
| 3319 | 2337.5095 | 408
| 3320 | 2337.3395 | 408
| 3321 | 2337.2717 | 408
| 3322 | 2337.1479 | 408
| 3323 | 2337.0613 | 408
| 3324 | 2337.0306 | 408
| 3325 | 2336.9113 | 408
| 3326 | 2336.7983 | 408
| 3327 | 2336.7183 | 408
| 3328 | 2336.617 | 408
| 3329 | 2336.5575 | 408
| 3330 | 2336.4359 | 408
| 3331 | 2336.3371 | 408
| 3332 | 2336.1977 | 408
| 3333 | 2336.0984 | 408
| 3334 | 2335.9987 | 408
| 3335 | 2335.8809 | 408
| 3336 | 2335.8028 | 408
| 3337 | 2335.6803 | 408
| 3338 | 2335.489 | 408
| 3339 | 2335.4561 | 408
| 3340 | 2335.3211 | 408
| 3341 | 2335.2788 | 408
| 3342 | 2335.157 | 408
| 3343 | 2335.0712 | 408
| 3344 | 2334.9813 | 408
| 3345 | 2334.8812 | 408
| 3346 | 2334.7953 | 408
| 3347 | 2334.6818 | 408
| 3348 | 2334.5807 | 408
| 3349 | 2334.5088 | 408
| 3350 | 2334.3748 | 408
| 3351 | 2334.3082 | 408
| 3352 | 2334.1069 | 408
| 3353 | 2333.9977 | 408
| 3354 | 2333.8749 | 408
| 3355 | 2333.7764 | 408
| 3356 | 2333.5929 | 408
| 3357 | 2333.4788 | 408
| 3358 | 2333.3969 | 408
| 3359 | 2333.3291 | 408
| 3360 | 2333.0963 | 408
| 3361 | 2333.0081 | 408
| 3362 | 2332.8607 | 408
| 3363 | 2332.7 | 408
| 3364 | 2332.651 | 408
| 3365 | 2332.5163 | 408
| 3366 | 2332.476 | 408
| 3367 | 2332.4008 | 408
| 3368 | 2332.3034 | 408
| 3369 | 2332.2152 | 408
| 3370 | 2332.0049 | 408
| 3371 | 2331.9747 | 408
| 3372 | 2331.8447 | 408
| 3373 | 2331.7011 | 408
| 3374 | 2331.5945 | 408
| 3375 | 2331.5025 | 408
| 3376 | 2331.4415 | 408
| 3377 | 2331.3754 | 408
| 3378 | 2331.2777 | 408
| 3379 | 2331.1931 | 408
| 3380 | 2331.1443 | 408
| 3381 | 2330.9361 | 408
| 3382 | 2330.796 | 408
| 3383 | 2330.6859 | 408
| 3384 | 2330.5983 | 408
| 3385 | 2330.3556 | 408
| 3386 | 2330.2758 | 408
| 3387 | 2330.2089 | 408
| 3388 | 2330.1559 | 408
| 3389 | 2329.9304 | 408
| 3390 | 2329.8125 | 408
| 3391 | 2329.7077 | 408
| 3392 | 2329.5632 | 408
| 3393 | 2329.4325 | 408
| 3394 | 2329.3051 | 408
| 3395 | 2329.2258 | 408
| 3396 | 2329.1208 | 408
| 3397 | 2329.0379 | 408
| 3398 | 2328.8892 | 408
| 3399 | 2328.7723 | 408
| 3400 | 2328.6863 | 408
| 3401 | 2328.5163 | 408
| 3402 | 2328.3692 | 408
| 3403 | 2328.3176 | 408
| 3404 | 2328.1894 | 408
| 3405 | 2328.0675 | 408
| 3406 | 2327.918 | 408
| 3407 | 2327.8377 | 408
| 3408 | 2327.7284 | 408
| 3409 | 2327.6052 | 408
| 3410 | 2327.5558 | 408
| 3411 | 2327.4874 | 408
| 3412 | 2327.4315 | 408
| 3413 | 2327.2313 | 408
| 3414 | 2327.1209 | 408
| 3415 | 2327.0123 | 408
| 3416 | 2326.9275 | 408
| 3417 | 2326.8805 | 408
| 3418 | 2326.7646 | 408
| 3419 | 2326.6578 | 408
| 3420 | 2326.5834 | 408
| 3421 | 2326.5281 | 408
| 3422 | 2326.4222 | 408
| 3423 | 2326.2761 | 408
| 3424 | 2326.2375 | 408
| 3425 | 2326.1646 | 408
| 3426 | 2326.0058 | 408
| 3427 | 2325.7925 | 408
| 3428 | 2325.7325 | 408
| 3429 | 2325.6309 | 408
| 3430 | 2325.589 | 408
| 3431 | 2325.451 | 408
| 3432 | 2325.3831 | 408
| 3433 | 2325.2479 | 408
| 3434 | 2325.0418 | 408
| 3435 | 2324.9834 | 408
| 3436 | 2324.9152 | 408
| 3437 | 2324.8378 | 408
| 3438 | 2324.662 | 408
| 3439 | 2324.5921 | 408
| 3440 | 2324.5281 | 408
| 3441 | 2324.4602 | 408
| 3442 | 2324.3465 | 408
| 3443 | 2324.2611 | 408
| 3444 | 2324.1831 | 408
| 3445 | 2324.0982 | 408
| 3446 | 2323.9358 | 408
| 3447 | 2323.8474 | 408
| 3448 | 2323.7676 | 408
| 3449 | 2323.652 | 408
| 3450 | 2323.6157 | 408
| 3451 | 2323.4822 | 408
| 3452 | 2323.3288 | 408
| 3453 | 2323.218 | 408
| 3454 | 2322.9791 | 408
| 3455 | 2322.9218 | 408
| 3456 | 2322.7316 | 408
| 3457 | 2322.6788 | 408
| 3458 | 2322.6009 | 408
| 3459 | 2322.4991 | 408
| 3460 | 2322.3117 | 408
| 3461 | 2322.1949 | 408
| 3462 | 2322.0252 | 408
| 3463 | 2321.947 | 408
| 3464 | 2321.8058 | 408
| 3465 | 2321.7011 | 408
| 3466 | 2321.4845 | 408
| 3467 | 2321.4098 | 408
| 3468 | 2321.3314 | 408
| 3469 | 2321.255 | 408
| 3470 | 2321.1641 | 408
| 3471 | 2321.0423 | 408
| 3472 | 2320.9463 | 408
| 3473 | 2320.8382 | 408
| 3474 | 2320.7747 | 408
| 3475 | 2320.5843 | 408
| 3476 | 2320.3856 | 408
| 3477 | 2320.3209 | 408
| 3478 | 2320.1438 | 408
| 3479 | 2319.9739 | 408
| 3480 | 2319.9205 | 408
| 3481 | 2319.8658 | 408
| 3482 | 2319.6343 | 408
| 3483 | 2319.4547 | 408
| 3484 | 2319.382 | 408
| 3485 | 2319.2803 | 408
| 3486 | 2319.126 | 408
| 3487 | 2319.0501 | 408
| 3488 | 2318.9393 | 408
| 3489 | 2318.7593 | 408
| 3490 | 2318.5983 | 408
| 3491 | 2318.4695 | 408
| 3492 | 2318.3247 | 408
| 3493 | 2318.2877 | 408
| 3494 | 2318.0967 | 408
| 3495 | 2317.8691 | 408
| 3496 | 2317.7348 | 408
| 3497 | 2317.6124 | 408
| 3498 | 2317.4711 | 408
| 3499 | 2317.4111 | 408
| 3500 | 2317.2907 | 408
| 3501 | 2317.1793 | 408
| 3502 | 2317.1349 | 408
| 3503 | 2316.9002 | 408
| 3504 | 2316.857 | 408
| 3505 | 2316.6939 | 408
| 3506 | 2316.6109 | 408
| 3507 | 2316.457 | 408
| 3508 | 2316.318 | 408
| 3509 | 2316.1994 | 408
| 3510 | 2316.1198 | 408
| 3511 | 2315.8603 | 408
| 3512 | 2315.7901 | 408
| 3513 | 2315.6454 | 408
| 3514 | 2315.4551 | 408
| 3515 | 2315.3984 | 408
| 3516 | 2315.3143 | 408
| 3517 | 2315.1947 | 408
| 3518 | 2315.0862 | 408
| 3519 | 2314.9786 | 408
| 3520 | 2314.8174 | 408
| 3521 | 2314.7765 | 408
| 3522 | 2314.5297 | 408
| 3523 | 2314.4576 | 408
| 3524 | 2314.4071 | 408
| 3525 | 2314.2893 | 408
| 3526 | 2314.1108 | 408
| 3527 | 2313.9993 | 408
| 3528 | 2313.8826 | 408
| 3529 | 2313.7654 | 408
| 3530 | 2313.7017 | 408
| 3531 | 2313.5963 | 408
| 3532 | 2313.5261 | 408
| 3533 | 2313.4036 | 408
| 3534 | 2313.3485 | 408
| 3535 | 2313.2625 | 408
| 3536 | 2313.1905 | 408
| 3537 | 2313.0745 | 408
| 3538 | 2312.9161 | 408
| 3539 | 2312.7678 | 408
| 3540 | 2312.6871 | 408
| 3541 | 2312.5716 | 408
| 3542 | 2312.4747 | 408
| 3543 | 2312.3837 | 408
| 3544 | 2312.2573 | 408
| 3545 | 2312.1004 | 408
| 3546 | 2312.0628 | 408
| 3547 | 2312.0148 | 408
| 3548 | 2311.9644 | 408
| 3549 | 2311.7747 | 408
| 3550 | 2311.66 | 408
| 3551 | 2311.5705 | 408
| 3552 | 2311.4846 | 408
| 3553 | 2311.3673 | 408
| 3554 | 2311.2726 | 408
| 3555 | 2311.1314 | 408
| 3556 | 2311.0732 | 408
| 3557 | 2310.9373 | 408
| 3558 | 2310.8599 | 408
| 3559 | 2310.6223 | 408
| 3560 | 2310.3433 | 408
| 3561 | 2310.3085 | 408
| 3562 | 2310.2217 | 408
| 3563 | 2310.0258 | 408
| 3564 | 2309.8727 | 408
| 3565 | 2309.8294 | 408
| 3566 | 2309.7028 | 408
| 3567 | 2309.6174 | 408
| 3568 | 2309.4927 | 408
| 3569 | 2309.411 | 408
| 3570 | 2309.2851 | 408
| 3571 | 2309.229 | 408
| 3572 | 2309.0902 | 408
| 3573 | 2308.9522 | 408
| 3574 | 2308.859 | 408
| 3575 | 2308.6991 | 408
| 3576 | 2308.6179 | 408
| 3577 | 2308.5161 | 408
| 3578 | 2308.3977 | 408
| 3579 | 2308.2635 | 408
| 3580 | 2308.1435 | 408
| 3581 | 2307.9979 | 408
| 3582 | 2307.8373 | 408
| 3583 | 2307.7733 | 408
| 3584 | 2307.6847 | 408
| 3585 | 2307.5418 | 408
| 3586 | 2307.4466 | 408
| 3587 | 2307.2969 | 408
| 3588 | 2307.1985 | 408
| 3589 | 2307.0854 | 408
| 3590 | 2307.0003 | 408
| 3591 | 2306.9361 | 408
| 3592 | 2306.8271 | 408
| 3593 | 2306.7353 | 408
| 3594 | 2306.6599 | 408
| 3595 | 2306.6026 | 408
| 3596 | 2306.5209 | 408
| 3597 | 2306.3824 | 408
| 3598 | 2306.2878 | 408
| 3599 | 2306.2028 | 408
| 3600 | 2306.1136 | 408
| 3601 | 2305.9476 | 408
| 3602 | 2305.8365 | 408
| 3603 | 2305.7676 | 408
| 3604 | 2305.7164 | 408
| 3605 | 2305.6231 | 408
| 3606 | 2305.5527 | 408
| 3607 | 2305.4988 | 408
| 3608 | 2305.4167 | 408
| 3609 | 2305.3325 | 408
| 3610 | 2305.2231 | 408
| 3611 | 2305.1855 | 408
| 3612 | 2304.9304 | 408
| 3613 | 2304.8022 | 408
| 3614 | 2304.7365 | 408
| 3615 | 2304.6546 | 408
| 3616 | 2304.5563 | 408
| 3617 | 2304.3932 | 408
| 3618 | 2304.2915 | 408
| 3619 | 2304.1777 | 408
| 3620 | 2304.0475 | 408
| 3621 | 2303.9323 | 408
| 3622 | 2303.866 | 408
| 3623 | 2303.8102 | 408
| 3624 | 2303.7539 | 408
| 3625 | 2303.7079 | 408
| 3626 | 2303.5798 | 408
| 3627 | 2303.4961 | 408
| 3628 | 2303.4061 | 408
| 3629 | 2303.2959 | 408
| 3630 | 2303.2251 | 408
| 3631 | 2303.1428 | 408
| 3632 | 2303.0044 | 408
| 3633 | 2302.9388 | 408
| 3634 | 2302.8101 | 408
| 3635 | 2302.6587 | 408
| 3636 | 2302.5149 | 408
| 3637 | 2302.3789 | 408
| 3638 | 2302.2346 | 408
| 3639 | 2302.0733 | 408
| 3640 | 2301.9795 | 408
| 3641 | 2301.8386 | 408
| 3642 | 2301.7014 | 408
| 3643 | 2301.5149 | 408
| 3644 | 2301.3803 | 408
| 3645 | 2301.3155 | 408
| 3646 | 2301.259 | 408
| 3647 | 2301.1811 | 408
| 3648 | 2301.1025 | 408
| 3649 | 2301.0279 | 408
| 3650 | 2300.9178 | 408
| 3651 | 2300.8135 | 408
| 3652 | 2300.6682 | 408
| 3653 | 2300.5629 | 408
| 3654 | 2300.4954 | 408
| 3655 | 2300.3063 | 408
| 3656 | 2300.1969 | 408
| 3657 | 2300.0652 | 408
| 3658 | 2300.0331 | 408
| 3659 | 2299.8529 | 408
| 3660 | 2299.8072 | 408
| 3661 | 2299.7331 | 408
| 3662 | 2299.5925 | 408
| 3663 | 2299.5146 | 408
| 3664 | 2299.4459 | 408
| 3665 | 2299.3618 | 408
| 3666 | 2299.2448 | 408
| 3667 | 2299.1271 | 408
| 3668 | 2299.0235 | 408
| 3669 | 2298.974 | 408
| 3670 | 2298.9326 | 408
| 3671 | 2298.8678 | 408
| 3672 | 2298.796 | 408
| 3673 | 2298.6742 | 408
| 3674 | 2298.4747 | 408
| 3675 | 2298.3713 | 408
| 3676 | 2298.2439 | 408
| 3677 | 2298.0862 | 408
| 3678 | 2297.9941 | 408
| 3679 | 2297.8633 | 408
| 3680 | 2297.8236 | 408
| 3681 | 2297.7207 | 408
| 3682 | 2297.5884 | 408
| 3683 | 2297.513 | 408
| 3684 | 2297.3408 | 408
| 3685 | 2297.1728 | 408
| 3686 | 2297.0729 | 408
| 3687 | 2296.9999 | 408
| 3688 | 2296.9053 | 408
| 3689 | 2296.7972 | 408
| 3690 | 2296.7314 | 408
| 3691 | 2296.5831 | 408
| 3692 | 2296.5367 | 408
| 3693 | 2296.4706 | 408
| 3694 | 2296.3401 | 408
| 3695 | 2296.2345 | 408
| 3696 | 2296.1545 | 408
| 3697 | 2296.0464 | 408
| 3698 | 2295.9423 | 408
| 3699 | 2295.8738 | 408
| 3700 | 2295.8317 | 408
| 3701 | 2295.6991 | 408
| 3702 | 2295.6511 | 408
| 3703 | 2295.5419 | 408
| 3704 | 2295.3802 | 408
| 3705 | 2295.3142 | 408
| 3706 | 2295.129 | 408
| 3707 | 2295.0962 | 408
| 3708 | 2295.0128 | 408
| 3709 | 2294.8692 | 408
| 3710 | 2294.7181 | 408
| 3711 | 2294.5928 | 408
| 3712 | 2294.4888 | 408
| 3713 | 2294.4169 | 408
| 3714 | 2294.2416 | 408
| 3715 | 2294.2011 | 408
| 3716 | 2294.1226 | 408
| 3717 | 2293.9722 | 408
| 3718 | 2293.9104 | 408
| 3719 | 2293.8225 | 408
| 3720 | 2293.7752 | 408
| 3721 | 2293.5683 | 408
| 3722 | 2293.4906 | 408
| 3723 | 2293.3976 | 408
| 3724 | 2293.3179 | 408
| 3725 | 2293.1975 | 408
| 3726 | 2293.0787 | 408
| 3727 | 2293.0293 | 408
| 3728 | 2292.9938 | 408
| 3729 | 2292.7756 | 408
| 3730 | 2292.6706 | 408
| 3731 | 2292.571 | 408
| 3732 | 2292.4616 | 408
| 3733 | 2292.4393 | 408
| 3734 | 2292.3382 | 408
| 3735 | 2292.2004 | 408
| 3736 | 2292.048 | 408
| 3737 | 2291.9801 | 408
| 3738 | 2291.7804 | 408
| 3739 | 2291.7174 | 408
| 3740 | 2291.5376 | 408
| 3741 | 2291.4858 | 408
| 3742 | 2291.4033 | 408
| 3743 | 2291.2932 | 408
| 3744 | 2291.2104 | 408
| 3745 | 2291.1481 | 408
| 3746 | 2291.0201 | 408
| 3747 | 2290.8971 | 408
| 3748 | 2290.6875 | 408
| 3749 | 2290.6127 | 408
| 3750 | 2290.5256 | 408
| 3751 | 2290.4214 | 408
| 3752 | 2290.2775 | 408
| 3753 | 2290.174 | 408
| 3754 | 2290.118 | 408
| 3755 | 2290.0029 | 408
| 3756 | 2289.9478 | 408
| 3757 | 2289.8145 | 408
| 3758 | 2289.7729 | 408
| 3759 | 2289.6304 | 408
| 3760 | 2289.4953 | 408
| 3761 | 2289.2678 | 408
| 3762 | 2289.1749 | 408
| 3763 | 2289.1024 | 408
| 3764 | 2289.0292 | 408
| 3765 | 2288.9573 | 408
| 3766 | 2288.8012 | 408
| 3767 | 2288.6935 | 408
| 3768 | 2288.6007 | 408
| 3769 | 2288.5572 | 408
| 3770 | 2288.378 | 408
| 3771 | 2288.2752 | 408
| 3772 | 2288.1517 | 408
| 3773 | 2288.0451 | 408
| 3774 | 2287.9527 | 408
| 3775 | 2287.8869 | 408
| 3776 | 2287.7871 | 408
| 3777 | 2287.7158 | 408
| 3778 | 2287.4349 | 408
| 3779 | 2287.3668 | 408
| 3780 | 2287.2617 | 408
| 3781 | 2287.1563 | 408
| 3782 | 2287.0377 | 408
| 3783 | 2286.9198 | 408
| 3784 | 2286.8406 | 408
| 3785 | 2286.7237 | 408
| 3786 | 2286.6507 | 408
| 3787 | 2286.5509 | 408
| 3788 | 2286.5051 | 408
| 3789 | 2286.4746 | 408
| 3790 | 2286.3742 | 408
| 3791 | 2286.2677 | 408
| 3792 | 2286.1331 | 408
| 3793 | 2286.0521 | 408
| 3794 | 2285.9755 | 408
| 3795 | 2285.9287 | 408
| 3796 | 2285.8271 | 408
| 3797 | 2285.7345 | 408
| 3798 | 2285.5577 | 408
| 3799 | 2285.4277 | 408
| 3800 | 2285.3238 | 408
| 3801 | 2285.2589 | 408
| 3802 | 2285.2034 | 408
| 3803 | 2285.0737 | 408
| 3804 | 2284.9434 | 408
| 3805 | 2284.8236 | 408
| 3806 | 2284.788 | 408
| 3807 | 2284.7304 | 408
| 3808 | 2284.6576 | 408
| 3809 | 2284.5949 | 408
| 3810 | 2284.5054 | 408
| 3811 | 2284.4032 | 408
| 3812 | 2284.3276 | 408
| 3813 | 2284.2695 | 408
| 3814 | 2284.1145 | 408
| 3815 | 2283.8686 | 408
| 3816 | 2283.6938 | 408
| 3817 | 2283.635 | 408
| 3818 | 2283.5365 | 408
| 3819 | 2283.4104 | 408
| 3820 | 2283.3091 | 408
| 3821 | 2283.2205 | 408
| 3822 | 2283.0521 | 408
| 3823 | 2282.976 | 408
| 3824 | 2282.9263 | 408
| 3825 | 2282.8812 | 408
| 3826 | 2282.8068 | 408
| 3827 | 2282.7263 | 408
| 3828 | 2282.6629 | 408
| 3829 | 2282.5622 | 408
| 3830 | 2282.3493 | 408
| 3831 | 2282.2709 | 408
| 3832 | 2282.1804 | 408
| 3833 | 2282.0735 | 408
| 3834 | 2281.984 | 408
| 3835 | 2281.9194 | 408
| 3836 | 2281.8606 | 408
| 3837 | 2281.8119 | 408
| 3838 | 2281.6956 | 408
| 3839 | 2281.5422 | 408
| 3840 | 2281.4576 | 408
| 3841 | 2281.2253 | 408
| 3842 | 2281.0859 | 408
| 3843 | 2281.0026 | 408
| 3844 | 2280.925 | 408
| 3845 | 2280.8637 | 408
| 3846 | 2280.7186 | 408
| 3847 | 2280.6673 | 408
| 3848 | 2280.5964 | 408
| 3849 | 2280.496 | 408
| 3850 | 2280.3687 | 408
| 3851 | 2280.207 | 408
| 3852 | 2280.084 | 408
| 3853 | 2279.9845 | 408
| 3854 | 2279.8162 | 408
| 3855 | 2279.5815 | 408
| 3856 | 2279.4778 | 408
| 3857 | 2279.3833 | 408
| 3858 | 2279.293 | 408
| 3859 | 2279.1221 | 408
| 3860 | 2279.0667 | 408
| 3861 | 2278.9748 | 408
| 3862 | 2278.8195 | 408
| 3863 | 2278.755 | 408
| 3864 | 2278.483 | 408
| 3865 | 2278.3477 | 408
| 3866 | 2278.2185 | 408
| 3867 | 2278.0436 | 408
| 3868 | 2277.9726 | 408
| 3869 | 2277.9289 | 408
| 3870 | 2277.8414 | 408
| 3871 | 2277.6482 | 408
| 3872 | 2277.5645 | 408
| 3873 | 2277.3488 | 408
| 3874 | 2277.1931 | 408
| 3875 | 2277.0709 | 408
| 3876 | 2277.0044 | 408
| 3877 | 2276.9122 | 408
| 3878 | 2276.8331 | 408
| 3879 | 2276.7717 | 408
| 3880 | 2276.7521 | 408
| 3881 | 2276.6462 | 408
| 3882 | 2276.5534 | 408
| 3883 | 2276.4002 | 408
| 3884 | 2276.3001 | 408
| 3885 | 2276.1849 | 408
| 3886 | 2276.029 | 408
| 3887 | 2275.9764 | 408
| 3888 | 2275.8743 | 408
| 3889 | 2275.8337 | 408
| 3890 | 2275.7727 | 408
| 3891 | 2275.7063 | 408
| 3892 | 2275.6203 | 408
| 3893 | 2275.5779 | 408
| 3894 | 2275.4051 | 408
| 3895 | 2275.3496 | 408
| 3896 | 2275.2032 | 408
| 3897 | 2275.0178 | 408
| 3898 | 2274.8429 | 408
| 3899 | 2274.7372 | 408
| 3900 | 2274.6061 | 408
| 3901 | 2274.3402 | 408
| 3902 | 2274.2381 | 408
| 3903 | 2274.1335 | 408
| 3904 | 2273.9743 | 408
| 3905 | 2273.8504 | 408
| 3906 | 2273.7411 | 408
| 3907 | 2273.4645 | 408
| 3908 | 2273.3755 | 408
| 3909 | 2273.3298 | 408
| 3910 | 2273.085 | 408
| 3911 | 2273.0128 | 408
| 3912 | 2272.944 | 408
| 3913 | 2272.8164 | 408
| 3914 | 2272.662 | 408
| 3915 | 2272.6033 | 408
| 3916 | 2272.5086 | 408
| 3917 | 2272.3892 | 408
| 3918 | 2272.2522 | 408
| 3919 | 2272.1232 | 408
| 3920 | 2272.0306 | 408
| 3921 | 2271.9078 | 408
| 3922 | 2271.835 | 408
| 3923 | 2271.6767 | 408
| 3924 | 2271.6127 | 408
| 3925 | 2271.4955 | 408
| 3926 | 2271.4365 | 408
| 3927 | 2271.3761 | 408
| 3928 | 2271.2865 | 408
| 3929 | 2271.1481 | 408
| 3930 | 2271.1168 | 408
| 3931 | 2270.925 | 408
| 3932 | 2270.862 | 408
| 3933 | 2270.7308 | 408
| 3934 | 2270.5836 | 408
| 3935 | 2270.4805 | 408
| 3936 | 2270.3379 | 408
| 3937 | 2270.1737 | 408
| 3938 | 2270.0414 | 408
| 3939 | 2269.8198 | 408
| 3940 | 2269.679 | 408
| 3941 | 2269.5304 | 408
| 3942 | 2269.396 | 408
| 3943 | 2269.2156 | 408
| 3944 | 2269.0402 | 408
| 3945 | 2268.9197 | 408
| 3946 | 2268.7896 | 408
| 3947 | 2268.5564 | 408
| 3948 | 2268.4433 | 408
| 3949 | 2268.3694 | 408
| 3950 | 2268.2107 | 408
| 3951 | 2268.1548 | 408
| 3952 | 2268.0412 | 408
| 3953 | 2267.9699 | 408
| 3954 | 2267.7068 | 408
| 3955 | 2267.5551 | 408
| 3956 | 2267.4372 | 408
| 3957 | 2267.3141 | 408
| 3958 | 2267.1449 | 408
| 3959 | 2267.0821 | 408
| 3960 | 2266.9133 | 408
| 3961 | 2266.8757 | 408
| 3962 | 2266.7578 | 408
| 3963 | 2266.7015 | 408
| 3964 | 2266.6104 | 408
| 3965 | 2266.4849 | 408
| 3966 | 2266.3765 | 408
| 3967 | 2266.2956 | 408
| 3968 | 2266.2543 | 408
| 3969 | 2266.1722 | 408
| 3970 | 2266.0495 | 408
| 3971 | 2265.9552 | 408
| 3972 | 2265.8634 | 408
| 3973 | 2265.6752 | 408
| 3974 | 2265.5592 | 408
| 3975 | 2265.3712 | 408
| 3976 | 2265.3109 | 408
| 3977 | 2265.1904 | 408
| 3978 | 2265.0996 | 408
| 3979 | 2265.0221 | 408
| 3980 | 2264.9011 | 408
| 3981 | 2264.6855 | 408
| 3982 | 2264.5749 | 408
| 3983 | 2264.4568 | 408
| 3984 | 2264.2879 | 408
| 3985 | 2264.169 | 408
| 3986 | 2264.0075 | 408
| 3987 | 2263.8923 | 408
| 3988 | 2263.8626 | 408
| 3989 | 2263.7505 | 408
| 3990 | 2263.6233 | 408
| 3991 | 2263.5576 | 408
| 3992 | 2263.5124 | 408
| 3993 | 2263.4418 | 408
| 3994 | 2263.3218 | 408
| 3995 | 2263.198 | 408
| 3996 | 2263.0847 | 408
| 3997 | 2263.0184 | 408
| 3998 | 2262.887 | 408
| 3999 | 2262.7085 | 408
| 4000 | 2262.5863 | 408
| 4001 | 2262.4472 | 408
| 4002 | 2262.3059 | 408
| 4003 | 2262.1837 | 408
| 4004 | 2261.9557 | 408
| 4005 | 2261.8561 | 408
| 4006 | 2261.6522 | 408
| 4007 | 2261.4199 | 408
| 4008 | 2261.2618 | 408
| 4009 | 2261.1119 | 408
| 4010 | 2260.9865 | 408
| 4011 | 2260.7565 | 408
| 4012 | 2260.6585 | 408
| 4013 | 2260.5585 | 408
| 4014 | 2260.5023 | 408
| 4015 | 2260.3398 | 408
| 4016 | 2260.2569 | 408
| 4017 | 2260.1766 | 408
| 4018 | 2260.0687 | 408
| 4019 | 2259.8856 | 408
| 4020 | 2259.7874 | 408
| 4021 | 2259.6096 | 408
| 4022 | 2259.4295 | 408
| 4023 | 2259.3591 | 408
| 4024 | 2259.1308 | 408
| 4025 | 2259.0021 | 408
| 4026 | 2258.8842 | 408
| 4027 | 2258.7966 | 408
| 4028 | 2258.6285 | 408
| 4029 | 2258.4774 | 408
| 4030 | 2258.348 | 408
| 4031 | 2258.1461 | 408
| 4032 | 2258.0004 | 408
| 4033 | 2257.9399 | 408
| 4034 | 2257.8751 | 408
| 4035 | 2257.7558 | 408
| 4036 | 2257.5628 | 408
| 4037 | 2257.445 | 408
| 4038 | 2257.3312 | 408
| 4039 | 2257.2218 | 408
| 4040 | 2257.1532 | 408
| 4041 | 2257.0746 | 408
| 4042 | 2256.9529 | 408
| 4043 | 2256.8659 | 408
| 4044 | 2256.8079 | 408
| 4045 | 2256.6833 | 408
| 4046 | 2256.574 | 408
| 4047 | 2256.4872 | 408
| 4048 | 2256.364 | 408
| 4049 | 2256.185 | 408
| 4050 | 2256.0863 | 408
| 4051 | 2255.9354 | 408
| 4052 | 2255.8944 | 408
| 4053 | 2255.6971 | 408
| 4054 | 2255.5809 | 408
| 4055 | 2255.4317 | 408
| 4056 | 2255.2026 | 408
| 4057 | 2255.0835 | 408
| 4058 | 2254.9775 | 408
| 4059 | 2254.8359 | 408
| 4060 | 2254.7737 | 408
| 4061 | 2254.6049 | 408
| 4062 | 2254.4656 | 408
| 4063 | 2254.3316 | 408
| 4064 | 2254.1307 | 408
| 4065 | 2254.0162 | 408
| 4066 | 2253.9785 | 408
| 4067 | 2253.925 | 408
| 4068 | 2253.8037 | 408
| 4069 | 2253.751 | 408
| 4070 | 2253.6514 | 408
| 4071 | 2253.4596 | 408
| 4072 | 2253.3636 | 408
| 4073 | 2253.2105 | 408
| 4074 | 2253.0942 | 408
| 4075 | 2252.9924 | 408
| 4076 | 2252.8903 | 408
| 4077 | 2252.8055 | 408
| 4078 | 2252.6154 | 408
| 4079 | 2252.5538 | 408
| 4080 | 2252.4468 | 408
| 4081 | 2252.4064 | 408
| 4082 | 2252.2018 | 408
| 4083 | 2252.07 | 408
| 4084 | 2251.9199 | 408
| 4085 | 2251.8183 | 408
| 4086 | 2251.7529 | 408
| 4087 | 2251.6029 | 408
| 4088 | 2251.5498 | 408
| 4089 | 2251.5028 | 408
| 4090 | 2251.4252 | 408
| 4091 | 2251.2916 | 408
| 4092 | 2251.2055 | 408
| 4093 | 2251.1033 | 408
| 4094 | 2250.9714 | 408
| 4095 | 2250.8994 | 408
| 4096 | 2250.706 | 408
| 4097 | 2250.6245 | 408
| 4098 | 2250.4908 | 408
| 4099 | 2250.3874 | 408
| 4100 | 2250.2163 | 408
| 4101 | 2250.1129 | 408
| 4102 | 2250.0726 | 408
| 4103 | 2249.9403 | 408
| 4104 | 2249.8405 | 408
| 4105 | 2249.7139 | 408
| 4106 | 2249.6629 | 408
| 4107 | 2249.5684 | 408
| 4108 | 2249.4327 | 408
| 4109 | 2249.3653 | 408
| 4110 | 2249.2728 | 408
| 4111 | 2249.0377 | 408
| 4112 | 2248.9561 | 408
| 4113 | 2248.8554 | 408
| 4114 | 2248.6686 | 408
| 4115 | 2248.6018 | 408
| 4116 | 2248.4921 | 408
| 4117 | 2248.3575 | 408
| 4118 | 2248.2818 | 408
| 4119 | 2248.1477 | 408
| 4120 | 2248.0302 | 408
| 4121 | 2247.8985 | 408
| 4122 | 2247.7346 | 408
| 4123 | 2247.6728 | 408
| 4124 | 2247.5602 | 408
| 4125 | 2247.4616 | 408
| 4126 | 2247.3619 | 408
| 4127 | 2247.1904 | 408
| 4128 | 2246.9483 | 408
| 4129 | 2246.8781 | 408
| 4130 | 2246.7555 | 408
| 4131 | 2246.639 | 408
| 4132 | 2246.6102 | 408
| 4133 | 2246.3737 | 408
| 4134 | 2246.3119 | 408
| 4135 | 2246.1934 | 408
| 4136 | 2246.0384 | 408
| 4137 | 2245.8924 | 408
| 4138 | 2245.7527 | 408
| 4139 | 2245.6518 | 408
| 4140 | 2245.5744 | 408
| 4141 | 2245.5018 | 408
| 4142 | 2245.3907 | 408
| 4143 | 2245.1601 | 408
| 4144 | 2244.9746 | 408
| 4145 | 2244.7747 | 408
| 4146 | 2244.6291 | 408
| 4147 | 2244.5183 | 408
| 4148 | 2244.4262 | 408
| 4149 | 2244.3796 | 408
| 4150 | 2244.2895 | 408
| 4151 | 2244.2092 | 408
| 4152 | 2244.1065 | 408
| 4153 | 2243.9967 | 408
| 4154 | 2243.9099 | 408
| 4155 | 2243.7984 | 408
| 4156 | 2243.6371 | 408
| 4157 | 2243.5965 | 408
| 4158 | 2243.5006 | 408
| 4159 | 2243.3058 | 408
| 4160 | 2243.2494 | 408
| 4161 | 2243.1503 | 408
| 4162 | 2242.9749 | 408
| 4163 | 2242.7808 | 408
| 4164 | 2242.4997 | 408
| 4165 | 2242.3758 | 408
| 4166 | 2242.108 | 408
| 4167 | 2241.971 | 408
| 4168 | 2241.8445 | 408
| 4169 | 2241.5529 | 408
| 4170 | 2241.4355 | 408
| 4171 | 2241.3781 | 408
| 4172 | 2241.2543 | 408
| 4173 | 2241.0801 | 408
| 4174 | 2241.021 | 408
| 4175 | 2240.9105 | 408
| 4176 | 2240.8514 | 408
| 4177 | 2240.6936 | 408
| 4178 | 2240.5263 | 408
| 4179 | 2240.2373 | 408
| 4180 | 2240.0924 | 408
| 4181 | 2239.9828 | 408
| 4182 | 2239.7305 | 408
| 4183 | 2239.6088 | 408
| 4184 | 2239.4497 | 408
| 4185 | 2239.3628 | 408
| 4186 | 2239.2206 | 408
| 4187 | 2239.1721 | 408
| 4188 | 2239.0518 | 408
| 4189 | 2238.9623 | 408
| 4190 | 2238.8701 | 408
| 4191 | 2238.7533 | 408
| 4192 | 2238.68 | 408
| 4193 | 2238.6046 | 408
| 4194 | 2238.5466 | 408
| 4195 | 2238.4733 | 408
| 4196 | 2238.2219 | 408
| 4197 | 2238.0023 | 408
| 4198 | 2237.9591 | 408
| 4199 | 2237.9344 | 408
| 4200 | 2237.8145 | 408
| 4201 | 2237.7378 | 408
| 4202 | 2237.625 | 408
| 4203 | 2237.4074 | 408
| 4204 | 2237.2823 | 408
| 4205 | 2237.1855 | 408
| 4206 | 2237.09 | 408
| 4207 | 2236.9871 | 408
| 4208 | 2236.9132 | 408
| 4209 | 2236.759 | 408
| 4210 | 2236.5209 | 408
| 4211 | 2236.3981 | 408
| 4212 | 2236.3222 | 408
| 4213 | 2236.1605 | 408
| 4214 | 2235.964 | 408
| 4215 | 2235.8371 | 408
| 4216 | 2235.7772 | 408
| 4217 | 2235.696 | 408
| 4218 | 2235.6089 | 408
| 4219 | 2235.2522 | 408
| 4220 | 2235.1262 | 408
| 4221 | 2234.9609 | 408
| 4222 | 2234.7829 | 408
| 4223 | 2234.6528 | 408
| 4224 | 2234.4962 | 408
| 4225 | 2234.3463 | 408
| 4226 | 2234.2735 | 408
| 4227 | 2234.2246 | 408
| 4228 | 2234.1239 | 408
| 4229 | 2234.0249 | 408
| 4230 | 2233.8712 | 408
| 4231 | 2233.7337 | 408
| 4232 | 2233.5762 | 408
| 4233 | 2233.4735 | 408
| 4234 | 2233.3757 | 408
| 4235 | 2233.2165 | 408
| 4236 | 2233.1437 | 408
| 4237 | 2233.0194 | 408
| 4238 | 2232.8427 | 408
| 4239 | 2232.7763 | 408
| 4240 | 2232.695 | 408
| 4241 | 2232.6049 | 408
| 4242 | 2232.5131 | 408
| 4243 | 2232.4232 | 408
| 4244 | 2232.315 | 408
| 4245 | 2232.2386 | 408
| 4246 | 2232.1293 | 408
| 4247 | 2231.9413 | 408
| 4248 | 2231.8501 | 408
| 4249 | 2231.6951 | 408
| 4250 | 2231.5918 | 408
| 4251 | 2231.3214 | 408
| 4252 | 2231.2027 | 408
| 4253 | 2231.0726 | 408
| 4254 | 2230.9872 | 408
| 4255 | 2230.8125 | 408
| 4256 | 2230.6701 | 408
| 4257 | 2230.5804 | 408
| 4258 | 2230.3937 | 408
| 4259 | 2230.2438 | 408
| 4260 | 2230.1646 | 408
| 4261 | 2230.0642 | 408
| 4262 | 2229.9645 | 408
| 4263 | 2229.8112 | 408
| 4264 | 2229.7607 | 408
| 4265 | 2229.6657 | 408
| 4266 | 2229.4422 | 408
| 4267 | 2229.2863 | 408
| 4268 | 2229.1547 | 408
| 4269 | 2228.977 | 408
| 4270 | 2228.9073 | 408
| 4271 | 2228.7449 | 408
| 4272 | 2228.6613 | 408
| 4273 | 2228.5306 | 408
| 4274 | 2228.3974 | 408
| 4275 | 2228.0263 | 408
| 4276 | 2227.88 | 408
| 4277 | 2227.7341 | 408
| 4278 | 2227.6484 | 408
| 4279 | 2227.5511 | 408
| 4280 | 2227.5035 | 408
| 4281 | 2227.4677 | 408
| 4282 | 2227.383 | 408
| 4283 | 2227.2649 | 408
| 4284 | 2227.2088 | 408
| 4285 | 2227.024 | 408
| 4286 | 2226.8785 | 408
| 4287 | 2226.8066 | 408
| 4288 | 2226.6404 | 408
| 4289 | 2226.5265 | 408
| 4290 | 2226.4771 | 408
| 4291 | 2226.3426 | 408
| 4292 | 2226.1548 | 408
| 4293 | 2226 | 408
| 4294 | 2225.9104 | 408
| 4295 | 2225.8117 | 408
| 4296 | 2225.6769 | 408
| 4297 | 2225.5669 | 408
| 4298 | 2225.2467 | 408
| 4299 | 2225.1065 | 408
| 4300 | 2224.9472 | 408
| 4301 | 2224.7888 | 408
| 4302 | 2224.6745 | 408
| 4303 | 2224.523 | 408
| 4304 | 2224.3666 | 408
| 4305 | 2224.3214 | 408
| 4306 | 2224.1016 | 408
| 4307 | 2223.8246 | 408
| 4308 | 2223.5976 | 408
| 4309 | 2223.5003 | 408
| 4310 | 2223.385 | 408
| 4311 | 2223.3161 | 408
| 4312 | 2223.1434 | 408
| 4313 | 2222.9702 | 408
| 4314 | 2222.8319 | 408
| 4315 | 2222.6244 | 408
| 4316 | 2222.4596 | 408
| 4317 | 2222.3259 | 408
| 4318 | 2222.1926 | 408
| 4319 | 2221.9986 | 408
| 4320 | 2221.9123 | 408
| 4321 | 2221.7168 | 408
| 4322 | 2221.6544 | 408
| 4323 | 2221.5668 | 408
| 4324 | 2221.3944 | 408
| 4325 | 2221.1231 | 408
| 4326 | 2220.9797 | 408
| 4327 | 2220.8789 | 408
| 4328 | 2220.7205 | 408
| 4329 | 2220.5776 | 408
| 4330 | 2220.3967 | 408
| 4331 | 2220.1526 | 408
| 4332 | 2219.9884 | 408
| 4333 | 2219.8361 | 408
| 4334 | 2219.7037 | 408
| 4335 | 2219.5777 | 408
| 4336 | 2219.4883 | 408
| 4337 | 2219.4158 | 408
| 4338 | 2219.301 | 408
| 4339 | 2219.1904 | 408
| 4340 | 2218.9046 | 408
| 4341 | 2218.7432 | 408
| 4342 | 2218.5266 | 408
| 4343 | 2218.282 | 408
| 4344 | 2218.1455 | 408
| 4345 | 2218.0771 | 408
| 4346 | 2217.8971 | 408
| 4347 | 2217.7292 | 408
| 4348 | 2217.6342 | 408
| 4349 | 2217.5808 | 408
| 4350 | 2217.4836 | 408
| 4351 | 2217.3783 | 408
| 4352 | 2217.1587 | 408
| 4353 | 2216.8345 | 408
| 4354 | 2216.7286 | 408
| 4355 | 2216.6257 | 408
| 4356 | 2216.5236 | 408
| 4357 | 2216.3481 | 408
| 4358 | 2216.1987 | 408
| 4359 | 2216.0492 | 408
| 4360 | 2215.9704 | 408
| 4361 | 2215.8599 | 408
| 4362 | 2215.7468 | 408
| 4363 | 2215.4527 | 408
| 4364 | 2215.2032 | 408
| 4365 | 2215.0776 | 408
| 4366 | 2215.0039 | 408
| 4367 | 2214.9089 | 408
| 4368 | 2214.8173 | 408
| 4369 | 2214.6667 | 408
| 4370 | 2214.4534 | 408
| 4371 | 2214.3492 | 408
| 4372 | 2214.1894 | 408
| 4373 | 2214.0557 | 408
| 4374 | 2213.97 | 408
| 4375 | 2213.875 | 408
| 4376 | 2213.6879 | 408
| 4377 | 2213.5237 | 408
| 4378 | 2213.4495 | 408
| 4379 | 2213.3105 | 408
| 4380 | 2213.1786 | 408
| 4381 | 2212.997 | 408
| 4382 | 2212.7309 | 408
| 4383 | 2212.6092 | 408
| 4384 | 2212.5449 | 408
| 4385 | 2212.3992 | 408
| 4386 | 2212.2755 | 408
| 4387 | 2212.1181 | 408
| 4388 | 2211.8726 | 408
| 4389 | 2211.8124 | 408
| 4390 | 2211.7224 | 408
| 4391 | 2211.5114 | 408
| 4392 | 2211.4197 | 408
| 4393 | 2211.3452 | 408
| 4394 | 2211.2479 | 408
| 4395 | 2211.0992 | 408
| 4396 | 2210.9635 | 408
| 4397 | 2210.7649 | 408
| 4398 | 2210.5271 | 408
| 4399 | 2210.396 | 408
| 4400 | 2210.2265 | 408
| 4401 | 2210.0468 | 408
| 4402 | 2209.85 | 408
| 4403 | 2209.5713 | 408
| 4404 | 2209.4735 | 408
| 4405 | 2209.3752 | 408
| 4406 | 2209.2584 | 408
| 4407 | 2209.0905 | 408
| 4408 | 2208.934 | 408
| 4409 | 2208.8605 | 408
| 4410 | 2208.7618 | 408
| 4411 | 2208.648 | 408
| 4412 | 2208.5455 | 408
| 4413 | 2208.3394 | 408
| 4414 | 2208.0997 | 408
| 4415 | 2207.9232 | 408
| 4416 | 2207.7999 | 408
| 4417 | 2207.6253 | 408
| 4418 | 2207.4481 | 408
| 4419 | 2207.2927 | 408
| 4420 | 2207.1618 | 408
| 4421 | 2207.0262 | 408
| 4422 | 2206.8683 | 408
| 4423 | 2206.6651 | 408
| 4424 | 2206.4863 | 408
| 4425 | 2206.4302 | 408
| 4426 | 2206.2673 | 408
| 4427 | 2206.0203 | 408
| 4428 | 2205.9297 | 408
| 4429 | 2205.7875 | 408
| 4430 | 2205.6915 | 408
| 4431 | 2205.4487 | 408
| 4432 | 2205.3793 | 408
| 4433 | 2205.2802 | 408
| 4434 | 2205.098 | 408
| 4435 | 2204.9607 | 408
| 4436 | 2204.8173 | 408
| 4437 | 2204.56 | 408
| 4438 | 2204.4712 | 408
| 4439 | 2204.3936 | 408
| 4440 | 2204.2114 | 408
| 4441 | 2204.1579 | 408
| 4442 | 2204.0369 | 408
| 4443 | 2203.9676 | 408
| 4444 | 2203.7709 | 408
| 4445 | 2203.6402 | 408
| 4446 | 2203.2957 | 408
| 4447 | 2203.1647 | 408
| 4448 | 2203.0866 | 408
| 4449 | 2202.9914 | 408
| 4450 | 2202.7018 | 408
| 4451 | 2202.5936 | 408
| 4452 | 2202.3975 | 408
| 4453 | 2202.2931 | 408
| 4454 | 2202.0506 | 408
| 4455 | 2201.7332 | 408
| 4456 | 2201.5405 | 408
| 4457 | 2201.2549 | 408
| 4458 | 2201.1299 | 408
| 4459 | 2200.9742 | 408
| 4460 | 2200.7565 | 408
| 4461 | 2200.6377 | 408
| 4462 | 2200.5056 | 408
| 4463 | 2200.2981 | 408
| 4464 | 2200.1702 | 408
| 4465 | 2200.0823 | 408
| 4466 | 2199.9538 | 408
| 4467 | 2199.8399 | 408
| 4468 | 2199.6413 | 408
| 4469 | 2199.4998 | 408
| 4470 | 2199.2947 | 408
| 4471 | 2199.1578 | 408
| 4472 | 2198.9247 | 408
| 4473 | 2198.8586 | 408
| 4474 | 2198.7512 | 408
| 4475 | 2198.6149 | 408
| 4476 | 2198.4888 | 408
| 4477 | 2198.2996 | 408
| 4478 | 2198.213 | 408
| 4479 | 2197.9784 | 408
| 4480 | 2197.8391 | 408
| 4481 | 2197.76 | 408
| 4482 | 2197.6368 | 408
| 4483 | 2197.6 | 408
| 4484 | 2197.4373 | 408
| 4485 | 2197.2952 | 408
| 4486 | 2197.101 | 408
| 4487 | 2196.8971 | 408
| 4488 | 2196.7584 | 408
| 4489 | 2196.6665 | 408
| 4490 | 2196.5589 | 408
| 4491 | 2196.5016 | 408
| 4492 | 2196.1791 | 408
| 4493 | 2195.9838 | 408
| 4494 | 2195.8794 | 408
| 4495 | 2195.7301 | 408
| 4496 | 2195.5208 | 408
| 4497 | 2195.3209 | 408
| 4498 | 2195.2838 | 408
| 4499 | 2195.1797 | 408
| 4500 | 2195.0265 | 408
| 4501 | 2194.7906 | 408
| 4502 | 2194.5958 | 408
| 4503 | 2194.4632 | 408
| 4504 | 2194.191 | 408
| 4505 | 2194.157 | 408
| 4506 | 2193.971 | 408
| 4507 | 2193.7903 | 408
| 4508 | 2193.7003 | 408
| 4509 | 2193.6281 | 408
| 4510 | 2193.4272 | 408
| 4511 | 2193.3198 | 408
| 4512 | 2193.2425 | 408
| 4513 | 2193.0647 | 408
| 4514 | 2193.0024 | 408
| 4515 | 2192.8514 | 408
| 4516 | 2192.727 | 408
| 4517 | 2192.5559 | 408
| 4518 | 2192.4672 | 408
| 4519 | 2192.2941 | 408
| 4520 | 2192.1127 | 408
| 4521 | 2191.9728 | 408
| 4522 | 2191.8241 | 408
| 4523 | 2191.6013 | 408
| 4524 | 2191.5145 | 408
| 4525 | 2191.4577 | 408
| 4526 | 2191.2078 | 408
| 4527 | 2190.914 | 408
| 4528 | 2190.7752 | 408
| 4529 | 2190.6076 | 408
| 4530 | 2190.4229 | 408
| 4531 | 2190.3379 | 408
| 4532 | 2190.316 | 408
| 4533 | 2190.1061 | 408
| 4534 | 2190.0247 | 408
| 4535 | 2189.882 | 408
| 4536 | 2189.7345 | 408
| 4537 | 2189.6475 | 408
| 4538 | 2189.5604 | 408
| 4539 | 2189.4327 | 408
| 4540 | 2189.3455 | 408
| 4541 | 2189.1484 | 408
| 4542 | 2188.8628 | 408
| 4543 | 2188.7501 | 408
| 4544 | 2188.6378 | 408
| 4545 | 2188.4251 | 408
| 4546 | 2188.2496 | 408
| 4547 | 2188.0987 | 408
| 4548 | 2188.049 | 408
| 4549 | 2187.9401 | 408
| 4550 | 2187.8533 | 408
| 4551 | 2187.6501 | 408
| 4552 | 2187.4188 | 408
| 4553 | 2187.2283 | 408
| 4554 | 2186.9089 | 408
| 4555 | 2186.6694 | 408
| 4556 | 2186.5569 | 408
| 4557 | 2186.4342 | 408
| 4558 | 2186.1852 | 408
| 4559 | 2186.0628 | 408
| 4560 | 2186.0092 | 408
| 4561 | 2185.6824 | 408
| 4562 | 2185.5397 | 408
| 4563 | 2185.3129 | 408
| 4564 | 2185.2102 | 408
| 4565 | 2184.8981 | 408
| 4566 | 2184.7622 | 408
| 4567 | 2184.5907 | 408
| 4568 | 2184.4564 | 408
| 4569 | 2184.3844 | 408
| 4570 | 2184.2933 | 408
| 4571 | 2184.1198 | 408
| 4572 | 2183.8823 | 408
| 4573 | 2183.7504 | 408
| 4574 | 2183.5561 | 408
| 4575 | 2183.5005 | 408
| 4576 | 2183.3478 | 408
| 4577 | 2183.2158 | 408
| 4578 | 2183.1438 | 408
| 4579 | 2182.9339 | 408
| 4580 | 2182.6995 | 408
| 4581 | 2182.6284 | 408
| 4582 | 2182.3331 | 408
| 4583 | 2182.1376 | 408
| 4584 | 2181.9791 | 408
| 4585 | 2181.6686 | 408
| 4586 | 2181.5326 | 408
| 4587 | 2181.347 | 408
| 4588 | 2181.2386 | 408
| 4589 | 2181.1377 | 408
| 4590 | 2181.0026 | 408
| 4591 | 2180.8453 | 408
| 4592 | 2180.6897 | 408
| 4593 | 2180.5255 | 408
| 4594 | 2180.4609 | 408
| 4595 | 2180.3307 | 408
| 4596 | 2180.2773 | 408
| 4597 | 2180.137 | 408
| 4598 | 2180.0597 | 408
| 4599 | 2179.8826 | 408
| 4600 | 2179.7253 | 408
| 4601 | 2179.5194 | 408
| 4602 | 2179.424 | 408
| 4603 | 2179.2718 | 408
| 4604 | 2179.134 | 408
| 4605 | 2179.0302 | 408
| 4606 | 2178.9319 | 408
| 4607 | 2178.798 | 408
| 4608 | 2178.5005 | 408
| 4609 | 2178.4424 | 408
| 4610 | 2178.3147 | 408
| 4611 | 2178.1501 | 408
| 4612 | 2177.8389 | 408
| 4613 | 2177.7028 | 408
| 4614 | 2177.5708 | 408
| 4615 | 2177.3861 | 408
| 4616 | 2177.1598 | 408
| 4617 | 2176.9767 | 408
| 4618 | 2176.8426 | 408
| 4619 | 2176.7516 | 408
| 4620 | 2176.4685 | 408
| 4621 | 2176.1902 | 408
| 4622 | 2176.0355 | 408
| 4623 | 2175.9565 | 408
| 4624 | 2175.8539 | 408
| 4625 | 2175.8036 | 408
| 4626 | 2175.6235 | 408
| 4627 | 2175.4541 | 408
| 4628 | 2175.3452 | 408
| 4629 | 2175.2187 | 408
| 4630 | 2174.8938 | 408
| 4631 | 2174.7835 | 408
| 4632 | 2174.6674 | 408
| 4633 | 2174.544 | 408
| 4634 | 2174.487 | 408
| 4635 | 2174.377 | 408
| 4636 | 2174.2143 | 408
| 4637 | 2174.1009 | 408
| 4638 | 2173.9501 | 408
| 4639 | 2173.8837 | 408
| 4640 | 2173.7917 | 408
| 4641 | 2173.5601 | 408
| 4642 | 2173.4637 | 408
| 4643 | 2173.2403 | 408
| 4644 | 2173.0379 | 408
| 4645 | 2172.8052 | 408
| 4646 | 2172.6457 | 408
| 4647 | 2172.4687 | 408
| 4648 | 2172.348 | 408
| 4649 | 2172.2114 | 408
| 4650 | 2172.0329 | 408
| 4651 | 2171.8149 | 408
| 4652 | 2171.6799 | 408
| 4653 | 2171.3782 | 408
| 4654 | 2171.2976 | 408
| 4655 | 2171.1856 | 408
| 4656 | 2170.951 | 408
| 4657 | 2170.6807 | 408
| 4658 | 2170.5375 | 408
| 4659 | 2170.4237 | 408
| 4660 | 2170.2818 | 408
| 4661 | 2170.0907 | 408
| 4662 | 2169.7898 | 408
| 4663 | 2169.6638 | 408
| 4664 | 2169.3849 | 408
| 4665 | 2169.0661 | 408
| 4666 | 2168.8125 | 408
| 4667 | 2168.6689 | 408
| 4668 | 2168.4946 | 408
| 4669 | 2168.2878 | 408
| 4670 | 2168.1639 | 408
| 4671 | 2167.9635 | 408
| 4672 | 2167.6748 | 408
| 4673 | 2167.5003 | 408
| 4674 | 2167.2502 | 408
| 4675 | 2167.0533 | 408
| 4676 | 2166.8716 | 408
| 4677 | 2166.6891 | 408
| 4678 | 2166.6023 | 408
| 4679 | 2166.4422 | 408
| 4680 | 2166.3328 | 408
| 4681 | 2166.2192 | 408
| 4682 | 2166.1042 | 408
| 4683 | 2165.9807 | 408
| 4684 | 2165.8871 | 408
| 4685 | 2165.6817 | 408
| 4686 | 2165.5995 | 408
| 4687 | 2165.5087 | 408
| 4688 | 2165.4361 | 408
| 4689 | 2165.3827 | 408
| 4690 | 2165.2482 | 408
| 4691 | 2165.0487 | 408
| 4692 | 2164.9655 | 408
| 4693 | 2164.792 | 408
| 4694 | 2164.6155 | 408
| 4695 | 2164.4256 | 408
| 4696 | 2164.2779 | 408
| 4697 | 2164.143 | 408
| 4698 | 2164.0427 | 408
| 4699 | 2163.8354 | 408
| 4700 | 2163.6356 | 408
| 4701 | 2163.3196 | 408
| 4702 | 2163.1829 | 408
| 4703 | 2163.0719 | 408
| 4704 | 2162.9662 | 408
| 4705 | 2162.8922 | 408
| 4706 | 2162.7581 | 408
| 4707 | 2162.671 | 408
| 4708 | 2162.5159 | 408
| 4709 | 2162.2298 | 408
| 4710 | 2162.0827 | 408
| 4711 | 2161.906 | 408
| 4712 | 2161.7948 | 408
| 4713 | 2161.6724 | 408
| 4714 | 2161.5191 | 408
| 4715 | 2161.4421 | 408
| 4716 | 2161.2209 | 408
| 4717 | 2161.1377 | 408
| 4718 | 2160.9297 | 408
| 4719 | 2160.7778 | 408
| 4720 | 2160.6441 | 408
| 4721 | 2160.5444 | 408
| 4722 | 2160.4029 | 408
| 4723 | 2160.1742 | 408
| 4724 | 2159.98 | 408
| 4725 | 2159.9192 | 408
| 4726 | 2159.6819 | 408
| 4727 | 2159.5645 | 408
| 4728 | 2159.4621 | 408
| 4729 | 2159.33 | 408
| 4730 | 2159.132 | 408
| 4731 | 2159.0525 | 408
| 4732 | 2159.0224 | 408
| 4733 | 2158.8301 | 408
| 4734 | 2158.638 | 408
| 4735 | 2158.5044 | 408
| 4736 | 2158.3708 | 408
| 4737 | 2158.2591 | 408
| 4738 | 2158.1274 | 408
| 4739 | 2158.0606 | 408
| 4740 | 2157.8925 | 408
| 4741 | 2157.7221 | 408
| 4742 | 2157.568 | 408
| 4743 | 2157.1967 | 408
| 4744 | 2156.9487 | 408
| 4745 | 2156.6624 | 408
| 4746 | 2156.3773 | 408
| 4747 | 2156.1825 | 408
| 4748 | 2155.9407 | 408
| 4749 | 2155.7256 | 408
| 4750 | 2155.5093 | 408
| 4751 | 2155.3496 | 408
| 4752 | 2155.2516 | 408
| 4753 | 2155.0942 | 408
| 4754 | 2154.9092 | 408
| 4755 | 2154.7326 | 408
| 4756 | 2154.5885 | 408
| 4757 | 2154.4621 | 408
| 4758 | 2154.2278 | 408
| 4759 | 2154.1334 | 408
| 4760 | 2154.0657 | 408
| 4761 | 2153.8754 | 408
| 4762 | 2153.7824 | 408
| 4763 | 2153.478 | 408
| 4764 | 2153.4181 | 408
| 4765 | 2153.2718 | 408
| 4766 | 2153.1909 | 408
| 4767 | 2152.9849 | 408
| 4768 | 2152.7144 | 408
| 4769 | 2152.3544 | 408
| 4770 | 2152.2792 | 408
| 4771 | 2151.7736 | 408
| 4772 | 2151.6982 | 408
| 4773 | 2151.4962 | 408
| 4774 | 2151.3224 | 408
| 4775 | 2151.163 | 408
| 4776 | 2151.0656 | 408
| 4777 | 2150.9059 | 408
| 4778 | 2150.6901 | 408
| 4779 | 2150.6447 | 408
| 4780 | 2150.4648 | 408
| 4781 | 2150.3226 | 408
| 4782 | 2150.1816 | 408
| 4783 | 2149.8175 | 408
| 4784 | 2149.6812 | 408
| 4785 | 2149.431 | 408
| 4786 | 2149.2226 | 408
| 4787 | 2149.0129 | 408
| 4788 | 2148.8794 | 408
| 4789 | 2148.7612 | 408
| 4790 | 2148.4225 | 408
| 4791 | 2148.3173 | 408
| 4792 | 2148.0665 | 408
| 4793 | 2147.9456 | 408
| 4794 | 2147.7944 | 408
| 4795 | 2147.6015 | 408
| 4796 | 2147.5301 | 408
| 4797 | 2147.3594 | 408
| 4798 | 2147.1978 | 408
| 4799 | 2146.9513 | 408
| 4800 | 2146.8543 | 408
| 4801 | 2146.706 | 408
| 4802 | 2146.4864 | 408
| 4803 | 2146.3633 | 408
| 4804 | 2146.2545 | 408
| 4805 | 2146.18 | 408
| 4806 | 2146.1149 | 408
| 4807 | 2145.8259 | 408
| 4808 | 2145.6029 | 408
| 4809 | 2145.4233 | 408
| 4810 | 2145.2603 | 408
| 4811 | 2145.0002 | 408
| 4812 | 2144.832 | 408
| 4813 | 2144.668 | 408
| 4814 | 2144.5255 | 408
| 4815 | 2144.3243 | 408
| 4816 | 2144.2276 | 408
| 4817 | 2144.1326 | 408
| 4818 | 2144.1004 | 408
| 4819 | 2143.9816 | 408
| 4820 | 2143.7818 | 408
| 4821 | 2143.5953 | 408
| 4822 | 2143.2911 | 408
| 4823 | 2143.115 | 408
| 4824 | 2142.8845 | 408
| 4825 | 2142.7473 | 408
| 4826 | 2142.5707 | 408
| 4827 | 2142.395 | 408
| 4828 | 2142.1165 | 408
| 4829 | 2141.9437 | 408
| 4830 | 2141.8344 | 408
| 4831 | 2141.6864 | 408
| 4832 | 2141.6272 | 408
| 4833 | 2141.4671 | 408
| 4834 | 2141.3285 | 408
| 4835 | 2141.1345 | 408
| 4836 | 2141.0181 | 408
| 4837 | 2140.7869 | 408
| 4838 | 2140.6336 | 408
| 4839 | 2140.5569 | 408
| 4840 | 2140.4726 | 408
| 4841 | 2140.0817 | 408
| 4842 | 2139.786 | 408
| 4843 | 2139.493 | 408
| 4844 | 2139.2712 | 408
| 4845 | 2139.1641 | 408
| 4846 | 2139.0994 | 408
| 4847 | 2138.9711 | 408
| 4848 | 2138.7449 | 408
| 4849 | 2138.6027 | 408
| 4850 | 2138.4158 | 408
| 4851 | 2138.2571 | 408
| 4852 | 2138.0769 | 408
| 4853 | 2137.8958 | 408
| 4854 | 2137.7809 | 408
| 4855 | 2137.6032 | 408
| 4856 | 2137.3361 | 408
| 4857 | 2137.1606 | 408
| 4858 | 2137.0444 | 408
| 4859 | 2136.8157 | 408
| 4860 | 2136.5472 | 408
| 4861 | 2136.4275 | 408
| 4862 | 2136.281 | 408
| 4863 | 2136.1238 | 408
| 4864 | 2135.9376 | 408
| 4865 | 2135.8415 | 408
| 4866 | 2135.7454 | 408
| 4867 | 2135.5253 | 408
| 4868 | 2135.4597 | 408
| 4869 | 2135.1998 | 408
| 4870 | 2135.0091 | 408
| 4871 | 2134.8244 | 408
| 4872 | 2134.742 | 408
| 4873 | 2134.5821 | 408
| 4874 | 2134.3405 | 408
| 4875 | 2134.2639 | 408
| 4876 | 2134.2052 | 408
| 4877 | 2134.1436 | 408
| 4878 | 2134.0521 | 408
| 4879 | 2133.9456 | 408
| 4880 | 2133.8086 | 408
| 4881 | 2133.6938 | 408
| 4882 | 2133.6136 | 408
| 4883 | 2133.424 | 408
| 4884 | 2133.2814 | 408
| 4885 | 2133.1591 | 408
| 4886 | 2132.9848 | 408
| 4887 | 2132.749 | 408
| 4888 | 2132.6484 | 408
| 4889 | 2132.5051 | 408
| 4890 | 2132.3464 | 408
| 4891 | 2132.2335 | 408
| 4892 | 2132.1107 | 408
| 4893 | 2131.9468 | 408
| 4894 | 2131.7408 | 408
| 4895 | 2131.5805 | 408
| 4896 | 2131.4799 | 408
| 4897 | 2131.2071 | 408
| 4898 | 2131.0194 | 408
| 4899 | 2130.9296 | 408
| 4900 | 2130.8437 | 408
| 4901 | 2130.7852 | 408
| 4902 | 2130.6704 | 408
| 4903 | 2130.5484 | 408
| 4904 | 2130.4385 | 408
| 4905 | 2130.0373 | 408
| 4906 | 2129.8721 | 408
| 4907 | 2129.7845 | 408
| 4908 | 2129.6121 | 408
| 4909 | 2129.4332 | 408
| 4910 | 2129.2343 | 408
| 4911 | 2129.0913 | 408
| 4912 | 2128.7091 | 408
| 4913 | 2128.4509 | 408
| 4914 | 2128.0983 | 408
| 4915 | 2127.8651 | 408
| 4916 | 2127.773 | 408
| 4917 | 2127.5838 | 408
| 4918 | 2127.4107 | 408
| 4919 | 2127.2395 | 408
| 4920 | 2127.1282 | 408
| 4921 | 2126.9599 | 408
| 4922 | 2126.7313 | 408
| 4923 | 2126.5158 | 408
| 4924 | 2126.2424 | 408
| 4925 | 2126.0985 | 408
| 4926 | 2125.9461 | 408
| 4927 | 2125.7416 | 408
| 4928 | 2125.4513 | 408
| 4929 | 2125.313 | 408
| 4930 | 2125.0662 | 408
| 4931 | 2124.8791 | 408
| 4932 | 2124.7146 | 408
| 4933 | 2124.5006 | 408
| 4934 | 2124.3907 | 408
| 4935 | 2124.1922 | 408
| 4936 | 2124.0706 | 408
| 4937 | 2123.9544 | 408
| 4938 | 2123.8979 | 408
| 4939 | 2123.73 | 408
| 4940 | 2123.5376 | 408
| 4941 | 2123.4229 | 408
| 4942 | 2123.2541 | 408
| 4943 | 2123.0297 | 408
| 4944 | 2122.8378 | 408
| 4945 | 2122.6756 | 408
| 4946 | 2122.6103 | 408
| 4947 | 2122.3227 | 408
| 4948 | 2122.2021 | 408
| 4949 | 2122.1297 | 408
| 4950 | 2122.0023 | 408
| 4951 | 2121.8775 | 408
| 4952 | 2121.7411 | 408
| 4953 | 2121.5784 | 408
| 4954 | 2121.3522 | 408
| 4955 | 2121.1875 | 408
| 4956 | 2120.9949 | 408
| 4957 | 2120.5958 | 408
| 4958 | 2120.319 | 408
| 4959 | 2120.2208 | 408
| 4960 | 2120.0881 | 408
| 4961 | 2119.7974 | 408
| 4962 | 2119.6862 | 408
| 4963 | 2119.6359 | 408
| 4964 | 2119.5699 | 408
| 4965 | 2119.3847 | 408
| 4966 | 2119.0832 | 408
| 4967 | 2119.0137 | 408
| 4968 | 2118.9061 | 408
| 4969 | 2118.6427 | 408
| 4970 | 2118.5178 | 408
| 4971 | 2118.3339 | 408
| 4972 | 2118.1409 | 408
| 4973 | 2117.9951 | 408
| 4974 | 2117.93 | 408
| 4975 | 2117.7272 | 408
| 4976 | 2117.5223 | 408
| 4977 | 2117.207 | 408
| 4978 | 2117.0271 | 408
| 4979 | 2116.8092 | 408
| 4980 | 2116.7109 | 408
| 4981 | 2116.5946 | 408
| 4982 | 2116.3453 | 408
| 4983 | 2116.0876 | 408
| 4984 | 2115.9835 | 408
| 4985 | 2115.7332 | 408
| 4986 | 2115.5382 | 408
| 4987 | 2115.4473 | 408
| 4988 | 2115.2728 | 408
| 4989 | 2115.1173 | 408
| 4990 | 2115.0405 | 408
| 4991 | 2114.6799 | 408
| 4992 | 2114.631 | 408
| 4993 | 2114.3629 | 408
| 4994 | 2114.1509 | 408
| 4995 | 2113.9272 | 408
| 4996 | 2113.8242 | 408
| 4997 | 2113.591 | 408
| 4998 | 2113.296 | 408
| 4999 | 2113.1351 | 408
| 5000 | 2113.0184 | 408
| 5001 | 2112.9238 | 408
| 5002 | 2112.7701 | 408
| 5003 | 2112.6816 | 408
| 5004 | 2112.5247 | 408
| 5005 | 2112.3071 | 408
| 5006 | 2112.148 | 408
| 5007 | 2111.8412 | 408
| 5008 | 2111.5427 | 408
| 5009 | 2111.4077 | 408
| 5010 | 2111.3201 | 408
| 5011 | 2111.254 | 408
| 5012 | 2111.1282 | 408
| 5013 | 2110.8832 | 408
| 5014 | 2110.6737 | 408
| 5015 | 2110.4928 | 408
| 5016 | 2110.3638 | 408
| 5017 | 2110.1252 | 408
| 5018 | 2110.0549 | 408
| 5019 | 2109.8782 | 408
| 5020 | 2109.7603 | 408
| 5021 | 2109.6389 | 408
| 5022 | 2109.3788 | 408
| 5023 | 2109.0591 | 408
| 5024 | 2108.8868 | 408
| 5025 | 2108.6971 | 408
| 5026 | 2108.5969 | 408
| 5027 | 2108.3937 | 408
| 5028 | 2108.2958 | 408
| 5029 | 2108.1455 | 408
| 5030 | 2107.9665 | 408
| 5031 | 2107.7977 | 408
| 5032 | 2107.6434 | 408
| 5033 | 2107.477 | 408
| 5034 | 2107.2307 | 408
| 5035 | 2107.1058 | 408
| 5036 | 2106.9864 | 408
| 5037 | 2106.8956 | 408
| 5038 | 2106.7463 | 408
| 5039 | 2106.5928 | 408
| 5040 | 2106.3801 | 408
| 5041 | 2106.2573 | 408
| 5042 | 2106.1205 | 408
| 5043 | 2105.8509 | 408
| 5044 | 2105.6656 | 408
| 5045 | 2105.5879 | 408
| 5046 | 2105.3768 | 408
| 5047 | 2105.2528 | 408
| 5048 | 2105.0282 | 408
| 5049 | 2104.8365 | 408
| 5050 | 2104.6076 | 408
| 5051 | 2104.5129 | 408
| 5052 | 2104.3826 | 408
| 5053 | 2104.1292 | 408
| 5054 | 2103.9299 | 408
| 5055 | 2103.8204 | 408
| 5056 | 2103.6926 | 408
| 5057 | 2103.6 | 408
| 5058 | 2103.4856 | 408
| 5059 | 2103.3761 | 408
| 5060 | 2103.239 | 408
| 5061 | 2103.1237 | 408
| 5062 | 2102.9385 | 408
| 5063 | 2102.8018 | 408
| 5064 | 2102.443 | 408
| 5065 | 2102.335 | 408
| 5066 | 2102.1744 | 408
| 5067 | 2101.9627 | 408
| 5068 | 2101.7301 | 408
| 5069 | 2101.4263 | 408
| 5070 | 2101.2227 | 408
| 5071 | 2100.9123 | 408
| 5072 | 2100.6107 | 408
| 5073 | 2100.3162 | 408
| 5074 | 2100.0351 | 408
| 5075 | 2099.9171 | 408
| 5076 | 2099.7717 | 408
| 5077 | 2099.6541 | 408
| 5078 | 2099.5224 | 408
| 5079 | 2099.2417 | 408
| 5080 | 2099.1082 | 408
| 5081 | 2098.9257 | 408
| 5082 | 2098.7607 | 408
| 5083 | 2098.6516 | 408
| 5084 | 2098.4621 | 408
| 5085 | 2098.2804 | 408
| 5086 | 2098.059 | 408
| 5087 | 2097.5672 | 408
| 5088 | 2097.4856 | 408
| 5089 | 2097.2574 | 408
| 5090 | 2096.8369 | 408
| 5091 | 2096.6375 | 408
| 5092 | 2096.4158 | 408
| 5093 | 2096.2498 | 408
| 5094 | 2095.9895 | 408
| 5095 | 2095.9051 | 408
| 5096 | 2095.7975 | 408
| 5097 | 2095.5631 | 408
| 5098 | 2095.4674 | 408
| 5099 | 2095.3323 | 408
| 5100 | 2095.234 | 408
| 5101 | 2095.0159 | 408
| 5102 | 2094.7969 | 408
| 5103 | 2094.5303 | 408
| 5104 | 2094.2651 | 408
| 5105 | 2094.1508 | 408
| 5106 | 2093.999 | 408
| 5107 | 2093.8368 | 408
| 5108 | 2093.6691 | 408
| 5109 | 2093.5483 | 408
| 5110 | 2093.4086 | 408
| 5111 | 2093.3085 | 408
| 5112 | 2092.9739 | 408
| 5113 | 2092.7657 | 408
| 5114 | 2092.6083 | 408
| 5115 | 2092.2849 | 408
| 5116 | 2092.0388 | 408
| 5117 | 2091.9392 | 408
| 5118 | 2091.8159 | 408
| 5119 | 2091.6677 | 408
| 5120 | 2091.521 | 408
| 5121 | 2091.3731 | 408
| 5122 | 2091.2083 | 408
| 5123 | 2091.0469 | 408
| 5124 | 2090.8138 | 408
| 5125 | 2090.6628 | 408
| 5126 | 2090.4654 | 408
| 5127 | 2090.2708 | 408
| 5128 | 2090.0743 | 408
| 5129 | 2089.8817 | 408
| 5130 | 2089.7448 | 408
| 5131 | 2089.4598 | 408
| 5132 | 2089.2711 | 408
| 5133 | 2089.0345 | 408
| 5134 | 2088.7893 | 408
| 5135 | 2088.6731 | 408
| 5136 | 2088.5669 | 408
| 5137 | 2088.2684 | 408
| 5138 | 2088.1256 | 408
| 5139 | 2087.6646 | 408
| 5140 | 2087.4281 | 408
| 5141 | 2087.2475 | 408
| 5142 | 2087.1395 | 408
| 5143 | 2086.8143 | 408
| 5144 | 2086.6295 | 408
| 5145 | 2086.4402 | 408
| 5146 | 2086.1877 | 408
| 5147 | 2085.9163 | 408
| 5148 | 2085.8167 | 408
| 5149 | 2085.7089 | 408
| 5150 | 2085.55 | 408
| 5151 | 2085.4368 | 408
| 5152 | 2085.3812 | 408
| 5153 | 2085.2389 | 408
| 5154 | 2085.0647 | 408
| 5155 | 2084.6903 | 408
| 5156 | 2084.5927 | 408
| 5157 | 2084.3575 | 408
| 5158 | 2084.1218 | 408
| 5159 | 2084.0089 | 408
| 5160 | 2083.7234 | 408
| 5161 | 2083.6423 | 408
| 5162 | 2083.5578 | 408
| 5163 | 2083.4225 | 408
| 5164 | 2083.2908 | 408
| 5165 | 2083.2253 | 408
| 5166 | 2083.1175 | 408
| 5167 | 2082.9277 | 408
| 5168 | 2082.6941 | 408
| 5169 | 2082.5443 | 408
| 5170 | 2082.3742 | 408
| 5171 | 2082.2767 | 408
| 5172 | 2081.867 | 408
| 5173 | 2081.6042 | 408
| 5174 | 2081.4343 | 408
| 5175 | 2081.1946 | 408
| 5176 | 2081.1086 | 408
| 5177 | 2080.9719 | 408
| 5178 | 2080.7075 | 408
| 5179 | 2080.4607 | 408
| 5180 | 2080.302 | 408
| 5181 | 2080.1282 | 408
| 5182 | 2079.8834 | 408
| 5183 | 2079.7647 | 408
| 5184 | 2079.6406 | 408
| 5185 | 2079.466 | 408
| 5186 | 2079.2678 | 408
| 5187 | 2079.0939 | 408
| 5188 | 2079.0462 | 408
| 5189 | 2078.7933 | 408
| 5190 | 2078.5379 | 408
| 5191 | 2078.2305 | 408
| 5192 | 2078.0632 | 408
| 5193 | 2077.7259 | 408
| 5194 | 2077.5992 | 408
| 5195 | 2077.4606 | 408
| 5196 | 2077.3042 | 408
| 5197 | 2077.1592 | 408
| 5198 | 2076.919 | 408
| 5199 | 2076.6814 | 408
| 5200 | 2076.4497 | 408
| 5201 | 2076.3173 | 408
| 5202 | 2076.244 | 408
| 5203 | 2075.995 | 408
| 5204 | 2075.8903 | 408
| 5205 | 2075.757 | 408
| 5206 | 2075.6679 | 408
| 5207 | 2075.4344 | 408
| 5208 | 2075.2792 | 408
| 5209 | 2075.0341 | 408
| 5210 | 2074.8069 | 408
| 5211 | 2074.681 | 408
| 5212 | 2074.5091 | 408
| 5213 | 2074.3255 | 408
| 5214 | 2074.1437 | 408
| 5215 | 2074.0023 | 408
| 5216 | 2073.8424 | 408
| 5217 | 2073.7137 | 408
| 5218 | 2073.5225 | 408
| 5219 | 2073.2972 | 408
| 5220 | 2073.1941 | 408
| 5221 | 2073.0392 | 408
| 5222 | 2072.9384 | 408
| 5223 | 2072.7957 | 408
| 5224 | 2072.6874 | 408
| 5225 | 2072.2667 | 408
| 5226 | 2072.1133 | 408
| 5227 | 2072.0342 | 408
| 5228 | 2071.8321 | 408
| 5229 | 2071.6886 | 408
| 5230 | 2071.4237 | 408
| 5231 | 2071.3352 | 408
| 5232 | 2071.199 | 408
| 5233 | 2071.078 | 408
| 5234 | 2070.9948 | 408
| 5235 | 2070.8576 | 408
| 5236 | 2070.769 | 408
| 5237 | 2070.6004 | 408
| 5238 | 2070.2782 | 408
| 5239 | 2070.037 | 408
| 5240 | 2069.9389 | 408
| 5241 | 2069.7207 | 408
| 5242 | 2069.51 | 408
| 5243 | 2069.3774 | 408
| 5244 | 2069.2648 | 408
| 5245 | 2069.1272 | 408
| 5246 | 2068.937 | 408
| 5247 | 2068.7841 | 408
| 5248 | 2068.5028 | 408
| 5249 | 2068.1808 | 408
| 5250 | 2068.1082 | 408
| 5251 | 2067.9868 | 408
| 5252 | 2067.8851 | 408
| 5253 | 2067.709 | 408
| 5254 | 2067.5692 | 408
| 5255 | 2067.4707 | 408
| 5256 | 2067.2678 | 408
| 5257 | 2067.0814 | 408
| 5258 | 2066.8511 | 408
| 5259 | 2066.5922 | 408
| 5260 | 2066.5109 | 408
| 5261 | 2066.4613 | 408
| 5262 | 2066.3792 | 408
| 5263 | 2066.1886 | 408
| 5264 | 2065.9994 | 408
| 5265 | 2065.8693 | 408
| 5266 | 2065.6582 | 408
| 5267 | 2065.4449 | 408
| 5268 | 2065.3313 | 408
| 5269 | 2065.1295 | 408
| 5270 | 2064.9092 | 408
| 5271 | 2064.7082 | 408
| 5272 | 2064.1752 | 408
| 5273 | 2064.0473 | 408
| 5274 | 2063.7693 | 408
| 5275 | 2063.6459 | 408
| 5276 | 2063.3767 | 408
| 5277 | 2062.9425 | 408
| 5278 | 2062.9051 | 408
| 5279 | 2062.7514 | 408
| 5280 | 2062.6395 | 408
| 5281 | 2062.1246 | 408
| 5282 | 2061.7844 | 408
| 5283 | 2061.5888 | 408
| 5284 | 2061.4945 | 408
| 5285 | 2061.2716 | 408
| 5286 | 2061.0619 | 408
| 5287 | 2060.6384 | 408
| 5288 | 2060.585 | 408
| 5289 | 2060.3487 | 408
| 5290 | 2060.0564 | 408
| 5291 | 2059.799 | 408
| 5292 | 2059.594 | 408
| 5293 | 2059.468 | 408
| 5294 | 2059.3408 | 408
| 5295 | 2059.1307 | 408
| 5296 | 2058.9917 | 408
| 5297 | 2058.7343 | 408
| 5298 | 2058.5713 | 408
| 5299 | 2058.2324 | 408
| 5300 | 2058.0225 | 408
| 5301 | 2057.9126 | 408
| 5302 | 2057.6743 | 408
| 5303 | 2057.4985 | 408
| 5304 | 2057.3197 | 408
| 5305 | 2057.2218 | 408
| 5306 | 2056.9873 | 408
| 5307 | 2056.6804 | 408
| 5308 | 2056.5696 | 408
| 5309 | 2056.4051 | 408
| 5310 | 2056.1792 | 408
| 5311 | 2055.9116 | 408
| 5312 | 2055.5864 | 408
| 5313 | 2055.4187 | 408
| 5314 | 2055.0545 | 408
| 5315 | 2054.7282 | 408
| 5316 | 2054.6159 | 408
| 5317 | 2054.337 | 408
| 5318 | 2054.1888 | 408
| 5319 | 2054.1099 | 408
| 5320 | 2053.8588 | 408
| 5321 | 2053.8206 | 408
| 5322 | 2053.6767 | 408
| 5323 | 2053.3119 | 408
| 5324 | 2052.9568 | 408
| 5325 | 2052.6812 | 408
| 5326 | 2052.4052 | 408
| 5327 | 2052.184 | 408
| 5328 | 2051.9245 | 408
| 5329 | 2051.686 | 408
| 5330 | 2051.4919 | 408
| 5331 | 2051.4278 | 408
| 5332 | 2051.3071 | 408
| 5333 | 2051.1934 | 408
| 5334 | 2050.9756 | 408
| 5335 | 2050.908 | 408
| 5336 | 2050.8792 | 408
| 5337 | 2050.7602 | 408
| 5338 | 2050.6682 | 408
| 5339 | 2050.4754 | 408
| 5340 | 2050.3031 | 408
| 5341 | 2050.1359 | 408
| 5342 | 2049.9295 | 408
| 5343 | 2049.7617 | 408
| 5344 | 2049.5691 | 408
| 5345 | 2049.2696 | 408
| 5346 | 2049.0385 | 408
| 5347 | 2048.7686 | 408
| 5348 | 2048.5644 | 408
| 5349 | 2048.3864 | 408
| 5350 | 2048.1075 | 408
| 5351 | 2047.8727 | 408
| 5352 | 2047.6524 | 408
| 5353 | 2047.3945 | 408
| 5354 | 2047.0889 | 408
| 5355 | 2047.0189 | 408
| 5356 | 2046.7705 | 408
| 5357 | 2046.6264 | 408
| 5358 | 2046.4026 | 408
| 5359 | 2046.2376 | 408
| 5360 | 2046.1085 | 408
| 5361 | 2046.0066 | 408
| 5362 | 2045.7931 | 408
| 5363 | 2045.6025 | 408
| 5364 | 2045.4393 | 408
| 5365 | 2045.2717 | 408
| 5366 | 2045.1414 | 408
| 5367 | 2045.0409 | 408
| 5368 | 2044.9412 | 408
| 5369 | 2044.7981 | 408
| 5370 | 2044.655 | 408
| 5371 | 2044.3993 | 408
| 5372 | 2044.0923 | 408
| 5373 | 2043.9219 | 408
| 5374 | 2043.7391 | 408
| 5375 | 2043.5632 | 408
| 5376 | 2043.2994 | 408
| 5377 | 2043.1031 | 408
| 5378 | 2042.8315 | 408
| 5379 | 2042.4879 | 408
| 5380 | 2042.3394 | 408
| 5381 | 2042.2079 | 408
| 5382 | 2041.9248 | 408
| 5383 | 2041.7465 | 408
| 5384 | 2041.4321 | 408
| 5385 | 2041.1164 | 408
| 5386 | 2040.8802 | 408
| 5387 | 2040.7659 | 408
| 5388 | 2040.5346 | 408
| 5389 | 2040.2281 | 408
| 5390 | 2040.0779 | 408
| 5391 | 2039.9008 | 408
| 5392 | 2039.8445 | 408
| 5393 | 2039.5234 | 408
| 5394 | 2039.2871 | 408
| 5395 | 2039.1217 | 408
| 5396 | 2038.9588 | 408
| 5397 | 2038.7665 | 408
| 5398 | 2038.638 | 408
| 5399 | 2038.3819 | 408
| 5400 | 2038.2274 | 408
| 5401 | 2038.1219 | 408
| 5402 | 2037.8923 | 408
| 5403 | 2037.6876 | 408
| 5404 | 2037.5722 | 408
| 5405 | 2037.4349 | 408
| 5406 | 2037.2141 | 408
| 5407 | 2037.051 | 408
| 5408 | 2036.8744 | 408
| 5409 | 2036.7675 | 408
| 5410 | 2036.5123 | 408
| 5411 | 2036.4002 | 408
| 5412 | 2036.314 | 408
| 5413 | 2036.0788 | 408
| 5414 | 2036.0046 | 408
| 5415 | 2035.8632 | 408
| 5416 | 2035.6066 | 408
| 5417 | 2035.4909 | 408
| 5418 | 2035.1825 | 408
| 5419 | 2035.0594 | 408
| 5420 | 2034.928 | 408
| 5421 | 2034.7564 | 408
| 5422 | 2034.4748 | 408
| 5423 | 2034.3144 | 408
| 5424 | 2034.1504 | 408
| 5425 | 2033.9999 | 408
| 5426 | 2033.836 | 408
| 5427 | 2033.5631 | 408
| 5428 | 2033.3036 | 408
| 5429 | 2033.0997 | 408
| 5430 | 2033.0224 | 408
| 5431 | 2032.887 | 408
| 5432 | 2032.643 | 408
| 5433 | 2032.4573 | 408
| 5434 | 2032.2523 | 408
| 5435 | 2032.1648 | 408
| 5436 | 2031.9277 | 408
| 5437 | 2031.5641 | 408
| 5438 | 2031.4441 | 408
| 5439 | 2031.2102 | 408
| 5440 | 2031.0345 | 408
| 5441 | 2030.9713 | 408
| 5442 | 2030.8368 | 408
| 5443 | 2030.7103 | 408
| 5444 | 2030.6551 | 408
| 5445 | 2030.4317 | 408
| 5446 | 2030.1609 | 408
| 5447 | 2029.8647 | 408
| 5448 | 2029.6974 | 408
| 5449 | 2029.3597 | 408
| 5450 | 2029.1366 | 408
| 5451 | 2029.0511 | 408
| 5452 | 2028.6148 | 408
| 5453 | 2028.4322 | 408
| 5454 | 2028.2374 | 408
| 5455 | 2028.0556 | 408
| 5456 | 2027.9491 | 408
| 5457 | 2027.7676 | 408
| 5458 | 2027.5696 | 408
| 5459 | 2027.4577 | 408
| 5460 | 2027.349 | 408
| 5461 | 2027.1886 | 408
| 5462 | 2027.129 | 408
| 5463 | 2026.8505 | 408
| 5464 | 2026.4851 | 408
| 5465 | 2026.4237 | 408
| 5466 | 2026.2291 | 408
| 5467 | 2026.061 | 408
| 5468 | 2025.9906 | 408
| 5469 | 2025.7991 | 408
| 5470 | 2025.5678 | 408
| 5471 | 2025.4592 | 408
| 5472 | 2024.9304 | 408
| 5473 | 2024.6799 | 408
| 5474 | 2024.5592 | 408
| 5475 | 2024.3306 | 408
| 5476 | 2024.2086 | 408
| 5477 | 2024.0163 | 408
| 5478 | 2023.9724 | 408
| 5479 | 2023.8287 | 408
| 5480 | 2023.4571 | 408
| 5481 | 2023.2873 | 408
| 5482 | 2023.0093 | 408
| 5483 | 2022.9184 | 408
| 5484 | 2022.8138 | 408
| 5485 | 2022.6522 | 408
| 5486 | 2022.3718 | 408
| 5487 | 2022.354 | 408
| 5488 | 2022.2651 | 408
| 5489 | 2022.1678 | 408
| 5490 | 2022.0515 | 408
| 5491 | 2021.7161 | 408
| 5492 | 2021.603 | 408
| 5493 | 2021.5153 | 408
| 5494 | 2021.4396 | 408
| 5495 | 2021.1785 | 408
| 5496 | 2020.9291 | 408
| 5497 | 2020.7337 | 408
| 5498 | 2020.6554 | 408
| 5499 | 2020.5377 | 408
| 5500 | 2020.3263 | 408
| 5501 | 2020.1978 | 408
| 5502 | 2020.0891 | 408
| 5503 | 2019.9392 | 408
| 5504 | 2019.8714 | 408
| 5505 | 2019.7696 | 408
| 5506 | 2019.5029 | 408
| 5507 | 2019.4249 | 408
| 5508 | 2019.2763 | 408
| 5509 | 2019.0847 | 408
| 5510 | 2018.879 | 408
| 5511 | 2018.835 | 408
| 5512 | 2018.6386 | 408
| 5513 | 2018.5041 | 408
| 5514 | 2018.3692 | 408
| 5515 | 2018.312 | 408
| 5516 | 2018.1041 | 408
| 5517 | 2017.9117 | 408
| 5518 | 2017.8462 | 408
| 5519 | 2017.6632 | 408
| 5520 | 2017.4594 | 408
| 5521 | 2017.2161 | 408
| 5522 | 2017.1064 | 408
| 5523 | 2016.9799 | 408
| 5524 | 2016.8763 | 408
| 5525 | 2016.6848 | 408
| 5526 | 2016.5423 | 408
| 5527 | 2016.2135 | 408
| 5528 | 2015.8833 | 408
| 5529 | 2015.7631 | 408
| 5530 | 2015.5305 | 408
| 5531 | 2015.4064 | 408
| 5532 | 2015.2445 | 408
| 5533 | 2014.9656 | 408
| 5534 | 2014.8977 | 408
| 5535 | 2014.6011 | 408
| 5536 | 2014.5238 | 408
| 5537 | 2014.4559 | 408
| 5538 | 2014.3174 | 408
| 5539 | 2014.1043 | 408
| 5540 | 2013.8953 | 408
| 5541 | 2013.5121 | 408
| 5542 | 2013.2681 | 408
| 5543 | 2013.2277 | 408
| 5544 | 2013.0217 | 408
| 5545 | 2012.817 | 408
| 5546 | 2012.6809 | 408
| 5547 | 2012.3508 | 408
| 5548 | 2012.208 | 408
| 5549 | 2012.1448 | 408
| 5550 | 2011.8906 | 408
| 5551 | 2011.7457 | 408
| 5552 | 2011.5502 | 408
| 5553 | 2011.3951 | 408
| 5554 | 2011.1707 | 408
| 5555 | 2010.8784 | 408
| 5556 | 2010.5125 | 408
| 5557 | 2010.3116 | 408
| 5558 | 2010.1819 | 408
| 5559 | 2009.9765 | 408
| 5560 | 2009.8909 | 408
| 5561 | 2009.7549 | 408
| 5562 | 2009.558 | 408
| 5563 | 2009.3723 | 408
| 5564 | 2009.2158 | 408
| 5565 | 2008.8838 | 408
| 5566 | 2008.638 | 408
| 5567 | 2008.469 | 408
| 5568 | 2008.1665 | 408
| 5569 | 2008.0602 | 408
| 5570 | 2007.8812 | 408
| 5571 | 2007.6476 | 408
| 5572 | 2007.4588 | 408
| 5573 | 2007.4274 | 408
| 5574 | 2007.2801 | 408
| 5575 | 2006.8836 | 408
| 5576 | 2006.8185 | 408
| 5577 | 2006.6241 | 408
| 5578 | 2006.2252 | 408
| 5579 | 2006.0851 | 408
| 5580 | 2005.8497 | 408
| 5581 | 2005.563 | 408
| 5582 | 2005.3319 | 408
| 5583 | 2005.2384 | 408
| 5584 | 2005.0376 | 408
| 5585 | 2004.8926 | 408
| 5586 | 2004.7733 | 408
| 5587 | 2004.6477 | 408
| 5588 | 2004.6051 | 408
| 5589 | 2004.4728 | 408
| 5590 | 2004.3507 | 408
| 5591 | 2004.1075 | 408
| 5592 | 2003.9236 | 408
| 5593 | 2003.7504 | 408
| 5594 | 2003.6189 | 408
| 5595 | 2003.5166 | 408
| 5596 | 2003.2562 | 408
| 5597 | 2003.0893 | 408
| 5598 | 2002.924 | 408
| 5599 | 2002.8282 | 408
| 5600 | 2002.7465 | 408
| 5601 | 2002.592 | 408
| 5602 | 2002.3307 | 408
| 5603 | 2002.1883 | 408
| 5604 | 2001.9273 | 408
| 5605 | 2001.5941 | 408
| 5606 | 2001.4233 | 408
| 5607 | 2001.2408 | 408
| 5608 | 2001.14 | 408
| 5609 | 2000.944 | 408
| 5610 | 2000.8641 | 408
| 5611 | 2000.6337 | 408
| 5612 | 2000.458 | 408
| 5613 | 2000.4024 | 408
| 5614 | 2000.2328 | 408
| 5615 | 2000.0634 | 408
| 5616 | 1999.9523 | 408
| 5617 | 1999.7269 | 408
| 5618 | 1999.5504 | 408
| 5619 | 1999.4125 | 408
| 5620 | 1999.2145 | 408
| 5621 | 1999.0919 | 408
| 5622 | 1998.9751 | 408
| 5623 | 1998.7583 | 408
| 5624 | 1998.5857 | 408
| 5625 | 1998.3713 | 408
| 5626 | 1998.1788 | 408
| 5627 | 1997.9299 | 408
| 5628 | 1997.7804 | 408
| 5629 | 1997.4527 | 408
| 5630 | 1997.3392 | 408
| 5631 | 1997.1549 | 408
| 5632 | 1996.92 | 408
| 5633 | 1996.6171 | 408
| 5634 | 1996.4395 | 408
| 5635 | 1996.2318 | 408
| 5636 | 1996.1141 | 408
| 5637 | 1995.9215 | 408
| 5638 | 1995.7795 | 408
| 5639 | 1995.639 | 408
| 5640 | 1995.3427 | 408
| 5641 | 1995.199 | 408
| 5642 | 1995.0013 | 408
| 5643 | 1994.7501 | 408
| 5644 | 1994.5828 | 408
| 5645 | 1994.3956 | 408
| 5646 | 1994.2282 | 408
| 5647 | 1994.1129 | 408
| 5648 | 1994.0212 | 408
| 5649 | 1993.9151 | 408
| 5650 | 1993.8418 | 408
| 5651 | 1993.7188 | 408
| 5652 | 1993.4821 | 408
| 5653 | 1993.3421 | 408
| 5654 | 1993.1321 | 408
| 5655 | 1992.9458 | 408
| 5656 | 1992.7614 | 408
| 5657 | 1992.6013 | 408
| 5658 | 1992.499 | 408
| 5659 | 1992.3188 | 408
| 5660 | 1992.1078 | 408
| 5661 | 1991.896 | 408
| 5662 | 1991.703 | 408
| 5663 | 1991.5626 | 408
| 5664 | 1991.3629 | 408
| 5665 | 1991.2551 | 408
| 5666 | 1990.8308 | 408
| 5667 | 1990.6632 | 408
| 5668 | 1990.5241 | 408
| 5669 | 1990.3393 | 408
| 5670 | 1990.1737 | 408
| 5671 | 1989.9788 | 408
| 5672 | 1989.8386 | 408
| 5673 | 1989.7047 | 408
| 5674 | 1989.5837 | 408
| 5675 | 1989.4269 | 408
| 5676 | 1989.2732 | 408
| 5677 | 1988.9845 | 408
| 5678 | 1988.9343 | 408
| 5679 | 1988.787 | 408
| 5680 | 1988.6994 | 408
| 5681 | 1988.5647 | 408
| 5682 | 1988.3302 | 408
| 5683 | 1988.1735 | 408
| 5684 | 1987.949 | 408
| 5685 | 1987.7449 | 408
| 5686 | 1987.634 | 408
| 5687 | 1987.5526 | 408
| 5688 | 1987.4654 | 408
| 5689 | 1987.3104 | 408
| 5690 | 1987.0715 | 408
| 5691 | 1986.831 | 408
| 5692 | 1986.698 | 408
| 5693 | 1986.4978 | 408
| 5694 | 1986.2938 | 408
| 5695 | 1986.2328 | 408
| 5696 | 1986.0533 | 408
| 5697 | 1985.7003 | 408
| 5698 | 1985.6217 | 408
| 5699 | 1985.4652 | 408
| 5700 | 1985.3844 | 408
| 5701 | 1985.1582 | 408
| 5702 | 1985.0699 | 408
| 5703 | 1984.824 | 408
| 5704 | 1984.556 | 408
| 5705 | 1984.3846 | 408
| 5706 | 1984.1738 | 408
| 5707 | 1983.9769 | 408
| 5708 | 1983.8473 | 408
| 5709 | 1983.7035 | 408
| 5710 | 1983.558 | 408
| 5711 | 1983.4463 | 408
| 5712 | 1983.3114 | 408
| 5713 | 1983.1246 | 408
| 5714 | 1983.0321 | 408
| 5715 | 1982.8501 | 408
| 5716 | 1982.7769 | 408
| 5717 | 1982.6082 | 408
| 5718 | 1982.4632 | 408
| 5719 | 1982.1386 | 408
| 5720 | 1982.0462 | 408
| 5721 | 1981.9214 | 408
| 5722 | 1981.7882 | 408
| 5723 | 1981.6507 | 408
| 5724 | 1981.5143 | 408
| 5725 | 1981.3155 | 408
| 5726 | 1981.1582 | 408
| 5727 | 1981.0414 | 408
| 5728 | 1980.9088 | 408
| 5729 | 1980.631 | 408
| 5730 | 1980.4583 | 408
| 5731 | 1980.3145 | 408
| 5732 | 1980.2019 | 408
| 5733 | 1979.9491 | 408
| 5734 | 1979.7813 | 408
| 5735 | 1979.6886 | 408
| 5736 | 1979.4815 | 408
| 5737 | 1979.3038 | 408
| 5738 | 1979.1922 | 408
| 5739 | 1979.0659 | 408
| 5740 | 1978.8729 | 408
| 5741 | 1978.5981 | 408
| 5742 | 1978.4779 | 408
| 5743 | 1978.3758 | 408
| 5744 | 1978.2818 | 408
| 5745 | 1978.1087 | 408
| 5746 | 1977.9493 | 408
| 5747 | 1977.7331 | 408
| 5748 | 1977.5895 | 408
| 5749 | 1977.511 | 408
| 5750 | 1977.3967 | 408
| 5751 | 1977.23 | 408
| 5752 | 1977.0698 | 408
| 5753 | 1977.0219 | 408
| 5754 | 1976.8675 | 408
| 5755 | 1976.5151 | 408
| 5756 | 1976.4601 | 408
| 5757 | 1976.3417 | 408
| 5758 | 1976.1392 | 408
| 5759 | 1976.0309 | 408
| 5760 | 1975.9567 | 408
| 5761 | 1975.8391 | 408
| 5762 | 1975.7653 | 408
| 5763 | 1975.6634 | 408
| 5764 | 1975.5473 | 408
| 5765 | 1975.3227 | 408
| 5766 | 1975.2256 | 408
| 5767 | 1975.1284 | 408
| 5768 | 1975.0593 | 408
| 5769 | 1974.8495 | 408
| 5770 | 1974.7248 | 408
| 5771 | 1974.531 | 408
| 5772 | 1974.2116 | 408
| 5773 | 1973.9878 | 408
| 5774 | 1973.8325 | 408
| 5775 | 1973.6722 | 408
| 5776 | 1973.4639 | 408
| 5777 | 1973.3712 | 408
| 5778 | 1973.2498 | 408
| 5779 | 1973.182 | 408
| 5780 | 1973.1246 | 408
| 5781 | 1972.9484 | 408
| 5782 | 1972.7969 | 408
| 5783 | 1972.5355 | 408
| 5784 | 1972.3896 | 408
| 5785 | 1972.2438 | 408
| 5786 | 1972.2055 | 408
| 5787 | 1972.1085 | 408
| 5788 | 1971.983 | 408
| 5789 | 1971.7548 | 408
| 5790 | 1971.6429 | 408
| 5791 | 1971.4528 | 408
| 5792 | 1971.328 | 408
| 5793 | 1971.153 | 408
| 5794 | 1970.9707 | 408
| 5795 | 1970.7236 | 408
| 5796 | 1970.5722 | 408
| 5797 | 1970.387 | 408
| 5798 | 1970.0702 | 408
| 5799 | 1969.9145 | 408
| 5800 | 1969.8262 | 408
| 5801 | 1969.6445 | 408
| 5802 | 1969.531 | 408
| 5803 | 1969.4969 | 408
| 5804 | 1969.4118 | 408
| 5805 | 1969.3147 | 408
| 5806 | 1969.1112 | 408
| 5807 | 1968.9256 | 408
| 5808 | 1968.7069 | 408
| 5809 | 1968.5365 | 408
| 5810 | 1968.3715 | 408
| 5811 | 1968.0763 | 408
| 5812 | 1967.9335 | 408
| 5813 | 1967.8006 | 408
| 5814 | 1967.717 | 408
| 5815 | 1967.626 | 408
| 5816 | 1967.4038 | 408
| 5817 | 1967.2546 | 408
| 5818 | 1967.1709 | 408
| 5819 | 1967.0775 | 408
| 5820 | 1966.9884 | 408
| 5821 | 1966.927 | 408
| 5822 | 1966.6926 | 408
| 5823 | 1966.5413 | 408
| 5824 | 1966.399 | 408
| 5825 | 1966.2509 | 408
| 5826 | 1966.0601 | 408
| 5827 | 1965.8844 | 408
| 5828 | 1965.6559 | 408
| 5829 | 1965.4788 | 408
| 5830 | 1965.3866 | 408
| 5831 | 1965.0164 | 408
| 5832 | 1964.87 | 408
| 5833 | 1964.787 | 408
| 5834 | 1964.5211 | 408
| 5835 | 1964.3626 | 408
| 5836 | 1964.1527 | 408
| 5837 | 1964.0333 | 408
| 5838 | 1963.8098 | 408
| 5839 | 1963.6245 | 408
| 5840 | 1963.3489 | 408
| 5841 | 1963.2931 | 408
| 5842 | 1963.2073 | 408
| 5843 | 1962.9279 | 408
| 5844 | 1962.8385 | 408
| 5845 | 1962.6213 | 408
| 5846 | 1962.5549 | 408
| 5847 | 1962.4597 | 408
| 5848 | 1962.3445 | 408
| 5849 | 1962.0856 | 408
| 5850 | 1961.9702 | 408
| 5851 | 1961.699 | 408
| 5852 | 1961.3693 | 408
| 5853 | 1961.2852 | 408
| 5854 | 1960.9114 | 408
| 5855 | 1960.763 | 408
| 5856 | 1960.7005 | 408
| 5857 | 1960.448 | 408
| 5858 | 1960.3867 | 408
| 5859 | 1960.2728 | 408
| 5860 | 1960.0904 | 408
| 5861 | 1959.8411 | 408
| 5862 | 1959.7402 | 408
| 5863 | 1959.6093 | 408
| 5864 | 1959.439 | 408
| 5865 | 1959.2662 | 408
| 5866 | 1959.194 | 408
| 5867 | 1959.0294 | 408
| 5868 | 1958.9821 | 408
| 5869 | 1958.8853 | 408
| 5870 | 1958.8374 | 408
| 5871 | 1958.7643 | 408
| 5872 | 1958.7087 | 408
| 5873 | 1958.493 | 408
| 5874 | 1958.325 | 408
| 5875 | 1958.1639 | 408
| 5876 | 1958.0247 | 408
| 5877 | 1957.8464 | 408
| 5878 | 1957.7641 | 408
| 5879 | 1957.6683 | 408
| 5880 | 1957.3798 | 408
| 5881 | 1957.222 | 408
| 5882 | 1956.9043 | 408
| 5883 | 1956.7963 | 408
| 5884 | 1956.7237 | 408
| 5885 | 1956.4452 | 408
| 5886 | 1956.283 | 408
| 5887 | 1956.1374 | 408
| 5888 | 1956.0667 | 408
| 5889 | 1955.892 | 408
| 5890 | 1955.7672 | 408
| 5891 | 1955.5614 | 408
| 5892 | 1955.4378 | 408
| 5893 | 1955.1793 | 408
| 5894 | 1955.1009 | 408
| 5895 | 1954.9771 | 408
| 5896 | 1954.8228 | 408
| 5897 | 1954.6937 | 408
| 5898 | 1954.5237 | 408
| 5899 | 1954.2278 | 408
| 5900 | 1954.0977 | 408
| 5901 | 1953.9452 | 408
| 5902 | 1953.875 | 408
| 5903 | 1953.7415 | 408
| 5904 | 1953.6156 | 408
| 5905 | 1953.5264 | 408
| 5906 | 1953.1856 | 408
| 5907 | 1953.0541 | 408
| 5908 | 1952.7598 | 408
| 5909 | 1952.6429 | 408
| 5910 | 1952.4996 | 408
| 5911 | 1952.2832 | 408
| 5912 | 1952.2041 | 408
| 5913 | 1951.8784 | 408
| 5914 | 1951.7338 | 408
| 5915 | 1951.6407 | 408
| 5916 | 1951.5204 | 408
| 5917 | 1951.3418 | 408
| 5918 | 1951.0978 | 408
| 5919 | 1950.9304 | 408
| 5920 | 1950.8427 | 408
| 5921 | 1950.7541 | 408
| 5922 | 1950.5751 | 408
| 5923 | 1950.3489 | 408
| 5924 | 1950.2182 | 408
| 5925 | 1950.0583 | 408
| 5926 | 1949.8095 | 408
| 5927 | 1949.6742 | 408
| 5928 | 1949.5877 | 408
| 5929 | 1949.4183 | 408
| 5930 | 1949.2612 | 408
| 5931 | 1949.148 | 408
| 5932 | 1949.0169 | 408
| 5933 | 1948.8791 | 408
| 5934 | 1948.6655 | 408
| 5935 | 1948.4397 | 408
| 5936 | 1948.3746 | 408
| 5937 | 1948.1828 | 408
| 5938 | 1948.0639 | 408
| 5939 | 1947.9446 | 408
| 5940 | 1947.6778 | 408
| 5941 | 1947.5437 | 408
| 5942 | 1947.4544 | 408
| 5943 | 1947.2457 | 408
| 5944 | 1947.1329 | 408
| 5945 | 1946.9564 | 408
| 5946 | 1946.8783 | 408
| 5947 | 1946.7712 | 408
| 5948 | 1946.6103 | 408
| 5949 | 1946.3511 | 408
| 5950 | 1946.185 | 408
| 5951 | 1946.1116 | 408
| 5952 | 1945.9694 | 408
| 5953 | 1945.7884 | 408
| 5954 | 1945.6902 | 408
| 5955 | 1945.5543 | 408
| 5956 | 1945.425 | 408
| 5957 | 1945.333 | 408
| 5958 | 1945.0645 | 408
| 5959 | 1944.8537 | 408
| 5960 | 1944.7065 | 408
| 5961 | 1944.5315 | 408
| 5962 | 1944.3317 | 408
| 5963 | 1944.1167 | 408
| 5964 | 1944.0127 | 408
| 5965 | 1943.8371 | 408
| 5966 | 1943.6273 | 408
| 5967 | 1943.4313 | 408
| 5968 | 1943.2106 | 408
| 5969 | 1943.0862 | 408
| 5970 | 1942.9146 | 408
| 5971 | 1942.7711 | 408
| 5972 | 1942.648 | 408
| 5973 | 1942.5148 | 408
| 5974 | 1942.478 | 408
| 5975 | 1942.2485 | 408
| 5976 | 1942.0733 | 408
| 5977 | 1941.8743 | 408
| 5978 | 1941.7139 | 408
| 5979 | 1941.5266 | 408
| 5980 | 1941.3429 | 408
| 5981 | 1941.1536 | 408
| 5982 | 1940.9572 | 408
| 5983 | 1940.8133 | 408
| 5984 | 1940.6491 | 408
| 5985 | 1940.4051 | 408
| 5986 | 1940.3192 | 408
| 5987 | 1940.1571 | 408
| 5988 | 1940.0827 | 408
| 5989 | 1940.0092 | 408
| 5990 | 1939.8915 | 408
| 5991 | 1939.6434 | 408
| 5992 | 1939.5108 | 408
| 5993 | 1939.3781 | 408
| 5994 | 1939.1382 | 408
| 5995 | 1939.0422 | 408
| 5996 | 1938.801 | 408
| 5997 | 1938.6934 | 408
| 5998 | 1938.641 | 408
| 5999 | 1938.4398 | 408
| 6000 | 1938.1624 | 408
| 6001 | 1938.0449 | 408
| 6002 | 1937.8654 | 408
| 6003 | 1937.662 | 408
| 6004 | 1937.4411 | 408
| 6005 | 1937.3438 | 408
| 6006 | 1937.2196 | 408
| 6007 | 1937.1286 | 408
| 6008 | 1937.0112 | 408
| 6009 | 1936.9682 | 408
| 6010 | 1936.9054 | 408
| 6011 | 1936.8172 | 408
| 6012 | 1936.6276 | 408
| 6013 | 1936.4067 | 408
| 6014 | 1936.288 | 408
| 6015 | 1936.0788 | 408
| 6016 | 1936.0099 | 408
| 6017 | 1935.8086 | 408
| 6018 | 1935.4478 | 408
| 6019 | 1935.1374 | 408
| 6020 | 1934.9889 | 408
| 6021 | 1934.8675 | 408
| 6022 | 1934.5449 | 408
| 6023 | 1934.3276 | 408
| 6024 | 1934.1971 | 408
| 6025 | 1934.1234 | 408
| 6026 | 1933.9803 | 408
| 6027 | 1933.6402 | 408
| 6028 | 1933.4899 | 408
| 6029 | 1933.3987 | 408
| 6030 | 1933.0209 | 408
| 6031 | 1932.8814 | 408
| 6032 | 1932.7047 | 408
| 6033 | 1932.5281 | 408
| 6034 | 1932.3117 | 408
| 6035 | 1932.1934 | 408
| 6036 | 1932.1252 | 408
| 6037 | 1931.9836 | 408
| 6038 | 1931.76 | 408
| 6039 | 1931.6402 | 408
| 6040 | 1931.4316 | 408
| 6041 | 1931.3198 | 408
| 6042 | 1931.1754 | 408
| 6043 | 1930.9992 | 408
| 6044 | 1930.9177 | 408
| 6045 | 1930.6997 | 408
| 6046 | 1930.4997 | 408
| 6047 | 1930.3436 | 408
| 6048 | 1930.2677 | 408
| 6049 | 1930.1087 | 408
| 6050 | 1929.8485 | 408
| 6051 | 1929.6366 | 408
| 6052 | 1929.4642 | 408
| 6053 | 1929.4103 | 408
| 6054 | 1929.2689 | 408
| 6055 | 1929.0919 | 408
| 6056 | 1929.0444 | 408
| 6057 | 1928.9351 | 408
| 6058 | 1928.7838 | 408
| 6059 | 1928.6747 | 408
| 6060 | 1928.479 | 408
| 6061 | 1928.0479 | 408
| 6062 | 1927.9388 | 408
| 6063 | 1927.7597 | 408
| 6064 | 1927.5711 | 408
| 6065 | 1927.4524 | 408
| 6066 | 1927.2896 | 408
| 6067 | 1927.2149 | 408
| 6068 | 1926.8909 | 408
| 6069 | 1926.7096 | 408
| 6070 | 1926.575 | 408
| 6071 | 1926.3965 | 408
| 6072 | 1926.1826 | 408
| 6073 | 1926.0761 | 408
| 6074 | 1926.0237 | 408
| 6075 | 1925.8217 | 408
| 6076 | 1925.503 | 408
| 6077 | 1925.4056 | 408
| 6078 | 1925.2877 | 408
| 6079 | 1925.018 | 408
| 6080 | 1924.8066 | 408
| 6081 | 1924.6958 | 408
| 6082 | 1924.4124 | 408
| 6083 | 1924.323 | 408
| 6084 | 1924.1864 | 408
| 6085 | 1923.8905 | 408
| 6086 | 1923.8189 | 408
| 6087 | 1923.6315 | 408
| 6088 | 1923.4643 | 408
| 6089 | 1923.3092 | 408
| 6090 | 1923.1737 | 408
| 6091 | 1923.0406 | 408
| 6092 | 1922.8773 | 408
| 6093 | 1922.6596 | 408
| 6094 | 1922.4115 | 408
| 6095 | 1922.3452 | 408
| 6096 | 1922.2508 | 408
| 6097 | 1922.0883 | 408
| 6098 | 1921.9489 | 408
| 6099 | 1921.8824 | 408
| 6100 | 1921.7097 | 408
| 6101 | 1921.4435 | 408
| 6102 | 1921.1573 | 408
| 6103 | 1920.9261 | 408
| 6104 | 1920.7393 | 408
| 6105 | 1920.6065 | 408
| 6106 | 1920.4672 | 408
| 6107 | 1920.4115 | 408
| 6108 | 1920.2684 | 408
| 6109 | 1920.1245 | 408
| 6110 | 1919.8572 | 408
| 6111 | 1919.5573 | 408
| 6112 | 1919.3346 | 408
| 6113 | 1919.2179 | 408
| 6114 | 1919.0299 | 408
| 6115 | 1918.9498 | 408
| 6116 | 1918.8112 | 408
| 6117 | 1918.6648 | 408
| 6118 | 1918.4409 | 408
| 6119 | 1918.2432 | 408
| 6120 | 1918.0619 | 408
| 6121 | 1917.9932 | 408
| 6122 | 1917.9229 | 408
| 6123 | 1917.6564 | 408
| 6124 | 1917.5048 | 408
| 6125 | 1917.2937 | 408
| 6126 | 1917.1204 | 408
| 6127 | 1916.9585 | 408
| 6128 | 1916.746 | 408
| 6129 | 1916.6106 | 408
| 6130 | 1916.3864 | 408
| 6131 | 1916.3086 | 408
| 6132 | 1916.1552 | 408
| 6133 | 1915.8886 | 408
| 6134 | 1915.7433 | 408
| 6135 | 1915.6005 | 408
| 6136 | 1915.5507 | 408
| 6137 | 1915.3589 | 408
| 6138 | 1915.1883 | 408
| 6139 | 1914.9794 | 408
| 6140 | 1914.7864 | 408
| 6141 | 1914.6152 | 408
| 6142 | 1914.4138 | 408
| 6143 | 1914.1688 | 408
| 6144 | 1913.9273 | 408
| 6145 | 1913.8023 | 408
| 6146 | 1913.6662 | 408
| 6147 | 1913.5863 | 408
| 6148 | 1913.4149 | 408
| 6149 | 1913.2669 | 408
| 6150 | 1913.0876 | 408
| 6151 | 1912.9627 | 408
| 6152 | 1912.7562 | 408
| 6153 | 1912.7192 | 408
| 6154 | 1912.5487 | 408
| 6155 | 1912.4756 | 408
| 6156 | 1912.3324 | 408
| 6157 | 1912.1777 | 408
| 6158 | 1912.0243 | 408
| 6159 | 1911.8882 | 408
| 6160 | 1911.8266 | 408
| 6161 | 1911.7139 | 408
| 6162 | 1911.625 | 408
| 6163 | 1911.497 | 408
| 6164 | 1911.2511 | 408
| 6165 | 1911.1444 | 408
| 6166 | 1910.9227 | 408
| 6167 | 1910.7146 | 408
| 6168 | 1910.4364 | 408
| 6169 | 1910.1919 | 408
| 6170 | 1910.0552 | 408
| 6171 | 1909.8403 | 408
| 6172 | 1909.6553 | 408
| 6173 | 1909.5158 | 408
| 6174 | 1909.3864 | 408
| 6175 | 1909.2829 | 408
| 6176 | 1909.1817 | 408
| 6177 | 1909.021 | 408
| 6178 | 1908.7695 | 408
| 6179 | 1908.6366 | 408
| 6180 | 1908.4235 | 408
| 6181 | 1908.2174 | 408
| 6182 | 1908.1399 | 408
| 6183 | 1908.0759 | 408
| 6184 | 1907.8519 | 408
| 6185 | 1907.7717 | 408
| 6186 | 1907.6062 | 408
| 6187 | 1907.2795 | 408
| 6188 | 1907.1386 | 408
| 6189 | 1906.9807 | 408
| 6190 | 1906.7014 | 408
| 6191 | 1906.5636 | 408
| 6192 | 1906.3104 | 408
| 6193 | 1906.1669 | 408
| 6194 | 1905.9931 | 408
| 6195 | 1905.8967 | 408
| 6196 | 1905.7281 | 408
| 6197 | 1905.5499 | 408
| 6198 | 1905.4452 | 408
| 6199 | 1905.2258 | 408
| 6200 | 1904.9719 | 408
| 6201 | 1904.7648 | 408
| 6202 | 1904.6497 | 408
| 6203 | 1904.5382 | 408
| 6204 | 1904.3008 | 408
| 6205 | 1904.1671 | 408
| 6206 | 1903.9564 | 408
| 6207 | 1903.7685 | 408
| 6208 | 1903.6556 | 408
| 6209 | 1903.5228 | 408
| 6210 | 1903.3267 | 408
| 6211 | 1903.1987 | 408
| 6212 | 1903.1254 | 408
| 6213 | 1902.9245 | 408
| 6214 | 1902.7974 | 408
| 6215 | 1902.7511 | 408
| 6216 | 1902.6934 | 408
| 6217 | 1902.5763 | 408
| 6218 | 1902.3967 | 408
| 6219 | 1902.2126 | 408
| 6220 | 1902.0436 | 408
| 6221 | 1901.9534 | 408
| 6222 | 1901.8148 | 408
| 6223 | 1901.7114 | 408
| 6224 | 1901.5447 | 408
| 6225 | 1901.33 | 408
| 6226 | 1901.2525 | 408
| 6227 | 1901.0801 | 408
| 6228 | 1900.9008 | 408
| 6229 | 1900.7585 | 408
| 6230 | 1900.4251 | 408
| 6231 | 1900.2958 | 408
| 6232 | 1900.2024 | 408
| 6233 | 1900.0604 | 408
| 6234 | 1899.983 | 408
| 6235 | 1899.7552 | 408
| 6236 | 1899.6603 | 408
| 6237 | 1899.534 | 408
| 6238 | 1899.3006 | 408
| 6239 | 1899.0308 | 408
| 6240 | 1898.8715 | 408
| 6241 | 1898.6995 | 408
| 6242 | 1898.6275 | 408
| 6243 | 1898.4498 | 408
| 6244 | 1898.3053 | 408
| 6245 | 1898.0442 | 408
| 6246 | 1897.9447 | 408
| 6247 | 1897.7313 | 408
| 6248 | 1897.5441 | 408
| 6249 | 1897.4113 | 408
| 6250 | 1897.3359 | 408
| 6251 | 1897.2179 | 408
| 6252 | 1897.1479 | 408
| 6253 | 1896.8257 | 408
| 6254 | 1896.7123 | 408
| 6255 | 1896.6357 | 408
| 6256 | 1896.4265 | 408
| 6257 | 1896.2285 | 408
| 6258 | 1896.0094 | 408
| 6259 | 1895.7499 | 408
| 6260 | 1895.6226 | 408
| 6261 | 1895.5066 | 408
| 6262 | 1895.4148 | 408
| 6263 | 1895.1349 | 408
| 6264 | 1895.0392 | 408
| 6265 | 1894.9367 | 408
| 6266 | 1894.6238 | 408
| 6267 | 1894.5122 | 408
| 6268 | 1894.3095 | 408
| 6269 | 1894.1568 | 408
| 6270 | 1893.9808 | 408
| 6271 | 1893.8303 | 408
| 6272 | 1893.6658 | 408
| 6273 | 1893.4733 | 408
| 6274 | 1893.3883 | 408
| 6275 | 1893.1602 | 408
| 6276 | 1893.0585 | 408
| 6277 | 1892.8044 | 408
| 6278 | 1892.5328 | 408
| 6279 | 1892.4037 | 408
| 6280 | 1892.2459 | 408
| 6281 | 1892.017 | 408
| 6282 | 1891.9376 | 408
| 6283 | 1891.6451 | 408
| 6284 | 1891.4754 | 408
| 6285 | 1891.3916 | 408
| 6286 | 1891.1669 | 408
| 6287 | 1891.0426 | 408
| 6288 | 1890.9394 | 408
| 6289 | 1890.7407 | 408
| 6290 | 1890.612 | 408
| 6291 | 1890.4669 | 408
| 6292 | 1890.3564 | 408
| 6293 | 1890.2765 | 408
| 6294 | 1890.0728 | 408
| 6295 | 1889.7094 | 408
| 6296 | 1889.6597 | 408
| 6297 | 1889.5243 | 408
| 6298 | 1889.4094 | 408
| 6299 | 1889.3328 | 408
| 6300 | 1889.0989 | 408
| 6301 | 1889.0178 | 408
| 6302 | 1888.8933 | 408
| 6303 | 1888.6963 | 408
| 6304 | 1888.4953 | 408
| 6305 | 1888.384 | 408
| 6306 | 1888.2863 | 408
| 6307 | 1888.1798 | 408
| 6308 | 1887.8937 | 408
| 6309 | 1887.7969 | 408
| 6310 | 1887.7153 | 408
| 6311 | 1887.5596 | 408
| 6312 | 1887.3453 | 408
| 6313 | 1887.254 | 408
| 6314 | 1887.0088 | 408
| 6315 | 1886.9286 | 408
| 6316 | 1886.8413 | 408
| 6317 | 1886.7565 | 408
| 6318 | 1886.5574 | 408
| 6319 | 1886.4034 | 408
| 6320 | 1886.285 | 408
| 6321 | 1886.0517 | 408
| 6322 | 1885.8854 | 408
| 6323 | 1885.8087 | 408
| 6324 | 1885.6774 | 408
| 6325 | 1885.5204 | 408
| 6326 | 1885.3746 | 408
| 6327 | 1885.2664 | 408
| 6328 | 1885.0119 | 408
| 6329 | 1884.933 | 408
| 6330 | 1884.7953 | 408
| 6331 | 1884.6099 | 408
| 6332 | 1884.4982 | 408
| 6333 | 1884.4314 | 408
| 6334 | 1884.3226 | 408
| 6335 | 1884.1319 | 408
| 6336 | 1883.983 | 408
| 6337 | 1883.7532 | 408
| 6338 | 1883.6876 | 408
| 6339 | 1883.3676 | 408
| 6340 | 1883.1938 | 408
| 6341 | 1883.0136 | 408
| 6342 | 1882.9017 | 408
| 6343 | 1882.6015 | 408
| 6344 | 1882.4235 | 408
| 6345 | 1882.3208 | 408
| 6346 | 1882.1096 | 408
| 6347 | 1882.0142 | 408
| 6348 | 1881.7327 | 408
| 6349 | 1881.6353 | 408
| 6350 | 1881.4708 | 408
| 6351 | 1881.2929 | 408
| 6352 | 1881.1346 | 408
| 6353 | 1881.0501 | 408
| 6354 | 1880.8749 | 408
| 6355 | 1880.6361 | 408
| 6356 | 1880.3936 | 408
| 6357 | 1880.0762 | 408
| 6358 | 1879.9612 | 408
| 6359 | 1879.7461 | 408
| 6360 | 1879.5671 | 408
| 6361 | 1879.2981 | 408
| 6362 | 1879.171 | 408
| 6363 | 1878.9292 | 408
| 6364 | 1878.729 | 408
| 6365 | 1878.5726 | 408
| 6366 | 1878.3734 | 408
| 6367 | 1878.2861 | 408
| 6368 | 1878.1625 | 408
| 6369 | 1878.122 | 408
| 6370 | 1878.0724 | 408
| 6371 | 1877.9338 | 408
| 6372 | 1877.8241 | 408
| 6373 | 1877.5376 | 408
| 6374 | 1877.3532 | 408
| 6375 | 1877.1782 | 408
| 6376 | 1877.0492 | 408
| 6377 | 1876.9216 | 408
| 6378 | 1876.7694 | 408
| 6379 | 1876.5644 | 408
| 6380 | 1876.4537 | 408
| 6381 | 1876.0779 | 408
| 6382 | 1875.9691 | 408
| 6383 | 1875.8336 | 408
| 6384 | 1875.7355 | 408
| 6385 | 1875.631 | 408
| 6386 | 1875.5066 | 408
| 6387 | 1875.3331 | 408
| 6388 | 1875.2373 | 408
| 6389 | 1875.0499 | 408
| 6390 | 1874.9275 | 408
| 6391 | 1874.7353 | 408
| 6392 | 1874.6295 | 408
| 6393 | 1874.4888 | 408
| 6394 | 1874.3731 | 408
| 6395 | 1874.1991 | 408
| 6396 | 1874.1122 | 408
| 6397 | 1873.9675 | 408
| 6398 | 1873.7382 | 408
| 6399 | 1873.5362 | 408
| 6400 | 1873.4257 | 408
| 6401 | 1873.3262 | 408
| 6402 | 1873.1134 | 408
| 6403 | 1872.8711 | 408
| 6404 | 1872.7575 | 408
| 6405 | 1872.5207 | 408
| 6406 | 1872.3426 | 408
| 6407 | 1872.0043 | 408
| 6408 | 1871.8693 | 408
| 6409 | 1871.6792 | 408
| 6410 | 1871.6007 | 408
| 6411 | 1871.4105 | 408
| 6412 | 1871.2736 | 408
| 6413 | 1871.0837 | 408
| 6414 | 1870.9821 | 408
| 6415 | 1870.805 | 408
| 6416 | 1870.6889 | 408
| 6417 | 1870.5881 | 408
| 6418 | 1870.467 | 408
| 6419 | 1870.276 | 408
| 6420 | 1870.1731 | 408
| 6421 | 1870.0102 | 408
| 6422 | 1869.9278 | 408
| 6423 | 1869.7784 | 408
| 6424 | 1869.6313 | 408
| 6425 | 1869.5868 | 408
| 6426 | 1869.4851 | 408
| 6427 | 1869.355 | 408
| 6428 | 1869.1856 | 408
| 6429 | 1869.1255 | 408
| 6430 | 1868.9824 | 408
| 6431 | 1868.7942 | 408
| 6432 | 1868.6737 | 408
| 6433 | 1868.581 | 408
| 6434 | 1868.4464 | 408
| 6435 | 1868.3138 | 408
| 6436 | 1868.2053 | 408
| 6437 | 1868.0006 | 408
| 6438 | 1867.8609 | 408
| 6439 | 1867.4707 | 408
| 6440 | 1867.3038 | 408
| 6441 | 1867.0733 | 408
| 6442 | 1866.987 | 408
| 6443 | 1866.9103 | 408
| 6444 | 1866.7497 | 408
| 6445 | 1866.6236 | 408
| 6446 | 1866.5432 | 408
| 6447 | 1866.4057 | 408
| 6448 | 1866.2681 | 408
| 6449 | 1866.0875 | 408
| 6450 | 1865.8659 | 408
| 6451 | 1865.6997 | 408
| 6452 | 1865.4897 | 408
| 6453 | 1865.3271 | 408
| 6454 | 1865.1572 | 408
| 6455 | 1864.9963 | 408
| 6456 | 1864.835 | 408
| 6457 | 1864.7214 | 408
| 6458 | 1864.485 | 408
| 6459 | 1864.3032 | 408
| 6460 | 1864.1495 | 408
| 6461 | 1863.8747 | 408
| 6462 | 1863.7122 | 408
| 6463 | 1863.6129 | 408
| 6464 | 1863.3073 | 408
| 6465 | 1863.2323 | 408
| 6466 | 1863.0437 | 408
| 6467 | 1862.9209 | 408
| 6468 | 1862.8311 | 408
| 6469 | 1862.7635 | 408
| 6470 | 1862.6319 | 408
| 6471 | 1862.4838 | 408
| 6472 | 1862.2742 | 408
| 6473 | 1862.0946 | 408
| 6474 | 1861.9704 | 408
| 6475 | 1861.7021 | 408
| 6476 | 1861.5974 | 408
| 6477 | 1861.5138 | 408
| 6478 | 1861.2621 | 408
| 6479 | 1861.1091 | 408
| 6480 | 1860.9128 | 408
| 6481 | 1860.773 | 408
| 6482 | 1860.74 | 408
| 6483 | 1860.403 | 408
| 6484 | 1860.1358 | 408
| 6485 | 1859.9919 | 408
| 6486 | 1859.7155 | 408
| 6487 | 1859.4386 | 408
| 6488 | 1859.3407 | 408
| 6489 | 1859.2958 | 408
| 6490 | 1859.0179 | 408
| 6491 | 1858.781 | 408
| 6492 | 1858.5364 | 408
| 6493 | 1858.4131 | 408
| 6494 | 1858.1535 | 408
| 6495 | 1857.9467 | 408
| 6496 | 1857.8133 | 408
| 6497 | 1857.6754 | 408
| 6498 | 1857.6274 | 408
| 6499 | 1857.4459 | 408
| 6500 | 1857.3378 | 408
| 6501 | 1857.1018 | 408
| 6502 | 1856.9948 | 408
| 6503 | 1856.8484 | 408
| 6504 | 1856.7331 | 408
| 6505 | 1856.6771 | 408
| 6506 | 1856.5407 | 408
| 6507 | 1856.4258 | 408
| 6508 | 1856.2895 | 408
| 6509 | 1856.1039 | 408
| 6510 | 1855.9631 | 408
| 6511 | 1855.6609 | 408
| 6512 | 1855.478 | 408
| 6513 | 1855.4049 | 408
| 6514 | 1855.2656 | 408
| 6515 | 1855.1692 | 408
| 6516 | 1855.0318 | 408
| 6517 | 1854.8221 | 408
| 6518 | 1854.6578 | 408
| 6519 | 1854.5175 | 408
| 6520 | 1854.3986 | 408
| 6521 | 1854.31 | 408
| 6522 | 1854.012 | 408
| 6523 | 1853.8615 | 408
| 6524 | 1853.689 | 408
| 6525 | 1853.4789 | 408
| 6526 | 1853.4191 | 408
| 6527 | 1853.3215 | 408
| 6528 | 1853.2086 | 408
| 6529 | 1853.0107 | 408
| 6530 | 1852.936 | 408
| 6531 | 1852.7836 | 408
| 6532 | 1852.5914 | 408
| 6533 | 1852.409 | 408
| 6534 | 1852.2262 | 408
| 6535 | 1851.9534 | 408
| 6536 | 1851.7786 | 408
| 6537 | 1851.6248 | 408
| 6538 | 1851.5041 | 408
| 6539 | 1851.3739 | 408
| 6540 | 1851.2812 | 408
| 6541 | 1850.9913 | 408
| 6542 | 1850.8935 | 408
| 6543 | 1850.8164 | 408
| 6544 | 1850.5326 | 408
| 6545 | 1850.366 | 408
| 6546 | 1850.179 | 408
| 6547 | 1850.0304 | 408
| 6548 | 1849.8391 | 408
| 6549 | 1849.7726 | 408
| 6550 | 1849.524 | 408
| 6551 | 1849.2143 | 408
| 6552 | 1849.0447 | 408
| 6553 | 1848.7155 | 408
| 6554 | 1848.5631 | 408
| 6555 | 1848.357 | 408
| 6556 | 1848.2641 | 408
| 6557 | 1848.1408 | 408
| 6558 | 1848.0483 | 408
| 6559 | 1847.7584 | 408
| 6560 | 1847.6847 | 408
| 6561 | 1847.5782 | 408
| 6562 | 1847.5108 | 408
| 6563 | 1847.4574 | 408
| 6564 | 1847.1531 | 408
| 6565 | 1847.1009 | 408
| 6566 | 1846.8668 | 408
| 6567 | 1846.7958 | 408
| 6568 | 1846.7137 | 408
| 6569 | 1846.4644 | 408
| 6570 | 1846.3306 | 408
| 6571 | 1846.1795 | 408
| 6572 | 1846.0795 | 408
| 6573 | 1845.9343 | 408
| 6574 | 1845.6843 | 408
| 6575 | 1845.603 | 408
| 6576 | 1845.4796 | 408
| 6577 | 1845.3581 | 408
| 6578 | 1845.3099 | 408
| 6579 | 1845.211 | 408
| 6580 | 1845.0147 | 408
| 6581 | 1844.963 | 408
| 6582 | 1844.945 | 408
| 6583 | 1844.7233 | 408
| 6584 | 1844.5941 | 408
| 6585 | 1844.4458 | 408
| 6586 | 1844.2213 | 408
| 6587 | 1844.097 | 408
| 6588 | 1844.0032 | 408
| 6589 | 1843.8268 | 408
| 6590 | 1843.6896 | 408
| 6591 | 1843.6111 | 408
| 6592 | 1843.403 | 408
| 6593 | 1843.2173 | 408
| 6594 | 1843.0049 | 408
| 6595 | 1842.8854 | 408
| 6596 | 1842.7453 | 408
| 6597 | 1842.5526 | 408
| 6598 | 1842.3904 | 408
| 6599 | 1842.2075 | 408
| 6600 | 1842.048 | 408
| 6601 | 1841.9228 | 408
| 6602 | 1841.7115 | 408
| 6603 | 1841.611 | 408
| 6604 | 1841.4225 | 408
| 6605 | 1841.2595 | 408
| 6606 | 1841.1539 | 408
| 6607 | 1841.1209 | 408
| 6608 | 1840.9795 | 408
| 6609 | 1840.7725 | 408
| 6610 | 1840.674 | 408
| 6611 | 1840.5174 | 408
| 6612 | 1840.3018 | 408
| 6613 | 1840.1369 | 408
| 6614 | 1840.0113 | 408
| 6615 | 1839.8753 | 408
| 6616 | 1839.6538 | 408
| 6617 | 1839.5272 | 408
| 6618 | 1839.379 | 408
| 6619 | 1839.2268 | 408
| 6620 | 1839.0461 | 408
| 6621 | 1838.8287 | 408
| 6622 | 1838.6123 | 408
| 6623 | 1838.4712 | 408
| 6624 | 1838.3207 | 408
| 6625 | 1838.019 | 408
| 6626 | 1837.9762 | 408
| 6627 | 1837.852 | 408
| 6628 | 1837.7265 | 408
| 6629 | 1837.613 | 408
| 6630 | 1837.4253 | 408
| 6631 | 1837.3663 | 408
| 6632 | 1837.0844 | 408
| 6633 | 1836.9911 | 408
| 6634 | 1836.9423 | 408
| 6635 | 1836.7478 | 408
| 6636 | 1836.6589 | 408
| 6637 | 1836.5375 | 408
| 6638 | 1836.2443 | 408
| 6639 | 1836.1532 | 408
| 6640 | 1835.6511 | 408
| 6641 | 1835.4374 | 408
| 6642 | 1835.2728 | 408
| 6643 | 1835.0449 | 408
| 6644 | 1834.9366 | 408
| 6645 | 1834.8192 | 408
| 6646 | 1834.6187 | 408
| 6647 | 1834.4897 | 408
| 6648 | 1834.4279 | 408
| 6649 | 1834.3229 | 408
| 6650 | 1834.1061 | 408
| 6651 | 1833.8751 | 408
| 6652 | 1833.7374 | 408
| 6653 | 1833.4825 | 408
| 6654 | 1833.4275 | 408
| 6655 | 1833.0799 | 408
| 6656 | 1832.8175 | 408
| 6657 | 1832.7293 | 408
| 6658 | 1832.5788 | 408
| 6659 | 1832.4346 | 408
| 6660 | 1832.2708 | 408
| 6661 | 1832.0328 | 408
| 6662 | 1831.893 | 408
| 6663 | 1831.7611 | 408
| 6664 | 1831.6418 | 408
| 6665 | 1831.5347 | 408
| 6666 | 1831.3721 | 408
| 6667 | 1831.1782 | 408
| 6668 | 1831.0659 | 408
| 6669 | 1830.8136 | 408
| 6670 | 1830.7012 | 408
| 6671 | 1830.4613 | 408
| 6672 | 1830.1752 | 408
| 6673 | 1830.0822 | 408
| 6674 | 1829.8812 | 408
| 6675 | 1829.6696 | 408
| 6676 | 1829.587 | 408
| 6677 | 1829.3239 | 408
| 6678 | 1829.1238 | 408
| 6679 | 1829.04 | 408
| 6680 | 1828.8352 | 408
| 6681 | 1828.746 | 408
| 6682 | 1828.5199 | 408
| 6683 | 1828.3305 | 408
| 6684 | 1828.1365 | 408
| 6685 | 1827.9279 | 408
| 6686 | 1827.856 | 408
| 6687 | 1827.7695 | 408
| 6688 | 1827.5961 | 408
| 6689 | 1827.4776 | 408
| 6690 | 1827.3186 | 408
| 6691 | 1827.2132 | 408
| 6692 | 1827.0803 | 408
| 6693 | 1826.9738 | 408
| 6694 | 1826.7508 | 408
| 6695 | 1826.5952 | 408
| 6696 | 1826.5046 | 408
| 6697 | 1826.3672 | 408
| 6698 | 1826.2091 | 408
| 6699 | 1826.0414 | 408
| 6700 | 1825.8243 | 408
| 6701 | 1825.5621 | 408
| 6702 | 1825.3941 | 408
| 6703 | 1825.2721 | 408
| 6704 | 1825.1786 | 408
| 6705 | 1824.9691 | 408
| 6706 | 1824.8661 | 408
| 6707 | 1824.7635 | 408
| 6708 | 1824.6152 | 408
| 6709 | 1824.402 | 408
| 6710 | 1824.1659 | 408
| 6711 | 1824.0951 | 408
| 6712 | 1823.9697 | 408
| 6713 | 1823.8573 | 408
| 6714 | 1823.7659 | 408
| 6715 | 1823.6379 | 408
| 6716 | 1823.5434 | 408
| 6717 | 1823.3049 | 408
| 6718 | 1823.1873 | 408
| 6719 | 1822.9812 | 408
| 6720 | 1822.8567 | 408
| 6721 | 1822.7155 | 408
| 6722 | 1822.4546 | 408
| 6723 | 1822.315 | 408
| 6724 | 1822.2111 | 408
| 6725 | 1822.0194 | 408
| 6726 | 1821.7014 | 408
| 6727 | 1821.5774 | 408
| 6728 | 1821.3812 | 408
| 6729 | 1821.174 | 408
| 6730 | 1821.0284 | 408
| 6731 | 1820.8741 | 408
| 6732 | 1820.5995 | 408
| 6733 | 1820.4241 | 408
| 6734 | 1820.2688 | 408
| 6735 | 1820.1247 | 408
| 6736 | 1819.9618 | 408
| 6737 | 1819.8611 | 408
| 6738 | 1819.6104 | 408
| 6739 | 1819.445 | 408
| 6740 | 1819.2845 | 408
| 6741 | 1819.1167 | 408
| 6742 | 1818.9576 | 408
| 6743 | 1818.7377 | 408
| 6744 | 1818.5293 | 408
| 6745 | 1818.4915 | 408
| 6746 | 1818.3693 | 408
| 6747 | 1818.2004 | 408
| 6748 | 1817.9433 | 408
| 6749 | 1817.7532 | 408
| 6750 | 1817.4193 | 408
| 6751 | 1817.3467 | 408
| 6752 | 1817.2043 | 408
| 6753 | 1817.026 | 408
| 6754 | 1816.7555 | 408
| 6755 | 1816.6086 | 408
| 6756 | 1816.4189 | 408
| 6757 | 1816.3356 | 408
| 6758 | 1816.2252 | 408
| 6759 | 1816.0814 | 408
| 6760 | 1816.0027 | 408
| 6761 | 1815.8658 | 408
| 6762 | 1815.8108 | 408
| 6763 | 1815.6851 | 408
| 6764 | 1815.5031 | 408
| 6765 | 1815.318 | 408
| 6766 | 1815.192 | 408
| 6767 | 1814.9805 | 408
| 6768 | 1814.7515 | 408
| 6769 | 1814.5705 | 408
| 6770 | 1814.4693 | 408
| 6771 | 1814.2419 | 408
| 6772 | 1813.9672 | 408
| 6773 | 1813.7317 | 408
| 6774 | 1813.6441 | 408
| 6775 | 1813.5834 | 408
| 6776 | 1813.508 | 408
| 6777 | 1813.3788 | 408
| 6778 | 1813.301 | 408
| 6779 | 1813.2705 | 408
| 6780 | 1812.9499 | 408
| 6781 | 1812.7827 | 408
| 6782 | 1812.6164 | 408
| 6783 | 1812.5396 | 408
| 6784 | 1812.0761 | 408
| 6785 | 1811.9601 | 408
| 6786 | 1811.8546 | 408
| 6787 | 1811.7773 | 408
| 6788 | 1811.6299 | 408
| 6789 | 1811.4321 | 408
| 6790 | 1811.33 | 408
| 6791 | 1811.1366 | 408
| 6792 | 1810.9674 | 408
| 6793 | 1810.7591 | 408
| 6794 | 1810.5807 | 408
| 6795 | 1810.432 | 408
| 6796 | 1810.2314 | 408
| 6797 | 1810.0553 | 408
| 6798 | 1809.9723 | 408
| 6799 | 1809.8834 | 408
| 6800 | 1809.7613 | 408
| 6801 | 1809.6154 | 408
| 6802 | 1809.4498 | 408
| 6803 | 1809.2268 | 408
| 6804 | 1809.0409 | 408
| 6805 | 1808.9229 | 408
| 6806 | 1808.8532 | 408
| 6807 | 1808.6467 | 408
| 6808 | 1808.417 | 408
| 6809 | 1808.3042 | 408
| 6810 | 1808.0983 | 408
| 6811 | 1807.9925 | 408
| 6812 | 1807.8837 | 408
| 6813 | 1807.6709 | 408
| 6814 | 1807.2439 | 408
| 6815 | 1807.0991 | 408
| 6816 | 1807.0072 | 408
| 6817 | 1806.9187 | 408
| 6818 | 1806.8157 | 408
| 6819 | 1806.6361 | 408
| 6820 | 1806.4563 | 408
| 6821 | 1806.1652 | 408
| 6822 | 1806.0838 | 408
| 6823 | 1805.811 | 408
| 6824 | 1805.7367 | 408
| 6825 | 1805.5672 | 408
| 6826 | 1805.449 | 408
| 6827 | 1805.3044 | 408
| 6828 | 1805.1611 | 408
| 6829 | 1805.0635 | 408
| 6830 | 1804.9974 | 408
| 6831 | 1804.9081 | 408
| 6832 | 1804.7346 | 408
| 6833 | 1804.4453 | 408
| 6834 | 1804.2251 | 408
| 6835 | 1804.0669 | 408
| 6836 | 1803.9729 | 408
| 6837 | 1803.8203 | 408
| 6838 | 1803.6601 | 408
| 6839 | 1803.5261 | 408
| 6840 | 1803.3847 | 408
| 6841 | 1803.192 | 408
| 6842 | 1803.0235 | 408
| 6843 | 1802.9757 | 408
| 6844 | 1802.8073 | 408
| 6845 | 1802.6765 | 408
| 6846 | 1802.6009 | 408
| 6847 | 1802.3965 | 408
| 6848 | 1802.1663 | 408
| 6849 | 1802.0321 | 408
| 6850 | 1801.8732 | 408
| 6851 | 1801.8052 | 408
| 6852 | 1801.5726 | 408
| 6853 | 1801.2834 | 408
| 6854 | 1801.2172 | 408
| 6855 | 1801.1064 | 408
| 6856 | 1800.947 | 408
| 6857 | 1800.7993 | 408
| 6858 | 1800.6855 | 408
| 6859 | 1800.4839 | 408
| 6860 | 1800.312 | 408
| 6861 | 1800.1699 | 408
| 6862 | 1800.0118 | 408
| 6863 | 1799.875 | 408
| 6864 | 1799.7369 | 408
| 6865 | 1799.528 | 408
| 6866 | 1799.4895 | 408
| 6867 | 1799.301 | 408
| 6868 | 1799.1635 | 408
| 6869 | 1799.0574 | 408
| 6870 | 1798.9146 | 408
| 6871 | 1798.8297 | 408
| 6872 | 1798.7192 | 408
| 6873 | 1798.6396 | 408
| 6874 | 1798.4041 | 408
| 6875 | 1798.2494 | 408
| 6876 | 1798.1169 | 408
| 6877 | 1797.9817 | 408
| 6878 | 1797.8638 | 408
| 6879 | 1797.7934 | 408
| 6880 | 1797.7302 | 408
| 6881 | 1797.626 | 408
| 6882 | 1797.506 | 408
| 6883 | 1797.4497 | 408
| 6884 | 1797.324 | 408
| 6885 | 1797.1702 | 408
| 6886 | 1797.0613 | 408
| 6887 | 1797.011 | 408
| 6888 | 1796.8622 | 408
| 6889 | 1796.7931 | 408
| 6890 | 1796.659 | 408
| 6891 | 1796.423 | 408
| 6892 | 1796.3145 | 408
| 6893 | 1796.1058 | 408
| 6894 | 1795.9502 | 408
| 6895 | 1795.7365 | 408
| 6896 | 1795.5189 | 408
| 6897 | 1795.4542 | 408
| 6898 | 1795.4071 | 408
| 6899 | 1795.2594 | 408
| 6900 | 1795.2036 | 408
| 6901 | 1795.1701 | 408
| 6902 | 1795.018 | 408
| 6903 | 1794.803 | 408
| 6904 | 1794.7463 | 408
| 6905 | 1794.6217 | 408
| 6906 | 1794.5583 | 408
| 6907 | 1794.3758 | 408
| 6908 | 1794.2451 | 408
| 6909 | 1794.1231 | 408
| 6910 | 1793.9269 | 408
| 6911 | 1793.8349 | 408
| 6912 | 1793.6272 | 408
| 6913 | 1793.5357 | 408
| 6914 | 1793.4014 | 408
| 6915 | 1793.3246 | 408
| 6916 | 1793.2159 | 408
| 6917 | 1793.0371 | 408
| 6918 | 1792.8989 | 408
| 6919 | 1792.7826 | 408
| 6920 | 1792.6629 | 408
| 6921 | 1792.3884 | 408
| 6922 | 1792.2551 | 408
| 6923 | 1791.9905 | 408
| 6924 | 1791.8211 | 408
| 6925 | 1791.7194 | 408
| 6926 | 1791.5727 | 408
| 6927 | 1791.3934 | 408
| 6928 | 1791.3307 | 408
| 6929 | 1791.2612 | 408
| 6930 | 1791.0571 | 408
| 6931 | 1790.8563 | 408
| 6932 | 1790.6465 | 408
| 6933 | 1790.3829 | 408
| 6934 | 1790.3046 | 408
| 6935 | 1790.2154 | 408
| 6936 | 1790.1568 | 408
| 6937 | 1789.9361 | 408
| 6938 | 1789.8512 | 408
| 6939 | 1789.6533 | 408
| 6940 | 1789.4187 | 408
| 6941 | 1789.3576 | 408
| 6942 | 1789.2968 | 408
| 6943 | 1789.1305 | 408
| 6944 | 1788.9169 | 408
| 6945 | 1788.6503 | 408
| 6946 | 1788.4609 | 408
| 6947 | 1788.3915 | 408
| 6948 | 1788.2389 | 408
| 6949 | 1788.1173 | 408
| 6950 | 1787.983 | 408
| 6951 | 1787.9265 | 408
| 6952 | 1787.8696 | 408
| 6953 | 1787.7741 | 408
| 6954 | 1787.6159 | 408
| 6955 | 1787.4914 | 408
| 6956 | 1787.2754 | 408
| 6957 | 1787.0254 | 408
| 6958 | 1786.8486 | 408
| 6959 | 1786.7181 | 408
| 6960 | 1786.3899 | 408
| 6961 | 1786.3249 | 408
| 6962 | 1786.1219 | 408
| 6963 | 1785.9989 | 408
| 6964 | 1785.7863 | 408
| 6965 | 1785.5401 | 408
| 6966 | 1785.5134 | 408
| 6967 | 1785.3998 | 408
| 6968 | 1785.2205 | 408
| 6969 | 1785.0428 | 408
| 6970 | 1784.8687 | 408
| 6971 | 1784.7314 | 408
| 6972 | 1784.6705 | 408
| 6973 | 1784.5565 | 408
| 6974 | 1784.3456 | 408
| 6975 | 1784.2491 | 408
| 6976 | 1784.0871 | 408
| 6977 | 1784.0007 | 408
| 6978 | 1783.8145 | 408
| 6979 | 1783.6078 | 408
| 6980 | 1783.4375 | 408
| 6981 | 1783.321 | 408
| 6982 | 1783.1653 | 408
| 6983 | 1782.9413 | 408
| 6984 | 1782.8152 | 408
| 6985 | 1782.5312 | 408
| 6986 | 1782.3741 | 408
| 6987 | 1782.3055 | 408
| 6988 | 1782.2417 | 408
| 6989 | 1782.026 | 408
| 6990 | 1781.7188 | 408
| 6991 | 1781.4466 | 408
| 6992 | 1781.4185 | 408
| 6993 | 1781.2039 | 408
| 6994 | 1781.0511 | 408
| 6995 | 1780.9736 | 408
| 6996 | 1780.9111 | 408
| 6997 | 1780.867 | 408
| 6998 | 1780.7939 | 408
| 6999 | 1780.7159 | 408
| 7000 | 1780.649 | 408
| 7001 | 1780.5159 | 408
| 7002 | 1780.4301 | 408
| 7003 | 1780.3058 | 408
| 7004 | 1780.1821 | 408
| 7005 | 1780.0516 | 408
| 7006 | 1779.9648 | 408
| 7007 | 1779.7522 | 408
| 7008 | 1779.6298 | 408
| 7009 | 1779.4966 | 408
| 7010 | 1779.2995 | 408
| 7011 | 1779.1572 | 408
| 7012 | 1778.9619 | 408
| 7013 | 1778.7148 | 408
| 7014 | 1778.5144 | 408
| 7015 | 1778.4476 | 408
| 7016 | 1778.3856 | 408
| 7017 | 1778.2972 | 408
| 7018 | 1778.143 | 408
| 7019 | 1777.9934 | 408
| 7020 | 1777.9218 | 408
| 7021 | 1777.7408 | 408
| 7022 | 1777.6473 | 408
| 7023 | 1777.4335 | 408
| 7024 | 1777.2245 | 408
| 7025 | 1777.1243 | 408
| 7026 | 1776.9941 | 408
| 7027 | 1776.9043 | 408
| 7028 | 1776.7239 | 408
| 7029 | 1776.58 | 408
| 7030 | 1776.5167 | 408
| 7031 | 1776.3807 | 408
| 7032 | 1776.2326 | 408
| 7033 | 1776.0982 | 408
| 7034 | 1775.9759 | 408
| 7035 | 1775.8251 | 408
| 7036 | 1775.7091 | 408
| 7037 | 1775.537 | 408
| 7038 | 1775.3629 | 408
| 7039 | 1775.2447 | 408
| 7040 | 1775.1534 | 408
| 7041 | 1775.053 | 408
| 7042 | 1774.9504 | 408
| 7043 | 1774.7038 | 408
| 7044 | 1774.3632 | 408
| 7045 | 1774.26 | 408
| 7046 | 1774.187 | 408
| 7047 | 1773.9351 | 408
| 7048 | 1773.7091 | 408
| 7049 | 1773.5841 | 408
| 7050 | 1773.4563 | 408
| 7051 | 1773.0137 | 408
| 7052 | 1772.9415 | 408
| 7053 | 1772.6965 | 408
| 7054 | 1772.5656 | 408
| 7055 | 1772.3997 | 408
| 7056 | 1772.2022 | 408
| 7057 | 1772.1276 | 408
| 7058 | 1771.8509 | 408
| 7059 | 1771.7606 | 408
| 7060 | 1771.6697 | 408
| 7061 | 1771.5569 | 408
| 7062 | 1771.3723 | 408
| 7063 | 1771.2389 | 408
| 7064 | 1771.1457 | 408
| 7065 | 1770.9438 | 408
| 7066 | 1770.7872 | 408
| 7067 | 1770.6039 | 408
| 7068 | 1770.4471 | 408
| 7069 | 1770.3944 | 408
| 7070 | 1770.1393 | 408
| 7071 | 1770.0434 | 408
| 7072 | 1769.9533 | 408
| 7073 | 1769.9133 | 408
| 7074 | 1769.7977 | 408
| 7075 | 1769.5446 | 408
| 7076 | 1769.3983 | 408
| 7077 | 1769.3071 | 408
| 7078 | 1769.1569 | 408
| 7079 | 1768.9528 | 408
| 7080 | 1768.7214 | 408
| 7081 | 1768.6524 | 408
| 7082 | 1768.4494 | 408
| 7083 | 1768.2722 | 408
| 7084 | 1768.0503 | 408
| 7085 | 1767.847 | 408
| 7086 | 1767.6929 | 408
| 7087 | 1767.5606 | 408
| 7088 | 1767.3867 | 408
| 7089 | 1767.2255 | 408
| 7090 | 1767.1047 | 408
| 7091 | 1767.0357 | 408
| 7092 | 1766.8613 | 408
| 7093 | 1766.7123 | 408
| 7094 | 1766.6406 | 408
| 7095 | 1766.3774 | 408
| 7096 | 1766.2497 | 408
| 7097 | 1766.0827 | 408
| 7098 | 1765.8815 | 408
| 7099 | 1765.7429 | 408
| 7100 | 1765.6437 | 408
| 7101 | 1765.5234 | 408
| 7102 | 1765.352 | 408
| 7103 | 1765.2984 | 408
| 7104 | 1765.244 | 408
| 7105 | 1765.0672 | 408
| 7106 | 1764.9403 | 408
| 7107 | 1764.828 | 408
| 7108 | 1764.6745 | 408
| 7109 | 1764.5764 | 408
| 7110 | 1764.4536 | 408
| 7111 | 1764.3058 | 408
| 7112 | 1764.186 | 408
| 7113 | 1764.0329 | 408
| 7114 | 1763.7983 | 408
| 7115 | 1763.6061 | 408
| 7116 | 1763.57 | 408
| 7117 | 1763.4612 | 408
| 7118 | 1763.3336 | 408
| 7119 | 1763.1967 | 408
| 7120 | 1763.0463 | 408
| 7121 | 1762.9323 | 408
| 7122 | 1762.8473 | 408
| 7123 | 1762.7199 | 408
| 7124 | 1762.5855 | 408
| 7125 | 1762.4896 | 408
| 7126 | 1762.4136 | 408
| 7127 | 1762.3557 | 408
| 7128 | 1762.2038 | 408
| 7129 | 1762.0778 | 408
| 7130 | 1761.8834 | 408
| 7131 | 1761.7541 | 408
| 7132 | 1761.5957 | 408
| 7133 | 1761.3684 | 408
| 7134 | 1761.2661 | 408
| 7135 | 1761.1765 | 408
| 7136 | 1760.9829 | 408
| 7137 | 1760.8726 | 408
| 7138 | 1760.7377 | 408
| 7139 | 1760.6791 | 408
| 7140 | 1760.5671 | 408
| 7141 | 1760.4074 | 408
| 7142 | 1760.3095 | 408
| 7143 | 1760.2154 | 408
| 7144 | 1760.127 | 408
| 7145 | 1760.0082 | 408
| 7146 | 1759.8549 | 408
| 7147 | 1759.6384 | 408
| 7148 | 1759.4137 | 408
| 7149 | 1759.3562 | 408
| 7150 | 1759.2393 | 408
| 7151 | 1759.1158 | 408
| 7152 | 1759.0145 | 408
| 7153 | 1758.9124 | 408
| 7154 | 1758.8397 | 408
| 7155 | 1758.7298 | 408
| 7156 | 1758.6057 | 408
| 7157 | 1758.5609 | 408
| 7158 | 1758.3733 | 408
| 7159 | 1758.3211 | 408
| 7160 | 1758.2622 | 408
| 7161 | 1758.1321 | 408
| 7162 | 1758.0073 | 408
| 7163 | 1757.8993 | 408
| 7164 | 1757.8056 | 408
| 7165 | 1757.6592 | 408
| 7166 | 1757.5648 | 408
| 7167 | 1757.4038 | 408
| 7168 | 1757.1889 | 408
| 7169 | 1757.0535 | 408
| 7170 | 1756.9672 | 408
| 7171 | 1756.6537 | 408
| 7172 | 1756.5436 | 408
| 7173 | 1756.4174 | 408
| 7174 | 1756.3195 | 408
| 7175 | 1756.0916 | 408
| 7176 | 1756.0114 | 408
| 7177 | 1755.9208 | 408
| 7178 | 1755.7009 | 408
| 7179 | 1755.5678 | 408
| 7180 | 1755.4422 | 408
| 7181 | 1755.3162 | 408
| 7182 | 1755.2318 | 408
| 7183 | 1755.0934 | 408
| 7184 | 1754.943 | 408
| 7185 | 1754.8306 | 408
| 7186 | 1754.719 | 408
| 7187 | 1754.5829 | 408
| 7188 | 1754.4384 | 408
| 7189 | 1754.3676 | 408
| 7190 | 1754.1531 | 408
| 7191 | 1753.9359 | 408
| 7192 | 1753.8205 | 408
| 7193 | 1753.567 | 408
| 7194 | 1753.4465 | 408
| 7195 | 1753.3951 | 408
| 7196 | 1753.3015 | 408
| 7197 | 1753.2109 | 408
| 7198 | 1753.0247 | 408
| 7199 | 1752.8157 | 408
| 7200 | 1752.6692 | 408
| 7201 | 1752.5734 | 408
| 7202 | 1752.3795 | 408
| 7203 | 1752.2084 | 408
| 7204 | 1752.1001 | 408
| 7205 | 1751.9376 | 408
| 7206 | 1751.7597 | 408
| 7207 | 1751.6781 | 408
| 7208 | 1751.5635 | 408
| 7209 | 1751.4222 | 408
| 7210 | 1751.0905 | 408
| 7211 | 1750.9751 | 408
| 7212 | 1750.87 | 408
| 7213 | 1750.7803 | 408
| 7214 | 1750.6645 | 408
| 7215 | 1750.5377 | 408
| 7216 | 1750.3579 | 408
| 7217 | 1750.2302 | 408
| 7218 | 1750.1497 | 408
| 7219 | 1750.0519 | 408
| 7220 | 1749.9675 | 408
| 7221 | 1749.8749 | 408
| 7222 | 1749.7425 | 408
| 7223 | 1749.6624 | 408
| 7224 | 1749.5389 | 408
| 7225 | 1749.3323 | 408
| 7226 | 1749.0804 | 408
| 7227 | 1749.0319 | 408
| 7228 | 1748.9082 | 408
| 7229 | 1748.702 | 408
| 7230 | 1748.6163 | 408
| 7231 | 1748.5151 | 408
| 7232 | 1748.1854 | 408
| 7233 | 1748.1231 | 408
| 7234 | 1747.866 | 408
| 7235 | 1747.7649 | 408
| 7236 | 1747.6463 | 408
| 7237 | 1747.5132 | 408
| 7238 | 1747.3888 | 408
| 7239 | 1747.2963 | 408
| 7240 | 1747.1473 | 408
| 7241 | 1747.0407 | 408
| 7242 | 1746.8325 | 408
| 7243 | 1746.7188 | 408
| 7244 | 1746.4781 | 408
| 7245 | 1746.3477 | 408
| 7246 | 1746.1783 | 408
| 7247 | 1745.9354 | 408
| 7248 | 1745.8913 | 408
| 7249 | 1745.7953 | 408
| 7250 | 1745.5566 | 408
| 7251 | 1745.4864 | 408
| 7252 | 1745.3541 | 408
| 7253 | 1745.274 | 408
| 7254 | 1745.1998 | 408
| 7255 | 1745.0006 | 408
| 7256 | 1744.8829 | 408
| 7257 | 1744.7095 | 408
| 7258 | 1744.6273 | 408
| 7259 | 1744.4569 | 408
| 7260 | 1744.3902 | 408
| 7261 | 1744.3532 | 408
| 7262 | 1744.249 | 408
| 7263 | 1744.0561 | 408
| 7264 | 1743.8998 | 408
| 7265 | 1743.6783 | 408
| 7266 | 1743.5743 | 408
| 7267 | 1743.4527 | 408
| 7268 | 1743.2317 | 408
| 7269 | 1743.1043 | 408
| 7270 | 1742.9444 | 408
| 7271 | 1742.8605 | 408
| 7272 | 1742.8117 | 408
| 7273 | 1742.7075 | 408
| 7274 | 1742.5863 | 408
| 7275 | 1742.4632 | 408
| 7276 | 1742.3056 | 408
| 7277 | 1742.2208 | 408
| 7278 | 1741.9343 | 408
| 7279 | 1741.8404 | 408
| 7280 | 1741.6061 | 408
| 7281 | 1741.4788 | 408
| 7282 | 1741.417 | 408
| 7283 | 1741.2754 | 408
| 7284 | 1741.1378 | 408
| 7285 | 1741.0172 | 408
| 7286 | 1740.9343 | 408
| 7287 | 1740.8896 | 408
| 7288 | 1740.7097 | 408
| 7289 | 1740.6468 | 408
| 7290 | 1740.5396 | 408
| 7291 | 1740.2751 | 408
| 7292 | 1740.1609 | 408
| 7293 | 1740.0413 | 408
| 7294 | 1739.8848 | 408
| 7295 | 1739.8242 | 408
| 7296 | 1739.7176 | 408
| 7297 | 1739.5528 | 408
| 7298 | 1739.369 | 408
| 7299 | 1739.1901 | 408
| 7300 | 1739.0902 | 408
| 7301 | 1738.9755 | 408
| 7302 | 1738.8602 | 408
| 7303 | 1738.7943 | 408
| 7304 | 1738.5471 | 408
| 7305 | 1738.4833 | 408
| 7306 | 1738.3967 | 408
| 7307 | 1738.2778 | 408
| 7308 | 1738.1046 | 408
| 7309 | 1737.9381 | 408
| 7310 | 1737.8167 | 408
| 7311 | 1737.7439 | 408
| 7312 | 1737.5213 | 408
| 7313 | 1737.3118 | 408
| 7314 | 1737.06 | 408
| 7315 | 1736.9477 | 408
| 7316 | 1736.7801 | 408
| 7317 | 1736.6602 | 408
| 7318 | 1736.5258 | 408
| 7319 | 1736.4057 | 408
| 7320 | 1736.1659 | 408
| 7321 | 1735.9962 | 408
| 7322 | 1735.871 | 408
| 7323 | 1735.6923 | 408
| 7324 | 1735.6552 | 408
| 7325 | 1735.5176 | 408
| 7326 | 1735.4036 | 408
| 7327 | 1735.2533 | 408
| 7328 | 1735.1684 | 408
| 7329 | 1735.0952 | 408
| 7330 | 1734.9433 | 408
| 7331 | 1734.7694 | 408
| 7332 | 1734.6748 | 408
| 7333 | 1734.5148 | 408
| 7334 | 1734.4287 | 408
| 7335 | 1734.3422 | 408
| 7336 | 1734.236 | 408
| 7337 | 1733.9987 | 408
| 7338 | 1733.9379 | 408
| 7339 | 1733.8163 | 408
| 7340 | 1733.7128 | 408
| 7341 | 1733.6037 | 408
| 7342 | 1733.423 | 408
| 7343 | 1733.1487 | 408
| 7344 | 1733.0185 | 408
| 7345 | 1732.9343 | 408
| 7346 | 1732.7037 | 408
| 7347 | 1732.5652 | 408
| 7348 | 1732.413 | 408
| 7349 | 1732.2299 | 408
| 7350 | 1732.0542 | 408
| 7351 | 1731.9852 | 408
| 7352 | 1731.852 | 408
| 7353 | 1731.7771 | 408
| 7354 | 1731.5696 | 408
| 7355 | 1731.4648 | 408
| 7356 | 1731.3235 | 408
| 7357 | 1731.074 | 408
| 7358 | 1730.9955 | 408
| 7359 | 1730.9022 | 408
| 7360 | 1730.8282 | 408
| 7361 | 1730.6171 | 408
| 7362 | 1730.5354 | 408
| 7363 | 1730.3533 | 408
| 7364 | 1730.2521 | 408
| 7365 | 1730.0866 | 408
| 7366 | 1729.9785 | 408
| 7367 | 1729.8548 | 408
| 7368 | 1729.6282 | 408
| 7369 | 1729.4508 | 408
| 7370 | 1729.3515 | 408
| 7371 | 1729.3232 | 408
| 7372 | 1729.1819 | 408
| 7373 | 1729.1109 | 408
| 7374 | 1729.0613 | 408
| 7375 | 1728.9748 | 408
| 7376 | 1728.837 | 408
| 7377 | 1728.7514 | 408
| 7378 | 1728.6729 | 408
| 7379 | 1728.5357 | 408
| 7380 | 1728.3677 | 408
| 7381 | 1728.2172 | 408
| 7382 | 1728.1016 | 408
| 7383 | 1727.9394 | 408
| 7384 | 1727.7706 | 408
| 7385 | 1727.7059 | 408
| 7386 | 1727.6069 | 408
| 7387 | 1727.366 | 408
| 7388 | 1727.2837 | 408
| 7389 | 1727.2053 | 408
| 7390 | 1727.1317 | 408
| 7391 | 1727.0575 | 408
| 7392 | 1726.8567 | 408
| 7393 | 1726.7839 | 408
| 7394 | 1726.6936 | 408
| 7395 | 1726.6025 | 408
| 7396 | 1726.5039 | 408
| 7397 | 1726.4235 | 408
| 7398 | 1726.2462 | 408
| 7399 | 1726.0645 | 408
| 7400 | 1725.9577 | 408
| 7401 | 1725.7625 | 408
| 7402 | 1725.7034 | 408
| 7403 | 1725.6083 | 408
| 7404 | 1725.4755 | 408
| 7405 | 1725.3248 | 408
| 7406 | 1725.2049 | 408
| 7407 | 1725.1354 | 408
| 7408 | 1724.8688 | 408
| 7409 | 1724.7129 | 408
| 7410 | 1724.6733 | 408
| 7411 | 1724.5822 | 408
| 7412 | 1724.4048 | 408
| 7413 | 1724.334 | 408
| 7414 | 1724.1615 | 408
| 7415 | 1724.0444 | 408
| 7416 | 1723.8952 | 408
| 7417 | 1723.8063 | 408
| 7418 | 1723.6583 | 408
| 7419 | 1723.6011 | 408
| 7420 | 1723.5302 | 408
| 7421 | 1723.3663 | 408
| 7422 | 1723.2674 | 408
| 7423 | 1723.1912 | 408
| 7424 | 1723.0368 | 408
| 7425 | 1722.8533 | 408
| 7426 | 1722.6579 | 408
| 7427 | 1722.6031 | 408
| 7428 | 1722.4572 | 408
| 7429 | 1722.3706 | 408
| 7430 | 1722.2349 | 408
| 7431 | 1722.0588 | 408
| 7432 | 1721.7955 | 408
| 7433 | 1721.6754 | 408
| 7434 | 1721.4835 | 408
| 7435 | 1721.4176 | 408
| 7436 | 1721.3039 | 408
| 7437 | 1721.1827 | 408
| 7438 | 1721.0992 | 408
| 7439 | 1721.0124 | 408
| 7440 | 1720.7892 | 408
| 7441 | 1720.6574 | 408
| 7442 | 1720.5123 | 408
| 7443 | 1720.4172 | 408
| 7444 | 1720.3497 | 408
| 7445 | 1720.2399 | 408
| 7446 | 1719.9707 | 408
| 7447 | 1719.8729 | 408
| 7448 | 1719.8012 | 408
| 7449 | 1719.7114 | 408
| 7450 | 1719.6417 | 408
| 7451 | 1719.4596 | 408
| 7452 | 1719.223 | 408
| 7453 | 1719.1491 | 408
| 7454 | 1719.0399 | 408
| 7455 | 1718.992 | 408
| 7456 | 1718.7876 | 408
| 7457 | 1718.7115 | 408
| 7458 | 1718.627 | 408
| 7459 | 1718.5002 | 408
| 7460 | 1718.3658 | 408
| 7461 | 1718.2841 | 408
| 7462 | 1718.1837 | 408
| 7463 | 1718.1086 | 408
| 7464 | 1717.8221 | 408
| 7465 | 1717.7451 | 408
| 7466 | 1717.6216 | 408
| 7467 | 1717.5616 | 408
| 7468 | 1717.4772 | 408
| 7469 | 1717.3994 | 408
| 7470 | 1717.2128 | 408
| 7471 | 1717.1166 | 408
| 7472 | 1716.8377 | 408
| 7473 | 1716.7003 | 408
| 7474 | 1716.6413 | 408
| 7475 | 1716.5516 | 408
| 7476 | 1716.4953 | 408
| 7477 | 1716.3766 | 408
| 7478 | 1716.2736 | 408
| 7479 | 1716.1618 | 408
| 7480 | 1715.961 | 408
| 7481 | 1715.8858 | 408
| 7482 | 1715.8198 | 408
| 7483 | 1715.724 | 408
| 7484 | 1715.5934 | 408
| 7485 | 1715.4404 | 408
| 7486 | 1715.1669 | 408
| 7487 | 1715.0286 | 408
| 7488 | 1714.8213 | 408
| 7489 | 1714.6109 | 408
| 7490 | 1714.4972 | 408
| 7491 | 1714.4399 | 408
| 7492 | 1714.3873 | 408
| 7493 | 1714.2454 | 408
| 7494 | 1714.1931 | 408
| 7495 | 1714.1259 | 408
| 7496 | 1714.0454 | 408
| 7497 | 1713.9346 | 408
| 7498 | 1713.7164 | 408
| 7499 | 1713.6308 | 408
| 7500 | 1713.5445 | 408
| 7501 | 1713.4435 | 408
| 7502 | 1713.2745 | 408
| 7503 | 1713.1352 | 408
| 7504 | 1713.0493 | 408
| 7505 | 1712.9971 | 408
| 7506 | 1712.7436 | 408
| 7507 | 1712.6588 | 408
| 7508 | 1712.5111 | 408
| 7509 | 1712.3806 | 408
| 7510 | 1712.302 | 408
| 7511 | 1712.2258 | 408
| 7512 | 1712.1408 | 408
| 7513 | 1712.0577 | 408
| 7514 | 1711.9703 | 408
| 7515 | 1711.8075 | 408
| 7516 | 1711.6862 | 408
| 7517 | 1711.5465 | 408
| 7518 | 1711.4736 | 408
| 7519 | 1711.3694 | 408
| 7520 | 1711.2759 | 408
| 7521 | 1711.205 | 408
| 7522 | 1711.0063 | 408
| 7523 | 1710.9391 | 408
| 7524 | 1710.8318 | 408
| 7525 | 1710.7793 | 408
| 7526 | 1710.5568 | 408
| 7527 | 1710.4805 | 408
| 7528 | 1710.355 | 408
| 7529 | 1710.1138 | 408
| 7530 | 1710.0418 | 408
| 7531 | 1710.0026 | 408
| 7532 | 1709.8953 | 408
| 7533 | 1709.7516 | 408
| 7534 | 1709.6398 | 408
| 7535 | 1709.5633 | 408
| 7536 | 1709.2698 | 408
| 7537 | 1709.1034 | 408
| 7538 | 1708.9615 | 408
| 7539 | 1708.8326 | 408
| 7540 | 1708.7398 | 408
| 7541 | 1708.6287 | 408
| 7542 | 1708.558 | 408
| 7543 | 1708.4088 | 408
| 7544 | 1708.366 | 408
| 7545 | 1708.2187 | 408
| 7546 | 1708.1183 | 408
| 7547 | 1708.0096 | 408
| 7548 | 1707.8968 | 408
| 7549 | 1707.72 | 408
| 7550 | 1707.6928 | 408
| 7551 | 1707.5781 | 408
| 7552 | 1707.4015 | 408
| 7553 | 1707.3494 | 408
| 7554 | 1707.104 | 408
| 7555 | 1706.9866 | 408
| 7556 | 1706.8102 | 408
| 7557 | 1706.621 | 408
| 7558 | 1706.5923 | 408
| 7559 | 1706.4325 | 408
| 7560 | 1706.3576 | 408
| 7561 | 1706.2626 | 408
| 7562 | 1706.1631 | 408
| 7563 | 1706.0525 | 408
| 7564 | 1705.9264 | 408
| 7565 | 1705.8558 | 408
| 7566 | 1705.7646 | 408
| 7567 | 1705.6075 | 408
| 7568 | 1705.4441 | 408
| 7569 | 1705.3641 | 408
| 7570 | 1705.1808 | 408
| 7571 | 1704.9638 | 408
| 7572 | 1704.719 | 408
| 7573 | 1704.5615 | 408
| 7574 | 1704.4543 | 408
| 7575 | 1704.3198 | 408
| 7576 | 1704.2185 | 408
| 7577 | 1704.1443 | 408
| 7578 | 1703.9564 | 408
| 7579 | 1703.8068 | 408
| 7580 | 1703.6144 | 408
| 7581 | 1703.3938 | 408
| 7582 | 1703.2285 | 408
| 7583 | 1703.0508 | 408
| 7584 | 1702.9193 | 408
| 7585 | 1702.7767 | 408
| 7586 | 1702.6588 | 408
| 7587 | 1702.5938 | 408
| 7588 | 1702.537 | 408
| 7589 | 1702.4342 | 408
| 7590 | 1702.2504 | 408
| 7591 | 1702.193 | 408
| 7592 | 1702.0641 | 408
| 7593 | 1701.9726 | 408
| 7594 | 1701.8814 | 408
| 7595 | 1701.8301 | 408
| 7596 | 1701.7296 | 408
| 7597 | 1701.6345 | 408
| 7598 | 1701.5292 | 408
| 7599 | 1701.4245 | 408
| 7600 | 1701.2879 | 408
| 7601 | 1701.0313 | 408
| 7602 | 1700.9033 | 408
| 7603 | 1700.826 | 408
| 7604 | 1700.6642 | 408
| 7605 | 1700.5913 | 408
| 7606 | 1700.5026 | 408
| 7607 | 1700.3751 | 408
| 7608 | 1700.3163 | 408
| 7609 | 1700.1986 | 408
| 7610 | 1700.1047 | 408
| 7611 | 1699.9234 | 408
| 7612 | 1699.8287 | 408
| 7613 | 1699.7258 | 408
| 7614 | 1699.563 | 408
| 7615 | 1699.4009 | 408
| 7616 | 1699.287 | 408
| 7617 | 1699.2179 | 408
| 7618 | 1699.0099 | 408
| 7619 | 1698.8214 | 408
| 7620 | 1698.6535 | 408
| 7621 | 1698.5529 | 408
| 7622 | 1698.3945 | 408
| 7623 | 1698.2712 | 408
| 7624 | 1698.1681 | 408
| 7625 | 1698.1009 | 408
| 7626 | 1698.017 | 408
| 7627 | 1697.936 | 408
| 7628 | 1697.8298 | 408
| 7629 | 1697.7589 | 408
| 7630 | 1697.6872 | 408
| 7631 | 1697.6201 | 408
| 7632 | 1697.5623 | 408
| 7633 | 1697.541 | 408
| 7634 | 1697.4309 | 408
| 7635 | 1697.266 | 408
| 7636 | 1697.1636 | 408
| 7637 | 1697.0692 | 408
| 7638 | 1696.8859 | 408
| 7639 | 1696.8342 | 408
| 7640 | 1696.6667 | 408
| 7641 | 1696.5771 | 408
| 7642 | 1696.4389 | 408
| 7643 | 1696.2824 | 408
| 7644 | 1696.1604 | 408
| 7645 | 1696.049 | 408
| 7646 | 1695.9356 | 408
| 7647 | 1695.7262 | 408
| 7648 | 1695.5939 | 408
| 7649 | 1695.4084 | 408
| 7650 | 1695.2098 | 408
| 7651 | 1695.0986 | 408
| 7652 | 1695.036 | 408
| 7653 | 1694.9579 | 408
| 7654 | 1694.8377 | 408
| 7655 | 1694.706 | 408
| 7656 | 1694.616 | 408
| 7657 | 1694.5557 | 408
| 7658 | 1694.3841 | 408
| 7659 | 1694.291 | 408
| 7660 | 1694.1912 | 408
| 7661 | 1694.1384 | 408
| 7662 | 1694.0353 | 408
| 7663 | 1693.8523 | 408
| 7664 | 1693.7608 | 408
| 7665 | 1693.6209 | 408
| 7666 | 1693.5301 | 408
| 7667 | 1693.4228 | 408
| 7668 | 1693.3296 | 408
| 7669 | 1693.1973 | 408
| 7670 | 1693.0917 | 408
| 7671 | 1692.8383 | 408
| 7672 | 1692.6863 | 408
| 7673 | 1692.4996 | 408
| 7674 | 1692.3893 | 408
| 7675 | 1692.2095 | 408
| 7676 | 1692.1123 | 408
| 7677 | 1691.9404 | 408
| 7678 | 1691.8611 | 408
| 7679 | 1691.7197 | 408
| 7680 | 1691.6348 | 408
| 7681 | 1691.465 | 408
| 7682 | 1691.3343 | 408
| 7683 | 1691.2747 | 408
| 7684 | 1691.1555 | 408
| 7685 | 1691.0436 | 408
| 7686 | 1690.986 | 408
| 7687 | 1690.9006 | 408
| 7688 | 1690.8504 | 408
| 7689 | 1690.6881 | 408
| 7690 | 1690.613 | 408
| 7691 | 1690.5125 | 408
| 7692 | 1690.3864 | 408
| 7693 | 1690.2497 | 408
| 7694 | 1690.1249 | 408
| 7695 | 1689.9678 | 408
| 7696 | 1689.7683 | 408
| 7697 | 1689.7463 | 408
| 7698 | 1689.6149 | 408
| 7699 | 1689.5217 | 408
| 7700 | 1689.4035 | 408
| 7701 | 1689.3025 | 408
| 7702 | 1689.1892 | 408
| 7703 | 1689.0744 | 408
| 7704 | 1688.956 | 408
| 7705 | 1688.8391 | 408
| 7706 | 1688.7153 | 408
| 7707 | 1688.635 | 408
| 7708 | 1688.5159 | 408
| 7709 | 1688.4011 | 408
| 7710 | 1688.2352 | 408
| 7711 | 1688.1665 | 408
| 7712 | 1688.0104 | 408
| 7713 | 1687.9068 | 408
| 7714 | 1687.7944 | 408
| 7715 | 1687.6204 | 408
| 7716 | 1687.4056 | 408
| 7717 | 1687.3148 | 408
| 7718 | 1687.2324 | 408
| 7719 | 1687.1359 | 408
| 7720 | 1687.0376 | 408
| 7721 | 1686.9526 | 408
| 7722 | 1686.8981 | 408
| 7723 | 1686.7601 | 408
| 7724 | 1686.6291 | 408
| 7725 | 1686.5003 | 408
| 7726 | 1686.3592 | 408
| 7727 | 1686.2594 | 408
| 7728 | 1686.0768 | 408
| 7729 | 1685.9343 | 408
| 7730 | 1685.8127 | 408
| 7731 | 1685.6522 | 408
| 7732 | 1685.528 | 408
| 7733 | 1685.41 | 408
| 7734 | 1685.2073 | 408
| 7735 | 1685.1757 | 408
| 7736 | 1685.1332 | 408
| 7737 | 1685.037 | 408
| 7738 | 1684.9873 | 408
| 7739 | 1684.8711 | 408
| 7740 | 1684.731 | 408
| 7741 | 1684.6522 | 408
| 7742 | 1684.5103 | 408
| 7743 | 1684.44 | 408
| 7744 | 1684.3698 | 408
| 7745 | 1684.2914 | 408
| 7746 | 1684.1597 | 408
| 7747 | 1684.1234 | 408
| 7748 | 1683.9727 | 408
| 7749 | 1683.8532 | 408
| 7750 | 1683.7374 | 408
| 7751 | 1683.5781 | 408
| 7752 | 1683.4692 | 408
| 7753 | 1683.2738 | 408
| 7754 | 1683.1582 | 408
| 7755 | 1683.1237 | 408
| 7756 | 1682.9183 | 408
| 7757 | 1682.7986 | 408
| 7758 | 1682.614 | 408
| 7759 | 1682.4675 | 408
| 7760 | 1682.3318 | 408
| 7761 | 1682.183 | 408
| 7762 | 1682.0899 | 408
| 7763 | 1682.0411 | 408
| 7764 | 1681.8977 | 408
| 7765 | 1681.7694 | 408
| 7766 | 1681.5579 | 408
| 7767 | 1681.5275 | 408
| 7768 | 1681.3676 | 408
| 7769 | 1681.2468 | 408
| 7770 | 1681.1606 | 408
| 7771 | 1681.0416 | 408
| 7772 | 1680.9673 | 408
| 7773 | 1680.7997 | 408
| 7774 | 1680.6681 | 408
| 7775 | 1680.556 | 408
| 7776 | 1680.5095 | 408
| 7777 | 1680.3904 | 408
| 7778 | 1680.2224 | 408
| 7779 | 1680.02 | 408
| 7780 | 1679.9308 | 408
| 7781 | 1679.8282 | 408
| 7782 | 1679.7269 | 408
| 7783 | 1679.6601 | 408
| 7784 | 1679.5707 | 408
| 7785 | 1679.4962 | 408
| 7786 | 1679.3513 | 408
| 7787 | 1679.1843 | 408
| 7788 | 1679.0827 | 408
| 7789 | 1678.9218 | 408
| 7790 | 1678.8327 | 408
| 7791 | 1678.681 | 408
| 7792 | 1678.5105 | 408
| 7793 | 1678.425 | 408
| 7794 | 1678.2763 | 408
| 7795 | 1678.0918 | 408
| 7796 | 1677.9612 | 408
| 7797 | 1677.8172 | 408
| 7798 | 1677.6886 | 408
| 7799 | 1677.5636 | 408
| 7800 | 1677.3768 | 408
| 7801 | 1677.2323 | 408
| 7802 | 1677.1204 | 408
| 7803 | 1676.9879 | 408
| 7804 | 1676.7991 | 408
| 7805 | 1676.6457 | 408
| 7806 | 1676.5755 | 408
| 7807 | 1676.5265 | 408
| 7808 | 1676.4421 | 408
| 7809 | 1676.3706 | 408
| 7810 | 1676.2392 | 408
| 7811 | 1676.1047 | 408
| 7812 | 1676.0013 | 408
| 7813 | 1675.9177 | 408
| 7814 | 1675.8821 | 408
| 7815 | 1675.7889 | 408
| 7816 | 1675.6647 | 408
| 7817 | 1675.4632 | 408
| 7818 | 1675.3726 | 408
| 7819 | 1675.243 | 408
| 7820 | 1675.1702 | 408
| 7821 | 1674.9615 | 408
| 7822 | 1674.8721 | 408
| 7823 | 1674.8383 | 408
| 7824 | 1674.7227 | 408
| 7825 | 1674.5919 | 408
| 7826 | 1674.4634 | 408
| 7827 | 1674.3302 | 408
| 7828 | 1674.1949 | 408
| 7829 | 1674.0916 | 408
| 7830 | 1673.9989 | 408
| 7831 | 1673.9603 | 408
| 7832 | 1673.9107 | 408
| 7833 | 1673.7211 | 408
| 7834 | 1673.668 | 408
| 7835 | 1673.6261 | 408
| 7836 | 1673.4311 | 408
| 7837 | 1673.3374 | 408
| 7838 | 1673.1832 | 408
| 7839 | 1672.9852 | 408
| 7840 | 1672.7594 | 408
| 7841 | 1672.6085 | 408
| 7842 | 1672.4955 | 408
| 7843 | 1672.4448 | 408
| 7844 | 1672.3525 | 408
| 7845 | 1672.2218 | 408
| 7846 | 1672.0011 | 408
| 7847 | 1671.8965 | 408
| 7848 | 1671.8334 | 408
| 7849 | 1671.7752 | 408
| 7850 | 1671.6424 | 408
| 7851 | 1671.4687 | 408
| 7852 | 1671.3327 | 408
| 7853 | 1671.0764 | 408
| 7854 | 1670.8468 | 408
| 7855 | 1670.7866 | 408
| 7856 | 1670.7033 | 408
| 7857 | 1670.544 | 408
| 7858 | 1670.4945 | 408
| 7859 | 1670.3428 | 408
| 7860 | 1670.2784 | 408
| 7861 | 1670.2186 | 408
| 7862 | 1670.1303 | 408
| 7863 | 1670.0175 | 408
| 7864 | 1669.8393 | 408
| 7865 | 1669.7214 | 408
| 7866 | 1669.6236 | 408
| 7867 | 1669.4429 | 408
| 7868 | 1669.324 | 408
| 7869 | 1669.27 | 408
| 7870 | 1669.1483 | 408
| 7871 | 1668.9975 | 408
| 7872 | 1668.8881 | 408
| 7873 | 1668.7454 | 408
| 7874 | 1668.622 | 408
| 7875 | 1668.494 | 408
| 7876 | 1668.3316 | 408
| 7877 | 1668.2871 | 408
| 7878 | 1668.1375 | 408
| 7879 | 1668.0989 | 408
| 7880 | 1668.0298 | 408
| 7881 | 1667.9704 | 408
| 7882 | 1667.857 | 408
| 7883 | 1667.6996 | 408
| 7884 | 1667.4076 | 408
| 7885 | 1667.3167 | 408
| 7886 | 1667.2505 | 408
| 7887 | 1667.1872 | 408
| 7888 | 1667.0243 | 408
| 7889 | 1666.959 | 408
| 7890 | 1666.8072 | 408
| 7891 | 1666.7253 | 408
| 7892 | 1666.6565 | 408
| 7893 | 1666.5416 | 408
| 7894 | 1666.4581 | 408
| 7895 | 1666.3055 | 408
| 7896 | 1666.2204 | 408
| 7897 | 1666.1525 | 408
| 7898 | 1666.0515 | 408
| 7899 | 1665.9352 | 408
| 7900 | 1665.8963 | 408
| 7901 | 1665.828 | 408
| 7902 | 1665.6811 | 408
| 7903 | 1665.5721 | 408
| 7904 | 1665.4876 | 408
| 7905 | 1665.3526 | 408
| 7906 | 1665.2333 | 408
| 7907 | 1665.1348 | 408
| 7908 | 1665.0245 | 408
| 7909 | 1664.9056 | 408
| 7910 | 1664.7204 | 408
| 7911 | 1664.6573 | 408
| 7912 | 1664.5896 | 408
| 7913 | 1664.5265 | 408
| 7914 | 1664.4291 | 408
| 7915 | 1664.2856 | 408
| 7916 | 1664.1066 | 408
| 7917 | 1663.9408 | 408
| 7918 | 1663.897 | 408
| 7919 | 1663.7405 | 408
| 7920 | 1663.5343 | 408
| 7921 | 1663.4267 | 408
| 7922 | 1663.3725 | 408
| 7923 | 1663.2462 | 408
| 7924 | 1663.1486 | 408
| 7925 | 1662.8952 | 408
| 7926 | 1662.7901 | 408
| 7927 | 1662.6845 | 408
| 7928 | 1662.5241 | 408
| 7929 | 1662.4357 | 408
| 7930 | 1662.239 | 408
| 7931 | 1662.1223 | 408
| 7932 | 1662.004 | 408
| 7933 | 1661.8708 | 408
| 7934 | 1661.7566 | 408
| 7935 | 1661.576 | 408
| 7936 | 1661.3941 | 408
| 7937 | 1661.3071 | 408
| 7938 | 1661.2698 | 408
| 7939 | 1661.2023 | 408
| 7940 | 1661.108 | 408
| 7941 | 1660.9901 | 408
| 7942 | 1660.8201 | 408
| 7943 | 1660.7152 | 408
| 7944 | 1660.5713 | 408
| 7945 | 1660.5028 | 408
| 7946 | 1660.43 | 408
| 7947 | 1660.36 | 408
| 7948 | 1660.2738 | 408
| 7949 | 1660.1297 | 408
| 7950 | 1660.0618 | 408
| 7951 | 1659.942 | 408
| 7952 | 1659.9236 | 408
| 7953 | 1659.8384 | 408
| 7954 | 1659.7727 | 408
| 7955 | 1659.71 | 408
| 7956 | 1659.6793 | 408
| 7957 | 1659.5292 | 408
| 7958 | 1659.4514 | 408
| 7959 | 1659.3061 | 408
| 7960 | 1659.153 | 408
| 7961 | 1659.0081 | 408
| 7962 | 1658.8959 | 408
| 7963 | 1658.8498 | 408
| 7964 | 1658.714 | 408
| 7965 | 1658.6 | 408
| 7966 | 1658.3264 | 408
| 7967 | 1658.2538 | 408
| 7968 | 1658.0841 | 408
| 7969 | 1658.0094 | 408
| 7970 | 1657.893 | 408
| 7971 | 1657.7756 | 408
| 7972 | 1657.7006 | 408
| 7973 | 1657.6299 | 408
| 7974 | 1657.5373 | 408
| 7975 | 1657.4005 | 408
| 7976 | 1657.2911 | 408
| 7977 | 1657.1668 | 408
| 7978 | 1657.0702 | 408
| 7979 | 1656.9887 | 408
| 7980 | 1656.9167 | 408
| 7981 | 1656.718 | 408
| 7982 | 1656.5957 | 408
| 7983 | 1656.554 | 408
| 7984 | 1656.5088 | 408
| 7985 | 1656.4718 | 408
| 7986 | 1656.2255 | 408
| 7987 | 1656.0532 | 408
| 7988 | 1656.0135 | 408
| 7989 | 1655.9435 | 408
| 7990 | 1655.8244 | 408
| 7991 | 1655.7226 | 408
| 7992 | 1655.6601 | 408
| 7993 | 1655.5824 | 408
| 7994 | 1655.4282 | 408
| 7995 | 1655.3195 | 408
| 7996 | 1655.1827 | 408
| 7997 | 1655.1011 | 408
| 7998 | 1654.9655 | 408
| 7999 | 1654.8418 | 408
| 8000 | 1654.6292 | 408
| 8001 | 1654.4833 | 408
| 8002 | 1654.3751 | 408
| 8003 | 1654.2463 | 408
| 8004 | 1654.1907 | 408
| 8005 | 1653.9704 | 408
| 8006 | 1653.9286 | 408
| 8007 | 1653.8317 | 408
| 8008 | 1653.7564 | 408
| 8009 | 1653.5985 | 408
| 8010 | 1653.5497 | 408
| 8011 | 1653.3533 | 408
| 8012 | 1653.0635 | 408
| 8013 | 1652.9578 | 408
| 8014 | 1652.9076 | 408
| 8015 | 1652.8093 | 408
| 8016 | 1652.7407 | 408
| 8017 | 1652.5818 | 408
| 8018 | 1652.5211 | 408
| 8019 | 1652.4548 | 408
| 8020 | 1652.2903 | 408
| 8021 | 1652.1685 | 408
| 8022 | 1652.1062 | 408
| 8023 | 1651.9921 | 408
| 8024 | 1651.8567 | 408
| 8025 | 1651.7683 | 408
| 8026 | 1651.7033 | 408
| 8027 | 1651.5472 | 408
| 8028 | 1651.4717 | 408
| 8029 | 1651.3056 | 408
| 8030 | 1651.245 | 408
| 8031 | 1651.1702 | 408
| 8032 | 1650.8901 | 408
| 8033 | 1650.8042 | 408
| 8034 | 1650.7332 | 408
| 8035 | 1650.6145 | 408
| 8036 | 1650.4202 | 408
| 8037 | 1650.2928 | 408
| 8038 | 1650.2577 | 408
| 8039 | 1650.1098 | 408
| 8040 | 1649.9379 | 408
| 8041 | 1649.8562 | 408
| 8042 | 1649.7806 | 408
| 8043 | 1649.7375 | 408
| 8044 | 1649.6661 | 408
| 8045 | 1649.519 | 408
| 8046 | 1649.4713 | 408
| 8047 | 1649.4006 | 408
| 8048 | 1649.35 | 408
| 8049 | 1649.2748 | 408
| 8050 | 1649.1475 | 408
| 8051 | 1649.0763 | 408
| 8052 | 1649.0094 | 408
| 8053 | 1648.881 | 408
| 8054 | 1648.7624 | 408
| 8055 | 1648.6472 | 408
| 8056 | 1648.5434 | 408
| 8057 | 1648.4451 | 408
| 8058 | 1648.3975 | 408
| 8059 | 1648.3433 | 408
| 8060 | 1648.2378 | 408
| 8061 | 1648.1164 | 408
| 8062 | 1648.0208 | 408
| 8063 | 1647.8455 | 408
| 8064 | 1647.7927 | 408
| 8065 | 1647.7191 | 408
| 8066 | 1647.5573 | 408
| 8067 | 1647.5165 | 408
| 8068 | 1647.3031 | 408
| 8069 | 1647.1655 | 408
| 8070 | 1647.0901 | 408
| 8071 | 1646.9498 | 408
| 8072 | 1646.8332 | 408
| 8073 | 1646.7827 | 408
| 8074 | 1646.6481 | 408
| 8075 | 1646.4892 | 408
| 8076 | 1646.3246 | 408
| 8077 | 1646.2266 | 408
| 8078 | 1646.1466 | 408
| 8079 | 1646.0494 | 408
| 8080 | 1645.9438 | 408
| 8081 | 1645.7868 | 408
| 8082 | 1645.725 | 408
| 8083 | 1645.6526 | 408
| 8084 | 1645.579 | 408
| 8085 | 1645.4886 | 408
| 8086 | 1645.3366 | 408
| 8087 | 1645.2393 | 408
| 8088 | 1645.1308 | 408
| 8089 | 1644.9759 | 408
| 8090 | 1644.8136 | 408
| 8091 | 1644.6868 | 408
| 8092 | 1644.5775 | 408
| 8093 | 1644.4768 | 408
| 8094 | 1644.2048 | 408
| 8095 | 1644.0832 | 408
| 8096 | 1643.9295 | 408
| 8097 | 1643.7045 | 408
| 8098 | 1643.479 | 408
| 8099 | 1643.3915 | 408
| 8100 | 1643.3596 | 408
| 8101 | 1643.2746 | 408
| 8102 | 1643.1288 | 408
| 8103 | 1643.0121 | 408
| 8104 | 1642.9018 | 408
| 8105 | 1642.8229 | 408
| 8106 | 1642.6912 | 408
| 8107 | 1642.5304 | 408
| 8108 | 1642.4131 | 408
| 8109 | 1642.336 | 408
| 8110 | 1642.1771 | 408
| 8111 | 1642.0844 | 408
| 8112 | 1642.0565 | 408
| 8113 | 1641.8685 | 408
| 8114 | 1641.8257 | 408
| 8115 | 1641.744 | 408
| 8116 | 1641.543 | 408
| 8117 | 1641.4255 | 408
| 8118 | 1641.297 | 408
| 8119 | 1641.1653 | 408
| 8120 | 1641.0912 | 408
| 8121 | 1641.0014 | 408
| 8122 | 1640.8116 | 408
| 8123 | 1640.6859 | 408
| 8124 | 1640.4694 | 408
| 8125 | 1640.3304 | 408
| 8126 | 1640.1972 | 408
| 8127 | 1639.9786 | 408
| 8128 | 1639.8715 | 408
| 8129 | 1639.8231 | 408
| 8130 | 1639.7347 | 408
| 8131 | 1639.6206 | 408
| 8132 | 1639.5091 | 408
| 8133 | 1639.3896 | 408
| 8134 | 1639.3432 | 408
| 8135 | 1639.1464 | 408
| 8136 | 1639.0484 | 408
| 8137 | 1639.0011 | 408
| 8138 | 1638.7641 | 408
| 8139 | 1638.6065 | 408
| 8140 | 1638.355 | 408
| 8141 | 1638.2327 | 408
| 8142 | 1638.1147 | 408
| 8143 | 1637.9521 | 408
| 8144 | 1637.8103 | 408
| 8145 | 1637.7438 | 408
| 8146 | 1637.6247 | 408
| 8147 | 1637.4935 | 408
| 8148 | 1637.2822 | 408
| 8149 | 1637.0502 | 408
| 8150 | 1636.9518 | 408
| 8151 | 1636.8489 | 408
| 8152 | 1636.7453 | 408
| 8153 | 1636.4992 | 408
| 8154 | 1636.3604 | 408
| 8155 | 1636.2883 | 408
| 8156 | 1636.1634 | 408
| 8157 | 1636.1168 | 408
| 8158 | 1635.9554 | 408
| 8159 | 1635.7919 | 408
| 8160 | 1635.7306 | 408
| 8161 | 1635.6556 | 408
| 8162 | 1635.5131 | 408
| 8163 | 1635.397 | 408
| 8164 | 1635.291 | 408
| 8165 | 1635.0066 | 408
| 8166 | 1634.8518 | 408
| 8167 | 1634.6915 | 408
| 8168 | 1634.6388 | 408
| 8169 | 1634.5626 | 408
| 8170 | 1634.4647 | 408
| 8171 | 1634.2602 | 408
| 8172 | 1634.1475 | 408
| 8173 | 1633.9488 | 408
| 8174 | 1633.7515 | 408
| 8175 | 1633.6037 | 408
| 8176 | 1633.5275 | 408
| 8177 | 1633.4223 | 408
| 8178 | 1633.3339 | 408
| 8179 | 1633.2089 | 408
| 8180 | 1633.0827 | 408
| 8181 | 1633.0153 | 408
| 8182 | 1632.9408 | 408
| 8183 | 1632.7594 | 408
| 8184 | 1632.6749 | 408
| 8185 | 1632.4516 | 408
| 8186 | 1632.3146 | 408
| 8187 | 1632.141 | 408
| 8188 | 1632.052 | 408
| 8189 | 1631.8955 | 408
| 8190 | 1631.7922 | 408
| 8191 | 1631.7152 | 408
| 8192 | 1631.6154 | 408
| 8193 | 1631.5213 | 408
| 8194 | 1631.2711 | 408
| 8195 | 1631.1251 | 408
| 8196 | 1631.0132 | 408
| 8197 | 1630.8859 | 408
| 8198 | 1630.7211 | 408
| 8199 | 1630.6164 | 408
| 8200 | 1630.5447 | 408
| 8201 | 1630.3641 | 408
| 8202 | 1630.2173 | 408
| 8203 | 1630.0298 | 408
| 8204 | 1629.8721 | 408
| 8205 | 1629.7568 | 408
| 8206 | 1629.6593 | 408
| 8207 | 1629.5434 | 408
| 8208 | 1629.4691 | 408
| 8209 | 1629.4145 | 408
| 8210 | 1629.2364 | 408
| 8211 | 1629.176 | 408
| 8212 | 1629.0704 | 408
| 8213 | 1628.9932 | 408
| 8214 | 1628.9343 | 408
| 8215 | 1628.7325 | 408
| 8216 | 1628.6004 | 408
| 8217 | 1628.5649 | 408
| 8218 | 1628.4546 | 408
| 8219 | 1628.359 | 408
| 8220 | 1628.2956 | 408
| 8221 | 1628.1628 | 408
| 8222 | 1628.0805 | 408
| 8223 | 1627.8401 | 408
| 8224 | 1627.736 | 408
| 8225 | 1627.6219 | 408
| 8226 | 1627.5179 | 408
| 8227 | 1627.3438 | 408
| 8228 | 1627.208 | 408
| 8229 | 1627.061 | 408
| 8230 | 1626.97 | 408
| 8231 | 1626.8217 | 408
| 8232 | 1626.722 | 408
| 8233 | 1626.5256 | 408
| 8234 | 1626.4063 | 408
| 8235 | 1626.3426 | 408
| 8236 | 1626.2019 | 408
| 8237 | 1626.0572 | 408
| 8238 | 1625.8907 | 408
| 8239 | 1625.7149 | 408
| 8240 | 1625.6173 | 408
| 8241 | 1625.5311 | 408
| 8242 | 1625.4074 | 408
| 8243 | 1625.3469 | 408
| 8244 | 1625.224 | 408
| 8245 | 1625.1445 | 408
| 8246 | 1625.0733 | 408
| 8247 | 1624.8948 | 408
| 8248 | 1624.7728 | 408
| 8249 | 1624.6614 | 408
| 8250 | 1624.4562 | 408
| 8251 | 1624.3285 | 408
| 8252 | 1624.2132 | 408
| 8253 | 1624.1159 | 408
| 8254 | 1623.8975 | 408
| 8255 | 1623.8262 | 408
| 8256 | 1623.6258 | 408
| 8257 | 1623.4985 | 408
| 8258 | 1623.2879 | 408
| 8259 | 1623.2281 | 408
| 8260 | 1623.1192 | 408
| 8261 | 1623.0037 | 408
| 8262 | 1622.9381 | 408
| 8263 | 1622.7497 | 408
| 8264 | 1622.6589 | 408
| 8265 | 1622.5308 | 408
| 8266 | 1622.3564 | 408
| 8267 | 1622.2633 | 408
| 8268 | 1622.1773 | 408
| 8269 | 1622.0089 | 408
| 8270 | 1621.8038 | 408
| 8271 | 1621.6998 | 408
| 8272 | 1621.6537 | 408
| 8273 | 1621.4803 | 408
| 8274 | 1621.4084 | 408
| 8275 | 1621.2982 | 408
| 8276 | 1621.1623 | 408
| 8277 | 1621.0851 | 408
| 8278 | 1620.9703 | 408
| 8279 | 1620.7862 | 408
| 8280 | 1620.7052 | 408
| 8281 | 1620.5896 | 408
| 8282 | 1620.5435 | 408
| 8283 | 1620.3589 | 408
| 8284 | 1620.2764 | 408
| 8285 | 1620.1629 | 408
| 8286 | 1620.1 | 408
| 8287 | 1620.0098 | 408
| 8288 | 1619.9019 | 408
| 8289 | 1619.7933 | 408
| 8290 | 1619.689 | 408
| 8291 | 1619.6426 | 408
| 8292 | 1619.5375 | 408
| 8293 | 1619.4564 | 408
| 8294 | 1619.3178 | 408
| 8295 | 1619.1216 | 408
| 8296 | 1619.0493 | 408
| 8297 | 1618.8938 | 408
| 8298 | 1618.6975 | 408
| 8299 | 1618.5364 | 408
| 8300 | 1618.3469 | 408
| 8301 | 1618.1442 | 408
| 8302 | 1618.0623 | 408
| 8303 | 1617.9516 | 408
| 8304 | 1617.8097 | 408
| 8305 | 1617.7057 | 408
| 8306 | 1617.4487 | 408
| 8307 | 1617.3195 | 408
| 8308 | 1617.1956 | 408
| 8309 | 1617.1125 | 408
| 8310 | 1617.0007 | 408
| 8311 | 1616.8778 | 408
| 8312 | 1616.802 | 408
| 8313 | 1616.5787 | 408
| 8314 | 1616.4996 | 408
| 8315 | 1616.4105 | 408
| 8316 | 1616.2612 | 408
| 8317 | 1616.1165 | 408
| 8318 | 1616.0145 | 408
| 8319 | 1615.8693 | 408
| 8320 | 1615.6082 | 408
| 8321 | 1615.4643 | 408
| 8322 | 1615.2524 | 408
| 8323 | 1615.0845 | 408
| 8324 | 1614.9591 | 408
| 8325 | 1614.8821 | 408
| 8326 | 1614.7739 | 408
| 8327 | 1614.5903 | 408
| 8328 | 1614.3975 | 408
| 8329 | 1614.279 | 408
| 8330 | 1614.0986 | 408
| 8331 | 1613.9829 | 408
| 8332 | 1613.9014 | 408
| 8333 | 1613.7658 | 408
| 8334 | 1613.5384 | 408
| 8335 | 1613.4361 | 408
| 8336 | 1613.3074 | 408
| 8337 | 1613.0957 | 408
| 8338 | 1612.9836 | 408
| 8339 | 1612.8173 | 408
| 8340 | 1612.6945 | 408
| 8341 | 1612.6398 | 408
| 8342 | 1612.4069 | 408
| 8343 | 1612.1682 | 408
| 8344 | 1612.1173 | 408
| 8345 | 1611.9165 | 408
| 8346 | 1611.7049 | 408
| 8347 | 1611.5669 | 408
| 8348 | 1611.4673 | 408
| 8349 | 1611.2577 | 408
| 8350 | 1611.079 | 408
| 8351 | 1610.9225 | 408
| 8352 | 1610.8566 | 408
| 8353 | 1610.7561 | 408
| 8354 | 1610.6409 | 408
| 8355 | 1610.5316 | 408
| 8356 | 1610.3598 | 408
| 8357 | 1610.1584 | 408
| 8358 | 1610.0174 | 408
| 8359 | 1609.7991 | 408
| 8360 | 1609.632 | 408
| 8361 | 1609.4424 | 408
| 8362 | 1609.1529 | 408
| 8363 | 1609.0777 | 408
| 8364 | 1608.9372 | 408
| 8365 | 1608.7401 | 408
| 8366 | 1608.6915 | 408
| 8367 | 1608.6362 | 408
| 8368 | 1608.5417 | 408
| 8369 | 1608.3735 | 408
| 8370 | 1608.2425 | 408
| 8371 | 1608.1263 | 408
| 8372 | 1608.0006 | 408
| 8373 | 1607.718 | 408
| 8374 | 1607.5113 | 408
| 8375 | 1607.4006 | 408
| 8376 | 1607.1685 | 408
| 8377 | 1607.0182 | 408
| 8378 | 1606.826 | 408
| 8379 | 1606.7541 | 408
| 8380 | 1606.444 | 408
| 8381 | 1606.3223 | 408
| 8382 | 1606.231 | 408
| 8383 | 1606.1531 | 408
| 8384 | 1606.043 | 408
| 8385 | 1605.7999 | 408
| 8386 | 1605.678 | 408
| 8387 | 1605.5067 | 408
| 8388 | 1605.3538 | 408
| 8389 | 1605.2001 | 408
| 8390 | 1604.98 | 408
| 8391 | 1604.8999 | 408
| 8392 | 1604.796 | 408
| 8393 | 1604.5915 | 408
| 8394 | 1604.3465 | 408
| 8395 | 1604.2046 | 408
| 8396 | 1604.112 | 408
| 8397 | 1604.0009 | 408
| 8398 | 1603.8348 | 408
| 8399 | 1603.6888 | 408
| 8400 | 1603.4292 | 408
| 8401 | 1603.254 | 408
| 8402 | 1603.1182 | 408
| 8403 | 1602.7153 | 408
| 8404 | 1602.5597 | 408
| 8405 | 1602.2961 | 408
| 8406 | 1602.1895 | 408
| 8407 | 1602.0655 | 408
| 8408 | 1601.9797 | 408
| 8409 | 1601.8305 | 408
| 8410 | 1601.6072 | 408
| 8411 | 1601.364 | 408
| 8412 | 1601.248 | 408
| 8413 | 1601.131 | 408
| 8414 | 1600.9538 | 408
| 8415 | 1600.594 | 408
| 8416 | 1600.3715 | 408
| 8417 | 1600.2436 | 408
| 8418 | 1600.1319 | 408
| 8419 | 1600.0072 | 408
| 8420 | 1599.7288 | 408
| 8421 | 1599.5915 | 408
| 8422 | 1599.4714 | 408
| 8423 | 1599.2636 | 408
| 8424 | 1598.9913 | 408
| 8425 | 1598.8979 | 408
| 8426 | 1598.6437 | 408
| 8427 | 1598.5217 | 408
| 8428 | 1598.3228 | 408
| 8429 | 1598.1641 | 408
| 8430 | 1597.8783 | 408
| 8431 | 1597.711 | 408
| 8432 | 1597.5307 | 408
| 8433 | 1597.3886 | 408
| 8434 | 1597.2583 | 408
| 8435 | 1597.0503 | 408
| 8436 | 1596.9104 | 408
| 8437 | 1596.7953 | 408
| 8438 | 1596.5988 | 408
| 8439 | 1596.4746 | 408
| 8440 | 1596.3341 | 408
| 8441 | 1595.9512 | 408
| 8442 | 1595.5102 | 408
| 8443 | 1595.2921 | 408
| 8444 | 1595.0845 | 408
| 8445 | 1594.9788 | 408
| 8446 | 1594.7653 | 408
| 8447 | 1594.4693 | 408
| 8448 | 1594.3483 | 408
| 8449 | 1594.0935 | 408
| 8450 | 1593.7275 | 408
| 8451 | 1593.4323 | 408
| 8452 | 1593.2855 | 408
| 8453 | 1593.019 | 408
| 8454 | 1592.9036 | 408
| 8455 | 1592.7104 | 408
| 8456 | 1592.6113 | 408
| 8457 | 1592.348 | 408
| 8458 | 1592.1595 | 408
| 8459 | 1591.9664 | 408
| 8460 | 1591.9192 | 408
| 8461 | 1591.7741 | 408
| 8462 | 1591.5524 | 408
| 8463 | 1591.3144 | 408
| 8464 | 1591.1571 | 408
| 8465 | 1591.1203 | 408
| 8466 | 1591.0777 | 408
| 8467 | 1590.966 | 408
| 8468 | 1590.8345 | 408
| 8469 | 1590.3044 | 408
| 8470 | 1590.1272 | 408
| 8471 | 1589.9743 | 408
| 8472 | 1589.8658 | 408
| 8473 | 1589.6709 | 408
| 8474 | 1589.6107 | 408
| 8475 | 1589.4408 | 408
| 8476 | 1589.3136 | 408
| 8477 | 1589.1839 | 408
| 8478 | 1588.9433 | 408
| 8479 | 1588.7272 | 408
| 8480 | 1588.4627 | 408
| 8481 | 1588.2465 | 408
| 8482 | 1588.051 | 408
| 8483 | 1587.7112 | 408
| 8484 | 1587.5483 | 408
| 8485 | 1587.1794 | 408
| 8486 | 1587.0393 | 408
| 8487 | 1586.8914 | 408
| 8488 | 1586.709 | 408
| 8489 | 1586.3103 | 408
| 8490 | 1586.0891 | 408
| 8491 | 1585.8133 | 408
| 8492 | 1585.6574 | 408
| 8493 | 1585.5418 | 408
| 8494 | 1585.4756 | 408
| 8495 | 1585.3827 | 408
| 8496 | 1585.1737 | 408
| 8497 | 1585.0658 | 408
| 8498 | 1584.9232 | 408
| 8499 | 1584.7114 | 408
| 8500 | 1584.5637 | 408
| 8501 | 1584.3029 | 408
| 8502 | 1584.1961 | 408
| 8503 | 1583.9431 | 408
| 8504 | 1583.6986 | 408
| 8505 | 1583.3905 | 408
| 8506 | 1583.2211 | 408
| 8507 | 1583.0747 | 408
| 8508 | 1582.9431 | 408
| 8509 | 1582.7079 | 408
| 8510 | 1582.521 | 408
| 8511 | 1582.4041 | 408
| 8512 | 1582.2343 | 408
| 8513 | 1582.164 | 408
| 8514 | 1582.0269 | 408
| 8515 | 1581.8194 | 408
| 8516 | 1581.6461 | 408
| 8517 | 1581.4069 | 408
| 8518 | 1581.0141 | 408
| 8519 | 1580.8028 | 408
| 8520 | 1580.7031 | 408
| 8521 | 1580.6231 | 408
| 8522 | 1580.4123 | 408
| 8523 | 1580.2063 | 408
| 8524 | 1579.9768 | 408
| 8525 | 1579.7428 | 408
| 8526 | 1579.6121 | 408
| 8527 | 1579.3748 | 408
| 8528 | 1578.9941 | 408
| 8529 | 1578.7486 | 408
| 8530 | 1578.6231 | 408
| 8531 | 1578.4468 | 408
| 8532 | 1578.2584 | 408
| 8533 | 1578.0356 | 408
| 8534 | 1577.8205 | 408
| 8535 | 1577.6808 | 408
| 8536 | 1577.4339 | 408
| 8537 | 1577.221 | 408
| 8538 | 1577.1561 | 408
| 8539 | 1577.0288 | 408
| 8540 | 1576.9254 | 408
| 8541 | 1576.7883 | 408
| 8542 | 1576.4674 | 408
| 8543 | 1576.2236 | 408
| 8544 | 1576.0748 | 408
| 8545 | 1575.9175 | 408
| 8546 | 1575.7609 | 408
| 8547 | 1575.546 | 408
| 8548 | 1575.3986 | 408
| 8549 | 1575.2444 | 408
| 8550 | 1575.1128 | 408
| 8551 | 1574.7465 | 408
| 8552 | 1574.2609 | 408
| 8553 | 1574.0674 | 408
| 8554 | 1573.9122 | 408
| 8555 | 1573.6776 | 408
| 8556 | 1573.3979 | 408
| 8557 | 1573.0649 | 408
| 8558 | 1572.9113 | 408
| 8559 | 1572.6995 | 408
| 8560 | 1572.5654 | 408
| 8561 | 1572.3265 | 408
| 8562 | 1572.1576 | 408
| 8563 | 1571.7991 | 408
| 8564 | 1571.4582 | 408
| 8565 | 1571.3414 | 408
| 8566 | 1571.0706 | 408
| 8567 | 1570.8487 | 408
| 8568 | 1570.6593 | 408
| 8569 | 1570.5085 | 408
| 8570 | 1570.3405 | 408
| 8571 | 1570.2227 | 408
| 8572 | 1569.9432 | 408
| 8573 | 1569.6564 | 408
| 8574 | 1569.4161 | 408
| 8575 | 1569.1548 | 408
| 8576 | 1568.9342 | 408
| 8577 | 1568.7704 | 408
| 8578 | 1568.4697 | 408
| 8579 | 1567.9603 | 408
| 8580 | 1567.8872 | 408
| 8581 | 1567.7355 | 408
| 8582 | 1567.5972 | 408
| 8583 | 1567.3076 | 408
| 8584 | 1566.9435 | 408
| 8585 | 1566.6745 | 408
| 8586 | 1566.5341 | 408
| 8587 | 1566.2655 | 408
| 8588 | 1566.1014 | 408
| 8589 | 1565.7342 | 408
| 8590 | 1565.5397 | 408
| 8591 | 1565.2992 | 408
| 8592 | 1564.9201 | 408
| 8593 | 1564.7566 | 408
| 8594 | 1564.3762 | 408
| 8595 | 1564.1427 | 408
| 8596 | 1563.9126 | 408
| 8597 | 1563.705 | 408
| 8598 | 1563.2544 | 408
| 8599 | 1562.634 | 408
| 8600 | 1562.3822 | 408
| 8601 | 1562.029 | 408
| 8602 | 1561.7214 | 408
| 8603 | 1561.5019 | 408
| 8604 | 1561.3651 | 408
| 8605 | 1561.1296 | 408
| 8606 | 1560.8338 | 408
| 8607 | 1560.5048 | 408
| 8608 | 1560.2277 | 408
| 8609 | 1559.8861 | 408
| 8610 | 1559.7197 | 408
| 8611 | 1559.3525 | 408
| 8612 | 1559.1898 | 408
| 8613 | 1558.7982 | 408
| 8614 | 1558.5171 | 408
| 8615 | 1558.408 | 408
| 8616 | 1557.8457 | 408
| 8617 | 1557.7952 | 408
| 8618 | 1557.268 | 408
| 8619 | 1557.0029 | 408
| 8620 | 1556.6512 | 408
| 8621 | 1556.5198 | 408
| 8622 | 1556.3532 | 408
| 8623 | 1556.1833 | 408
| 8624 | 1556.0052 | 408
| 8625 | 1555.7604 | 408
| 8626 | 1555.4813 | 408
| 8627 | 1555.0683 | 408
| 8628 | 1554.8008 | 408
| 8629 | 1554.5814 | 408
| 8630 | 1554.331 | 408
| 8631 | 1554.1491 | 408
| 8632 | 1553.8609 | 408
| 8633 | 1553.3995 | 408
| 8634 | 1552.9575 | 408
| 8635 | 1552.6987 | 408
| 8636 | 1552.3503 | 408
| 8637 | 1552.161 | 408
| 8638 | 1552.01 | 408
| 8639 | 1551.7935 | 408
| 8640 | 1551.6254 | 408
| 8641 | 1551.4139 | 408
| 8642 | 1551.1576 | 408
| 8643 | 1550.3822 | 408
| 8644 | 1550.1569 | 408
| 8645 | 1549.9146 | 408
| 8646 | 1549.662 | 408
| 8647 | 1549.5752 | 408
| 8648 | 1549.0926 | 408
| 8649 | 1548.8681 | 408
| 8650 | 1548.6546 | 408
| 8651 | 1548.0437 | 408
| 8652 | 1547.7918 | 408
| 8653 | 1547.0452 | 408
| 8654 | 1546.6693 | 408
| 8655 | 1546.398 | 408
| 8656 | 1546.1497 | 408
| 8657 | 1545.5445 | 408
| 8658 | 1545.2486 | 408
| 8659 | 1544.9659 | 408
| 8660 | 1544.7945 | 408
| 8661 | 1544.3615 | 408
| 8662 | 1544.1694 | 408
| 8663 | 1543.9547 | 408
| 8664 | 1543.1725 | 408
| 8665 | 1542.9458 | 408
| 8666 | 1542.6085 | 408
| 8667 | 1542.3703 | 408
| 8668 | 1541.9146 | 408
| 8669 | 1541.6835 | 408
| 8670 | 1541.2979 | 408
| 8671 | 1541.0714 | 408
| 8672 | 1540.5343 | 408
| 8673 | 1540.0881 | 408
| 8674 | 1539.6359 | 408
| 8675 | 1539.31 | 408
| 8676 | 1538.7634 | 408
| 8677 | 1538.3778 | 408
| 8678 | 1538.2044 | 408
| 8679 | 1537.4672 | 408
| 8680 | 1537.1971 | 408
| 8681 | 1536.3036 | 408
| 8682 | 1535.9279 | 408
| 8683 | 1535.6461 | 408
| 8684 | 1535.1271 | 408
| 8685 | 1534.6253 | 408
| 8686 | 1534.431 | 408
| 8687 | 1534.0036 | 408
| 8688 | 1533.6152 | 408
| 8689 | 1533.2933 | 408
| 8690 | 1532.823 | 408
| 8691 | 1532.3616 | 408
| 8692 | 1531.9364 | 408
| 8693 | 1531.6267 | 408
| 8694 | 1531.1472 | 408
| 8695 | 1530.3758 | 408
| 8696 | 1529.7095 | 408
| 8697 | 1528.9538 | 408
| 8698 | 1528.5571 | 408
| 8699 | 1527.9832 | 408
| 8700 | 1527.3675 | 408
| 8701 | 1526.9139 | 408
| 8702 | 1526.2346 | 408
| 8703 | 1525.6403 | 408
| 8704 | 1525.0228 | 408
| 8705 | 1524.634 | 408
| 8706 | 1524.3308 | 408
| 8707 | 1523.9342 | 408
| 8708 | 1523.2482 | 408
| 8709 | 1522.277 | 408
| 8710 | 1521.9054 | 408
| 8711 | 1521.2298 | 408
| 8712 | 1520.5785 | 408
| 8713 | 1520.0321 | 408
| 8714 | 1519.1676 | 408
| 8715 | 1518.4628 | 408
| 8716 | 1517.2778 | 408
| 8717 | 1517.0893 | 408
| 8718 | 1516.5326 | 408
| 8719 | 1515.5303 | 408
| 8720 | 1515.331 | 408
| 8721 | 1514.7705 | 408
| 8722 | 1514.0644 | 408
| 8723 | 1513.6673 | 408
| 8724 | 1512.759 | 408
| 8725 | 1511.5533 | 408
| 8726 | 1511.0213 | 408
| 8727 | 1510.1946 | 408
| 8728 | 1509.4557 | 408
| 8729 | 1508.8247 | 408
| 8730 | 1508.0385 | 408
| 8731 | 1506.8675 | 408
| 8732 | 1506.1803 | 408
| 8733 | 1505.5258 | 408
| 8734 | 1503.9061 | 408
| 8735 | 1502.2783 | 408
| 8736 | 1500.9642 | 408
| 8737 | 1499.6791 | 408
| 8738 | 1499.0361 | 408
| 8739 | 1497.3504 | 408
| 8740 | 1495.6838 | 408
| 8741 | 1495.3112 | 408
| 8742 | 1494.264 | 408
| 8743 | 1492.3745 | 408
| 8744 | 1491.0743 | 408
| 8745 | 1489.6535 | 408
| 8746 | 1488.2059 | 408
| 8747 | 1486.5232 | 408
| 8748 | 1484.7806 | 408
| 8749 | 1482.599 | 408
| 8750 | 1481.1956 | 408
| 8751 | 1479.3502 | 408
| 8752 | 1476.1896 | 408
| 8753 | 1475.0441 | 408
| 8754 | 1472.8874 | 408
| 8755 | 1469.8832 | 408
| 8756 | 1468.1104 | 408
| 8757 | 1464.3441 | 408
| 8758 | 1456.0141 | 408
| 8759 | 1448.3815 | 408
| 8760 | 1437.9179 | 408