## Summary
Summary
This sheet includes a Summary Chart and Table of the data within this file.
Disclaimer
This document is subject to an important disclaimer that limits or excludes AEMO's liability.
Please read the full disclaimer at
http://www.aemo.com.au/Electricity/National-Electricity-Market-NEM/Planning-and-forecasting/Generation-information
Region
NEM
Dispatch Type
S‚ SS & NS
Summary Chart: NEM Scheduled, Semi-scheduled & Non-scheduled Generation (MW) - Existing and New Developments by Fuel-Technology Category
Summary Table: NEM Scheduled, Semi-scheduled & Non-scheduled Generation (MW) - Existing and New Developments by Fuel-Technology Category
Fuel - Technology Category
| Summary Status | Coal | CCGT | OCGT | Gas other | Solar* | Wind | Water | Biomass | Battery Storage | Other | Total
| Existing | 23121 | 3041.066 | 6877.673 | 2355.527 | 3561.2083 | 6738.568 | 7980.625 | 608.785 | 210.838 | 204.431 | 54699.7213
| Announced Withdrawal | 2000 | 208 | 0 | 480 | 0 | 0 | 0 | 0 | 0 | 0 | 2688
| Existing less Announced Withdrawal | 21121 | 2833.066 | 6877.673 | 1875.527 | 3561.2083 | 6738.568 | 7980.625 | 608.785 | 210.838 | 204.431 | 52011.7213
| Upgrade / Expansion | 160 | 0 | 0 | 0 | 0 | 0 | 0 | 0 | 50 | 0 | 210
| Committed | 0 | 0 | 0 | 0 | 1606.113 | 2058.34 | 2040 | 0 | 43 | 24 | 5771.453
| Proposed | 151 | 845 | 2002 | 765.205 | 25815.289 | 18539.406 | 5729 | 191.2 | 6006 | 83.8 | 60127.9
| Withdrawn | 0 | 0 | 0 | 0 | 0 | 0 | 0 | 0 | 0 | 0 | 0
Notes:
"Existing" summary status includes "Announced Withdrawal".
"Committed" summary status includes "Committed*".
"Solar*" Fuel-Technology category excludes Rooftop PV installations.

## Change Log
Change Log
This table lists all significant changes within the updates to AEMO's Generation Information data, since the 2012 ESOO.
The changes within each update were made available on AEMO's Generation Information Page website, on the corresponding "Publication Date" shown in the table below.
Publication Date | Region | Type of Change | Site | Owner | DUID | Note | Effective Date
2020-01-31 | SA1 | Project commitment | Barker Inlet Power Station | AGL Barker Inlet Pty Ltd | BARKIPS1 | In Service | 2020-01-28
2020-01-31 | QLD1 | Project commitment | Coopers Gap Wind Farm | PARF Company 6 Pty Limited | COOPGWF1 | In Commissioning | 2019-10-29
2020-01-31 | QLD1 | Project commitment | Coopers Gap Wind Farm | PARF Company 6 Pty Limited | COOPGWF1 | In Commissioning | 2019-10-29
2020-01-31 | NSW1 | Project commitment | Finley Solar Farm | Finley Solar Farm Pty Ltd as The trustee for Finley Solar Trust | FINLYSF1 | In Service | 2020-01-21
2020-01-31 | QLD1 | Project commitment | Haughton Solar Farm Stage 1 | Pacific Hydro Haughton Solar Farm Pty Ltd | HAUGHT11 | In Commissioning | 2019-10-29
2020-01-31 | NSW1 | Project commitment | Limondale Solar Farm 2 | Limondale Sun Farm Pty Ltd | LIMOSF21 | In Service | 2019-10-29
2020-01-31 | NSW1 | Project commitment | Nevertire Solar Farm | Elliott Nevertire Solar Pty Ltd as Trustee for the Elliott Nevertire Trust' | NEVERSF1 | In Commissioning | 2019-10-29
2020-01-31 | VIC1 | Project commitment | Yendon Wind Farm | Northleaf /InfraRed/Macquarie Capital | YENDWF1 | In Commissioning | 2020-01-30
2020-01-31 | NSW1 | Informative note | Bells Mountain | AGL Energy Limited |  | Duplicate removed. | 2020-01-31
2019-11-14 | NSW1 | Project commitment | Crudine Ridge Wind Farm | CRWF Nominees Pty Ltd |  | Committed | 2019-10-29
2019-11-14 | NSW1 | Expected Closure Year | Eraring | Origin Energy Eraring Pty Ltd | ER01, ER02, ER03, ER04 | Correction to the Expected Closure Year value, due to a data system error. | 2019-05-17
2019-11-14 | NSW1 | Expected Closure Year | Eraring GT | Origin Energy Eraring Pty Ltd | ERGT01 | Correction to the Expected Closure Year value, due to a data system error. | 2019-05-17
2019-11-14 | NSW1 | Project commitment | Goonumbla Solar Farm | Goonumbla Asset Co Pty Ltd as trustee for the Goonumbla Asset Trust |  | Committed | 2019-10-29
2019-11-14 | SA1 | Expected Closure Year | Ladbroke Grove | Origin Energy Power Limited | LADBROK1, LADBROK2 | Correction to the Expected Closure Year value, due to a data system error. | 2019-05-17
2019-11-14 | SA1 | Project commitment | Lake Bonney BESS1 | Lake Bonney BESS Pty Ltd | LBBG1 | Committed | 2019-10-29
2019-11-14 | VIC1 | Scheduled Capacity | Loy Yang B | Gippsland Power Pty Ltd ABN 30 077 851 079 / LYB Ventures Australia Pty Ltd ABN 57 055 984 499 / Traralgon Power Pty Ltd ABN 64 056 292 623 / Latrobe Power Pty Ltd ABN 42 055 983 563 / LYB Australia Limited ABN 87 055 563 785 | LOYYB1 | Changes in Winter 2020 scheduled capacity | 2019-11-07
2019-11-14 | VIC1 | Nameplate capacity | Loy Yang B | Gippsland Power Pty Ltd ABN 30 077 851 079 / LYB Ventures Australia Pty Ltd ABN 57 055 984 499 / Traralgon Power Pty Ltd ABN 64 056 292 623 / Latrobe Power Pty Ltd ABN 42 055 983 563 / LYB Australia Limited ABN 87 055 563 785 |  | Corrected from 1000 MW to 1115 MW | 2019-11-07
2019-11-14 | VIC1 | Expected Closure Year | Mortlake | Origin Energy Power Limited | MortLK11, MortLK12 | Correction to the Expected Closure Year value, due to a data system error. | 2019-06-21
2019-11-14 | VIC1 | Scheduled Capacity | Mortlake | Origin Energy Power Limited | MORTLK12 | Origin Energy expects to bring the unit back online by 20 December 2019, as specified here: https://www.originenergy.com.au/about/investors-media/media-centre/statement_on_mortlake_power_station.html | 2019-07-15
2019-11-14 | VIC1 | Correction | Mt Gellibrand Wind Farm | ACCIONA Energy | MTGELWF1 | Correction of previous Commissioning note, plant is "In Commissioning". | 2019-07-18
2019-11-14 | SA1 | Expected Closure Year | Quarantine | Origin Energy Power Limited | QPS1, QPS2, QPS3, QPS4 | Correction to the Expected Closure Year value, due to a data system error. | 2019-06-20
2019-11-14 | SA1 | Scheduled Capacity | Torrens Island A | AGL SA Generation Pty Limited |  | Changes in schedule capacity due to mothballed period. | 2019-10-29
2019-11-14 | Various | Full Commercial Use Date | Various | Various | Various | Full Commercial Use Date for some Committed projects have been delayed. | 2019-11-14
2019-11-14 | VIC1 | Project commitment | Winton Solar Farm | Winton Asset Co. Pty Ltd as Trustee of the Winton Asset Trust |  | Committed | 2019-10-29
2019-08-07 | NSW1 | Expected Closure Year | Liddell | AGL Macquarie Pty Limited |  | Changes in expected closure date. | 2019-08-02
2019-08-07 | NSW1 | Scheduled Capacity | Liddell | AGL Macquarie Pty Limited |  | Changes in schedule capacity. | 2019-08-02
2019-08-07 | SA1 | Expected Closure Year | Torrens Island A | AGL SA Generation Pty Limited |  | Changes in expected closure date. | 2019-08-05
2019-07-29 | VIC1 | Scheduled Capacity | Bogong / Mackay | AGL | MCKAY1 | Corrected from 1240 MW to 300 MW (-940 MW). | 2018-02-19
2019-07-29 | SA1 | Informative note | Hallett Repower (expansion) | Energy Australia | AGLHAL | Duplicate removed. | 2018-07-31
2019-07-29 | QLD1 | Summary Status | Maryrorough Solar Farm | Impact Investment Group |  | Corrected from Proposed to Committed. | 2019-05-06
2019-07-29 | QLD1 | Informative note | South Johnstone Mill | MSF Sugar |  | Duplicate removed. | 2018-07-31
2019-07-29 | SA1 | Unit Status | Willogoleche Wind Farm | Willogoleche Power Pty Ltd | WGWF1 | Corrected from In Service to In Commissioning. | 2019-07-01
2019-07-18 | VIC1 | Commissioning | Bannerton Solar Park | Foresight Solar Australia Pty Ltd | BANN1 | Commissioning complete. | 2019-06-01
2019-07-18 | NSW1 | Commissioning | Beryl Solar Farm | FS NSW Project No 1 AT Pty Ltd as trustee of FS NSW Project No 1 Asset Trust | BERYLSF1 | Commissioning complete. | 2019-05-06
2019-07-18 | NSW1 | Commissioning | Bodangora Wind Farm | Bodangora Wind Farm Pty Ltd | BODWF1 | Commissioning complete. | 2019-05-17
2019-07-18 | QLD1 | Project commitment | Bowen Solar Farm | Infigen Energy |  | Discontinued. | 2019-07-17
2019-07-18 | VIC1 | Project commitment | Bulgana Green Power Hub - BESS | Bulgana Wind Farm Pty Ltd |  | Committed. | 2019-05-22
2019-07-18 | VIC1 | Nameplate capacity | Bulgana Green Power Hub - Wind Farm | Bulgana Wind Farm Pty Ltd |  | Changed from 194 MW to 204.4 MW (+10.4 MW). | 2019-05-22
2019-07-18 | SA1 | Nameplate capacity | Bungala One Solar Farm | Enel Green Power | BNGSF1 | Changed from 110 MW to 135 MW (+25 MW). | 2018-07-27 00:20
2019-07-18 | SA1 | Nameplate capacity | Bungala Two Solar Farm | Enel Green Power | BNGSF2 | Changed from 110 MW to 135 MW (+25 MW). | 2019-01-08 03:51
2019-07-18 | TAS1 | Nameplate capacity | Cattle Hill Wind Farm | Wild Cattle Hill Pty Ltd |  | Changed from 144 MW to 153.6 MW (+9.6 MW). | 2019-05-15
2019-07-18 | QLD1 | Commissioning | Childers Solar Farm | Childers Solar Pty Ltd | CHILDSF1 | Commissioning complete. | 2019-06-05
2019-07-18 | QLD1 | Nameplate capacity | Clare Solar Farm | Clare Asset Co Pty Ltd ATF Clare Asset Trust | CLARESF1 | Changed from 100 MW to 110.4 MW (+10.4 MW). | 2019-05-17
2019-07-18 | QLD1 | Commissioning | Clermont Solar Farm | Clermont Asset Co Pty Ltd as Trustee for Clerrmont Solar Unit Trust | CLERMSF1 | Commissioning complete. | 2019-06-24
2019-07-18 | VIC1 | Project commitment | Cohuna Solar Farm | Cohuna Solar Farm Pty Ltd |  | Changed from Committed to Committed*. | 2019-01-08
2019-07-18 | NSW1 | Nameplate capacity | Coleambally Solar Farm | Coleambally Solar Pty Ltd | COLEASF1 | Changed from 180 MW to 150.3 MW (-29.7 MW). | 2018-04-14
2019-07-18 | QLD1 | Commissioning | Collinsville PV | Ratch Australia | CSPVPS1 | Commissioning complete. | 2019-04-03
2019-07-18 | NSW1 | Nameplate capacity | Crookwell 2 Wind Farm | Crookwell Development Pty Ltd | CROOKWF2 | Changed from 91 MW to 96.04 MW (+5.04 MW). | 2019-05-15
2019-07-18 | QLD1 | Nameplate capacity | Darling Downs Solar Farm | Darling Downs Solar Farm Pty Ltd | DDSF1 | Changed from 108.5 MW to 121 MW (+12.5 MW). | 2019-05-17
2019-07-18 | QLD1 | Commissioning | Daydream Solar Farm | The Daydream Solar Farm Trust | DAYDSF1 | Commissioning complete. | 2019-04-30
2019-07-18 | NSW1 | Project commitment | Eastern Creek Energy from Waste Facility | Next Generation NSW |  | Discontinued. | 2019-07-17
2019-07-18 | QLD1 | Commissioning | Emerald Solar Park | Lighthouse Infrastructure Management Limited | EMERASF1 | Commissioning complete. | 2018-04-19 08:27
2019-07-18 | NSW1 | Nameplate capacity | Finley Solar Farm | Finley Solar Farm Pty Ltd as The trustee for Finley Solar Trust | FINLEYSF1 | Changed from 133 MW to 162.36 MW (29.36 MW). | 2019-06-13
2019-07-18 | TAS1 | Project commitment | G7 Generation | G7 Generation |  | Discontinued. | 2019-07-17
2019-07-18 | NSW1 | Project commitment | Gloucester Gas Project | AGL Energy |  | Discontinued. | 2019-07-17
2019-07-18 | QLD1 | Project commitment | Group Linen - Princess Alexandra | Group Linen |  | Discontinued. | 2019-07-17
2019-07-18 | QLD1 | Nameplate capacity | Haughton Solar Farm Stage 1 | Pacific Hydro Haughton Solar Farm Pty Ltd | HAUGHT11 | Changed from 100 MW to 132.6 MW (+32.6 MW). | 2019-06-06
2019-07-18 | QLD1 | Commissioning | Hayman Solar Farm | The Hayman Solar Farm Trust | HAYMSF1 | Commissioning complete. | 2019-04-30
2019-07-18 | NSW1 | Project commitment | Jupiter Wind Farm | EPYC Pty Ltd |  | Discontinued. | 2019-07-17
2019-07-18 | SA1 | Project commitment | Lake Bonney BESS1 | Lake Bonney BESS Pty Ltd |  | Changed from Committed* to Emerging. | 2019-05-17
2019-07-18 | SA1 | Project commitment | Lincoln Gap Wind Farm - BESS | Lincoln Gap Wind Farm PTY LTD | LGAPWF1 | Committed. | 2019-04-30
2019-07-18 | SA1 | Commissioning | Lincoln Gap Wind Farm - stage 1 | Lincoln Gap Wind Farm Pty Ltd | LGAPWF1 | Commissioning complete. | 2018-02-19 03:50
2019-07-18 | SA1 | Project commitment | Lincoln Gap Wind Farm - stage 2 | Lincoln Gap Wind Farm Pty Ltd | LGAPWF1 | Committed. | 2018-07-30 06:02
2019-07-18 | QLD1 | Project commitment | Maryrorough Solar Farm | Impact Investment Group |  | Committed. | 2019-05-06
2019-07-18 | NSW1 | Project commitment | Molong Solar Farm | Amp Power Pty Limited |  | Committed. | 2019-06-25
2019-07-18 | QLD1 | Commissioning | Mount Emerald | Ratch Australia | MEWF1 | Commissioning complete. | 2018-04-14
2019-07-18 | VIC1 | Commissioning | Mt Gellibrand Wind Farm | ACCIONA Energy | MTGELWF1 | Commissioning complete. | 2018-02-19
2019-07-18 | VIC1 | Nameplate capacity | Newport | EnergyAustralia Ecogen Pty Ltd | NPS | Changed from 510 MW to 500 MW (-10 MW). | 2018-02-19
2019-07-18 | VIC1 | Nameplate capacity | Numurkah Solar Farm | Numurkah Solar Farm Pty Ltd | NUMURSF1 | Changed from 100 MW to 112 MW (+12 MW). | 2019-05-29
2019-07-18 | SA1 | Project commitment | Port Augusta Graphite Energy - CST | Solastor Pty Ltd |  | On hold. | 2019-07-17
2019-07-18 | SA1 | Project commitment | Port Augusta Graphite Energy - PV | Solastor Pty Ltd |  | On hold. | 2019-07-17
2019-07-18 | SA1 | Nameplate capacity | Quarantine | Origin Energy Power Limited | QPS1 | Changed from 224 MW to 229 MW (+5 MW). | 2018-02-19
2019-07-18 | SA1 | Project commitment | SA Government Virtual Power Plant - stage 2 | Government of South Australia |  | Committed. | 2019-07-17
2019-07-18 | SA1 | Project commitment | Simply Energy VPP | Simply Energy |  | Committed. | 2019-07-17
2019-07-18 | NSW1 | Nameplate capacity | Smithfield Energy Facility | Smithfield Power Generation Pty Ltd | SITHE01 | Changed from 170.9 MW to 185 MW (+14.1 MW). | 2019-06-07
2019-07-18 | NSW1 | Project commitment | Snowy 2.0 | Snowy Hydro Ltd |  | Committed. | 2019-06-21
2019-07-18 | VIC1 | Nameplate capacity | Somerton | AGL Hydro partnership | AGLSOM | Changed from 160 MW to 170 MW (+10 MW). | 2019-04-01
2019-07-18 | VIC1 | Project commitment | Spring Hill Wind Farm | BayWa r.e. |  | Discontinued. | 2019-07-17
2019-07-18 | NSW1 | Nameplate capacity | Sunraysia Solar Farm | John Laing/Maoneng Group |  | Changed from 200 MW to 228.8 MW (+28.8 MW). | 2019-05-20
2019-07-18 | QLD1 | Commissioning | Susan River Solar Farm | Susan River Solar Pty Ltd | SRSF1 | Commissioning complete. | 2019-06-05
2019-07-18 | NSW1 | Nameplate capacity | Tallawarra | EnergyAustralia Tallawarra Pty Ltd | TALWA1 | Changed from 435 MW to 440 MW (+5 MW). | 2018-04-12
2019-07-18 | TAS1 | Announced Withdrawal – Short Term Recall | Tamar Valley CCGT | AETV Pty Ltd | TVCC201 | AETV Pty Ltd advises that Tamar Valley combined-cycle gas turbine (CCGT) is not in regular service and may return to service at its discretion with less than three months’ lead time. . | 2019-05-17
2019-07-18 | QLD1 | Project commitment | Teebar Solar One | Teebar Clean Energy Pty Ltd |  | Changed from Committed* to Publically Announced. | 2016-06-28
2019-07-18 | VIC1 | Commissioning | Wemen Solar Farm | Wemen Asset Co Pty Ltd as Trustee to Wemen Solar Unit Trust | WEMENSF1 | Commissioning complete. | 2019-06-13
2019-07-18 | VIC1 | Nameplate capacity | West Kiewa | AGL Hydro Partnership | WKIEWA1 | Changed from 60 MW to 68 MW (+8 MW). | 2019-04-01
2019-07-18 | NSW1 | Project commitment | West Narrabri Electricity Generating Facility |  |  | Discontinued. | 2019-07-17
2019-07-18 | SA1 | Commissioning | Willogoleche Wind Farm | Willogoleche Power Pty Ltd | WGWF1 | Commissioning complete. | 2019-07-01
2019-07-18 | QLD1 | Project commitment | Windy Hill II | Ratch Australia |  | Discontinued. | 2019-07-17
2019-07-18 | NSW1 | Project commitment | Woolbrook Wind Farm | Newtricity |  | Discontinued. | 2019-07-17
2019-07-18 | VIC1 | Nameplate capacity | Yatpool Solar Farm | Yatpool Sun Farm Pty Ltd |  | Changed from 81 MW to 94 MW (+13 MW). | 2019-05-08
2019-07-18 | SA1 | Project commitment | Yorke Peninsula Biomass | Kallis Family Trust |  | On hold. | 2019-07-17
2019-05-10 | VIC1 | Service commenced | Ballarat Energy Storage System |  |  | AusNet Services advises that Ballarat Energy Storage System (30 MW) is operational. . | 2019-05-10
2019-05-10 | VIC1 | Informative note | Bannerton Solar Farm |  |  | Foresight Solar Australia Pty Ltd advises that Bannerton Solar Park (88MW) is undergoing commissioning testing. | 2019-05-10
2019-05-10 | NSW1 | Service commenced | Crookwell 2 Wind Farm |  |  | Crookwell Development Pty Ltd advises that Crookwell 2 Wind Farm (91 MW) is operational. | 2019-05-10
2019-05-10 | VIC1 | Informative note | Crowlands Wind Farm |  |  | Pacific Hydro Crowlands Pty Ltd advises that Crowlands Wind Farm (79.95MW) is undergoing commissioning testing. | 2019-05-10
2019-05-10 | VIC1 | Service commenced | Karadoc Solar Farm |  |  | Overland Sun Farming Pty Ltd advises that Karadoc Solar Farm (90 MW) is operational. | 2019-05-10
2019-05-10 | VIC1 | Project commitment | Lal Lal Wind Energy System - Elaine |  |  | Northleaf /InfraRed/Macquarie Capital advises that Lal Lal Wind Energy Facility - Elaine end (83.6 MW) is now a committed project. . | 2019-05-10
2019-05-10 | VIC1 | Project commitment | Lal Lal Wind Energy System - Yendon |  |  | Northleaf /InfraRed/Macquarie Capital advises that Lal Lal Wind Energy Facility - Yendon end (144.4 MW) is now a committed project. . | 2019-05-10
2019-05-10 | VIC1 | Informative note | Numurkah Solar Farm |  |  | Neoen advises that Numurkah Solar Farm (100MW) is undergoing commissioning testing. | 2019-05-10
2019-05-10 | SA1 | Service commenced | Tailem Bend - Solar |  |  | Vena Energy advises that Tailem Bend - Solar (108MW) is operational. | 2019-05-10
2019-05-10 | VIC1 | Project commitment | Yatpool Solar Farm |  |  | BayWa r.e. advises that Yatpool Solar Farm (81 MW) is now a committed project. | 2019-05-10
2019-02-06 | NSW1 | Project commitment | Bomen Solar Farm |  |  | AEMO has changed the Unit Status of Bomen Solar Farm from Committed to Emerging, and revised the nameplate capacity of Bomen Solar Farm from 120 MW to 100 MW. Consequently, the generation capacity charts in the 'New South Wales Summary' worksheet, and on the Generation Information Page website, have also been updated. | 2019-02-06
2019-02-04 | QLD1 | Capacity | Townsville Power Station |  |  | AEMO has revised the Summer Scheduled Capacities of Townsville Power Station in 201819, 201920 from 115 MW to 233 MW; AEMO has also revised the Winter Scheduled Capacities of Townsville Power Station in 2019, 2020 from 163 MW, 161 MW to 245 MW, 243 MW. | 2019-02-04
2019-01-21 | VIC1 | Service commenced | Ballarat Energy Storage System |  |  | AusNet Services advises that Ballarat Energy Storage System (30 MW) is operational. | 2019-01-21
2019-01-21 | VIC1 | Informative note | Bannerton Solar Farm |  |  | Foresight Solar Australia Pty Ltd advises that Bannerton Solar Park (88MW) is undergoing commissioning testing. | 2019-01-21
2019-01-21 | VIC1 | Informative note | Berrybank Wind Farm |  |  | Berrybank Development Pty Ltd advises that Berrybank Wind Farm (331.8 MW) should be reported as Berrybank Wind Farm - Stage 1 (180.6 MW) and Berrybank Wind Farm - Stage 2 (151.2 MW). | 2019-01-21
2019-01-21 | SA1 | Informative note | BHP Olympic Dam Backup Generation |  |  | BHP Billiton advises that BHP Olympic Dam Backup Generation (30 MW) is installed for emergency back-up supplies to the Olympic Dam Plant and township of Roxby Downs. | 2019-01-21
2019-01-21 | QLD1 | Project commitment | Brigalow Solar Farm |  |  | Brigalow Solar Farm (34.5 MW) is now reported as committed since Impact Investment Group advises that it has commenced construction. | 2019-01-21
2019-01-21 | SA1 | Project commitment | Bungala Two Solar Farm |  |  | Enel Green Power advises that Bungala Two Solar Farm (110 MW) is now a committed project. | 2019-01-21
2019-01-21 | VIC1 | Project commitment | Cherry Tree Wind Farm |  |  | Cherry Tree Wind Farm (57.6 MW) is now reported as committed since Cherry Tree Wind Farm Pty Limited A.T.F. Cherry Tree Project Trust advises that it has commenced construction. | 2019-01-21
2019-01-21 | VIC1 | Project commitment | Cohuna Solar Farm |  |  | Cohuna Solar Farm Pty. Ltd advises that Cohuna Solar Farm (27.27 MW) is now a committed project. | 2019-01-21
2019-01-21 | QLD1 | Capacity | Coopers Gap Wind Farm |  |  | PARF Company 6 Pty Limited advises that the capacity of Coopers Gap Wind Farm (previously reported as 350 MW) needs to be corrected to 453 MW. | 2019-01-21
2019-01-21 | VIC1 | Informative note | Crowlands Wind Farm |  |  | Pacific Hydro Crowlands Pty Ltd advises that Crowlands Wind Farm (79.95MW) is undergoing commissioning testing. | 2019-01-21
2019-01-21 | VIC1 | Project commitment | Dundonnell Wind Farm |  |  | Dundonnell Wind Farm (336MW) is now reported as committed since Tilt Renewables advises that it has commenced construction. | 2019-01-21
2019-01-21 | VIC1 | Informative note | Gannawarra Energy Storage System |  |  | GESS Co advises that Gannawarra Energy Storage System (25 MW/50 MWh) is undergoing commissioning testing. | 2019-01-21
2019-01-21 | VIC1 | Capacity | Gannawarra Solar Farm |  |  | Gannawarra Solar Farm Pty Ltd advises that the nameplate capacity of Gannawarra Solar Farm (previously 50 MW) needs to be corrected to Gannawarra Solar Farm (55 MW). | 2019-01-21
2019-01-21 | QLD1 | Capacity | Hayman Solar Farm |  |  | Hayman Solar Farm Pty Ltd advises that the nameplate capacity of Hayman Solar Farm (previously 50 MW) needs to be corrected to Hayman Solar Farm (57.75 MW). | 2019-01-21
2019-01-21 | QLD1 | Project commitment | Hughenden Sun Farm |  |  | BayWa r.e. advises that Hughenden Sun Farm (18 MW) is now a committed project. | 2019-01-21
2019-01-21 | VIC1 | Service commenced | Karadoc Solar Farm |  |  | Overland Sun Farming Pty Ltd advises that Karadoc Solar Farm (90 MW) is operational. | 2019-01-21
2019-01-21 | SA1 | Project commitment | Lake Bonney Battery Energy Storage |  |  | Lake Bonney Battery Energy Storage (25 MW/ 52MWh) is now reported as committed since Infigen Energy advises that it has commenced construction. | 2019-01-21
2019-01-21 | VIC1 | Project commitment | Lal Lal Wind Energy System - Elaine |  |  | Northleaf /InfraRed/Macquarie Capital advises that Lal Lal Wind Energy Facility - Elaine end (83.6 MW) is now a committed project. | 2019-01-21
2019-01-21 | VIC1 | Project commitment | Lal Lal Wind Energy System - Yendon |  |  | Northleaf /InfraRed/Macquarie Capital advises that Lal Lal Wind Energy Facility - Yendon end (144.4 MW) is now a committed project. | 2019-01-21
2019-01-21 | VIC1 | Informative note | Numurkah Solar Farm |  |  | Neoen advises that Numurkah Solar Farm (100MW) is undergoing commissioning testing. | 2019-01-21
2019-01-21 | SA1 | Capacity | Pelican Point |  |  | Pelican Point Power Limited advises that Pelican Point Nameplate capacity has been revised from 478 MW to 529 MW (+51 MW). The available capacity has been revised from 458 MW to 478 MW (+20 MW) in summer, and from 474 MW to 529 MW (+55 MW) in winter. | 2019-01-21
2019-01-21 | SA1 | Service commenced | Tailem Bend - Solar |  |  | Vena Energy advises that Tailem Bend - Solar (108MW) is operational. | 2019-01-21
2019-01-21 | SA1 | Informative note | Temporary Generation North and Temporary Generation South |  |  | SA Power Networks advises that Temporary Generation North (154 MW) and Temporary Generation South (123.2 MW) has changed registration status from Scheduled to Non-Scheduled. | 2019-01-21
2019-01-21 | QLD1 | Capacity | Townsville Power Station |  |  | AEMO has revised the Summer Scheduled Capacities of Townsville Power Station in 201819, 201920 from 115 MW to 233 MW; AEMO has also revised the Winter Scheduled Capacities of Townsville Power Station in 2019, 2020 from 163 MW,161 MW to 245 MW, 243 MW. | 2019-01-21
2019-01-21 | QLD1 | Project commitment | Warwick Solar Farm |  |  | University of Queensland advises that Warwick Solar Farm (64.2 MW) is now a committed project. | 2019-01-21
2019-01-21 | SA1 | Capacity | Willogoleche Wind Farm |  |  | AEMO advises that due to an error, the Nameplate Capacity of Willogoleche Wind Farm (previously 95-125 MW) has been corrected to Willogoleche Wind Farm (119.4 MW). | 2019-01-21
2019-01-17 | SA1 | Informative note | Torrens Island A Mothballing | AGL SA Generation Pty Ltd | TORRA1 | AGL SA Generation Pty Ltd has advised that all four Torrens Island A units will be mothballed with six month minimum recall notice, starting from 30/11/2019 for TORRA2 and TORRA4,starting from 30/9/2020 for TORRA1, and starting from 30/9/21 for TORRA3, lasting until the expected full closure year 2035. | 2019-03-13
2019-01-16 | NSW1 | Project commitment | Bomen Solar Farm |  |  | Renew Estate advises that Bomen Solar Farm (120 MW) is now a committed project. | 2019-01-16
2019-01-16 | NSW1 | Informative note | Charlestown Square Cogeneration |  |  | GPT RE Limited advises that Charlestown Square Cogeneration (2.8 MW) has been permanently decommissioned (withdrawn) since June 2018. | 2019-01-16
2019-01-16 | NSW1 | Service commenced | Crookwell 2 Wind Farm |  |  | Crookwell Development Pty Ltd advises that Crookwell 2 Wind Farm (91 MW) is operational. | 2019-01-16
2019-01-16 | NSW1 | Project commitment | Darlington Point Solar Farm |  |  | Darlington Point Solar Farm Pty Ltd advises that Darlington Point Solar Farm (275 MW) is now a committed project. | 2019-01-16
2019-01-16 | NSW1 | Project commitment | Finley Solar Farm |  |  | Finley Solar Farm Pty Ltd as trustee of the Finley Solar Trust advises that Finley Solar Farm (133 MW) is now a committed project. | 2019-01-16
2018-11-09 | TAS1 | Informative note | Bluff Point Wind Farm |  |  | Woolnorth Wind Farm Holding Pty Ltd advises that Bluff Point Wind Farm (65 MW) is accounted for within Woolnorth Studland Bay / Bluff Point (140 MW). | 2018-11-09
2018-10-31 | VIC1 | Project commitment | Bulgana Green Power Hub - Wind Farm |  |  | Bulgana Green Power Hub - Wind Farm (194MW) is now reported as committed since Neoen advises that it has commenced construction. | 2018-10-31
2018-10-31 | NSW1 | Informative note | Coleambally Solar Farm |  |  | Neoen advises that Coleambally Solar Farm (180 MW) is undergoing commissioning testing. | 2018-10-31
2018-10-31 | QLD1 | Informative note | Darling Downs Solar Farm |  |  | Darling Downs Solar Farm Pty Ltd advises that Darling Downs Solar Farm (108.5 MW) is undergoing commissioning testing. | 2018-10-31
2018-10-31 | SA1 | Service commenced | ESCRI Dalrymple |  |  | ElectraNet advises that ESCRI Dalrymple (30MW/8MWh) is operational. | 2018-10-31
2018-10-31 | VIC1 | Service commenced | Gannawarra Solar Farm |  |  | Gannawarra Solar Farm Pty Ltd advises that Gannawarra Solar Farm (50 MW) is operational. | 2018-10-31
2018-10-31 | QLD1 | Informative note | Hamilton Solar Farm |  |  | Hamilton Solar Farm Pty Ltd advises that Hamilton Solar Farm (57.5 MW) is undergoing commissioning testing. | 2018-10-31
2018-10-31 | QLD1 | Project commitment | Kennedy Energy Park |  |  | Kennedy Energy Park (Solar (15 MW), Wind (43.2 MW), Storage (2 MW)) is now reported as a committed project since Kennedy Energy Park Pty advises that it has commenced construction . | 2018-10-31
2018-10-31 | VIC1 | Project commitment | Kiamal Solar Farm - Stage 1 |  |  | Kiamal Solar Farm - Stage 1 (200MW) is now reported as committed since Total Eren advises that it has commenced construction. | 2018-10-31
2018-10-31 | VIC1 | Project commitment | Lal Lal Wind Energy Facility - Yendon end |  |  | Lal Lal Wind Energy Facility - Yendon end (144.4MW) is now reported as committed since Northleaf /InfraRed/Macquarie Capital advise that it has commenced construction. | 2018-10-31
2018-10-31 | NSW1 | Project commitment | Limondale solar plant 1 |  |  | Innogy advises that Limondale solar plant 1 (220 MW) is now a committed project. | 2018-10-31
2018-10-31 | NSW1 | Project commitment | Limondale solar plant 2 |  |  | Innogy advises that Limondale solar plant 2 (29 MW) is now a committed project. | 2018-10-31
2018-10-31 | VIC1 | Project commitment | Moorabool Wind Farm |  |  | Goldwind advises that Moorabool Wind Farm (320MW) is now a committed project. | 2018-10-31
2018-10-31 | NSW1 | Project commitment | Nevertire Solar Farm |  |  | Nevertire Solar Farm (105MW) is now reported as committed since Elliott Nevertire Solar Pty Ltd advises that it has commenced construction. | 2018-10-31
2018-10-31 | VIC1 | Project commitment | Numurkah Solar Farm |  |  | Neoen advises that Numurkah Solar Farm (100MW) is now a committed project. | 2018-10-31
2018-10-31 | QLD1 | Informative note | Ross River Solar Farm |  |  | Ross River Operations Pty Ltd advises that Ross River Solar Farm (128 MW) is undergoing commissioning testing. | 2018-10-31
2018-10-31 | QLD1 | Project commitment | Rugby Run Solar Farm |  |  | Rugby Run Solar Farm (65MW) is now reported as committed since Adani Rugby Run Pty Ltd advises that it has commenced construction. | 2018-10-31
2018-10-31 | NSW1 | Project commitment | Sunraysia Solar Farm |  |  | John Laing/Maoneng Group advise that Sunraysia Solar Farm (200MW) is now a committed project. | 2018-10-31
2018-07-31 | VIC1 | Project commitment | Ballarat Energy Storage System |  |  | Ballarat Energy Storage System (30 MW) is now reported as committed since AusNet Services advises that it has commenced construction. | 2018-07-31
2018-07-31 | NSW1 | Project commitment | Beryl Solar Farm |  |  | FS NSW Project No 1 AT Pty Ltd advises that Beryl Solar Farm (98.4 MW) is now a committed project. | 2018-07-31
2018-07-31 | VIC1 | Project commitment | Bulgana Green Power Hub - BESS |  |  | Bulgana Green Power Hub - Battery Energy Storage System (BESS) (21 MW) is now reported as committed since Neoen advises that it has commenced construction. | 2018-07-31
2018-07-31 | VIC1 | Project commitment | Bulgana Green Power Hub - Wind Farm |  |  | Bulgana Green Power Hub - Wind Farm (204 MW) is now reported as committed since Neoen advises that it has commenced construction. | 2018-07-31
2018-07-31 | QLD1 | Project commitment | Childers Solar Farm |  |  | Childers Solar Farm (56 MW) is now reported as a committed project since ESCO Pacific advises that it has commenced construction. | 2018-07-31
2018-07-31 | QLD1 | Project commitment | Clermont Solar Farm |  |  | Clermont Asset Co Pty Ltd as Trustee advises that Clermont Solar Farm (92.5 MW) is now a committed project. | 2018-07-31
2018-07-31 | NSW1 | Project commitment | Coleambally Solar Farm |  |  | Coleambally Solar Farm (180 MW) is now reported as committed since Neoen advises that it has commenced construction. | 2018-07-31
2018-07-31 | NSW1 | Project commitment | Crudine Ridge Wind Farm |  |  | Crudine Ridge Wind Farm (135 MW) is now reported as committed since CRWF Nominees Pty Ltd advises that it has commenced construction. | 2018-07-31
2018-07-31 | QLD1 | Project commitment | Emerald Solar Park |  |  | Emerald Solar Park (72 MW) is now reported as a committed project since Lighthouse Infrastructure Management Limited advises that it has commenced construction. | 2018-07-31
2018-07-31 | VIC1 | Project commitment | Gannawarra Energy Storage System |  |  | Gannawarra Energy Storage System (25 MW) is now reported as committed since GESS Co advises that it has commenced construction. | 2018-07-31
2018-07-31 | QLD1 | Project commitment | Haughton Solar Farm |  |  | Pacific Hydro advises that Haughton Solar Farm (100 MW) is now a committed project. | 2018-07-31
2018-07-31 | VIC1 | Project commitment | Karadoc Solar Farm |  |  | Karadoc Solar Farm (90 MW) is now reported as committed since Overland Sun Farming Pty Ltd advises that it has commenced construction. | 2018-07-31
2018-07-31 | VIC1 | Project commitment | Lal Lal Wind Energy Facility - Elaine end |  |  | Lal Lal Wind Energy Facility - Elaine end (79 MW) is now reported as committed since Westwind Energy Pty Ltd advises that it has commenced construction. | 2018-07-31
2018-07-31 | VIC1 | Informative note | Loy Yang B |  |  | Alinta Energy is reviewing the Loy Yang B upgrade project, and will provide an update before the 2018-19 Summer season. | 2018-07-31
2018-07-31 | VIC1 | Project commitment | Moorabool Wind Farm |  |  | Moorabool Wind Farm (320 MW) is now reported as committed since Goldwind advises that it has commenced construction. | 2018-07-31
2018-07-31 | VIC1 | Project commitment | Murra Warra Wind Farm - stage 1 |  |  | RES Australia advises that Murra Warra Wind Farm - stage 1 (226 MW) is now a committed project. | 2018-07-31
2018-07-31 | VIC1 | Project commitment | Stockyard Hill |  |  | Goldwind advises that Stockyard Hill (532 MW) is now a committed project. | 2018-07-31
2018-07-31 | QLD1 | Project commitment | Susan River Solar Farm |  |  | Susan River Solar Farm (100 MW) is now reported as a committed project since ESCO Pacific advises it has commenced construction. | 2018-07-31
2018-07-31 | SA1 | Project commitment | Tailem Bend - Solar |  |  | Vena Energy advises that Tailem Bend - Solar (108 MW) is now a committed project. | 2018-07-31
2018-07-31 | QLD1 | Project commitment | TeeBar Solar Farm |  |  | TeeBar Solar Farm (52.5 MW) is now reported as a committed project since TeeBar Clean Energy Pty Ltd advises it has commenced construction. | 2018-07-31
2018-07-31 | VIC1 | Project commitment | Wemen Solar Farm |  |  | Wemen Asset Co Pty Ltd advises that Wemen Solar Farm (87.75 MW) is now a committed project. | 2018-07-31
2018-07-31 | TAS1 | Project commitment | Wild Cattle Hill Wind Farm |  |  | Wild Cattle Hill Wind Farm (144 MW) is now reported as committed as Wild Cattle Hill Pty Ltd advises construction has commenced. | 2018-07-31
2018-07-31 | QLD1 | Project commitment | Yarranlea Solar |  |  | Yarranlea Solar (102.5 MW) is now reported as a committed project since Risen Energy Australia advises it has commenced construction. | 2018-07-31
2018-03-16 | SA1 | Project commitment | Barker Inlet Power Station |  |  | Barker Inlet Power Station (210 MW) is now reported as a committed project since AGL advises that it has commenced construction. | 2018-03-16
2018-03-16 | SA1 | Project commitment | Dalrymple Battery storage |  |  | Dalrymple Battery storage (30 MW) is now reported as a committed project since ElectraNet advises that it has commenced construction. | 2018-03-16
2018-03-16 | QLD1 | Project commitment | Oakey 2 Solar Farm |  |  | Oakey 2 Solar Farm (55 MW) is now reported as a committed project since Canadian Solar Pty Ltd advises that it has commenced construction. | 2018-03-16
2018-03-16 | VIC1 | Project commitment | Salt Creek Wind Farm |  |  | Tilt Renewables advises that Salt Creek Wind Farm (54 MW) is now a committed project. | 2018-03-16
2018-03-16 | SA1 | Informative note | Torrens Island A Power Station |  |  | AGL Energy advises that the four units of Torrens Island A Power Station (480 MW) will be progressively mothballed between 2019 and 2021. Two units (240 MW) will be mothballed after winter 2019, one unit (120 MW) after winter 2020 and the final unit (120 MW) after winter 2021. | 2018-03-16
2017-12-22 | VIC1 | Project commitment | Bannerton Solar Park |  |  | Foresight Solar Australia Pty Ltd advises that Bannerton Solar Park (88 MW) is now a committed project. | 2017-12-22
2017-12-22 | NSW1 | Capacity | Bayswater |  |  | AGL has advised Bayswater Power Station will increase capacity by 25 MW each Winter from 2019 to 2022. | 2017-12-22
2017-12-22 | NSW1 | Project commitment | Bodangora Wind Farm |  |  | Bodangora Wind Farm (113 MW) is now reported as committed since Infigen Energy has advised construction has commenced. | 2017-12-22
2017-12-22 | QLD1 | Capacity | Callide C |  |  | CS Energy have advised that Callide C capacity has been reduced from 1,000 MW to 840 MW. | 2017-12-22
2017-12-22 | QLD1 | Project commitment | Clare Solar Farm |  |  | Clare Asset Co Pty Ltd ATF Clare Asset Trust advises that Clare Solar Farm (150MW) is a committed project. | 2017-12-22
2017-12-22 | QLD1 | Project commitment | Collinsville Solar Power Station |  |  | Ratch Australia Corporation advises that Collinsville Solar Power Station (42.5 MW) is a committed project. | 2017-12-22
2017-12-22 | QLD1 | Project commitment | Coopers Gap Wind Farm |  |  | PARF Company Pty Ltd, as a trustee for the Coopers Gap Project Trust advises that Coopers Gap Wind Farm (453 MW) is a committed project. | 2017-12-22
2017-12-22 | NSW1 | Project commitment | Crookwell 2 Wind Farm |  |  | Crookwell 2 Wind Farm (91 MW) is reported as committed as Crookwell Development Pty Ltd has advised construction has commenced. | 2017-12-22
2017-12-22 | VIC1 | Project commitment | Crowlands Wind Farm |  |  | Energy Pacific Vic Pty Ltd advises that Crowlands Wind Farm (80 MW) is now a committed project. | 2017-12-22
2017-12-22 | QLD1 | Project commitment | Darling Downs Solar Farm |  |  | APA advises that Darling Downs Solar Farm (110MW) is a committed project. | 2017-12-22
2017-12-22 | QLD1 | Project commitment | Daydream Solar Farm |  |  | Hayman Solar Farm Pty Ltd advises that Daydream Solar Farm (167.5MW) is a committed project. | 2017-12-22
2017-12-22 | QLD1 | Project commitment | Dunblane Solar Farm |  |  | YellowDot Energy Pty Ltd advises that Dunblane Solar Farm (7.2MW) is a committed project. | 2017-12-22
2017-12-22 | VIC1 | Informative note | Gannawarra Solar Farm |  |  | Gannawarra Solar Farm Pty Ltd advises that Gannawarra Solar Farm has increased from 50 MW to 55 MW. | 2017-12-22
2017-12-22 | QLD1 | Project commitment | Hamilton Solar Farm |  |  | Hamilton Solar Farm Pty Ltd advises that Hamilton Solar Farm (57.5MW) is a committed project. | 2017-12-22
2017-12-22 | QLD1 | Project commitment | Hayman Solar Farm |  |  | Hayman Solar Farm Pty Ltd advises that Hayman Solar Farm (57.5 MW) is a committed project. | 2017-12-22
2017-12-22 | SA1 | Service commenced | Hornsdale Power Reserve |  |  | Hornsdale Power Reserve Pty Ltd advises that Hornsdale Power Reserve Unit 1 (100 MW / 129 MWh) battery storage is operational. | 2017-12-22
2017-12-22 | SA1 | Service commenced | Hornsdale Wind Farm Stage 2 |  |  | HWF2 Pty Ltd advises that Hornsdale Wind Farm Stage 2 (102 MW) is operational. | 2017-12-22
2017-12-22 | SA1 | Service commenced | Hornsdale Wind Farm Stage 3 |  |  | HWF3 Pty Ltd advises that Hornsdale Wind Farm Stage 3 (109 MW) is operational. | 2017-12-22
2017-12-22 | NSW1 | Project commitment | Hunter Economic Zone Diesel |  |  | Hunter Economic Zone Diesels (28.8 MW) is now reported at committed as Snowy Hydro Ltd advises construction has commenced. | 2017-12-22
2017-12-22 | QLD1 | Project commitment | Kennedy Energy Park |  |  | Kennedy Energy Park Pty advises that Kennedy Energy Park (Solar (15 MW), Wind (43.2 MW), Storage (2 MW)) is a committed project. | 2017-12-22
2017-12-22 | VIC1 | Project commitment | Kiata Wind Farm |  |  | Kiata Wind Farm Pty Ltd advises that Kiata Wind Farm (31.05 MW) is now a committed project. | 2017-12-22
2017-12-22 | QLD1 | Project commitment | Kidston Solar Project |  |  | Genex Power Ltd advises that Kidston Solar Project (50 MW) is a committed project. | 2017-12-22
2017-12-22 | QLD1 | Project commitment | Lake Somerset |  |  | Seqwater advises that Lake Somerset (4.3MW) is a committed project. | 2017-12-22
2017-12-22 | QLD1 | Project commitment | Lakeland Solar and Storage Project |  |  | Lakeland Solar & Storage Pty Ltd advises that Lakeland Solar and Storage Project (12.5MW) is a committed project. | 2017-12-22
2017-12-22 | QLD1 | Project commitment | Lilyvale Solar Farm |  |  | Lilyvale Solar Farm (100 MW) is now reported as committed since FRV Services Australia Pty Ltd advises that it has commenced construction. | 2017-12-22
2017-12-22 | SA1 | Project commitment | Lincoln Gap Wind Farm Stage 1 |  |  | Lincoln Gap Wind Farm Pty Ltd advises that Lincoln Gap Wind Farm Stage 1 (126 MW) is now a committed project. | 2017-12-22
2017-12-22 | QLD1 | Project commitment | Longreach Solar Farm |  |  | Longreach HoldCo Pty Ltd advises that Longreach Solar Farm (15 MW) is a committed project. | 2017-12-22
2017-12-22 | VIC1 | Project commitment | Loy Yang B (upgrade) |  |  | Loy Yang B upgrade (78 MW) is now reported as committed since Alinta advises that it has commenced construction. | 2017-12-22
2017-12-22 | QLD1 | Project commitment | Mt Emerald Wind Farm |  |  | Ratch Australia Corporation advises that Mt Emerald Wind Farm (180.5MW) is a committed project. | 2017-12-22
2017-12-22 | VIC1 | Project commitment | Mt Gellibrand Wind Farm |  |  | Acciona Energy advises that Mt Gellibrand (132 MW) is a committed project. | 2017-12-22
2017-12-22 | QLD1 | Project commitment | Oakey 1 Solar Farm |  |  | Oakey 1 AssetCo Pty Ltd advises that Oakey 1 Solar Farm (25MW) is a committed project. | 2017-12-22
2017-12-22 | QLD1 | Project commitment | Ross River Solar Farm |  |  | Ross River Solar Farm (116MW) is now reported as a committed project since Ross River Operations Pty Ltd advises that it has commenced construction. | 2017-12-22
2017-12-22 | QLD1 | Project commitment | Rugby Run Solar Farm |  |  | Rugby Run Solar Farm (65MW) is now reported as a committed project sinceAdani Rugby Run Pty Ltd advises that it has commenced construction. | 2017-12-22
2017-12-22 | NSW1 | Project commitment | Sapphire Wind Farm Phase 1 and 2 |  |  | Sapphire Wind Farm Pty Ltd advises that Sapphire Wind Farm Phase 1 and 2 (270 MW) is now committed. | 2017-12-22
2017-12-22 | NSW1 | Project commitment | Silverton Wind Farm |  |  | PARF Company Pty Ltd as trustee for the Silverton Project Trust advises that Silverton Wind Farm (198.94 MW) is now a committed project. | 2017-12-22
2017-12-22 | NSW1 | Capacity | Smithfield Energy Facility |  |  | Visy Power Generation advises that Smithfield Energy Facility, which closed in July 2017, has been brought back into service with up to 109 MW of capacity available, with a further 62 MW available on recall with lead time to be determined. | 2017-12-22
2017-12-22 | QLD1 | Project commitment | Sun Metals Solar Farm |  |  | Sun Metals Solar Farm (124MW) is now reported as a committed project since Sun Metals Corporation Pty Ltd advises that it has commenced construction. | 2017-12-22
2017-12-22 | QLD1 | Project commitment | Sunshine Coast Solar Farm |  |  | Sunshine Coast Regional Council advises that Sunshine Coast Solar Farm (15 MW) is a committed project. | 2017-12-22
2017-12-22 | VIC1 | Project commitment | Swan Hill Solar Farm |  |  | Swan Hill Solar Farm (15 MW) is now reported as committed since Solar PowerStation Victoria Pty Ltd advises that it has commenced construction. | 2017-12-22
2017-12-22 | QLD1 | Informative note | Swanbank E GT |  |  | Stanwell Corporation Limited advises that Swanbank E GT (385 MW) has returned to service. | 2017-12-22
2017-12-22 | QLD1 | Project commitment | Tableland Mill |  |  | MSF Sugar advises Tableland Mill (24 MW) is a committed project. | 2017-12-22
2017-12-22 | TAS1 | Informative note | Tamar Valley CCGT |  |  | Hydro Tasmania advises that the Tamar Valley CCGT (208 MW) will be withdrawn after April 2018, but is available for operation with less than 3 months' notice. | 2017-12-22
2017-12-22 | NSW1 | Project commitment | White Rock Solar Farm |  |  | White Rock Solar Farm (20 MW) is now reported as committed since White Rock Wind Farm Pty Ltd has advised construction has commenced. | 2017-12-22
2017-12-22 | QLD1 | Project commitment | Whitsunday |  |  | Whitsunday Solar Farm Pty Ltd advises that Whitsunday (57.5MW) is a committed project. | 2017-12-22
2017-12-22 | SA1 | Project commitment | Willogoleche Wind Farm |  |  | Willogoleche Power Pty Ltd advises that Willogoleche Wind Farm (119 MW) is now a committed project. | 2017-12-22
2017-12-22 | VIC1 | Project commitment | Yatpool Solar Farm |  |  | Yatpool Solar Farm (81 MW) is now reported as committed since Overland Sun Farming Pty Ltd advises that it has commenced construction. | 2017-12-22
2017-06-05 | VIC1 | Informative note | Ararat |  |  | Ararat Wind Farm Pty Ltd advises that Ararat (240MW) is now completed and is undergoing commissioning tests with full commercial operation having commenced in May 2017. | 2017-06-05
2017-06-05 | QLD1 | Informative note | Barcaldine Remote Community Solar Farm |  |  | Barcaldine Remote Community Solar Farm Pty Ltd advises that Barcaldine Remote Community Solar Farm (20 MW) is now completed with full commercial having commenced in April 2017. | 2017-06-05
2017-06-05 | TAS1 | Capacity | Bastyan Power Station |  |  | Hydro-Electric Corporation advises that Bastyan's available capacity will be (zero) 0 MW during summer 2021-22. | 2017-06-05
2017-06-05 | QLD1 | Informative note | Callide A |  |  | Oxyfuel Technologies Pty Ltd advises that Callide A (30 MW) has been permanently decommissioned (withdrawn) since March 2015 and will be demolished and deregistered from the network in the future. | 2017-06-05
2017-06-05 | QLD1 | Project commitment | Clare Solar Farm |  |  | Clare Asset Co Pty Ltd (the Trustee for Clare Asset Trust) advises that the Clare Solar Farm (total of 150 MW nameplate) is a committed project. | 2017-06-05
2017-06-05 | VIC1 | Project commitment | Gannawarra Solar Farm |  |  | Gannawarra Solar Farm Pty Ltd advises that Gannawarra Solar Farm (50 MW) is now a committed project, with full commercial use expected April 2018. | 2017-06-05
2017-06-05 | TAS1 | Capacity | Gordon Power Station |  |  | Hydro-Electric Corporation advises that Gordon's available capacity will reduced to 371 MW (-25) MW during summer and winter due to lower storage levels. Also, the station will undergo the following outages:. | 2017-06-05
2017-06-05 | QLD1 | Informative note | Grosvenor 1 |  |  | EDL Projects Australia Pty Ltd advises that Grosvenor 1 (21 MW) is now an existing generator with full commercial operation having commenced in April 2017. | 2017-06-05
2017-06-05 | NSW1 | Project commitment | Gullen Range Solar Farm |  |  | New Gullen Range Wind Farm Pty Ltd advises that Gullen Range Solar Farm (10 MW) is now a committed project. | 2017-06-05
2017-06-05 | VIC1 | Informative note | Hazelwood |  |  | Hazelwood Power advises that Hazelwood Power Station (1600 MW) has closed operations at the end of March 2017 and is undergoing decommissioning. | 2017-06-05
2017-06-05 | SA1 | Project commitment | Hornsdale Wind Farm Stage 3 |  |  | HWF 3 Pty Ltd advises that Hornsdale Wind Farm Stage 3 (109 MW) is now a committed project. | 2017-06-05
2017-06-05 | TAS1 | Capacity | Lake Echo Power Station |  |  | Hydro-Electric Corporation advises that Lake Echo's available capacity will be (zero) 0 MW during winter 2018, 2019, 2020 and 2024. | 2017-06-05
2017-06-05 | QLD1 | Project commitment | Lakeland Solar and Storage Project |  |  | Conergy advises that the committed Cook Shire Solar Storage Project is now called Lakeland Solar and Storage Project, with an updated nameplate capacity of 12.5 MW. | 2017-06-05
2017-06-05 | TAS1 | Capacity | Lemonthyme/Wilmot Power Station |  |  | Hydro-Electric Corporation advises that Lemonthyme/Wilmot's available capacity will be 54 MW during summer 2017-18 and summer 2020-21, and 32 MW during summer 2019-20. | 2017-06-05
2017-06-05 | VIC1 | Capacity | Longford |  |  | Longford Gas Plant advises that Longford has increased its total nameplate capacity from 32 MW to 45 MW in December 2016. | 2017-06-05
2017-06-05 | NSW1 | Project commitment | Manildra Photovoltaic Solar Farm |  |  | Manildra Prop Pty Ltd as trustee for the Manildra Asset Trust advises that Manildra Photovoltaic Solar Farm (50 MW) is now a committed project. | 2017-06-05
2017-06-05 | QLD1 | Project commitment | Mount Emerald |  |  | Ratch Australia advises that Mount Emerald (180.5 MW) is now a committed project with full commercial use expected September 2018. | 2017-06-05
2017-06-05 | NSW1 | Informative note | Mugga Lane Solar Park |  |  | Mugga Lane Solar Park Pty Ltd advises that Mugga Lane Solar Park (13 MW) is now an existing generator with full commercial operation having commenced in 2017. | 2017-06-05
2017-06-05 | SA1 | Capacity | Pelican Point |  |  | Pelican Point Power Limited advises that Pelican Point (478 MW) is currently operating at half capacity (239 MW), but will make the full capacity available to market as of July 1 2017. | 2017-06-05
2017-06-05 | TAS1 | Capacity | Reece Power Station |  |  | Hydro-Electric Corporation advises that Reece's available capacity will be 116 MW during summer 2023-24 and 2025-26 due to an outage. | 2017-06-05
2017-06-05 | QLD1 | Informative note | Swanbank E GT |  |  | Stanwell Corporation Limited advises that Swanbank E GT (385 MW) is currently in cold storage and at this time is scheduled to return to service on 1 December 2018. | 2017-06-05
2017-06-05 | TAS1 | Informative note | Tamar Valley CCGT |  |  | Hydro Tasmania advises that the Tamar Valley CCGT (208 MW) will be withdrawn after May 2017, but is available for operation with less than 3 months' notice. | 2017-06-05
2017-06-05 | QLD1 | Project commitment | Whitsunday Solar Farm |  |  | Whitsunday Solar Farm Pty Ltd advises that Whitsunday Solar Farm (57.5 MW) is now a committed project, with full commercial use expected March 2018. | 2017-06-05
2017-06-05 | VIC1 | Project commitment | Yaloak South |  |  | Energy Pacific Vic Pty Ltd advises that Yaloak South (28.7 MW) is now a committed project. | 2017-06-05
2017-03-16 | TAS1 | Project commitment | Granville Harbour Wind Farm |  |  | Granville Harbour Wind Farm (111.6 MW) is now reported as committed as Palisade Investment Partners Pty Ltd advises construction has commenced. | 2017-03-16
2017-02-27 | NSW1 | Project commitment | Griffith Solar Farm |  |  | Griffith Solar Farm Pty Ltd advises that Griffith Solar Farm (29 MW) is now a committed project. | 2017-02-27
2017-02-27 | SA1 | Informative note | Hornsdale Wind Farm Stage 2 |  |  | HWF2 Pty Ltd advises that Hornsdale Wind Farm Stage 2 is undergoing construction and first/early generation happened on the 21st of February of 2017. Practical Completion under the EPC Contract is expected on 08/06/17 and Full Commercial Operation (FiT ACT Government) will commence on 01/12/18. | 2017-02-27
2017-02-27 | VIC1 | Project commitment | Kiata Wind Farm |  |  | Kiata Wind Farm Pty Ltd advises that Kiata Wind Farm (31.05 MW) is now a committed project with full commercial use expected December 2017. | 2017-02-27
2017-02-27 | NSW1 | Project commitment | Parkes Solar Farm |  |  | Parkes Solar Farm Pty Ltd advises that Parkes Solar Farm (55 MW) is now a committed project. | 2017-02-27
2017-02-27 | TAS1 | Informative note | Tamar Valley CCGT |  |  | Hydro Tasmania advises that the Tamar Valley CCGT (208 MW) has returned to service in summer 2016-17. It will be withdrawn after summer 2016-17, but available for operation with less than 3 months' notice. | 2017-02-27
2017-02-27 | NSW1 | Informative note | Williamsdale Solar Farm |  |  | OneSun advises that Williamsdale Solar Farm (10MW) is now completed and is undergoing commissioning tests with full commercial operation expected in March 2017. | 2017-02-27
2017-02-27 | NSW1 | Capacity | Woodlawn Bioreactor Energy Generation (expansion) |  |  | AEMO has corrected the capacity totals shown below to include this existing new development (7.455 MW) in the Biomass (Proposed) category. | 2017-02-27
2016-11-18 | NSW1 | Capacity | Eraring GT |  |  | AEMO has corrected the entry on the worksheet titled 'Existing NS Generation' to show OCGT for the Technology Type. This also updates the capacity totals shown below, moving 42 MW of Existing/Existing less announced withdrawal capacity from the "Other" category to the "OCGT" category. | 2016-11-18
2016-11-18 | VIC1 | Informative note | Hazelwood |  |  | Hazelwood Power advises that Hazelwood Power Station will cease generation at the end of March 2017. | 2016-11-18
2016-11-18 | SA1 | Informative note | Hornsdale Wind Farm Stage 1 |  |  | HWF1 Pty Ltd advises that Hornsdale Wind Farm Stage 1 (102.4 MW) is now completed and undergoing commissioning tests. | 2016-11-18
2016-11-18 | QLD1 | Informative note | Mackay GT Power Station |  |  | Stanwell Corporation advises that Mackay GT (34 MW) will be retired at the end of financial year 2020-21. | 2016-11-18
2016-11-18 | QLD1 | Informative note | Oaky Creek 2 |  |  | EDL OCI advises that Oaky Creek 2 (15 MW) is now completed and in full commercial operation since August 2016. | 2016-11-18
2016-11-18 | QLD1 | Informative note | Swanbank E GT |  |  | Stanwell advises that Swanbank E will no longer be returned to service on 01/07/2017 – Expected to return in Summer 2018. | 2016-11-18
2016-11-18 | TAS1 | Informative note | Tamar Valley CCGT |  |  | Hydro Tasmania advises that the Tamar Valley CCGT (208 MW) is available for operation with less than 3 months' notice and will next return to service in summer 2016-17. | 2016-11-18
2016-11-18 | SA1 | Informative note | Waterloo |  |  | Waterloo Windfarm Pty Ltd advises that the Waterloo Wind Farm expansion (+19.8 MW) is now completed and undergoing commissioning tests. | 2016-11-18
2016-08-11 | SA1 | Informative note | Angaston |  |  | Lumo Generation SA Pty Ltd. advises that Angaston Power Station (50 MW) has changed registration status from Non-Scheduled to Scheduled. | 2016-08-11
2016-08-11 | TAS1 | Informative note | Bell Bay Power Station |  |  | Hydro Tasmania advises that Bell Bay Power Station (105 MW) will no longer be withdrawn from service from 1 January 2018 onwards. | 2016-08-11
2016-08-11 | QLD1 | Project commitment | Cook Shire Solar Storage Project |  |  | Lyon Infrastructure Investments advises that Cook Shire Solar Storage Project (28MW) is a committed project. | 2016-08-11
2016-08-11 | SA1 | Project commitment | Hornsdale Wind Farm (Stage 2) |  |  | HWF 2 advises that Stage 2 of Hornsdale Wind Farm (102.4 MW) is a committed project. | 2016-08-11
2016-08-11 | QLD1 | Informative note | Mackay GT Power Station |  |  | Stanwell Corporation advised that Mackay GT (30 MW) will no longer be retired at the end of financial year 2016-17. | 2016-08-11
2016-08-11 | NSW1 | Informative note | Moree Solar Farm |  |  | Moree Solar Farm Pty Ltd advises that Moree Solar Farm (56 MW) has been completed and is in full commercial operation since late March 2016. | 2016-08-11
2016-08-11 | VIC1 | Project commitment | Mt Gellibrand Wind Farm |  |  | Acciona Energy advises that Mt Gellibrand Stage 1 (66 MW) is a committed project. | 2016-08-11
2016-08-11 | QLD1 | Informative note | Mt Stuart Power Station |  |  | Origin Energy advised that Mt Stuart Power Station (419 MW) will no longer retire in July 2023. | 2016-08-11
2016-08-11 | NSW1 | Project commitment | Mugga Lane Solar Park |  |  | Zhenfa Canberra Solar Farm One advises that Mugga Lane Solar Park (13MW) is a committed project. | 2016-08-11
2016-08-11 | NSW1 | Informative note | New Development |  |  | Gullen Solar Project, Narromine Solar Farm, South Keswick Solar Farm, Boco Rock Wind Farm (expansion), Woodlawn Bioreactor Energy Generation (expansion). | 2016-08-11
2016-08-11 | SA1 | Informative note | New Development |  |  | Aurora Solar Energy Project, Bungala Solar Power Project, Port Augusta Solar, Yorke Peninsula Biomass. | 2016-08-11
2016-08-11 | VIC1 | Informative note | New Development |  |  | Mallee Solar Park, Kiata Wind Farm. | 2016-08-11
2016-08-11 | QLD1 | Informative note | New Developments |  |  | Clare Solar Farm, Lilyvale Solar Farm. | 2016-08-11
2016-08-11 | SA1 | Informative note | Northern Power Station |  |  | Alinta Energy advises that Northern Power Station (546 MW) has closed operations in May 2016. | 2016-08-11
2016-08-11 | QLD1 | Project commitment | Oaky Creek 2 |  |  | EDL OCI advises that Oaky Creek 2 (15MW) is a committed project. | 2016-08-11
2016-08-11 | SA1 | Informative note | Playford B Power Station |  |  | Alinta Energy advises that Playford B Power Station (240 MW) has closed operations in May 2016. | 2016-08-11
2016-08-11 | TAS1 | Informative note | Tamar Valley CCGT |  |  | Hydro Tasmania advises that Tamar Valley CCGT (208 MW) has been withdrawn from service since May 2016. | 2016-08-11
2016-08-11 | SA1 | Informative note | Torrens Island Power Station A |  |  | AGL Energy advises that it will defer the previously planned mothballing of four generating units from its Torrens Island A Power Station (480 MW) in June 2016. | 2016-08-11
2016-08-11 | SA1 | Project commitment | Waterloo Expansion |  |  | Waterloo Windfarm Ptd Ltd. advises that Waterloo Expansion Wind Farm (19.8 MW) is a committed project. | 2016-08-11
2016-08-11 | NSW1 | Project commitment | White Rock Wind Farm |  |  | Goldwind Australia advises that White Rock Wind Farm (175 MW) is a committed project. | 2016-08-11
2016-08-11 | NSW1 | Project commitment | Williamsdale Solar Farm |  |  | Elementus Energy Ptd Ltd. advises that Williamsdale Solar Farm (10MW) is a committed project. | 2016-08-11
2016-04-15 | VIC1 | Informative note | Ararat Wind Farm |  |  | Ararat Wind Farm Pty Ltd advises that Ararat wind farm (240 MW) is to be in full commercial operation expected in May 2017. | 2016-04-15
2016-04-15 | QLD1 | Informative note | Barcaldine Power Station |  |  | Correction on the 18-MW Steam Turbine being already decommissioned. | 2016-04-15
2016-04-15 | TAS1 | Capacity | Bell Bay Three Power Station |  |  | Hydro Tasmania have advised that Bell Bay Three Power Stations available capacity will be 105 MW (15 MW) for Summer 2015-16, 2016-17 and Winter 2016, 2017. Hydro Tasmania also advised the power station is to be withdrawn from service from 1 January 2018 and onwards. | 2016-04-15
2016-04-15 | VIC1 | Project commitment | Coonooer Bridge Wind Farm |  |  | Windlab Systems Pty Ltd advises that Coonooer Bridge wind farm (19.8 MW) is now a committed project. Full commercial operation is expected in March 2016. | 2016-04-15
2016-04-15 | SA1 | Project commitment | Hornsdale Wind Farm (Stage 1) |  |  | HWF 1 Pty Ltd advises that Stage 1 of Hornsdale Wind Farm (102.4 MW) is a committed project. Full commercial operation is expected in November 2016. | 2016-04-15
2016-04-15 | QLD1 | Informative note | Kogan Creek Solar Boost |  |  | CS Energy stated that the solar boost will not be completed. | 2016-04-15
2016-04-15 | QLD1 | Informative note | Mackay GT Power Station |  |  | Stanwell Corporation advised that Mackay GT will be retired at the end of financial year 2016-17. | 2016-04-15
2016-04-15 | NSW1 | Informative note | Moree Solar Farm |  |  | Moree Solar Farm advises that Moree Solar Farm (56 MW) full commercial operation is planned for the end of March 2016. | 2016-04-15
2016-04-15 | NSW1 | Informative note | New Development |  |  | Gidginbung Solar Farm, White Rock Solar Farm, Manildra Solar Farm, Capital Solar Farm, Parkes Solar Farm, Griffith Solar Farm, Dubbo Solar Hub, Griffith Solar Farm. | 2016-04-15
2016-04-15 | QLD1 | Informative note | New Development |  |  | Oakey Solar Farm, Longreach Solar Farm, Baralaba Solar Farm, Kidston Solar Project, Ebenezer Solar Project, North Queensland Solar Farm, Kennedy Energy Park, Darling Downs Solar Farm, Hughenden Sun Farm, Collinsville Solar Power Station, Landfill Gas Industries biogas-fired generators, Barcaldine Remote Community Solar Farm are added to the list. | 2016-04-15
2016-04-15 | SA1 | Informative note | New Development |  |  | Leigh Creek Energy Project, Lincoln Gap Wind Farm, Mount Hill, Palmer Wind Farm, Pelican Point S2, Port Augusta Renewable Energy Park, Stony Gap, Waterloo, Willogoleche, Woakwine Wind Farm, Kingfisher solar storage project, Roxby Downs Solar Farm, Yorke Peninsula Biomass Energy, Infratech’s floating PV plant, are added to the list. | 2016-04-15
2016-04-15 | SA1 | Informative note | Northern Power Station |  |  | Alinta Energy advises that Northern Power Station (546 MW) is planned to cease generation around March – May 2016. | 2016-04-15
2016-04-15 | SA1 | Informative note | Playford B Power Station |  |  | Alinta Energy advises that Playford B Power Station (240 MW) is planned to will retire around March - May 2016. | 2016-04-15
2016-04-15 | NSW1 | Informative note | SmithField Energy Facility |  |  | Smithfield Power Partnership advises that SmithField Energy Facility 170.9 MW) is to close on 31 July 2017. | 2016-04-15
2016-04-15 | QLD1 | Informative note | Swanbank E |  |  | has been placed into cold storage until 1 July 2017. So at this stage will be available in July 2017, Summer 2018 and beyond. | 2016-04-15
2016-04-15 | TAS1 | Informative note | Tamar Valley CCGT |  |  | Hydro Tasmania have advised that Tamar Valley CCGT (208 MW) unit has been recommissioned and running since 19 January 2016. | 2016-04-15
2016-04-15 | TAS1 | Informative note | Tamar Valley OCGT |  |  | Hydro Tasmania have advised that Tamar Valley Peaking (58 MW) unit is currently withdrawn and is to return back to service in April 2016. | 2016-04-15
2016-04-15 | QLD1 | Informative note | Tarong Power Station |  |  | Stanwell Corporation advises that Tarong Unit 2 has returned to service. | 2016-04-15
2016-03-03 | SA1 | Informative note | New Development |  |  | Leigh Creek Energy Project, Lincoln Gap Wind Farm, Mount Hill, Palmer Wind Farm, Pelican Point S2, Port Augusta Renewable Energy Park, Stony Gap, Waterloo, Willogoleche, Woakwine Wind Farm, Kingfisher solar storage project, Roxby Downs Solar Farm, Yorke Peninsula Biomass Energy, Infratech’s floating PV plant, Epuron Uluru PV plant are added to the list. | 2016-03-03
2015-10-23 | NSW1 | Informative note | Broken Hill Solar Plant |  |  | AGL PV Solar Development Pty Limited advises that Broken Hill Solar Plant (53 MW) has been in full commercial operation since October 2015. | 2015-10-23
2015-10-23 | SA1 | Project commitment | Hornsdale Wind Farm (Stage 1) |  |  | Hornsdale Wind Farm Pty Ltd advises that Stage 1 of Hornsdale Wind Farm (102.4 MW) is a committed project. Full commercial operation is expected in November 2016. | 2015-10-23
2015-10-23 | SA1 | Informative note | Northern Power Station |  |  | Alinta Energy advises that Northern Power Station (546 MW) is planned to cease generation around 31 March 2016. | 2015-10-23
2015-10-23 | SA1 | Capacity | Pelican Point Power Station |  |  | Pelican Point Power Limited advises Pelican Point Power Station’s available capacity has been reduced to 0 MW (-239 MW) in winter 2016 given the current dynamics and outlook in the electricity and gas markets. | 2015-10-23
2015-10-23 | SA1 | Informative note | Playford B Power Station |  |  | Alinta Energy advises that Playford B Power Station (240 MW) is planned to cease generation around 31 March 2016. | 2015-10-23
2015-10-23 | SA1 | Informative note | Point Paterson Project |  |  | Acquasol Infrastructure Pty Ltd advises that the proposed Point Paterson Projects has been put on hold. | 2015-10-23
2015-10-23 | SA1 | Informative note | Port Augusta Renewable Energy Park |  |  | DP Energy advises of the Port Augusta Renewable Energy Park wind and solar project totalling 375 MW. | 2015-10-23
2015-08-13 | VIC1 | Informative note | Ararat Wind Farm |  |  | Ararat Wind Farm Pty Ltd advises that Ararat wind farm (240 MW) is to start construction in July 2015 with full commercial operation expected in May 2017. | 2015-08-13
2015-08-13 | TAS1 | Capacity | Bell Bay Three Power Station |  |  | Hydro Tasmania have advised that Bell Bay Three Power Stations available capacity will be 75 MW (-45 MW) for Summer 2015-16, 2016-17 and Winter 2016, 2017. Hydro Tasmania also advised the power station is to be withdrawn from service from 1 January 2018 and onwards. | 2015-08-13
2015-08-13 | NSW1 | Informative note | Liddell Power Station |  |  | AGL Energy Limited advises that Liddell C Power Station (2000 MW) is to shut down in 2022. | 2015-08-13
2015-08-13 | VIC1 | Capacity | Loy Yang A |  |  | AGL Energy advises Loy Yang A Power Station has revised its available capacity to 2070 MW (-30 MW) in summer due to change in performance re-evaluation. Also, revised its available capacity to 2210 MW (-60 MW) in winter due to the difficulty of producing maximum daily capacity for extended periods. | 2015-08-13
2015-08-13 | VIC1 | Capacity | Loy Yang B |  |  | AGL Energy advises Loy Yang B Power Station has revised its available capacity to 980 MW (+15 MW) in summer due to increase in condenser vacuum limit. Also, revised its available capacity to 1070 MW (+20 MW) in winter due to increase in condenser vacuum limit. | 2015-08-13
2015-08-13 | VIC1 | Informative note | Morwell/Energy Brix |  |  | Energy Brix Australia Corporation Pty Ltd advises Morwell/Energy Brix Power Station has temporarily closed its operations from August 2014. | 2015-08-13
2015-08-13 | SA1 | Informative note | Northern Power Station |  |  | Alinta Energy advised in June 2015 that Northern Power Station would retire by March 2018 at the latest, but not before March 2016. In late July Alinta Energy advised that Northern Power Station will retire by March 2017. | 2015-08-13
2015-08-13 | NSW1 | Informative note | Nyngan Solar Plant |  |  | AGL Energy Limited advises the Nyngan Solar Plant(102 MW) has been completed and in full commercial operation since July 2015. | 2015-08-13
2015-08-13 | SA1 | Informative note | Playford B Power Station |  |  | Alinta energy advises that Playford B power station (240 MW) will retire by April 2017. | 2015-08-13
2015-08-13 | NSW1 | Informative note | Redbank Power Station |  |  | Redbank Energy Ltd advises that Redbank Power Station (143.8 MW black coal) has been removed from service from August 2014 and shut down. There are no future plans at this stage for Redbank to return to service. | 2015-08-13
2015-08-13 | NSW1 | Informative note | SmithField Energy Facility |  |  | Smithfield Power Partnership advises that SmithField Energy Facility 170.9 MW) is to retire in 2017. | 2015-08-13
2015-08-13 | TAS1 | Informative note | Tamar Valley CCGT |  |  | Hydro Tasmania have advised that Tamar Valley CCGT (208 MW) unit is currently in dry lay up. On 13 August 2015, the Tasmanian Government gave approval for Hydro Tasmania to decommission and sell the combined cycle gas turbine. | 2015-08-13
2015-08-13 | TAS1 | Informative note | Tamar Valley Peaking |  |  | Hydro Tasmania have advised that Tamar Valley Peaking (58 MW) unit is currently withdrawn and is to return back to service in June 2016. | 2015-08-13
2015-08-13 | NSW1 | Informative note | Taralga Wind Farm |  |  | CBD Energy/Banco Santander advises that Taralga Wind Farm (106.7 MW) has been completed and in full commercial operation since May 2015. | 2015-08-13
2015-08-13 | QLD1 | Capacity | Tarong Power Station |  |  | Stanwell Corporation advises that the Tarong station will revise its available capacity revised to 1400 MW (+350 MW) in winter 2016, due to the return of service of Unit 2 (DUID TARONG#2). | 2015-08-13
2015-08-13 | NSW1 | Informative note | Wallerawang C Power Station |  |  | EnergyAustralia advises that Wallerawang C Power Station (1000 MW black coal) has permanently closed in November 2014. | 2015-08-13
2015-08-13 | VIC1 | Capacity | Yallourn W Power Station |  |  | EnergyAustralia Holdings Pty Ltd advises Yallourn W Power Station has revised its available capacity to 1516 MW (+12 MW) in summer due to turbine upgrades. | 2015-08-13
2015-05-15 | VIC1 | Informative note | Anglesea Power Station |  |  | Alcoa of Australia Limited advises Anglesea Power Station will retire from service from 31 August 2015 and to be decommissioned. | 2015-05-15
2015-05-15 | VIC1 | Informative note | Ararat Wind Farm |  |  | Ararat Wind Farm Pty Ltd advises that Ararat wind farm (240 MW) is to start construction in July 2015 with full commercial operation expected in May 2016. | 2015-05-15
2015-05-15 | VIC1 | Informative note | Coonooer Bridge Wind Farm |  |  | Windlab Systems Pty Ltd advises that Coonooer Bridge wind farm (19.8 MW) is to start construction in April 2015 with full commercial operation expected in March 2016. | 2015-05-15
2015-05-15 | VIC1 | Informative note | Portland Stage 4 Cape Nelson North and Cape Sir William Grant |  |  | Pacific Hydro Portland Wind Farm Pty Ltd advises that Portland Stage 4 (47.15 MW) project is completed and in full commercial operation since end of Feb 2015. | 2015-05-15
2015-04-15 | NSW1 | Informative note | Boco Rock Wind Farm |  |  | Boco Rock Wind Farm Pty Ltd advises that Boco Rock Wind Farm (113 MW) has been completed and in full commercial operation since March 2015. | 2015-04-15
2015-04-15 | NSW1 | Informative note | Gullen Range Solar Project |  |  | Goldwind Australia Pty Ltd advises has announced plans to add a solar plant at the Gullen Range wind farm site. | 2015-04-15
2015-04-15 | SA1 | Informative note | Hornsdale Wind Farm (Stage 1) |  |  | Hornsdale Wind Farm Pty Ltd advises construction to start in October 2015 and full commercial operation expected in November 2017. | 2015-04-15
2015-04-15 | QLD1 | Capacity | Kidston Pumped Storage Hydro Project |  |  | Genex Power announces the Kidston Pumped Hydro Storage capacity is revised to 330 MW. | 2015-04-15
2015-04-15 | QLD1 | Informative note | Kogan Creek Solar Boost |  |  | CS Energy advises that the Kogan Creek Solar Boost project (44 MW) due to be completed in late 2016. | 2015-04-15
2015-04-15 | NSW1 | Informative note | Moree Solar Farm |  |  | Moree Solar Farm advises that Moree Solar Farm (56 MW) is under construction since November 2014 and full commercial operation is planned for the end of March 2016. | 2015-04-15
2015-04-15 | SA1 | Capacity | Pelican Point Power Station |  |  | Pelican Point Power Limited advises that Pelican Point Power Station is to reduce the stations capacity to half from 1 April 2015 with unit 2 only being available on a 48 hour recall. | 2015-04-15
2015-04-15 | NSW1 | Informative note | Royalla Solar Farm |  |  | Royalla Asset Pty Ltd ATF Royalla Asset Trust advises that Royalla Solar Farm(20 MW) has been completed and in full commercial operation since February 2015. | 2015-04-15
2015-04-15 | NSW1 | Informative note | Taralga Wind Farm |  |  | CBD Energy/Banco Santander advises that Taralga Wind Farm (106.7 MW) is under construction and full commercial operation is planned for May 2015. | 2015-04-15
2015-04-15 | SA1 | Informative note | Torrens Island Power Station A |  |  | AGL Energy advises that Torrens Island Power Station is to be taken out of service in 2017. | 2015-04-15
2015-04-15 | NSW1 | Informative note | Wilga Park Power Station B |  |  | Santos advises the Wilga Park Power Station B (6 MW) project has been completed and in full commercial operation since January 2015. | 2015-04-15
2014-12-10 | VIC1 | Project commitment | Bald Hills Wind Farm (Phase 1) |  |  | Mitsui and Co. Australia Ltd advises that Bald Hills wind farm (106.6 MW) is a committed project. The wind farm is under construction with expected commissioning in May 2015. | 2014-12-10
2014-12-10 | NSW1 | Project commitment | Boco Rock Wind Farm |  |  | Boco Rock Wind Farm Pty Ltd advises that Boco Rock Wind Farm (113 MW) is a committed project. Construction of the first phase at the site has commenced and commissioning is planned for January 2015. | 2014-12-10
2014-12-10 | TAS1 | Capacity | Cethana Power Station |  |  | Hydro-Electric Corporation advises that Cethana’s available capacity will be (zero) 0 MW during summer 2014-15, specifically between 5/1/2015 and 21/9/2015 due to a major refurbishment project. | 2014-12-10
2014-12-10 | NSW1 | Informative note | Gullen Range Wind Farm |  |  | Gullen Range Wind Farm Pty Ltd advises that Gullen Range Wind Farm (165.5 MW) project has been completed and in full commercial operation since November 2014. | 2014-12-10
2014-12-10 | NSW1 | Project commitment | Moree Solar Farm |  |  | Moree Solar Farm advises that Moree Solar Farm (56 MW) is a committed project. Construction commenced in November 2014 and commissioning is planned for February 2016. | 2014-12-10
2014-12-10 | VIC1 | Informative note | Morwell/Energy Brix |  |  | Energy Brix Australia Corporation Pty Ltd advises Morwell/Energy Brix Power Station has been withdrawn from service since August 2014. | 2014-12-10
2014-12-10 | VIC1 | Informative note | Mt Mercer Wind Farm |  |  | Mt Mercer Wind Farm Pty Ltd advises that Mt Mercer wind farm (131.2 MW) project is completed and in full commercial operation since mid 2014. | 2014-12-10
2014-12-10 | SA1 | Informative note | Northern Power Station |  |  | Alinta Energy advises that Northern Power Station Returned back to normal service in October 2014. | 2014-12-10
2014-12-10 | NSW1 | Project commitment | Royalla Solar Farm |  |  | Royalla Asset Pty Ltd ATF Royalla Asset Trust advises that Royalla Solar Farm(20 MW) is a committed project. Construction has commenced, and full commissioning is planned for February 2015. | 2014-12-10
2014-12-10 | SA1 | Informative note | Snowtown S2 |  |  | TrustPower advises that the Snowtown 2 wind farm (270 MW) project is now completed and in full commercial operation since November 2014. | 2014-12-10
2014-12-10 | QLD1 | Informative note | Swanbank E Gas Power Station |  |  | Stanwell Corporation advises that the existing scheduled Swanbank E Gas Power Station (385 MW combined cycle gas turbine) will be placed in cold storage from December 2014. | 2014-12-10
2014-12-10 | TAS1 | Capacity | Tamar Valley Combined Cycle |  |  | AETV advises that Tamar Valley Combined Cycle's available capacity will be (zero) 0 MW during winter 2015 and winter 2016 due to winter layover (dry storage) specifically between 1/1/2015 and 19/4/2015 and then 24/4/2015 until 18/4/2016 and then again between 22/4/2016 and 31/12/2016.31/12/2015 and then again between 1/4/2016 and 31/12/2016. | 2014-12-10
2014-12-10 | TAS1 | Capacity | Tamar Valley OCGT (Bell Bay Three & TVPP104) |  |  | Hydro-Electric Corporation advises that TVPP104 available capacity will be (zero) 0 MW during summer 2015-16, specifically between 4/9/2015 and 4/3/2016 due to a major outage. | 2014-12-10
2014-12-10 | NSW1 | Project commitment | Taralga Wind Farm |  |  | CBD Energy/Banco Santander advises that Taralga Wind Farm (106.7 MW) is a committed project. Construction at the site has commenced and commissioning is planned for May 2015. | 2014-12-10
2014-12-10 | TAS1 | Capacity | Tarraleah Power Station |  |  | Hydro-Electric Corporation advises that Tarraleah’s available capacity will be:. | 2014-12-10
2014-12-10 | TAS1 | Capacity | Tungatinah Power Station |  |  | Hydro-Electric Corporation advises that Tungatinah’s available capacity will be:. | 2014-12-10
2014-12-10 | NSW1 | Informative note | Wallerawang C Power Station |  |  | EnergyAustralia advises that Wallerawang C Power Station (1000 MW black coal) has been removed from service in January 2014 (Unit 8 500 MW) and March 2014 (Unit 7 500 MW), and will permanently closed and decommissioned. | 2014-12-10
2014-12-10 | NSW1 | Informative note | Wilga Park Power Station B |  |  | Santos advises the Wilga Park Power Station B (6 MW) project has been completed and in full commercial operation since September 2014. | 2014-12-10
2014-08-07 | VIC1 | Informative note | Anglesea Power Station |  |  | Alcoa of Australia Limited advises that Anglesea Power Station is changed its registration classification from Non-Scheduled to a Scheduled generator. | 2014-08-07
2014-08-07 | QLD1 | Informative note | Cook Shire Solar Project |  |  | Lyon Infrastructure announces the Cook Shire Solar (26 MW) project in far north Queensland. Construction is to commence in December 2014 and commissioning is planned for July 2015. | 2014-08-07
2014-08-07 | QLD1 | Informative note | Kidston Pumped Storage Hydro Project |  |  | Genex Power announces the Kidston Pumped Hydro Storage (200 MW) project in far north Queensland. | 2014-08-07
2014-08-07 | NSW1 | Project commitment | Moree Solar Farm |  |  | Moree Solar Farm advises that Moree Solar Farm (56 MW) is a committed project. Construction is to commence in July 2014 and commissioning is planned for February 2016. | 2014-08-07
2014-08-07 | VIC1 | Informative note | Mt Mercer Wind Farm |  |  | Mt Mercer Wind Farm Pty Ltd advises that Mt Mercer wind farm has been in full production since July 2014. The commissioning date has been revised to February 2015. | 2014-08-07
2014-08-07 | NSW1 | Informative note | OneSun Capital |  |  | Elementus Energy Pty Ltd advises that OneSun Capital (10 MW) construction is to commence in October 2014 and commissioning is planned for April 2015. | 2014-08-07
2014-08-07 | SA1 | Capacity | Paralana Project |  |  | Pertatherm Limited advises that Paralana project capacity has been revised to 3.5 MW. | 2014-08-07
2014-08-07 | SA1 | Capacity | Paralana Stage 2 |  |  | Pertatherm Limited advises that Paralana Stage 2 capacity has been revised to 3.5 MW. | 2014-08-07
2014-05-30 | VIC1 | Project commitment | Bald Hill Wind Farm (Phase 1) |  |  | Mitsui and Co. Australia Ltd advises that Bald Hill wind farm is a committed project. The 106.6 MW wind farm expected commissioning is May 2015. | 2014-05-30
2014-05-30 | NSW1 | Capacity | Bayswater Power Station |  |  | Macquarie Generation advises that the Bayswater Power Station available capacity has been revised from 2,720 MW to 2,700 MW (-20 MW) in summer and winter due to a reassessment of plant capacity. | 2014-05-30
2014-05-30 | NSW1 | Project commitment | Boco Rock Wind Farm |  |  | Boco Rock Wind Farm Pty Ltd advises that Boco Rock Wind Farm (113 MW) is a committed project. Construction of the first phase at the site has commenced and commissioning is planned for March 2015. | 2014-05-30
2014-05-30 | NSW1 | Project commitment | Broken Hill Solar Plant |  |  | AGL PV Solar Development Pty Limited advises that Broken Hill Solar Plant (53 MW) is a committed project. Construction of the 53 MW at the site is to commence in July 2014 and commissioning is planned for August 2015. | 2014-05-30
2014-05-30 | QLD1 | Informative note | Collinsville Power Station |  |  | Ratch Australia advised that Collinsville Power Station will be retired in June 2016. | 2014-05-30
2014-05-30 | QLD1 | Informative note | Daandine Power Station |  |  | Energy infrastructure Investments Pty Ltd advised that Daandine Power Station will be retired in June 2022. | 2014-05-30
2014-05-30 | NSW1 | Capacity | Guthega Power Station |  |  | Snowy Hydro Ltd advises that Guthega's available capacity has been revised from 68 MW to 34 MW (-34 MW) for summer 2022–23, due to major refurbishment of unit 1; and 68 MW to 34 MW (-34 MW) for summer 2023–24, due to major refurbishment of unit 2. | 2014-05-30
2014-05-30 | QLD1 | Project commitment | Kogan Creek Solar Boost |  |  | CS Energy advises that the Kogan Creek Solar Boost project (44 MW) is now a committed project and due to be completed in July 2015. Note that the 44 MW capacity is not additional to the 730/744 MW summer/winter capacities of Kogan Creek, rather it is a contribution towards the total generation. | 2014-05-30
2014-05-30 | VIC1 | Service commenced | Loy Yang A |  |  | AGL Energy advises Loy Yang A Power Station has revised its available capacity to 2100 MW (-90 MW) in summer due to operational experience in ambient conditions. | 2014-05-30
2014-05-30 | VIC1 | Capacity | Macarthur |  |  | AGL Energy advises Macarthur Power Station has revised its available capacity to 315 MW (-105 MW) in summer to reflect the actual behaviour of the wind generation assets during high temperature days. | 2014-05-30
2014-05-30 | VIC1 | Capacity | Morwell/Energy Brix |  |  | Energy Brix Australia Corporation Pty Ltd advises Morwell/Energy Brix Power Station has revised its available capacity to 65 MW (-10 MW) in summer due to the Morwell mine fire destroying conveyors, thus restricting coal supply. | 2014-05-30
2014-05-30 | VIC1 | Project commitment | Mt Mercer Wind Farm |  |  | Mt Mercer Wind Farm Pty Ltd advises that Mt Mercer wind farm is a committed project. The 131.2 MW wind farm expected commissioning is July 2014. | 2014-05-30
2014-05-30 | QLD1 | Informative note | Mt Stuart Power Station |  |  | Origin Energy Mt Stuart advised that Mt Stuart Power Station will be retired in July 2023. | 2014-05-30
2014-05-30 | SA1 | Project commitment | Port Macdonnell |  |  | Oceanlinx Limited advises that the future of the Port Macdonnell (1 MW) wave energy project is uncertain and rests with company receivers. This project remains as a committed project with a commissioning date to be advised. | 2014-05-30
2014-05-30 | VIC1 | Project commitment | Portland Stage 4 Cape Nelson North and Cape Sir William Grant |  |  | Pacific Hydro Portland Wind Farm Pty Ltd advises that Portland Stage 4 Cape Nelson North and Cape Sir William Grant wind farm is a committed project. The 47.15 MW wind farm expected commissioning is May 2015. | 2014-05-30
2014-05-30 | QLD1 | Informative note | Swanbank E Gas Power Station |  |  | Stanwell Corporation advises that the existing scheduled Swanbank E Gas Power Station (385 MW combined cycle gas turbine) will be placed in cold storage from October 2014. | 2014-05-30
2014-05-30 | QLD1 | Capacity | Tarong Power Station |  |  | Stanwell Corporation advises that the Tarong station will revise its available capacity from 700 MW to 1050 MW (+350 MW) in summer 2014, due to the return of service of Unit 4 (DUID TARONG#4) in July 2014. The available capacity will be revised to 1400 MW (+350 MW) in summer 2015, due to the return of service of Unit 2 (DUID TARONG#2) in June 2015. | 2014-05-30
2014-02-28 | NSW1 | Capacity | Jupiter Wind Farm Project |  |  | EPYC Pty Ltd has announced the Jupiter Wind Farm Project (up to 100 wind turbines). If approved, construction and commissioning of the wind farm near Tarago would be completed by the end of 2016. The capacity of the project is yet to be advised. | 2014-02-28
2014-02-28 | NSW1 | Project commitment | Nyngan Solar Plant |  |  | AGL Engergy Limited advises the Nyngan Solar Plant(102 MW solar) is now classified as a committed project. Construction has commenced, and full commissioning is planned for July 2015. | 2014-02-28
2014-02-28 | SA1 | Informative note | Port Macdonnell |  |  | Oceanlinx Limited advises that the Port Macdonnell (1 MW) wave energy project commissioning date was revised to March 2014. | 2014-02-28
2014-02-28 | QLD1 | Informative note | Swanbank E Gas Power Station |  |  | Stanwell Corporation advises that the existing scheduled Swanbank E Gas Power Station (385 MW combined cycle gas turbine) will withdraw from service for up to three years from 1 October 2014. | 2014-02-28
2014-02-28 | NSW1 | Informative note | Wallerawang C |  |  | EnergyAustralia advises that Wallerawang C unit 7 (500 MW black coal) has been removed from service in January 2014. Unit 8 (500 MW) will remain available until the end of March 2014, and will then be placed on a three-month recall should market conditions change. | 2014-02-28
2013-11-15 | NSW1 | Informative note | Broken Hill |  |  | AGL Energy Limited advises that both the Broken Hill (53 MW) large-scale solar photovoltaic (PV) project is set to proceed after achieving financial close. Construction of the Broken Hill project is expected to commence in July 2014, and is scheduled to be completed around November 2015. | 2013-11-15
2013-11-15 | NSW1 | Informative note | Capital East Solar Farm P1 |  |  | Infigen's Capital East Solar Farm (0.13 MW) demonstration facility project is was completed in June 2013. | 2013-11-15
2013-11-15 | VIC1 | Informative note | Mildura Power Station |  |  | Solar Systems advises that Mildura Power Station demonstration facility (1.5 MW) project was completed in July 2013. | 2013-11-15
2013-11-15 | NSW1 | Informative note | Mugga Lane Solar Facility |  |  | Zhenfa Canberra Solar Farm One Pty Ltd advises that Mugga Lane Solar Facility (13 MW) in ACT expects construction to commence in June 2014, with full commissioning planned for Q4 2014. | 2013-11-15
2013-11-15 | TAS1 | Informative note | Musselroe Wind Farm |  |  | Hydro Tasmania Wind Operations Pty Ltd advises that Musselroe (168 MW) project was completed in June 2013. | 2013-11-15
2013-11-15 | NSW1 | Informative note | Nyngan |  |  | AGL Energy Limited advises that both the Nyngan (102 MW) large-scale solar photovoltaic (PV) projects is set to proceed after achieving financial close. Construction of the Nyngan project is expected to commence in February 2014, with completion scheduled by mid 2015. | 2013-11-15
2013-11-15 | NSW1 | Informative note | Onesun Capital Solar Farm |  |  | Elementus Energy Pty Ltd advises that Onesun Capital Solar Farm (7 MW) in ACT expects construction to commence in June 2014, with full commissioning planned for April 2015. | 2013-11-15
2013-11-15 | SA1 | Informative note | Palmer Wind Farm |  |  | TrustPower Australia advises that Palmer Wind Farm (up to 390 MW) has been newly announced. At this stage there has been no advice on construction and commissioning dates. | 2013-11-15
2013-11-15 | SA1 | Project commitment | Port Macdonnell |  |  | Oceanlinx Limited advises that the status of the Port Macdonnell (1 MW) wave energy project is now Committed, with full commissioning in December 2013. | 2013-11-15
2013-11-15 | VIC1 | Informative note | Portland Stage 4 Cape Nelson North and Cape Sir William Grant |  |  | Pacific Hydro Australia advises that Portland Stage 4 Cape Nelson North and Cape Sir William Grant (47.15 MW) construction at the site is to commence in September 2013, with full commissioning planned for September 2015. | 2013-11-15
2013-11-15 | NSW1 | Project commitment | Royalla Solar Farm |  |  | Royalla Asset Pty Ltd ATF Royalla Asset Trust advises that Royalla Solar Farm (20 MW) in ACT is now classified as a committed project, and construction at the site has commenced, with full commissioning planned for August 2014. | 2013-11-15
2013-11-15 | TAS1 | Informative note | TasWind (King Island) |  |  | Hydro Tasmania advises that the TasWind (King Island) project is publicly announced. | 2013-11-15
2013-11-15 | QLD1 | Informative note | Westlink Power Project |  |  | Westlink Pty Ltd as trustee for Westlink Industrial Trust advised thatWestlink Power Project (Stage 1-3 up to 1000 MW), has revised construction start estimates by 1 year – from 2015 to 2016 for stage 1, from 2017 to 2018 for stage 2 and from 2019 to 2020 for stage 3. This remains a publicly announced project only. | 2013-11-15
2013-08-13 | NSW1 | Project commitment | Boco Rock Wind Farm |  |  | Boco Rock Wind Farm Pty Ltd advises that this is a committed project. Construction of the first phase of 113 MW at the site has commenced and commissioning is planned for December 2014. | 2013-08-13
2013-08-13 | VIC1 | Capacity | Mildura Power Station |  |  | Solar Systems advises that Mildura Power Station Stage 2 of the project is to be 100 MW of capacity. | 2013-08-13
2013-08-13 | NSW1 | Project commitment | Taralga Wind Farm |  |  | CBD Energy/Banco Santander advises that this 106.7 MW Wind Farm is a committed project. Construction at the site has commenced and commissioning is planned for October 2014. | 2013-08-13
2013-06-30 | QLD1 | Capacity | Braemar Power Station |  |  | Alinta Energy advises that Braemar's available capacity has been revised from 435 MW to 465 MW (+30 MW) in summer (an increase from last years ESOO), due to the regular use of Evaporative Cooling and Peak Firing of the units. These modes of operation result in the units achieving higher levels of output than would be typically expected during periods of high temperature. | 2013-06-30
2013-06-30 | NSW1 | Project commitment | Capital East Solar Farm P1 |  |  | Infigen's Capital East Solar Farm demonstration facility is a committed project. Construction at site has commenced. | 2013-06-30
2013-06-30 | QLD1 | Capacity | Darling Downs Power Station |  |  | Origin Energy advises that Darling Downs available capacity has been revised from 605 MW to 580 MW (-25 MW) in summer, reflecting capability at higher temperatures. | 2013-06-30
2013-06-30 | NSW1 | Project commitment | Gullen Range Wind Farm |  |  | Gullen Range Wind Farm Pty Ltd advises that this is a committed project. Construction at the site has commenced and commissioning is planned for July 2014. | 2013-06-30
2013-06-30 | VIC1 | Capacity | Hallam Road Power Station |  |  | LMS Energy advises that the upgrades to Unit 7 was completed in June 2012 and Unit 8 in November 2012 increasing the capacity by 2.2 MW. | 2013-06-30
2013-06-30 | SA1 | Capacity | Hallett 4 North Brown Hill |  |  | AGL advises that Hallett 4 North Brown Hill's available capacity has been revised from 81.9 MW to 99.2 MW (+17.3 MW) in summer,. | 2013-06-30
2013-06-30 | SA1 | Capacity | Hallett Stage 1 Brown Hill |  |  | AGL advises that Hallett Stage 1 Brown Hill's available capacity has been revised from 58.5 MW to 70.9 MW (+12.4 MW) in summer,. | 2013-06-30
2013-06-30 | QLD1 | Project commitment | Kogan Creek Solar Boost |  |  | CS Energy advises that the Kogan Creek Solar Boost project is now a committed project and due to be completed in Jan 2014. | 2013-06-30
2013-06-30 | NSW1 | Capacity | Liddell Power Station |  |  | Energy Australia advises that the Liddell plant available capacity has been revised from 2,060 MW to 2,020 MW (-40 MW) in summer and winter due to a reassessment of plant capacity. | 2013-06-30
2013-06-30 | VIC1 | Informative note | Macarthur Wind Farm |  |  | AGL Energy advises that the 420 MW Macarthur wind farm project was completed in January 2013. | 2013-06-30
2013-06-30 | VIC1 | Project commitment | Mildura Power Station |  |  | Solar Systems advises that Mildura Power Station demonstration facility is a committed project. The 1.5 MW solar plant is under construction and expected completion is July 2013. | 2013-06-30
2013-06-30 | VIC1 | Informative note | Mortons Lane Wind Farm |  |  | Mortons Lane Windfarm Pty Ltd advises that the 19.5 MW Mortons Lane wind farm project was completed in December 2012. | 2013-06-30
2013-06-30 | VIC1 | Project commitment | Mt Mercer Wind Farm |  |  | Mt Mercer Wind Farm Pty Ltd advises that Mt Mercer wind farm is a committed project. The 131.2 MW wind farm expected commissioning is January 2015. | 2013-06-30
2013-06-30 | SA1 | Informative note | Playford B Power Station |  |  | Alinta energy advises that Playford B power station will be available with a recall time of around 90 days. | 2013-06-30
2013-06-30 | VIC1 | Informative note | Qenos Cogeneration Facility |  |  | AGL Energy advises that 21 MW Qenos Cogeneration Facility project was completed in March 2013. | 2013-06-30
2013-06-30 | NSW1 | Capacity | Tallawarra Power Station |  |  | Energy Australia advises that the Tallawarra plant's available capacity has been revised from 435 MW to 440 MW (+5 MW) in winter. | 2013-06-30
2013-06-30 | TAS1 | Informative note | Tungatinah (Upgrade) |  |  | Hydro-Electric Corporation advises the upgrade to Unit 1 was completed and returned back to service on February 2013. The upgrade was a revamp of the unit where some efficiency gains are expected. | 2013-06-30
2013-06-30 | TAS1 | Informative note | Tungatinah (Upgrade) |  |  | Hydro-Electric Corporation advises an upgrade to Unit 2, a revamp of the existing unit where some efficiency gains are expected. The upgrade to be completed in November 2013. | 2013-06-30
2013-06-30 | NSW1 | Capacity | Wallerawang Power Station |  |  | Energy Australia advises that the Wallerawang plant available capacity has been revised from 500 MW to 1,000 MW (+500 MW) in summer 2013–14, where both units are available dependant on demand. | 2013-06-30
2013-02-22 | QLD1 | Capacity | Braemar Power Station |  |  | Alinta Energy advises that Braemar's available capacity has been revised from 435 MW to 480 MW (+45 MW) in summer, due to use of Evaporative Cooling and Peak Firing of the units. | 2013-02-22
2013-02-22 | NSW1 | Capacity | Colongra Power Station |  |  | Delta Electricity advises that the Colongra plant available capacity has been revised from 668 MW to 724 MW (+56 MW) in summer, based on operating with distillate fuel. | 2013-02-22
2013-02-22 | QLD1 | Capacity | Millmerran Power Station |  |  | Millmerran Power Partners advises that the Millmerran plant has revised its available capacity from 856 MW to 760 MW (-96 MW) in summer, based on operating experience on higher temperature days. | 2013-02-22
2013-02-22 | TAS1 | Project commitment | Musselroe Wind Farm |  |  | Hydro Tasmania Wind Operations Pty Ltd advises that Musselroe (168 MW) is now a committed project. Construction is expected be completed around June 2013. | 2013-02-22
2013-02-22 | TAS1 | Capacity | Poatina Power Station |  |  | Hydro Tasmania advises that the Poatina plant has revised its available capacity from 300 MW to 342 MW (+42 MW) in summer and winter, based on operating experience. | 2013-02-22
2013-02-22 | NSW1 | Capacity | Wallerawang Power Station |  |  | Energy Australia advises that the Wallerawang plant has revised its available capacity from 1,000 MW to 500 MW (-500 MW) for summer 2013–14 and winter 2013, due to the unit with DUID (dispatchable unit ID) WW7 being unavailable and only being brought back into service under extreme weather conditions. | 2013-02-22
2012-12-20 | QLD1 | Capacity | Collinsville Power Station |  |  | Ratch Australia advises that the Collinsville plant has revised its available capacity from 190 MW to 0 MW (-190 MW) in summer and winter, due to the withdrawal of service of all generation units from 31 December 2012, until wholesale electricity demand improves. | 2012-12-20
2012-12-20 | NSW1 | Informative note | Eraring Power Station |  |  | Eraring Energy advises that the upgrade of unit 4 was completed in November 2012. | 2012-12-20
2012-12-20 | VIC1 | Service commenced | Morwell Power Station |  |  | Energy Brix Australia Corporation Pty Ltd advises that the Morwell plant has revised its available capacity from 104 MW to 75 MW (-29 MW) in summer and winter, due to generation units with DUID MOR1 in operation and generation unit with DUID MOR2 operational when generation unit with DUID MOR1 is under maintenance. Generation unit with DUID MOR3 will be available on a 30 day recall. | 2012-12-20
2012-12-20 | VIC1 | Project commitment | Qenos Cogeneration Facility |  |  | AGL Energy advises that Qenos Cogeneration Facility is a committed project. The 21 MW combined-cycle gas turbine (CCGT) construction completion achieved in October 2012 and full commissioning at the end of March 2013. | 2012-12-20
2012-12-20 | SA1 | Project commitment | Snowtown S2 |  |  | TrustPower advises that the Snowtown 2 project is now in a Committed status. Snowtown Stage 2 project will consist of two separately. | 2012-12-20
2012-12-20 | QLD1 | Informative note | Solar Dawn Project |  |  | Areva and the Solar Dawn Consortium advised it would no longer develop the proposed 250 MW solar thermal power facility in South-West Queensland. | 2012-12-20
2012-12-20 | QLD1 | Capacity | Tarong Power Station |  |  | Stanwell Corporation advises that the Tarong plant has revised its available capacity from 1,400 MW to 700 MW (-700 MW) in summer and winter, due to the withdrawal of service of Unit 2 (DUID TARONG#2) in October 2012 and Unit 4 (DUID TARONG#4) in December 2012, both for a period of at least two years or until wholesale electricity demand improves. | 2012-12-20
2012-12-20 | TAS1 | Project commitment | Tungatinah (Upgrade) |  |  | Hydro-Electric Corporation advises the upgrade to Unit 1 is committed and scheduled to return to service in December 2012. | 2012-12-20

## Background Information
Background Information
This sheet includes important reference information regarding the data presented within this file.
Please note that AEMO has introduced many enhancements within the Generation Information Page data file, commencing from the 18 July 2019 update.
This is as a result of the revised Generator Survey process, effective from March 2019.
The enhancments include:
a) merging of the 5 individual Regional data files into 1 consolidated data file,
b) merging the 3 separate data tables (viz. 'Existing S & SS Generation', 'Existing NS Generation', 'New Developments') into 1 consolidated 'Existing Generation and New Developments' data table,
c) merging the 2 separate Scheduled Capacity data tables (viz. 'Summer Scheduled Capacities', 'Winter Scheduled Capacities') into 1 consolidated 'Scheduled Capacities' data table,
d) the inclusion of various new data fields within the data tables, to provide greater transparency to the NEM, and easier analysis, as requested by many stakeholders during the revision of the Generator Survey process.
Glossary
Below is a table of pertinent Data Field Names and related Terms used within this file, including a matrix to indicate the relevant sheets in each case.
Please note that there are many new Data Field Names introduced in the 18 July 2019 update which are yet to be included in the table, and these will be added in subsequent publication updates as soon as possible.
Relevant Sheets within this file
Data Field Names and related Terms |  |  | Explanation/Definition | [5 empty] | Summary | Change Log | Existing Generation & New Devs | Scheduled Capacities
Lower Nameplate Capacity (MW) |  |  | The proposed lower limit of Nameplate Capacity of an individual generating unit within a New Development (Project). It may be used to indicate the level of certainty of the generating unit size, prior to supply contracts being executed. This parameter is not applicable to an "Existing" generating unit, and will be left blank. | [7 empty] | ü
Upper Nameplate Capacity (MW) |  |  | The proposed upper limit of Nameplate Capacity of an individual generating unit within a New Development (Project). It indicates the (maximum) proposed generating unit size, prior to supply contracts being executed. This parameter is also used to indicate the actual nameplate capacity for an "Existing" generating unit. | [6 empty] | ü | ü
Aggregated Lower Nameplate Capacity (MW) |  |  | The sum (aggregate) of the proposed Lower Nameplate Capacity for the corresponding number of equally sized individual generating units within a New Development (Project). This field applies for "New" generating units only, prior to supply contracts being executed. This parameter is not applicable to "Existing" generating units, and will be left blank. | [7 empty] | ü | ü
Aggregated Upper Nameplate Capacity (MW) |  |  | The sum (aggregate) of the Upper Nameplate Capacity for the given number of equallysized individual generating units, within a New Development (Project). This field applies for "New" generating units only, prior to supply contracts being executed. This parameter is also used to indicate the actual aggregated Nameplate Capacity for the given number of equally sized "Existing" generating units. | [7 empty] | ü | ü
"Nameplate Capacity (MW)" |  |  | This is the combination (text string) of Lower and Upper Nameplate Capacity values, as displayed in previous updates of the Generation Information Page data files, i.e. prior to the 18 July 2019 update. This text string is included within the Existing Generation and New Developments table only, for ease of reference. | [7 empty] | ü
Expected Closure Year |  |  | The expected closure year for existing plants/projects. | [7 empty] | ü
Closure Date |  |  | This is the specific expected closure date for existing plants/projects. indicate a “Closure Date”, the participant must officially notify AEMO (Registrations) in writing via onboarding@aemo.com.au. | [7 empty] | ü
SurveyId |  |  | This is a special ID number only used in AEMO Generation Information Page publication. | [7 empty] | ü | ü
SurveyEffectiveDate |  |  | The date that the information in the Survey should become effective. This assumes the Survey is Submitted to AEMO for Approval before the specified date. | [6 empty] | ü | ü | ü
SurveyVersionDateTime |  |  | The date that the Survey version is last modified. | [7 empty] | ü | ü
Region |  |  | NEM region | [5 empty] | ü | ü | ü | ü
Asset Type |  |  | Generating Units are classified as either “Project” or “Existing Plant” Asset Types, based on their Registration Status and Export Capability at their Connection Point. | [7 empty] | ü | ü
DUID |  |  | The Dispatchable Unit Identifier (DUID) as Registered in the NEM. Maximum 8 characters, alphanumeric, see section "3.3.6 Identifiers" in the "NEM Generator Registration Guide" on AEMO's website. | [6 empty] | ü | ü | ü
Registered Capacity |  |  | Any person who owns, controls, or operates a generating system connected to a transmission or distribution network must register with AEMO as a generator unless it has the benefit of an exemption from that requirement. A generating system’s registered capacity is the aggregate megawatt (MW) capacity of all its component generation units, as registered with AEMO.
Nameplate Capacity |  |  | This represents the maximum continuous output or consumption in MW, as specified by the manufacturer, or as subsequently modified. The Nameplate Capacity rating can change for a number of reasons, such as a decrease due to increasing age (Serivce Life) and subsequent review of performance, or an increase due to an upgrade project and subsequent recommissioning tests. A generating unit's Registered Capacity should not exceed it's Nameplate Capacity. For the purposes of reliability assessments, and consistent with market systems, AEMO measures Scheduled and Semi-scheduled generation capacity on an as-generated basis, noting that for Semi-scheduled systems the generating unit "terminals" are taken to be at the Network Connection Point. Non-scheduled generation is measured as sent-out (at the Network Connection Point) because it can include co-generation plants (that usually produce both heat and electricity), where the bulk of the capacity is consumed locally. | [5 empty] | ü |  | ü | ü
Maximum Capacity |  |  | Some thermal (generation that burns fuel) and non-thermal (renewable generation) generating systems can provide additional, short-term capacity that exceeds the registered capacity. This is known as maximum capacity. Note that the "Registered Maximum Capacity" may be less than a generating unit's physical maximum capacity, due to operational constraints required to ensure Power Sytem Security, as determined as part of Commissioning. This can be found in the 'Generators and Scheduled Loads' sheet within AEMO's NEM Registration and Exemption List, on AEMO's website.
Dispatch Type |  |  | Under the National Electricity Rules (NER), generating units are classified as Scheduled (S), Semi-scheduled (SS), or Non-scheduled (NS). These are defined as follows. (a) Scheduled – The generating unit participates in central dispatch. (b) Non-Scheduled – The generating unit does not participate in central dispatch. (c) Semi-Scheduled – The generating unit will participate in central dispatch in specified circumstances. | [5 empty] | ü |  | ü | ü
Other generation classification |  |  | For further information about generation classification guide, please refer to the AEMO Generation Exemption and Classification Guide on the AEMO website: http://aemo.com.au/-/media/Files/Electricity/NEM/Participant_Information/New-Participants/Generator-Exemption-and-Classification-Guide.pdf
Generator Survey |  |  | The data submitted to AEMO by the custodian of a New Development (Project) or Existing Generator (Existing Plant), for AEMO's Planning and Forecasting purposes. Notionally, each Generator Survey should include information about all Existing and / or New generating units within a given Site.
Generation Capacity Reference Temperatures |  |  | The actual level of generation available at any particular time will depend on the condition of the generating plant. This includes factors such as age, outages, and wear. Another important factor with respect to output is the reduction in thermal efficiency as the temperature increases. Because temperature can affect plant generation capacities in different ways, basing generation capacities on region-specific reference temperatures facilitates more effective assessment of available generation capacity under weather conditions frequently associated with high demand. To produce the supply-demand outlook, AEMO — in consultation with the Jurisdictional Planning Bodies (JPBs) — undertakes the following: · Uses historical data to estimate typical weather conditions, and to determine reference temperatures frequently associated with times of 10% probability of exceedance (POE) maximum demand in the major load centres for each region. · Asks generators to provide generating unit capacities for summer and winter using these common reference temperatures. The table below lists the common reference temperatures AEMO applies for each region. In general, annual maximum demands occur during summer; the exception is Tasmania, where maximum demand occurs during winter. Summer maximum demand in Tasmania occurs during colder temperatures, resulting in a relatively low summer reference temperature. | [8 empty] | ü
|  |  | Region | Summer (°C) | Winter (°C)
|  |  | Queensland | 37 | 15
|  |  | New South Wales | 42 | 9
|  |  | Victoria | 41 | 8
|  |  | South Australia | 43 | 11
|  |  | Tasmania | 7.7 | 1.2
Proposed generation in the NEM
In addition to capacity forecasts, generation plant owners advise AEMO about the status of generation projects currently under development in each region.
Generation projects can be at different stages of development (i.e. Project Commitment Status), which are assessed using AEMO’s five (5) commitment criteria, covering site acquisition, contracts for major components, planning and other approvals, financing, and date (see table below for a description of the criteria).
Project Commitment Criteria
Criteria Name | Description
Site | The project proponent has purchased / settled / acquired (or commenced legal proceedings to purchase / settle / acquire) land for the construction of the project.
Major components | Contracts for the supply and construction of major plant or equipment components (such as generating units, turbines, boilers, transmission towers, conductors, and terminal station equipment) have been finalised and executed, including any provisions for cancellation payments.
Planning and Approvals | The proponent has obtained all required planning consents, construction approvals, connection contracts (including approval of proposed negotiated Generator Performance Standards from AEMO under clause 5.3.4A of the National Electricity Rules), and licences, including completion and acceptance of any necessary environmental impact statements.
Finance | The financing arrangements for the proposal, including any debt plans, must have been concluded and contracts executed.
Date | Construction of the proposal must either have commenced or a firm commencement date must have been set. Commercial use date for full operation must have been set.
Traffic light categories
Traffic Light Colour | Symbol
Red
Amber
Green
NOTE:
1) A commitment criterion is deemed to be “satisfied” if all associated questions have been answered in the positive, making the category "green".
2) A commitment criterion is deemed to have “progressed” if the category is “amber” or "green".
Application of Traffic light categorisation to Project Commitment Criteria to classify Commitment Status
Accordingly, the Project Commitment criteria must have been satisfied to at least the minimum level of traffic light categorisation that is required for each Commitment Status classification, as shown in the following table:
ß Increasing certainty (Commitment Status)
| Criteria | Committed | Committed* | Advanced |  | Maturing | Emerging | Publically Announced
ß Increasing project maturity | Site
Components
Planning
Finance
Date
Further description of Commitment Status
New production and transmission projects fall into one of six classes of certainty (Commitment Status).
The Commitment Status is determined by assessing the progress of a Generation Project against the Project Commitment Criteria, as outlined above.
Commitment Status | Summary Status | Description
Committed | Committed | Projects that will proceed, with known timing, satisfying all five of the commitment criteria. That is, all categories are green.
Committed* | Committed | Projects that qualify as “Advanced” and where construction or installation has also commenced. Typically, Committed* projects are included in sensitivity analysis for MLF calculations and in the base case for reliability assessments.
Advanced | Proposed | Projects that are highly likely to proceed, satisfying Site, Finance and Date criteria plus either Planning or Components criteria. Progress towards meeting the final criteria is also evidenced.
Maturing | Proposed | Projects that have progressed with site, planning applications, and finance arrangements, but not to the point that they can be classified as advanced. Maturing projects may be explicitly included in scenario analysis to assess future reliability or market impacts and are tested for economic efficiency in capacity outlook modelling.
Emerging | Proposed | Projects with financing arrangements, but site/planning approvals/construction is uncertain, and development is strongly subject to changes in policy or commercial environment. These projects may be explicitly included in scenario analysis to assess future market impacts, and are tested for economic efficiency in capacity outlook modelling. However, a higher weighted average cost of capital will be assumed to reflect greater development uncertainty compared to proposed projects.
Publically announced | Proposed | These projects have been announced publically, but do not yet have any finance arrangements in place. Costs and capabilities of these projects are developed using recently-completed projects and projections of cost components such as raw material supply and labour.
"New" or "Existing" Generating Units within a Generator Survey, and their relationship with "Asset Type" in the Generation Information Page
Generating Units are classified as either “Project” or “Existing Plant” Asset Types, based on their Registration Status and Export Capability at their Connection Point.
“New” Generating Units (within a Generator Survey)
A Generating Unit should be reported as “New” within the relevant Generator Survey unless all the following conditions have been met:
a) the individual Generating Unit plant has been commissioned on-site by the EPC / Operator, and
b) an “Application for Registration as a Generator in the NEM” has been lodged with AEMO Registrations (which includes that Generating Unit), and
c) Energisation of the relevant Transmission Network Connection Point or Distribution Network Connection Point has been signed-off by AEMO Network Development (a.k.a. Hold Point Zero “HP0”).
“Project” Asset Type (as reported within the Generation Information Page)
Until the above conditions have been met, the Generating Unit will be published as being of the “Project” Asset Type within the Generation Information Page.
“Existing” Generating Units (within a Generator Survey)
Once all above conditions have been satisfied, the Generating Unit must be reported as “Existing” within the relevant Generator Survey.
“Existing Plant” Asset Type (as reported within the Generation Information Page)
The Generating Unit will then be published as being of the “Existing Plant” Asset Type within the Generation Information Page.
Notifiable Exemptions
· Note that a Generating System may operate unregistered for up to a 30-day period under a Notifiable Exemption as permitted under NER 2.2.1 & 5.3.4.
· This requires special operating procedures to ensure the highest combined nameplate rating of the generating units simultaneously connected at any time is limited to less than 5 MW.
· The Generator may apply for a subsequent Notifiable Exemption period, to commence at the end of the preceding Notifiable Exemption period.
· Hence it is possible for any number of Generating Units < 5MW within a Generating System, to be individually commissioned on-site before the Generating System is Registered in the NEM.
· Notifiable Exemptions are published in the NEM Registration and Exemption List within the “Exemption – Small Generation” worksheet.
Combinations of Asset Type and Commitment Status to indicate operational capability
The following definitions have been created to provide further transparency of the operational capability of generating units under the following conditions:
Note that a generating unit will not be classified as an "Existing Plant" Asset Type until it is Registered, connected to an energised Network Connection Point, and able to generate electricity for export.
Prior to this, the generating unit will be classifed as a "Project" Asset Type.
Asset Type |  | Asset Type | Commitment Status | Description
One or more Generating Units with Aggregate Nameplate Capacity ≥ 30 MW |  | Existing Plant | Committed | A Hold Point Test ≥ 30MW has not yet been signed-off by AEMO Network Development.
|  |  | In Commissioning | Successful completion / sign-off of the earliest Hold Point Test that is ≥ 30MW. Note: This will be confirmed by AEMO Network Development.
|  |  | In Service | All Hold Point Tests completed / signed-off by AEMO Network Development. Note: This will be confirmed by AEMO Network Development.
A Generating Unit < 30MW within an Existing Generating System ≥ 30MW |  | Existing Plant | Committed | A Hold Point Test for 100% of the Generating Unit Nameplate Capacity has not yet been signed-off by AEMO Network Development.
|  |  | In Service | All Hold Point Tests have been completed / signed-off by AEMO Network Development. Note: This will be confirmed by AEMO Network Development.
Note that information for Generating Units published on the Generation Information Page, is now disaggregated by DUID. In this case, information about Generating Units with a different DUID but within the same Generating System, may result in some units appearing as “In Service” while others are still “In Commissioning”.

## How to filter
How to filter to the old gen info view
To reset your filtering at any stage, select the 'Sort & Filter' button pictured in Image 1.1 and select 'Clear'.
Image 1.1
Region filtering
Previously AEMO's generation information publications have been released in five separate documents that each account for the five NEM regions, NSW, QLD, SA, TAS and VIC. As the amount of stakeholders that are interested in generation information data across different regions has increased, AEMO has moved to aggregate these separate documents into one going forward. In order to restrict to individual regions in the new format, select the filtering arrow underneath the first column header 'region' (circled in the top left of Image 1.1). This will bring up a list of the five featured regions. To restrict to any specific region(s), make sure that only the desired region(s) are ticked on this list, then press OK.
Image 1.2
Filtering to Existing S & SS, Existing NS and New Developments tables
Previously AEMO's generation information publications have separated site information into three separate tables, Existing S & SS (Existing scheduled and semi-scheduled generators), Existing NS (Existing non-scheduled generators) and New Developments. Going forward, AEMO has decided to combine these three tables into one table called 'ExistingGeneration&NewDevs', for simplicity and ease of use. The following outlines how to filter the 'ExistingGeneration&NewDevs' table to present the data as in each of the aforementioned three tables.
Existing S & SS
STEP ONE
To filter to Existing Scheduled and Semi-Scheduled, select the filtering arrow underneath the second column header 'Asset Type' (circled in the top left of Image 1.2). Ensure that only 'Existing Plant' is selected, then press OK.
Image 1.3
STEP TWO
Scroll across to the right to the column header 'Dispatch Type' (circled in the top left of Image 1.3). Ensure that only 'S' and 'SS' are selected, then press OK.
Image 1.4
Existing NS
Follow the same instructions as in Existing S & SS Step one. Next, croll across to the right to the column header 'Dispatch Type' (circled in the top left of Image 1.4). Ensure that only 'NS' is selected, then press OK.
Image 1.5
New Developments
To filter to New Developments, select the filtering arrow underneath the second column header 'Asset Type' (circled in the top left of Image 1.5). Ensure that only 'Project' is selected, then press OK.
Image 1.6

## ExistingGeneration&NewDevs
Existing Generation and New Developments
Region | Asset Type | Site Name | Owner | Technology Type | Fuel Type | DUID | Number of Units | Lower Nameplate Capacity (MW) | Upper Nameplate Capacity (MW) | Aggregated Lower Nameplate Capacity (MW) | Aggregated Upper Nameplate Capacity (MW) | Nameplate Capacity (MW) | Storage Capacity (MWh) | Unit Status | Dispatch Type | Full Commercial Use Date | Expected Closure Year | Closure Date | StatusBucketSummary | FuelBucketSummary | SurveyId | SurveyVersionDateTime | SurveyEffectiveDate
NSW1 | Existing Plant | 101 Miller Street | Cogent Energy Pty Ltd | Reciprocating Engine - Spark ignition | Natural Gas Pipeline |  | 2 |  | 1.165 |  | 2.33 | 2.33 |  | In Service | NS |  |  |  | Existing less Announced Withdrawal | Gas other | 1351 | 2019-05-17 14:53 | 2018-04-14
NSW1 | Existing Plant | 133 Castlereagh St | Cogent Energy Pty Ltd | Reciprocrating Engine - Compression Ignition | Natural Gas Pipeline |  | 1 |  | 1 |  | 1 | 1 |  | In service | NS |  |  |  | Existing less Announced Withdrawal | Gas other | 2 | 2018-07-31 | 2018-07-31
NSW1 | Existing Plant | 20 Bond St | Cogent Energy Pty Ltd | Reciprocating Engine - Compression ignition | Natural Gas Pipeline |  | 1 |  | 0.6 |  | 0.6 | 0.6 |  | In Service | NS |  |  |  | Existing less Announced Withdrawal | Gas other | 1366 | 2019-05-17 14:54 | 2018-04-14
VIC1 | Existing Plant | 200 Victoria St | Cogent Energy Pty Ltd | Reciprocating Engine - Compression ignition | Natural Gas Pipeline |  | 1 |  | 0.386 |  | 0.386 | 0.386 |  | In Service | NS |  |  |  | Existing less Announced Withdrawal | Gas other | 1364 | 2019-05-17 14:54 | 2018-04-14
NSW1 | Existing Plant | 275 Kent St | Cogent Energy Pty Ltd | Reciprocating Engine - Compression ignition | Natural Gas Pipeline |  | 1 |  | 1.2 |  | 1.2 | 1.2 |  | In Service | NS |  |  |  | Existing less Announced Withdrawal | Gas other | 1368 | 2019-05-17 14:54 | 2018-04-14
VIC1 | Existing Plant | 321 Exhibition Street Trigen | Cogent Energy | Reciprocating Engine - Spark ignition | Natural Gas Pipeline |  | 1 |  | 1.2 |  | 1.2 | 1.2 |  | In Service | NS |  |  |  | Existing less Announced Withdrawal | Gas other | 1001 | 2019-05-17 14:51 | 2018-02-19
NSW1 | Existing Plant | 40 Mount St | Cogent Energy Pty Ltd | Reciprocating Engine - Compression ignition | Natural Gas Pipeline |  | 1 |  | 0.8 |  | 0.8 | 0.8 |  | In Service | NS |  |  |  | Existing less Announced Withdrawal | Gas other | 1370 | 2019-05-17 14:55 | 2018-04-14
NSW1 | Existing Plant | 8 Chifley Place | Cogent Energy Pty Ltd | Reciprocating Engine - Compression ignition | Natural Gas Pipeline |  | 1 |  | 0.4 |  | 0.4 | 0.4 |  | In Service | NS |  |  |  | Existing less Announced Withdrawal | Gas other | 1369 | 2019-05-17 14:55 | 2018-04-14
VIC1 | Existing Plant | 990 Latrobe St | Cogent Energy Pty Ltd | Reciprocating Engine - Compression ignition | Natural Gas Pipeline |  | 1 |  | 0.386 |  | 0.386 | 0.386 |  | In Service | NS |  |  |  | Existing less Announced Withdrawal | Gas other | 1367 | 2019-05-17 14:54 | 2018-04-14
SA1 | Existing Plant | Adelaide Airport | Adelaide Airport Ltd | Solar PV - Fixed | Solar |  | 16 |  | 0.06 |  | 0.96 | 0.96 |  | In Service | NS |  |  |  | Existing less Announced Withdrawal | Solar | 1536 | 2019-06-13 01:24 | 2019-05-14
SA1 | Existing Plant | Adelaide Airport | Adelaide Airport Ltd | Solar PV - Fixed | Solar |  | 2 |  | 0.02 |  | 0.04 | 0.04 |  | In Service | NS |  |  |  | Existing less Announced Withdrawal | Solar | 1536 | 2019-06-13 01:24 | 2019-05-14
SA1 | Existing Plant | Adelaide Zoo Solar System | TBA | Solar PV - Fixed | Solar |  | 1 |  | 0.151 |  | 0.1508 | 0.1508 |  | In service | NS |  |  |  | Existing less Announced Withdrawal | Solar | 28 | 2018-07-31 | 2018-07-31
VIC1 | Existing Plant | Aeroten Leongatha Solar | TBA | Solar PV - Fixed | Solar |  | 1 |  | 0.2 |  | 0.1996 | 0.1996 |  | In service | NS |  |  |  | Existing less Announced Withdrawal | Solar | 47 | 2018-07-31 | 2018-07-31
SA1 | Project | AGL Battery (Maoneng) | AGL | Storage - Battery | Other |  | 4 |  | 50 |  | 200 | 200 | 400 | Publically Announced | S |  |  |  | Proposed | Battery Storage | 143 | 2019-11-14 | 2019-11-14
SA1 | Project | AGL VPP | AGL | Storage - Virtual Power Plant | Solar |  | 1 |  | 5 |  | 5 | 5 |  | Publically Announced | NS |  |  |  | Proposed | Battery Storage | 108 | 2018-07-31 | 2018-07-31
VIC1 | Project | Alberton Wind Farm | Synergy Wind Pty Ltd | Wind Turbine - Onshore | Wind |  | 34 |  | 3.6 |  | 122.4 | 122.4 |  | Publically Announced | SS |  |  |  | Proposed | Wind | 1547 | 2019-06-13 01:24 | 2018-05-26 06:38
NSW1 | Existing Plant | Albury Renewable Energy Facility | LMS Energy Pty Ltd | Reciprocating Engine - Spark ignition | Landfill Methane / Landfill Gas |  | 1 |  | 1.123 |  | 1.123 | 1.123 |  | In Service | NS |  |  |  | Existing less Announced Withdrawal | Biomass | 1355 | 2018-05-09 06:33 | 2018-04-14 07:33
QLD1 | Existing Plant | Aldi Brendale | TBA | Solar PV - Fixed | Solar |  | 1 |  | 0.931 |  | 0.931 | 0.931 |  | In service | NS |  |  |  | Existing less Announced Withdrawal | Solar | 88 | 2018-07-31 | 2018-07-31
QLD1 | Project | Aldoga Solar Farm | Acciona Energy Australia Global | Solar PV - Fixed | Solar |  | 1 |  | 265 |  | 265 | 265 |  | Publically Announced | SS |  |  |  | Proposed | Solar | 1509 | 2019-06-13 01:23 | 2019-05-06
SA1 | Existing Plant | Angaston | Snowy Hydro Ltd | Reciprocating Engine - Compression ignition | Diesel | ANGAST1 | 18 |  | 1.66 |  | 30 | 30 |  | In Service | S |  | 2070 |  | Existing less Announced Withdrawal | Other | 1002 | 2019-05-09 13:24 | 2019-05-01
SA1 | Existing Plant | Angaston | Snowy Hydro Ltd | Reciprocating Engine - Compression ignition | Diesel | ANGAST1 | 12 |  | 1.66 |  | 20 | 20 |  | In Service | S |  | 2070 |  | Existing less Announced Withdrawal | Other | 1002 | 2019-05-09 13:24 | 2019-05-01
NSW1 | Existing Plant | Appin | EDL CSM NSW Pty Ltd | Reciprocating Engine - Spark ignition | Waste Coal Mine Gas | APPIN | 54 |  | 1.03 |  | 55.62 | 55.62 |  | In Service | NS |  | 2036 |  | Existing less Announced Withdrawal | Gas other | 1003 | 2019-05-27 16:54 | 2018-02-19
QLD1 | Project | Aramara Solar Farm | Boer Energy Australia Pty Ltd | Solar PV - Fixed | Solar |  | 52 |  | 1.95 |  | 101.4 | 101.4 |  | Publically Announced | SS | Dec 2020 |  |  | Proposed | Solar | 1426 | 2019-06-13 01:24 | 2018-04-19 08:20
VIC1 | Existing Plant | Ararat Wind Farm | Ararat Wind Farm Pty Ltd | Wind Turbine - Onshore | Wind | ARWF1 | 75 |  | 3.2 |  | 240 | 240 |  | In Service | SS |  | 2047 |  | Existing less Announced Withdrawal | Wind | 1462 | 2019-05-29 10:16 | 2019-04-29
QLD1 | Project | Archer Point Wind Farm | Wind Power Queensland Pty Ltd | Wind Turbine - Onshore | Wind |  | 1 |  | 120 |  | 120 | 120 |  | Publically Announced | SS |  |  |  | Proposed | Wind | 1372 | 2018-04-14 07:38 | 2018-04-14 07:38
NSW1 | Project | Armidale Pumped Hydro | UPC Renewables | Storage - Pumped hydro | Water |  | 1 |  | 600 |  | 600 | 600 |  | Publically Announced | S |  |  |  | Proposed | Water | 133 | 2019-10-30 | 2019-10-30
SA1 | Project | Aurora Solar Energy Project - Phase 1 | SolarReserve Australia II Pty Ltd | Solar Thermal - Central collector | Solar |  | 1 |  | 150 |  | 150 | 150 |  | Publically Announced | S |  | 2052 |  | Proposed | Solar | 1390 | 2019-10-29 | 2019-10-29
SA1 | Project | Aurora Solar Energy Project - Phase 1 | SolarReserve Australia II Pty Ltd | Solar Thermal - Other | Solar |  | 0 |  | 0 |  | 0 | 0 | 1100 | Emerging | S |  |  |  | Proposed | Solar | 1390 | 2019-06-13 01:24 | 2018-04-14 07:45
VIC1 | Project | AusNet Services Deakin University Victoria Geelong PV Plant | AusNet Services Ltd | Solar PV - Single axis tracking | Solar |  | 1 |  | 7.25 |  | 7.25 | 7.25 |  | Publically Announced | TBA |  |  |  | Proposed | Solar | 1721 | 2019-04-04 14:54 | 2019-04-04
NSW1 | Project | Avonlie Solar Farm | RES Australia Pty Ltd | Solar PV - Single axis tracking | Solar |  | 1 |  | 190 |  | 190 | 190 |  | Publically Announced | SS |  |  |  | Proposed | Solar | 1715 | 2019-04-04 14:06 | 2019-04-04
NSW1 | Existing Plant | Awaba | LMS Energy Pty Ltd | Reciprocating Engine - Spark ignition | Landfill Methane / Landfill Gas |  | 1 |  | 1.123 |  | 1.123 | 1.123 |  | In Service | NS |  |  |  | Existing less Announced Withdrawal | Biomass | 1004 | 2019-03-18 12:40 | 2018-02-19
VIC1 | Project | Axedale Solar Farm | UPC \ AC Renewables Australia | Solar PV - | Solar |  | 1 |  | 180 |  | 180 | 180 |  | Publically Announced | SS |  |  |  | Proposed | Solar | 138 | 2019-10-30 | 2019-10-30
VIC1 | Existing Plant | Bairnsdale | Alinta DEBO | Turbine - OCGT | Natural Gas Pipeline | BDL01 | 1 |  | 47 |  | 47 | 47 |  | In Service | S |  | 2042 |  | Existing less Announced Withdrawal | OCGT | 1005 | 2019-06-13 16:43 | 2019-06-01
VIC1 | Existing Plant | Bairnsdale | Alinta DEBO | Turbine - OCGT | Natural Gas Pipeline | BDL02 | 1 |  | 47 |  | 47 | 47 |  | In Service | S |  | 2042 |  | Existing less Announced Withdrawal | OCGT | 1005 | 2019-06-13 16:43 | 2019-06-01
NSW1 | Existing Plant | Bakers Maison | TBA | Solar PV - Fixed | Solar |  | 1 |  | 0.225 |  | 0.2246 | 0.2246 |  | In service | NS |  |  |  | Existing less Announced Withdrawal | Solar | 10 | 2018-07-31 | 2018-07-31
QLD1 | Existing Plant | Baking Board Solar Farm Chinchilla | Chinchilla Solar Pty Ltd | Solar PV - Fixed | Solar | BAKING1 | 7 |  | 2.1 |  | 14.7 | 14.7 |  | In Service | NS |  | 2048 |  | Existing less Announced Withdrawal | Solar | 1642 | 2019-06-21 04:17 | 2019-05-06
VIC1 | Existing Plant | Bald Hills Wind Farm | Infrastructure Capital Group | Wind Turbine - Onshore | Wind | BALDHWF1 | 52 |  | 2.05 |  | 106.6 | 106.6 |  | In Service | SS |  | 2040 |  | Existing less Announced Withdrawal | Wind | 1006 | 2019-04-17 16:43 | 2018-02-19
VIC1 | Existing Plant | Ballarat | LMS ENERGY Pty Ltd | Reciprocating Engine - Spark ignition | Landfill Methane / Landfill Gas |  | 1 |  | 0.789 |  | 0.789 | 0.789 |  | In Service | NS |  |  |  | Existing less Announced Withdrawal | Biomass | 1340 | 2018-05-09 06:18 | 2018-04-14 07:28
VIC1 | Existing Plant | Ballarat Base Hospital Plant | Ballarat Health Services | Reciprocating Engine - Compression ignition | Diesel | BBASEHOS | 2 |  | 1.34 |  | 2.68 | 2.68 |  | In Service | NS |  |  |  | Existing less Announced Withdrawal | Other | 1007 | 2019-06-25 06:59 | 2019-05-15
VIC1 | Existing Plant | Ballarat Base Hospital Plant | Ballarat Health Services | Reciprocating Engine - Compression ignition | Diesel | BBASEHOS | 2 |  | 0.8 |  | 1.6 | 1.6 |  | In Service | NS |  |  |  | Existing less Announced Withdrawal | Other | 1007 | 2019-06-25 06:59 | 2019-05-15
VIC1 | Existing Plant | Ballarat Energy Storage System | Ausnet Transmission Group Pty Ltd | Storage - Battery | Other | BALBG1 | 1 |  | 30 |  | 30 | 30 | 30 | In Service | S |  | 2033 |  | Existing less Announced Withdrawal | Battery Storage | 1469 | 2019-05-09 12:49 | 2018-04-19
NSW1 | Project | Bango Wind Farm | Bango Wind Farm Pty Ltd | Wind Turbine - Onshore | Wind |  | 46 |  | 5.3 |  | 243.8 | 243.8 |  | Publically Announced | SS |  |  |  | Proposed | Wind | 1282 | 2020-01-29 11:55 | 2020-01-10
VIC1 | Existing Plant | Banimboola | AGL Hydro Partnership | Hydro - Dam | Water | BAPS | 1 |  | 10 |  | 10 | 10 |  | In Service | NS |  | 2057 |  | Existing less Announced Withdrawal | Water | 1008 | 2019-03-27 15:49 | 2019-04-01
VIC1 | Existing Plant | Banimboola | AGL Hydro Partnership | Hydro - Dam | Water | BAPS | 1 |  | 2.2 |  | 2.2 | 2.2 |  | In Service | NS |  | 2057 |  | Existing less Announced Withdrawal | Water | 1008 | 2019-03-27 15:49 | 2019-04-01
NSW1 | Existing Plant | Bankstown Sports Club | Bankstown Sports Club | Reciprocating Engine - Compression ignition | Diesel |  | 1 |  | 1.34 |  | 1.34 | 1.34 |  | In Service | NS |  |  |  | Existing less Announced Withdrawal | Other | 1009 | 2018-05-21 05:16 | 2018-02-19 03:31
NSW1 | Existing Plant | Bankstown Sports Club | Bankstown Sports Club | Reciprocating Engine - Compression ignition | Diesel |  | 1 |  | 0.8 |  | 0.8 | 0.8 |  | In Service | NS |  |  |  | Existing less Announced Withdrawal | Other | 1009 | 2018-05-21 05:16 | 2018-02-19 03:31
VIC1 | Existing Plant | Bannerton Solar Park | Foresight Solar Australia Pty Ltd | Solar PV - Single axis tracking | Solar | BANN1 | 40 |  | 2.5 |  | 100 | 100 |  | In Commissioning | SS |  | 2049 |  | Existing less Announced Withdrawal | Solar | 1492 | 2019-06-13 01:23 | 2018-06-01 06:59
QLD1 | Project | Baralaba Solar Farm | FRV Services Australia Pty Ltd | Solar PV - Fixed | Solar |  | 1 |  | 92.5 |  | 92.5 | 92.5 |  | Publically Announced | SS |  |  |  | Proposed | Solar | 1385 | 2019-06-13 01:24 | 2018-04-14 07:43
QLD1 | Existing Plant | Barcaldine Power Station | Ergon Energy Queensland Pty Ltd | Turbine - OCGT | Natural Gas Pipeline | BARCALDN | 1 |  | 37 |  | 37 | 37 |  | In Service | S |  | 2034 |  | Existing less Announced Withdrawal | OCGT | 1010 | 2019-04-03 11:52 | 2018-02-19
QLD1 | Existing Plant | Barcaldine Remote Community Solar Farm | Barcaldine Remote Community Solar Farm Pty Ltd | Solar PV - Single axis tracking | Solar | BARCSF1 | 1 |  | 20 |  | 20 | 20 |  | In Service | NS |  |  |  | Existing less Announced Withdrawal | Solar | 1389 | 2018-05-01 01:50 | 2018-04-14 07:44
SA1 | Existing Plant | Barker Inlet Power Station | AGL Barker Inlet Pty Ltd | Reciprocating Engine - Spark ignition | Natural Gas Pipeline | BARKIPS1 | 12 |  | 17.5 |  | 210 | 210 |  | In Service | S |  | 2044 |  | Existing less Announced Withdrawal | Gas other | 1463 | 2020-01-29 11:43 | 2020-01-28
SA1 | Project | Barn Hill | Barn HIll Wind Farm Pty Ltd | Wind Turbine - Onshore | Wind |  | 62 | 2 | 3 | 124 | 186 | 124 - 186 |  | Publically Announced | SS |  |  |  | Proposed | Wind | 1011 | 2019-03-27 07:51 | 2019-04-01
SA1 | Project | Baroota Pumped Hydro Project | Rise Renewables Pty Ltd | Hydro - Dam | Water |  | 1 |  | 125 |  | 125 | 125 |  | Publically Announced | S | Dec 2021 | 2072 |  | Proposed | Water | 1682 | 2019-06-25 06:21 | 2019-05-17
SA1 | Project | Baroota Pumped Hydro Project | Rise Renewables Pty Ltd | Hydro - Dam | Water |  | 1 | [6 empty] | Publically Announced | S | Dec 2021 | 2072 |  | Proposed | Water | 1682 | 2019-06-25 06:21 | 2019-05-17
QLD1 | Existing Plant | Barron Gorge | Stanwell Corporation Limited | Hydro - Run of River | Water | BARRON-1 | 1 |  | 33 |  | 33 | 33 |  | In Service | S |  | 2042 |  | Existing less Announced Withdrawal | Water | 1012 | 2019-06-13 01:24 | 2018-02-19 03:32
QLD1 | Existing Plant | Barron Gorge | Stanwell Corporation Limited | Hydro - Run of River | Water | BARRON-2 | 1 |  | 33 |  | 33 | 33 |  | In Service | S |  | 2042 |  | Existing less Announced Withdrawal | Water | 1012 | 2019-06-13 01:24 | 2018-02-19 03:32
TAS1 | Existing Plant | Bastyan | Hydro-Electric Corporation | Hydro - Dam | Water | BASTYAN | 1 |  | 79.9 |  | 79.9 | 79.9 |  | In Service | S |  | 2100 |  | Existing less Announced Withdrawal | Water | 1013 | 2019-05-27 09:31 | 2019-05-24
TAS1 | Project | Battery of the Nation - Stage 1 | Hydro Tasmania | Storage - Pumped hydro | Water |  | 4 |  | 150 |  | 600 | 600 | 12000 | Publically Announced | S | Dec 2025 |  |  | Proposed | Water | 1473 | 2019-05-27 17:23 | 2019-05-24
TAS1 | Project | Battery of the Nation - Stage 2a | Hydro Tasmania | Storage - Pumped hydro | Water |  | 4 |  | 150 |  | 600 | 600 | 12000 | Publically Announced | S |  |  |  | Proposed | Water | 1478 | 2019-05-27 17:33 | 2019-05-24
TAS1 | Project | Battery of the Nation - Stage 2b | Hydro Tasmania | Storage - Pumped hydro | Water |  | 4 |  | 150 |  | 600 | 600 | 12000 | Publically Announced | S |  |  |  | Proposed | Water | 1480 | 2019-05-27 17:35 | 2019-05-24
TAS1 | Project | Battery of the Nation - Stage 3a | Hydro Tasmania | Storage - Pumped hydro | Water |  | 4 |  | 150 |  | 600 | 600 | 12000 | Publically Announced | S |  |  |  | Proposed | Water | 1481 | 2019-05-27 17:47 | 2019-05-24
TAS1 | Project | Battery of the Nation - Stage 3b | Hydro Tasmania | Storage - Pumped hydro | Water |  | 4 |  | 150 |  | 600 | 600 | 12000 | Publically Announced | S |  |  |  | Proposed | Water | 1482 | 2019-05-27 17:49 | 2019-05-24
NSW1 | Existing Plant | Bayswater | AGL Macquarie Pty Limited | Turbine - Steam Sub Critical | Black Coal | BW01 | 1 |  | 660 |  | 660 | 660 |  | In Service | S |  | 2035 |  | Existing less Announced Withdrawal | Coal | 1014 | 2019-07-05 11:03 | 2019-04-01
NSW1 | Existing Plant | Bayswater | AGL Macquarie Pty Limited | Turbine - Steam Sub Critical | Black Coal | BW02 | 1 |  | 660 |  | 660 | 660 |  | In Service | S |  | 2035 |  | Existing less Announced Withdrawal | Coal | 1014 | 2019-07-05 11:03 | 2019-04-01
NSW1 | Existing Plant | Bayswater | AGL Macquarie Pty Limited | Turbine - Steam Sub Critical | Black Coal | BW03 | 1 |  | 660 |  | 660 | 660 |  | In Service | S |  | 2035 |  | Existing less Announced Withdrawal | Coal | 1014 | 2019-07-05 11:03 | 2019-04-01
NSW1 | Existing Plant | Bayswater | AGL Macquarie Pty Limited | Turbine - Steam Sub Critical | Black Coal | BW04 | 1 |  | 660 |  | 660 | 660 |  | In Service | S |  | 2035 |  | Existing less Announced Withdrawal | Coal | 1014 | 2019-07-05 11:03 | 2019-04-01
NSW1 | Project | Bayswater | AGL Macquarie Pty Limited | Turbine - Steam Sub Critical | Black Coal | BW01 | 1 |  | 25 |  | 25 | 25 |  | Upgrade | S | Nov 2022 | 2035 |  | Upgrade / Expansion | Coal | 1014 | 2019-07-05 11:03 | 2019-04-01
NSW1 | Project | Bayswater | AGL Macquarie Pty Limited | Turbine - Steam Sub Critical | Black Coal | BW02 | 1 |  | 25 |  | 25 | 25 |  | Upgrade | S | Dec 2020 | 2035 |  | Upgrade / Expansion | Coal | 1014 | 2019-07-05 11:03 | 2019-04-01
NSW1 | Project | Bayswater | AGL Macquarie Pty Limited | Turbine - Steam Sub Critical | Black Coal | BW03 | 1 |  | 25 |  | 25 | 25 |  | Upgrade | S | Dec 2021 | 2035 |  | Upgrade / Expansion | Coal | 1014 | 2019-07-05 11:03 | 2019-04-01
NSW1 | Project | Bayswater | AGL Macquarie Pty Limited | Turbine - Steam Sub Critical | Black Coal | BW04 | 1 |  | 25 |  | 25 | 25 |  | Upgrade | S | Dec 2019 | 2035 |  | Upgrade / Expansion | Coal | 1014 | 2019-07-05 11:03 | 2019-04-01
VIC1 | Existing Plant | Bayswood Timber Hallam VIC | Bayswood Timber | Solar PV - Fixed | Solar |  | 1 |  | 0.15 |  | 0.1502 | 0.1502 |  | In service | NS |  |  |  | Existing less Announced Withdrawal | Solar | 48 | 2018-07-31 | 2018-07-31
VIC1 | Existing Plant | Beaconhills College Berwick | TBA | Solar PV - Fixed | Solar |  | 1 |  | 0.2 |  | 0.2002 | 0.2002 |  | In service | NS |  |  |  | Existing less Announced Withdrawal | Solar | 49 | 2018-07-31 | 2018-07-31
QLD1 | Project | Beelbee Solar Farm | Darling Downs Solar Farm Pty Ltd | Solar PV - Single axis tracking | Solar |  | 1 |  | 150 |  | 150 | 150 |  | Publically Announced | SS |  |  |  | Proposed | Solar | 1550 | 2019-05-17 12:09 | 2018-07-07
NSW1 | Existing Plant | Belconnen | EDL LFG ACT Pty Ltd | Reciprocating Engine - Spark ignition | Landfill Gas |  | 1 |  | 1.03 |  | 1.03 | 1.03 |  | In Service | NS |  | 2019 |  | Existing less Announced Withdrawal | Biomass | 1290 | 2019-05-24 16:36 | 2018-04-14
TAS1 | Existing Plant | Bell Bay Three | AETV Pty Ltd | Turbine - OCGT | Natural Gas Pipeline | BBTHREE1 | 1 |  | 40 |  | 40 | 40 |  | In Service | S |  | 2040 |  | Existing less Announced Withdrawal | OCGT | 1015 | 2019-05-24 13:35 | 2019-05-17
TAS1 | Existing Plant | Bell Bay Three | AETV Pty Ltd | Turbine - OCGT | Natural Gas Pipeline | BBTHREE2 | 1 |  | 40 |  | 40 | 40 |  | In Service | S |  | 2040 |  | Existing less Announced Withdrawal | OCGT | 1015 | 2019-05-24 13:35 | 2019-05-17
TAS1 | Existing Plant | Bell Bay Three | AETV Pty Ltd | Turbine - OCGT | Natural Gas Pipeline | BBTHREE3 | 1 |  | 40 |  | 40 | 40 |  | In Service | S |  | 2040 |  | Existing less Announced Withdrawal | OCGT | 1015 | 2019-05-24 13:35 | 2019-05-17
NSW1 | Project | Bells Mountain Pumped Hydro | AGL Energy | Storage - Pumped hydro | Water |  | 1 |  | 250 |  | 250 | 250 |  | Publically Announced | S |  |  |  | Proposed | Water | 130 | 2019-10-30 | 2019-10-30
NSW1 | Existing Plant | Belrose | EDL LFG NSW Pty Ltd | Reciprocating Engine - Spark ignition | Landfill Gas |  | 1 |  | 1.03 |  | 1.03 | 1.03 |  | In Service | NS |  | 2021 |  | Existing less Announced Withdrawal | Biomass | 1327 | 2019-05-24 15:39 | 2018-04-14
VIC1 | Project | Ben More | Ratch Australia | Wind Turbine - Onshore | Wind |  | 15 | 4.667 | 7.333 | 70.005 | 109.995 | 70.005 - 109.995 |  | Publically Announced | SS |  |  |  | Proposed | Wind | 1017 | 2019-04-03 14:19 | 2019-04-03
VIC1 | Existing Plant | Bendigo | LMS ENERGY Pty Ltd | Reciprocating Engine - Spark ignition | Landfill Methane / Landfill Gas |  | 1 |  | 0.5 |  | 0.5 | 0.5 |  | In Service | NS |  |  |  | Existing less Announced Withdrawal | Biomass | 1341 | 2018-05-09 06:21 | 2018-04-14 07:28
VIC1 | Project | Berrimal Wind Farm | Acciona Energy Australia Global | Wind Turbine - Onshore | Wind |  | 16 |  | 4.5 |  | 72 | 72 |  | Publically Announced | SS |  |  |  | Proposed | Wind | 1508 | 2019-06-13 01:23 | 2019-05-06
VIC1 | Project | Berrybank Wind Farm | Berrbank Development Pty ltd | Wind Turbine - Onshore | Wind |  | 43 |  | 4.2 |  | 180.6 | 180.6 |  | Maturing | SS |  | 2045 |  | Proposed | Wind | 1018 | 2020-01-29 12:30 | 2020-01-20
VIC1 | Project | Berrybank Wind Farm | Berrbank Development Pty ltd | Wind Turbine - Onshore | Wind |  | 36 |  | 4.2 |  | 151.2 | 151.2 |  | Publically Announced | SS |  |  |  | Proposed | Wind | 1018 | 2020-01-29 12:30 | 2020-01-20
VIC1 | Existing Plant | Berwick | EDL LFG Vic Pty Ltd | Reciprocating Engine - Spark ignition | Landfill Methane / Landfill Gas |  | 4 |  | 1.03 |  | 4.12 | 4.12 |  | In Service | NS |  |  |  | Existing less Announced Withdrawal | Biomass | 1019 | 2018-06-01 07:06 | 2018-02-19 03:33
VIC1 | Existing Plant | Berwick | EDL LFG Vic Pty Ltd | Reciprocating Engine - Spark ignition | Landfill Methane / Landfill Gas |  | 1 |  | 0.45 |  | 0.45 | 0.45 |  | In Service | NS |  |  |  | Existing less Announced Withdrawal | Biomass | 1019 | 2018-06-01 07:06 | 2018-02-19 03:33
NSW1 | Existing Plant | Beryl Solar Farm | FS NSW Project No 1 AT Pty Ltd as trustee of FS NSW Project No 1 Asset Trust | Solar PV - Single axis tracking | Solar | BERYLSF1 | 60 |  | 1.64 |  | 98.4 | 98.4 |  | In Service | SS |  | 2049 |  | Existing less Announced Withdrawal | Solar | 1416 | 2019-06-26 06:15 | 2019-05-06
SA1 | Existing Plant | BHP Olympic Dam Backup Generation | BHP Billiton | Reciprocrating Engine - Compression Ignition | Diesel |  | 1 |  | 30 |  | 30 | 30 |  | In service | NS |  |  |  | Existing less Announced Withdrawal | Other | 93 | 2018-07-31 | 2018-07-31
NSW1 | Project | Biala Wind Farm | BJCE Australia | Wind Turbine - Onshore | Wind |  | 31 |  | 3.57 |  | 110.67 | 110.67 |  | Publically Announced | SS |  |  |  | Proposed | Wind | 1588 | 2018-12-27 23:54 | 2018-12-27 23:54
QLD1 | Existing Plant | Birkdale | LMS ENERGY Pty Ltd | Reciprocating Engine - Spark ignition | Landfill Methane / Landfill Gas |  | 1 |  | 0.789 |  | 0.789 | 0.789 |  | In Service | NS |  |  |  | Existing less Announced Withdrawal | Biomass | 1343 | 2018-05-09 06:27 | 2018-04-14 07:29
NSW1 | Existing Plant | Blackmores | Cogent Energy Pty Ltd | Reciprocating Engine - Compression ignition | Natural Gas Pipeline |  | 2 |  | 0.386 |  | 0.772 | 0.772 |  | In Service | NS |  |  |  | Existing less Announced Withdrawal | Gas other | 1362 | 2019-05-17 14:54 | 2018-04-14
QLD1 | Project | Blair Athol Solar Power Station | TerraCom Ltd | Solar PV - Fixed | Solar |  | 1 |  | 60 |  | 60 | 60 |  | Publically Announced | SS |  |  |  | Proposed | Solar | 100 | 2018-07-31 | 2018-07-31
NSW1 | Existing Plant | Blayney | Blaney and Crookwell WindFarm Pty Ltd | Wind Turbine - Onshore | Wind |  | 15 |  | 0.66 |  | 9.9 | 9.9 |  | In Service | NS |  |  |  | Existing less Announced Withdrawal | Wind | 1020 | 2019-06-13 01:24 | 2019-05-16
NSW1 | Existing Plant | Blowering | Snowy Hydro Ltd | Hydro - Dam | Water | BLOWERNG | 1 |  | 80 |  | 80 | 80 |  | In Service | S |  | 2070 |  | Existing less Announced Withdrawal | Water | 1021 | 2019-05-29 14:29 | 2018-02-19
SA1 | Existing Plant | Blue Lake Milling Power Plant | Vibe Energy Pty Ltd | Reciprocating Engine - Compression ignition | Diesel |  | 1 |  | 0.505 |  | 0.505 | 0.505 |  | In Service | NS |  |  |  | Existing less Announced Withdrawal | Other | 1302 | 2018-05-07 04:45 | 2018-04-14 07:15
QLD1 | Project | Bluegrass Solar Farm | X-Elio Australia Pty Ltd | Confidential - Confidential | Solar |  | 1 | [6 empty] | Publically Announced | SS | Sep 2020 |  |  | Proposed | Solar | 5001 | 2019-06-25 06:15 | 2019-05-13
QLD1 | Project | Bluff Solar Farm | Infigen Energy Development Pty Ltd | Solar PV - Fixed | Solar |  | 1 | 1 | 85 | 1 | 85 | 1 - 85 |  | Publically Announced | NS |  |  |  | Proposed | Solar | 1449 | 2019-05-29 17:28 | 2019-05-28
NSW1 | Existing Plant | Boco Rock Wind Farm | South Pacific Power Pty Ltd | Wind Turbine - Onshore | Wind | BOCORWF1 | 58 |  | 1.7 |  | 98.6 | 98.6 |  | In Service | SS |  | 2040 |  | Existing less Announced Withdrawal | Wind | 1022 | 2019-06-14 12:23 | 2018-02-19
NSW1 | Existing Plant | Boco Rock Wind Farm | South Pacific Power Pty Ltd | Wind Turbine - Onshore | Wind | BOCORWF1 | 9 |  | 1.6 |  | 14.4 | 14.4 |  | In Service | SS |  | 2040 |  | Existing less Announced Withdrawal | Wind | 1022 | 2019-06-14 12:23 | 2018-02-19
NSW1 | Project | Boco Rock Wind Farm | South Pacific Power Pty Ltd | Wind Turbine - Onshore | Wind |  | 15 | [6 empty] | Publically Announced | SS |  |  |  | Proposed | Wind | 1022 | 2019-06-14 12:23 | 2018-02-19
NSW1 | Existing Plant | Bodangora Wind Farm | Bodangora Wind Farm Pty Ltd | Wind Turbine - Onshore | Wind | BODWF1 | 33 |  | 3.43 |  | 113.19 | 113.19 |  | In Service | SS |  | 2049 |  | Existing less Announced Withdrawal | Wind | 1259 | 2019-06-14 17:06 | 2019-05-17
NSW1 | Project | Bogan River | Infigen Energy Development Pty Ltd | Solar PV - Fixed | Solar |  | 1 | 12 | 20 | 12 | 20 | 12 - 20 |  | Publically Announced | NS |  |  |  | Proposed | Solar | 1456 | 2019-05-29 17:30 | 2019-05-28
VIC1 | Existing Plant | Bogong / Mackay | AGL Hydro Partnership | Hydro - Dam | Water | MCKAY1 | 6 |  | 26.67 |  | 160.02 | 160.02 |  | In Service | S |  | 2057 |  | Existing less Announced Withdrawal | Water | 1023 | 2019-11-06 09:01 | 2019-04-01
VIC1 | Existing Plant | Bogong / Mackay | AGL Hydro Partnership | Hydro - Dam | Water | MCKAY1 | 2 |  | 70 |  | 140 | 140 |  | In Service | S |  | 2057 |  | Existing less Announced Withdrawal | Water | 1023 | 2019-11-06 09:01 | 2019-04-01
SA1 | Existing Plant | Bolivar Waste Water Treatment | SA Water Corporation | Reciprocating Engine - Spark ignition | Biomass | BOLIVAR1 | 4 |  | 2.5 |  | 10 | 10 |  | In Service | NS |  |  |  | Existing less Announced Withdrawal | Biomass | 1393 | 2019-06-24 01:33 | 2019-06-01
QLD1 | Project | Boma Solar Farm | Solis Industria | Solar PV - Single axis tracking | Solar |  | 1 |  | 15 |  | 15 | 15 |  | Publically Announced | TBA |  |  |  | Proposed | Solar | 1719 | 2019-04-04 14:42 | 2019-04-04
NSW1 | Project | Bomen Solar Farm | Spark Infrastructure Holdings No. 6 Pty Limited | Solar PV - Single axis tracking | Solar |  | 44 |  | 2.273 |  | 100 | 100 |  | Committed | SS | Apr 2020 | 2050 |  | Committed | Solar | 1554 | 2020-01-29 09:11 | 2019-10-29
VIC1 | Existing Plant | Boronia Mini Hydro | TBA | Hydro - Dam | Water |  | 1 |  | 0.11 |  | 0.11 | 0.11 |  | In service | NS |  |  |  | Existing less Announced Withdrawal | Water | 4 | 2018-07-31 | 2018-07-31
QLD1 | Project | Bouldercombe Solar Farm | EEW Eco Energy World Ltd | Solar PV - Fixed | Solar |  | 1 |  | 200 |  | 200 | 200 |  | Publically Announced | SS |  |  |  | Proposed | Solar | 1458 | 2018-07-26 07:02 | 2018-04-19 08:30
QLD1 | Project | Bowen Solar Farm | Infigen Energy | Solar PV - Fixed | Solar |  | 1 | 31 | 40 | 31 | 40 | 31 - 40 |  | Publically Announced | NS |  |  |  | Proposed | Solar | 1450 | 2018-05-22 02:07 | 2018-04-19 08:29
QLD1 | Existing Plant | Braemar | Braemar Power Project Pty Ltd | Turbine - OCGT | Coal Seam Methane | BRAEMAR1 | 1 |  | 168 |  | 168 | 168 |  | In Service | S |  | 2046 |  | Existing less Announced Withdrawal | OCGT | 1026 | 2019-06-12 14:49 | 2018-02-19
QLD1 | Existing Plant | Braemar | Braemar Power Project Pty Ltd | Turbine - OCGT | Coal Seam Methane | BRAEMAR2 | 1 |  | 168 |  | 168 | 168 |  | In Service | S |  | 2046 |  | Existing less Announced Withdrawal | OCGT | 1026 | 2019-06-12 14:49 | 2018-02-19
QLD1 | Existing Plant | Braemar | Braemar Power Project Pty Ltd | Turbine - OCGT | Coal Seam Methane | BRAEMAR3 | 1 |  | 168 |  | 168 | 168 |  | In Service | S |  | 2046 |  | Existing less Announced Withdrawal | OCGT | 1026 | 2019-06-12 14:49 | 2018-02-19
QLD1 | Existing Plant | Braemar 2 Power Station | Arrow Braemar 2 Pty Ltd and Arrow Southern Generation Pty Ltd trading as NewGen Braemar 2 Partnership | Turbine - OCGT | Coal Seam Methane | BRAEMAR5 | 1 |  | 173 |  | 173 | 173 |  | In Service | S |  | 2049 |  | Existing less Announced Withdrawal | OCGT | 1027 | 2019-06-05 14:04 | 2019-05-31
QLD1 | Existing Plant | Braemar 2 Power Station | Arrow Braemar 2 Pty Ltd and Arrow Southern Generation Pty Ltd trading as NewGen Braemar 2 Partnership | Turbine - OCGT | Coal Seam Methane | BRAEMAR6 | 1 |  | 173 |  | 173 | 173 |  | In Service | S |  | 2049 |  | Existing less Announced Withdrawal | OCGT | 1027 | 2019-06-05 14:04 | 2019-05-31
QLD1 | Existing Plant | Braemar 2 Power Station | Arrow Braemar 2 Pty Ltd and Arrow Southern Generation Pty Ltd trading as NewGen Braemar 2 Partnership | Turbine - OCGT | Coal Seam Methane | BRAEMAR7 | 1 |  | 173 |  | 173 | 173 |  | In Service | S |  | 2049 |  | Existing less Announced Withdrawal | OCGT | 1027 | 2019-06-05 14:04 | 2019-05-31
NSW1 | Project | Brewongle Solar Farm | Photon Energy | Confidential - Confidential | Solar |  | 1 |  | 112 |  | 112 | 112 |  | Publically Announced | SS |  |  |  | Proposed | Solar | 1592 | 2018-06-08 07:47 | 2018-06-08 07:47
VIC1 | Existing Plant | Bridgewater | Ceramet | Solar PV - Fixed | Solar |  | 1 |  | 1.3 |  | 1.3 | 1.3 |  | In service | NS |  |  |  | Existing less Announced Withdrawal | Solar | 72 | 2018-07-31 | 2018-07-31
SA1 | Project | Bridle Track Solar Project | Rise Renewables Pty Ltd | Solar PV - Single axis tracking | Solar |  | 1 |  | 300 |  | 300 | 300 |  | Publically Announced | SS | Dec 2021 | 2051 |  | Proposed | Solar | 1686 | 2019-06-13 02:25 | 2019-05-17
QLD1 | Project | Broadlea Solar Farm | EEW Eco Energy World | Solar PV - Single axis tracking | Solar |  | 1 |  | 90 |  | 90 | 90 |  | Publically Announced | NS |  |  |  | Proposed | Solar | 1475 | 2018-07-30 05:31 | 2018-07-30 05:31
VIC1 | Existing Plant | Broadmeadows | EDL LFG Vic Pty Ltd | Reciprocating Engine - Spark ignition | Landfill Methane / Landfill Gas | BROADMDW | 6 |  | 1.03 |  | 6.18 | 6.18 |  | In Service | NS |  | 2029 |  | Existing less Announced Withdrawal | Biomass | 1029 | 2019-05-15 16:54 | 2018-02-19
QLD1 | Project | Broadsound Solar Farm | Broadsound Solar Farm Pty Ltd | Solar PV - Single axis tracking | Solar |  | 142 |  | 2.5 |  | 355 | 355 |  | Maturing | SS |  |  |  | Proposed | Solar | 1718 | 2020-01-15 19:59 | 2019-05-08
NSW1 | Existing Plant | Broadwater | Cape Byron Management | Turbine - Steam Sub Critical | Biomass | BWTR1 | 1 |  | 38 |  | 38 | 38 |  | In Service | NS |  |  |  | Existing less Announced Withdrawal | Biomass | 1439 | 2019-06-27 00:03 | 2018-04-19 08:26
NSW1 | Project | Brocklehurst Solar Farm | TBA | Solar PV - Fixed | Solar |  | 1 |  | 29 |  | 29 | 29 |  | Publically Announced | NS |  |  |  | Proposed | Solar | 1640 | 2018-07-02 05:21 | 2018-07-02 05:21
NSW1 | Existing Plant | Broken Hill GT | Essential Energy | Turbine - OCGT | Diesel | GB01 | 1 |  | 50 |  | 50 | 50 |  | In Service | NS |  | 2026 |  | Existing less Announced Withdrawal | OCGT | 1030 | 2019-05-16 11:17 | 2019-05-16
NSW1 | Existing Plant | Broken Hill Solar Plant | PARF Company 6 Pty Limited | Solar PV - Fixed | Solar | BROKENH1 | 40 |  | 1.325 |  | 53 | 53 |  | In Service | SS |  | 2043 |  | Existing less Announced Withdrawal | Solar | 1266 | 2019-06-07 17:12 | 2019-04-01
VIC1 | Existing Plant | Brooklyn | EDL LFG Vic Pty Ltd | Reciprocating Engine - Spark ignition | Landfill Gas | BROOKLYN | 1 |  | 1.15 |  | 1.15 | 1.15 |  | In Service | NS |  | 2022 |  | Existing less Announced Withdrawal | Biomass | 1291 | 2019-05-24 15:15 | 2018-04-14
VIC1 | Existing Plant | Brooklyn | EDL LFG Vic Pty Ltd | Reciprocating Engine - Spark ignition | Landfill Gas | BROOKLYN | 1 |  | 1.03 |  | 1.03 | 1.03 |  | In Service | NS |  | 2022 |  | Existing less Announced Withdrawal | Biomass | 1291 | 2019-05-24 15:15 | 2018-04-14
VIC1 | Existing Plant | Brooklyn | EDL LFG Vic Pty Ltd | Reciprocating Engine - Spark ignition | Landfill Gas | BROOKLYN | 1 |  | 0.65 |  | 0.65 | 0.65 |  | In Service | NS |  | 2022 |  | Existing less Announced Withdrawal | Biomass | 1291 | 2019-05-24 15:15 | 2018-04-14
NSW1 | Existing Plant | Brown Mountain Hydro Power Station | Cochrane Dam Pty Ltd | Hydro - Dam | Water | BROWNMT | 1 |  | 5 |  | 5 | 5 |  | In service | NS |  |  |  | Existing less Announced Withdrawal | Water | 3 | 2018-07-31 | 2018-07-31
QLD1 | Existing Plant | Browns Plains | EDL LFG Qld Pty Ltd | Reciprocating Engine - Spark ignition | Landfill Methane / Landfill Gas |  | 1 |  | 1.15 |  | 1.15 | 1.15 |  | In Service | NS |  |  |  | Existing less Announced Withdrawal | Biomass | 1031 | 2018-06-01 06:31 | 2018-02-19 03:35
QLD1 | Existing Plant | Browns Plains | EDL LFG Qld Pty Ltd | Reciprocating Engine - Spark ignition | Landfill Methane / Landfill Gas | BPLANDF1 | 1 |  | 1.03 |  | 1.03 | 1.03 |  | In Service | NS |  |  |  | Existing less Announced Withdrawal | Biomass | 1031 | 2018-06-01 06:31 | 2018-02-19 03:35
VIC1 | Project | Bulgana Green Power Hub - BESS | Bulgana Wind Farm Pty Ltd | Storage - Battery | Wind |  | 1 |  | 20 |  | 20 | 20 | 20 | Committed | S | Nov 2020 | 2020 |  | Committed | Battery Storage | 1590 | 2020-01-21 17:56 | 2020-03-01
VIC1 | Project | Bulgana Green Power Hub - Wind Farm | Bulgana Wind Farm Pty Ltd | Wind Turbine - Onshore | Wind |  | 56 | 3.46 | 3.65 | 193.76 | 204.4 | 193.76 - 204.4 |  | Committed | SS | Jan 2021 | 2049 |  | Committed | Wind | 1289 | 2020-01-21 17:56 | 2020-03-01
QLD1 | Project | Bulli Creek Solar Farm | First Solar Australia Pty Ltd | Solar PV - Single axis tracking | Solar |  | 300 |  | 4.92 |  | 1476 | 1476 |  | Publically Announced | SS |  |  |  | Proposed | Solar | 1417 | 2018-05-22 06:53 | 2018-04-14 07:55
QLD1 | Project | Bundaberg 2 Solar Farm | EIWA Queensland | Solar PV - Fixed | Solar |  | 1 |  | 93 |  | 93 | 93 |  | Publically Announced | S |  |  |  | Proposed | Solar | 1711 | 2019-06-13 02:25 | 2019-04-04
SA1 | Existing Plant | Bungala One Solar Farm | Enel Green Power | Solar PV - Single axis tracking | Solar | BNGSF1 | 54 |  | 2.5 |  | 135 | 135 |  | In Service | SS |  | 2043 |  | Existing less Announced Withdrawal | Solar | 1589 | 2019-06-13 02:25 | 2018-07-27 00:20
SA1 | Project | Bungala Three Solar Power Plant | Reach Solar Management Co | Confidential - Confidential | Solar |  | 39 |  | 2.051 |  | 79.989 | 79.989 |  | Publically Announced | SS |  |  |  | Proposed | Solar | 1483 | 2019-06-13 01:23 | 2019-04-30
SA1 | Existing Plant | Bungala Two Solar Farm | Enel Green Power | Solar PV - Single axis tracking | Solar | BNGSF2 | 54 |  | 2.5 |  | 135 | 135 |  | Committed | SS |  | 2044 |  | Existing less Announced Withdrawal | Solar | 1587 | 2019-11-11 | 2019-11-11
SA1 | Project | Bungama Solar | EPS Energy | Solar PV - Single axis tracking | Solar |  | 1 |  | 280 |  | 280 | 280 |  | Publically Announced | SS |  |  |  | Proposed | Solar | 109 | 2018-07-31 | 2018-07-31
VIC1 | Existing Plant | Bunurong 260 kW Solar PV Bangholme | TBA | Solar PV - Fixed | Solar |  | 1 |  | 0.26 |  | 0.26 | 0.26 |  | In service | NS |  |  |  | Existing less Announced Withdrawal | Solar | 50 | 2018-07-31 | 2018-07-31
NSW1 | Existing Plant | Burrendong | AGL Hydro Partnership | Hydro - Dam | Water | BDONGHYD | 1 |  | 19 |  | 19 | 19 |  | In Service | NS |  | 2036 |  | Existing less Announced Withdrawal | Water | 1032 | 2019-03-27 16:13 | 2019-04-01
NSW1 | Existing Plant | Burrinjuck | GSP Energy Pty Ltd | Hydro - Dam | Water | BURRIN | 2 |  | 5.6 |  | 11.2 | 11.2 |  | In Service | NS |  | 2060 |  | Existing less Announced Withdrawal | Water | 1033 | 2019-06-13 01:24 | 2019-05-08
NSW1 | Existing Plant | Burrinjuck | GSP Energy Pty Ltd | Hydro - Dam | Water | BURRIN | 1 |  | 16 |  | 16 | 16 |  | In Service | NS |  | 2060 |  | Existing less Announced Withdrawal | Water | 1033 | 2019-06-13 01:24 | 2019-05-08
TAS1 | Existing Plant | Butlers Gorge | Hydro-Electric Corporation | Hydro - Dam | Water |  | 1 |  | 2.2 |  | 2.2 | 2.2 |  | In Service | NS |  | 2100 |  | Existing less Announced Withdrawal | Water | 1034 | 2019-05-24 10:44 | 2019-05-24
TAS1 | Existing Plant | Butlers Gorge | Hydro-Electric Corporation | Hydro - Dam | Water | BUTLERSG | 1 |  | 12.2 |  | 12.2 | 12.2 |  | In Service | NS |  | 2100 |  | Existing less Announced Withdrawal | Water | 1034 | 2019-05-24 10:44 | 2019-05-24
QLD1 | Existing Plant | Callide B | CS Energy | Turbine - Steam Sub Critical | Black Coal | CALL_B_1 | 1 |  | 350 |  | 350 | 350 |  | In Service | S |  | 2028 |  | Existing less Announced Withdrawal | Coal | 1035 | 2019-06-04 09:28 | 2019-05-21
QLD1 | Existing Plant | Callide B | CS Energy | Turbine - Steam Sub Critical | Black Coal | CALL_B_2 | 1 |  | 350 |  | 350 | 350 |  | In Service | S |  | 2028 |  | Existing less Announced Withdrawal | Coal | 1035 | 2019-06-04 09:28 | 2019-05-21
QLD1 | Existing Plant | Callide C | Joint Venture; Callide Energy Pty Ltd and IG Power (Callide) Ltd. | Turbine - Steam Super Critical | Black Coal | CPP_3 | 1 |  | 450 |  | 450 | 450 |  | In Service | S |  |  |  | Existing less Announced Withdrawal | Coal | 1036 | 2019-06-03 09:48 | 2019-04-18
QLD1 | Existing Plant | Callide C | Joint Venture; Callide Energy Pty Ltd and IG Power (Callide) Ltd. | Turbine - Steam Super Critical | Black Coal | CPP_4 | 1 |  | 450 |  | 450 | 450 |  | In Service | S |  |  |  | Existing less Announced Withdrawal | Coal | 1036 | 2019-06-03 09:48 | 2019-04-18
SA1 | Existing Plant | Canunda | Canunda Power Pty Ltd | Wind Turbine - Onshore | Wind | CNUNDAWF | 23 |  | 2 |  | 46 | 46 |  | In Service | NS |  | 2030 |  | Existing less Announced Withdrawal | Wind | 1037 | 2019-05-17 16:59 | 2018-02-19
QLD1 | Project | Cape York Battery Power Plant - Storage | Lyon Solar | Storage - Battery | Solar |  | 1 |  | 20 |  | 20 | 20 |  | Maturing | S | Mar 2020 |  |  | Proposed | Battery Storage | 1679 | 2018-12-20 05:21 | 2018-12-20 05:21
QLD1 | Project | Cape York Battery Power Plant - Solar | Lyon Solar | Solar PV - Single axis tracking | Solar |  | 35 |  | 1.571 |  | 55 | 55 |  | Maturing | SS |  | 2046 |  | Proposed | Solar | 1409 | 2019-06-13 01:24 | 2019-06-05
NSW1 | Project | Capital 2 Wind Farm | Capital Wind Farm 2 Pty Ltd | Wind Turbine - Onshore | Wind |  | 33 | 2.2 | 4.2 | 72.6 | 138.6 | 72.6 - 138.6 |  | Publically Announced | SS |  |  |  | Proposed | Wind | 1278 | 2019-05-24 17:11 | 2019-05-23
NSW1 | Existing Plant | Capital East Solar Farm P1 | Capital East Solar Pty Ltd | Solar PV - Fixed | Solar | CESF1 | 1 |  | 0.705 |  | 0.705 | 0.705 |  | In Service | NS |  | 2043 |  | Existing less Announced Withdrawal | Solar | 1039 | 2019-05-24 16:53 | 2019-05-19
NSW1 | Project | Capital East Solar Farm P2 | Infigen Energy Development Pty Ltd | Solar PV - Fixed | Solar |  | 3 |  | 0 |  | 0 | 0 |  | Maturing | NS |  |  |  | Proposed | Solar | 1334 | 2019-05-29 17:25 | 2019-05-28
NSW1 | Project | Capital Solar Farm | Capital Solar Farm Pty Ltd | Solar PV - Fixed | Solar |  | 34 |  | 1.471 |  | 50.014 | 50.014 |  | Publically Announced | SS |  |  |  | Proposed | Solar | 1265 | 2019-05-24 17:04 | 2018-04-14
NSW1 | Existing Plant | Capital Wind Farm | Renewable Power Ventures Pty Ltd | Wind Turbine - Onshore | Wind | CAPTL_WF | 67 |  | 2.1 |  | 140.7 | 140.7 |  | In Service | NS |  | 2040 |  | Existing less Announced Withdrawal | Wind | 1038 | 2019-05-22 18:10 | 2019-05-17
VIC1 | Existing Plant | Cardinia Creek Mini-Hydro | TBA | Hydro - Dam | Water |  | 1 |  | 0.09 |  | 0.09 | 0.09 |  | In service | NS |  |  |  | Existing less Announced Withdrawal | Water | 5 | 2018-07-31 | 2018-07-31
VIC1 | Existing Plant | CARINA WEST H2E | TBA | Turbine - Steam Sub Critical | Bagasse |  | 1 |  | 3.1 |  | 3.1 | 3.1 |  | In service | NS |  |  |  | Existing less Announced Withdrawal | Biomass | 6 | 2018-07-31 | 2018-07-31
VIC1 | Project | Carisbrook Solar Farm | ib vogt GmbH | Solar PV - Single axis tracking | Solar |  | 1 | [6 empty] | Publically Announced | SS | Mar 2021 |  |  | Proposed | Solar | 1713 | 2019-06-24 01:44 | 2019-06-28 12:30
SA1 | Project | Carmody's Hill | Greenfield - need to secure land agreements | Wind Turbine - Onshore | Wind |  | 35 | 4 | 5 | 140 | 175 | 140 - 175 |  | Publically Announced | SS |  |  |  | Proposed | Wind | 1040 | 2018-07-09 00:21 | 2018-02-19 03:37
NSW1 | Project | Carrick Solar Farm | Photon Energy | Solar PV - Fixed | Solar |  | 1 |  | 144 |  | 144 | 144 |  | Publically Announced | SS |  |  |  | Proposed | Solar | 1593 | 2018-06-08 08:23 | 2018-06-08 08:23
VIC1 | Project | Carwarp Solar Farm - Stage I | Canadian Solar (Australia) Pty Ltd | Solar PV - Single axis tracking | Solar |  | 1 |  | 100 |  | 100 | 100 |  | Emerging | SS |  |  |  | Proposed | Solar | 1687 | 2019-06-13 02:25 | 2018-12-27 23:16
VIC1 | Project | Carwarp Solar Farm - Stage II | Canadian Solar (Australia) Pty Ltd | Solar PV - Single axis tracking | Solar |  | 1 |  | 200 |  | 200 | 200 |  | Publically Announced | SS |  |  |  | Proposed | Solar | 1688 | 2019-06-13 02:25 | 2019-06-06
TAS1 | Existing Plant | Catagunya / Liapootah / Wayatinah | Hydro-Electric Corporation | Hydro - Dam | Water | LI_WY_CA | 3 |  | 27.9 |  | 83.7 | 83.7 |  | In Service | S |  | 2100 |  | Existing less Announced Withdrawal | Water | 1041 | 2019-05-24 17:36 | 2018-05-24
TAS1 | Existing Plant | Catagunya / Liapootah / Wayatinah | Hydro-Electric Corporation | Hydro - Dam | Water | LI_WY_CA | 3 |  | 12.8 |  | 38.4 | 38.4 |  | In Service | S |  | 2100 |  | Existing less Announced Withdrawal | Water | 1041 | 2019-05-24 17:36 | 2018-05-24
TAS1 | Existing Plant | Catagunya / Liapootah / Wayatinah | Hydro-Electric Corporation | Hydro - Dam | Water | LI_WY_CA | 2 |  | 24 |  | 48 | 48 |  | In Service | S |  | 2100 |  | Existing less Announced Withdrawal | Water | 1041 | 2019-05-24 17:36 | 2018-05-24
SA1 | Existing Plant | Cathedral Rocks | JV Cathedral Rock Investments Pty Ltd and Acciona Energy Oceania Pty Ltd | Wind Turbine - Onshore | Wind | CATHROCK | 33 |  | 2 |  | 66 | 66 |  | In Service | NS |  |  |  | Existing less Announced Withdrawal | Wind | 1042 | 2019-05-09 14:02 | 2018-02-19
TAS1 | Existing Plant | Cattle Hill Wind Farm | Wild Cattle Hill Pty Ltd | Wind Turbine - Onshore | Wind | CTHLWF1 | 48 | 3 | 3.2 | 144 | 153.6 | 144 - 153.6 |  | Committed | SS |  | 2044 |  | Committed | Wind | 1260 | 2020-01-29 09:10 | 2020-01-22
VIC1 | Existing Plant | Cedar Meats Solar Geelong | Cedar Meats | Solar PV - Fixed | Solar |  | 1 |  | 0.2 |  | 0.1998 | 0.1998 |  | In service | NS |  |  |  | Existing less Announced Withdrawal | Solar | 51 | 2018-07-31 | 2018-07-31
TAS1 | Existing Plant | Cethana | Hydro-Electric Corporation | Hydro - Dam | Water | CETHANA | 1 |  | 85 |  | 85 | 85 |  | In Service | S |  | 2100 |  | Existing less Announced Withdrawal | Water | 1043 | 2019-05-24 14:58 | 2019-05-24
VIC1 | Existing Plant | Challicum Hills | Pacific Hydro Challicum Hills Pty Ltd | Wind Turbine - Onshore | Wind | CHALLHWF | 35 |  | 1.5 |  | 52.5 | 52.5 |  | In Service | NS |  |  |  | Existing less Announced Withdrawal | Wind | 1044 | 2018-06-07 23:16 | 2018-02-19 03:37
NSW1 | Existing Plant | Channel Nine - Willoughby, NSW | TCN Channel Nine Pty Ltd | Reciprocating Engine - Compression ignition | Diesel | NINEWIL1 | 1 |  | 1.34 |  | 1.34 | 1.34 |  | In Service | NS |  |  |  | Existing less Announced Withdrawal | Other | 1293 | 2019-06-24 01:17 | 2019-05-15
NSW1 | Existing Plant | Channel Nine - Willoughby, NSW | TCN Channel Nine Pty Ltd | Reciprocating Engine - Compression ignition | Diesel | NINEWIL1 | 1 |  | 0.8 |  | 0.8 | 0.8 |  | In Service | NS |  |  |  | Existing less Announced Withdrawal | Other | 1293 | 2019-06-24 01:17 | 2019-05-15
VIC1 | Existing Plant | Chepstowe Wind Farm - VIC | Chepstowe Wind Farm Pty Ltd | Wind Turbine - Onshore | Wind | CHPSTWF1 | 3 |  | 2.05 |  | 6.15 | 6.15 |  | In Service | NS |  |  |  | Existing less Announced Withdrawal | Wind | 1261 | 2019-06-13 01:24 | 2019-05-06
VIC1 | Project | Cherry Tree Wind Farm | Cherry Tree Wind Farm Pty Limited A.T.F. Cherry Tree Project Trust | Wind Turbine - Onshore | Wind |  | 16 |  | 3.6 |  | 57.6 | 57.6 |  | Committed* | SS |  | 2050 |  | Committed | Wind | 1263 | 2020-01-29 08:59 | 2020-01-21
QLD1 | Existing Plant | Childers Solar Farm | Childers Solar Pty Ltd | Solar PV - Single axis tracking | Solar | CHILDSF1 | 37 |  | 1.51 |  | 55.87 | 55.87 |  | In Service | SS |  | 2049 |  | Existing less Announced Withdrawal | Solar | 1441 | 2019-06-19 02:12 | 2019-06-05
NSW1 | Existing Plant | Chillamurra | TBA | Solar PV - Fixed | Solar |  | 1 |  | 4.77 |  | 4.77 | 4.77 |  | In service | NS |  |  |  | Existing less Announced Withdrawal | Solar | 11 | 2018-07-31 | 2018-07-31
QLD1 | Existing Plant | Chillamurra Solar Farm | Chillamurra Solar Pty Ltd | Solar PV - Fixed | Solar |  | 60 |  | 0.06 |  | 3.6 | 3.6 |  | In Service | NS |  |  |  | Existing less Announced Withdrawal | Solar | 1498 | 2019-06-13 01:23 | 2018-05-15 03:14
QLD1 | Project | Chinchilla Solar Farm - First Solar | First Solar Australia Pty Ltd | Solar PV - Single axis tracking | Solar |  | 69 |  | 1.64 |  | 113.16 | 113.16 |  | Publically Announced | SS |  |  |  | Proposed | Solar | 1418 | 2019-06-13 01:24 | 2019-05-06
NSW1 | Project | Chipping Norton Waste to Energy | Benedict Industries P/L | Turbine - Steam Sub Critical | Other |  | 1 |  | 8 |  | 8 | 8 |  | Publically Announced | NS |  |  |  | Proposed | Other | 1479 | 2019-06-13 01:23 | 2019-05-06
QLD1 | Existing Plant | Churchill Abattoir | TBA | Solar PV - Fixed | Solar |  | 1 |  | 0.907 |  | 0.9072 | 0.9072 |  | In service | NS |  |  |  | Existing less Announced Withdrawal | Solar | 89 | 2018-07-31 | 2018-07-31
QLD1 | Existing Plant | Clare Solar Farm | Clare Asset Co Pty Ltd ATF Clare Asset Trust | Solar PV - Single axis tracking | Solar | CLARESF1 | 69 |  | 1.6 |  | 110.4 | 110.4 |  | In Service | SS |  | 2047 |  | Existing less Announced Withdrawal | Solar | 1383 | 2019-06-13 18:18 | 2019-05-17
QLD1 | Project | Clarke Creek Solar Farm | Pacific Hydro Australia Development Pty Ltd. | Solar PV - Single axis tracking | Solar |  | 40 | 2.5 | 8.75 | 100 | 350 | 100 - 350 |  | Publically Announced | SS |  |  |  | Proposed | Solar | 1435 | 2019-06-13 01:23 | 2018-04-19 08:25
QLD1 | Project | Clarke Creek Wind and Solar Farm - Solar | Lacour Energy | Solar PV - Fixed | Solar |  | 1 |  | 200 |  | 200 | 200 |  | Publically Announced | SS |  |  |  | Proposed | Solar | 101 | 2018-07-31 | 2018-07-31
QLD1 | Project | Clarke Creek Wind and Solar Farm - Wind | Lacour Energy | Wind Turbine - Onshore | Wind |  | 1 |  | 0 |  | 0 | 0 |  | Publically Announced | SS |  |  |  | Proposed | Wind | 102 | 2018-07-31 | 2018-07-31
VIC1 | Existing Plant | Clayton | EDL LFG Vic Pty Ltd | Reciprocating Engine - Spark ignition | Landfill Gas | CLAYTON | 12 |  | 1 |  | 12 | 12 |  | In Service | NS |  | 2025 |  | Existing less Announced Withdrawal | Biomass | 1046 | 2019-05-24 11:59 | 2018-02-19
SA1 | Existing Plant | Clements Gap Wind Farm | Pacific Hydro Clements Gap Pty Ltd | Wind Turbine - Onshore | Wind | CLEMGPWF | 27 |  | 2.1 |  | 56.7 | 56.7 |  | In Service | SS |  | 2039 |  | Existing less Announced Withdrawal | Wind | 1047 | 2019-06-26 16:36 | 2018-02-19
QLD1 | Existing Plant | Clermont Solar Farm | Clermont Asset Co Pty Ltd as Trustee for Clerrmont Solar Unit Trust | Solar PV - Fixed | Solar | CLERMSF1 | 37 |  | 2.5 |  | 92.5 | 92.5 |  | In Service | SS |  | 2049 |  | Existing less Announced Withdrawal | Solar | 1562 | 2019-06-24 23:59 | 2019-06-24
QLD1 | Project | Cloncurry Solar Farm | Infigen Energy Development Pty Ltd | Solar PV - Fixed | Solar |  | 30 |  | 1 |  | 30 | 30 |  | Publically Announced | NS |  |  |  | Proposed | Solar | 1338 | 2019-05-29 17:27 | 2019-05-28
VIC1 | Existing Plant | Clover | AGL Hydro Partnership | Hydro - Dam | Water | CLOVER | 2 |  | 14.5 |  | 29 | 29 |  | In Service | NS |  | 2057 |  | Existing less Announced Withdrawal | Water | 1048 | 2019-10-10 14:24 | 2019-04-08
NSW1 | Existing Plant | Club Merrylands | Club Merrylands | Other - Other | Diesel |  | 1 |  | 0 |  | 0 | 0 |  | In Service | NS |  |  |  | Existing less Announced Withdrawal | Other | 1049 | 2018-05-07 04:44 | 2018-02-19 03:38
TAS1 | Existing Plant | Cluny | Hydro-Electric Corporation | Hydro - Dam | Water | CLUNY | 1 |  | 19 |  | 19 | 19 |  | In Service | NS |  | 2100 |  | Existing less Announced Withdrawal | Water | 1050 | 2019-05-24 11:40 | 2019-05-24
VIC1 | Existing Plant | Codrington Wind Farm | Energy Pacific (Vic) Pty Ltd | Wind Turbine - Onshore | Wind | CODRNGTON | 14 |  | 1.3 |  | 18.2 | 18.2 |  | In Service | NS |  |  |  | Existing less Announced Withdrawal | Wind | 1051 | 2019-06-13 01:24 | 2019-05-06
VIC1 | Project | Cohuna Solar Farm | Cohuna Solar Farm Pty Ltd | Solar PV - Single axis tracking | Solar |  | 19 |  | 1.637 |  | 31.103 | 31.103 |  | Committed | SS | Apr 2020 | 2045 |  | Committed | Solar | 1691 | 2019-06-21 04:24 | 2019-01-08 07:17
NSW1 | Existing Plant | Coleambally Solar Farm | Coleambally Solar Pty Ltd | Solar PV - Single axis tracking | Solar | COLEASF1 | 90 |  | 1.67 |  | 150.3 | 150.3 |  | In Commissioning | SS |  | 2038 |  | Existing less Announced Withdrawal | Solar | 1420 | 2019-05-10 12:21 | 2018-04-14
NSW1 | Project | Collector | Ratch Australia | Wind Turbine - Onshore | Wind |  | 54 |  | 4.2 |  | 226.8 | 226.8 |  | Maturing | SS | Dec 2021 |  |  | Proposed | Wind | 1052 | 2019-04-03 14:29 | 2019-04-03
QLD1 | Project | Collinsville North Battery Project | TBSOL | Storage - Battery | Other |  | 1 |  | 150 |  | 150 | 150 | 300 | Publically Announced | TBA |  |  |  | Proposed | Battery Storage | 1734 | 2019-05-01 14:45 | 2019-05-31
QLD1 | Project | Collinsville North Solar Project | Vena Energy | Solar PV - Fixed | Solar |  | 1 |  | 120 |  | 120 | 120 |  | Publically Announced | SS | May 2020 |  |  | Proposed | Solar | 1454 | 2019-05-01 11:54 | 2019-05-31
QLD1 | Existing Plant | Collinsville PV | Ratch Australia | Solar PV - Fixed | Solar | CSPVPS1 | 17 |  | 2.5 |  | 42.5 | 42.5 |  | In Service | SS |  | 2044 |  | Existing less Announced Withdrawal | Solar | 1349 | 2019-06-14 12:26 | 2019-04-03
NSW1 | Existing Plant | Colongra | Snowy Hydro Ltd | Turbine - OCGT | Natural Gas Pipeline | CG1 | 1 |  | 181 |  | 181 | 181 |  | In Service | S |  | 2070 |  | Existing less Announced Withdrawal | OCGT | 1053 | 2019-05-09 13:25 | 2019-05-01
NSW1 | Existing Plant | Colongra | Snowy Hydro Ltd | Turbine - OCGT | Natural Gas Pipeline | CG2 | 1 |  | 181 |  | 181 | 181 |  | In Service | S |  | 2070 |  | Existing less Announced Withdrawal | OCGT | 1053 | 2019-05-09 13:25 | 2019-05-01
NSW1 | Existing Plant | Colongra | Snowy Hydro Ltd | Turbine - OCGT | Natural Gas Pipeline | CG3 | 1 |  | 181 |  | 181 | 181 |  | In Service | S |  | 2070 |  | Existing less Announced Withdrawal | OCGT | 1053 | 2019-05-09 13:25 | 2019-05-01
NSW1 | Existing Plant | Colongra | Snowy Hydro Ltd | Turbine - OCGT | Natural Gas Pipeline | CG4 | 1 |  | 181 |  | 181 | 181 |  | In Service | S |  | 2070 |  | Existing less Announced Withdrawal | OCGT | 1053 | 2019-05-09 13:25 | 2019-05-01
QLD1 | Project | Columboola Solar Farm | Luminous Energy | Solar PV - Fixed | Solar |  | 1 |  | 162 |  | 162 | 162 |  | Publically Announced | SS |  |  |  | Proposed | Solar | 1459 | 2019-06-13 01:23 | 2018-04-19 08:31
QLD1 | Project | Comet Solar Farm | Hadstone Energy | Solar PV - Single axis tracking | Solar |  | 114 |  | 2.5 |  | 285 | 285 |  | Publically Announced | SS |  |  |  | Proposed | Solar | 1664 | 2019-06-13 02:25 | 2018-07-30 02:10
QLD1 | Existing Plant | Condamine A | QGC Sales Pty Ltd | Turbine - CCGT | Coal Seam Methane | CPSA | 2 |  | 43.7 |  | 87.4 | 87.4 |  | In Service | S |  | 2039 |  | Existing less Announced Withdrawal | CCGT | 1054 | 2019-06-19 07:42 | 2019-06-13
QLD1 | Existing Plant | Condamine A | QGC Sales Pty Ltd | Turbine - CCGT | Coal Seam Methane | CPSA | 1 |  | 56 |  | 56 | 56 |  | In Service | S |  | 2039 |  | Existing less Announced Withdrawal | CCGT | 1054 | 2019-06-19 07:42 | 2019-06-13
NSW1 | Existing Plant | Condong | Cape Byron Management | Turbine - Steam Sub Critical | Bagasse | CONDONG1 | 1 |  | 30 |  | 30 | 30 |  | In Service | NS |  |  |  | Existing less Announced Withdrawal | Biomass | 1055 | 2019-06-25 06:59 | 2018-02-19 03:39
VIC1 | Project | Congupna Solar Farm | X-Elios Australia Pty Ltd | Solar PV - Single axis tracking | Solar |  | 1 | [6 empty] | Publically Announced | SS | Mar 2021 |  |  | Proposed | Solar | 5000 | 2019-06-25 06:16 | 2019-05-13
NSW1 | Project | Conroys Gap | Epuron Projects Pty Ltd | Wind Turbine - Onshore | Wind |  | 15 |  | 2 |  | 30 | 30 |  | Publically Announced | SS |  |  |  | Proposed | Wind | 1056 | 2019-06-13 01:24 | 2018-02-19 03:39
VIC1 | Existing Plant | Coonooer Bridge Wind Farm | Coonooer Bridge Wind Farm Pty Ltd | Wind Turbine - Onshore | Wind | CBWF1 | 6 |  | 3.3 |  | 19.8 | 19.8 |  | In Service | NS |  | 2036 |  | Existing less Announced Withdrawal | Wind | 1333 | 2019-05-27 10:48 | 2019-05-27
SA1 | Existing Plant | Coopers Co-gen | AGL | Turbine - CCGT | Natural Gas Pipeline |  | 1 |  | 4.4 |  | 4.4 | 4.4 |  | In Service | NS |  |  |  | Existing less Announced Withdrawal | CCGT | 1542 | 2019-06-13 01:24 | 2019-05-14
QLD1 | Existing Plant | Coopers Gap Wind Farm | PARF Company 6 Pty Limited | Wind Turbine - Onshore | Wind | COOPGWF1 | 91 |  | 3.63 |  | 330.33 | 330.33 |  | In Commissioning | SS |  | 2044 |  | Existing less Announced Withdrawal | Wind | 1057 | 2019-10-29 20:30 | 2019-10-29
QLD1 | Existing Plant | Coopers Gap Wind Farm | PARF Company 6 Pty Limited | Wind Turbine - Onshore | Wind | COOPGWF1 | 32 |  | 3.83 |  | 122.56 | 122.56 |  | In Commissioning | SS |  | 2044 |  | Existing less Announced Withdrawal | Wind | 1057 | 2019-10-29 20:30 | 2019-10-29
NSW1 | Existing Plant | Copeton | AGL | Hydro - Dam | Water | COPTNHYD | 1 |  | 20 |  | 20 | 20 |  | In Service | NS |  |  |  | Existing less Announced Withdrawal | Water | 1058 | 2019-04-01 12:31 | 2019-04-01
VIC1 | Existing Plant | Corio | EDL LFG Vic Pty Ltd | Reciprocating Engine - Spark ignition | Landfill Gas | CORIO1 | 1 |  | 1 |  | 1 | 1 |  | In Service | NS |  | 2029 |  | Existing less Announced Withdrawal | Biomass | 1292 | 2019-05-24 15:17 | 2018-04-14
NSW1 | Project | Corowa Solar Farm | Corowa Operationsco Pty Ltd as trustee for Corowa Operations Trust | Solar PV - Single axis tracking | Solar |  | 6 |  | 6.002 |  | 36.012 | 36.012 |  | Publically Announced | SS |  |  |  | Proposed | Solar | 1520 | 2019-06-13 01:24 | 2019-05-08
NSW1 | Project | Corowa Solar Farm | Corowa Operationsco Pty Ltd as trustee for Corowa Operations Trust | Solar PV - Single axis tracking | Solar |  | 2 |  | 18.007 |  | 36.014 | 36.014 |  | Publically Announced | SS |  |  |  | Proposed | Solar | 1520 | 2019-06-13 01:24 | 2019-05-08
NSW1 | Existing Plant | Crookwell | Blaney and Crookwell WindFarm Pty Ltd | Wind Turbine - Onshore | Wind |  | 8 |  | 0.6 |  | 4.8 | 4.8 |  | In Service | NS |  |  |  | Existing less Announced Withdrawal | Wind | 1060 | 2019-06-13 01:24 | 2019-05-16
NSW1 | Existing Plant | Crookwell 2 Wind Farm | Crookwell Development Pty Ltd | Wind Turbine - Onshore | Wind | CROOKWF2 | 28 |  | 3.43 |  | 96.04 | 96.04 |  | In Service | SS |  | 2043 |  | Existing less Announced Withdrawal | Wind | 1061 | 2019-06-13 01:24 | 2019-05-15
NSW1 | Project | Crookwell 3 Wind Farm | Crookwell Development Pty Ltd | Wind Turbine - Onshore | Wind |  | 23 |  | 3.83 |  | 88.09 | 88.09 |  | Publically Announced | SS |  |  |  | Proposed | Wind | 1062 | 2019-06-18 01:03 | 2018-02-19 03:40
VIC1 | Existing Plant | Crowlands Wind Farm | Pacific Hydro Crowlands Pty Ltd | Wind Turbine - Onshore | Wind | CROWLWF1 | 39 |  | 2.05 |  | 79.95 | 79.95 |  | In Commissioning | SS |  |  |  | Existing less Announced Withdrawal | Wind | 1566 | 2019-10-29 | 2019-10-29
VIC1 | Existing Plant | Crown Melbourne | Crown Resorts | Reciprocating Engine - Spark ignition | Natural Gas Pipeline |  | 6 |  | 0.93 |  | 5.58 | 5.58 |  | In Service | NS |  |  |  | Existing less Announced Withdrawal | Gas other | 1354 | 2018-05-07 04:45 | 2018-04-14 07:32
NSW1 | Project | CRS Canberra | Benedict Industries P/L | Confidential - Confidential | Other |  | 1 |  | 15 |  | 15 | 15 |  | Publically Announced | NS |  |  |  | Proposed | Other | 1644 | 2019-06-13 02:25 | 2019-05-06
NSW1 | Project | Crudine Ridge Wind Farm | CRWF Nominees Pty Ltd | Wind Turbine - Onshore | Wind |  | 37 | 3.649 | 3.73 | 135.013 | 138.01 | 135.013 - 138.01 |  | Committed | SS | Apr 2021 |  |  | Committed | Wind | 1281 | 2020-01-29 11:42 | 2019-10-29
SA1 | Project | Crystal Brook Energy Park - BESS | Neoen Australia Pty Ltd | Storage - Battery | Other |  | 1 |  | 130 |  | 130 | 130 | 400 | Publically Announced | S |  |  |  | Proposed | Battery Storage | 131 | 2019-10-30 | 2019-10-30
SA1 | Project | Crystal Brook Energy Park - Solar | Neoen Australia Pty Ltd | Solar PV - Fixed | Solar |  | 1 | 100 | 150 | 100 | 150 | 100 - 150 |  | Publically Announced | SS |  |  |  | Proposed | Solar | 1684 | 2019-06-13 02:25 | 2019-05-31
SA1 | Project | Crystal Brook Energy Park - Wind | Neoen Australia Pty Ltd | Wind Turbine - Onshore | Wind |  | 1 | 100 | 125 | 100 | 125 | 100 - 125 |  | Publically Announced | SS |  |  |  | Proposed | Wind | 1685 | 2019-06-13 02:25 | 2019-05-31
NSW1 | Existing Plant | Cullerin Range Wind Farm | Cullerin Range Wind Farm Pty Ltd | Wind Turbine - Onshore | Wind | CULLRGWF | 15 |  | 2 |  | 30 | 30 |  | In Service | NS |  | 2038 |  | Existing less Announced Withdrawal | Wind | 1064 | 2019-05-24 11:42 | 2018-02-19
SA1 | Project | Cultana Pumped Hydro Energy Storage | EnergyAustralia Development Pty Ltd | Confidential - Confidential | Confidential |  | 2 | [5 empty] | 3600 | Publically Announced | S | Jul 2022 |  |  | Proposed | Water | 1404 | 2019-06-17 11:10 | 2018-04-14
NSW1 | Project | Currawarra Solar Farm | RES Australia Pty Ltd | Solar PV - Fixed | Solar |  | 195 |  | 1 |  | 195 | 195 |  | Publically Announced | SS |  |  |  | Proposed | Solar | 1622 | 2018-07-02 02:06 | 2018-07-02 02:06
QLD1 | Existing Plant | Daandine Power Station | APT Petroleum Pipeline Holdings Pty Ltd. | Reciprocating Engine - Compression ignition | Coal Seam Methane | DAANDINE | 11 |  | 3.013 |  | 33.143 | 33.143 |  | In Service | NS |  | 2022 |  | Existing less Announced Withdrawal | Gas other | 1248 | 2019-05-24 15:09 | 2019-05-31
QLD1 | Project | Dalby Solar Farm | FRV Services Australia Pty Ltd | Solar PV - Single axis tracking | Solar |  | 19 |  | 1.579 |  | 30.001 | 30.001 |  | Publically Announced | NS |  |  |  | Proposed | Solar | 1412 | 2019-06-13 01:24 | 2018-04-14 07:53
SA1 | Existing Plant | Dalrymple BESS | ElectraNet | Storage - Battery | Other | DALNTH01 | 12 |  | 2.5 |  | 30 | 30 | 8 | In Service | S |  | 2030 |  | Existing less Announced Withdrawal | Battery Storage | 1553 | 2019-06-18 13:23 | 2019-05-22
NSW1 | Project | Dalton | AGL Hydro Partnership | Turbine - OCGT | Natural Gas Pipeline |  | 1 |  | 0 |  | 0 | 0 |  | Publically Announced | S |  |  |  | Proposed | OCGT | 1065 | 2019-03-27 08:34 | 2019-04-01
VIC1 | Existing Plant | Dandenong PEP | Cogent Energy Pty Ltd | Reciprocating Engine - Compression ignition | Natural Gas Pipeline |  | 1 |  | 2 |  | 2 | 2 |  | In Service | NS |  |  |  | Existing less Announced Withdrawal | Gas other | 1371 | 2019-05-17 14:55 | 2018-04-14
QLD1 | Existing Plant | Darling Downs | Origin Energy Power Limited | Turbine - CCGT | Coal Seam Methane | DDPS1 | 3 |  | 121.5 |  | 364.5 | 364.5 |  | In Service | S |  | 2045 |  | Existing less Announced Withdrawal | CCGT | 1066 | 2019-05-17 14:51 | 2018-02-19
QLD1 | Existing Plant | Darling Downs | Origin Energy Power Limited | Turbine - CCGT | Coal Seam Methane | DDPS1 | 1 |  | 280 |  | 280 | 280 |  | In Service | S |  | 2045 |  | Existing less Announced Withdrawal | CCGT | 1066 | 2019-05-17 14:51 | 2018-02-19
QLD1 | Existing Plant | Darling Downs Solar Farm | Darling Downs Solar Farm Pty Ltd | Solar PV - Fixed | Solar | DDSF1 | 44 |  | 2.75 |  | 121 | 121 |  | In Commissioning | SS |  | 2035 |  | Existing less Announced Withdrawal | Solar | 1545 | 2019-05-17 12:05 | 2019-05-17
NSW1 | Project | Darlington Point Solar Farm | Darlington Point Solar Farm | Solar PV - Single axis tracking | Solar |  | 108 |  | 2.546 |  | 274.968 | 274.968 |  | Committed | SS | Apr 2020 |  |  | Committed | Solar | 1518 | 2019-10-29 | 2019-10-29
VIC1 | Project | Darlington Wind Farm | Global Power Generation Australia Pty Ltd | Wind Turbine - Onshore | Other |  | 70 |  | 0 |  | 0 | 0 |  | Publically Announced | SS | Oct 2022 |  |  | Proposed | Wind | 1067 | 2018-05-11 00:47 | 2018-02-19 03:41
VIC1 | Existing Plant | Dartmouth | AGL Hydro Partnership | Hydro - Dam | Water | DARTM1 | 1 |  | 185 |  | 185 | 185 |  | In Service | S |  | 2057 |  | Existing less Announced Withdrawal | Water | 1068 | 2019-04-02 07:33 | 2019-04-01
QLD1 | Existing Plant | Daydream Solar Farm | The Daydream Solar Farm Trust | Solar PV - Single axis tracking | Solar | DAYDSF2 | 61 |  | 2.75 |  | 167.75 | 167.75 |  | In Service | SS |  | 2048 |  | Existing less Announced Withdrawal | Solar | 1516 | 2019-05-14 15:04 | 2019-04-30
NSW1 | Existing Plant | De Bortoli Wines | TBA | Solar PV - Fixed | Solar |  | 1 |  | 0.23 |  | 0.23 | 0.23 |  | In service | NS |  |  |  | Existing less Announced Withdrawal | Solar | 12 | 2018-07-31 | 2018-07-31
TAS1 | Existing Plant | Devils Gate | Hydro-Electric Corporation | Hydro - Dam | Water | DEVILS_G | 1 |  | 60 |  | 60 | 60 |  | In Service | S |  | 2100 |  | Existing less Announced Withdrawal | Water | 1069 | 2019-05-24 15:05 | 2019-05-24
NSW1 | Existing Plant | DHL6 Solar Horsley Park | TBA | Solar PV - Fixed | Solar |  | 1 |  | 0.1 |  | 0.1 | 0.1 |  | In service | NS |  |  |  | Existing less Announced Withdrawal | Solar | 13 | 2018-07-31 | 2018-07-31
QLD1 | Project | Dingo Solar Farm | ESCO Pacific | Solar PV - Single axis tracking | Solar |  | 1 | [6 empty] | Publically Announced | SS |  |  |  | Proposed | Solar | 1671 | 2019-06-13 02:25 | 2018-10-29 22:34
NSW1 | Existing Plant | Drayton's Family Wines Solar | TBA | Solar PV - Fixed | Solar |  | 1 |  | 0.2 |  | 0.2 | 0.2 |  | In service | NS |  |  |  | Existing less Announced Withdrawal | Solar | 14 | 2018-07-31 | 2018-07-31
SA1 | Existing Plant | Dry Creek GT | Synergen Power Pty Ltd | Turbine - OCGT | Natural Gas Pipeline | DRYCGT1 | 1 |  | 52 |  | 52 | 52 |  | In Service | S |  | 2030 |  | Existing less Announced Withdrawal | OCGT | 1070 | 2019-05-31 10:21 | 2018-02-19
SA1 | Existing Plant | Dry Creek GT | Synergen Power Pty Ltd | Turbine - OCGT | Natural Gas Pipeline | DRYCGT2 | 1 |  | 52 |  | 52 | 52 |  | In Service | S |  | 2030 |  | Existing less Announced Withdrawal | OCGT | 1070 | 2019-05-31 10:21 | 2018-02-19
SA1 | Existing Plant | Dry Creek GT | Synergen Power Pty Ltd | Turbine - OCGT | Natural Gas Pipeline | DRYCGT3 | 1 |  | 52 |  | 52 | 52 |  | In Service | S |  | 2030 |  | Existing less Announced Withdrawal | OCGT | 1070 | 2019-05-31 10:21 | 2018-02-19
QLD1 | Project | Dulacca Wind Farm | RES Australia | Wind Turbine - Onshore | Wind |  | 1 |  | 240 |  | 240 | 240 |  | Publically Announced | SS |  |  |  | Proposed | Wind | 1706 | 2019-06-18 01:39 | 2019-04-04
QLD1 | Existing Plant | Dunblane Solar Farm | Dunblane Solar Pty Ltd | Solar PV - Fixed | Solar |  | 4 |  | 1.8 |  | 7.2 | 7.2 |  | In Service | NS |  |  |  | Existing less Announced Withdrawal | Solar | 1429 | 2019-06-21 01:42 | 2018-04-19 08:21
VIC1 | Project | Dundonnell Wind Farm | Tilt Renewables | Wind Turbine - Onshore | Wind |  | 80 |  | 4.2 |  | 336 | 336 |  | Committed | SS | Jul 2020 | 2045 |  | Committed | Wind | 1303 | 2019-05-22 15:37 | 2018-04-10
NSW1 | Project | Dunedoo Solar Farm | ib vogt GmbH | Solar PV - Single axis tracking | Solar |  | 1 |  | 55 |  | 55 | 55 |  | Publically Announced | SS |  |  |  | Proposed | Solar | 1632 | 2019-06-13 02:25 | 2018-07-02 03:03
QLD1 | Project | Dysart Solar Farm RED | Tilt Renewables | Solar PV - Fixed | Solar |  | 100 |  | 1 |  | 100 | 100 |  | Publically Announced | SS |  |  |  | Proposed | Solar | 1627 | 2019-03-06 09:20 | 2018-12-17
NSW1 | Existing Plant | Earthpower Technologies Sydney | Earthpower Technologies Sydney | Reciprocating Engine - Spark ignition | Other |  | 1 |  | 3.9 |  | 3.9 | 3.9 |  | In Service | NS |  |  |  | Existing less Announced Withdrawal | Other | 1438 | 2019-06-13 01:23 | 2018-04-19 08:26
NSW1 | Existing Plant | Eastern Creek | EDL LFG NSW Pty Ltd | Reciprocating Engine - Spark ignition | Landfill Gas | EASTCRK | 4 |  | 1.264 |  | 5.056 | 5.056 |  | In Service | NS |  | 2025 |  | Existing less Announced Withdrawal | Biomass | 1328 | 2019-05-24 15:41 | 2018-04-14
NSW1 | Existing Plant | Eastern Creek 2 Gas Utilisation Facility | LMS Energy Pty Ltd | Reciprocating Engine - Spark ignition | Landfill Methane / Landfill Gas |  | 7 |  | 1.123 |  | 7.861 | 7.861 |  | In Service | NS |  |  |  | Existing less Announced Withdrawal | Biomass | 1071 | 2018-05-09 05:54 | 2018-02-19 03:42
VIC1 | Existing Plant | Eildon | AGL Hydro Partnership | Hydro - Dam | Water | EILDON1 | 1 |  | 60 |  | 60 | 60 |  | In Service | S |  | 2057 |  | Existing less Announced Withdrawal | Water | 1072 | 2019-06-14 17:20 | 2019-04-01
VIC1 | Existing Plant | Eildon | AGL Hydro Partnership | Hydro - Dam | Water | EILDON1 | 1 |  | 7.5 |  | 7.5 | 7.5 |  | In Service | S |  | 2057 |  | Existing less Announced Withdrawal | Water | 1072 | 2019-06-14 17:20 | 2019-04-01
VIC1 | Existing Plant | Eildon | AGL Hydro Partnership | Hydro - Dam | Water | EILDON2 | 1 |  | 60 |  | 60 | 60 |  | In Service | S |  | 2057 |  | Existing less Announced Withdrawal | Water | 1072 | 2019-06-14 17:20 | 2019-04-01
VIC1 | Existing Plant | Eildon | AGL Hydro Partnership | Hydro - Dam | Water | EILDON2 | 1 |  | 7.5 |  | 7.5 | 7.5 |  | In Service | S |  | 2057 |  | Existing less Announced Withdrawal | Water | 1072 | 2019-06-14 17:20 | 2019-04-01
VIC1 | Existing Plant | Eildon Pondage Power Station (EPPS) | Pacific Hydro Investments Pty Ltd | Hydro - Run of River | Water | EILDON3 | 1 |  | 4.5 |  | 4.5 | 4.5 |  | In Service | NS |  |  |  | Existing less Announced Withdrawal | Water | 1073 | 2019-06-25 06:56 | 2018-02-19 03:42
VIC1 | Project | Elaine Wind Farm | Northleaf /InfraRed/Macquarie Capital | Wind Turbine - Onshore | Wind |  | 22 |  | 3.8 |  | 83.6 | 83.6 |  | Committed | SS | May 2020 | 2049 |  | Committed | Wind | 1113 | 2020-01-30 10:13 | 2018-02-19
QLD1 | Existing Plant | Emerald Solar Park | Lighthouse Infrastructure Management Limited | Solar PV - Single axis tracking | Solar | EMERASF1 | 32 |  | 2.25 |  | 72 | 72 |  | In Service | SS |  | 2048 |  | Existing less Announced Withdrawal | Solar | 1443 | 2019-06-19 02:15 | 2018-04-19 08:27
NSW1 | Existing Plant | Eraring | Origin Energy Eraring Pty Ltd | Turbine - Steam Sub Critical | Black Coal | ER01 | 1 |  | 720 |  | 720 | 720 |  | In Service | S |  | 2032 |  | Existing less Announced Withdrawal | Coal | 1074 | 2019-10-18 14:30 | 2019-05-15
NSW1 | Existing Plant | Eraring | Origin Energy Eraring Pty Ltd | Turbine - Steam Sub Critical | Black Coal | ER02 | 1 |  | 720 |  | 720 | 720 |  | In Service | S |  | 2032 |  | Existing less Announced Withdrawal | Coal | 1074 | 2019-10-18 14:30 | 2019-05-15
NSW1 | Existing Plant | Eraring | Origin Energy Eraring Pty Ltd | Turbine - Steam Sub Critical | Black Coal | ER03 | 1 |  | 720 |  | 720 | 720 |  | In Service | S |  | 2032 |  | Existing less Announced Withdrawal | Coal | 1074 | 2019-10-18 14:30 | 2019-05-15
NSW1 | Existing Plant | Eraring | Origin Energy Eraring Pty Ltd | Turbine - Steam Sub Critical | Black Coal | ER04 | 1 |  | 720 |  | 720 | 720 |  | In Service | S |  | 2032 |  | Existing less Announced Withdrawal | Coal | 1074 | 2019-10-18 14:30 | 2019-05-15
NSW1 | Existing Plant | Eraring GT | Origin Energy Eraring Pty Ltd | Turbine - OCGT | Diesel | ERGT01 | 1 |  | 41.5 |  | 41.5 | 41.5 |  | In Service | NS |  | 2032 |  | Existing less Announced Withdrawal | OCGT | 1075 | 2019-10-16 11:37 | 2019-05-15
NSW1 | Existing Plant | Erskine Park | Cogent Energy Pty Ltd | Reciprocating Engine - Compression ignition | Natural Gas Pipeline |  | 1 |  | 0.386 |  | 0.386 | 0.386 |  | In Service | NS |  |  |  | Existing less Announced Withdrawal | Gas other | 1363 | 2019-05-17 14:54 | 2018-04-14
SA1 | Project | Exmoor | Acciona Energy | Wind Turbine - Onshore | Wind |  | 48 |  | 3 |  | 144 | 144 |  | Publically Announced | SS |  |  |  | Proposed | Wind | 1304 | 2019-06-13 01:24 | 2019-05-06
VIC1 | Project | Ferguson Wind Farm | Future Energy Pty Ltd | Wind Turbine - Onshore | Wind |  | 1 |  | 9 |  | 9 | 9 |  | Publically Announced | NS |  |  |  | Proposed | Wind | 1649 | 2018-07-02 23:15 | 2018-07-02 23:15
NSW1 | Existing Plant | Finley Solar Farm | Finley Solar Farm Pty Ltd as The trustee for Finley Solar Trust | Solar PV - Single axis tracking | Solar | FINLYSF1 | 99 |  | 1.64 |  | 162.36 | 162.36 |  | In Service | SS |  |  |  | Existing less Announced Withdrawal | Solar | 1680 | 2020-01-30 09:10 | 2020-01-21
NSW1 | Project | Finley Solar Project | Vena Energy | Solar PV - Fixed | Solar |  | 1 |  | 150 |  | 150 | 150 |  | Publically Announced | SS |  |  |  | Proposed | Solar | 1579 | 2019-05-01 11:27 | 2019-01-25
TAS1 | Existing Plant | Fisher | Hydro-Electric Corporation | Hydro - Dam | Water | FISHER | 1 |  | 43.2 |  | 43.2 | 43.2 |  | In Service | S |  | 2100 |  | Existing less Announced Withdrawal | Water | 1076 | 2019-05-24 15:11 | 2019-05-24
VIC1 | Existing Plant | Flavorite Marketing | TBA | Solar PV - Fixed | Solar |  | 1 |  | 0.149 |  | 0.1494 | 0.1494 |  | In service | NS |  |  |  | Existing less Announced Withdrawal | Solar | 52 | 2018-07-31 | 2018-07-31
NSW1 | Project | Flyers Creek Wind Farm | Flyers Creek Wind Farm Pty Ltd | Wind Turbine - Onshore | Wind |  | 42 |  | 3.8 |  | 159.6 | 159.6 |  | Emerging | SS |  |  |  | Proposed | Wind | 1268 | 2019-06-12 15:13 | 2019-06-11
QLD1 | Project | Forsayth Wind Farm | Forsayth Wind Farm Pty Ltd | Wind Turbine - Onshore | Wind |  | 30 | 2.5 | 5.5 | 75 | 165 | 75 - 165 |  | Publically Announced | SS |  |  |  | Proposed | Wind | 1279 | 2019-05-24 17:17 | 2019-05-23
QLD1 | Existing Plant | FPC Green Energy | FPC 30 Limited as Trustee for FPC Green Fund Trust | Turbine - Steam Sub Critical | Green and air dried wood |  | 1 |  | 30 |  | 30 | 30 |  | In service | NS |  |  |  | Existing less Announced Withdrawal | Biomass | 1 | 2018-07-31 | 2018-07-31
QLD1 | Existing Plant | Fraser Coast Community Solar Farm | Wide Bay Water Corporation | Solar PV - Fixed | Solar |  | 1 |  | 0.401 |  | 0.401 | 0.401 |  | In Service | NS |  |  |  | Existing less Announced Withdrawal | Solar | 1309 | 2018-04-14 07:17 | 2018-04-14 07:17
QLD1 | Project | Gangarri Solar Farm | Shell New Energies Australia Pty Ltd | Confidential - Confidential | Confidential | [8 empty] | Publically Announced | TBA |  |  |  | Proposed | Solar | 1538 | 2020-01-30 15:23 | 2020-01-22
VIC1 | Existing Plant | Gannawarra Energy Storage System | GESS ProjectCo | Storage - Battery | Other | GANNBG1 | 1 |  | 25.33 |  | 25.33 | 25.33 | 50 | In Commissioning | S |  | 2033 |  | Existing less Announced Withdrawal | Battery Storage | 1470 | 2019-05-17 14:38 | 2018-04-16
VIC1 | Existing Plant | Gannawarra Solar Farm | Gannawarra Solar Farm Pty Ltd | Solar PV - Single axis tracking | Solar | GANNSF1 | 22 |  | 2.5 |  | 55 | 55 |  | In Service | SS |  | 2048 |  | Existing less Announced Withdrawal | Solar | 1396 | 2019-05-14 15:02 | 2018-04-30
TAS1 | Project | George Town Solar | Epuron Projects Pty Ltd | Solar PV - Single axis tracking | Solar |  | 2 |  | 2.5 |  | 5 | 5 |  | Publically Announced | NS |  |  |  | Proposed | Solar | 1489 | 2019-06-13 01:23 | 2018-07-27 00:43
QLD1 | Existing Plant | German Creek | EDL CSM Qld Pty Ltd | Reciprocating Engine - Spark ignition | Waste Coal Mine Gas | GERMCRK | 16 |  | 1.988 |  | 31.808 | 31.808 |  | In Service | NS |  | 2036 |  | Existing less Announced Withdrawal | Gas other | 1325 | 2019-05-24 15:51 | 2018-04-14
QLD1 | Existing Plant | German Creek | EDL CSM Qld Pty Ltd | Reciprocating Engine - Spark ignition | Waste Coal Mine Gas | GERMCRK | 4 |  | 3.3 |  | 13.2 | 13.2 |  | In Service | NS |  | 2036 |  | Existing less Announced Withdrawal | Gas other | 1325 | 2019-05-24 15:51 | 2018-04-14
NSW1 | Project | Gidginbung | Epho | Solar PV - Fixed | Solar |  | 1 |  | 15 |  | 15 | 15 |  | Publically Announced | NS |  |  |  | Proposed | Solar | 1457 | 2018-07-09 00:34 | 2018-04-19 08:30
NSW1 | Project | Gilgandara Solar Farm | Neoen | Solar PV - Fixed | Solar |  | 1 | 50 | 60 | 50 | 60 | 50 - 60 |  | Emerging | SS |  |  |  | Proposed | Solar | 1421 | 2019-06-13 01:24 | 2019-05-31
VIC1 | Project | Girgarre Solar Farm | Leeson Group | TBA - TBA | Solar |  | 1 |  | 118 |  | 118 | 118 |  | Publically Announced | SS |  |  |  | Proposed | Solar | 122 | 2018-07-31 | 2018-07-31
QLD1 | Existing Plant | Gladstone | Gladstone Power Station Participants | Turbine - Steam Sub Critical | Black Coal | GSTONE1 | 1 |  | 280 |  | 280 | 280 |  | In Service | S |  | 2035 |  | Existing less Announced Withdrawal | Coal | 1077 | 2019-06-04 09:28 | 2019-05-21
QLD1 | Existing Plant | Gladstone | Gladstone Power Station Participants | Turbine - Steam Sub Critical | Black Coal | GSTONE2 | 1 |  | 280 |  | 280 | 280 |  | In Service | S |  | 2035 |  | Existing less Announced Withdrawal | Coal | 1077 | 2019-06-04 09:28 | 2019-05-21
QLD1 | Existing Plant | Gladstone | Gladstone Power Station Participants | Turbine - Steam Sub Critical | Black Coal | GSTONE3 | 1 |  | 280 |  | 280 | 280 |  | In Service | S |  | 2035 |  | Existing less Announced Withdrawal | Coal | 1077 | 2019-06-04 09:28 | 2019-05-21
QLD1 | Existing Plant | Gladstone | Gladstone Power Station Participants | Turbine - Steam Sub Critical | Black Coal | GSTONE4 | 1 |  | 280 |  | 280 | 280 |  | In Service | S |  | 2035 |  | Existing less Announced Withdrawal | Coal | 1077 | 2019-06-04 09:28 | 2019-05-21
QLD1 | Existing Plant | Gladstone | Gladstone Power Station Participants | Turbine - Steam Sub Critical | Black Coal | GSTONE5 | 1 |  | 280 |  | 280 | 280 |  | In Service | S |  | 2035 |  | Existing less Announced Withdrawal | Coal | 1077 | 2019-06-04 09:28 | 2019-05-21
QLD1 | Existing Plant | Gladstone | Gladstone Power Station Participants | Turbine - Steam Sub Critical | Black Coal | GSTONE6 | 1 |  | 280 |  | 280 | 280 |  | In Service | S |  | 2035 |  | Existing less Announced Withdrawal | Coal | 1077 | 2019-06-04 09:28 | 2019-05-21
NSW1 | Project | Glen Innes Wind Farm | Glen Innes WindPower Pty Ltd | Wind Turbine - Onshore | Wind |  | 25 |  | 3.6 |  | 90 | 90 |  | Publically Announced | SS |  |  |  | Proposed | Wind | 1080 | 2019-06-13 01:24 | 2018-02-19 03:43
NSW1 | Existing Plant | Glenbawn | AGL | Hydro - Dam | Water | GLBWNHYD | 1 |  | 5 |  | 5 | 5 |  | In Service | NS |  |  |  | Existing less Announced Withdrawal | Water | 1078 | 2019-04-01 13:24 | 2019-04-01
VIC1 | Existing Plant | Glenmaggie Hydro | Pacific Hydro Investments Pty Ltd | Hydro - Dam | Water | GLENMAG1 | 1 |  | 1.9 |  | 1.9 | 1.9 |  | In Service | NS |  |  |  | Existing less Announced Withdrawal | Water | 1079 | 2019-06-25 06:54 | 2019-06-06
NSW1 | Existing Plant | Glennies Creek | EDL OCI Pty Ltd | Reciprocating Engine - Spark ignition | Waste Coal Mine Gas | GLENNCRK | 12 |  | 1.065 |  | 12.78 | 12.78 |  | In Service | NS |  | 2027 |  | Existing less Announced Withdrawal | Gas other | 1360 | 2019-05-24 16:26 | 2018-04-14
TAS1 | Existing Plant | Glenorchy | Sustainable Energy Infrastructure Trust | Reciprocating Engine - Spark ignition | Landfill Gas |  | 2 |  | 1.69 |  | 3.38 | 3.38 |  | In Service | NS |  | 2100 |  | Existing less Announced Withdrawal | Biomass | 1315 | 2019-04-02 06:56 | 2019-04-01
VIC1 | Project | Glenrowan Solar Farm | ESCO Pacific | Solar PV - Fixed | Solar |  | 1 |  | 102 |  | 102 | 102 |  | Publically Announced | SS |  |  |  | Proposed | Solar | 1623 | 2019-06-13 02:25 | 2018-07-02 02:09
VIC1 | Project | Glenrowan Sun Farm | Overland Sun Farming Pty Ltd | Solar PV - Single axis tracking | Solar |  | 1 |  | 110 |  | 110 | 110 |  | Publically Announced | SS |  |  |  | Proposed | Solar | 1541 | 2018-05-25 02:02 | 2018-05-25 02:02
SA1 | Project | Goat Hill Pumped Hydro | Altura Group | Storage - Pumped hydro | Water |  | 1 |  | 230 |  | 230 | 230 | 1840 | Publically Announced | S | Dec 2020 |  |  | Proposed | Water | 1491 | 2019-05-16 14:38 | 2018-05-11
VIC1 | Project | Golden Plains Wind Farm | WestWind Energy Pty Ltd | Wind Turbine - Onshore | Wind |  | 228 | 3.509 | 4.825 | 800.052 | 1100.1 | 800.052 - 1100.1 |  | Publically Announced | SS |  |  |  | Proposed | Wind | 1487 | 2019-06-13 01:23 | 2019-05-16
NSW1 | Project | Goonumbla Solar Farm | Goonumbla Asset Co Pty Ltd as trustee for the Goonumbla Asset Trust | Solar PV - Fixed | Solar | GSF01 | 31 |  | 2.258 |  | 69.998 | 69.998 |  | Committed | SS | May 2020 | 2050 |  | Committed | Solar | 1400 | 2019-10-29 | 2019-10-29
VIC1 | Project | Goorambat East Solar Farm | Neoen Australia Pty Ltd | Solar PV - | Solar |  | 1 |  | 250 |  | 250 | 250 |  | Publically Announced | SS |  |  |  | Proposed | Solar | 134 | 2019-10-30 | 2019-10-30
TAS1 | Existing Plant | Gordon | Hydro-Electric Corporation | Hydro - Dam | Water | GORDON | 3 |  | 144 |  | 432 | 432 |  | In Service | S |  | 2100 |  | Existing less Announced Withdrawal | Water | 1081 | 2019-05-24 23:18 | 2019-05-24
NSW1 | Project | Goulburn Bioenergy | SM Project Company Pty Ltd as truestee for SM Project Trust | Confidential - Confidential | Biomass |  | 2 |  | 0.8 |  | 1.6 | 1.6 |  | Publically Announced | NS |  | 2038 |  | Proposed | Biomass | 1658 | 2019-06-25 06:25 | 2019-05-09
SA1 | Project | Goyder South hub - BESS | Neoen Australia Pty Ltd | Storage - Battery | Other |  | 1 |  | 900 |  | 900 | 900 |  | Publically Announced | S |  |  |  | Proposed | Battery Storage | 142 | 2019-10-30 | 2019-10-30
SA1 | Project | Goyder South hub - Solar | Neoen Australia Pty Ltd | Solar PV - | Solar |  | 1 |  | 600 |  | 600 | 600 |  | Publically Announced | SS |  |  |  | Proposed | Solar | 141 | 2019-10-30 | 2019-10-30
SA1 | Project | Goyder South hub - Wind | Neoen Australia Pty Ltd | Wind Turbine - Onshore | Wind |  | 1 |  | 1200 |  | 1200 | 1200 |  | Publically Announced | SS |  |  |  | Proposed | Wind | 140 | 2019-10-30 | 2019-10-30
NSW1 | Existing Plant | Grange Avenue | EDL LFG NSW Pty Ltd | Reciprocating Engine - Spark ignition | Landfill Gas | GRANGEAV | 1 |  | 1.26 |  | 1.26 | 1.26 |  | In Service | NS |  | 2025 |  | Existing less Announced Withdrawal | Biomass | 1329 | 2019-05-24 15:43 | 2018-04-14
NSW1 | Project | Granite Hills Wind Farm | Granite Hills Wind Farm Pty Ltd | Wind Turbine - Onshore | Wind |  | 121 |  | 1 |  | 121 | 121 |  | Publically Announced | SS |  |  |  | Proposed | Wind | 1624 | 2019-06-13 02:25 | 2018-07-02 02:13
TAS1 | Project | Granville Harbour Wind Farm | Granville Harbour Operations Pty Ltd as trustee for Granville Harbour Operations Trust | Wind Turbine - Onshore | Wind | GRANWF1 | 31 |  | 3.6 |  | 111.6 | 111.6 |  | Committed | SS | Jun 2020 | 2055 |  | Committed | Wind | 1322 | 2020-01-06 13:02 | 2020-01-13
NSW1 | Project | Gregadoo Solar Farm | Gregadoo Solar Farm Pty Ltd | Solar PV - Fixed | Solar |  | 1 |  | 45 |  | 45 | 45 |  | Publically Announced | NS |  |  |  | Proposed | Solar | 1543 | 2019-06-13 01:24 | 2018-07-26 05:09
NSW1 | Existing Plant | Griffith Solar Farm | Griffith Solar Farm Pty Ltd | Solar PV - Single axis tracking | Solar | GRIFSF1 | 1 |  | 30 |  | 30 | 30 |  | In Service | NS |  | 2058 |  | Existing less Announced Withdrawal | Solar | 1403 | 2019-05-20 15:07 | 2019-05-17
QLD1 | Existing Plant | Grosvenor 1 | EDL Projects Australia Pty Ltd | Reciprocating Engine - Spark ignition | Waste Coal Mine Gas | GROSV1 | 7 |  | 3 |  | 21 | 21 |  | In Service | NS |  | 2038 |  | Existing less Announced Withdrawal | Gas other | 1428 | 2019-05-24 16:11 | 2018-04-19
QLD1 | Project | Grosvenor 2 Waste Coal Mine Gas Power Station | EDL Projects Australia Pty Ltd | Reciprocating Engine - Spark ignition | Coal Seam Methane | GROSV2 | 1 |  | 15.205 |  | 15.205 | 15.205 |  | Publically Announced | NS |  | 2038 |  | Proposed | Gas other | 1582 | 2019-05-24 16:12 | 2018-07-20
QLD1 | Project | Group Linen - Maryborough | Group Linen | Solar PV - Fixed | Solar | YWNGAHYD | 5 |  | 0.033 |  | 0.165 | 0.165 |  | Maturing | NS |  |  |  | Proposed | Solar | 1556 | 2019-06-13 01:24 | 2018-06-19 05:15
QLD1 | Project | Group Linen - Prince Charles | Group Linen | Solar PV - Fixed | Solar |  | 10 |  | 0.033 |  | 0.33 | 0.33 |  | Maturing | NS |  |  |  | Proposed | Solar | 1555 | 2019-06-13 01:24 | 2018-06-19 05:15
TAS1 | Project | Guildford Wind Farm | Epuron | Wind Turbine - Onshore | Wind |  | 1 |  | 300 |  | 300 | 300 |  | Publically Announced | SS |  |  |  | Proposed | Wind | 135 | 2019-10-30 | 2019-10-30
NSW1 | Project | Gulgong Solar Project | Vena Energy | Solar PV - Single axis tracking | Solar |  | 1 | [6 empty] | Publically Announced | SS |  |  |  | Proposed | Solar | 1580 | 2019-05-01 11:23 | 2019-05-31
NSW1 | Existing Plant | Gullen Range Solar Farm | New Gullen Range Wind Farm Pty Ltd | Solar PV - Fixed | Solar | GULLRSF1 | 4 |  | 2.5 |  | 10 | 10 |  | In Service | SS |  | 2100 |  | Existing less Announced Withdrawal | Solar | 1432 | 2019-06-25 02:16 | 2019-05-08
NSW1 | Existing Plant | Gullen Range Wind Farm | New Gullen Range Wind Farm Pty Ltd | Wind Turbine - Onshore | Wind | GULLRWF1 | 56 |  | 2.5 |  | 140 | 140 |  | In Service | SS |  | 2100 |  | Existing less Announced Withdrawal | Wind | 1422 | 2019-06-25 02:17 | 2019-05-08
NSW1 | Existing Plant | Gullen Range Wind Farm | New Gullen Range Wind Farm Pty Ltd | Wind Turbine - Onshore | Wind | GULLRWF1 | 17 |  | 1.5 |  | 25.5 | 25.5 |  | In Service | SS |  | 2100 |  | Existing less Announced Withdrawal | Wind | 1422 | 2019-06-25 02:17 | 2019-05-08
NSW1 | Project | Gunning Solar Farm | Photon Energy | Confidential - Confidential | Solar |  | 1 |  | 300 |  | 300 | 300 |  | Publically Announced | SS |  |  |  | Proposed | Solar | 1594 | 2018-06-08 08:28 | 2018-06-08 08:28
NSW1 | Existing Plant | Gunning Wind Farm | Gunning Wind Energy Developments | Wind Turbine - Onshore | Wind | GUNNING1 | 20 |  | 1.5 |  | 30 | 30 |  | In Service | SS |  | 2036 |  | Existing less Announced Withdrawal | Wind | 1082 | 2019-05-17 11:32 | 2018-02-19
NSW1 | Existing Plant | Gunning Wind Farm | Gunning Wind Energy Developments | Wind Turbine - Onshore | Wind | GUNNING1 | 11 |  | 1.5 |  | 16.5 | 16.5 |  | In Service | SS |  | 2036 |  | Existing less Announced Withdrawal | Wind | 1082 | 2019-05-17 11:32 | 2018-02-19
NSW1 | Existing Plant | Guthega | Snowy Hydro Ltd | Hydro - Dam | Water | GUTHEGA | 2 |  | 30 |  | 60 | 60 |  | In Service | S |  | 2070 |  | Existing less Announced Withdrawal | Water | 1083 | 2019-05-09 13:25 | 2019-05-01
NSW1 | Project | Guunedah Solar Farm | Gunnedah Solar Farm Pty Ltd | Confidential - Confidential | Confidential |  | 1 |  | 115 |  | 115 | 115 |  | Maturing | SS |  |  |  | Proposed | Solar | 1585 | 2019-06-13 02:25 | 2018-06-08 08:14
VIC1 | Project | GV Community Energy | GV Community Energy | Solar PV - Fixed | Solar |  | 1 |  | 12 |  | 12 | 12 |  | Publically Announced | NS |  |  |  | Proposed | Solar | 1646 | 2018-07-02 23:02 | 2018-07-02 23:02
QLD1 | Project | Gympie Regional Energy Hub - Stage 1 | SolarQ Pty Ltd | Solar PV - Fixed | Solar |  | 1 |  | 350 |  | 350 | 350 |  | Publically Announced | SS |  |  |  | Proposed | Solar | 1440 | 2019-06-13 01:23 | 2018-04-19
QLD1 | Project | Gympie Regional Energy Hub - Stage 2 | SolarQ Pty Ltd | Storage - Battery | Other |  | 1 |  | 1000 |  | 1000 | 1000 | 4000 | Publically Announced | S | Nov 2021 |  |  | Proposed | Battery Storage | 1653 | 2019-06-23 10:34 | 2019-06-21
QLD1 | Project | Gympie Regional Energy Hub - Stage 3 | SolarQ Pty Ltd | Solar PV - Fixed | Solar |  | 1 |  | 650 |  | 650 | 650 |  | Publically Announced | SS | Nov 2022 |  |  | Proposed | Solar | 1654 | 2019-06-23 10:35 | 2019-06-21
VIC1 | Existing Plant | Hallam Road | LMS Energy Pty Ltd | Reciprocating Engine - Spark ignition | Landfill Methane / Landfill Gas | HALAMRD1 | 8 |  | 1.123 |  | 8.984 | 8.984 |  | In Service | NS |  |  |  | Existing less Announced Withdrawal | Biomass | 1084 | 2018-05-09 05:56 | 2018-02-19 03:44
SA1 | Existing Plant | Hallett 4 North Brown Hill | Brown Hill North Pty Ltd | Wind Turbine - Onshore | Wind | NBHWF1 | 63 |  | 2.1 |  | 132.3 | 132.3 |  | In Service | SS |  | 2036 |  | Existing less Announced Withdrawal | Wind | 1311 | 2019-06-07 17:11 | 2018-04-01
SA1 | Existing Plant | Hallett 5 The Bluff WF | Eurus Energy | Wind Turbine - Onshore | Wind | BLUFF1 | 25 |  | 2.1 |  | 52.5 | 52.5 |  | In Service | SS |  | 2036 |  | Existing less Announced Withdrawal | Wind | 1085 | 2019-06-06 15:56 | 2018-02-19
SA1 | Existing Plant | Hallett GT | EnergyAustralia Hallett Pty Ltd | Turbine - OCGT | Natural Gas Pipeline | AGLHAL | 4 |  | 17 |  | 68 | 68 |  | In Service | S |  | 2032 |  | Existing less Announced Withdrawal | OCGT | 1086 | 2019-07-16 11:29 | 2018-02-19
SA1 | Existing Plant | Hallett GT | EnergyAustralia Hallett Pty Ltd | Turbine - OCGT | Natural Gas Pipeline | AGLHAL | 2 |  | 20.75 |  | 41.5 | 41.5 |  | In Service | S |  | 2032 |  | Existing less Announced Withdrawal | OCGT | 1086 | 2019-07-16 11:29 | 2018-02-19
SA1 | Existing Plant | Hallett GT | EnergyAustralia Hallett Pty Ltd | Turbine - OCGT | Natural Gas Pipeline | AGLHAL | 2 |  | 16.24 |  | 32.48 | 32.48 |  | In Service | S |  | 2032 |  | Existing less Announced Withdrawal | OCGT | 1086 | 2019-07-16 11:29 | 2018-02-19
SA1 | Existing Plant | Hallett GT | EnergyAustralia Hallett Pty Ltd | Turbine - OCGT | Natural Gas Pipeline | AGLHAL | 1 |  | 27 |  | 27 | 27 |  | In Service | S |  | 2032 |  | Existing less Announced Withdrawal | OCGT | 1086 | 2019-07-16 11:29 | 2018-02-19
SA1 | Existing Plant | Hallett GT | EnergyAustralia Hallett Pty Ltd | Turbine - OCGT | Natural Gas Pipeline | AGLHAL | 1 |  | 25.6 |  | 25.6 | 25.6 |  | In Service | S |  | 2032 |  | Existing less Announced Withdrawal | OCGT | 1086 | 2019-07-16 11:29 | 2018-02-19
SA1 | Existing Plant | Hallett GT | EnergyAustralia Hallett Pty Ltd | Turbine - OCGT | Natural Gas Pipeline | AGLHAL | 1 |  | 21.76 |  | 21.76 | 21.76 |  | In Service | S |  | 2032 |  | Existing less Announced Withdrawal | OCGT | 1086 | 2019-07-16 11:29 | 2018-02-19
SA1 | Existing Plant | Hallett GT | EnergyAustralia Hallett Pty Ltd | Turbine - OCGT | Natural Gas Pipeline | AGLHAL | 1 |  | 18 |  | 18 | 18 |  | In Service | S |  | 2032 |  | Existing less Announced Withdrawal | OCGT | 1086 | 2019-07-16 11:29 | 2018-02-19
SA1 | Project | Hallett GT | EnergyAustralia Hallett Pty Ltd | Turbine - OCGT | Natural Gas Pipeline | AGLHAL | 1 |  | 35 |  | 35 | 35 |  | Emerging | S | Dec 2021 | 2050 |  | Proposed | OCGT | 1086 | 2019-07-16 11:29 | 2018-02-19
SA1 | Existing Plant | Hallett Stage 1 Brown Hill | Palisade Investment Partner Limited | Wind Turbine - Onshore | Wind | HALLWF1 | 45 |  | 2.1 |  | 94.5 | 94.5 |  | In Service | SS |  | 2033 |  | Existing less Announced Withdrawal | Wind | 1087 | 2019-06-20 10:37 | 2018-02-19
SA1 | Existing Plant | Hallett Stage 2 Hallett Hill | Infrastructure Capital Group Limited | Wind Turbine - Onshore | Wind | HALLWF2 | 34 |  | 2.1 |  | 71.4 | 71.4 |  | In Service | SS |  | 2035 |  | Existing less Announced Withdrawal | Wind | 1088 | 2019-06-20 10:34 | 2018-04-01
QLD1 | Existing Plant | Hamilton Solar Farm | Hamilton Solar Farm Pty Ltd | Solar PV - Single axis tracking | Solar | HAMISF1 | 23 |  | 2.5 |  | 57.5 | 57.5 |  | In Commissioning | SS |  | 2048 |  | Existing less Announced Withdrawal | Solar | 1408 | 2019-05-14 15:03 | 2018-04-30
QLD1 | Existing Plant | Haughton Solar Farm Stage 1 | Pacific Hydro Haughton Solar Farm Pty Ltd | Solar PV - Single axis tracking | Solar | HAUGHT11 | 81 |  | 1.637 |  | 132.597 | 132.597 |  | In Commissioning | SS |  |  |  | Existing less Announced Withdrawal | Solar | 1564 | 2020-01-30 14:38 | 2019-10-29
VIC1 | Project | Hawkesdale Wind Farm | Ryan Corner Development Pty Ltd | Wind Turbine - Onshore | Wind |  | 26 |  | 4.2 |  | 109.2 | 109.2 |  | Publically Announced | SS |  |  |  | Proposed | Wind | 1089 | 2019-06-18 01:10 | 2018-02-19 03:45
NSW1 | Project | Hay Sun Farm | Overland Sun Farming Pty Ltd | Solar PV - Single axis tracking | Solar |  | 1 |  | 110 |  | 110 | 110 |  | Publically Announced | SS |  |  |  | Proposed | Solar | 1451 | 2019-06-13 01:23 | 2018-04-19 08:29
QLD1 | Existing Plant | Hayman Solar Farm | The Hayman Solar Farm Trust | Solar PV - Single axis tracking | Solar | HAYMSF1 | 21 |  | 2.75 |  | 57.75 | 57.75 |  | In Service | SS |  | 2048 |  | Existing less Announced Withdrawal | Solar | 1517 | 2019-05-14 15:04 | 2019-04-30
SA1 | Project | Heathgate Resources Beverley mine - BESS | SunSHIFT | Storage - Battery | N/A |  | 1 |  | 1 |  | 1 | 1 |  | Publically Announced | TBA |  |  |  | Proposed | Battery Storage | 111 | 2018-07-31 | 2018-07-31
VIC1 | Project | Hexham | Wind Prospect WA Pty Ltd | Confidential - Confidential | Confidential |  | 51 | [6 empty] | Publically Announced | SS |  |  |  | Proposed | Wind | 1287 | 2019-06-13 01:24 | 2018-04-14 07:10
QLD1 | Project | High Road | Ratch Australia | Wind Turbine - Onshore | Wind |  | 17 |  | 3.471 |  | 59.007 | 59.007 |  | Publically Announced | SS |  |  |  | Proposed | Wind | 1090 | 2019-04-03 14:33 | 2019-04-03
SA1 | Project | Highbury Pumped Hydro Energy Storage | Tilt Renewables | Storage - Pumped hydro | Water |  | 1 |  | 300 |  | 300 | 300 |  | Publically Announced | S |  |  |  | Proposed | Water | 1485 | 2019-06-13 01:23 | 2019-05-06
NSW1 | Project | Hills of Gold Wind Farm | Wind Energy Partners | Wind Turbine - Onshore | Wind |  | 1 |  | 400 |  | 400 | 400 |  | Publically Announced | SS |  |  |  | Proposed | Wind | 95 | 2018-07-31 | 2018-07-31
NSW1 | Project | Hillston Sun Farm | Overland Sun Farming Pty Ltd | Solar PV - Single axis tracking | Solar |  | 1 |  | 85 |  | 85 | 85 |  | Publically Announced | SS |  |  |  | Proposed | Solar | 1452 | 2019-02-12 06:06 | 2018-04-19 08:29
TAS1 | Existing Plant | Hobart | SUSTAINABLE ENERGY INFRASTRUCTURE | Reciprocating Engine - Spark ignition | Landfill Methane / Landfill Gas |  | 1 |  | 1 |  | 1 | 1 |  | In Service | NS |  |  |  | Existing less Announced Withdrawal | Biomass | 1314 | 2019-04-01 12:33 | 2019-04-01
SA1 | Existing Plant | Hornsdale Power Reserve Unit 1 | Hornsdale Power Reserve Pty Ltd | Storage - Battery | Other | HPRG1 | 1 |  | 100 |  | 100 | 100 | 122 | In Service | S |  | 2057 |  | Existing less Announced Withdrawal | Battery Storage | 1610 | 2020-01-30 10:58 | 2020-01-31
SA1 | Project | Hornsdale Power Reserve Unit 1 | Hornsdale Power Reserve Pty Ltd | Storage - Battery | Other | HPRG1 | 1 |  | 50 |  | 50 | 50 |  | Expansion | S |  | 2057 |  | Upgrade / Expansion | Battery Storage | 1610 | 2020-01-30 10:58 | 2020-01-31
SA1 | Existing Plant | Hornsdale Wind Farm Stage 1 | HWF 1 Pty Ltd | Wind Turbine - Onshore | Wind | HDWF1 | 32 |  | 3.2 |  | 102.4 | 102.4 |  | In Service | SS |  | 2056 |  | Existing less Announced Withdrawal | Wind | 1300 | 2019-07-04 13:27 | 2019-05-17
SA1 | Existing Plant | Hornsdale Wind Farm Stage 2 | HWF 2 Pty Ltd | Wind Turbine - Onshore | Wind | HDWF2 | 32 |  | 3.2 |  | 102.4 | 102.4 |  | In Service | SS |  | 2057 |  | Existing less Announced Withdrawal | Wind | 1376 | 2019-05-20 15:05 | 2019-05-17
SA1 | Existing Plant | Hornsdale Wind Farm Stage 3 | HWF 3 Pty Ltd | Wind Turbine - Onshore | Wind | HDWF3 | 35 |  | 3.2 |  | 112 | 112 |  | In Service | SS |  | 2057 |  | Existing less Announced Withdrawal | Wind | 1381 | 2019-05-17 11:26 | 2019-05-17
VIC1 | Project | Horsham Solar Farm | ESCO Pacific | Solar PV - Fixed | Solar |  | 1 |  | 130 |  | 130 | 130 |  | Publically Announced | SS |  |  |  | Proposed | Solar | 123 | 2018-07-31 | 2018-07-31
QLD1 | Existing Plant | Hughenden Sun Farm | Hughenden Solar Pty Ltd | Solar PV - Single axis tracking | Solar | HUGSF1 | 18 |  | 1 |  | 18 | 18 |  | Committed | NS |  |  |  | Existing less Announced Withdrawal | Solar | 1388 | 2019-11-11 | 2019-11-11
NSW1 | Existing Plant | Hume Dam NSW | GSPOWER | Hydro - Dam | Water | HUMENSW | 1 |  | 29 |  | 29 | 29 |  | In Service | S |  | 2057 |  | Existing less Announced Withdrawal | Water | 1732 | 2019-05-20 14:08 | 2019-04-30
VIC1 | Existing Plant | Hume Dam VIC | GSP Energy Pty Ltd | Hydro - Dam | Water | HUMEV | 1 |  | 29 |  | 29 | 29 |  | In Service | S |  | 2057 |  | Existing less Announced Withdrawal | Water | 1736 | 2019-05-20 14:08 | 2019-05-07
NSW1 | Project | Hunter EconomicZone | Snowy Hydro Ltd | Reciprocating Engine - Compression ignition | Diesel |  | 1 |  | 28.8 |  | 28.8 | 28.8 |  | Publically Announced | NS |  |  |  | Proposed | Other | 1601 | 2019-06-13 02:25 | 2019-05-14
NSW1 | Existing Plant | Hunter Valley GT | AGL Energy | Turbine - OCGT | Diesel | HVGTS | 1 |  | 25 |  | 25 | 25 |  | In Service | S |  | 2035 |  | Existing less Announced Withdrawal | OCGT | 1093 | 2019-03-31 09:05 | 2019-04-01
NSW1 | Existing Plant | Hunter Valley GT | AGL Energy | Turbine - OCGT | Diesel | HVGTS | 1 |  | 25 |  | 25 | 25 |  | In Service | S |  | 2035 |  | Existing less Announced Withdrawal | OCGT | 1093 | 2019-03-31 09:05 | 2019-04-01
VIC1 | Existing Plant | HYMIVC06 Belgrave-Hallam Rd Micro Hydro | South East Water | Hydro - Dam | Water | HLMSEW01 | 1 |  | 0.25 |  | 0.25 | 0.25 |  | In Service | NS |  |  |  | Existing less Announced Withdrawal | Water | 1565 | 2019-06-13 02:25 | 2018-05-30 02:31
QLD1 | Existing Plant | Inkerman Mill | Wilmar Sugar Australia Limited | Turbine - Steam Sub Critical | Bagasse |  | 1 |  | 10 |  | 10 | 10 |  | In Service | NS |  |  |  | Existing less Announced Withdrawal | Biomass | 1094 | 2019-05-29 13:02 | 2019-05-03
QLD1 | Existing Plant | Inkerman Mill | Wilmar Sugar Australia Limited | Turbine - Steam Sub Critical | Bagasse |  | 1 |  | 2.5 |  | 2.5 | 2.5 |  | In Service | NS |  |  |  | Existing less Announced Withdrawal | Biomass | 1094 | 2019-05-29 13:02 | 2019-05-03
VIC1 | Project | Inverleigh Solar Farm | TBA | Solar PV - Fixed | Solar |  | 1 |  | 22 |  | 22 | 22 |  | Publically Announced | SS |  |  |  | Proposed | Solar | 124 | 2018-07-31 | 2018-07-31
VIC1 | Project | Inverleigh Wind Farm | Inverleigh Wind Farm Pty Ltd | Wind Turbine - Onshore | Wind |  | 16 |  | 5.3 |  | 84.8 | 84.8 |  | Publically Announced | SS |  |  |  | Proposed | Wind | 1631 | 2019-06-13 02:25 | 2019-05-01
VIC1 | Project | Inverliegh Wind Farm Storage | Inverleigh Wind Farm Pty Ltd | Storage - Battery | Other |  | 1 |  | 12 |  | 12 | 12 |  | Publically Announced | SS |  |  |  | Proposed | Battery Storage | 1673 | 2019-06-13 02:25 | 2019-05-01
QLD1 | Existing Plant | Invicta Mill | The Haughton Sugar Company P/L | Turbine - Steam Sub Critical | Bagasse | INVICTA | 1 |  | 38.8 |  | 38.8 | 38.8 |  | In Service | NS |  |  |  | Existing less Announced Withdrawal | Biomass | 1095 | 2018-05-01 01:10 | 2018-02-19 03:46
QLD1 | Existing Plant | Invicta Mill | The Haughton Sugar Company P/L | Turbine - Steam Sub Critical | Bagasse | INVICTA | 1 |  | 9 |  | 9 | 9 |  | In Service | NS |  |  |  | Existing less Announced Withdrawal | Biomass | 1095 | 2018-05-01 01:10 | 2018-02-19 03:46
QLD1 | Existing Plant | Invicta Mill | The Haughton Sugar Company P/L | Turbine - Steam Sub Critical | Bagasse | INVICTA | 1 |  | 2.5 |  | 2.5 | 2.5 |  | In Service | NS |  |  |  | Existing less Announced Withdrawal | Biomass | 1095 | 2018-05-01 01:10 | 2018-02-19 03:46
QLD1 | Project | Ipswich Regional Energy Hub - Solar | SolarQ Pty Ltd | Solar PV - Fixed | Solar |  | 1 |  | 1000 |  | 1000 | 1000 |  | Publically Announced | SS |  |  |  | Proposed | Solar | 103 | 2018-07-31 | 2018-07-31
QLD1 | Project | Ipswich Regional Energy Hub - Storage | SolarQ Pty Ltd | Storage - Battery | Other |  | 1 |  | 1000 |  | 1000 | 1000 | 1000 | Publically Announced | S |  |  |  | Proposed | Battery Storage | 1702 | 2019-06-21 04:35 | 2019-04-01
QLD1 | Existing Plant | ISIS Central Sugar Mill Co-generation Plant | SUSTAINABLE ENERGY INFRASTRUCTURE | Turbine - Steam Sub Critical | Bagasse | ICSM | 1 |  | 25 |  | 25 | 25 |  | In Service | NS |  |  |  | Existing less Announced Withdrawal | Biomass | 1249 | 2019-03-28 10:45 | 2019-04-01
NSW1 | Existing Plant | Jacks Gully | EDL LFG NSW Pty Ltd | Reciprocating Engine - Spark ignition | Landfill Gas | JACKSGUL | 2 |  | 1.15 |  | 2.3 | 2.3 |  | In Service | NS |  | 2026 |  | Existing less Announced Withdrawal | Biomass | 1330 | 2019-05-24 15:45 | 2018-04-14
VIC1 | Existing Plant | Jeeralang A | EnergyAustralia Ecogen Py Ltd | Turbine - OCGT | Natural Gas Pipeline | JLA01 | 1 |  | 53 |  | 53 | 53 |  | In Service | S |  | 2039 |  | Existing less Announced Withdrawal | OCGT | 1373 | 2019-05-17 14:33 | 2018-04-08
VIC1 | Existing Plant | Jeeralang A | EnergyAustralia Ecogen Py Ltd | Turbine - OCGT | Natural Gas Pipeline | JLA02 | 1 |  | 53 |  | 53 | 53 |  | In Service | S |  | 2039 |  | Existing less Announced Withdrawal | OCGT | 1373 | 2019-05-17 14:33 | 2018-04-08
VIC1 | Existing Plant | Jeeralang A | EnergyAustralia Ecogen Py Ltd | Turbine - OCGT | Natural Gas Pipeline | JLA03 | 1 |  | 53 |  | 53 | 53 |  | In Service | S |  | 2039 |  | Existing less Announced Withdrawal | OCGT | 1373 | 2019-05-17 14:33 | 2018-04-08
VIC1 | Existing Plant | Jeeralang A | EnergyAustralia Ecogen Py Ltd | Turbine - OCGT | Natural Gas Pipeline | JLA04 | 1 |  | 53 |  | 53 | 53 |  | In Service | S |  | 2039 |  | Existing less Announced Withdrawal | OCGT | 1373 | 2019-05-17 14:33 | 2018-04-08
VIC1 | Existing Plant | Jeeralang B | EnergyAustralia Ecogen Pty Ltd | Turbine - OCGT | Natural Gas Pipeline | JLB01 | 1 |  | 76 |  | 76 | 76 |  | In Service | S |  | 2039 |  | Existing less Announced Withdrawal | OCGT | 1374 | 2019-05-17 14:36 | 2018-04-11
VIC1 | Existing Plant | Jeeralang B | EnergyAustralia Ecogen Pty Ltd | Turbine - OCGT | Natural Gas Pipeline | JLB02 | 1 |  | 76 |  | 76 | 76 |  | In Service | S |  | 2039 |  | Existing less Announced Withdrawal | OCGT | 1374 | 2019-05-17 14:36 | 2018-04-11
VIC1 | Existing Plant | Jeeralang B | EnergyAustralia Ecogen Pty Ltd | Turbine - OCGT | Natural Gas Pipeline | JLB03 | 1 |  | 76 |  | 76 | 76 |  | In Service | S |  | 2039 |  | Existing less Announced Withdrawal | OCGT | 1374 | 2019-05-17 14:36 | 2018-04-11
NSW1 | Project | Jemalong Solar | Genex Power | Confidential - Confidential | Solar |  | 20 | [6 empty] | Publically Announced | SS |  | 2050 |  | Proposed | Solar | 1521 | 2019-06-13 01:24 | 2018-05-23 07:19
VIC1 | Existing Plant | Jessica Way Truganina Solar | TBA | Solar PV - Fixed | Solar |  | 1 |  | 0.365 |  | 0.365 | 0.365 |  | In service | NS |  |  |  | Existing less Announced Withdrawal | Solar | 53 | 2018-07-31 | 2018-07-31
NSW1 | Existing Plant | Jindabyne | Snowy Hydro Ltd | Hydro - Dam | Water | JNDABNE1 | 1 |  | 1.1 |  | 1.1 | 1.1 |  | In Service | NS |  | 2070 |  | Existing less Announced Withdrawal | Water | 1096 | 2019-05-09 13:25 | 2018-02-19
VIC1 | Existing Plant | JL King & Co 150kW- Solar- | TBA | Solar PV - Fixed | Solar |  | 1 |  | 0.15 |  | 0.15 | 0.15 |  | In service | NS |  |  |  | Existing less Announced Withdrawal | Solar | 54 | 2018-07-31 | 2018-07-31
TAS1 | Existing Plant | John Butters | Hydro-Electric Corporation | Hydro - Dam | Water | JBUTTERS | 1 |  | 144 |  | 144 | 144 |  | In Service | S |  | 2100 |  | Existing less Announced Withdrawal | Water | 1097 | 2019-05-26 17:40 | 2019-05-24
NSW1 | Existing Plant | Jounama | Snowy Hydro Ltd | Hydro - Dam | Water | JOUNAMA1 | 1 |  | 14.4 |  | 14.4 | 14.4 |  | In Service | NS |  | 2070 |  | Existing less Announced Withdrawal | Water | 1098 | 2019-05-09 13:25 | 2018-02-19
NSW1 | Project | Junee Solar Farm | Junee Operationsco Pty Ltd as trustee for Junee Operations Trust | Solar PV - Single axis tracking | Solar |  | 6 | [6 empty] | Publically Announced | SS |  |  |  | Proposed | Solar | 1526 | 2019-06-13 01:24 | 2019-05-08
NSW1 | Project | Junee Solar Farm | Junee Operationsco Pty Ltd as trustee for Junee Operations Trust | Solar PV - Single axis tracking | Solar |  | 2 | [6 empty] | Publically Announced | SS |  |  |  | Proposed | Solar | 1526 | 2019-06-13 01:24 | 2019-05-08
QLD1 | Project | Kaban Green Power Hub - BESS | Neoen | Storage - Battery | Other |  | 1 |  | 100 |  | 100 | 100 |  | Publically Announced | S |  |  |  | Proposed | Battery Storage | 1525 | 2019-06-13 01:24 | 2018-06-04 00:15
QLD1 | Project | Kaban Green Power Hub - Wind Farm | Neoen | Wind Turbine - Onshore | Wind |  | 29 | [6 empty] | Publically Announced | SS | Jul 2021 |  |  | Proposed | Wind | 1524 | 2019-06-13 01:24 | 2018-06-04 00:13
QLD1 | Existing Plant | Kalamia Mill | Wilmar Sugar Australia Limited | Turbine - Steam Sub Critical | Bagasse |  | 1 |  | 9 |  | 9 | 9 |  | In Service | NS |  |  |  | Existing less Announced Withdrawal | Biomass | 1099 | 2019-05-29 13:03 | 2019-05-03
SA1 | Project | Kanmantoo | AGL SA Generation Pty Limited | Hydro - Other | Water |  | 1 |  | 250 |  | 250 | 250 |  | Publically Announced | S |  |  |  | Proposed | Water | 1727 | 2019-04-18 12:04 | 2019-04-18
NSW1 | Project | Kanowna Solar Farm | Kanowna Solar Pty Ltd | Confidential - Confidential | Confidential |  | 2 | [6 empty] | Publically Announced | NS |  |  |  | Proposed | Solar | 1723 | 2019-06-13 02:25 | 2019-04-05
VIC1 | Existing Plant | Karadoc Solar Farm | Iraak Sun Farm Pty Ltd | Solar PV - Single axis tracking | Solar | KARSF1 | 38 |  | 2.368 |  | 89.984 | 89.984 |  | In Service | SS |  | 2048 |  | Existing less Announced Withdrawal | Solar | 1424 | 2019-06-19 06:57 | 2019-05-08
QLD1 | Existing Plant | Kareeya | Stanwell Corporation Limited | Hydro - Run of River | Water | KAREEYA1 | 1 |  | 21.6 |  | 21.6 | 21.6 |  | In Service | S |  | 2037 |  | Existing less Announced Withdrawal | Water | 1100 | 2019-06-13 01:24 | 2018-02-19 03:47
QLD1 | Existing Plant | Kareeya | Stanwell Corporation Limited | Hydro - Run of River | Water | KAREEYA2 | 1 |  | 21.6 |  | 21.6 | 21.6 |  | In Service | S |  | 2037 |  | Existing less Announced Withdrawal | Water | 1100 | 2019-06-13 01:24 | 2018-02-19 03:47
QLD1 | Existing Plant | Kareeya | Stanwell Corporation Limited | Hydro - Run of River | Water | KAREEYA3 | 1 |  | 21.6 |  | 21.6 | 21.6 |  | In Service | S |  | 2037 |  | Existing less Announced Withdrawal | Water | 1100 | 2019-06-13 01:24 | 2018-02-19 03:47
QLD1 | Existing Plant | Kareeya | Stanwell Corporation Limited | Hydro - Run of River | Water | KAREEYA4 | 1 |  | 21.6 |  | 21.6 | 21.6 |  | In Service | S |  | 2037 |  | Existing less Announced Withdrawal | Water | 1100 | 2019-06-13 01:24 | 2018-02-19 03:47
QLD1 | Existing Plant | Kareeya 5 | Stanwell Corporation Limited | Hydro - Dam | Water | KAREEYA5 | 1 |  | 7 |  | 7 | 7 |  | In Service | NS |  |  |  | Existing less Announced Withdrawal | Water | 1101 | 2019-06-13 01:24 | 2018-02-19 03:47
NSW1 | Existing Plant | Keepit | GSP Energy Pty Ltd | Hydro - Dam | Water | KEEPIT | 1 |  | 7.2 |  | 7.2 | 7.2 |  | In Service | NS |  |  |  | Existing less Announced Withdrawal | Water | 1102 | 2019-06-13 01:24 | 2019-05-08
QLD1 | Project | Kelsey Creek Solar Farm | BayWa r.e. Solar Project Pty Ltd | Solar PV - Fixed | Solar |  | 1 |  | 50 |  | 50 | 50 |  | Publically Announced | SS |  |  |  | Proposed | Solar | 1635 | 2018-07-02 04:23 | 2018-07-02 04:23
QLD1 | Project | Kennedy Energy Park - Phase 1 - Solar | Windlab / Eurus | Solar PV - Single axis tracking | Solar |  | 6 |  | 2.5 |  | 15 | 15 |  | Committed* | SS | Apr 2020 |  |  | Committed | Solar | 1465 | 2019-10-29 | 2019-10-29
QLD1 | Project | Kennedy Energy Park - Phase 1 - Storage | Windlab/Eurus | Storage - Battery | Wind |  | 1 |  | 2 |  | 2 | 2 | 4 | Committed* | NS | Apr 2020 | 2044 |  | Committed | Battery Storage | 1604 | 2019-10-29 | 2019-10-29
QLD1 | Project | Kennedy Energy Park - Phase 1 - Wind | Windlab / Eurus | Wind Turbine - Onshore | Wind |  | 12 |  | 3.6 |  | 43.2 | 43.2 |  | Committed* | SS | Apr 2020 |  |  | Committed | Wind | 1464 | 2019-10-29 | 2019-10-29
QLD1 | Project | Kennedy Energy Park - Phase 2 - Wind | Windlab Developments | Wind Turbine - Onshore | Wind |  | 1 |  | 650 |  | 650 | 650 |  | Publically Announced | SS |  |  |  | Proposed | Wind | 1606 | 2019-06-13 02:25 | 2019-06-03
QLD1 | Project | Kensington Solar Farm | DDN Green | Solar PV - Single axis tracking | Solar |  | 1 |  | 42 |  | 42 | 42 |  | Publically Announced | TBA |  |  |  | Proposed | Solar | 1709 | 2019-04-04 13:17 | 2019-04-04
VIC1 | Project | Kentbruck Green Power Hub | Neoen Australia Pty Ltd | Storage - Battery | Other |  | 1 |  | 900 |  | 900 | 900 |  | Publically Announced | S |  |  |  | Proposed | Battery Storage | 137 | 2019-10-30 | 2019-10-30
VIC1 | Project | Kerang Solar Farm | Acciona Energy Australia Global | Solar PV - Fixed | Solar |  | 1 |  | 37.1 |  | 37.1 | 37.1 |  | Publically Announced | SS |  |  |  | Proposed | Solar | 1507 | 2019-06-13 01:23 | 2019-05-06
SA1 | Project | Keyneton Wind Farm | Pacific Hydro Developments Australia | Wind Turbine - Onshore | Wind |  | 42 | 2.5 | 4.19 | 105 | 175.98 | 105 - 175.98 |  | Publically Announced | SS |  |  |  | Proposed | Wind | 1103 | 2019-06-13 01:24 | 2018-02-19 03:47
VIC1 | Project | Kiamal Solar Farm - Stage 1 | KSF Project Nominees Pty Ltd ATF KSF Project Trust | Solar PV - Single axis tracking | Solar |  | 150 |  | 1.333 |  | 199.95 | 199.95 |  | Committed | SS | Jul 2020 | 2049 |  | Committed | Solar | 1602 | 2020-01-30 16:05 | 2020-01-02
VIC1 | Project | Kiamal Solar Farm - Stage 2 | Total Eren S.A. | Solar PV - Single axis tracking | Solar |  | 115 |  | 1.304 |  | 149.96 | 149.96 |  | Emerging | SS |  | 2049 |  | Proposed | Solar | 1670 | 2019-06-13 02:25 | 2019-05-27
VIC1 | Existing Plant | Kiata Wind Farm | Kiata Wind Farm Pty Ltd | Wind Turbine - Onshore | Wind | KIATAWF1 | 9 |  | 3.45 |  | 31.05 | 31.05 |  | In Service | SS |  | 2042 |  | Existing less Announced Withdrawal | Wind | 1382 | 2019-06-11 09:08 | 2018-05-27
QLD1 | Project | Kidston Pumped Storage Hydro Project 250MW | Genex Power Ltd | Storage - Pumped hydro | Water |  | 2 |  | 125 |  | 250 | 250 | 1870 | Publically Announced | S |  | 2103 |  | Proposed | Water | 1352 | 2019-06-25 06:29 | 2018-04-14 07:31
QLD1 | Existing Plant | Kidston Solar Project Phase One 50MW | Genex Power Limited | Solar PV - Fixed | Solar | KSP1 | 20 |  | 2.5 |  | 50 | 50 |  | In Service | SS |  | 2037 |  | Existing less Announced Withdrawal | Solar | 1378 | 2019-06-13 01:24 | 2018-04-14 07:40
QLD1 | Project | Kidston Solar Project Phase Two 270MW | Genex Power Limited | Solar PV - Fixed | Solar |  | 1 |  | 270 |  | 270 | 270 |  | Publically Announced | SS |  |  |  | Proposed | Solar | 1406 | 2019-06-13 01:24 | 2018-04-14 07:51
QLD1 | Project | Kidston Stage 3 Wind Project | Genex Power Limited | Wind Turbine - Onshore | Wind |  | 1 | [6 empty] | Publically Announced | SS |  |  |  | Proposed | Wind | 1513 | 2019-06-13 01:23 | 2018-05-22 03:33
QLD1 | Project | Kingaroy Solar Farm | Kingaroy Operationsco Pty Ltd | Solar PV - Single axis tracking | Solar |  | 9 | [6 empty] | Publically Announced | SS |  |  |  | Proposed | Solar | 1528 | 2019-06-13 01:24 | 2019-05-08
QLD1 | Project | Kingaroy Solar Farm | Kingaroy Operationsco Pty Ltd | Solar PV - Single axis tracking | Solar |  | 1 | [6 empty] | Publically Announced | SS |  |  |  | Proposed | Solar | 1528 | 2019-06-13 01:24 | 2019-05-08
SA1 | Project | Kingfisher Solar Storage - Solar | Lyon Solar | Solar PV - Single axis tracking | Solar |  | 1 |  | 120 |  | 120 | 120 |  | Publically Announced | SS |  |  |  | Proposed | Solar | 1395 | 2018-07-31 01:25 | 2018-04-14 07:47
SA1 | Project | Kingfisher Solar Storage - Storage | Lyon Solar | Storage - Battery | N/A |  | 1 |  | 100 |  | 100 | 100 |  | Publically Announced | S |  |  |  | Proposed | Battery Storage | 112 | 2018-07-31 | 2018-07-31
SA1 | Existing Plant | Kingscote Power Station | SA Power Networks | Reciprocating Engine - Compression ignition | Diesel |  | 5 |  | 2 |  | 10 | 10 |  | In Service | NS |  |  |  | Existing less Announced Withdrawal | Other | 1519 | 2019-06-13 01:24 | 2019-05-14
QLD1 | Project | Koberinga Solar Farm | ESCO Pacific | Solar PV - Fixed | Solar |  | 1 | [6 empty] | Publically Announced | SS |  |  |  | Proposed | Solar | 1446 | 2019-06-13 01:23 | 2018-04-19 08:28
QLD1 | Existing Plant | Kogan Creek | CS Energy | Turbine - Steam Super Critical | Black Coal | KPP_1 | 1 |  | 744 |  | 744 | 744 |  | In Service | S |  | 2042 |  | Existing less Announced Withdrawal | Coal | 1104 | 2019-06-04 09:28 | 2019-05-21
SA1 | Existing Plant | Ladbroke Grove | Origin Energy Power Limited | Turbine - OCGT | Natural Gas Pipeline | LADBROK1 | 1 |  | 40 |  | 40 | 40 |  | In Service | S |  | 2035 |  | Existing less Announced Withdrawal | OCGT | 1107 | 2019-10-14 07:56 | 2018-02-19
SA1 | Existing Plant | Ladbroke Grove | Origin Energy Power Limited | Turbine - OCGT | Natural Gas Pipeline | LADBROK2 | 1 |  | 40 |  | 40 | 40 |  | In Service | S |  | 2035 |  | Existing less Announced Withdrawal | OCGT | 1107 | 2019-10-14 07:56 | 2018-02-19
SA1 | Existing Plant | Lake Bonney 1 Wind Farm | Lake Bonney Wind Power Pty Ltd | Wind Turbine - Onshore | Wind | LKBONNY1 | 46 |  | 1.75 |  | 80.5 | 80.5 |  | In Service | NS |  | 2035 |  | Existing less Announced Withdrawal | Wind | 1108 | 2019-05-22 18:14 | 2019-05-17
SA1 | Existing Plant | Lake Bonney 2 Wind Farm | Lake Bonney Wind Power Pty Ltd | Wind Turbine - Onshore | Wind | LKBONNY2 | 53 |  | 3 |  | 159 | 159 |  | In Service | SS |  | 2038 |  | Existing less Announced Withdrawal | Wind | 1109 | 2019-05-22 18:14 | 2019-05-17
SA1 | Existing Plant | Lake Bonney 3 Wind Farm | Lake Bonney Wind Power Pty Ltd | Wind Turbine - Onshore | Wind | LKBONNY3 | 13 |  | 3 |  | 39 | 39 |  | In Service | SS |  | 2040 |  | Existing less Announced Withdrawal | Wind | 1110 | 2019-05-22 18:14 | 2019-05-17
SA1 | Existing Plant | Lake Bonney BESS1 | Lake Bonney BESS Pty Ltd | Storage - Battery | Other | LBBG1 | 48 |  | 0.521 |  | 25.008 | 25.008 | 52 | Committed | S |  | 2034 |  | Existing less Announced Withdrawal | Battery Storage | 1568 | 2019-10-29 | 2019-10-29
TAS1 | Existing Plant | Lake Echo | Hydro-Electric Corporation | Hydro - Dam | Water | LK_ECHO | 1 |  | 32.4 |  | 32.4 | 32.4 |  | In Service | S |  | 2100 |  | Existing less Announced Withdrawal | Water | 1111 | 2019-05-24 22:49 | 2019-05-24
TAS1 | Existing Plant | Lake Margaret | Hydro-Electric Corporation | Hydro - Dam | Water |  | 7 |  | 1.2 |  | 8.4 | 8.4 |  | In Service | NS |  | 2100 |  | Existing less Announced Withdrawal | Water | 1112 | 2019-05-24 11:02 | 2019-05-24
QLD1 | Existing Plant | Lake Somerset | Seqwater | Hydro - Dam | Water |  | 1 |  | 4.3 |  | 4.3 | 4.3 |  | In Service | NS |  |  |  | Existing less Announced Withdrawal | Water | 1669 | 2018-07-17 01:55 | 2018-07-17 01:55
QLD1 | Project | Lakeland 2 | Kawa Australia Pty Ltd Trading as Conergy | Solar PV - Fixed | Solar |  | 1 |  | 20 |  | 20 | 20 |  | Publically Announced | NS |  |  |  | Proposed | Solar | 1657 | 2019-06-13 02:25 | 2019-05-13
QLD1 | Existing Plant | Lakeland Solar and Storage | Lakeland Solar and Storage Pty Limited | Solar PV - Fixed | Solar |  | 12 |  | 1.042 |  | 12.504 | 12.504 |  | In Service | NS |  |  |  | Existing less Announced Withdrawal | Solar | 1668 | 2018-07-17 01:41 | 2018-07-17 01:41
QLD1 | Project | Lakeland Wind Farm | Lakeland Wind Farm Pty Ltd | Wind Turbine - Onshore | Wind |  | 1 |  | 104.4 |  | 104.4 | 104.4 |  | Publically Announced | SS | Dec 2021 |  |  | Proposed | Wind | 1626 | 2019-06-13 02:25 | 2018-07-02 02:22
VIC1 | Existing Plant | Laverton North | Snowy Hydro Ltd | Turbine - OCGT | Natural Gas Pipeline | LNGS1 | 1 |  | 156 |  | 156 | 156 |  | In Service | S |  | 2070 |  | Existing less Announced Withdrawal | OCGT | 1115 | 2019-05-15 13:19 | 2018-02-19
VIC1 | Existing Plant | Laverton North | Snowy Hydro Ltd | Turbine - OCGT | Natural Gas Pipeline | LNGS2 | 1 |  | 156 |  | 156 | 156 |  | In Service | S |  | 2070 |  | Existing less Announced Withdrawal | OCGT | 1115 | 2019-05-15 13:19 | 2018-02-19
SA1 | Project | Leigh Creek Energy Project | Leigh Creek Energy | Turbine - Steam Sub Critical | Gaseous fossil fuels - other |  | 1 |  | 45 |  | 45 | 45 |  | Publically Announced | NS |  |  |  | Proposed | CCGT | 1534 | 2018-05-24 06:25 | 2018-05-24 06:25
TAS1 | Existing Plant | Lemonthyme / Wilmot | Hydro-Electric Corporation | Hydro - Dam | Water | LEM_WIL | 1 |  | 51 |  | 51 | 51 |  | In Service | S |  | 2100 |  | Existing less Announced Withdrawal | Water | 1116 | 2019-05-24 15:45 | 2019-05-24
TAS1 | Existing Plant | Lemonthyme / Wilmot | Hydro-Electric Corporation | Hydro - Dam | Water | LEM_WIL | 1 |  | 30.6 |  | 30.6 | 30.6 |  | In Service | S |  | 2100 |  | Existing less Announced Withdrawal | Water | 1116 | 2019-05-24 15:45 | 2019-05-24
VIC1 | Existing Plant | Leonards Hill | Hepburn Community Wind Park Co-operative Limited | Wind Turbine - Onshore | Wind | HEPWIND1 | 2 |  | 2.05 |  | 4.1 | 4.1 |  | In Service | NS |  |  |  | Existing less Announced Withdrawal | Wind | 1117 | 2018-02-19 03:50 | 2018-02-19 03:50
NSW1 | Existing Plant | Liddell | AGL Macquarie Pty Limited | Turbine - Steam Sub Critical | Black Coal | LD01 | 1 |  | 500 |  | 500 | 500 |  | In Service - Announced Withdrawal (Permanent) | S |  | 2023 | 2023-04-01 | Announced Withdrawal | Coal | 1118 | 2019-10-23 15:01 | 2019-08-02
NSW1 | Existing Plant | Liddell | AGL Macquarie Pty Limited | Turbine - Steam Sub Critical | Black Coal | LD02 | 1 |  | 500 |  | 500 | 500 |  | In Service - Announced Withdrawal (Permanent) | S |  | 2023 | 2023-04-01 | Announced Withdrawal | Coal | 1118 | 2019-10-23 15:01 | 2019-08-02
NSW1 | Existing Plant | Liddell | AGL Macquarie Pty Limited | Turbine - Steam Sub Critical | Black Coal | LD03 | 1 |  | 500 |  | 500 | 500 |  | In Service - Announced Withdrawal (Permanent) | S |  | 2023 | 2023-04-01 | Announced Withdrawal | Coal | 1118 | 2019-10-23 15:01 | 2019-08-02
NSW1 | Existing Plant | Liddell | AGL Macquarie Pty Limited | Turbine - Steam Sub Critical | Black Coal | LD04 | 1 |  | 500 |  | 500 | 500 |  | In Service - Announced Withdrawal (Permanent) | S |  | 2022 | 2022-04-01 | Announced Withdrawal | Coal | 1118 | 2019-10-23 15:01 | 2019-08-02
QLD1 | Existing Plant | Lilyvale Solar Farm | Lilyvale Asset Co Pty Ltd ATF Lilyvale Asset Trust | Solar PV - Single axis tracking | Solar | LILYSF1 | 69 |  | 1.45 |  | 100.05 | 100.05 |  | In Commissioning | SS |  |  |  | Existing less Announced Withdrawal | Solar | 1384 | 2019-10-29 | 2019-10-29
NSW1 | Project | Limondale Solar Farm 1 | Limondale Sun Farm Pty Ltd | Solar PV - Single axis tracking | Solar |  | 100 |  | 2.2 |  | 220 | 220 |  | Committed | SS | Nov 2020 | 2050 |  | Committed | Solar | 1453 | 2020-01-20 15:26 | 2019-05-31
NSW1 | Existing Plant | Limondale Solar Farm 2 | Limondale Sun Farm Pty Ltd | Solar PV - Single axis tracking | Solar | LIMOSF21 | 14 |  | 2.07 |  | 28.98 | 28.98 |  | In Service | SS |  | 2050 |  | Existing less Announced Withdrawal | Solar | 1675 | 2020-01-20 15:26 | 2019-10-29
SA1 | Project | Lincoln Gap Wind Farm - BESS | Lincoln Gap Wind Farm Pty Ltd | Storage - Battery | Other | LGAPWF1 | 1 |  | 10 |  | 10 | 10 | 10 | Committed | S |  | 2045 |  | Committed | Battery Storage | 1603 | 2019-06-13 02:25 | 2019-04-30
SA1 | Existing Plant | Lincoln Gap Wind Farm - stage 1 | Lincoln Gap Wind Farm Pty Ltd | Wind Turbine - Onshore | Wind | LGAPWF1 | 35 |  | 3.6 |  | 126 | 126 |  | In Commissioning | SS |  | 2045 |  | Existing less Announced Withdrawal | Wind | 1119 | 2018-07-17 05:15 | 2018-02-19 03:50
SA1 | Project | Lincoln Gap Wind Farm - stage 2 | Lincoln Gap Wind Farm Pty Ltd | Wind Turbine - Onshore | Wind | LGAPWF1 | 24 |  | 3.6 |  | 86.4 | 86.4 |  | Committed | SS | Aug 2020 | 2045 |  | Committed | Wind | 1574 | 2019-10-29 | 2019-10-29
NSW1 | Project | Liverpool Range Wind Farm | Tilt Renewables Pty Ltd | Wind Turbine - Onshore | Wind |  | 267 |  | 3.745 |  | 999.915 | 999.915 |  | Publically Announced | SS |  |  |  | Proposed | Wind | 1120 | 2019-06-13 01:24 | 2018-02-19 03:50
QLD1 | Existing Plant | Llewellyn Motors | Llewellyn Land Pty Ltd ATF Llewellyn Land Unit Trust | Solar PV - Fixed | Solar |  | 12 |  | 0.028 |  | 0.336 | 0.336 |  | In Service | NS |  |  |  | Existing less Announced Withdrawal | Solar | 1549 | 2019-06-13 01:24 | 2018-06-19 05:15
NSW1 | Existing Plant | LMCC - Works Depot Power Station | TBA | Solar PV - Fixed | Solar |  | 1 |  | 0.079 |  | 0.0788 | 0.0788 |  | In service | NS |  |  |  | Existing less Announced Withdrawal | Solar | 15 | 2018-07-31 | 2018-07-31
QLD1 | Project | Lockyer Valley Energy Project - Phase 1 | Quinbrook Asset Management as Trustee for The Australian Clean Power Trust | Turbine - OCGT | Natural Gas Pipeline |  | 1 |  | 132 |  | 132 | 132 |  | Emerging | S |  |  |  | Proposed | OCGT | 1614 | 2019-06-13 02:25 | 2019-01-08 23:21
VIC1 | Existing Plant | Longford | Longford Gas Plant | Turbine - OCGT | Natural Gas Pipeline |  | 8 |  | 5.8 |  | 46.4 | 46.4 |  | In Service | NS |  |  |  | Existing less Announced Withdrawal | OCGT | 1121 | 2019-06-21 04:18 | 2019-06-21
QLD1 | Existing Plant | Longreach Solar Farm | Longreach Asset Company | Solar PV - Fixed | Solar | LRSF1 | 7 |  | 2 |  | 14 | 14 |  | In Service | NS |  | 2043 |  | Existing less Announced Withdrawal | Solar | 1667 | 2019-06-13 02:25 | 2019-05-03
SA1 | Existing Plant | Lonsdale | Lumo Generation SA Pty Ltd | Reciprocating Engine - Compression ignition | Diesel | LONSDALE | 18 |  | 1.15 |  | 20.7 | 20.7 |  | In Service | S |  | 2070 |  | Existing less Announced Withdrawal | Other | 1122 | 2019-06-08 14:25 | 2018-02-19
TAS1 | Project | Low Head Wind Farm | Low Head Wind Farm Pty Ltd | Wind Turbine - Onshore | Wind |  | 10 |  | 4.2 |  | 42 | 42 |  | Publically Announced | NS |  |  |  | Proposed | Wind | 1350 | 2019-06-13 01:24 | 2018-04-14 07:31
TAS1 | Existing Plant | Lower Lake Margaret | Hydro-Electric Corporation | Hydro - Dam | Water |  | 1 |  | 3.2 |  | 3.2 | 3.2 |  | In Service | NS |  | 2100 |  | Existing less Announced Withdrawal | Water | 1123 | 2019-05-24 11:16 | 2019-05-24
VIC1 | Existing Plant | Loy Yang A Power Station | AGL Loy Yang Marketing Pty Ltd | Turbine - Steam Sub Critical | Brown Coal | LYA1 | 1 |  | 560 |  | 560 | 560 |  | In Service | S |  | 2048 |  | Existing less Announced Withdrawal | Coal | 1124 | 2019-07-05 10:34 | 2019-03-01
VIC1 | Existing Plant | Loy Yang A Power Station | AGL Loy Yang Marketing Pty Ltd | Turbine - Steam Sub Critical | Brown Coal | LYA2 | 1 |  | 530 |  | 530 | 530 |  | In Service | S |  | 2048 |  | Existing less Announced Withdrawal | Coal | 1124 | 2019-07-05 10:34 | 2019-03-01
VIC1 | Existing Plant | Loy Yang A Power Station | AGL Loy Yang Marketing Pty Ltd | Turbine - Steam Sub Critical | Brown Coal | LYA3 | 1 |  | 560 |  | 560 | 560 |  | In Service | S |  | 2048 |  | Existing less Announced Withdrawal | Coal | 1124 | 2019-07-05 10:34 | 2019-03-01
VIC1 | Existing Plant | Loy Yang A Power Station | AGL Loy Yang Marketing Pty Ltd | Turbine - Steam Sub Critical | Brown Coal | LYA4 | 1 |  | 560 |  | 560 | 560 |  | In Service | S |  | 2048 |  | Existing less Announced Withdrawal | Coal | 1124 | 2019-07-05 10:34 | 2019-03-01
VIC1 | Project | Loy Yang A Power Station | AGL Loy Yang Marketing Pty Ltd | Turbine - Steam Sub Critical | Brown Coal | LYA2 | 1 |  | 15 |  | 15 | 15 |  | Upgrade | S |  | 2048 |  | Upgrade / Expansion | Coal | 1124 | 2019-07-05 10:34 | 2019-03-01
VIC1 | Existing Plant | Loy Yang B | Gippsland Power Pty Ltd ABN 30 077 851 079 / LYB Ventures Australia Pty Ltd ABN 57 055 984 499 / Traralgon Power Pty Ltd ABN 64 056 292 623 / Latrobe Power Pty Ltd ABN 42 055 983 563 / LYB Australia Limited ABN 87 055 563 785 | Turbine - Steam Sub Critical | Brown Coal | LOYYB1 | 1 |  | 535 |  | 535 | 535 |  | In Service | S |  | 2047 |  | Existing less Announced Withdrawal | Coal | 1125 | 2019-11-07 17:34 | 2019-11-07
VIC1 | Existing Plant | Loy Yang B | Gippsland Power Pty Ltd ABN 30 077 851 079 / LYB Ventures Australia Pty Ltd ABN 57 055 984 499 / Traralgon Power Pty Ltd ABN 64 056 292 623 / Latrobe Power Pty Ltd ABN 42 055 983 563 / LYB Australia Limited ABN 87 055 563 785 | Turbine - Steam Sub Critical | Brown Coal | LOYYB2 | 1 |  | 580 |  | 580 | 580 |  | In Service | S |  | 2047 |  | Existing less Announced Withdrawal | Coal | 1125 | 2019-11-07 17:34 | 2019-11-07
VIC1 | Project | Loy Yang B Upgrade | Alinta | Turbine - Steam Sub Critical | Brown Coal | LOYYB1 | 1 |  | 45 |  | 45 | 45 |  | Upgrade | S | Nov 2020 |  |  | Upgrade / Expansion | Coal | 125 | 2019-11-07 | 2019-11-07
NSW1 | Existing Plant | Lucas Heights 2 | EDL LFG NSW Pty Ltd | Reciprocating Engine - Spark ignition | Landfill Gas | LUCAS2S2 | 4 |  | 1.15 |  | 4.6 | 4.6 |  | In Service | NS |  | 2025 |  | Existing less Announced Withdrawal | Biomass | 1127 | 2019-05-24 15:38 | 2018-02-19
NSW1 | Existing Plant | Lucas Heights 2 | EDL LFG NSW Pty Ltd | Reciprocating Engine - Spark ignition | Landfill Gas | LUCASHGT | 11 |  | 1.15 |  | 12.65 | 12.65 |  | In Service | NS |  | 2025 |  | Existing less Announced Withdrawal | Biomass | 1127 | 2019-05-24 15:38 | 2018-02-19
NSW1 | Existing Plant | Lucas Heights I | EDL LFG NSW Pty Ltd | Reciprocating Engine - Spark ignition | Landfill Gas |  | 3 |  | 1.03 |  | 3.09 | 3.09 |  | In Service | NS |  | 2035 |  | Existing less Announced Withdrawal | Biomass | 1126 | 2019-05-24 15:35 | 2018-02-19
NSW1 | Existing Plant | Lucas Heights I | EDL LFG NSW Pty Ltd | Reciprocating Engine - Spark ignition | Landfill Gas |  | 2 |  | 1.15 |  | 2.3 | 2.3 |  | In Service | NS |  | 2035 |  | Existing less Announced Withdrawal | Biomass | 1126 | 2019-05-24 15:35 | 2018-02-19
VIC1 | Existing Plant | Macarthur Wind Farm | Macarthur Wind Farm Pty Ltd and Meridian Wind Macarthur Pty Ltd | Wind Turbine - Onshore | Wind | MACARTH1 | 140 |  | 3 |  | 420 | 420 |  | In Service | SS |  | 2038 |  | Existing less Announced Withdrawal | Wind | 1128 | 2019-06-07 17:14 | 2019-04-01
QLD1 | Project | MacIntyre Wind Farm | Acciona Energy Australia Global | Confidential - Confidential | Wind |  | 100 | [6 empty] | Publically Announced | SS |  |  |  | Proposed | Wind | 1332 | 2019-06-13 01:24 | 2019-05-06
QLD1 | Existing Plant | Mackay GT | Stanwell Corporation Limited | Turbine - OCGT | Diesel | MACKAYGT | 1 |  | 34 |  | 34 | 34 |  | In Service | S |  | 2021 | 2021-04-01 | Existing less Announced Withdrawal | OCGT | 1129 | 2019-06-13 01:24 | 2018-02-19 03:52
TAS1 | Existing Plant | Mackintosh | Hydro-Electric Corporation | Hydro - Dam | Water | MACKNTSH | 1 |  | 79.9 |  | 79.9 | 79.9 |  | In Service | S |  | 2100 |  | Existing less Announced Withdrawal | Water | 1130 | 2019-05-27 09:40 | 2018-05-24
QLD1 | Existing Plant | Macknade Mill | Wilmar Sugar Australia LImited | Turbine - Steam Sub Critical | Bagasse |  | 1 |  | 5 |  | 5 | 5 |  | In Service | NS |  |  |  | Existing less Announced Withdrawal | Biomass | 1131 | 2019-05-29 13:04 | 2019-05-03
QLD1 | Existing Plant | Macknade Mill | Wilmar Sugar Australia LImited | Turbine - Steam Sub Critical | Bagasse |  | 1 |  | 3 |  | 3 | 3 |  | In Service | NS |  |  |  | Existing less Announced Withdrawal | Biomass | 1131 | 2019-05-29 13:04 | 2019-05-03
VIC1 | Project | Mallee Solar Farm | juwi Renewable Energy Pty Ltd | Solar PV - Fixed | Solar |  | 1 |  | 250 |  | 250 | 250 |  | Publically Announced | SS |  |  |  | Proposed | Solar | 1274 | 2019-06-13 01:24 | 2018-04-14 07:06
NSW1 | Existing Plant | Manildra Solar Farm | Manildra Prop Pty Ltd as trustee for the Manildra Asset Trust | Solar PV - Single axis tracking | Solar | MANSLR1 | 20 |  | 2.5 |  | 50 | 50 |  | In Service | SS |  | 2048 |  | Existing less Announced Withdrawal | Solar | 1280 | 2019-06-13 01:24 | 2019-06-05
SA1 | Project | Mannum Solar Farm | LightSource Renewables LLC | Solar PV - Single axis tracking | Solar |  | 1 |  | 30 |  | 30 | 30 |  | Publically Announced | TBA |  |  |  | Proposed | Solar | 1722 | 2019-04-04 15:03 | 2019-04-04
VIC1 | Existing Plant | Maroona Wind Farm | Myamba Developments Pty Ltd | Wind Turbine - Onshore | Wind | MAROOWF1 | 2 |  | 3.6 |  | 7.2 | 7.2 |  | In Service | NS |  |  |  | Existing less Announced Withdrawal | Wind | 1468 | 2019-04-17 17:08 | 2018-04-19
NSW1 | Project | Marulan | EnergyAustralia Marulan Pty Ltd | Turbine - CCGT | Natural Gas Pipeline |  | 1 | 600 | 800 | 600 | 800 | 600 - 800 |  | Publically Announced | S |  |  |  | Proposed | CCGT | 1132 | 2019-11-07 | 2019-11-07
QLD1 | Existing Plant | Maryborough Mill | MSF Sugar | Turbine - Steam Super Critical | Bagasse |  | 2 |  | 2 |  | 4 | 4 |  | In Service | NS |  |  |  | Existing less Announced Withdrawal | Biomass | 1308 | 2018-05-24 01:40 | 2018-04-14 07:17
QLD1 | Existing Plant | Maryborough Mill | MSF Sugar | Turbine - Steam Super Critical | Bagasse |  | 1 |  | 3.5 |  | 3.5 | 3.5 |  | In Service | NS |  |  |  | Existing less Announced Withdrawal | Biomass | 1308 | 2018-05-24 01:40 | 2018-04-14 07:17
QLD1 | Project | Maryrorough Solar Farm | Impact Investment Group | Solar PV - Single axis tracking | Solar |  | 1 |  | 34.5 |  | 34.5 | 34.5 |  | Committed | SS | Jul 2020 |  |  | Committed | Solar | 1689 | 2020-01-30 16:07 | 2019-05-06
NSW1 | Project | Maryvale Solar Farm | Photon Energy | Solar PV - Fixed | Solar |  | 1 |  | 100 |  | 100 | 100 |  | Publically Announced | SS |  |  |  | Proposed | Solar | 1595 | 2018-06-08 08:06 | 2018-06-08 08:06
QLD1 | Project | Matthew Flinders College Senior | Matthew Flinders Anglican College | Solar PV - Fixed | Solar |  | 6 |  | 0.033 |  | 0.198 | 0.198 |  | Maturing | NS |  |  |  | Proposed | Solar | 1551 | 2019-06-13 01:24 | 2018-06-19 05:15
NSW1 | Project | Maxwell Solar Farm | Malabar Coal | Solar PV - Single axis tracking | Solar |  | 1 |  | 25 |  | 25 | 25 |  | Publically Announced | TBA |  |  |  | Proposed | Solar | 1707 | 2019-04-04 12:54 | 2019-04-04
QLD1 | Existing Plant | McNamee Partners | McNamee Partners Pty Ltd | Solar PV - Fixed | Solar |  | 8 |  | 0.032 |  | 0.256 | 0.256 |  | In Service | NS |  |  |  | Existing less Announced Withdrawal | Solar | 1510 | 2019-06-13 01:23 | 2018-06-19 05:15
TAS1 | Existing Plant | Meadowbank | Hydro-Electric Corporation | Hydro - Dam | Water | MEADOWBK | 1 |  | 40 |  | 40 | 40 |  | In Service | S |  | 2100 |  | Existing less Announced Withdrawal | Water | 1133 | 2019-05-24 14:21 | 2019-05-24
NSW1 | Project | Metz Solar Farm | Clenergy | Solar PV - Single axis tracking | Solar |  | 1 |  | 115 |  | 115 | 115 |  | Maturing | SS | Mar 2020 |  |  | Proposed | Solar | 1628 | 2019-01-25 02:54 | 2019-01-25 02:54
SA1 | Project | Middleback Ranges Pumped Hydro | Zen Energy | Storage - Pumped hydro | Water |  | 1 |  | 90 |  | 90 | 90 | 390 | Publically Announced | S |  |  |  | Proposed | Water | 132 | 2019-10-30 | 2019-10-30
QLD1 | Project | Middlemount Sun Farm | Capricorn SF No1 Pty Ltd | Solar PV - Single axis tracking | Solar |  | 1 |  | 26 |  | 26 | 26 |  | Maturing | NS |  |  |  | Proposed | Solar | 1537 | 2019-06-13 01:24 | 2018-05-25 01:47
VIC1 | Existing Plant | Midland Highway Orrvale | TBA | Solar PV - Fixed | Solar |  | 1 |  | 0.509 |  | 0.509 | 0.509 |  | In service | NS |  |  |  | Existing less Announced Withdrawal | Solar | 55 | 2018-07-31 | 2018-07-31
TAS1 | Existing Plant | Midlands Hydro | TBA | Hydro - Dam | Water |  | 1 |  | 6 |  | 6 | 6 |  | In service | NS |  |  |  | Existing less Announced Withdrawal | Water | 91 | 2018-07-31 | 2018-07-31
VIC1 | Project | Mildura Power Station | Ceramet | Solar PV - Single axis tracking | Solar |  | 1 |  | 9.6 |  | 9.6 | 9.6 |  | Publically Announced | SS |  |  |  | Proposed | Solar | 1430 | 2018-04-19 08:23 | 2018-04-19 08:23
QLD1 | Project | Miles Solar Project | Vena Energy | Solar PV - Fixed | Solar |  | 1 |  | 400 |  | 400 | 400 |  | Publically Announced | SS |  |  |  | Proposed | Solar | 1576 | 2019-05-01 10:39 | 2019-05-31
QLD1 | Existing Plant | Millmerran | Millmerran Power Partners | Turbine - Steam Super Critical | Black Coal | MPP_1 | 1 |  | 426 |  | 426 | 426 |  | In Service | S |  | 2051 |  | Existing less Announced Withdrawal | Coal | 1134 | 2019-05-29 10:37 | 2019-05-29
QLD1 | Existing Plant | Millmerran | Millmerran Power Partners | Turbine - Steam Super Critical | Black Coal | MPP_2 | 1 |  | 426 |  | 426 | 426 |  | In Service | S |  | 2051 |  | Existing less Announced Withdrawal | Coal | 1134 | 2019-05-29 10:37 | 2019-05-29
SA1 | Existing Plant | Mintaro GT | Synergen Power Pty Ltd | Turbine - OCGT | Natural Gas Pipeline | MINTARO | 1 |  | 90 |  | 90 | 90 |  | In Service | S |  | 2030 |  | Existing less Announced Withdrawal | OCGT | 1135 | 2019-05-31 10:23 | 2018-02-19
QLD1 | Project | Mirani Solar Farm | ESCO Pacific | Solar PV - Fixed | Solar |  | 1 | [6 empty] | Publically Announced | SS |  |  |  | Proposed | Solar | 1445 | 2019-06-13 01:23 | 2018-04-19 08:28
NSW1 | Project | Moama Solar Farm | Moama Operationsco Pty Ltd as trustee for Moama Operations Trust | Solar PV - Single axis tracking | Solar |  | 6 | [6 empty] | Publically Announced | SS |  |  |  | Proposed | Solar | 1527 | 2019-06-13 01:24 | 2019-05-08
NSW1 | Project | Moama Solar Farm | Moama Operationsco Pty Ltd as trustee for Moama Operations Trust | Solar PV - Single axis tracking | Solar |  | 2 | [6 empty] | Publically Announced | SS |  |  |  | Proposed | Solar | 1527 | 2019-06-13 01:24 | 2019-05-08
VIC1 | Project | Moira Solar Farm | X-Elio Australia Pty Ltd | Solar PV - Single axis tracking | Solar |  | 1 |  | 80 |  | 80 | 80 |  | Publically Announced | SS | Oct 2020 |  |  | Proposed | Solar | 1637 | 2019-06-13 02:25 | 2018-07-02 04:31
QLD1 | Existing Plant | Molendinar | LMS Energy Pty Ltd | Reciprocating Engine - Spark ignition | Landfill Methane / Landfill Gas |  | 1 |  | 0.48 |  | 0.48 | 0.48 |  | In Service | NS |  |  |  | Existing less Announced Withdrawal | Biomass | 1356 | 2018-05-09 06:36 | 2018-04-14 07:33
NSW1 | Project | Molong Solar Farm | Molong Property Co Pty Ltd as trustee for the Molong Property Trust | Solar PV - Single axis tracking | Solar |  | 22 |  | 1.363 |  | 29.986 | 29.986 |  | Committed | SS | Jan 2021 |  |  | Committed | Solar | 1641 | 2020-01-10 12:09 | 2020-01-15
VIC1 | Project | Moorabool Wind Farm | Moorabool Wind Farm Interface Company Pty Ltd | Wind Turbine - Onshore | Wind |  | 104 |  | 3 |  | 312 | 312 |  | Committed | SS | Dec 2020 | 2044 |  | Committed | Wind | 1425 | 2020-01-29 09:10 | 2020-01-22
NSW1 | Project | Moorambilla Solar Farm | Moorambilla Solar Pty Ltd | Solar PV - Fixed | Solar |  | 1 |  | 5 |  | 5 | 5 |  | Publically Announced | NS |  |  |  | Proposed | Solar | 1650 | 2018-07-02 23:21 | 2018-07-02 23:21
QLD1 | Existing Plant | Moranbah Generation Project | SUSTAINABLE ENERGY INFRASTRUCTURE | Reciprocating Engine - Compression ignition | Waste Coal Mine Gas | MORANBAH | 8 |  | 1.57 |  | 12.56 | 12.56 |  | In Service | NS |  |  |  | Existing less Announced Withdrawal | Gas other | 1250 | 2019-03-28 10:47 | 2019-04-01
QLD1 | Existing Plant | Moranbah North | EDL Projects Australia Pty Ltd | Reciprocating Engine - Spark ignition | Waste Coal Mine Gas | MBAHNTH | 21 |  | 3.04 |  | 63.84 | 63.84 |  | In Service | NS |  | 2038 |  | Existing less Announced Withdrawal | Gas other | 1136 | 2019-05-24 16:08 | 2018-02-19
QLD1 | Existing Plant | Moranbah Workers Solar | TBA | Solar PV - Fixed | Solar |  | 1 |  | 0.214 |  | 0.2138 | 0.2138 |  | In service | NS |  |  |  | Existing less Announced Withdrawal | Solar | 73 | 2018-07-31 | 2018-07-31
NSW1 | Existing Plant | Moree Solar Farm | Moree Solar Farm Pty Ltd | Solar PV - Single axis tracking | Solar | MOREESF1 | 56 |  | 1 |  | 56 | 56 |  | In Service | SS |  | 2046 |  | Existing less Announced Withdrawal | Solar | 1318 | 2019-06-13 18:22 | 2019-05-17
VIC1 | Existing Plant | Mornington Waste Disposal Facility | LMS Energy Pty Ltd | Reciprocating Engine - Spark ignition | Landfill Methane / Landfill Gas | MORNW | 1 |  | 0.789 |  | 0.789 | 0.789 |  | In Service | NS |  |  |  | Existing less Announced Withdrawal | Biomass | 1137 | 2018-05-09 05:58 | 2018-02-19 03:53
VIC1 | Existing Plant | Mortlake | Origin Energy Power Limited | Turbine - OCGT | Natural Gas Pipeline | MORTLK11 | 1 |  | 283 |  | 283 | 283 |  | In Service | S |  | 2047 |  | Existing less Announced Withdrawal | OCGT | 1139 | 2019-11-06 17:06 | 2019-10-29
VIC1 | Existing Plant | Mortlake | Origin Energy Power Limited | Turbine - OCGT | Natural Gas Pipeline | MORTLK12 | 1 |  | 283 |  | 283 | 283 |  | In Service | S |  | 2047 |  | Existing less Announced Withdrawal | OCGT | 1139 | 2019-11-06 17:06 | 2019-10-29
VIC1 | Project | Mortlake | Origin Energy Power Limited | Turbine - OCGT | Natural Gas |  | 4 |  | 50 |  | 200 | 200 |  | Publically Announced | S |  |  |  | Proposed | OCGT | 1139 | 2019-11-06 17:06 | 2018-02-19
VIC1 | Project | Mortlake South Wind Farm | ACCIONA Energy | Wind Turbine - Onshore | Wind |  | 35 |  | 4.5 |  | 157.5 | 157.5 |  | Emerging | SS | Aug 2020 |  |  | Proposed | Wind | 1138 | 2019-06-13 01:24 | 2019-04-29
VIC1 | Existing Plant | Mortons Lane Wind Farm | Mortons Lane Windfarm Pty Ltd | Wind Turbine - Onshore | Wind | MLWF1 | 13 |  | 1.5 |  | 19.5 | 19.5 |  | In Service | NS |  |  |  | Existing less Announced Withdrawal | Wind | 1331 | 2018-04-14 07:25 | 2018-04-14 07:25
QLD1 | Existing Plant | Mount Emerald | Ratch Australia | Wind Turbine - Onshore | Wind | MEWF1 | 53 |  | 3.406 |  | 180.518 | 180.518 |  | In Service | SS |  | 2043 |  | Existing less Announced Withdrawal | Wind | 1258 | 2019-06-26 13:05 | 2018-04-14
VIC1 | Project | Mount Fyans | Woolnorth Wind Farm Holding | Wind Turbine - Onshore | Wind |  | 85 | 4 | 5.4 | 340 | 459 | 340 - 459 |  | Publically Announced | SS |  |  |  | Proposed | Wind | 1500 | 2019-05-17 14:50 | 2018-05-21
NSW1 | Existing Plant | Mount Majura | Mount Majura Solar Holdings Pty Ltd | Solar PV - Single axis tracking | Solar |  | 1 |  | 2.3 |  | 2.3 | 2.3 |  | In Service | NS |  |  |  | Existing less Announced Withdrawal | Solar | 1448 | 2019-06-13 01:23 | 2019-05-06
QLD1 | Existing Plant | Mount Sheridan Plaza | TBA | Solar PV - Fixed | Solar |  | 1 |  | 0.3 |  | 0.2995 | 0.2995 |  | In service | NS |  |  |  | Existing less Announced Withdrawal | Solar | 74 | 2018-07-31 | 2018-07-31
VIC1 | Existing Plant | Mount Waverley Mini Hydro | TBA | Hydro - Dam | Water |  | 1 |  | 0.355 |  | 0.355 | 0.355 |  | In service | NS |  |  |  | Existing less Announced Withdrawal | Water | 7 | 2018-07-31 | 2018-07-31
QLD1 | Project | Mt Cotton Biomass Cogeneration Power Station | Darwalla Milling Co Pty Ltd | Turbine - Steam Sub Critical | Wood Waste |  | 1 |  | 7.6 |  | 7.6 | 7.6 |  | Publically Announced | S |  |  |  | Proposed | Biomass | 1310 | 2018-04-14 07:18 | 2018-04-14 07:18
VIC1 | Existing Plant | Mt Gellibrand Wind Farm | ACCIONA Energy | Wind Turbine - Onshore | Wind | MTGELWF1 | 22 |  | 3.136 |  | 69.3 | 69.3 |  | In Commissioning | SS |  | 2043 |  | Existing less Announced Withdrawal | Wind | 1141 | 2019-07-04 14:46 | 2018-02-19
VIC1 | Existing Plant | Mt Gellibrand Wind Farm | ACCIONA Energy | Wind Turbine - Onshore | Wind | MTGELWF1 | 22 |  | 3.136 |  | 69.3 | 69.3 |  | In Commissioning | SS |  | 2043 |  | Existing less Announced Withdrawal | Wind | 1141 | 2019-07-04 14:46 | 2018-02-19
VIC1 | Existing Plant | Mt Mercer Wind Farm | Mt Mercer Windfarm Pty Ltd | Wind Turbine - Onshore | Wind | MERCER01 | 64 |  | 2.05 |  | 131.2 | 131.2 |  | In Service | SS |  | 2043 |  | Existing less Announced Withdrawal | Wind | 1142 | 2019-06-17 16:06 | 2018-02-19
SA1 | Existing Plant | Mt Millar | Mount Millar Wind Farm Pty Ltd | Wind Turbine - Onshore | Wind | MTMILLAR | 35 |  | 2 |  | 70 | 70 |  | In Service | NS |  |  |  | Existing less Announced Withdrawal | Wind | 1143 | 2019-06-13 01:24 | 2018-02-19 03:54
NSW1 | Existing Plant | Mt Piper | EnergyAustralia NSW Pty Ltd | Turbine - Steam Sub Critical | Black Coal | MP1 | 1 |  | 660 |  | 660 | 660 |  | In Service | S |  | 2042 |  | Existing less Announced Withdrawal | Coal | 1144 | 2019-07-25 12:37 | 2018-02-19
NSW1 | Existing Plant | Mt Piper | EnergyAustralia NSW Pty Ltd | Turbine - Steam Sub Critical | Black Coal | MP2 | 1 |  | 660 |  | 660 | 660 |  | In Service | S |  | 2042 |  | Existing less Announced Withdrawal | Coal | 1144 | 2019-07-25 12:37 | 2018-02-19
QLD1 | Existing Plant | Mt Stuart | Origin Energy Mt Stuart | Turbine - OCGT | Kerosene | MSTUART1 | 1 |  | 146 |  | 146 | 146 |  | In Service | S |  | 2033 |  | Existing less Announced Withdrawal | OCGT | 1145 | 2019-05-17 14:52 | 2018-02-19
QLD1 | Existing Plant | Mt Stuart | Origin Energy Mt Stuart | Turbine - OCGT | Kerosene | MSTUART2 | 1 |  | 146 |  | 146 | 146 |  | In Service | S |  | 2033 |  | Existing less Announced Withdrawal | OCGT | 1145 | 2019-05-17 14:52 | 2018-02-19
QLD1 | Existing Plant | Mt Stuart | Origin Energy Mt Stuart | Turbine - OCGT | Kerosene | MSTUART3 | 1 |  | 131.5 |  | 131.5 | 131.5 |  | In Service | S |  | 2044 |  | Existing less Announced Withdrawal | OCGT | 1145 | 2019-05-17 14:52 | 2018-02-19
NSW1 | Existing Plant | Mugga Lane | EDL LFG ACT Pty Ltd | Reciprocating Engine - Spark ignition | Landfill Gas |  | 4 |  | 1.15 |  | 4.6 | 4.6 |  | In Service | NS |  | 2019 |  | Existing less Announced Withdrawal | Biomass | 1146 | 2019-05-24 16:35 | 2018-02-19
NSW1 | Existing Plant | Mugga Lane Solar Park | Mugga Lane Solar Park Pty Ltd | Solar PV - Fixed | Solar | MLSP1 | 20 |  | 0.68 |  | 13.6 | 13.6 |  | In Service | NS |  |  |  | Existing less Announced Withdrawal | Solar | 1335 | 2019-06-13 01:24 | 2018-04-14 07:26
QLD1 | Existing Plant | Mulgrave Central Mill | MSF Sugar | Turbine - Steam Super Critical | Bagasse |  | 1 |  | 9 |  | 9 | 9 |  | In Service | NS |  |  |  | Existing less Announced Withdrawal | Biomass | 1306 | 2018-05-24 01:32 | 2018-04-14 07:16
NSW1 | Project | Mumbil Solar Farm | Photon Energy | Solar PV - Fixed | Solar |  | 1 |  | 100 |  | 100 | 100 |  | Publically Announced | SS |  |  |  | Proposed | Solar | 1596 | 2018-06-08 08:38 | 2018-06-08 08:38
QLD1 | Project | Munna Creek | Renewable Energy System Technologies | Solar PV - Fixed | Solar |  | 1 |  | 120 |  | 120 | 120 |  | Publically Announced | SS |  |  |  | Proposed | Solar | 104 | 2018-07-31 | 2018-07-31
VIC1 | Project | Murra Warra Solar Farm | RES Australia Pty Ltd | Solar PV - Fixed | Solar |  | 1 |  | 200 |  | 200 | 200 |  | Publically Announced | SS |  |  |  | Proposed | Solar | 1655 | 2018-07-03 00:32 | 2018-07-03 00:32
VIC1 | Existing Plant | Murra Warra Wind Farm - stage 1 | Murra Warra Project Co Pty Ltd | Wind Turbine - Onshore | Wind | MUWAWF1 | 61 |  | 3.7 |  | 225.7 | 225.7 |  | Committed | SS |  | 2049 |  | Existing less Announced Withdrawal | Wind | 1262 | 2019-10-31 10:00 | 2019-10-29
VIC1 | Project | Murra Warra Wind Farm - stage 2 | Murra Warra Project Co Pty Ltd | Wind Turbine - Onshore | Wind |  | 55 |  | 3.8 |  | 209 | 209 |  | Publically Announced | SS |  |  |  | Proposed | Wind | 1506 | 2019-06-13 01:23 | 2019-01-10 00:25
VIC1 | Existing Plant | Murray 1 | Snowy Hydro Ltd | Hydro - Dam | Water | MURRAY | 10 |  | 95 |  | 950 | 950 |  | In Service | S |  | 2070 |  | Existing less Announced Withdrawal | Water | 1147 | 2019-05-09 13:26 | 2019-05-01
VIC1 | Existing Plant | Murray 2 | Snowy Hydro Ltd | Hydro - Dam | Water | MURRAY | 4 |  | 138 |  | 552 | 552 |  | In Service | S |  | 2070 |  | Existing less Announced Withdrawal | Water | 1148 | 2019-05-09 13:26 | 2018-02-19
TAS1 | Existing Plant | Musselroe Wind Farm | Woolnorth Wind Farm Holding Pty Ltd | Wind Turbine - Onshore | Wind | MUSSELR1 | 56 |  | 3 |  | 168 | 168 |  | In Service | SS |  | 2050 |  | Existing less Announced Withdrawal | Wind | 1149 | 2019-05-17 14:22 | 2018-02-19
VIC1 | Project | Naring Solar Farm | Lightsource | Solar PV - Fixed | Solar |  | 1 |  | 60 |  | 60 | 60 |  | Publically Announced | SS |  |  |  | Proposed | Solar | 126 | 2018-07-31 | 2018-07-31
VIC1 | Project | Naroghid | Alinta Energy Retail Sales Pty Ltd | Wind Turbine - Onshore | Wind |  | 1 |  | 50 |  | 50 | 50 |  | Publically Announced | SS |  |  |  | Proposed | Wind | 1467 | 2019-04-18 09:48 | 2018-04-19
NSW1 | Project | Narrabri South Solar Farm | Canadian Solar (Australia) Pty Ltd | Solar PV - Single axis tracking | Solar |  | 1 |  | 50 |  | 50 | 50 |  | Publically Announced | SS |  |  |  | Proposed | Solar | 1656 | 2019-06-13 02:25 | 2019-05-06
NSW1 | Existing Plant | Narromine Solar Farm | Dubbo Solar Hub Pty Ltd | Solar PV - Single axis tracking | Solar | NASF1 | 1 |  | 10 |  | 10 | 10 |  | In Service | NS |  | 2058 |  | Existing less Announced Withdrawal | Solar | 1380 | 2019-05-20 15:04 | 2019-05-17
SA1 | Existing Plant | NAWMA - LFG - SOLAR | Northern Adelaide Waste Management Authority | Other - Solar + methane | Other |  | 1 |  | 2.393 |  | 2.393 | 2.393 |  | In service | NS |  |  |  | Existing less Announced Withdrawal | Other | 29 | 2018-07-31 | 2018-07-31
SA1 | Existing Plant | NAWMA Balefill Site Uleybury | LMS Energy | Solar PV - Fixed | Other |  | 46 |  | 0.025 |  | 1.15 | 1.15 |  | In Service | NS |  |  |  | Existing less Announced Withdrawal | Solar | 1544 | 2019-06-13 01:24 | 2019-05-14
SA1 | Existing Plant | NAWMA Balefill Site Uleybury | LMS Energy | Reciprocating Engine - Compression ignition | Other |  | 1 |  | 1.123 |  | 1.123 | 1.123 |  | In Service | NS |  |  |  | Existing less Announced Withdrawal | Other | 1544 | 2019-06-13 01:24 | 2019-05-14
NSW1 | Existing Plant | Nevertire Solar Farm | Elliott Nevertire Solar Pty Ltd as Trustee for the Elliott Nevertire Trust' | Solar PV - Single axis tracking | Solar | NEVERSF1 | 48 |  | 2.75 |  | 132 | 132 |  | In Commissioning | SS |  | 2049 |  | Existing less Announced Withdrawal | Solar | 1414 | 2020-01-29 12:33 | 2019-10-29
NSW1 | Project | New England Solar Farm | UPC Renewables | Solar PV - Fixed | Solar |  | 1 |  | 800 |  | 800 | 800 |  | Publically Announced | SS |  |  |  | Proposed | Solar | 96 | 2018-07-31 | 2018-07-31
NSW1 | Project | Newcastle Gas Peaker | AGL Energy Limited | Reciprocating Engine - Compression ignition | Natural Gas |  | 1 |  | 250 |  | 250 | 250 |  | Publically Announced | S | Nov 2022 |  |  | Proposed | Gas other | 1620 | 2019-03-27 08:41 | 2019-04-01
VIC1 | Existing Plant | Newhaven College | TBA | Solar PV - Fixed | Solar |  | 1 |  | 0.243 |  | 0.2432 | 0.2432 |  | In service | NS |  |  |  | Existing less Announced Withdrawal | Solar | 56 | 2018-07-31 | 2018-07-31
VIC1 | Existing Plant | Newport | EnergyAustralia Ecogen Pty Ltd | Turbine - Steam Sub Critical | Natural Gas Pipeline | NPS | 1 |  | 500 |  | 500 | 500 |  | In Service | S |  | 2039 |  | Existing less Announced Withdrawal | Gas other | 1150 | 2019-05-17 14:25 | 2018-02-19
VIC1 | Project | Nhill Wind Farm | BayWa r.e. | Wind Turbine - Onshore | Wind |  | 2 |  | 3.6 |  | 7.2 | 7.2 |  | Publically Announced | NS |  |  |  | Proposed | Wind | 1496 | 2019-05-27 16:08 | 2018-05-12
QLD1 | Existing Plant | Normanton Solar Farm | TBA | Solar PV - Single axis tracking | Solar |  | 1 |  | 4.96 |  | 4.96 | 4.96 |  | In service | NS |  |  |  | Existing less Announced Withdrawal | Solar | 75 | 2018-07-31 | 2018-07-31
QLD1 | Project | North Qld Bio-Energy Plant | North Queensland Bio-Energy Corporation Limited | Turbine - Steam Sub Critical | Biomass |  | 2 | 5.5 | 55 | 11 | 110 | 11 - 110 |  | Emerging | S |  | 2082 |  | Proposed | Biomass | 1273 | 2019-06-25 06:45 | 2019-05-07
QLD1 | Project | North Qld Bio-Energy Plant | North Queensland Bio-Energy Corporation Limited | Turbine - Steam Sub Critical | Biomass |  | 1 | 4 | 40 | 4 | 40 | 4 - 40 |  | Emerging | NS |  | 2082 |  | Proposed | Biomass | 1273 | 2019-06-25 06:45 | 2019-05-07
VIC1 | Project | Nowingi Solar Storage - Solar | Lyon Solar | Solar PV - Single axis tracking | Solar |  | 1 |  | 250 |  | 250 | 250 |  | Publically Announced | SS |  |  |  | Proposed | Solar | 1411 | 2019-06-13 01:24 | 2018-04-14 07:53
VIC1 | Project | Nowingi Solar Storage - Storage | Lyon Solar | Storage - Battery | N/A |  | 1 |  | 80 |  | 80 | 80 |  | Publically Announced | S |  |  |  | Proposed | Battery Storage | 127 | 2018-07-31 | 2018-07-31
NSW1 | Project | NSW Energy Cluster | Alinta Energy Retail Sales Pty Ltd | Wind Turbine - Onshore | Wind |  | 1 |  | 500 |  | 500 | 500 |  | Publically Announced | SS |  | 2045 |  | Proposed | Wind | 1466 | 2019-04-18 09:45 | 2018-04-19
NSW1 | Project | NSW Gas Peaker | AGL Energy Limited | Reciprocating Engine - Compression ignition | Natural Gas |  | 1 |  | 500 |  | 500 | 500 |  | Publically Announced | S |  |  |  | Proposed | Gas other | 1617 | 2019-05-06 15:39 | 2019-02-18
VIC1 | Existing Plant | Numurkah Solar Farm | Numurkah Solar Farm Pty Ltd | Solar PV - Single axis tracking | Solar | NUMURSF1 | 56 |  | 2 |  | 112 | 112 |  | In Commissioning | SS |  | 2044 |  | Existing less Announced Withdrawal | Solar | 1461 | 2019-06-19 06:19 | 2019-05-29
NSW1 | Existing Plant | Nymboida | Essential Energy | Hydro - Dam | Water |  | 1 |  | 0.686 |  | 0.686 | 0.686 |  | In Service | NS |  |  |  | Existing less Announced Withdrawal | Water | 1151 | 2019-05-16 07:16 | 2019-05-16
NSW1 | Existing Plant | Nyngan Solar Plant | PARF Company 6 Pty Limited | Solar PV - Fixed | Solar | NYNGAN1 | 77 |  | 1.325 |  | 102.025 | 102.025 |  | In Service | SS |  | 2042 |  | Existing less Announced Withdrawal | Solar | 1323 | 2019-06-07 17:14 | 2019-04-01
QLD1 | Existing Plant | Oakey 1 Solar Farm | Oakey1 Asset Co Pty Ltd | Solar PV - Fixed | Solar | OAKEY1SF | 1 |  | 25 |  | 25 | 25 |  | In Service | SS |  | 2043 |  | Existing less Announced Withdrawal | Solar | 1386 | 2019-10-29 | 2019-10-29
QLD1 | Project | Oakey 2 Solar Farm | RE Oakey Pty Ltd | Solar PV - Single axis tracking | Solar |  | 26 |  | 2.14 |  | 55.64 | 55.64 |  | Committed | SS | Oct 2020 |  |  | Committed | Solar | 1591 | 2020-01-29 08:57 | 2020-01-21
QLD1 | Existing Plant | Oakey Power Station | Oakey Power Holdings Pty Ltd | Turbine - OCGT | Natural Gas Pipeline | OAKEY1 | 1 |  | 141 |  | 141 | 141 |  | In Service | S |  | 2050 |  | Existing less Announced Withdrawal | OCGT | 1433 | 2019-03-28 16:31 | 2018-04-19
QLD1 | Existing Plant | Oakey Power Station | Oakey Power Holdings Pty Ltd | Turbine - OCGT | Natural Gas Pipeline | OAKEY2 | 1 |  | 141 |  | 141 | 141 |  | In Service | S |  | 2050 |  | Existing less Announced Withdrawal | OCGT | 1433 | 2019-03-28 16:31 | 2018-04-19
VIC1 | Existing Plant | Oaklands Hill Wind Farm | Oaklands Hill Wind farm pty ltd | Wind Turbine - Onshore | Wind | OAKLAND1 | 32 |  | 2.1 |  | 67.2 | 67.2 |  | In Service | SS |  | 2037 |  | Existing less Announced Withdrawal | Wind | 1152 | 2019-06-07 17:15 | 2019-04-01
NSW1 | Existing Plant | Oaky | Essential Energy | Hydro - Dam | Water |  | 1 |  | 2.4 |  | 2.4 | 2.4 |  | In Service | NS |  |  |  | Existing less Announced Withdrawal | Water | 1153 | 2019-05-16 07:20 | 2019-05-16
QLD1 | Existing Plant | Oaky Creek | EDL OCI Pty Ltd | Reciprocating Engine - Spark ignition | Waste Coal Mine Gas | OAKYCREK | 14 |  | 1.065 |  | 14.91 | 14.91 |  | In Service | NS |  | 2025 |  | Existing less Announced Withdrawal | Gas other | 1359 | 2019-05-24 16:18 | 2018-04-14
QLD1 | Existing Plant | Oaky Creek | EDL OCI Pty Ltd | Reciprocating Engine - Spark ignition | Waste Coal Mine Gas | OAKYCREK | 2 |  | 3.044 |  | 6.088 | 6.088 |  | In Service | NS |  | 2025 |  | Existing less Announced Withdrawal | Gas other | 1359 | 2019-05-24 16:18 | 2018-04-14
QLD1 | Existing Plant | Oaky Creek 2 | EDL OCI PTY LTD | Reciprocating Engine - Spark ignition | Waste Coal Mine Gas | OAKY2 | 5 |  | 3 |  | 15 | 15 |  | In Service | NS |  | 2025 |  | Existing less Announced Withdrawal | Gas other | 1379 | 2019-05-24 16:29 | 2018-04-14
NSW1 | Project | Orange Grove Sun Farm | Overland Sun Farming Pty Ltd | Solar PV - Single axis tracking | Solar |  | 1 |  | 80 |  | 80 | 80 |  | Publically Announced | SS |  |  |  | Proposed | Solar | 1540 | 2018-05-25 01:56 | 2018-05-25 01:56
SA1 | Existing Plant | Osborne | Osborne Cogeneration Pty Ltd | Turbine - CCGT | Natural Gas Pipeline | OSB-AG | 1 |  | 118 |  | 118 | 118 |  | In Service | S |  | 2023 |  | Existing less Announced Withdrawal | CCGT | 1154 | 2019-06-21 19:02 | 2018-02-19
SA1 | Existing Plant | Osborne | Osborne Cogeneration Pty Ltd | Turbine - CCGT | Natural Gas Pipeline | OSB-AG | 1 |  | 62 |  | 62 | 62 |  | In Service | S |  | 2023 |  | Existing less Announced Withdrawal | CCGT | 1154 | 2019-06-21 19:02 | 2018-02-19
VIC1 | Project | Ouyen Solar Farm | BayWa r.e. Solar Project Pty Ltd | Solar PV - Fixed | Solar |  | 1 |  | 10 |  | 10 | 10 |  | Publically Announced | NS |  |  |  | Proposed | Solar | 1648 | 2019-06-13 02:25 | 2018-07-02 23:12
NSW1 | Project | Oven Mountain Pumped Storage | Oven Mountain Pumped Storage | Hydro - Dam | Water |  | 1 |  | 600 |  | 600 | 600 |  | Publically Announced | S |  |  |  | Proposed | Water | 1751 | 2019-06-17 15:34 | 2019-06-17
NSW1 | Project | Oven Mountain Pumped Storage | Oven Mountain Pumped Storage | Storage - Pumped hydro | Water |  | 1 |  | 0 |  | 0 | 0 | 7200 | Publically Announced | S |  |  |  | Proposed | Water | 1751 | 2019-06-17 15:34 | 2019-06-17
NSW1 | Project | Oxley Solar Farm | Oxley Solar Development Pty Ltd | Solar PV - | Solar |  | 1 |  | 300 |  | 300 | 300 |  | Publically Announced | SS |  |  |  | Proposed | Solar | 139 | 2019-10-30 | 2019-10-30
NSW1 | Project | Paling Yards Wind Farm | Global Power Generation Australia Pty Ltd | Wind Turbine - Onshore | Wind |  | 55 |  | 4.2 |  | 231 | 231 |  | Publically Announced | SS |  |  |  | Proposed | Wind | 1155 | 2019-06-18 01:13 | 2018-02-19 03:56
SA1 | Project | Pallamana Solar Farm | RES Australia Pty Ltd | Solar PV - Fixed | Solar |  | 1 |  | 176 |  | 176 | 176 |  | Publically Announced | SS |  |  |  | Proposed | Solar | 113 | 2018-07-31 | 2018-07-31
SA1 | Project | Palmer Wind Farm | Tilt Renewables Australia | Wind Turbine - Onshore | Wind |  | 103 |  | 3.641 |  | 375.023 | 375.023 |  | Publically Announced | SS |  |  |  | Proposed | Wind | 1337 | 2019-06-13 01:24 | 2019-05-15
TAS1 | Existing Plant | Paloona | Hydro-Electric Corporation | Hydro - Dam | Water | PALOONA | 1 |  | 28 |  | 28 | 28 |  | In Service | NS |  | 2100 |  | Existing less Announced Withdrawal | Water | 1156 | 2019-05-24 11:20 | 2019-05-24
NSW1 | Existing Plant | Parkes Shire Council STP | TBA | Solar PV - Fixed | Solar |  | 1 |  | 0.107 |  | 0.1074 | 0.1074 |  | In service | NS |  |  |  | Existing less Announced Withdrawal | Solar | 16 | 2018-07-31 | 2018-07-31
NSW1 | Existing Plant | Parkes Shire Council WTP | TBA | Solar PV - Fixed | Solar |  | 1 |  | 0.107 |  | 0.1074 | 0.1074 |  | In service | NS |  |  |  | Existing less Announced Withdrawal | Solar | 17 | 2018-07-31 | 2018-07-31
NSW1 | Existing Plant | Parkes Solar Farm | Parkes Solar Farm Pty Ltd | Solar PV - Single axis tracking | Solar | PARSF1 | 22 |  | 2.295 |  | 50.5 | 50.5 |  | In Service | SS |  | 2058 |  | Existing less Announced Withdrawal | Solar | 1402 | 2019-05-15 13:23 | 2018-04-14
SA1 | Existing Plant | Pedler Creek | EDL LFG SA Pty Ltd | Reciprocating Engine - Spark ignition | Other |  | 3 |  | 1.03 |  | 3.09 | 3.09 |  | In Service | NS |  |  |  | Existing less Announced Withdrawal | Other | 1157 | 2018-06-01 07:06 | 2018-02-19 03:57
SA1 | Existing Plant | Pelican Point | Pelican Point Power Limited | Turbine - CCGT | Natural Gas Pipeline | PPCCGT | 2 |  | 179 |  | 358 | 358 |  | In Service | S |  | 2037 |  | Existing less Announced Withdrawal | CCGT | 1158 | 2019-05-31 10:27 | 2018-02-19
SA1 | Existing Plant | Pelican Point | Pelican Point Power Limited | Turbine - CCGT | Natural Gas Pipeline | PPCCGT | 1 |  | 171 |  | 171 | 171 |  | In Service | S |  | 2037 |  | Existing less Announced Withdrawal | CCGT | 1158 | 2019-05-31 10:27 | 2018-02-19
SA1 | Project | Pelican Point S2 | Pelican Point Power Limited | Turbine - OCGT | Natural Gas Pipeline |  | 1 |  | 320 |  | 320 | 320 |  | Publically Announced | S |  |  |  | Proposed | OCGT | 1399 | 2019-06-05 11:07 | 2018-04-14
NSW1 | Existing Plant | Penrith RSL Solar | TBA | Solar PV - Fixed | Solar |  | 1 |  | 0.2 |  | 0.1999 | 0.1999 |  | In service | NS |  |  |  | Existing less Announced Withdrawal | Solar | 18 | 2018-07-31 | 2018-07-31
VIC1 | Project | Penshurst | RES Australia Pty Ltd | Wind Turbine - Onshore | Wind |  | 134 |  | 1.478 |  | 198.052 | 198.052 |  | Publically Announced | SS |  |  |  | Proposed | Wind | 1272 | 2019-06-13 01:24 | 2018-04-14 07:06
SA1 | Existing Plant | Peterborough Solar Farm | Renew Power Group Pty Ltd | Solar PV - Single axis tracking | Solar |  | 2 |  | 2.45 |  | 4.9 | 4.9 |  | In Service | NS |  |  |  | Existing less Announced Withdrawal | Solar | 1535 | 2019-06-13 01:24 | 2019-05-14
NSW1 | Project | Photon Energy Leeton | Photon Energy Leeton | Confidential - Confidential | Solar |  | 1 |  | 22 |  | 22 | 22 |  | Emerging | NS |  |  |  | Proposed | Solar | 1584 | 2019-06-13 02:25 | 2019-05-20
NSW1 | Existing Plant | Pindari | AGL Hydro Partnership | Hydro - Dam | Water | PINDARI | 1 |  | 5.772 |  | 5.772 | 5.772 |  | In Service | NS |  |  |  | Existing less Announced Withdrawal | Water | 1159 | 2019-04-01 13:24 | 2019-04-01
QLD1 | Existing Plant | Pioneer Sugar Mill | Pioneer Sugar Mills P/L | Turbine - Steam Sub Critical | Bagasse |  | 1 |  | 36.9 |  | 36.9 | 36.9 |  | In Service | NS |  |  |  | Existing less Announced Withdrawal | Biomass | 1160 | 2019-05-29 13:05 | 2019-05-03
QLD1 | Existing Plant | Pioneer Sugar Mill | Pioneer Sugar Mills P/L | Turbine - Steam Sub Critical | Bagasse |  | 1 |  | 30.9 |  | 30.9 | 30.9 |  | In Service | NS |  |  |  | Existing less Announced Withdrawal | Biomass | 1160 | 2019-05-29 13:05 | 2019-05-03
QLD1 | Existing Plant | Plane Creek Mill | Wilmar Sugar Plane Creek P/L | Turbine - Steam Sub Critical | Bagasse |  | 1 |  | 10 |  | 10 | 10 |  | In Service | NS |  |  |  | Existing less Announced Withdrawal | Biomass | 1161 | 2018-05-01 01:10 | 2018-02-19 03:57
QLD1 | Existing Plant | Plane Creek Mill | Wilmar Sugar Plane Creek P/L | Turbine - Steam Sub Critical | Bagasse |  | 1 |  | 4 |  | 4 | 4 |  | In Service | NS |  |  |  | Existing less Announced Withdrawal | Biomass | 1161 | 2018-05-01 01:10 | 2018-02-19 03:57
SA1 | Project | Planet Ark Power and Schneider Electric - PV and Battery Microgrid | Planet Ark Power and Schneider Electric | Solar PV - Fixed | Solar |  | 2 |  | 1 |  | 2 | 2 | 2 | Publically Announced | NS |  |  |  | Proposed | Solar | 1665 | 2019-06-13 02:25 | 2018-07-12 02:06
TAS1 | Existing Plant | Poatina | Hydro-Electric Corporation | Hydro - Dam | Water | POAT110 | 2 |  | 50 |  | 100 | 100 |  | In Service | S |  | 2100 |  | Existing less Announced Withdrawal | Water | 1162 | 2019-05-24 16:29 | 2019-05-24
TAS1 | Existing Plant | Poatina | Hydro-Electric Corporation | Hydro - Dam | Water | POAT220 | 4 |  | 50 |  | 200 | 200 |  | In Service | S |  | 2100 |  | Existing less Announced Withdrawal | Water | 1162 | 2019-05-24 16:29 | 2019-05-24
SA1 | Project | Port Augusta Renewable Energy Park - Solar | PAREP 1 Pty Ltd | Solar PV - Fixed | Solar |  | 60 |  | 2.5 |  | 150 | 150 |  | Publically Announced | SS |  |  |  | Proposed | Solar | 1392 | 2019-06-13 01:24 | 2019-06-28 12:30
SA1 | Project | Port Augusta Renewable Energy Park - Wind | PAREP 1 Pty Ltd | Wind Turbine - Onshore | Wind |  | 59 |  | 3.6 |  | 212.4 | 212.4 |  | Publically Announced | SS | Sep 2020 |  |  | Proposed | Wind | 1375 | 2019-06-13 01:24 | 2019-06-28 12:30
SA1 | Existing Plant | Port Lincoln GT | Synergen Power Pty Ltd | Turbine - OCGT | Diesel | POR01 | 2 |  | 25 |  | 50 | 50 |  | In Service | S |  | 2030 |  | Existing less Announced Withdrawal | OCGT | 1163 | 2019-05-31 10:23 | 2018-02-19
SA1 | Existing Plant | Port Lincoln GT | Synergen Power Pty Ltd | Turbine - OCGT | Diesel | POR03 | 1 |  | 23.5 |  | 23.5 | 23.5 |  | In Service | S |  | 2030 |  | Existing less Announced Withdrawal | OCGT | 1163 | 2019-05-31 10:23 | 2018-02-19
VIC1 | Project | Port Phillip Heads Tidal Energy Project | Tenax Energy | Hydro - Tidal | Water |  | 1 |  | 34 |  | 34 | 34 |  | Publically Announced | NS |  |  |  | Proposed | Water | 1271 | 2019-06-21 02:24 | 2019-06-12
SA1 | Existing Plant | Port Stanvac 1 | Snowy Hydro Ltd | Reciprocating Engine - Compression ignition | Diesel | PTSTAN1 | 36 |  | 1.6 |  | 57.6 | 57.6 |  | In Service | S |  | 2070 |  | Existing less Announced Withdrawal | Other | 1391 | 2019-06-08 14:24 | 2018-04-14
VIC1 | Existing Plant | Portland Wind Farm | Pacific Hydro Portland Wind Farm Pty Ltd | Wind Turbine - Onshore | Wind |  | 29 |  | 2.05 |  | 59.45 | 59.45 |  | In Service | NS |  | 2040 |  | Existing less Announced Withdrawal | Wind | 1165 | 2018-06-08 04:58 | 2018-02-19 03:58
VIC1 | Existing Plant | Portland Wind Farm | Pacific Hydro Portland Wind Farm Pty Ltd | Wind Turbine - Onshore | Wind |  | 23 |  | 2.05 |  | 47.15 | 47.15 |  | In Service | NS |  |  |  | Existing less Announced Withdrawal | Wind | 1165 | 2018-06-08 04:58 | 2018-02-19 03:58
VIC1 | Existing Plant | Portland Wind Farm | Pacific Hydro Portland Wind Farm Pty Ltd | Wind Turbine - Onshore | Wind |  | 22 |  | 2.05 |  | 45.1 | 45.1 |  | In Service | NS |  |  |  | Existing less Announced Withdrawal | Wind | 1165 | 2018-06-08 04:58 | 2018-02-19 03:58
VIC1 | Project | Prairie Solar Farm | Pacific Hydro Australia Developments Pty Ltd | Solar PV - Single axis tracking | Solar |  | 40 | 2.5 | 6.25 | 100 | 250 | 100 - 250 |  | Publically Announced | SS |  |  |  | Proposed | Solar | 1569 | 2019-06-13 02:25 | 2019-05-06
QLD1 | Existing Plant | Proserpine | Wimar Sugar Proserpine Pty Ltd | Turbine - Steam Sub Critical | Bagasse |  | 1 |  | 11 |  | 11 | 11 |  | In Service | NS |  |  |  | Existing less Announced Withdrawal | Biomass | 1301 | 2019-05-29 13:06 | 2019-05-03
QLD1 | Existing Plant | Proserpine | Wimar Sugar Proserpine Pty Ltd | Turbine - Steam Sub Critical | Bagasse |  | 1 |  | 6 |  | 6 | 6 |  | In Service | NS |  |  |  | Existing less Announced Withdrawal | Biomass | 1301 | 2019-05-29 13:06 | 2019-05-03
NSW1 | Existing Plant | Proten - Farm 60 | TBA | Solar PV - Fixed | Solar |  | 1 |  | 0.359 |  | 0.3588 | 0.3588 |  | In service | NS |  |  |  | Existing less Announced Withdrawal | Solar | 44 | 2018-07-31 | 2018-07-31
NSW1 | Existing Plant | Proten - Farm 61 | TBA | Solar PV - Fixed | Solar |  | 1 |  | 0.357 |  | 0.3567 | 0.3567 |  | In service | NS |  |  |  | Existing less Announced Withdrawal | Solar | 45 | 2018-07-31 | 2018-07-31
NSW1 | Existing Plant | Proten - Farm 74 | TBA | Solar PV - Fixed | Solar |  | 1 |  | 0.25 |  | 0.2499 | 0.2499 |  | In service | NS |  |  |  | Existing less Announced Withdrawal | Solar | 19 | 2018-07-31 | 2018-07-31
NSW1 | Existing Plant | Proten - Farm 75 - 79 | TBA | Solar PV - Fixed | Solar |  | 1 |  | 1.211 |  | 1.211 | 1.211 |  | In service | NS |  |  |  | Existing less Announced Withdrawal | Solar | 46 | 2018-07-31 | 2018-07-31
VIC1 | Existing Plant | Qenos Cogeneration Facility | SUSTAINABLE ENERGY INFRASTRUCTURE | Turbine - CCGT | Natural Gas Pipeline |  | 1 |  | 21 |  | 21 | 21 |  | In Service | NS |  |  |  | Existing less Announced Withdrawal | CCGT | 1317 | 2019-03-28 10:51 | 2019-04-01
SA1 | Existing Plant | Quarantine | Origin Energy Power Limited | Turbine - OCGT | Natural Gas Pipeline | QPS1 | 1 |  | 29 |  | 29 | 29 |  | In Service | S |  | 2053 |  | Existing less Announced Withdrawal | OCGT | 1166 | 2019-10-14 07:59 | 2018-02-19
SA1 | Existing Plant | Quarantine | Origin Energy Power Limited | Turbine - OCGT | Natural Gas Pipeline | QPS2 | 1 |  | 24 |  | 24 | 24 |  | In Service | S |  | 2054 |  | Existing less Announced Withdrawal | OCGT | 1166 | 2019-10-14 07:59 | 2018-02-19
SA1 | Existing Plant | Quarantine | Origin Energy Power Limited | Turbine - OCGT | Natural Gas Pipeline | QPS3 | 1 |  | 24 |  | 24 | 24 |  | In Service | S |  | 2054 |  | Existing less Announced Withdrawal | OCGT | 1166 | 2019-10-14 07:59 | 2018-02-19
SA1 | Existing Plant | Quarantine | Origin Energy Power Limited | Turbine - OCGT | Natural Gas Pipeline | QPS4 | 1 |  | 24 |  | 24 | 24 |  | In Service | S |  | 2055 |  | Existing less Announced Withdrawal | OCGT | 1166 | 2019-10-14 07:59 | 2018-02-19
SA1 | Existing Plant | Quarantine | Origin Energy Power Limited | Turbine - OCGT | Natural Gas Pipeline | QPS5 | 1 |  | 128 |  | 128 | 128 |  | In Service | S |  | 2044 |  | Existing less Announced Withdrawal | OCGT | 1166 | 2019-10-14 07:59 | 2018-02-19
SA1 | Project | Quarantine | Origin Energy Power Limited | Turbine - OCGT | Natural Gas Pipeline |  | 1 | [6 empty] | Publically Announced | S | Apr 2020 |  |  | Proposed | OCGT | 1166 | 2019-10-14 07:59 | 2018-02-19
SA1 | Project | Quarantine | Origin Energy Power Limited | Turbine - OCGT | Natural Gas Pipeline | QPS2 | 1 |  | 5 |  | 5 | 5 |  | Publically Announced | S | Apr 2020 | 2054 |  | Proposed | OCGT | 1166 | 2019-10-14 07:59 | 2018-02-19
SA1 | Project | Quarantine | Origin Energy Power Limited | Turbine - OCGT | Natural Gas Pipeline | QPS3 | 1 |  | 5 |  | 5 | 5 |  | Publically Announced | S | Apr 2022 | 2054 |  | Proposed | OCGT | 1166 | 2019-10-14 07:59 | 2018-02-19
SA1 | Project | Quarantine | Origin Energy Power Limited | Turbine - OCGT | Natural Gas Pipeline | QPS4 | 1 |  | 5 |  | 5 | 5 |  | Publically Announced | S | Apr 2021 | 2054 |  | Proposed | OCGT | 1166 | 2019-10-14 07:59 | 2018-02-19
NSW1 | Project | Quorn Park Solar Farm | Renewable Energy Developments | Solar PV - Fixed | Solar |  | 1 |  | 160 |  | 160 | 160 |  | Publically Announced | SS |  |  |  | Proposed | Solar | 97 | 2018-07-31 | 2018-07-31
QLD1 | Existing Plant | Racecourse Mill | Mackay Sugar Ltd | Turbine - Steam Sub Critical | Biomass | RACOMIL1 | 1 |  | 37.25 |  | 37.25 | 37.25 |  | In Service | NS |  |  |  | Existing less Announced Withdrawal | Biomass | 1305 | 2019-06-25 06:43 | 2018-04-14 07:16
QLD1 | Existing Plant | Racecourse Mill | Mackay Sugar Ltd | Turbine - Steam Sub Critical | Biomass | RACOMIL1 | 1 |  | 7 |  | 7 | 7 |  | In Service | NS |  |  |  | Existing less Announced Withdrawal | Biomass | 1305 | 2019-06-25 06:43 | 2018-04-14 07:16
QLD1 | Existing Plant | Racecourse Mill | Mackay Sugar Ltd | Turbine - Steam Sub Critical | Biomass | RACOMIL1 | 1 |  | 3.5 |  | 3.5 | 3.5 |  | In Service | NS |  |  |  | Existing less Announced Withdrawal | Biomass | 1305 | 2019-06-25 06:43 | 2018-04-14 07:16
QLD1 | Project | Raglan Solar Farm | EEW Eco Energy World Ltd | Confidential - Confidential | Solar |  | 96 |  | 2.5 |  | 240 | 240 |  | Publically Announced | SS |  |  |  | Proposed | Solar | 1474 | 2018-07-26 07:06 | 2018-07-26 07:06
NSW1 | Project | Redbank | Hunter Energy Pty Limited | Turbine - Steam Sub Critical | Black Coal |  | 1 | 50 | 151 | 50 | 151 | 50 - 151 |  | Publically Announced | S |  |  |  | Proposed | Coal | 1167 | 2019-10-31 10:00 | 2019-05-06
SA1 | Existing Plant | Redmud Green Energy 10 | TBA | Solar PV - Fixed | Solar |  | 1 |  | 0.212 |  | 0.212 | 0.212 |  | In service | NS |  |  |  | Existing less Announced Withdrawal | Solar | 30 | 2018-07-31 | 2018-07-31
SA1 | Existing Plant | Redmud Green Energy 11 | TBA | Solar PV - Fixed | Solar |  | 1 |  | 0.212 |  | 0.212 | 0.212 |  | In service | NS |  |  |  | Existing less Announced Withdrawal | Solar | 31 | 2018-07-31 | 2018-07-31
SA1 | Existing Plant | Redmud Green Energy 12 | TBA | Solar PV - Fixed | Solar |  | 1 |  | 0.212 |  | 0.212 | 0.212 |  | In service | NS |  |  |  | Existing less Announced Withdrawal | Solar | 32 | 2018-07-31 | 2018-07-31
SA1 | Existing Plant | Redmud Green Energy 13 | TBA | Solar PV - Fixed | Solar |  | 1 |  | 0.212 |  | 0.212 | 0.212 |  | In service | NS |  |  |  | Existing less Announced Withdrawal | Solar | 33 | 2018-07-31 | 2018-07-31
SA1 | Existing Plant | Redmud Green Energy 14 | TBA | Solar PV - Fixed | Solar |  | 1 |  | 0.212 |  | 0.212 | 0.212 |  | In service | NS |  |  |  | Existing less Announced Withdrawal | Solar | 34 | 2018-07-31 | 2018-07-31
SA1 | Existing Plant | Redmud Green Energy 4 | TBA | Solar PV - Fixed | Solar |  | 1 |  | 0.6 |  | 0.6 | 0.6 |  | In service | NS |  |  |  | Existing less Announced Withdrawal | Solar | 35 | 2018-07-31 | 2018-07-31
SA1 | Existing Plant | Redmud Green Energy 5 | TBA | Solar PV - Fixed | Solar |  | 1 |  | 0.212 |  | 0.212 | 0.212 |  | In service | NS |  |  |  | Existing less Announced Withdrawal | Solar | 36 | 2018-07-31 | 2018-07-31
SA1 | Existing Plant | Redmud Green Energy 6 | TBA | Solar PV - Fixed | Solar |  | 1 |  | 0.212 |  | 0.212 | 0.212 |  | In service | NS |  |  |  | Existing less Announced Withdrawal | Solar | 37 | 2018-07-31 | 2018-07-31
SA1 | Existing Plant | Redmud Green Energy 7 | TBA | Solar PV - Fixed | Solar |  | 1 |  | 0.212 |  | 0.212 | 0.212 |  | In service | NS |  |  |  | Existing less Announced Withdrawal | Solar | 38 | 2018-07-31 | 2018-07-31
SA1 | Existing Plant | Redmud Green Energy 8 | TBA | Solar PV - Fixed | Solar |  | 1 |  | 0.212 |  | 0.212 | 0.212 |  | In service | NS |  |  |  | Existing less Announced Withdrawal | Solar | 39 | 2018-07-31 | 2018-07-31
SA1 | Existing Plant | Redmud Green Energy 9 | TBA | Solar PV - Fixed | Solar |  | 1 |  | 0.212 |  | 0.212 | 0.212 |  | In service | NS |  |  |  | Existing less Announced Withdrawal | Solar | 40 | 2018-07-31 | 2018-07-31
TAS1 | Existing Plant | Reece | Hydro-Electric Corporation | Hydro - Dam | Water | REECE1 | 1 |  | 115.6 |  | 115.6 | 115.6 |  | In Service | S |  | 2100 |  | Existing less Announced Withdrawal | Water | 1168 | 2019-05-27 10:09 | 2019-05-24
TAS1 | Existing Plant | Reece | Hydro-Electric Corporation | Hydro - Dam | Water | REECE2 | 1 |  | 115.6 |  | 115.6 | 115.6 |  | In Service | S |  | 2100 |  | Existing less Announced Withdrawal | Water | 1168 | 2019-05-27 10:09 | 2019-05-24
SA1 | Project | Reeves Plains OCGT - stage 1 | Alinta Energy Reeves Plains Pty Ltd | Turbine - OCGT | Natural Gas Pipeline |  | 1 |  | 150 |  | 150 | 150 |  | Publically Announced | S |  |  |  | Proposed | OCGT | 1522 | 2019-05-06 15:26 | 2018-05-23
SA1 | Project | Reeves Plains OCGT - stage 2 | Alinta Energy Reeves Plains Pty Ltd | Turbine - OCGT | Natural Gas Pipeline |  | 1 |  | 150 |  | 150 | 150 |  | Publically Announced | S |  |  |  | Proposed | OCGT | 1523 | 2019-05-06 15:26 | 2018-05-23
TAS1 | Existing Plant | Remount | LMS Energy Pty Ltd | Reciprocating Engine - Spark ignition | Landfill Methane / Landfill Gas | REMOUNT | 2 |  | 1.123 |  | 2.246 | 2.246 |  | In Service | NS |  |  |  | Existing less Announced Withdrawal | Biomass | 1169 | 2018-05-09 06:00 | 2018-04-14 06:36
QLD1 | Existing Plant | Renewable Power Australia Limited | Renewable Power Australia Limited as Trustee for FPC Green Fund Trust | Turbine - Steam Sub Critical | Green and air dried wood | RPCG | 1 |  | 30 |  | 30 | 30 |  | In Service | NS |  |  |  | Existing less Announced Withdrawal | Biomass | 1172 | 2018-05-21 01:30 | 2018-04-14 06:37
TAS1 | Existing Plant | Repulse | Hydro-Electric Corporation | Hydro - Dam | Water | REPULSE | 1 |  | 28 |  | 28 | 28 |  | In Service | NS |  | 2100 |  | Existing less Announced Withdrawal | Water | 1170 | 2019-05-24 11:31 | 2019-05-24
NSW1 | Existing Plant | Revesby Workers Club | Revesby Workers Club | Reciprocating Engine - Compression ignition | Diesel |  | 2 |  | 0 |  | 0 | 0 |  | In Service | NS |  |  |  | Existing less Announced Withdrawal | Other | 1296 | 2018-05-07 04:45 | 2018-04-14 07:13
VIC1 | Existing Plant | REWASTE WOLLERT | TBA | Reciprocrating engine - Spark ignition | Landfill Methane / Landfill Gas |  | 1 |  | 1.06 |  | 1.06 | 1.06 |  | In service | NS |  |  |  | Existing less Announced Withdrawal | Biomass | 57 | 2018-07-31 | 2018-07-31
VIC1 | Project | Rifle Butts Wind Farm | NewEn | TBA - TBA | Wind |  | 1 |  | 40 |  | 40 | 40 |  | Publically Announced | SS |  |  |  | Proposed | Wind | 128 | 2018-07-31 | 2018-07-31
NSW1 | Project | Riverina Solar Farm | Riverina Solar farm Pty Ltd | Solar PV - Single axis tracking | Solar |  | 1 | 42.75 | 47.9 | 42.75 | 47.9 | 42.75 - 47.9 |  | Maturing | NS |  |  |  | Proposed | Solar | 1415 | 2019-06-13 01:24 | 2019-06-28 12:30
SA1 | Project | Riverland Solar Storage - Solar | Lyon Solar | Solar PV - Single axis tracking | Solar |  | 153 |  | 1.654 |  | 253 | 253 |  | Publically Announced | SS |  | 2046 |  | Proposed | Solar | 1410 | 2019-06-13 01:24 | 2019-06-05
SA1 | Project | Riverland Solar Storage - Storage | Lyon Solar | Storage - Battery | N/A |  | 1 |  | 100 |  | 100 | 100 |  | Publically Announced | S |  |  |  | Proposed | Battery Storage | 115 | 2018-07-31 | 2018-07-31
TAS1 | Project | Robbins Island Wind Farm | UPC Renewables | Wind Turbine - Onshore | Wind |  | 1 |  | 1000 |  | 1000 | 1000 |  | Publically Announced | SS |  |  |  | Proposed | Wind | 121 | 2018-07-31 | 2018-07-31
QLD1 | Existing Plant | Rochedale Renewable Energy Facility | LMS Energy Pty Ltd | Other - Spark ignition | Landfill Methane / Landfill Gas |  | 1 |  | 4.492 |  | 4.492 | 4.492 |  | In Service | NS |  |  |  | Existing less Announced Withdrawal | Biomass | 1171 | 2018-05-09 06:02 | 2018-04-14 06:37
QLD1 | Existing Plant | Rochedale Renewable Energy Facility | LMS Energy Pty Ltd | Reciprocating Engine - Spark ignition | Landfill Methane / Landfill Gas | ROCHEDAL | 4 |  | 1.123 |  | 4.492 | 4.492 |  | In Service | NS |  |  |  | Existing less Announced Withdrawal | Biomass | 1171 | 2018-05-09 06:02 | 2018-04-14 06:37
QLD1 | Project | Rodds Bay Solar Farm | Renew Estate | Solar PV - Single axis tracking | Solar |  | 110 | 2.5 | 2.75 | 275 | 302.5 | 275 - 302.5 |  | Publically Announced | NS |  |  |  | Proposed | Solar | 1561 | 2019-06-13 02:25 | 2018-05-28 06:40
QLD1 | Existing Plant | Roghan Road | EDL LFG Qld Pty Ltd | Reciprocating Engine - Spark ignition | Landfill Gas | EDLRGNRD | 1 |  | 1.15 |  | 1.15 | 1.15 |  | In Service | NS |  |  |  | Existing less Announced Withdrawal | Biomass | 1326 | 2019-07-24 13:21 | 2019-06-21
QLD1 | Project | Rolleston Solar Farm | RES Australia Pty Ltd | Solar PV - Fixed | Solar |  | 1 |  | 90 |  | 90 | 90 |  | Publically Announced | SS |  |  |  | Proposed | Solar | 105 | 2018-07-31 | 2018-07-31
QLD1 | Project | Rollingstone Solar Farm | ESCO Pacific | Solar PV - Fixed | Solar |  | 1 |  | 117.4 |  | 117.4 | 117.4 |  | Publically Announced | SS |  |  |  | Proposed | Solar | 1442 | 2019-06-13 01:23 | 2018-04-19 08:27
QLD1 | Existing Plant | Roma | Origin Energy Power Limited | Turbine - OCGT | Natural Gas Pipeline | ROMA_7 | 1 |  | 40 |  | 40 | 40 |  | In Service | S |  | 2034 |  | Existing less Announced Withdrawal | OCGT | 1173 | 2019-05-17 14:53 | 2018-04-14
QLD1 | Existing Plant | Roma | Origin Energy Power Limited | Turbine - OCGT | Natural Gas Pipeline | ROMA_8 | 1 |  | 40 |  | 40 | 40 |  | In Service | S |  | 2034 |  | Existing less Announced Withdrawal | OCGT | 1173 | 2019-05-17 14:53 | 2018-04-14
QLD1 | Existing Plant | Ross River Solar Farm | Ross River Operations Pty Ltd | Solar PV - Single axis tracking | Solar | RRSF1 | 64 |  | 2 |  | 128 | 128 |  | In Commissioning | SS |  | 2043 |  | Existing less Announced Withdrawal | Solar | 1401 | 2019-05-27 10:22 | 2019-05-27
TAS1 | Existing Plant | Rowallan | Hydro-Electric Corporation | Hydro - Dam | Water | ROWALLAN | 1 |  | 10.5 |  | 10.5 | 10.5 |  | In Service | NS |  | 2100 |  | Existing less Announced Withdrawal | Water | 1174 | 2019-05-24 11:26 | 2019-05-24
NSW1 | Existing Plant | Royalla Solar Farm | Royalla Asset Pty Ltd ATF Royalla Asset Trust | Solar PV - Fixed | Solar | ROYALLA1 | 20 |  | 1 |  | 20 | 20 |  | In Service | NS |  | 2045 |  | Existing less Announced Withdrawal | Solar | 1336 | 2019-05-15 13:59 | 2019-05-17
VIC1 | Existing Plant | Rubicon Mountain Streams | AGL Hydro Partnership | Hydro - Dam | Water | RUBICON | 5 |  | 2.7 |  | 13.5 | 13.5 |  | In Service | NS |  |  |  | Existing less Announced Withdrawal | Water | 1175 | 2019-04-02 07:36 | 2019-04-01
QLD1 | Existing Plant | Rugby Run Solar Farm | Adani Rugby Run Pty Ltd | Solar PV - Single axis tracking | Solar | RUGBYR1 | 1 |  | 65 |  | 65 | 65 |  | In Commissioning | SS |  | 2049 |  | Existing less Announced Withdrawal | Solar | 1493 | 2020-01-17 09:32 | 2020-01-18
VIC1 | Project | Ryan Corner Wind Farm | Ryan Corner Development Pty Ltd | Wind Turbine - Onshore | Wind |  | 56 |  | 4.2 |  | 235.2 | 235.2 |  | Publically Announced | SS |  |  |  | Proposed | Wind | 1176 | 2019-06-18 01:13 | 2018-04-14 06:38
NSW1 | Project | Rye Park Wind Farm | Tilt Renewables Australia | Wind Turbine - Onshore | Wind |  | 109 |  | 3 |  | 327 | 327 |  | Publically Announced | SS |  |  |  | Proposed | Wind | 1353 | 2019-06-13 01:24 | 2018-04-14 07:32
SA1 | Existing Plant | SA Aquatic & Leasure Centre | TBA | Solar PV - Fixed | Solar |  | 1 |  | 0.512 |  | 0.512 | 0.512 |  | In service | NS |  |  |  | Existing less Announced Withdrawal | Solar | 41 | 2018-07-31 | 2018-07-31
SA1 | Existing Plant | SA Government Virtual Power Plant - stage 1 | Government of South Australia | Storage - Battery | N/A |  | 1 |  | 0.5 |  | 0.5 | 0.5 |  | In Service | NS |  |  |  | Existing less Announced Withdrawal | Battery Storage | 1607 | 2018-06-22 08:45 | 2018-06-22 08:45
SA1 | Project | SA Government Virtual Power Plant - stage 2 | Government of South Australia | Storage - Battery | N/A |  | 1 |  | 5 |  | 5 | 5 |  | Committed* | NS |  |  |  | Committed | Battery Storage | 1608 | 2018-07-30 02:04 | 2018-07-30 02:04
SA1 | Project | SA Government Virtual Power Plant - stage 3 | Government of South Australia | Storage - Battery | N/A |  | 1 |  | 245 |  | 245 | 245 |  | Publically Announced | TBA |  |  |  | Proposed | Battery Storage | 1609 | 2018-07-30 02:05 | 2018-07-30 02:05
SA1 | Project | SA Water PV Plant | SA Water | Solar PV - Fixed | Solar |  | 1 |  | 152 |  | 152 | 152 |  | Publically Announced | SS |  |  |  | Proposed | Solar | 116 | 2018-07-31 | 2018-07-31
VIC1 | Existing Plant | SALE HOSPITAL - SOLAR | TBA | Solar PV - Fixed | Solar |  | 1 |  | 0.264 |  | 0.2636 | 0.2636 |  | In service | NS |  |  |  | Existing less Announced Withdrawal | Solar | 58 | 2018-07-31 | 2018-07-31
VIC1 | Existing Plant | Salt Creek Wind Farm | Salt Creek Wind Farm Pty Ltd | Wind Turbine - Onshore | Wind | SALTCRK1 | 15 |  | 3.6 |  | 54 | 54 |  | In Service | SS |  | 2043 |  | Existing less Announced Withdrawal | Wind | 1244 | 2019-07-23 08:00 | 2019-07-23
NSW1 | Project | Sandigo Solar Farm | ESCO Pacific | Solar PV - Single axis tracking | Solar |  | 1 |  | 0 |  | 0 | 0 |  | Publically Announced | SS |  |  |  | Proposed | Solar | 1618 | 2019-06-13 02:25 | 2018-07-02 01:44
NSW1 | Existing Plant | Sapphire Wind Farm | SWF1 Operations Holdings Pty Ltd as trustee for SWF1 Hold Trust | Wind Turbine - Onshore | Wind | SAPHWF1 | 75 |  | 3.6 |  | 270 | 270 |  | In Service | SS |  | 2037 |  | Existing less Announced Withdrawal | Wind | 1270 | 2019-06-14 12:13 | 2018-04-14
VIC1 | Existing Plant | SCS Shepparton | TBA | Solar PV - Fixed | Solar |  | 1 |  | 0.3 |  | 0.3 | 0.3 |  | In service | NS |  |  |  | Existing less Announced Withdrawal | Solar | 59 | 2018-07-31 | 2018-07-31
SA1 | Existing Plant | Seacliff Mini Hydro | SA Water | Hydro - Dam | Water |  | 1 |  | 1.35 |  | 1.35 | 1.35 |  | In Service | NS |  |  |  | Existing less Announced Withdrawal | Water | 1546 | 2019-06-13 01:24 | 2019-05-14
NSW1 | Project | Sebastopol Solar Farm | ib vogt | Confidential - Confidential | Solar |  | 1 | [6 empty] | Publically Announced | SS | Jan 2021 |  |  | Proposed | Solar | 5010 | 2019-06-21 05:15 | 2019-06-28 12:30
VIC1 | Existing Plant | Shamic Sheetmetal | TBA | Solar PV - Fixed | Solar |  | 1 |  | 0.305 |  | 0.3052 | 0.3052 |  | In service | NS |  |  |  | Existing less Announced Withdrawal | Solar | 60 | 2018-07-31 | 2018-07-31
VIC1 | Existing Plant | Shepparton | LMS ENERGY Pty Ltd | Reciprocating Engine - Spark ignition | Municipal Solid Waste |  | 1 |  | 0.78 |  | 0.78 | 0.78 |  | In Service | NS |  |  |  | Existing less Announced Withdrawal | Biomass | 1342 | 2018-05-09 06:23 | 2018-04-14 07:29
VIC1 | Project | Shepparton Solar Farm | Neoen | Solar PV - Fixed | Solar |  | 1 |  | 100 |  | 100 | 100 |  | Publically Announced | SS |  |  |  | Proposed | Solar | 1427 | 2019-06-13 01:23 | 2019-05-31
VIC1 | Existing Plant | Shepparton Wastewater Treatment Facility | Diamond Energy Pty Ltd | Reciprocating Engine - Spark ignition | Biogas | SHEP1 | 1 |  | 1.1 |  | 1.1 | 1.1 |  | In Service | NS |  | 2038 |  | Existing less Announced Withdrawal | Biomass | 1312 | 2019-05-14 15:39 | 2018-04-14
NSW1 | Existing Plant | Shoalhaven | Origin Energy Eraring Pty Ltd | Storage - Pumped hydro | Water | SHGEN | 2 |  | 80 |  | 160 | 160 | 9200 | In Service | S |  | 2100 |  | Existing less Announced Withdrawal | Water | 1177 | 2019-05-17 14:09 | 2018-04-14
NSW1 | Existing Plant | Shoalhaven | Origin Energy Eraring Pty Ltd | Storage - Pumped hydro | Water | SHGEN | 2 |  | 40 |  | 80 | 80 | 480 | In Service | S |  | 2100 |  | Existing less Announced Withdrawal | Water | 1177 | 2019-05-17 14:09 | 2018-04-14
NSW1 | Project | Shoalhaven Expansion | Origin Energy | Confidential - Confidential | Confidential |  | 1 | [5 empty] | 2853 | Publically Announced | S |  |  |  | Proposed | Water | 1434 | 2019-05-21 13:05 | 2018-04-19
NSW1 | Existing Plant | Silverton Wind Farm | PARF Company 8 Pty Ltd as trustee for the Silverton Project Trust | Wind Turbine - Onshore | Wind | STWF1 | 58 |  | 3.43 |  | 198.94 | 198.94 |  | In Service | SS |  | 2043 |  | Existing less Announced Withdrawal | Wind | 1178 | 2019-07-05 11:16 | 2019-05-08
SA1 | Project | Simply Energy VPP | Simply Energy | Storage - Virtual Power Plant | Storage |  | 1 |  | 6 |  | 6 | 6 | 16 | Committed* | NS |  |  |  | Committed | Battery Storage | 117 | 2018-07-31 | 2018-07-31
QLD1 | Existing Plant | SIPS Staypylton Industrial Power Station | TBA | Solar PV - Fixed | Solar |  | 1 |  | 0.15 |  | 0.15 | 0.15 |  | In service | NS |  |  |  | Existing less Announced Withdrawal | Solar | 76 | 2018-07-31 | 2018-07-31
NSW1 | Existing Plant | Smithfield Energy Facility | Smithfield Power Generation Pty Ltd | Turbine - OCGT | Natural Gas Pipeline | SITHE01 | 2 |  | 41.742 |  | 83.484 | 83.484 |  | In Service | S |  | 2044 |  | Existing less Announced Withdrawal | OCGT | 1179 | 2019-07-11 14:06 | 2019-06-07
NSW1 | Existing Plant | Smithfield Energy Facility | Smithfield Power Generation Pty Ltd | Turbine - OCGT | Natural Gas Pipeline | SITHE01 | 1 |  | 39.749 |  | 39.749 | 39.749 |  | In Service | S |  | 2044 |  | Existing less Announced Withdrawal | OCGT | 1179 | 2019-07-11 14:06 | 2019-06-07
NSW1 | Existing Plant | Smithfield Energy Facility | Smithfield Power Generation Pty Ltd | Turbine - CCGT | Natural Gas Pipeline | SITHE04 | 1 |  | 61.766 |  | 61.766 | 61.766 |  | In Service | S |  | 2044 |  | Existing less Announced Withdrawal | CCGT | 1179 | 2019-07-11 14:06 | 2019-06-07
QLD1 | Project | Smoky Creek Solar Farm | Edify Energy | Solar PV - Single axis tracking | Solar |  | 1 |  | 450 |  | 450 | 450 |  | Publically Announced | SS | Dec 2020 |  |  | Proposed | Solar | 1708 | 2019-06-13 02:25 | 2019-04-04
SA1 | Project | Snowtown North Solar Farm | Tilt Renewables | Solar PV - Fixed | Solar |  | 11 |  | 4 |  | 44 | 44 |  | Publically Announced | SS |  |  |  | Proposed | Solar | 1486 | 2019-06-13 01:23 | 2019-05-06
SA1 | Project | Snowtown North Solar Farm - BESS | Tilt Renewables | Storage - Battery | Solar |  | 1 |  | 21 |  | 21 | 21 |  | Publically Announced | S |  |  |  | Proposed | Battery Storage | 1600 | 2019-06-13 02:25 | 2019-05-06
SA1 | Existing Plant | Snowtown S2 Wind Farm | Snowtown Wind Farm Stage 2 Pty Ltd | Wind Turbine - Onshore | Wind | SNOWNTH1 | 48 |  | 3 |  | 144 | 144 |  | In Service | SS |  | 2039 |  | Existing less Announced Withdrawal | Wind | 1181 | 2019-07-23 08:03 | 2019-07-23
SA1 | Existing Plant | Snowtown S2 Wind Farm | Snowtown Wind Farm Stage 2 Pty Ltd | Wind Turbine - Onshore | Wind | SNOWSTH1 | 42 |  | 3 |  | 126 | 126 |  | In Service | SS |  | 2039 |  | Existing less Announced Withdrawal | Wind | 1181 | 2019-07-23 08:03 | 2019-07-23
SA1 | Existing Plant | Snowtown Wind Farm | Snowtown Wind Farm Pty Ltd | Wind Turbine - Onshore | Wind | SNOWTWN1 | 47 |  | 2.1 |  | 98.7 | 98.7 |  | In Service | SS |  | 2033 |  | Existing less Announced Withdrawal | Wind | 1180 | 2019-07-23 07:57 | 2019-07-23
NSW1 | Project | Snowy 2.0 | Snowy Hydro Ltd | Storage - Pumped hydro | Water |  | 6 |  | 340 |  | 2040 | 2040 | 350000 | Committed¹ | S | Mar 2025 |  |  | Committed | Water | 1752 | 2019-07-01 14:14 | 2019-06-21
SA1 | Existing Plant | Snuggery | Synergen Power Pty Ltd | Turbine - OCGT | Diesel |  | 1 |  | 21 |  | 21 | 21 |  | In Service | NS |  | 2030 |  | Existing less Announced Withdrawal | OCGT | 1182 | 2019-05-31 10:24 | 2018-04-14
SA1 | Existing Plant | Snuggery | Synergen Power Pty Ltd | Turbine - OCGT | Diesel | SNUG1 | 3 |  | 21 |  | 63 | 63 |  | In Service | S |  | 2030 |  | Existing less Announced Withdrawal | OCGT | 1182 | 2019-05-31 10:24 | 2018-04-14
QLD1 | Existing Plant | Somerset Dam | Seqwater | Solar PV - Fixed | Solar |  | 1 |  | 3.2 |  | 3.2 | 3.2 |  | In service | NS |  |  |  | Existing less Announced Withdrawal | Solar | 90 | 2018-07-31 | 2018-07-31
VIC1 | Existing Plant | Somerton | AGL Hydro partnership | Turbine - OCGT | Natural Gas Pipeline | AGLSOM | 4 |  | 42.5 |  | 170 | 170 |  | In Service | S |  | 2033 |  | Existing less Announced Withdrawal | OCGT | 1183 | 2019-04-05 10:28 | 2019-04-01
QLD1 | Existing Plant | South Johnstone Mill | MSF Sugar | Turbine - Steam Sub Critical | Bagasse |  | 1 |  | 9.5 |  | 9.5 | 9.5 |  | In Service | NS |  |  |  | Existing less Announced Withdrawal | Biomass | 1307 | 2018-07-26 06:42 | 2018-04-14 07:16
QLD1 | Existing Plant | South Johnstone Mill | MSF Sugar | Turbine - Steam Sub Critical | Bagasse |  | 1 |  | 7.8 |  | 7.8 | 7.8 |  | In Service | NS |  |  |  | Existing less Announced Withdrawal | Biomass | 1307 | 2018-07-26 06:42 | 2018-04-14 07:16
QLD1 | Existing Plant | South Johnstone Mill | MSF Sugar | Turbine - Steam Sub Critical | Bagasse |  | 1 |  | 2 |  | 2 | 2 |  | In Service | NS |  |  |  | Existing less Announced Withdrawal | Biomass | 1307 | 2018-07-26 06:42 | 2018-04-14 07:16
QLD1 | Project | South Johnstone Mill (expansion) | MSF Sugar | Turbine - Steam Sub Critical | Bagasse |  | 1 |  | 32 |  | 32 | 32 |  | Publically Announced | NS |  |  |  | Proposed | Biomass | 106 | 2018-07-31 | 2018-07-31
NSW1 | Existing Plant | South Keswick Solar Farm | Dubbo Solar Hub Pty Ltd | Solar PV - Single axis tracking | Solar | SKSF1 | 1 |  | 15 |  | 15 | 15 |  | In Service | NS |  | 2058 |  | Existing less Announced Withdrawal | Solar | 1377 | 2019-05-20 15:02 | 2019-05-17
QLD1 | Existing Plant | Southbank Institute of Technology Unit 1 Plant | Southbank Institute of Technology | Reciprocating Engine - Compression ignition | Diesel | STHBKTEC | 1 |  | 1 |  | 1 | 1 |  | In Service | NS |  |  |  | Existing less Announced Withdrawal | Other | 1251 | 2018-04-14 06:59 | 2018-04-14 06:59
NSW1 | Project | Springdale Solar Farm | Renew Estate | Solar PV - Single axis tracking | Solar |  | 44 | 2.5 | 2.75 | 110 | 121 | 110 - 121 |  | Publically Announced | NS |  |  |  | Proposed | Solar | 1560 | 2019-06-13 02:25 | 2018-05-28 05:56
VIC1 | Existing Plant | Springvale | EDL LFG Vic Pty Ltd | Reciprocating Engine - Spark ignition | Landfill Gas | SVALE1 | 4 |  | 1.05 |  | 4.2 | 4.2 |  | In Service | NS |  | 2025 |  | Existing less Announced Withdrawal | Biomass | 1184 | 2019-05-24 15:10 | 2018-04-14
SA1 | Project | SSE Whyalla Solar Farm | SSE Australia Pty Ltd | Confidential - Confidential | Solar |  | 180 | [6 empty] | Emerging | NS |  |  |  | Proposed | Solar | 1558 | 2019-06-13 01:24 | 2019-05-14
NSW1 | Existing Plant | St George Leagues Club - Kogarah, NSW | St George Leagues Club Limited | Reciprocating Engine - Compression ignition | Diesel |  | 1 |  | 1.34 |  | 1.34 | 1.34 |  | In Service | NS |  |  |  | Existing less Announced Withdrawal | Other | 1294 | 2019-06-24 01:23 | 2019-05-15
NSW1 | Existing Plant | St George Leagues Club - Kogarah, NSW | St George Leagues Club Limited | Reciprocating Engine - Compression ignition | Diesel |  | 1 |  | 0.8 |  | 0.8 | 0.8 |  | In Service | NS |  |  |  | Existing less Announced Withdrawal | Other | 1294 | 2019-06-24 01:23 | 2019-05-15
TAS1 | Existing Plant | St Patrick's College Launceston | TBA | Solar PV - Fixed | Solar |  | 1 |  | 0.265 |  | 0.2646 | 0.2646 |  | In service | NS |  |  |  | Existing less Announced Withdrawal | Solar | 27 | 2018-07-31 | 2018-07-31
TAS1 | Project | St Patricks Plains Wind Farm | Epuron | Wind Turbine - Onshore | Wind |  | 1 |  | 300 |  | 300 | 300 |  | Publically Announced | SS |  |  |  | Proposed | Wind | 136 | 2019-10-30 | 2019-10-30
QLD1 | Existing Plant | St Ursula's College Yeppoon | TBA | Solar PV - Fixed | Solar |  | 1 |  | 0.174 |  | 0.1738 | 0.1738 |  | In service | NS |  |  |  | Existing less Announced Withdrawal | Solar | 77 | 2018-07-31 | 2018-07-31
QLD1 | Existing Plant | Stanwell | Stanwell Corporation Limited | Turbine - Steam Sub Critical | Black Coal | STAN-1 | 1 |  | 365 |  | 365 | 365 |  | In Service | S |  | 2043 |  | Existing less Announced Withdrawal | Coal | 1185 | 2019-06-13 01:24 | 2018-04-14 06:40
QLD1 | Existing Plant | Stanwell | Stanwell Corporation Limited | Turbine - Steam Sub Critical | Black Coal | STAN-2 | 1 |  | 365 |  | 365 | 365 |  | In Service | S |  | 2044 |  | Existing less Announced Withdrawal | Coal | 1185 | 2019-06-13 01:24 | 2018-04-14 06:40
QLD1 | Existing Plant | Stanwell | Stanwell Corporation Limited | Turbine - Steam Sub Critical | Black Coal | STAN-3 | 1 |  | 365 |  | 365 | 365 |  | In Service | S |  | 2045 |  | Existing less Announced Withdrawal | Coal | 1185 | 2019-06-13 01:24 | 2018-04-14 06:40
QLD1 | Existing Plant | Stanwell | Stanwell Corporation Limited | Turbine - Steam Sub Critical | Black Coal | STAN-4 | 1 |  | 365 |  | 365 | 365 |  | In Service | S |  | 2046 |  | Existing less Announced Withdrawal | Coal | 1185 | 2019-06-13 01:24 | 2018-04-14 06:40
QLD1 | Existing Plant | Stapylton Renewable Energy Facility | LMS Energy Pty Ltd | Reciprocating Engine - Spark ignition | Landfill Methane / Landfill Gas | STAPYLTON1 | 2 |  | 1.3 |  | 2.6 | 2.6 |  | In Service | NS |  |  |  | Existing less Announced Withdrawal | Biomass | 1358 | 2018-05-09 06:48 | 2018-04-14 07:34
VIC1 | Project | Star of The South | Offshore Energy | Wind Turbine - Offshore | Wind |  | 1 |  | 2000 |  | 2000 | 2000 |  | Publically Announced | SS |  |  |  | Proposed | Wind | 1613 | 2019-06-13 02:25 | 2018-07-02 01:09
SA1 | Existing Plant | Starfish Hill | Ratch Australia | Wind Turbine - Onshore | Wind | STARHLWF | 22 |  | 1.5 |  | 33 | 33 |  | In Service | NS |  |  |  | Existing less Announced Withdrawal | Wind | 1186 | 2019-04-03 15:19 | 2019-04-03
NSW1 | Existing Plant | Stockland Development Wetherill Park | TBA | Solar PV - Fixed | Solar |  | 1 |  | 0.925 |  | 0.9248 | 0.9248 |  | In service | NS |  |  |  | Existing less Announced Withdrawal | Solar | 20 | 2018-07-31 | 2018-07-31
VIC1 | Project | Stockyard Hill Wind Farm | Stockyard Hill Wind Farm Pty Ltd | Wind Turbine - Onshore | Wind |  | 149 |  | 3.57 |  | 531.93 | 531.93 |  | Committed | SS | Dec 2020 | 2045 |  | Committed | Wind | 1187 | 2020-01-20 22:03 | 2020-01-14
SA1 | Project | Stony Gap | Palisade Stony Gap Investments Pty Ltd | Wind Turbine - Onshore | Wind |  | 35 |  | 3.4 |  | 119 | 119 |  | Publically Announced | SS |  |  |  | Proposed | Wind | 1188 | 2019-06-28 02:14 | 2019-06-19
NSW1 | Existing Plant | Summer Hill | LMS Energy Pty Ltd | Reciprocating Engine - Spark ignition | Landfill Methane / Landfill Gas |  | 2 |  | 1.123 |  | 2.246 | 2.246 |  | In Service | NS |  |  |  | Existing less Announced Withdrawal | Biomass | 1189 | 2018-05-09 06:05 | 2018-04-14 06:41
NSW1 | Project | Summerhill Solar Farm | City of Newcastle | Solar PV - Fixed | Solar |  | 1 | [6 empty] | Publically Announced | NS |  |  |  | Proposed | Solar | 1651 | 2019-06-13 02:25 | 2018-07-02 23:27
QLD1 | Existing Plant | Sun Metals Corporation Solar Farm | Sun Metals Corporation Pty Ltd | Solar PV - Fixed | Solar | SMCSF1 | 76 |  | 1.67 |  | 126.92 | 126.92 |  | In Service | SS |  | 2042 |  | Existing less Announced Withdrawal | Solar | 1437 | 2019-06-03 13:29 | 2018-04-19
NSW1 | Project | Sundown Solar Farm | CWP Renewables Pty Ltd | Solar PV - Fixed | Solar |  | 600 |  | 1 |  | 600 | 600 |  | Publically Announced | SS |  |  |  | Proposed | Solar | 1616 | 2019-06-13 02:25 | 2018-07-02 01:35
NSW1 | Project | Sunraysia Solar Farm | Sunraysia Solar Project Pty Ltd | Solar PV - Single axis tracking | Solar |  | 104 |  | 2.2 |  | 228.8 | 228.8 |  | Committed | SS | Dec 2020 | 2049 |  | Committed | Solar | 1447 | 2020-01-30 15:52 | 2020-01-29
QLD1 | Existing Plant | Sunshine Coast Solar Farm | Sunshine Coast Regional Council | Solar PV - Fixed | Solar | VALDORA1 | 1 |  | 15 |  | 15 | 15 |  | In Service | NS |  | 2048 |  | Existing less Announced Withdrawal | Solar | 1512 | 2019-06-13 01:23 | 2019-04-29
QLD1 | Project | Sunshine Energy Solar Farm | Sunshine Energy | Solar PV - Single axis tracking | Solar |  | 1 |  | 1500 |  | 1500 | 1500 |  | Publically Announced | TBA |  |  |  | Proposed | Solar | 1703 | 2019-04-04 10:12 | 2019-04-04
NSW1 | Project | Suntop Solar Farm Pty Ltd | Suntop Solar Farm Pty Ltd | Solar PV - Single axis tracking | Solar |  | 1 |  | 150 |  | 150 | 150 |  | Maturing | SS |  |  |  | Proposed | Solar | 1586 | 2019-06-13 02:25 | 2018-06-08 07:58
QLD1 | Existing Plant | Suntown Renewable Energy Facility | LMS Energy Pty Ltd | Reciprocating Engine - Spark ignition | Landfill Methane / Landfill Gas |  | 1 |  | 1.025 |  | 1.025 | 1.025 |  | In Service | NS |  |  |  | Existing less Announced Withdrawal | Biomass | 1357 | 2018-05-09 06:39 | 2018-04-14 07:33
QLD1 | Existing Plant | Suntown Renewable Energy Facility | LMS Energy Pty Ltd | Reciprocating Engine - Spark ignition | Landfill Methane / Landfill Gas |  | 1 |  | 0.77 |  | 0.77 | 0.77 |  | In Service | NS |  |  |  | Existing less Announced Withdrawal | Biomass | 1357 | 2018-05-09 06:39 | 2018-04-14 07:33
QLD1 | Existing Plant | Susan River Solar Farm | Susan River Solar Pty Ltd | Solar PV - Single axis tracking | Solar | SRSF1 | 49 |  | 1.74 |  | 85.26 | 85.26 |  | In Service | SS |  | 2049 |  | Existing less Announced Withdrawal | Solar | 1444 | 2019-06-19 02:13 | 2019-06-05
VIC1 | Existing Plant | Swan Hill Solar Farm 1 Unit 1 | Solar Powerstations Victoria Pty Ltd | Solar PV - Single axis tracking | Solar |  | 3 |  | 2.4 |  | 7.2 | 7.2 |  | In Service | NS |  |  |  | Existing less Announced Withdrawal | Solar | 1583 | 2019-06-13 02:25 | 2019-05-06
VIC1 | Existing Plant | Swan Hill Solar Farm 2 Unit 1 | Solar Powerstations Victoria Pty Ltd | Solar PV - Single axis tracking | Solar |  | 3 |  | 2.4 |  | 7.2 | 7.2 |  | In Service | NS |  |  |  | Existing less Announced Withdrawal | Solar | 1611 | 2019-06-13 02:25 | 2019-05-06
QLD1 | Existing Plant | Swanbank E GT | Stanwell Corporation Limited | Turbine - CCGT | Coal Seam Methane | SWAN_E | 1 |  | 385 |  | 385 | 385 |  | In Service | S |  | 2028 |  | Existing less Announced Withdrawal | CCGT | 1190 | 2019-06-13 01:24 | 2018-04-14 06:42
QLD1 | Existing Plant | Swanbank JV | LMS ENERGY Pty Ltd | Reciprocating Engine - Spark ignition | Landfill Methane / Landfill Gas |  | 1 |  | 1.123 |  | 1.123 | 1.123 |  | In Service | NS |  |  |  | Existing less Announced Withdrawal | Biomass | 1344 | 2018-05-09 06:30 | 2018-04-14 07:29
QLD1 | Existing Plant | Swanbank JV | LMS ENERGY Pty Ltd | Reciprocating Engine - Spark ignition | Landfill Methane / Landfill Gas |  | 1 |  | 0.364 |  | 0.364 | 0.364 |  | In Service | NS |  |  |  | Existing less Announced Withdrawal | Biomass | 1344 | 2018-05-09 06:30 | 2018-04-14 07:29
VIC1 | Existing Plant | Symex | Symex Holding Ltd | Turbine - OCGT | Natural Gas Pipeline |  | 1 |  | 0 |  | 0 | 0 |  | In Service | NS |  |  |  | Existing less Announced Withdrawal | OCGT | 1191 | 2018-05-07 04:44 | 2018-04-14 06:42
QLD1 | Existing Plant | Tableland Mill | MSF Sugar | Turbine - Steam Sub Critical | Other |  | 1 |  | 7 |  | 7 | 7 |  | In Service | NS |  | 2019 |  | Existing less Announced Withdrawal | Other | 1298 | 2019-06-13 01:24 | 2018-04-14 07:14
QLD1 | Project | Tableland Mill | MSF Sugar | Turbine - Steam Sub Critical | Other |  | 1 | 20 | 24 | 20 | 24 | 20 - 24 |  | Committed* | NS |  |  |  | Committed | Other | 1298 | 2019-06-13 01:24 | 2018-04-14 07:14
NSW1 | Existing Plant | Tahmoor | EDL TT Pty Ltd | Reciprocating Engine - Spark ignition | Waste Coal Mine Gas | TAHMOOR1 | 7 |  | 1.065 |  | 7.455 | 7.455 |  | In Service | NS |  | 2035 |  | Existing less Announced Withdrawal | Gas other | 1361 | 2019-05-24 15:58 | 2018-04-14
SA1 | Existing Plant | Tailem Bend - Solar | Vena Energy | Solar PV - Fixed | Solar | TBSF1 | 54 |  | 2 |  | 108 | 108 |  | In Service | SS |  | 2049 |  | Existing less Announced Withdrawal | Solar | 1397 | 2019-06-26 13:17 | 2019-05-07
SA1 | Project | Tailem Bend Battery Project | Vena Energy | Storage - Battery | Other |  | 1 |  | 42 |  | 42 | 42 | 84 | Publically Announced | TBA |  |  |  | Proposed | Battery Storage | 1735 | 2019-05-01 15:00 | 2019-05-31
SA1 | Project | Tailem Bend Stage 2 Solar Project | Vena Energy | Solar PV - Single axis tracking | Solar |  | 1 |  | 100 |  | 100 | 100 |  | Publically Announced | SS |  |  |  | Proposed | Solar | 1575 | 2019-05-01 10:24 | 2019-05-31
NSW1 | Existing Plant | Tallawarra | EnergyAustralia Tallawarra Pty Ltd | Turbine - CCGT | Natural Gas Pipeline | TALWA1 | 1 |  | 440 |  | 440 | 440 |  | In Service | S |  | 2043 |  | Existing less Announced Withdrawal | CCGT | 1192 | 2019-05-17 14:26 | 2018-04-12
NSW1 | Project | Tallawarra B | EnergyAustralia Tallawarra Pty Ltd | Turbine - OCGT | Natual Gas Pipeline |  | 1 | 300 | 400 | 300 | 400 | 300 - 400 |  | Publically Announced | S |  |  |  | Proposed | OCGT | 1193 | 2019-11-07 | 2019-11-07
TAS1 | Existing Plant | Tamar Valley Combined Cycle | AETV Pty Ltd | Turbine - CCGT | Natural Gas Pipeline | TVCC201 | 1 |  | 140 |  | 140 | 140 |  | In Service - Announced Withdrawal (Permanent) | S |  | 2050 |  | Announced Withdrawal | CCGT | 1194 | 2019-05-17 11:13 | 2018-04-14
TAS1 | Existing Plant | Tamar Valley Combined Cycle | AETV Pty Ltd | Turbine - CCGT | Natural Gas Pipeline | TVCC201 | 1 |  | 68 |  | 68 | 68 |  | In Service - Announced Withdrawal (Permanent) | S |  | 2050 |  | Announced Withdrawal | CCGT | 1194 | 2019-05-17 11:13 | 2018-04-14
TAS1 | Existing Plant | Tamar Valley Peaking | AETV Pty Ltd | Turbine - OCGT | Natural Gas Pipeline | TVPP104 | 1 |  | 58 |  | 58 | 58 |  | In Service | S |  | 2050 |  | Existing less Announced Withdrawal | OCGT | 1195 | 2019-05-17 15:04 | 2019-05-17
NSW1 | Existing Plant | Taralga Wind Farm | Energy Pacific Vic Pty Ltd | Wind Turbine - Onshore | Wind | TARALGA1 | 21 |  | 2 |  | 42 | 42 |  | In Service | SS |  | 2040 |  | Existing less Announced Withdrawal | Wind | 1196 | 2019-06-26 16:22 | 2018-04-14
NSW1 | Existing Plant | Taralga Wind Farm | Energy Pacific Vic Pty Ltd | Wind Turbine - Onshore | Wind | TARALGA1 | 21 |  | 1.8 |  | 37.8 | 37.8 |  | In Service | SS |  | 2040 |  | Existing less Announced Withdrawal | Wind | 1196 | 2019-06-26 16:22 | 2018-04-14
NSW1 | Existing Plant | Taralga Wind Farm | Energy Pacific Vic Pty Ltd | Wind Turbine - Onshore | Wind | TARALGA1 | 9 |  | 3 |  | 27 | 27 |  | In Service | SS |  | 2040 |  | Existing less Announced Withdrawal | Wind | 1196 | 2019-06-26 16:22 | 2018-04-14
NSW1 | Project | Tarleigh Park Solar Farm | RES Australia Pty Ltd | Solar PV - Fixed | Solar |  | 1 |  | 90 |  | 90 | 90 |  | Publically Announced | SS |  |  |  | Proposed | Solar | 1630 | 2018-07-02 02:40 | 2018-07-02 02:40
QLD1 | Existing Plant | Tarong | Stanwell Corporation Limited | Turbine - Steam Sub Critical | Black Coal | TARONG#1 | 1 |  | 350 |  | 350 | 350 |  | In Service | S |  | 2036 |  | Existing less Announced Withdrawal | Coal | 1197 | 2019-06-13 01:24 | 2018-04-14 06:43
QLD1 | Existing Plant | Tarong | Stanwell Corporation Limited | Turbine - Steam Sub Critical | Black Coal | TARONG#2 | 1 |  | 350 |  | 350 | 350 |  | In Service | S |  | 2036 |  | Existing less Announced Withdrawal | Coal | 1197 | 2019-06-13 01:24 | 2018-04-14 06:43
QLD1 | Existing Plant | Tarong | Stanwell Corporation Limited | Turbine - Steam Sub Critical | Black Coal | TARONG#3 | 1 |  | 350 |  | 350 | 350 |  | In Service | S |  | 2037 |  | Existing less Announced Withdrawal | Coal | 1197 | 2019-06-13 01:24 | 2018-04-14 06:43
QLD1 | Existing Plant | Tarong | Stanwell Corporation Limited | Turbine - Steam Sub Critical | Black Coal | TARONG#4 | 1 |  | 350 |  | 350 | 350 |  | In Service | S |  | 2037 |  | Existing less Announced Withdrawal | Coal | 1197 | 2019-06-13 01:24 | 2018-04-14 06:43
QLD1 | Existing Plant | Tarong GT | Stanwell Corporation Limited | Turbine - OCGT | Fuel Oil |  | 1 |  | 15 |  | 15 | 15 |  | In Service | NS |  |  |  | Existing less Announced Withdrawal | OCGT | 1198 | 2019-06-13 01:24 | 2018-04-14 06:44
QLD1 | Existing Plant | Tarong North | Stanwell Corporation Limited | Turbine - Steam Super Critical | Black Coal | TNPS1 | 1 |  | 450 |  | 450 | 450 |  | In Service | S |  | 2037 |  | Existing less Announced Withdrawal | Coal | 1199 | 2019-06-13 01:24 | 2018-04-14 06:44
NSW1 | Existing Plant | Taronga Western Plains Zoo | TBA | Solar PV - Fixed | Solar |  | 1 |  | 0.998 |  | 0.9976 | 0.9976 |  | In service | NS |  |  |  | Existing less Announced Withdrawal | Solar | 21 | 2018-07-31 | 2018-07-31
TAS1 | Existing Plant | Tarraleah | Hydro-Electric Corporation | Hydro - Dam | Water | TARRALEA | 6 |  | 15 |  | 90 | 90 |  | In Service | S |  | 2100 |  | Existing less Announced Withdrawal | Water | 1200 | 2019-05-27 11:20 | 2019-05-24
VIC1 | Project | Tarrone GT | AGL Energy Limited | Turbine - OCGT | Natural Gas Pipeline |  | 1 | 500 | 600 | 500 | 600 | 500 - 600 |  | Publically Announced | S |  |  |  | Proposed | OCGT | 1201 | 2019-04-01 13:30 | 2019-04-01
VIC1 | Project | Tarrone Wind Farm | Global Power Generation Australia Pty Ltd | Wind Turbine - Onshore | Other |  | 17 |  | 0 |  | 0 | 0 |  | Publically Announced | SS |  |  |  | Proposed | Wind | 1202 | 2018-05-11 00:48 | 2018-04-14 06:45
VIC1 | Existing Plant | Tatura Biomass Generator | Diamond Energy Pty Ltd | Reciprocating Engine - Spark ignition | Biogas | TATURA01 | 1 |  | 1.1 |  | 1.1 | 1.1 |  | In Service | NS |  | 2038 |  | Existing less Announced Withdrawal | Biomass | 1313 | 2019-05-14 15:40 | 2018-04-14
QLD1 | Project | Teebar Solar One | Teebar Clean Energy Pty Ltd | Solar PV - Fixed | Solar |  | 21 |  | 2.5 |  | 52.5 | 52.5 |  | Publically Announced | SS | Sep 2020 |  |  | Proposed | Solar | 1419 | 2019-06-13 01:24 | 2019-06-28 12:30
SA1 | Existing Plant | Temporary Generation North | SA Power Networks | Turbine - OCGT | Diesel | SATGN1 | 5 |  | 30.8 |  | 154 | 154 |  | In Service | NS |  | 2020 |  | Existing less Announced Withdrawal | OCGT | 1532 | 2019-06-13 01:24 | 2019-05-14
SA1 | Existing Plant | Temporary Generation South | SA Power Networks | Turbine - OCGT | Diesel | SATGS1 | 4 |  | 30.8 |  | 123.2 | 123.2 |  | In Service | NS |  | 2020 |  | Existing less Announced Withdrawal | OCGT | 1533 | 2019-06-13 01:24 | 2019-05-14
NSW1 | Existing Plant | Teralba | Envirogen Pty Ltd | Reciprocating Engine - Spark ignition | Waste Coal Mine Gas | TERALBA | 3 |  | 1.037 |  | 3.111 | 3.111 |  | In Service | NS |  | 2022 |  | Existing less Announced Withdrawal | Gas other | 1203 | 2019-05-24 15:54 | 2018-04-14
SA1 | Existing Plant | Terminal Storage MinI Hydro | Lofty Ranges Power PTY LTD & SA Water Corporation | Hydro - Other | Water |  | 1 |  | 1.86 |  | 1.86 | 1.86 |  | In Service | NS |  |  |  | Existing less Announced Withdrawal | Water | 1204 | 2019-06-24 01:06 | 2019-06-01
NSW1 | Existing Plant | The Drop | Pacific Hydro Investments Pty Ltd | Hydro - Run of River | Water | THEDROP1 | 1 |  | 2.5 |  | 2.5 | 2.5 |  | In Service | NS |  |  |  | Existing less Announced Withdrawal | Water | 1205 | 2019-06-25 06:52 | 2019-05-06
SA1 | Project | The Solar River Project - Stage 1 | The Solar River Project Pty Ltd | Solar PV - Fixed | Solar |  | 1 |  | 200 |  | 200 | 200 |  | Publically Announced | SS |  |  |  | Proposed | Solar | 118 | 2018-07-31 | 2018-07-31
SA1 | Project | The Solar River Project - Stage 2 | The Solar River Project Pty Ltd | Solar PV - Fixed | Solar |  | 1 |  | 200 |  | 200 | 200 |  | Publically Announced | SS |  |  |  | Proposed | Solar | 119 | 2018-07-31 | 2018-07-31
QLD1 | Existing Plant | Ti Tree Bioenergy | Ti Tree Bioenergy | Reciprocating Engine - Spark ignition | Biomass | TITREE | 3 |  | 1.1 |  | 3.3 | 3.3 |  | In Service | NS |  | 2069 |  | Existing less Announced Withdrawal | Biomass | 1321 | 2019-06-26 06:11 | 2018-04-14 07:21
QLD1 | Existing Plant | Ti Tree Bioenergy | Ti Tree Bioenergy | Reciprocating Engine - Spark ignition | Biomass | TITREE | 1 |  | 1.1 |  | 1.1 | 1.1 |  | In Service | NS |  | 2069 |  | Existing less Announced Withdrawal | Biomass | 1321 | 2019-06-26 06:11 | 2018-04-14 07:21
QLD1 | Project | Tieri Solar Farm | FRV Service Australia Pty Ltd | Solar PV - Fixed | Solar |  | 50 | [6 empty] | Publically Announced | SS |  |  |  | Proposed | Solar | 1539 | 2019-06-13 01:24 | 2018-07-26 08:34
NSW1 | Project | Tilbuster Solar Farm | Enerparc Australia Pty Ltd | Solar PV - Fixed | Solar |  | 1 |  | 300 |  | 300 | 300 |  | Publically Announced | SS | Dec 2020 |  |  | Proposed | Solar | 99 | 2018-07-31 | 2018-07-31
VIC1 | Existing Plant | Timboon West Wind Farm | Epic Energy South Australia Pty Ltd | Wind Turbine - Onshore | Wind | TIMWEST | 2 |  | 3.6 |  | 7.2 | 7.2 |  | In Service | NS |  |  |  | Existing less Announced Withdrawal | Wind | 1494 | 2019-06-21 04:26 | 2019-05-17
QLD1 | Existing Plant | Todae Solar - DHP 1MW | TBA | Solar PV - Fixed | Solar |  | 1 |  | 0.954 |  | 0.9541 | 0.9541 |  | In service | NS |  |  |  | Existing less Announced Withdrawal | Solar | 78 | 2018-07-31 | 2018-07-31
VIC1 | Existing Plant | Todae Solar – La Trobe University Bendigo | TBA | Solar PV - Fixed | Solar |  | 1 |  | 0.35 |  | 0.3498 | 0.3498 |  | In service | NS |  |  |  | Existing less Announced Withdrawal | Solar | 61 | 2018-07-31 | 2018-07-31
VIC1 | Existing Plant | Todae Solar – La Trobe University Wodonga | TBA | Solar PV - Fixed | Solar |  | 1 |  | 0.223 |  | 0.223 | 0.223 |  | In service | NS |  |  |  | Existing less Announced Withdrawal | Solar | 62 | 2018-07-31 | 2018-07-31
VIC1 | Existing Plant | Todae Solar - Nillumbik | TBA | Solar PV - Fixed | Solar |  | 1 |  | 0.125 |  | 0.1245 | 0.1245 |  | In service | NS |  |  |  | Existing less Announced Withdrawal | Solar | 8 | 2018-07-31 | 2018-07-31
NSW1 | Existing Plant | Todae Solar CSU | TBA | Solar PV - Fixed | Solar |  | 1 |  | 1.769 |  | 1.7691 | 1.7691 |  | In service | NS |  |  |  | Existing less Announced Withdrawal | Solar | 22 | 2018-07-31 | 2018-07-31
NSW1 | Existing Plant | Todae Solar PE - Llandilo | TBA | Solar PV - Fixed | Solar |  | 1 |  | 0.795 |  | 0.795 | 0.795 |  | In service | NS |  |  |  | Existing less Announced Withdrawal | Solar | 23 | 2018-07-31 | 2018-07-31
NSW1 | Existing Plant | Todae Solar- PF Minchinbury | TBA | Solar PV - Fixed | Solar |  | 1 |  | 0.32 |  | 0.3204 | 0.3204 |  | In service | NS |  |  |  | Existing less Announced Withdrawal | Solar | 24 | 2018-07-31 | 2018-07-31
VIC1 | Existing Plant | Todae Solar SV - Eltham | TBA | Solar PV - Fixed | Solar |  | 1 |  | 0.184 |  | 0.1842 | 0.1842 |  | In service | NS |  |  |  | Existing less Announced Withdrawal | Solar | 63 | 2018-07-31 | 2018-07-31
QLD1 | Existing Plant | Todae Solar SV - Holy Spirit Northside | TBA | Solar PV - Fixed | Solar |  | 1 |  | 0.393 |  | 0.3932 | 0.3932 |  | In service | NS |  |  |  | Existing less Announced Withdrawal | Solar | 79 | 2018-07-31 | 2018-07-31
NSW1 | Existing Plant | Todae Solar SV - Mater Clinic | TBA | Solar PV - Fixed | Solar |  | 1 |  | 0.13 |  | 0.1302 | 0.1302 |  | In service | NS |  |  |  | Existing less Announced Withdrawal | Solar | 25 | 2018-07-31 | 2018-07-31
NSW1 | Existing Plant | Todae Solar SV - Mater Hospital | TBA | Solar PV - Fixed | Solar |  | 1 |  | 0.28 |  | 0.2801 | 0.2801 |  | In service | NS |  |  |  | Existing less Announced Withdrawal | Solar | 26 | 2018-07-31 | 2018-07-31
QLD1 | Existing Plant | Todae Solar SV - Mitchelton | TBA | Solar PV - Fixed | Solar |  | 1 |  | 0.175 |  | 0.1746 | 0.1746 |  | In service | NS |  |  |  | Existing less Announced Withdrawal | Solar | 80 | 2018-07-31 | 2018-07-31
QLD1 | Existing Plant | Todae Solar SV - Private Brisbane | TBA | Solar PV - Fixed | Solar |  | 1 |  | 0.171 |  | 0.1705 | 0.1705 |  | In service | NS |  |  |  | Existing less Announced Withdrawal | Solar | 81 | 2018-07-31 | 2018-07-31
QLD1 | Existing Plant | Todae Solar SV - Toowoomba | TBA | Solar PV - Fixed | Solar |  | 1 |  | 0.26 |  | 0.2601 | 0.2601 |  | In service | NS |  |  |  | Existing less Announced Withdrawal | Solar | 82 | 2018-07-31 | 2018-07-31
QLD1 | Existing Plant | Todae Solar SV Lourdes | TBA | Solar PV - Fixed | Solar |  | 1 |  | 0.264 |  | 0.2637 | 0.2637 |  | In service | NS |  |  |  | Existing less Announced Withdrawal | Solar | 83 | 2018-07-31 | 2018-07-31
TAS1 | Existing Plant | Tods Corner | Hydro-Electric Corporation | Storage - Pumped hydro | Water |  | 1 |  | 0 |  | 0 | 0 | 0 | In Service | NS |  | 2100 |  | Existing less Announced Withdrawal | Water | 1206 | 2019-05-24 11:35 | 2019-05-24
NSW1 | Project | Tomago GT | AGL Hydro Partnership | Turbine - OCGT | Natural Gas Pipeline |  | 1 |  | 0 |  | 0 | 0 |  | Publically Announced | S |  |  |  | Proposed | OCGT | 1207 | 2019-03-27 08:14 | 2019-04-01
QLD1 | Existing Plant | Tong Park - Agricultural Waste | TBA | TBA - TBA | Bagasse |  | 1 |  | 1.228 |  | 1.228 | 1.228 |  | In service | NS |  |  |  | Existing less Announced Withdrawal | Biomass | 84 | 2018-07-31 | 2018-07-31
VIC1 | Existing Plant | Toora | Ratch Australia | Wind Turbine - Onshore | Wind | TOORAWF | 12 |  | 1.75 |  | 21 | 21 |  | In Service | NS |  | 2032 |  | Existing less Announced Withdrawal | Wind | 1208 | 2019-05-10 13:21 | 2019-04-03
SA1 | Existing Plant | Torrens Island A | AGL SA Generation Pty Limited | Turbine - Steam Sub Critical | Natural Gas Pipeline | TORRA1 | 1 |  | 120 |  | 120 | 120 |  | In Service - Announced Withdrawal (Permanent) | S |  | 2021 | 2021-09-30 | Announced Withdrawal | Gas other | 1209 | 2019-10-30 08:30 | 2019-10-29
SA1 | Existing Plant | Torrens Island A | AGL SA Generation Pty Limited | Turbine - Steam Sub Critical | Natural Gas Pipeline | TORRA2 | 1 |  | 120 |  | 120 | 120 |  | In Service - Announced Withdrawal (Permanent) | S |  | 2020 | 2020-09-30 | Announced Withdrawal | Gas other | 1209 | 2019-10-30 08:30 | 2019-10-29
SA1 | Existing Plant | Torrens Island A | AGL SA Generation Pty Limited | Turbine - Steam Sub Critical | Natural Gas Pipeline | TORRA3 | 1 |  | 120 |  | 120 | 120 |  | In Service - Announced Withdrawal (Permanent) | S |  | 2022 | 2022-09-30 | Announced Withdrawal | Gas other | 1209 | 2019-10-30 08:30 | 2019-10-29
SA1 | Existing Plant | Torrens Island A | AGL SA Generation Pty Limited | Turbine - Steam Sub Critical | Natural Gas Pipeline | TORRA4 | 1 |  | 120 |  | 120 | 120 |  | In Service - Announced Withdrawal (Permanent) | S |  | 2020 | 2020-09-30 | Announced Withdrawal | Gas other | 1209 | 2019-10-30 08:30 | 2019-10-29
SA1 | Existing Plant | Torrens Island B | AGL SA Generation Pty Limited | Turbine - Steam Sub Critical | Natural Gas Pipeline | TORRB1 | 1 |  | 200 |  | 200 | 200 |  | In Service | S |  | 2035 |  | Existing less Announced Withdrawal | Gas other | 1210 | 2019-03-14 08:55 | 2018-04-01
SA1 | Existing Plant | Torrens Island B | AGL SA Generation Pty Limited | Turbine - Steam Sub Critical | Natural Gas Pipeline | TORRB2 | 1 |  | 200 |  | 200 | 200 |  | In Service | S |  | 2035 |  | Existing less Announced Withdrawal | Gas other | 1210 | 2019-03-14 08:55 | 2018-04-01
SA1 | Existing Plant | Torrens Island B | AGL SA Generation Pty Limited | Turbine - Steam Sub Critical | Natural Gas Pipeline | TORRB3 | 1 |  | 200 |  | 200 | 200 |  | In Service | S |  | 2035 |  | Existing less Announced Withdrawal | Gas other | 1210 | 2019-03-14 08:55 | 2018-04-01
SA1 | Existing Plant | Torrens Island B | AGL SA Generation Pty Limited | Turbine - Steam Sub Critical | Natural Gas Pipeline | TORRB4 | 1 |  | 200 |  | 200 | 200 |  | In Service | S |  | 2035 |  | Existing less Announced Withdrawal | Gas other | 1210 | 2019-03-14 08:55 | 2018-04-01
NSW1 | Existing Plant | Tower | EDL CSM NSW Pty Ltd | Reciprocating Engine - Spark ignition | Waste Coal Mine Gas | TOWER | 40 |  | 1.03 |  | 41.2 | 41.2 |  | In Service | NS |  | 2036 |  | Existing less Announced Withdrawal | Gas other | 1211 | 2019-05-27 16:57 | 2018-04-14
QLD1 | Existing Plant | Townsville Power Station | RATCH-Australia | Turbine - CCGT | Natural Gas Pipeline | YABULU | 1 |  | 160 |  | 160 | 160 |  | In Service | S |  | 2046 |  | Existing less Announced Withdrawal | CCGT | 1724 | 2019-06-25 17:48 | 2019-04-08
QLD1 | Existing Plant | Townsville Power Station | RATCH-Australia | Turbine - CCGT | Natural Gas Pipeline | YABULU2 | 1 |  | 84 |  | 84 | 84 |  | In Service | S |  | 2046 |  | Existing less Announced Withdrawal | CCGT | 1724 | 2019-06-25 17:48 | 2019-04-08
TAS1 | Existing Plant | Trevallyn | Hydro-Electric Corporation | Hydro - Dam | Water | TREVALLN | 2 |  | 26.5 |  | 53 | 53 |  | In Service | S |  | 2100 |  | Existing less Announced Withdrawal | Water | 1213 | 2019-05-27 08:29 | 2019-05-24
TAS1 | Existing Plant | Trevallyn | Hydro-Electric Corporation | Hydro - Dam | Water | TREVALLN | 2 |  | 20 |  | 40 | 40 |  | In Service | S |  | 2100 |  | Existing less Announced Withdrawal | Water | 1213 | 2019-05-27 08:29 | 2019-05-24
TAS1 | Existing Plant | Tribute | Hydro-Electric Corporation | Hydro - Dam | Water | TRIBUTE | 1 |  | 82.8 |  | 82.8 | 82.8 |  | In Service | S |  | 2100 |  | Existing less Announced Withdrawal | Water | 1214 | 2019-05-24 16:01 | 2019-05-24
NSW1 | Existing Plant | Tumut 3 | Snowy Hydro Ltd | Hydro - Dam | Water | TUMUT3 | 6 |  | 250 |  | 1500 | 1500 |  | In Service | S |  | 2070 |  | Existing less Announced Withdrawal | Water | 1215 | 2019-05-09 13:26 | 2018-04-14
NSW1 | Project | Tumut Pulp and Paper Mill | Visy | Confidential - Confidential | Other |  | 1 |  | 32 |  | 32 | 32 |  | Publically Announced | S |  |  |  | Proposed | Other | 1638 | 2019-06-13 02:25 | 2019-05-14
TAS1 | Existing Plant | Tungatinah | Hydro-Electric Corporation | Hydro - Dam | Water | TUNGATIN | 5 |  | 25 |  | 125 | 125 |  | In Service | S |  | 2100 |  | Existing less Announced Withdrawal | Water | 1216 | 2019-05-24 14:44 | 2019-05-24
SA1 | Project | Twin Creek Wind Farm | RES Australia Pty Ltd | Wind Turbine - Onshore | Wind |  | 1 |  | 183.6 |  | 183.6 | 183.6 |  | Publically Announced | SS |  |  |  | Proposed | Wind | 120 | 2018-07-31 | 2018-07-31
SA1 | Project | UniSA Solar project | University of South Australia | Solar PV - Fixed | Solar |  | 1 |  | 1.8 |  | 1.8 | 1.8 |  | Publically Announced | NS |  |  |  | Proposed | Solar | 1666 | 2018-07-12 02:12 | 2018-07-12 02:12
VIC1 | Existing Plant | University of Melbourne Archives Brunswick | TBA | Solar PV - Fixed | Solar |  | 1 |  | 0.092 |  | 0.0916 | 0.0916 |  | In service | NS |  |  |  | Existing less Announced Withdrawal | Solar | 64 | 2018-07-31 | 2018-07-31
VIC1 | Existing Plant | University of Melbourne McCoy Carlton | TBA | Solar PV - Fixed | Solar |  | 1 |  | 0.073 |  | 0.0733 | 0.0733 |  | In service | NS |  |  |  | Existing less Announced Withdrawal | Solar | 65 | 2018-07-31 | 2018-07-31
VIC1 | Existing Plant | University of Melbourne Performing Arts Centre Southbank | TBA | Solar PV - Fixed | Solar |  | 1 |  | 0.137 |  | 0.1365 | 0.1365 |  | In service | NS |  |  |  | Existing less Announced Withdrawal | Solar | 66 | 2018-07-31 | 2018-07-31
VIC1 | Existing Plant | University of Melbourne Peter Hall Parkville | TBA | Solar PV - Fixed | Solar |  | 1 |  | 0.048 |  | 0.0478 | 0.0478 |  | In service | NS |  |  |  | Existing less Announced Withdrawal | Solar | 67 | 2018-07-31 | 2018-07-31
VIC1 | Existing Plant | University of Melbourne Sports Centre Parkville | TBA | Solar PV - Fixed | Solar |  | 1 |  | 0.161 |  | 0.1608 | 0.1608 |  | In service | NS |  |  |  | Existing less Announced Withdrawal | Solar | 68 | 2018-07-31 | 2018-07-31
VIC1 | Existing Plant | University of Melbourne The Spot Carlton | TBA | Solar PV - Fixed | Solar |  | 1 |  | 0.059 |  | 0.0588 | 0.0588 |  | In service | NS |  |  |  | Existing less Announced Withdrawal | Solar | 69 | 2018-07-31 | 2018-07-31
QLD1 | Existing Plant | University of Southern Queensland Toowoomba | TBA | Solar PV - Fixed | Solar |  | 1 |  | 1.09 |  | 1.09 | 1.09 |  | In service | NS |  |  |  | Existing less Announced Withdrawal | Solar | 85 | 2018-07-31 | 2018-07-31
NSW1 | Existing Plant | UNSW C25 | Cogent Energy Pty Ltd | Reciprocating Engine - Compression ignition | Natural Gas Pipeline |  | 1 |  | 0.772 |  | 0.772 | 0.772 |  | In Service | NS |  |  |  | Existing less Announced Withdrawal | Gas other | 1365 | 2019-05-17 14:54 | 2018-04-14
NSW1 | Project | Upper Hunter Energy Park - Solar | Upper Hunter Energy Park Pty Ltd | Solar PV - Fixed | Solar |  | 1 | [6 empty] | Publically Announced | SS | Mar 2021 | 2051 |  | Proposed | Solar | 1660 | 2019-06-13 02:25 | 2019-05-06
NSW1 | Project | Upper Hunter Energy Park - Wind | Upper Hunter Energy Park Pty Ltd | Wind Turbine - Onshore | Wind |  | 20 | [6 empty] | Publically Announced | SS | Mar 2021 | 2051 |  | Proposed | Wind | 1275 | 2019-06-13 01:24 | 2019-05-06
NSW1 | Existing Plant | Upper Tumut | Snowy Hydro Ltd | Hydro - Dam | Water | UPPTUMUT | 4 |  | 82 |  | 328 | 328 |  | In Service | S |  | 2070 |  | Existing less Announced Withdrawal | Water | 1217 | 2019-05-09 13:26 | 2018-04-14
NSW1 | Existing Plant | Upper Tumut | Snowy Hydro Ltd | Hydro - Dam | Water | UPPTUMUT | 4 |  | 72 |  | 288 | 288 |  | In Service | S |  | 2070 |  | Existing less Announced Withdrawal | Water | 1217 | 2019-05-09 13:26 | 2018-04-14
NSW1 | Existing Plant | Uranquinty | Origin Energy Uranquinty Power Pty Ltd | Turbine - OCGT | Natural Gas Pipeline | URANQ11 | 1 |  | 166 |  | 166 | 166 |  | In Service | S |  | 2044 |  | Existing less Announced Withdrawal | OCGT | 1218 | 2019-05-17 14:10 | 2018-04-14
NSW1 | Existing Plant | Uranquinty | Origin Energy Uranquinty Power Pty Ltd | Turbine - OCGT | Natural Gas Pipeline | URANQ12 | 1 |  | 166 |  | 166 | 166 |  | In Service | S |  | 2044 |  | Existing less Announced Withdrawal | OCGT | 1218 | 2019-05-17 14:10 | 2018-04-14
NSW1 | Existing Plant | Uranquinty | Origin Energy Uranquinty Power Pty Ltd | Turbine - OCGT | Natural Gas Pipeline | URANQ13 | 1 |  | 166 |  | 166 | 166 |  | In Service | S |  | 2044 |  | Existing less Announced Withdrawal | OCGT | 1218 | 2019-05-17 14:10 | 2018-04-14
NSW1 | Existing Plant | Uranquinty | Origin Energy Uranquinty Power Pty Ltd | Turbine - OCGT | Natural Gas Pipeline | URANQ14 | 1 |  | 166 |  | 166 | 166 |  | In Service | S |  | 2044 |  | Existing less Announced Withdrawal | OCGT | 1218 | 2019-05-17 14:10 | 2018-04-14
NSW1 | Project | Uungula Wind Farm | Uungula Wind Farm Pty Ltd | Wind Turbine - Onshore | Wind |  | 249 | 1.606 | 2.61 | 399.894 | 649.89 | 399.894 - 649.89 |  | Publically Announced | SS |  |  |  | Proposed | Wind | 1283 | 2019-06-13 01:24 | 2018-04-14 07:09
NSW1 | Existing Plant | Vales Point B | Delta Electricity | Turbine - Steam Sub Critical | Black Coal | VP5 | 1 |  | 660 |  | 660 | 660 |  | In Service | S |  | 2029 |  | Existing less Announced Withdrawal | Coal | 1219 | 2019-07-04 14:03 | 2019-04-05
NSW1 | Existing Plant | Vales Point B | Delta Electricity | Turbine - Steam Sub Critical | Black Coal | VP6 | 1 |  | 660 |  | 660 | 660 |  | In Service | S |  | 2029 |  | Existing less Announced Withdrawal | Coal | 1219 | 2019-07-04 14:03 | 2019-04-05
NSW1 | Project | Vales Point Solar | Delta Electricity | Solar PV - Fixed | Solar |  | 1 |  | 55 |  | 55 | 55 |  | Publically Announced | SS |  |  |  | Proposed | Solar | 1490 | 2020-01-07 14:10 | 2018-05-11
VIC1 | Existing Plant | Valley Power | Snowy Hydro Ltd | Turbine - OCGT | Natural Gas Pipeline | VPGS1 | 1 |  | 50 |  | 50 | 50 |  | In Service | S |  | 2070 |  | Existing less Announced Withdrawal | OCGT | 1220 | 2019-05-15 22:08 | 2018-04-14
VIC1 | Existing Plant | Valley Power | Snowy Hydro Ltd | Turbine - OCGT | Natural Gas Pipeline | VPGS2 | 1 |  | 50 |  | 50 | 50 |  | In Service | S |  | 2070 |  | Existing less Announced Withdrawal | OCGT | 1220 | 2019-05-15 22:08 | 2018-04-14
VIC1 | Existing Plant | Valley Power | Snowy Hydro Ltd | Turbine - OCGT | Natural Gas Pipeline | VPGS3 | 1 |  | 50 |  | 50 | 50 |  | In Service | S |  | 2070 |  | Existing less Announced Withdrawal | OCGT | 1220 | 2019-05-15 22:08 | 2018-04-14
VIC1 | Existing Plant | Valley Power | Snowy Hydro Ltd | Turbine - OCGT | Natural Gas Pipeline | VPGS4 | 1 |  | 50 |  | 50 | 50 |  | In Service | S |  | 2070 |  | Existing less Announced Withdrawal | OCGT | 1220 | 2019-05-15 22:08 | 2018-04-14
VIC1 | Existing Plant | Valley Power | Snowy Hydro Ltd | Turbine - OCGT | Natural Gas Pipeline | VPGS5 | 1 |  | 50 |  | 50 | 50 |  | In Service | S |  | 2070 |  | Existing less Announced Withdrawal | OCGT | 1220 | 2019-05-15 22:08 | 2018-04-14
VIC1 | Existing Plant | Valley Power | Snowy Hydro Ltd | Turbine - OCGT | Natural Gas Pipeline | VPGS6 | 1 |  | 50 |  | 50 | 50 |  | In Service | S |  | 2070 |  | Existing less Announced Withdrawal | OCGT | 1220 | 2019-05-15 22:08 | 2018-04-14
VIC1 | Existing Plant | Vawdrey Manufacturing | TBA | Solar PV - Fixed | Solar |  | 1 |  | 0.753 |  | 0.7526 | 0.7526 |  | In service | NS |  |  |  | Existing less Announced Withdrawal | Solar | 70 | 2018-07-31 | 2018-07-31
SA1 | Existing Plant | Vibe Energy - Bordertown Power Station Gen - Bordertown, SA | Vibe Energy Pty Ltd | Reciprocating Engine - Compression ignition | Diesel |  | 1 |  | 1.34 |  | 1.34 | 1.34 |  | In Service | NS |  |  |  | Existing less Announced Withdrawal | Other | 1511 | 2019-06-24 01:36 | 2019-05-15
SA1 | Existing Plant | Vibe Energy - Bordertown Power Station Gen - Bordertown, SA | Vibe Energy Pty Ltd | Reciprocating Engine - Compression ignition | Diesel |  | 1 |  | 0.8 |  | 0.8 | 0.8 |  | In Service | NS |  |  |  | Existing less Announced Withdrawal | Other | 1511 | 2019-06-24 01:36 | 2019-05-15
SA1 | Existing Plant | Vibe Energy - Tatiara Meat Gen - Borderdown, SA | JBS Australia Pty Limited | Reciprocating Engine - Compression ignition | Diesel | TATIARA1 | 1 |  | 1.34 |  | 1.34 | 1.34 |  | In Service | NS |  |  |  | Existing less Announced Withdrawal | Other | 1295 | 2019-06-24 01:25 | 2019-05-15
SA1 | Existing Plant | Vibe Energy - Tatiara Meat Gen - Borderdown, SA | JBS Australia Pty Limited | Reciprocating Engine - Compression ignition | Diesel | TATIARA1 | 1 |  | 0.8 |  | 0.8 | 0.8 |  | In Service | NS |  |  |  | Existing less Announced Withdrawal | Other | 1295 | 2019-06-24 01:25 | 2019-05-15
QLD1 | Existing Plant | Victoria Mill | Sucrogen (Herbet) Pty Ltd | Turbine - Steam Sub Critical | Bagasse |  | 1 |  | 19 |  | 19 | 19 |  | In Service | NS |  |  |  | Existing less Announced Withdrawal | Biomass | 1221 | 2019-05-29 13:06 | 2019-05-03
QLD1 | Existing Plant | Victoria Mill | Sucrogen (Herbet) Pty Ltd | Turbine - Steam Sub Critical | Bagasse |  | 1 |  | 5 |  | 5 | 5 |  | In Service | NS |  |  |  | Existing less Announced Withdrawal | Biomass | 1221 | 2019-05-29 13:06 | 2019-05-03
QLD1 | Existing Plant | Vulcan Yatala | TBA | Solar PV - Fixed | Solar |  | 1 |  | 0.197 |  | 0.1966 | 0.1966 |  | In service | NS |  |  |  | Existing less Announced Withdrawal | Solar | 86 | 2018-07-31 | 2018-07-31
NSW1 | Project | Wagga North Solar Farm | Wagga Wagga Operationsco Pty Ltd as trustree for Wagga Wagga Operations Trust | Solar PV - Single axis tracking | Solar |  | 10 | [6 empty] | Publically Announced | SS |  |  |  | Proposed | Solar | 1514 | 2019-06-13 01:23 | 2019-05-08
NSW1 | Project | Wagga North Solar Farm | Wagga Wagga Operationsco Pty Ltd as trustree for Wagga Wagga Operations Trust | Solar PV - Single axis tracking | Solar |  | 2 | [6 empty] | Publically Announced | SS |  |  |  | Proposed | Solar | 1514 | 2019-06-13 01:23 | 2019-05-08
NSW1 | Project | Wagga Wagga Solar Project | Vena Energy | Solar PV - Single axis tracking | Solar |  | 1 | [6 empty] | Publically Announced | SS |  |  |  | Proposed | Solar | 1578 | 2019-05-01 11:32 | 2019-05-31
NSW1 | Project | Walcha Energy Project - Ruby Hills Wind Farm | Walcha Energy Pty Ltd | Wind Turbine - Onshore | Wind |  | 1 |  | 700 |  | 700 | 700 |  | Publically Announced | SS |  |  |  | Proposed | Wind | 1676 | 2019-06-13 02:25 | 2019-05-22
NSW1 | Project | Walcha Energy Project - Salisbury East Solar | Walcha Energy Pty Ltd | Solar PV - Single axis tracking | Solar |  | 1 |  | 350 |  | 350 | 350 |  | Publically Announced | SS |  |  |  | Proposed | Solar | 1677 | 2019-06-13 02:25 | 2019-05-22
NSW1 | Project | Walcha Energy Project - Salisbury West Solar | Walcha Energy Pty Ltd | Solar PV - Single axis tracking | Solar |  | 1 |  | 350 |  | 350 | 350 |  | Publically Announced | SS |  |  |  | Proposed | Solar | 5008 | 2019-06-13 02:25 | 2019-05-22
NSW1 | Project | Walcha Energy Project - Winterbourne Wind Farm | Walcha Energy Pty Ltd | Wind Turbine - Onshore | Wind |  | 1 |  | 700 |  | 700 | 700 |  | Publically Announced | SS |  |  |  | Proposed | Wind | 5007 | 2019-06-13 02:25 | 2019-05-22
NSW1 | Project | Walcha Energy Project Storage - Dungowan PHES | Walcha Energy Pty Ltd | Storage - Pumped hydro | Water |  | 1 | [6 empty] | Publically Announced | SS |  |  |  | Proposed | Water | 5009 | 2019-06-25 06:23 | 2019-01-08 03:48
NSW1 | Project | Walcha Energy Project Storage - Salisbury BESS | Walcha Energy Pty Ltd | Storage - Battery | Solar |  | 1 |  | 0 |  | 0 | 0 | 150 | Publically Announced | SS | Dec 2022 |  |  | Proposed | Battery Storage | 1678 | 2019-06-13 02:25 | 2019-05-22
NSW1 | Project | Walgett Solar Farm | Walgett Solar Pty Ltd | Solar PV - Fixed | Solar |  | 1 | [6 empty] | Publically Announced | SS |  |  |  | Proposed | Solar | 1413 | 2019-06-13 01:24 | 2018-04-14 07:54
NSW1 | Project | Walla Walla Solar Farm | Bilson Energy | Solar PV - Single axis tracking | Solar |  | 1 |  | 300 |  | 300 | 300 |  | Publically Announced | SS |  |  |  | Proposed | Solar | 1712 | 2019-06-21 04:46 | 2019-06-28 12:30
QLD1 | Project | Wandoan South Solar | Vena Evergy | Solar PV - Single axis tracking | Solar |  | 1 |  | 650 |  | 650 | 650 |  | Publically Announced | SS |  |  |  | Proposed | Solar | 1455 | 2019-05-01 11:56 | 2019-05-31
VIC1 | Project | Wangaratta Solar Farm | Countrywide Energy Pty Ltd | Solar PV - Single axis tracking | Solar |  | 11 |  | 2 |  | 22 | 22 |  | Publically Announced | NS |  |  |  | Proposed | Solar | 1499 | 2018-05-15 13:01 | 2018-05-15 13:01
VIC1 | Existing Plant | Wantirna Mini Hydro | TBA | Hydro - Dam | Water |  | 1 |  | 0.132 |  | 0.132 | 0.132 |  | In service | NS |  |  |  | Existing less Announced Withdrawal | Water | 9 | 2018-07-31 | 2018-07-31
VIC1 | Project | Warracknabeal Wind Farm | WestWind Energy Pty Ltd | Wind Turbine - Onshore | Wind |  | 15 |  | 3.333 |  | 49.995 | 49.995 |  | Publically Announced | SS |  |  |  | Proposed | Wind | 1636 | 2019-06-13 02:25 | 2018-07-02 04:27
QLD1 | Project | Warwick Solar Farm | The University of Queensland | Solar PV - Single axis tracking | Solar |  | 8 |  | 4.013 |  | 32.104 | 32.104 |  | Committed | SS | Jun 2020 | 2045 |  | Committed | Solar | 1530 | 2020-01-30 13:16 | 2019-01-09
QLD1 | Project | Warwick Solar Farm | The University of Queensland | Solar PV - Single axis tracking | Solar |  | 8 |  | 4.013 |  | 32.104 | 32.104 |  | Committed | SS | Sep 2020 | 2045 |  | Committed | Solar | 1530 | 2020-01-30 13:16 | 2019-01-09
SA1 | Existing Plant | Waterloo Wind Farm | Waterloo Windfarm Pty Ltd | Wind Turbine - Onshore | Wind | WATERLWF | 37 |  | 3 |  | 111 | 111 |  | In Service | SS |  | 2045 |  | Existing less Announced Withdrawal | Wind | 1223 | 2019-05-27 10:14 | 2019-05-27
SA1 | Existing Plant | Waterloo Wind Farm | Waterloo Windfarm Pty Ltd | Wind Turbine - Onshore | Wind | WATERLWF | 6 |  | 3.3 |  | 19.8 | 19.8 |  | In Service | SS |  | 2051 |  | Existing less Announced Withdrawal | Wind | 1223 | 2019-05-27 10:14 | 2019-05-27
SA1 | Existing Plant | Wattle Point | Infrastructure Capital Group | Wind Turbine - Onshore | Wind | WPWF | 55 |  | 1.65 |  | 90.75 | 90.75 |  | In Service | NS |  | 2029 |  | Existing less Announced Withdrawal | Wind | 1224 | 2019-04-01 13:36 | 2018-04-13
VIC1 | Existing Plant | Waubra | Pyrenees Wind Energy Developments | Wind Turbine - Onshore | Wind | WAUBRAWF | 62 |  | 1.5 |  | 93 | 93 |  | In Service | NS |  |  |  | Existing less Announced Withdrawal | Wind | 1225 | 2019-05-09 14:01 | 2018-04-14
VIC1 | Existing Plant | Waubra | Pyrenees Wind Energy Developments | Wind Turbine - Onshore | Wind | WAUBRAWF | 51 |  | 1.5 |  | 76.5 | 76.5 |  | In Service | NS |  |  |  | Existing less Announced Withdrawal | Wind | 1225 | 2019-05-09 14:01 | 2018-04-14
VIC1 | Existing Plant | Waubra | Pyrenees Wind Energy Developments | Wind Turbine - Onshore | Wind | WAUBRAWF | 15 |  | 1.5 |  | 22.5 | 22.5 |  | In Service | NS |  |  |  | Existing less Announced Withdrawal | Wind | 1225 | 2019-05-09 14:01 | 2018-04-14
NSW1 | Project | Wee Waa Solar Farm | Overland Sun Farming | Solar PV - Fixed | Solar |  | 55 |  | 1 |  | 55 | 55 |  | Publically Announced | SS |  |  |  | Proposed | Solar | 1633 | 2018-07-02 03:09 | 2018-07-02 03:09
NSW1 | Project | Wellington North Solar Farm | AGL Hydro Partnership | Solar PV - Fixed | Solar |  | 300 | 0.66 | 1 | 198 | 300 | 198 - 300 |  | Publically Announced | SS |  |  |  | Proposed | Solar | 1619 | 2019-06-17 17:32 | 2019-02-18
NSW1 | Project | Wellington Solar Farm | Lightsource Australia SPV 4 | Solar PV - Single axis tracking | Solar |  | 132 | [6 empty] | Publically Announced | SS |  |  |  | Proposed | Solar | 1515 | 2019-06-27 02:17 | 2019-06-26
VIC1 | Existing Plant | Wemen Solar Farm | Wemen Asset Co Pty Ltd as Trustee to Wemen Solar Unit Trust | Solar PV - Fixed | Solar | WEMENSF1 | 39 |  | 2.5 |  | 97.5 | 97.5 |  | In Service | SS |  | 2049 |  | Existing less Announced Withdrawal | Solar | 1563 | 2019-06-13 04:50 | 2019-06-13
TAS1 | Project | Wesley Vale Solar | Epuron Projects Pty Ltd | Solar PV - Single axis tracking | Solar |  | 5 |  | 2.5 |  | 12.5 | 12.5 |  | Publically Announced | SS |  |  |  | Proposed | Solar | 1488 | 2019-06-13 01:23 | 2018-07-27 00:38
VIC1 | Existing Plant | West Kiewa | AGL Hydro Partnership | Hydro - Dam | Water | WKIEWA1 | 2 |  | 17 |  | 34 | 34 |  | In Service | S |  | 2057 |  | Existing less Announced Withdrawal | Water | 1227 | 2019-04-05 10:33 | 2019-04-01
VIC1 | Existing Plant | West Kiewa | AGL Hydro Partnership | Hydro - Dam | Water | WKIEWA2 | 2 |  | 17 |  | 34 | 34 |  | In Service | S |  | 2057 |  | Existing less Announced Withdrawal | Water | 1227 | 2019-04-05 10:33 | 2019-04-01
NSW1 | Existing Plant | West Nowra Landfill Gas Power Generation Facility | Nowra Council | Reciprocating Engine - Spark ignition | Landfill Methane / Landfill Gas | AGLNOW1 | 1 |  | 1 |  | 1 | 1 |  | In Service | NS |  |  |  | Existing less Announced Withdrawal | Biomass | 1253 | 2019-03-28 10:42 | 2019-04-01
QLD1 | Project | Western Downs Green Power Hub | Neoen | Solar PV - Single axis tracking | Solar |  | 1 |  | 400 |  | 400 | 400 |  | Publically Announced | SS | Sep 2021 |  |  | Proposed | Solar | 1652 | 2019-06-13 02:25 | 2018-07-03 00:16
QLD1 | Project | Western Downs Solar Farm | Tilt Renewables | Solar PV - Single axis tracking | Solar |  | 50 |  | 5 |  | 250 | 250 |  | Publically Announced | SS |  |  |  | Proposed | Solar | 1476 | 2019-06-13 01:23 | 2018-12-17 08:04
TAS1 | Project | Western Plains Wind Farm | Epuron Projects Pty Ltd | Confidential - Confidential | Wind |  | 13 |  | 3.077 |  | 40.001 | 40.001 |  | Publically Announced | SS |  |  |  | Proposed | Wind | 1501 | 2019-06-13 01:23 | 2018-07-27 00:46
NSW1 | Existing Plant | Western Suburbs Leagues Club - Campbelltown, NSW | Western Suburbs Leagues Club | Reciprocating Engine - Compression ignition | Diesel | WESTCBT1 | 1 |  | 1.34 |  | 1.34 | 1.34 |  | In Service | NS |  |  |  | Existing less Announced Withdrawal | Other | 1228 | 2019-06-24 01:08 | 2019-05-15
NSW1 | Existing Plant | Western Suburbs Leagues Club - Campbelltown, NSW | Western Suburbs Leagues Club | Reciprocating Engine - Compression ignition | Diesel | WESTCBT1 | 1 |  | 0.8 |  | 0.8 | 0.8 |  | In Service | NS |  |  |  | Existing less Announced Withdrawal | Other | 1228 | 2019-06-24 01:08 | 2019-05-15
NSW1 | Existing Plant | Western Suburbs Leagues Club - Illawarra - Unanderra, NSW | Western Suburbs Leagues Club | Reciprocating Engine - Compression ignition | Diesel | WESTILL1 | 2 |  | 0 |  | 0 | 0 |  | In Service | NS |  |  |  | Existing less Announced Withdrawal | Other | 1226 | 2019-06-25 06:51 | 2019-05-15
NSW1 | Existing Plant | White Rock Solar Farm | White Rock Wind Farm Pty Ltd | Solar PV - Fixed | Solar | WRSF1 | 8 |  | 2.5 |  | 20 | 20 |  | In Service | SS |  | 2043 |  | Existing less Announced Withdrawal | Solar | 1662 | 2019-05-08 17:16 | 2018-07-10
NSW1 | Existing Plant | White Rock Wind Farm - Stage 1 | White Rock Wind Farm Pty Ltd | Wind Turbine - Onshore | Wind | WRWF1 | 70 |  | 2.464 |  | 172.48 | 172.48 |  | In Service | SS |  | 2037 |  | Existing less Announced Withdrawal | Wind | 1277 | 2019-05-02 16:59 | 2018-04-14
NSW1 | Project | White Rock Wind Farm - Stage 2 | White Rock Wind Farm Pty Ltd | Wind Turbine - Onshore | Wind |  | 48 |  | 3.3 |  | 158.4 | 158.4 |  | Publically Announced | SS |  |  |  | Proposed | Wind | 1661 | 2019-05-08 16:53 | 2018-07-30
QLD1 | Existing Plant | Whitsunday Solar Farm | Whitsunday Solar Farm Pty Ltd | Solar PV - Single axis tracking | Solar | WHITSF1 | 23 |  | 2.5 |  | 57.5 | 57.5 |  | In Commissioning | SS |  | 2048 |  | Existing less Announced Withdrawal | Solar | 1407 | 2019-05-14 15:03 | 2018-04-30
QLD1 | Existing Plant | Whitwood Road | LMS Energy Pty Ltd | Reciprocating Engine - Spark ignition | Landfill Methane / Landfill Gas | WHIT1 | 1 |  | 1.123 |  | 1.123 | 1.123 |  | In Service | NS |  |  |  | Existing less Announced Withdrawal | Biomass | 1229 | 2018-05-09 06:06 | 2018-04-14 06:53
SA1 | Project | Whyalla | Adani | Solar PV - Single axis tracking | Solar |  | 66 |  | 2 |  | 132 | 132 |  | Publically Announced | SS |  |  |  | Proposed | Solar | 1460 | 2019-06-13 01:23 | 2018-04-19 08:31
SA1 | Project | Whyalla Solar Farm | Energy Pacific Vic Pty Ltd | Solar PV - Single axis tracking | Solar |  | 1 |  | 0 |  | 0 | 0 |  | Publically Announced | SS |  |  |  | Proposed | Solar | 1436 | 2019-06-13 01:23 | 2019-05-06
NSW1 | Existing Plant | Wilga Park Power Station A | Santos | Reciprocating Engine - Spark ignition | Coal Seam Methane | WILGAPK | 4 |  | 1 |  | 4 | 4 |  | In Service | NS |  |  |  | Existing less Announced Withdrawal | Gas other | 1320 | 2018-05-22 04:53 | 2018-04-14 07:21
NSW1 | Existing Plant | Wilga Park Power Station A | Santos | Reciprocating Engine - Spark ignition | Coal Seam Methane | WILGAPK | 2 |  | 3 |  | 6 | 6 |  | In Service | NS |  |  |  | Existing less Announced Withdrawal | Gas other | 1320 | 2018-05-22 04:53 | 2018-04-14 07:21
NSW1 | Existing Plant | Wilga Park Power Station B | Santos | Reciprocating Engine - Spark ignition | Coal Seam Methane | WILGB01 | 2 |  | 3 |  | 6 | 6 |  | In Service | NS |  |  |  | Existing less Announced Withdrawal | Gas other | 1346 | 2018-05-22 04:55 | 2018-04-14 07:30
VIC1 | Project | Willatook | Wind Prospect WA Pty Ltd | Wind Turbine - Onshore | Wind |  | 51 |  | 5.588 |  | 284.988 | 284.988 |  | Publically Announced | SS |  |  |  | Proposed | Wind | 1286 | 2019-06-13 01:24 | 2018-04-14 07:10
VIC1 | Existing Plant | William Hovel | Pacific Hydro Investments Pty Ltd | Hydro - Run of River | Water | WILLHOV1 | 1 |  | 1.8 |  | 1.8 | 1.8 |  | In Service | NS |  |  |  | Existing less Announced Withdrawal | Water | 1230 | 2019-06-25 06:46 | 2019-06-06
NSW1 | Existing Plant | Williamsdale Solar Farm | OneSun Capital 10MW Operting Pty Ltd | Solar PV - Fixed | Solar |  | 1 |  | 7.566 |  | 7.566 | 7.566 |  | In Service | NS |  | 2046 |  | Existing less Announced Withdrawal | Solar | 1405 | 2019-06-13 01:24 | 2019-05-06
SA1 | Existing Plant | Willogoleche Wind Farm | Willogoleche Power Pty Ltd | Wind Turbine - Onshore | Wind | WGWF1 | 24 |  | 3.83 |  | 91.92 | 91.92 |  | In Commissioning | SS |  | 2043 |  | Existing less Announced Withdrawal | Wind | 1231 | 2019-07-29 | 2019-07-01
SA1 | Existing Plant | Willogoleche Wind Farm | Willogoleche Power Pty Ltd | Wind Turbine - Onshore | Wind | WGWF1 | 8 |  | 3.43 |  | 27.44 | 27.44 |  | In Commissioning | SS |  | 2043 |  | Existing less Announced Withdrawal | Wind | 1231 | 2019-07-29 | 2019-07-01
QLD1 | Existing Plant | Windy Hill | Ratch Australia | Wind Turbine - Onshore | Wind | WHILL1 | 20 |  | 0.6 |  | 12 | 12 |  | In Service | NS |  | 2025 |  | Existing less Announced Withdrawal | Wind | 1232 | 2019-05-10 13:33 | 2018-04-14
SA1 | Existing Plant | Wingfield 1 | EDL LFG SA Pty Ltd | Reciprocating Engine - Spark ignition | Landfill Gas | WINGF1_1 | 4 |  | 1.025 |  | 4.1 | 4.1 |  | In Service | NS |  | 2035 |  | Existing less Announced Withdrawal | Biomass | 1234 | 2019-05-24 15:21 | 2018-04-14
SA1 | Existing Plant | Wingfield 2 | EDL LFG SA Pty Ltd | Reciprocating Engine - Spark ignition | Landfill Gas | WINGF2_1 | 4 |  | 1.025 |  | 4.1 | 4.1 |  | In Service | NS |  | 2030 |  | Existing less Announced Withdrawal | Biomass | 1324 | 2019-05-24 15:24 | 2018-04-14
VIC1 | Project | Winton Solar Farm | Winton Asset Co. Pty Ltd as Trustee of the Winton Asset Trust | Solar PV - Single axis tracking | Solar |  | 1 |  | 85 |  | 85 | 85 |  | Committed | SS | Mar 2021 |  |  | Committed | Solar | 1674 | 2019-10-29 | 2019-10-29
QLD1 | Existing Plant | Wivenhoe | CS Energy | Storage - Pumped hydro | Water | W/HOE#1 | 1 |  | 285 |  | 285 | 285 | 5700 | In Service | S |  | 2084 |  | Existing less Announced Withdrawal | Water | 1235 | 2019-06-04 09:29 | 2019-05-21
QLD1 | Existing Plant | Wivenhoe | CS Energy | Storage - Pumped hydro | Water | W/HOE#2 | 1 |  | 285 |  | 285 | 285 | 5700 | In Service | S |  | 2084 |  | Existing less Announced Withdrawal | Water | 1235 | 2019-06-04 09:29 | 2019-05-21
QLD1 | Project | Wivenhoe Regional Energy Hub - Solar | SolarQ Pty Ltd | Solar PV - Single axis tracking | Solar |  | 1 |  | 1000 |  | 1000 | 1000 |  | Publically Announced | SS |  |  |  | Proposed | Solar | 1699 | 2019-06-18 02:05 | 2019-04-01
QLD1 | Project | Wivenhoe Regional Energy Hub - Storage | SolarQ Pty Ltd | Storage - Battery | Other |  | 1 |  | 1000 |  | 1000 | 1000 | 1000 | Publically Announced | S |  |  |  | Proposed | Battery Storage | 1700 | 2019-06-18 03:29 | 2019-04-01
QLD1 | Existing Plant | Wivenhoe Small Hydro | Stanwell Corporation Limited | Hydro - Dam | Water | WIVENSH | 1 |  | 4.5 |  | 4.5 | 4.5 |  | In Service | NS |  |  |  | Existing less Announced Withdrawal | Water | 1236 | 2019-06-13 01:24 | 2018-04-14 06:55
SA1 | Project | Woakwine Wind Farm | Woakwine Wind Farm Pty Ltd | Wind Turbine - Onshore | Wind |  | 124 |  | 3.3 |  | 409.2 | 409.2 |  | Publically Announced | SS |  |  |  | Proposed | Wind | 1237 | 2019-05-29 17:24 | 2019-05-28
NSW1 | Project | Wollar Solar Farm | Wollar Solar Development Pty Ltd | Solar PV - Single axis tracking | Solar |  | 1 |  | 290 |  | 290 | 290 |  | Publically Announced | SS |  |  |  | Proposed | Solar | 1716 | 2019-07-08 14:42 | 2019-04-04
NSW1 | Project | Wollar Solar Farm | Wollar Solar Development Pty Ltd | Storage - Battery | Other |  | 1 |  | 0 |  | 0 | 0 | 30 | Publically Announced | S |  |  |  | Proposed | Battery Storage | 1716 | 2019-07-08 14:42 | 2019-04-04
VIC1 | Existing Plant | Wollert | LMS Energy Pty Ltd | Reciprocating Engine - Spark ignition | Landfill Methane / Landfill Gas | WOLLERT1 | 6 |  | 1.123 |  | 6.738 | 6.738 |  | In Service | NS |  |  |  | Existing less Announced Withdrawal | Biomass | 1238 | 2018-05-09 06:08 | 2018-04-14 06:55
VIC1 | Existing Plant | Wonthaggi Wind Farm | Vision Super Pty Ltd | Wind Turbine - Onshore | Wind | WONWP | 6 |  | 2 |  | 12 | 12 |  | In Service | NS |  |  |  | Existing less Announced Withdrawal | Wind | 1239 | 2018-04-14 06:56 | 2018-04-14 06:56
NSW1 | Existing Plant | Woodlawn Bioreactor Energy Generation | Veolia Environmental Services Aust P/L | Reciprocating Engine - Spark ignition | Landfill Methane / Landfill Gas | WDLNGN01 | 7 |  | 1.065 |  | 7.455 | 7.455 |  | In Service | NS |  |  |  | Existing less Announced Withdrawal | Biomass | 1241 | 2018-05-25 02:20 | 2018-04-14 06:56
NSW1 | Existing Plant | Woodlawn Wind Farm | Woodlawn Wind Pty Ltd | Wind Turbine - Onshore | Wind | WOODLWN1 | 23 |  | 2.1 |  | 48.3 | 48.3 |  | In Service | SS |  | 2041 |  | Existing less Announced Withdrawal | Wind | 1240 | 2019-05-22 18:15 | 2019-05-17
QLD1 | Existing Plant | Woolcock Centre | TBA | Solar PV - Fixed | Solar |  | 1 |  | 0.296 |  | 0.2956 | 0.2956 |  | In service | NS |  |  |  | Existing less Announced Withdrawal | Solar | 87 | 2018-07-31 | 2018-07-31
TAS1 | Existing Plant | Woolnorth Studland Bay / Bluff Point | Woolnorth Wind Farm Holding Pty Ltd | Wind Turbine - Onshore | Wind | WOOLNTH1 | 31 |  | 1.75 |  | 54.25 | 54.25 |  | In Service | NS |  | 2050 |  | Existing less Announced Withdrawal | Wind | 1242 | 2019-05-17 14:38 | 2018-04-14
TAS1 | Existing Plant | Woolnorth Studland Bay / Bluff Point | Woolnorth Wind Farm Holding Pty Ltd | Wind Turbine - Onshore | Wind | WOOLNTH1 | 25 |  | 3 |  | 75 | 75 |  | In Service | NS |  | 2050 |  | Existing less Announced Withdrawal | Wind | 1242 | 2019-05-17 14:38 | 2018-04-14
TAS1 | Existing Plant | Woolnorth Studland Bay / Bluff Point | Woolnorth Wind Farm Holding Pty Ltd | Wind Turbine - Onshore | Wind | WOOLNTH1 | 6 |  | 1.75 |  | 10.5 | 10.5 |  | In Service | NS |  | 2050 |  | Existing less Announced Withdrawal | Wind | 1242 | 2019-05-17 14:38 | 2018-04-14
QLD1 | Project | Woolooga Solar Farm | TBA | Solar PV - Fixed | Solar |  | 185 |  | 1 |  | 185 | 185 |  | Publically Announced | SS |  |  |  | Proposed | Solar | 1672 | 2018-10-29 23:09 | 2018-10-29 23:09
VIC1 | Project | Woolsthorpe Wind Farm | Woolsthorpe Wind Farm Pty Ltd | Wind Turbine - Onshore | Wind |  | 20 |  | 3.65 |  | 73 | 73 |  | Publically Announced | SS |  |  |  | Proposed | Wind | 1243 | 2019-06-13 01:24 | 2019-05-29
VIC1 | Project | Wunghnu Solar Farm | ib vogt GmbH | Solar PV - Single axis tracking | Solar |  | 1 | [6 empty] | Publically Announced | SS | Jan 2021 |  |  | Proposed | Solar | 5012 | 2019-06-24 01:52 | 2019-06-28 12:30
NSW1 | Project | Wyalong Solar Farm | ESCO Pacific Pty Ltd | Solar PV - Fixed | Solar |  | 1 |  | 130 |  | 130 | 130 |  | Publically Announced | SS |  |  |  | Proposed | Solar | 129 | 2019-10-30 | 2019-10-30
NSW1 | Existing Plant | Wyangala A | Hydro Power Pty Ltd | Hydro - Dam | Water | WYANGALA | 1 |  | 20 |  | 20 | 20 |  | In Service | NS |  |  |  | Existing less Announced Withdrawal | Water | 1254 | 2018-05-17 02:58 | 2018-04-14 07:00
NSW1 | Existing Plant | Wyangala B | AGL | Hydro - Dam | Water | WYANGALB | 1 |  | 4 |  | 4 | 4 |  | In Service | NS |  |  |  | Existing less Announced Withdrawal | Water | 1255 | 2018-05-17 02:59 | 2018-04-14 07:00
VIC1 | Existing Plant | Wyndham Renewable Energy Facility | LMS Energy Pty Ltd | Reciprocating Engine - Spark ignition | Landfill Methane / Landfill Gas | WYNDW | 1 |  | 1.123 |  | 1.123 | 1.123 |  | In Service | NS |  |  |  | Existing less Announced Withdrawal | Biomass | 1245 | 2018-05-09 06:10 | 2018-04-14 06:57
VIC1 | Existing Plant | Wyndham Renewable Energy Facility | LMS Energy Pty Ltd | Reciprocating Engine - Spark ignition | Landfill Methane / Landfill Gas | WYNDW | 1 |  | 0.78 |  | 0.78 | 0.78 |  | In Service | NS |  |  |  | Existing less Announced Withdrawal | Biomass | 1245 | 2018-05-09 06:10 | 2018-04-14 06:57
NSW1 | Existing Plant | Wyong | LMS ENERGY Pty Ltd | Reciprocating Engine - Spark ignition | Landfill Methane / Landfill Gas | HAUGHT11 | 2 |  | 1.123 |  | 2.246 | 2.246 |  | In Service | NS |  |  |  | Existing less Announced Withdrawal | Biomass | 1339 | 2018-05-09 06:13 | 2018-04-14 07:28
VIC1 | Existing Plant | Yallourn W | EnergyAustralia Yallourn Pty Ltd | Turbine - Steam Sub Critical | Brown Coal | YWPS1 | 1 |  | 350 |  | 350 | 350 |  | In Service | S |  | 2029 |  | Existing less Announced Withdrawal | Coal | 1247 | 2019-05-17 14:31 | 2018-04-12
VIC1 | Existing Plant | Yallourn W | EnergyAustralia Yallourn Pty Ltd | Turbine - Steam Sub Critical | Brown Coal | YWPS2 | 1 |  | 350 |  | 350 | 350 |  | In Service | S |  | 2030 |  | Existing less Announced Withdrawal | Coal | 1247 | 2019-05-17 14:31 | 2018-04-12
VIC1 | Existing Plant | Yallourn W | EnergyAustralia Yallourn Pty Ltd | Turbine - Steam Sub Critical | Brown Coal | YWPS3 | 1 |  | 375 |  | 375 | 375 |  | In Service | S |  | 2031 |  | Existing less Announced Withdrawal | Coal | 1247 | 2019-05-17 14:31 | 2018-04-12
VIC1 | Existing Plant | Yallourn W | EnergyAustralia Yallourn Pty Ltd | Turbine - Steam Sub Critical | Brown Coal | YWPS4 | 1 |  | 375 |  | 375 | 375 |  | In Service | S |  | 2032 |  | Existing less Announced Withdrawal | Coal | 1247 | 2019-05-17 14:31 | 2018-04-12
VIC1 | Existing Plant | Yaloak South Wind Farm | Pacific Hydro Yaloak South Pty Ltd | Wind Turbine - Onshore | Wind | YSWF1 | 14 |  | 2.05 |  | 28.7 | 28.7 |  | In Service | NS |  |  |  | Existing less Announced Withdrawal | Wind | 1567 | 2019-05-14 19:14 | 2018-06-07
SA1 | Existing Plant | Yalumba Winery Solar system (Angaston) | TBA | Solar PV - Fixed | Solar |  | 1 |  | 1.14 |  | 1.14 | 1.14 |  | In service | NS |  |  |  | Existing less Announced Withdrawal | Solar | 42 | 2018-07-31 | 2018-07-31
SA1 | Existing Plant | Yalumba Winery Solar system (Oxford Landing) | TBA | Solar PV - Fixed | Solar |  | 1 |  | 0.2 |  | 0.2 | 0.2 |  | In service | NS |  |  |  | Existing less Announced Withdrawal | Solar | 43 | 2018-07-31 | 2018-07-31
VIC1 | Existing Plant | Yambuk | Energy Pacific Vic Pty Ltd | Wind Turbine - Onshore | Wind | YAMBUKWF | 20 |  | 1.5 |  | 30 | 30 |  | In Service | NS |  |  |  | Existing less Announced Withdrawal | Wind | 1164 | 2018-06-07 23:24 | 2018-02-19 03:58
NSW1 | Project | Yanco Solar Farm | ib vogt / Sun Spot 6? | Confidential - Confidential | Solar |  | 1 | [6 empty] | Publically Announced | SS |  |  |  | Proposed | Solar | 5011 | 2019-06-25 07:35 | 2019-06-28 12:30
NSW1 | Project | Yarrabee Solar Power Project | Reach Solar Energy Management Co | Solar PV - Single axis tracking | Solar |  | 148 |  | 2.027 |  | 299.996 | 299.996 |  | Publically Announced | SS |  |  |  | Proposed | Solar | 1484 | 2019-06-13 01:23 | 2018-05-07 00:15
QLD1 | Existing Plant | Yarranlea Solar Farm | Yarranlea Solar Pty Ltd | Solar PV - Single axis tracking | Solar | YARANSF1 | 44 |  | 2.34 |  | 102.96 | 102.96 |  | Committed | SS |  | 2044 |  | Committed | Solar | 1599 | 2020-01-29 09:14 | 2020-01-21
VIC1 | Existing Plant | Yarrawonga | AGL Hydro Partnership | Hydro - Dam | Water | - | 2 |  | 4.75 |  | 9.5 | 9.5 |  | In Service | NS |  |  |  | Existing less Announced Withdrawal | Water | 1256 | 2019-04-01 13:31 | 2019-04-01
QLD1 | Existing Plant | Yarwun 1 | RTA Yarwun Pty Ltd | Turbine - CCGT | Natural Gas Pipeline | YARWUN_1 | 1 |  | 180 |  | 180 | 180 |  | In Service | NS |  |  |  | Existing less Announced Withdrawal | CCGT | 1257 | 2018-04-14 07:01 | 2018-04-14 07:01
VIC1 | Project | Yatpool Solar Farm | Yatpool Sun Farm Pty Ltd | Solar PV - Single axis tracking | Solar |  | 20 |  | 2.5 |  | 50 | 50 |  | Committed | SS | Mar 2020 | 2050 |  | Committed | Solar | 1423 | 2020-01-30 13:31 | 2020-01-28
VIC1 | Project | Yatpool Solar Farm | Yatpool Sun Farm Pty Ltd | Solar PV - Single axis tracking | Solar |  | 16 |  | 2.75 |  | 44 | 44 |  | Committed | SS | Mar 2020 | 2050 |  | Committed | Solar | 1423 | 2020-01-30 13:31 | 2020-01-28
VIC1 | Existing Plant | Yawong Wind Farm | Epic Energy South Australia Pty Ltd | Wind Turbine - Onshore | Wind | YAWWF1 | 2 |  | 3.6 |  | 7.2 | 7.2 |  | In Service | NS |  |  |  | Existing less Announced Withdrawal | Wind | 1495 | 2019-06-21 04:26 | 2019-05-17
VIC1 | Existing Plant | Yendon Wind Farm | Northleaf /InfraRed/Macquarie Capital | Wind Turbine - Onshore | Wind | YENDWF1 | 38 |  | 3.8 |  | 144.4 | 144.4 |  | In Commissioning | SS |  |  |  | Existing less Announced Withdrawal | Wind | 1114 | 2020-01-30 13:35 | 2020-01-30
SA1 | Existing Plant | YES Sunlands | Yates Electrical Services | Solar PV - Fixed | Solar |  | 20 |  | 0.05 |  | 1 | 1 |  | In Service | NS |  |  |  | Existing less Announced Withdrawal | Solar | 1548 | 2019-06-13 01:24 | 2019-05-14
SA1 | Project | Yorke Peninsula Wind Farm | Senvion Australia | Wind Turbine - Onshore | Wind |  | 187 |  | 3.4 |  | 635.8 | 635.8 |  | Publically Announced | SS | Nov 2022 |  |  | Proposed | Wind | 1615 | 2019-02-05 23:16 | 2019-02-05 23:16
QLD1 | Project | Yuleba North Solar Project | Vena Energy | Solar PV - Fixed | Solar |  | 1 |  | 300 |  | 300 | 300 |  | Publically Announced | SS |  |  |  | Proposed | Solar | 1577 | 2019-05-01 10:50 | 2019-05-31
SA1 | Project | Zero Cost Energy Future | SA Water Corporation | Solar PV - Fixed | Solar |  | 1 | 130 | 150 | 130 | 150 | 130 - 150 |  | Emerging | NS |  |  |  | Proposed | Solar | 5002 | 2019-06-25 08:14 | 2019-06-01
VIC1 | Existing Plant | Zilzie Winery Solar System | TBA | Solar PV - Fixed | Solar |  | 1 |  | 0.113 |  | 0.1134 | 0.1134 |  | In service | NS |  |  |  | Existing less Announced Withdrawal | Solar | 71 | 2018-07-31 | 2018-07-31
Committed* represents projects that have met the requirements to be classified as "Advanced", and construction or installation has commenced.
Snowy 2.0 - Unit Status - Reflects the Commonwealth Government commitment to construct the Snowy 2.0 project.
Battery of the Nation - Full Commercial Use Date - Subject to further interconnection between Victoria and Tasmania and feasibility studies. For more information, please refer to: https://www.hydro.com.au/clean-energy/battery-of-the-nation/pumped-hydro/pumped-hydro-faq
Battery of the Nation - Storage Capacity (MWh) - Average storage capacity of Tasmanian pumped hydro opportunities.

## Scheduled Capacities
Scheduled Capacities
Region | Asset Type | Site Name | DUID | Winter 2019 | Summer 2019-20 | Winter 2020 | Summer 2020-21 | Winter 2021 | Summer 2021-22 | Winter 2022 | Summer 2022-23 | Winter 2023 | Summer 2023-24 | Winter 2024 | Summer 2024-25 | Winter 2025 | Summer 2025-26 | Winter 2026 | Summer 2026-27 | Winter 2027 | Summer 2027-28 | Winter 2028 | Summer 2028-29 | Owner | Technology Type | Fuel Type | Number of Units | Aggregated Lower Nameplate Capacity (MW) | Aggregated Upper Nameplate Capacity (MW) | Storage Capacity (MWh) | Unit Status | Dispatch Type | Full Commercial Use Date | Expected Closure Year | Closure Date | StatusBucketSummary | FuelBucketSummary | SurveyId | SurveyVersionDateTime | SurveyEffectiveDate | Sparkline
SA1 | Existing Plant | Angaston | ANGAST1 | 47.91 | 47.91 | 47.91 | 47.91 | 47.91 | 47.91 | 47.91 | 47.91 | 47.91 | 47.91 | 47.91 | 47.91 | 47.91 | 47.91 | 47.91 | 47.91 | 47.91 | 47.91 | 47.91 | 47.91 | Snowy Hydro Ltd | Reciprocating Engine - Compression ignition | Diesel | 30 |  | 50 |  | In Service | S |  | 2070 |  | Existing less Announced Withdrawal | Other | 1002 | 2019-05-09 13:24 | 2019-05-01
VIC1 | Existing Plant | Ararat Wind Farm | ARWF1 | 240 | 195 | 240 | 195 | 240 | 195 | 240 | 195 | 240 | 195 | 240 | 195 | 240 | 195 | 240 | 195 | 240 | 195 | 240 | 195 | Ararat Wind Farm Pty Ltd | Wind Turbine - Onshore | Wind | 75 |  | 240 |  | In Service | SS |  | 2047 |  | Existing less Announced Withdrawal | Wind | 1462 | 2019-05-29 10:16 | 2019-04-29
VIC1 | Existing Plant | Bairnsdale | BDL01 | 40 | 27 | 40 | 27 | 40 | 27 | 40 | 27 | 40 | 27 | 40 | 27 | 40 | 27 | 40 | 27 | 40 | 27 | 40 | 27 | Alinta DEBO | Turbine - OCGT | Natural Gas Pipeline | 1 |  | 47 |  | In Service | S |  | 2042 |  | Existing less Announced Withdrawal | OCGT | 1005 | 2019-06-13 16:43 | 2019-06-01
VIC1 | Existing Plant | Bairnsdale | BDL02 | 42 | 30 | 42 | 30 | 42 | 30 | 42 | 30 | 42 | 30 | 42 | 30 | 42 | 30 | 42 | 30 | 42 | 30 | 42 | 30 | Alinta DEBO | Turbine - OCGT | Natural Gas Pipeline | 1 |  | 47 |  | In Service | S |  | 2042 |  | Existing less Announced Withdrawal | OCGT | 1005 | 2019-06-13 16:43 | 2019-06-01
VIC1 | Existing Plant | Bald Hills Wind Farm | BALDHWF1 | 106.6 | 106.6 | 106.6 | 106.6 | 106.6 | 106.6 | 106.6 | 106.6 | 106.6 | 106.6 | 106.6 | 106.6 | 106.6 | 106.6 | 106.6 | 106.6 | 106.6 | 106.6 | 106.6 | 106.6 | Infrastructure Capital Group | Wind Turbine - Onshore | Wind | 52 |  | 106.6 |  | In Service | SS |  | 2040 |  | Existing less Announced Withdrawal | Wind | 1006 | 2019-04-17 16:43 | 2018-02-19
VIC1 | Existing Plant | Ballarat Energy Storage System | BALBG1 | 29.9 | 28.8 | 29.9 | 28.8 | 29.9 | 28.8 | 29.9 | 28.8 | 29.9 | 28.8 | 29.9 | 28.8 | 29.9 | 28.8 | 29.9 | 28.8 | 29.9 | 28.8 | 29.9 | 28.8 | Ausnet Transmission Group Pty Ltd | Storage - Battery | Other | 1 |  | 30 | 30 | In Service | S |  | 2033 |  | Existing less Announced Withdrawal | Battery Storage | 1469 | 2019-05-09 12:49 | 2018-04-19
VIC1 | Existing Plant | Bannerton Solar Park | BANN1 | 88 | 88 | 88 | 88 | 88 | 88 | 88 | 88 | 88 | 88 | 88 | 88 | 88 | 88 | 88 | 88 | 88 | 88 | 88 | 88 | Foresight Solar Australia Pty Ltd | Solar PV - Single axis tracking | Solar | 40 |  | 100 |  | In Commissioning | SS |  | 2049 |  | Existing less Announced Withdrawal | Solar | 1492 | 2019-06-13 01:23 | 2018-06-01 06:59
QLD1 | Existing Plant | Barcaldine Power Station | BARCALDN | 37 | 34 | 37 | 34 | 37 | 34 | 37 | 34 | 37 | 34 | 37 | 34 | 37 | 34 | 37 | 34 | 37 | 34 | 37 | 34 | Ergon Energy Queensland Pty Ltd | Turbine - OCGT | Natural Gas Pipeline | 1 |  | 37 |  | In Service | S |  | 2034 |  | Existing less Announced Withdrawal | OCGT | 1010 | 2019-04-03 11:52 | 2018-02-19
QLD1 | Existing Plant | Barron Gorge | BARRON-1 | 33 | 33 | 33 | 33 | 33 | 33 | 33 | 33 | 33 | 33 | 33 | 33 | 33 | 33 | 33 | 33 | 33 | 33 | 33 | 33 | Stanwell Corporation Limited | Hydro - Run of River | Water | 1 |  | 33 |  | In Service | S |  | 2042 |  | Existing less Announced Withdrawal | Water | 1012 | 2019-06-13 01:24 | 2018-02-19 03:32
QLD1 | Existing Plant | Barron Gorge | BARRON-2 | 33 | 33 | 33 | 33 | 33 | 33 | 33 | 33 | 33 | 33 | 33 | 33 | 33 | 33 | 33 | 33 | 33 | 33 | 33 | 33 | Stanwell Corporation Limited | Hydro - Run of River | Water | 1 |  | 33 |  | In Service | S |  | 2042 |  | Existing less Announced Withdrawal | Water | 1012 | 2019-06-13 01:24 | 2018-02-19 03:32
TAS1 | Existing Plant | Bastyan | BASTYAN | 81 | 81 | 81 | 81 | 81 | 81 | 0 | 0 | 84 | 84 | 84 | 84 | 84 | 84 | 84 | 84 | 84 | 84 | 84 | 84 | Hydro-Electric Corporation | Hydro - Dam | Water | 1 |  | 79.9 |  | In Service | S |  | 2100 |  | Existing less Announced Withdrawal | Water | 1013 | 2019-05-27 09:31 | 2019-05-24
NSW1 | Existing Plant | Bayswater | BW01 | 660 | 630 | 660 | 630 | 660 | 630 | 660 | 630 | 660 | 630 | 660 | 630 | 660 | 630 | 660 | 630 | 660 | 630 | 660 | 630 | AGL Macquarie Pty Limited | Turbine - Steam Sub Critical | Black Coal | 1 |  | 660 |  | In Service | S |  | 2035 |  | Existing less Announced Withdrawal | Coal | 1014 | 2019-07-05 11:03 | 2019-04-01
NSW1 | Existing Plant | Bayswater | BW02 | 660 | 630 | 660 | 630 | 660 | 630 | 660 | 630 | 660 | 630 | 660 | 630 | 660 | 630 | 660 | 630 | 660 | 630 | 660 | 630 | AGL Macquarie Pty Limited | Turbine - Steam Sub Critical | Black Coal | 1 |  | 660 |  | In Service | S |  | 2035 |  | Existing less Announced Withdrawal | Coal | 1014 | 2019-07-05 11:03 | 2019-04-01
NSW1 | Existing Plant | Bayswater | BW03 | 660 | 630 | 660 | 630 | 660 | 630 | 660 | 630 | 660 | 630 | 660 | 630 | 660 | 630 | 660 | 630 | 660 | 630 | 660 | 630 | AGL Macquarie Pty Limited | Turbine - Steam Sub Critical | Black Coal | 1 |  | 660 |  | In Service | S |  | 2035 |  | Existing less Announced Withdrawal | Coal | 1014 | 2019-07-05 11:03 | 2019-04-01
NSW1 | Existing Plant | Bayswater | BW04 | 660 | 630 | 660 | 630 | 660 | 630 | 660 | 630 | 660 | 630 | 660 | 630 | 660 | 630 | 660 | 630 | 660 | 630 | 660 | 630 | AGL Macquarie Pty Limited | Turbine - Steam Sub Critical | Black Coal | 1 |  | 660 |  | In Service | S |  | 2035 |  | Existing less Announced Withdrawal | Coal | 1014 | 2019-07-05 11:03 | 2019-04-01
TAS1 | Existing Plant | Bell Bay Three | BBTHREE1 | 35 | 35 | 35 | 35 | 35 | 35 | 35 | 35 | 35 | 35 | 35 | 35 | 35 | 35 | 35 | 35 | 35 | 35 | 35 | 35 | AETV Pty Ltd | Turbine - OCGT | Natural Gas Pipeline | 1 |  | 40 |  | In Service | S |  | 2040 |  | Existing less Announced Withdrawal | OCGT | 1015 | 2019-05-24 13:35 | 2019-05-17
TAS1 | Existing Plant | Bell Bay Three | BBTHREE2 | 35 | 35 | 35 | 35 | 35 | 35 | 35 | 35 | 35 | 35 | 35 | 35 | 35 | 35 | 35 | 35 | 35 | 35 | 35 | 35 | AETV Pty Ltd | Turbine - OCGT | Natural Gas Pipeline | 1 |  | 40 |  | In Service | S |  | 2040 |  | Existing less Announced Withdrawal | OCGT | 1015 | 2019-05-24 13:35 | 2019-05-17
TAS1 | Existing Plant | Bell Bay Three | BBTHREE3 | 35 | 35 | 35 | 35 | 35 | 35 | 35 | 35 | 35 | 35 | 35 | 35 | 35 | 35 | 35 | 35 | 35 | 35 | 35 | 35 | AETV Pty Ltd | Turbine - OCGT | Natural Gas Pipeline | 1 |  | 40 |  | In Service | S |  | 2040 |  | Existing less Announced Withdrawal | OCGT | 1015 | 2019-05-24 13:35 | 2019-05-17
NSW1 | Existing Plant | Beryl Solar Farm | BERYLSF1 | 87 | 87 | 87 | 87 | 87 | 87 | 87 | 87 | 87 | 87 | 87 | 87 | 87 | 87 | 87 | 87 | 87 | 87 | 87 | 87 | FS NSW Project No 1 AT Pty Ltd as trustee of FS NSW Project No 1 Asset Trust | Solar PV - Single axis tracking | Solar | 60 |  | 98.4 |  | In Service | SS |  | 2049 |  | Existing less Announced Withdrawal | Solar | 1416 | 2019-06-26 06:15 | 2019-05-06
NSW1 | Existing Plant | Blowering | BLOWERNG | 80 | 80 | 80 | 80 | 80 | 80 | 80 | 80 | 80 | 80 | 80 | 80 | 80 | 80 | 80 | 80 | 80 | 80 | 80 | 80 | Snowy Hydro Ltd | Hydro - Dam | Water | 1 |  | 80 |  | In Service | S |  | 2070 |  | Existing less Announced Withdrawal | Water | 1021 | 2019-05-29 14:29 | 2018-02-19
NSW1 | Existing Plant | Boco Rock Wind Farm | BOCORWF1 | 113.18 | 104.088 | 113.18 | 104.088 | 113.18 | 104.088 | 113.18 | 104.088 | 113.18 | 104.088 | 113.18 | 104.088 | 113.18 | 104.088 | 113.18 | 104.088 | 113.18 | 104.088 | 113.18 | 104.088 | South Pacific Power Pty Ltd | Wind Turbine - Onshore | Wind | 67 |  | 113 |  | In Service | SS |  | 2040 |  | Existing less Announced Withdrawal | Wind | 1022 | 2019-06-14 12:23 | 2018-02-19
NSW1 | Existing Plant | Bodangora Wind Farm | BODWF1 | 113.19 | 113.19 | 113.19 | 113.19 | 113.19 | 113.19 | 113.19 | 113.19 | 113.19 | 113.19 | 113.19 | 113.19 | 113.19 | 113.19 | 113.19 | 113.19 | 113.19 | 113.19 | 113.19 | 113.19 | Bodangora Wind Farm Pty Ltd | Wind Turbine - Onshore | Wind | 33 |  | 113.19 |  | In Service | SS |  | 2049 |  | Existing less Announced Withdrawal | Wind | 1259 | 2019-06-14 17:06 | 2019-05-17
VIC1 | Existing Plant | Bogong / Mackay | MCKAY1 | 300.02 | 300.02 | 300.02 | 300.02 | 300.02 | 300.02 | 300.02 | 300.02 | 300.02 | 300.02 | 300.02 | 300.02 | 300.02 | 300.02 | 300.02 | 300.02 | 300.02 | 300.02 | 300.02 | 300.02 | AGL Hydro Partnership | Hydro - Dam | Water | 8 |  | 300.02 |  | In Service | S |  | 2057 |  | Existing less Announced Withdrawal | Water | 1023 | 2019-11-06 09:01 | 2019-04-01
NSW1 | Project | Bomen Solar Farm |  | 0 | 0 | 100 | 100 | 100 | 100 | 100 | 100 | 100 | 100 | 100 | 100 | 100 | 100 | 100 | 100 | 100 | 100 | 100 | 100 | Spark Infrastructure Holdings No. 6 Pty Limited | Solar PV - Single axis tracking | Solar | 44 |  | 100 |  | Committed | SS | Apr 2020 |  |  | Committed | Solar | 1554 | 2020-01-29 09:11 | 2019-10-29
QLD1 | Existing Plant | Braemar | BRAEMAR1 | 168 | 157 | 168 | 157 | 168 | 167 | 181 | 167 | 181 | 167 | 181 | 167 | 181 | 167 | 181 | 167 | 181 | 167 | 181 | 167 | Braemar Power Project Pty Ltd | Turbine - OCGT | Coal Seam Methane | 1 |  | 168 |  | In Service | S |  | 2046 |  | Existing less Announced Withdrawal | OCGT | 1026 | 2019-06-12 14:49 | 2018-02-19
QLD1 | Existing Plant | Braemar | BRAEMAR2 | 181 | 167 | 181 | 167 | 181 | 167 | 181 | 167 | 181 | 167 | 181 | 167 | 181 | 167 | 181 | 167 | 181 | 167 | 181 | 167 | Braemar Power Project Pty Ltd | Turbine - OCGT | Coal Seam Methane | 1 |  | 168 |  | In Service | S |  | 2046 |  | Existing less Announced Withdrawal | OCGT | 1026 | 2019-06-12 14:49 | 2018-02-19
QLD1 | Existing Plant | Braemar | BRAEMAR3 | 181 | 167 | 181 | 167 | 181 | 167 | 181 | 167 | 181 | 167 | 181 | 167 | 181 | 167 | 181 | 167 | 181 | 167 | 181 | 167 | Braemar Power Project Pty Ltd | Turbine - OCGT | Coal Seam Methane | 1 |  | 168 |  | In Service | S |  | 2046 |  | Existing less Announced Withdrawal | OCGT | 1026 | 2019-06-12 14:49 | 2018-02-19
QLD1 | Existing Plant | Braemar 2 Power Station | BRAEMAR5 | 173 | 165 | 173 | 165 | 173 | 165 | 173 | 165 | 173 | 165 | 173 | 165 | 173 | 165 | 173 | 165 | 173 | 165 | 173 | 165 | Arrow Braemar 2 Pty Ltd and Arrow Southern Generation Pty Ltd trading as NewGen Braemar 2 Partnership | Turbine - OCGT | Coal Seam Methane | 1 |  | 173 |  | In Service | S |  | 2049 |  | Existing less Announced Withdrawal | OCGT | 1027 | 2019-06-05 14:04 | 2019-05-31
QLD1 | Existing Plant | Braemar 2 Power Station | BRAEMAR6 | 173 | 165 | 173 | 165 | 173 | 165 | 173 | 165 | 173 | 165 | 173 | 165 | 173 | 165 | 173 | 165 | 173 | 165 | 173 | 165 | Arrow Braemar 2 Pty Ltd and Arrow Southern Generation Pty Ltd trading as NewGen Braemar 2 Partnership | Turbine - OCGT | Coal Seam Methane | 1 |  | 173 |  | In Service | S |  | 2049 |  | Existing less Announced Withdrawal | OCGT | 1027 | 2019-06-05 14:04 | 2019-05-31
QLD1 | Existing Plant | Braemar 2 Power Station | BRAEMAR7 | 173 | 165 | 173 | 165 | 173 | 165 | 173 | 165 | 173 | 165 | 173 | 165 | 173 | 165 | 173 | 165 | 173 | 165 | 173 | 165 | Arrow Braemar 2 Pty Ltd and Arrow Southern Generation Pty Ltd trading as NewGen Braemar 2 Partnership | Turbine - OCGT | Coal Seam Methane | 1 |  | 173 |  | In Service | S |  | 2049 |  | Existing less Announced Withdrawal | OCGT | 1027 | 2019-06-05 14:04 | 2019-05-31
NSW1 | Existing Plant | Broken Hill Solar Plant | BROKENH1 | 53 | 53 | 53 | 53 | 53 | 53 | 53 | 53 | 53 | 53 | 53 | 53 | 53 | 53 | 53 | 53 | 53 | 53 | 53 | 53 | PARF Company 6 Pty Limited | Solar PV - Fixed | Solar | 40 |  | 53 |  | In Service | SS |  | 2043 |  | Existing less Announced Withdrawal | Solar | 1266 | 2019-06-07 17:12 | 2019-04-01
SA1 | Existing Plant | Bungala One Solar Farm | BNGSF1 | 109.998 | 109.998 | 109.998 | 109.998 | 109.998 | 109.998 | 109.998 | 109.998 | 109.998 | 109.998 | 109.998 | 109.998 | 109.998 | 109.998 | 109.998 | 109.998 | 109.998 | 109.998 | 109.998 | 109.998 | Enel Green Power | Solar PV - Single axis tracking | Solar | 54 |  | 135 |  | In Service | SS |  | 2043 |  | Existing less Announced Withdrawal | Solar | 1589 | 2019-06-13 02:25 | 2018-07-27 00:20
SA1 | Existing Plant | Bungala Two Solar Farm | BNGSF2 | 0 | 109.998 | 109.998 | 109.998 | 109.998 | 109.998 | 109.998 | 109.998 | 109.998 | 109.998 | 109.998 | 109.998 | 109.998 | 109.998 | 109.998 | 109.998 | 109.998 | 109.998 | 109.998 | 109.998 | Enel Green Power | Solar PV - Single axis tracking | Solar | 54 |  | 135 |  | Committed | SS |  | 2044 |  | Existing less Announced Withdrawal | Solar | 1587 | 2019-11-11 | 2019-11-11
QLD1 | Existing Plant | Callide B | CALL_B_1 | 350 | 310 | 350 | 350 | 350 | 350 | 350 | 350 | 350 | 350 | 350 | 350 | 350 | 350 | 350 | 350 | 350 | 350 | 350 | 350 | CS Energy | Turbine - Steam Sub Critical | Black Coal | 1 |  | 350 |  | In Service | S |  | 2028 |  | Existing less Announced Withdrawal | Coal | 1035 | 2019-06-04 09:28 | 2019-05-21
QLD1 | Existing Plant | Callide B | CALL_B_2 | 350 | 350 | 350 | 350 | 350 | 350 | 350 | 350 | 350 | 350 | 350 | 350 | 350 | 350 | 350 | 350 | 350 | 350 | 350 | 350 | CS Energy | Turbine - Steam Sub Critical | Black Coal | 1 |  | 350 |  | In Service | S |  | 2028 |  | Existing less Announced Withdrawal | Coal | 1035 | 2019-06-04 09:28 | 2019-05-21
QLD1 | Existing Plant | Callide C | CPP_3 | 420 | 420 | 420 | 420 | 420 | 420 | 420 | 420 | 420 | 420 | 420 | 420 | 420 | 420 | 420 | 420 | 420 | 420 | 420 | 420 | Joint Venture; Callide Energy Pty Ltd and IG Power (Callide) Ltd. | Turbine - Steam Super Critical | Black Coal | 1 |  | 450 |  | In Service | S |  |  |  | Existing less Announced Withdrawal | Coal | 1036 | 2019-06-03 09:48 | 2019-04-18
QLD1 | Existing Plant | Callide C | CPP_4 | 420 | 420 | 420 | 420 | 420 | 420 | 420 | 420 | 420 | 420 | 420 | 420 | 420 | 420 | 420 | 420 | 420 | 420 | 420 | 420 | Joint Venture; Callide Energy Pty Ltd and IG Power (Callide) Ltd. | Turbine - Steam Super Critical | Black Coal | 1 |  | 450 |  | In Service | S |  |  |  | Existing less Announced Withdrawal | Coal | 1036 | 2019-06-03 09:48 | 2019-04-18
TAS1 | Existing Plant | Catagunya / Liapootah / Wayatinah | LI_WY_CA | 156 | 127 | 158 | 129 | 184 | 184 | 184 | 184 | 184 | 184 | 184 | 184 | 184 | 184 | 184 | 184 | 184 | 184 | 184 | 184 | Hydro-Electric Corporation | Hydro - Dam | Water | 8 |  | 170.1 |  | In Service | S |  | 2100 |  | Existing less Announced Withdrawal | Water | 1041 | 2019-05-24 17:36 | 2018-05-24
TAS1 | Existing Plant | Cethana | CETHANA | 95 | 95 | 95 | 95 | 95 | 0 | 95 | 95 | 95 | 95 | 95 | 95 | 95 | 95 | 95 | 95 | 95 | 95 | 95 | 95 | Hydro-Electric Corporation | Hydro - Dam | Water | 1 |  | 85 |  | In Service | S |  | 2100 |  | Existing less Announced Withdrawal | Water | 1043 | 2019-05-24 14:58 | 2019-05-24
QLD1 | Existing Plant | Childers Solar Farm | CHILDSF1 | 55.87 | 55.87 | 55.87 | 55.87 | 55.87 | 55.87 | 55.87 | 55.87 | 55.87 | 55.87 | 55.87 | 55.87 | 55.87 | 55.87 | 55.87 | 55.87 | 55.87 | 55.87 | 55.87 | 55.87 | Childers Solar Pty Ltd | Solar PV - Single axis tracking | Solar | 37 |  | 55.87 |  | In Service | SS |  | 2049 |  | Existing less Announced Withdrawal | Solar | 1441 | 2019-06-19 02:12 | 2019-06-05
QLD1 | Existing Plant | Clare Solar Farm | CLARESF1 | 77.97 | 109.986 | 77.97 | 109.986 | 77.97 | 109.986 | 77.97 | 109.986 | 77.97 | 109.986 | 77.97 | 109.986 | 77.97 | 109.986 | 77.97 | 109.986 | 77.97 | 109.986 | 77.97 | 109.986 | Clare Asset Co Pty Ltd ATF Clare Asset Trust | Solar PV - Single axis tracking | Solar | 69 |  | 110.4 |  | In Service | SS |  | 2047 |  | Existing less Announced Withdrawal | Solar | 1383 | 2019-06-13 18:18 | 2019-05-17
SA1 | Existing Plant | Clements Gap Wind Farm | CLEMGPWF | 56.7 | 56.7 | 56.7 | 56.7 | 56.7 | 56.7 | 56.7 | 56.7 | 56.7 | 56.7 | 56.7 | 56.7 | 56.7 | 56.7 | 56.7 | 56.7 | 56.7 | 56.7 | 56.7 | 56.7 | Pacific Hydro Clements Gap Pty Ltd | Wind Turbine - Onshore | Wind | 27 |  | 56.7 |  | In Service | SS |  | 2039 |  | Existing less Announced Withdrawal | Wind | 1047 | 2019-06-26 16:36 | 2018-02-19
QLD1 | Existing Plant | Clermont Solar Farm | CLERMSF1 | 74.999 | 74.999 | 74.999 | 74.999 | 74.999 | 74.999 | 74.999 | 74.999 | 74.999 | 74.999 | 74.999 | 74.999 | 74.999 | 74.999 | 74.999 | 74.999 | 74.999 | 74.999 | 74.999 | 74.999 | Clermont Asset Co Pty Ltd as Trustee for Clerrmont Solar Unit Trust | Solar PV - Fixed | Solar | 37 |  | 92.5 |  | In Service | SS |  | 2049 |  | Existing less Announced Withdrawal | Solar | 1562 | 2019-06-24 23:59 | 2019-06-24
VIC1 | Project | Cohuna Solar Farm |  | 0 | 0 | 27.265 | 27.265 | 27.265 | 27.265 | 27.265 | 27.265 | 27.265 | 27.265 | 27.265 | 27.265 | 27.265 | 27.265 | 27.265 | 27.265 | 27.265 | 27.265 | 27.265 | 27.265 | Cohuna Solar Farm Pty Ltd | Solar PV - Single axis tracking | Solar | 19 |  | 31.103 |  | Committed | SS | Apr 2020 | 2045 |  | Committed | Solar | 1691 | 2019-06-21 04:24 | 2019-01-08 07:17
NSW1 | Existing Plant | Coleambally Solar Farm | COLEASF1 | 129.96 | 150.03 | 129.96 | 150.03 | 129.96 | 150.03 | 129.96 | 150.03 | 129.96 | 150.03 | 129.96 | 150.03 | 129.96 | 150.03 | 129.96 | 150.03 | 129.96 | 150.03 | 129.96 | 150.03 | Coleambally Solar Pty Ltd | Solar PV - Single axis tracking | Solar | 90 |  | 150.3 |  | In Commissioning | SS |  | 2038 |  | Existing less Announced Withdrawal | Solar | 1420 | 2019-05-10 12:21 | 2018-04-14
QLD1 | Existing Plant | Collinsville PV | CSPVPS1 | 42.5 | 42.5 | 42.5 | 42.5 | 42.5 | 42.5 | 42.5 | 42.5 | 42.5 | 42.5 | 42.5 | 42.5 | 42.5 | 42.5 | 42.5 | 42.5 | 42.5 | 42.5 | 42.5 | 42.5 | Ratch Australia | Solar PV - Fixed | Solar | 17 |  | 42.5 |  | In Service | SS |  | 2044 |  | Existing less Announced Withdrawal | Solar | 1349 | 2019-06-14 12:26 | 2019-04-03
NSW1 | Existing Plant | Colongra | CG1 | 181 | 162 | 181 | 162 | 181 | 162 | 181 | 162 | 181 | 162 | 181 | 162 | 181 | 162 | 181 | 162 | 181 | 162 | 181 | 162 | Snowy Hydro Ltd | Turbine - OCGT | Natural Gas Pipeline | 1 |  | 181 |  | In Service | S |  | 2070 |  | Existing less Announced Withdrawal | OCGT | 1053 | 2019-05-09 13:25 | 2019-05-01
NSW1 | Existing Plant | Colongra | CG2 | 181 | 162 | 181 | 162 | 181 | 162 | 181 | 162 | 181 | 162 | 181 | 162 | 181 | 162 | 181 | 162 | 181 | 162 | 181 | 162 | Snowy Hydro Ltd | Turbine - OCGT | Natural Gas Pipeline | 1 |  | 181 |  | In Service | S |  | 2070 |  | Existing less Announced Withdrawal | OCGT | 1053 | 2019-05-09 13:25 | 2019-05-01
NSW1 | Existing Plant | Colongra | CG3 | 181 | 162 | 181 | 162 | 181 | 162 | 181 | 162 | 181 | 162 | 181 | 162 | 181 | 162 | 181 | 162 | 181 | 162 | 181 | 162 | Snowy Hydro Ltd | Turbine - OCGT | Natural Gas Pipeline | 1 |  | 181 |  | In Service | S |  | 2070 |  | Existing less Announced Withdrawal | OCGT | 1053 | 2019-05-09 13:25 | 2019-05-01
NSW1 | Existing Plant | Colongra | CG4 | 181 | 162 | 181 | 162 | 181 | 162 | 181 | 162 | 181 | 162 | 181 | 162 | 181 | 162 | 181 | 162 | 181 | 162 | 181 | 162 | Snowy Hydro Ltd | Turbine - OCGT | Natural Gas Pipeline | 1 |  | 181 |  | In Service | S |  | 2070 |  | Existing less Announced Withdrawal | OCGT | 1053 | 2019-05-09 13:25 | 2019-05-01
QLD1 | Existing Plant | Condamine A | CPSA | 144 | 138 | 144 | 138 | 144 | 138 | 144 | 138 | 144 | 138 | 144 | 138 | 144 | 138 | 144 | 138 | 144 | 138 | 144 | 138 | QGC Sales Pty Ltd | Turbine - CCGT | Coal Seam Methane | 3 |  | 143.4 |  | In Service | S |  | 2039 |  | Existing less Announced Withdrawal | CCGT | 1054 | 2019-06-19 07:42 | 2019-06-13
NSW1 | Existing Plant | Crookwell 2 Wind Farm | CROOKWF2 | 96.04 | 96.04 | 96.04 | 96.04 | 96.04 | 96.04 | 96.04 | 96.04 | 96.04 | 96.04 | 96.04 | 96.04 | 96.04 | 96.04 | 96.04 | 96.04 | 96.04 | 96.04 | 96.04 | 96.04 | Crookwell Development Pty Ltd | Wind Turbine - Onshore | Wind | 28 |  | 96.04 |  | In Service | SS |  | 2043 |  | Existing less Announced Withdrawal | Wind | 1061 | 2019-06-13 01:24 | 2019-05-15
VIC1 | Existing Plant | Crowlands Wind Farm | CROWLWF1 | 79.95 | 79.95 | 79.95 | 79.95 | 79.95 | 79.95 | 79.95 | 79.95 | 79.95 | 79.95 | 79.95 | 79.95 | 79.95 | 79.95 | 79.95 | 79.95 | 79.95 | 79.95 | 79.95 | 79.95 | Pacific Hydro Crowlands Pty Ltd | Wind Turbine - Onshore | Wind | 39 |  | 79.95 |  | In Commissioning | SS |  |  |  | Existing less Announced Withdrawal | Wind | 1566 | 2019-10-29 | 2019-10-29
SA1 | Existing Plant | Dalrymple BESS | DALNTH01 | 30 | 30 | 30 | 30 | 30 | 30 | 30 | 30 | 30 | 30 | 30 | 30 | 30 | 30 | 30 | 30 | 30 | 30 | 30 | 30 | ElectraNet | Storage - Battery | Other | 12 |  | 30 | 8 | In Service | S |  | 2030 |  | Existing less Announced Withdrawal | Battery Storage | 1553 | 2019-06-18 13:23 | 2019-05-22
QLD1 | Existing Plant | Darling Downs | DDPS1 | 630 | 550 | 630 | 550 | 630 | 550 | 630 | 550 | 630 | 550 | 630 | 550 | 630 | 550 | 630 | 550 | 630 | 550 | 630 | 550 | Origin Energy Power Limited | Turbine - CCGT | Coal Seam Methane | 4 |  | 644.5 |  | In Service | S |  | 2045 |  | Existing less Announced Withdrawal | CCGT | 1066 | 2019-05-17 14:51 | 2018-02-19
QLD1 | Existing Plant | Darling Downs Solar Farm | DDSF1 | 108.504 | 108.504 | 108.504 | 108.504 | 108.504 | 108.504 | 108.504 | 108.504 | 108.504 | 108.504 | 108.504 | 108.504 | 108.504 | 108.504 | 108.504 | 108.504 | 108.504 | 108.504 | 108.504 | 108.504 | Darling Downs Solar Farm Pty Ltd | Solar PV - Fixed | Solar | 44 |  | 121 |  | In Commissioning | SS |  | 2035 |  | Existing less Announced Withdrawal | Solar | 1545 | 2019-05-17 12:05 | 2019-05-17
NSW1 | Project | Darlington Point Solar Farm |  | 0 | 274.968 | 274.968 | 263.304 | 274.968 | 263.304 | 274.968 | 263.304 | 274.968 | 263.304 | 274.968 | 263.304 | 274.968 | 263.304 | 274.968 | 263.304 | 274.968 | 263.304 | 274.968 | 263.304 | Darlington Point Solar Farm | Solar PV - Single axis tracking | Solar | 108 |  | 274.968 |  | Committed | SS | Apr 2020 |  |  | Committed | Solar | 1518 | 2019-10-29 | 2019-10-29
VIC1 | Existing Plant | Dartmouth | DARTM1 | 170 | 170 | 170 | 170 | 170 | 170 | 170 | 170 | 170 | 170 | 170 | 170 | 170 | 170 | 170 | 170 | 170 | 170 | 170 | 170 | AGL Hydro Partnership | Hydro - Dam | Water | 1 |  | 185 |  | In Service | S |  | 2057 |  | Existing less Announced Withdrawal | Water | 1068 | 2019-04-02 07:33 | 2019-04-01
QLD1 | Existing Plant | Daydream Solar Farm | DAYDSF2 | 149.999 | 149.999 | 149.999 | 149.999 | 149.999 | 149.999 | 149.999 | 149.999 | 149.999 | 149.999 | 149.999 | 149.999 | 149.999 | 149.999 | 149.999 | 149.999 | 149.999 | 149.999 | 149.999 | 149.999 | The Daydream Solar Farm Trust | Solar PV - Single axis tracking | Solar | 61 |  | 167.75 |  | In Service | SS |  | 2048 |  | Existing less Announced Withdrawal | Solar | 1516 | 2019-05-14 15:04 | 2019-04-30
TAS1 | Existing Plant | Devils Gate | DEVILS_G | 63 | 63 | 63 | 63 | 63 | 63 | 63 | 63 | 63 | 63 | 63 | 63 | 63 | 63 | 63 | 63 | 63 | 63 | 63 | 63 | Hydro-Electric Corporation | Hydro - Dam | Water | 1 |  | 60 |  | In Service | S |  | 2100 |  | Existing less Announced Withdrawal | Water | 1069 | 2019-05-24 15:05 | 2019-05-24
SA1 | Existing Plant | Dry Creek GT | DRYCGT1 | 47 | 37 | 47 | 37 | 47 | 37 | 47 | 37 | 47 | 37 | 47 | 37 | 47 | 37 | 47 | 37 | 47 | 37 | 47 | 37 | Synergen Power Pty Ltd | Turbine - OCGT | Natural Gas Pipeline | 1 |  | 52 |  | In Service | S |  | 2030 |  | Existing less Announced Withdrawal | OCGT | 1070 | 2019-05-31 10:21 | 2018-02-19
SA1 | Existing Plant | Dry Creek GT | DRYCGT2 | 47 | 37 | 47 | 37 | 47 | 37 | 47 | 37 | 47 | 37 | 47 | 37 | 47 | 37 | 47 | 37 | 47 | 37 | 47 | 37 | Synergen Power Pty Ltd | Turbine - OCGT | Natural Gas Pipeline | 1 |  | 52 |  | In Service | S |  | 2030 |  | Existing less Announced Withdrawal | OCGT | 1070 | 2019-05-31 10:21 | 2018-02-19
SA1 | Existing Plant | Dry Creek GT | DRYCGT3 | 49 | 38 | 49 | 38 | 49 | 38 | 49 | 38 | 49 | 38 | 49 | 38 | 49 | 38 | 49 | 38 | 49 | 38 | 49 | 38 | Synergen Power Pty Ltd | Turbine - OCGT | Natural Gas Pipeline | 1 |  | 52 |  | In Service | S |  | 2030 |  | Existing less Announced Withdrawal | OCGT | 1070 | 2019-05-31 10:21 | 2018-02-19
VIC1 | Project | Dundonnell Wind Farm |  | 0 | 0 | 336 | 336 | 336 | 336 | 336 | 336 | 336 | 336 | 336 | 336 | 336 | 336 | 336 | 336 | 336 | 336 | 336 | 336 | Tilt Renewables | Wind Turbine - Onshore | Wind | 80 |  | 336 |  | Committed | SS | Jul 2020 | 2045 |  | Committed | Wind | 1303 | 2019-05-22 15:37 | 2018-04-10
VIC1 | Existing Plant | Eildon | EILDON1 | 60 | 60 | 60 | 60 | 60 | 60 | 60 | 60 | 60 | 60 | 60 | 60 | 60 | 60 | 60 | 60 | 60 | 60 | 60 | 60 | AGL Hydro Partnership | Hydro - Dam | Water | 2 |  | 67.5 |  | In Service | S |  | 2057 |  | Existing less Announced Withdrawal | Water | 1072 | 2019-06-14 17:20 | 2019-04-01
VIC1 | Existing Plant | Eildon | EILDON2 | 60 | 60 | 60 | 60 | 60 | 60 | 60 | 60 | 60 | 60 | 60 | 60 | 60 | 60 | 60 | 60 | 60 | 60 | 60 | 60 | AGL Hydro Partnership | Hydro - Dam | Water | 2 |  | 67.5 |  | In Service | S |  | 2057 |  | Existing less Announced Withdrawal | Water | 1072 | 2019-06-14 17:20 | 2019-04-01
QLD1 | Existing Plant | Emerald Solar Park | EMERASF1 | 72 | 72 | 72 | 72 | 72 | 72 | 72 | 72 | 72 | 72 | 72 | 72 | 72 | 72 | 72 | 72 | 72 | 72 | 72 | 72 | Lighthouse Infrastructure Management Limited | Solar PV - Single axis tracking | Solar | 32 |  | 72 |  | In Service | SS |  | 2048 |  | Existing less Announced Withdrawal | Solar | 1443 | 2019-06-19 02:15 | 2018-04-19 08:27
NSW1 | Existing Plant | Eraring | ER01 | 720 | 680 | 720 | 680 | 720 | 680 | 720 | 680 | 720 | 680 | 720 | 680 | 720 | 680 | 720 | 680 | 720 | 680 | 720 | 680 | Origin Energy Eraring Pty Ltd | Turbine - Steam Sub Critical | Black Coal | 1 |  | 720 |  | In Service | S |  | 2032 |  | Existing less Announced Withdrawal | Coal | 1074 | 2019-10-18 14:30 | 2019-05-15
NSW1 | Existing Plant | Eraring | ER02 | 720 | 680 | 720 | 680 | 720 | 680 | 720 | 680 | 720 | 680 | 720 | 680 | 720 | 680 | 720 | 680 | 720 | 680 | 720 | 680 | Origin Energy Eraring Pty Ltd | Turbine - Steam Sub Critical | Black Coal | 1 |  | 720 |  | In Service | S |  | 2032 |  | Existing less Announced Withdrawal | Coal | 1074 | 2019-10-18 14:30 | 2019-05-15
NSW1 | Existing Plant | Eraring | ER03 | 720 | 680 | 720 | 680 | 720 | 680 | 720 | 680 | 720 | 680 | 720 | 680 | 720 | 680 | 720 | 680 | 720 | 680 | 720 | 680 | Origin Energy Eraring Pty Ltd | Turbine - Steam Sub Critical | Black Coal | 1 |  | 720 |  | In Service | S |  | 2032 |  | Existing less Announced Withdrawal | Coal | 1074 | 2019-10-18 14:30 | 2019-05-15
NSW1 | Existing Plant | Eraring | ER04 | 720 | 680 | 720 | 680 | 720 | 680 | 720 | 680 | 720 | 680 | 720 | 680 | 720 | 680 | 720 | 680 | 720 | 680 | 720 | 680 | Origin Energy Eraring Pty Ltd | Turbine - Steam Sub Critical | Black Coal | 1 |  | 720 |  | In Service | S |  | 2032 |  | Existing less Announced Withdrawal | Coal | 1074 | 2019-10-18 14:30 | 2019-05-15
TAS1 | Existing Plant | Fisher | FISHER | 46 | 46 | 46 | 46 | 46 | 46 | 46 | 46 | 46 | 46 | 46 | 0 | 46 | 46 | 46 | 46 | 46 | 46 | 46 | 46 | Hydro-Electric Corporation | Hydro - Dam | Water | 1 |  | 43.2 |  | In Service | S |  | 2100 |  | Existing less Announced Withdrawal | Water | 1076 | 2019-05-24 15:11 | 2019-05-24
VIC1 | Existing Plant | Gannawarra Energy Storage System | GANNBG1 | 25.33 | 25.33 | 25.33 | 25.33 | 25.33 | 25.33 | 25.33 | 25.33 | 25.33 | 25.33 | 25.33 | 25.33 | 25.33 | 25.33 | 25.33 | 25.33 | 25.33 | 25.33 | 25.33 | 25.33 | GESS ProjectCo | Storage - Battery | Other | 1 |  | 25.33 | 50 | In Commissioning | S |  | 2033 |  | Existing less Announced Withdrawal | Battery Storage | 1470 | 2019-05-17 14:38 | 2018-04-16
VIC1 | Existing Plant | Gannawarra Solar Farm | GANNSF1 | 50.006 | 50.006 | 50.006 | 50.006 | 50.006 | 50.006 | 50.006 | 50.006 | 50.006 | 50.006 | 50.006 | 50.006 | 50.006 | 50.006 | 50.006 | 50.006 | 50.006 | 50.006 | 50.006 | 50.006 | Gannawarra Solar Farm Pty Ltd | Solar PV - Single axis tracking | Solar | 22 |  | 55 |  | In Service | SS |  | 2048 |  | Existing less Announced Withdrawal | Solar | 1396 | 2019-05-14 15:02 | 2018-04-30
QLD1 | Existing Plant | Gladstone | GSTONE1 | 280 | 280 | 280 | 280 | 280 | 280 | 280 | 280 | 280 | 280 | 280 | 280 | 280 | 280 | 280 | 280 | 280 | 280 | 280 | 280 | Gladstone Power Station Participants | Turbine - Steam Sub Critical | Black Coal | 1 |  | 280 |  | In Service | S |  | 2035 |  | Existing less Announced Withdrawal | Coal | 1077 | 2019-06-04 09:28 | 2019-05-21
QLD1 | Existing Plant | Gladstone | GSTONE2 | 280 | 280 | 280 | 280 | 280 | 280 | 280 | 280 | 280 | 280 | 280 | 280 | 280 | 280 | 280 | 280 | 280 | 280 | 280 | 280 | Gladstone Power Station Participants | Turbine - Steam Sub Critical | Black Coal | 1 |  | 280 |  | In Service | S |  | 2035 |  | Existing less Announced Withdrawal | Coal | 1077 | 2019-06-04 09:28 | 2019-05-21
QLD1 | Existing Plant | Gladstone | GSTONE3 | 280 | 280 | 280 | 280 | 280 | 280 | 280 | 280 | 280 | 280 | 280 | 280 | 280 | 280 | 280 | 280 | 280 | 280 | 280 | 280 | Gladstone Power Station Participants | Turbine - Steam Sub Critical | Black Coal | 1 |  | 280 |  | In Service | S |  | 2035 |  | Existing less Announced Withdrawal | Coal | 1077 | 2019-06-04 09:28 | 2019-05-21
QLD1 | Existing Plant | Gladstone | GSTONE4 | 280 | 280 | 280 | 280 | 280 | 280 | 280 | 280 | 280 | 280 | 280 | 280 | 280 | 280 | 280 | 280 | 280 | 280 | 280 | 280 | Gladstone Power Station Participants | Turbine - Steam Sub Critical | Black Coal | 1 |  | 280 |  | In Service | S |  | 2035 |  | Existing less Announced Withdrawal | Coal | 1077 | 2019-06-04 09:28 | 2019-05-21
QLD1 | Existing Plant | Gladstone | GSTONE5 | 280 | 280 | 280 | 280 | 280 | 280 | 280 | 280 | 280 | 280 | 280 | 280 | 280 | 280 | 280 | 280 | 280 | 280 | 280 | 280 | Gladstone Power Station Participants | Turbine - Steam Sub Critical | Black Coal | 1 |  | 280 |  | In Service | S |  | 2035 |  | Existing less Announced Withdrawal | Coal | 1077 | 2019-06-04 09:28 | 2019-05-21
QLD1 | Existing Plant | Gladstone | GSTONE6 | 280 | 280 | 280 | 280 | 280 | 280 | 280 | 280 | 280 | 280 | 280 | 280 | 280 | 280 | 280 | 280 | 280 | 280 | 280 | 280 | Gladstone Power Station Participants | Turbine - Steam Sub Critical | Black Coal | 1 |  | 280 |  | In Service | S |  | 2035 |  | Existing less Announced Withdrawal | Coal | 1077 | 2019-06-04 09:28 | 2019-05-21
NSW1 | Project | Goonumbla Solar Farm | GSF01 | 0 | 0 | 68.7499 | 68.7499 | 68.7499 | 68.7499 | 68.7499 | 68.7499 | 68.7499 | 68.7499 | 68.7499 | 68.7499 | 68.7499 | 68.7499 | 68.7499 | 68.7499 | 68.7499 | 68.7499 | 68.7499 | 68.7499 | Goonumbla Asset Co Pty Ltd as trustee for the Goonumbla Asset Trust | Solar PV - Fixed | Solar | 31 |  | 69.998 |  | Committed | SS | May 2020 | 2050 |  | Committed | Solar | 1400 | 2019-10-29 | 2019-10-29
TAS1 | Existing Plant | Gordon | GORDON | 378 | 378 | 378 | 378 | 378 | 378 | 378 | 378 | 378 | 378 | 378 | 378 | 383 | 252 | 383 | 383 | 386 | 257 | 389 | 260 | Hydro-Electric Corporation | Hydro - Dam | Water | 3 |  | 432 |  | In Service | S |  | 2100 |  | Existing less Announced Withdrawal | Water | 1081 | 2019-05-24 23:18 | 2019-05-24
NSW1 | Existing Plant | Gullen Range Solar Farm | GULLRSF1 | 10 | 10 | 10 | 10 | 10 | 10 | 10 | 10 | 10 | 10 | 10 | 10 | 10 | 10 | 10 | 10 | 10 | 10 | 10 | 10 | New Gullen Range Wind Farm Pty Ltd | Solar PV - Fixed | Solar | 4 |  | 10 |  | In Service | SS |  | 2100 |  | Existing less Announced Withdrawal | Solar | 1432 | 2019-06-25 02:16 | 2019-05-08
NSW1 | Existing Plant | Gullen Range Wind Farm | GULLRWF1 | 165.5 | 165.5 | 165.5 | 165.5 | 165.5 | 165.5 | 165.5 | 165.5 | 165.5 | 165.5 | 165.5 | 165.5 | 165.5 | 165.5 | 165.5 | 165.5 | 165.5 | 165.5 | 165.5 | 165.5 | New Gullen Range Wind Farm Pty Ltd | Wind Turbine - Onshore | Wind | 73 |  | 165.5 |  | In Service | SS |  | 2100 |  | Existing less Announced Withdrawal | Wind | 1422 | 2019-06-25 02:17 | 2019-05-08
NSW1 | Existing Plant | Gunning Wind Farm | GUNNING1 | 46.5 | 46.5 | 46.5 | 46.5 | 46.5 | 46.5 | 46.5 | 46.5 | 46.5 | 46.5 | 46.5 | 46.5 | 46.5 | 46.5 | 46.5 | 46.5 | 46.5 | 46.5 | 46.5 | 46.5 | Gunning Wind Energy Developments | Wind Turbine - Onshore | Wind | 31 |  | 46.5 |  | In Service | SS |  | 2036 |  | Existing less Announced Withdrawal | Wind | 1082 | 2019-05-17 11:32 | 2018-02-19
NSW1 | Existing Plant | Guthega | GUTHEGA | 68 | 68 | 68 | 68 | 68 | 68 | 68 | 68 | 68 | 68 | 68 | 68 | 68 | 68 | 68 | 68 | 68 | 68 | 68 | 68 | Snowy Hydro Ltd | Hydro - Dam | Water | 2 |  | 60 |  | In Service | S |  | 2070 |  | Existing less Announced Withdrawal | Water | 1083 | 2019-05-09 13:25 | 2019-05-01
SA1 | Existing Plant | Hallett 4 North Brown Hill | NBHWF1 | 131.985 | 131.985 | 131.985 | 131.985 | 131.985 | 131.985 | 131.985 | 131.985 | 131.985 | 131.985 | 131.985 | 131.985 | 131.985 | 131.985 | 131.985 | 131.985 | 131.985 | 131.985 | 131.985 | 131.985 | Brown Hill North Pty Ltd | Wind Turbine - Onshore | Wind | 63 |  | 132.3 |  | In Service | SS |  | 2036 |  | Existing less Announced Withdrawal | Wind | 1311 | 2019-06-07 17:11 | 2018-04-01
SA1 | Existing Plant | Hallett 5 The Bluff WF | BLUFF1 | 53 | 53 | 53 | 53 | 53 | 53 | 53 | 53 | 53 | 53 | 53 | 53 | 53 | 53 | 53 | 53 | 53 | 53 | 53 | 53 | Eurus Energy | Wind Turbine - Onshore | Wind | 25 |  | 52.5 |  | In Service | SS |  | 2036 |  | Existing less Announced Withdrawal | Wind | 1085 | 2019-06-06 15:56 | 2018-02-19
SA1 | Existing Plant | Hallett GT | AGLHAL | 216 | 193 | 216 | 193 | 216 | 193 | 216 | 193 | 216 | 193 | 216 | 193 | 216 | 193 | 216 | 193 | 216 | 193 | 216 | 193 | EnergyAustralia Hallett Pty Ltd | Turbine - OCGT | Natural Gas Pipeline | 12 |  | 234.34 |  | In Service | S |  | 2032 |  | Existing less Announced Withdrawal | OCGT | 1086 | 2019-07-16 11:29 | 2018-02-19
SA1 | Existing Plant | Hallett Stage 1 Brown Hill | HALLWF1 | 94.5 | 94.5 | 94.5 | 94.5 | 94.5 | 94.5 | 94.5 | 94.5 | 94.5 | 94.5 | 94.5 | 94.5 | 94.5 | 94.5 | 94.5 | 94.5 | 94.5 | 94.5 | 94.5 | 94.5 | Palisade Investment Partner Limited | Wind Turbine - Onshore | Wind | 45 |  | 94.5 |  | In Service | SS |  | 2033 |  | Existing less Announced Withdrawal | Wind | 1087 | 2019-06-20 10:37 | 2018-02-19
SA1 | Existing Plant | Hallett Stage 2 Hallett Hill | HALLWF2 | 71.74 | 71.74 | 71.74 | 71.74 | 71.74 | 71.74 | 71.74 | 71.74 | 71.74 | 71.74 | 71.74 | 71.74 | 71.74 | 71.74 | 71.74 | 71.74 | 71.74 | 71.74 | 71.74 | 71.74 | Infrastructure Capital Group Limited | Wind Turbine - Onshore | Wind | 34 |  | 71.4 |  | In Service | SS |  | 2035 |  | Existing less Announced Withdrawal | Wind | 1088 | 2019-06-20 10:34 | 2018-04-01
QLD1 | Existing Plant | Hamilton Solar Farm | HAMISF1 | 56.005 | 56.005 | 56.005 | 56.005 | 56.005 | 56.005 | 56.005 | 56.005 | 56.005 | 56.005 | 56.005 | 56.005 | 56.005 | 56.005 | 56.005 | 56.005 | 56.005 | 56.005 | 56.005 | 56.005 | Hamilton Solar Farm Pty Ltd | Solar PV - Single axis tracking | Solar | 23 |  | 57.5 |  | In Commissioning | SS |  | 2048 |  | Existing less Announced Withdrawal | Solar | 1408 | 2019-05-14 15:03 | 2018-04-30
QLD1 | Existing Plant | Hayman Solar Farm | HAYMSF1 | 49.98 | 49.98 | 49.98 | 49.98 | 49.98 | 49.98 | 49.98 | 49.98 | 49.98 | 49.98 | 49.98 | 49.98 | 49.98 | 49.98 | 49.98 | 49.98 | 49.98 | 49.98 | 49.98 | 49.98 | The Hayman Solar Farm Trust | Solar PV - Single axis tracking | Solar | 21 |  | 57.75 |  | In Service | SS |  | 2048 |  | Existing less Announced Withdrawal | Solar | 1517 | 2019-05-14 15:04 | 2019-04-30
SA1 | Existing Plant | Hornsdale Wind Farm Stage 1 | HDWF1 | 100 | 100 | 100 | 100 | 100 | 100 | 100 | 100 | 100 | 100 | 100 | 100 | 100 | 100 | 100 | 100 | 100 | 100 | 100 | 100 | HWF 1 Pty Ltd | Wind Turbine - Onshore | Wind | 32 |  | 102.4 |  | In Service | SS |  | 2056 |  | Existing less Announced Withdrawal | Wind | 1300 | 2019-07-04 13:27 | 2019-05-17
SA1 | Existing Plant | Hornsdale Wind Farm Stage 2 | HDWF2 | 100 | 100 | 100 | 100 | 100 | 100 | 100 | 100 | 100 | 100 | 100 | 100 | 100 | 100 | 100 | 100 | 100 | 100 | 100 | 100 | HWF 2 Pty Ltd | Wind Turbine - Onshore | Wind | 32 |  | 102.4 |  | In Service | SS |  | 2057 |  | Existing less Announced Withdrawal | Wind | 1376 | 2019-05-20 15:05 | 2019-05-17
SA1 | Existing Plant | Hornsdale Wind Farm Stage 3 | HDWF3 | 108.99 | 108.99 | 108.99 | 108.99 | 108.99 | 108.99 | 108.99 | 108.99 | 108.99 | 108.99 | 108.99 | 108.99 | 108.99 | 108.99 | 108.99 | 108.99 | 108.99 | 108.99 | 108.99 | 108.99 | HWF 3 Pty Ltd | Wind Turbine - Onshore | Wind | 35 |  | 112 |  | In Service | SS |  | 2057 |  | Existing less Announced Withdrawal | Wind | 1381 | 2019-05-17 11:26 | 2019-05-17
NSW1 | Existing Plant | Hume Dam NSW | HUMENSW | 0 | 29 | 0 | 29 | 0 | 29 | 0 | 29 | 0 | 29 | 0 | 29 | 0 | 29 | 0 | 29 | 0 | 29 | 0 | 29 | GSPOWER | Hydro - Dam | Water | 1 |  | 29 |  | In Service | S |  | 2057 |  | Existing less Announced Withdrawal | Water | 1732 | 2019-05-20 14:08 | 2019-04-30
VIC1 | Existing Plant | Hume Dam VIC | HUMEV | 0 | 29 | 0 | 29 | 0 | 29 | 0 | 29 | 0 | 29 | 0 | 29 | 0 | 29 | 0 | 29 | 0 | 29 | 0 | 29 | GSP Energy Pty Ltd | Hydro - Dam | Water | 1 |  | 29 |  | In Service | S |  | 2057 |  | Existing less Announced Withdrawal | Water | 1736 | 2019-05-20 14:08 | 2019-05-07
NSW1 | Existing Plant | Hunter Valley GT | HVGTS | 40 | 30 | 40 | 30 | 40 | 30 | 40 | 30 | 40 | 30 | 40 | 30 | 40 | 30 | 40 | 30 | 40 | 30 | 40 | 30 | AGL Energy | Turbine - OCGT | Diesel | 2 |  | 50 |  | In Service | S |  | 2035 |  | Existing less Announced Withdrawal | OCGT | 1093 | 2019-03-31 09:05 | 2019-04-01
VIC1 | Existing Plant | Jeeralang A | JLA01 | 59.8 | 49.7 | 59.8 | 49.7 | 59.8 | 49.7 | 59.8 | 49.7 | 59.8 | 49.7 | 59.8 | 49.7 | 59.8 | 49.7 | 59.8 | 49.7 | 59.8 | 49.7 | 59.8 | 49.7 | EnergyAustralia Ecogen Py Ltd | Turbine - OCGT | Natural Gas Pipeline | 1 |  | 53 |  | In Service | S |  | 2039 |  | Existing less Announced Withdrawal | OCGT | 1373 | 2019-05-17 14:33 | 2018-04-08
VIC1 | Existing Plant | Jeeralang A | JLA02 | 59.8 | 49.7 | 59.8 | 49.7 | 59.8 | 49.7 | 59.8 | 49.7 | 59.8 | 49.7 | 59.8 | 49.7 | 59.8 | 49.7 | 59.8 | 49.7 | 59.8 | 49.7 | 59.8 | 49.7 | EnergyAustralia Ecogen Py Ltd | Turbine - OCGT | Natural Gas Pipeline | 1 |  | 53 |  | In Service | S |  | 2039 |  | Existing less Announced Withdrawal | OCGT | 1373 | 2019-05-17 14:33 | 2018-04-08
VIC1 | Existing Plant | Jeeralang A | JLA03 | 59.8 | 49.7 | 59.8 | 49.7 | 59.8 | 49.7 | 59.8 | 49.7 | 59.8 | 49.7 | 59.8 | 49.7 | 59.8 | 49.7 | 59.8 | 49.7 | 59.8 | 49.7 | 59.8 | 49.7 | EnergyAustralia Ecogen Py Ltd | Turbine - OCGT | Natural Gas Pipeline | 1 |  | 53 |  | In Service | S |  | 2039 |  | Existing less Announced Withdrawal | OCGT | 1373 | 2019-05-17 14:33 | 2018-04-08
VIC1 | Existing Plant | Jeeralang A | JLA04 | 59.8 | 49.7 | 59.8 | 49.7 | 59.8 | 49.7 | 59.8 | 49.7 | 59.8 | 49.7 | 59.8 | 49.7 | 59.8 | 49.7 | 59.8 | 49.7 | 59.8 | 49.7 | 59.8 | 49.7 | EnergyAustralia Ecogen Py Ltd | Turbine - OCGT | Natural Gas Pipeline | 1 |  | 53 |  | In Service | S |  | 2039 |  | Existing less Announced Withdrawal | OCGT | 1373 | 2019-05-17 14:33 | 2018-04-08
VIC1 | Existing Plant | Jeeralang B | JLB01 | 87 | 72 | 87 | 72 | 87 | 72 | 87 | 72 | 87 | 72 | 87 | 72 | 87 | 72 | 87 | 72 | 87 | 72 | 87 | 72 | EnergyAustralia Ecogen Pty Ltd | Turbine - OCGT | Natural Gas Pipeline | 1 |  | 76 |  | In Service | S |  | 2039 |  | Existing less Announced Withdrawal | OCGT | 1374 | 2019-05-17 14:36 | 2018-04-11
VIC1 | Existing Plant | Jeeralang B | JLB02 | 87 | 72 | 87 | 72 | 87 | 72 | 87 | 72 | 87 | 72 | 87 | 72 | 87 | 72 | 87 | 72 | 87 | 72 | 87 | 72 | EnergyAustralia Ecogen Pty Ltd | Turbine - OCGT | Natural Gas Pipeline | 1 |  | 76 |  | In Service | S |  | 2039 |  | Existing less Announced Withdrawal | OCGT | 1374 | 2019-05-17 14:36 | 2018-04-11
VIC1 | Existing Plant | Jeeralang B | JLB03 | 87 | 72 | 87 | 72 | 87 | 72 | 87 | 72 | 87 | 72 | 87 | 72 | 87 | 72 | 87 | 72 | 87 | 72 | 87 | 72 | EnergyAustralia Ecogen Pty Ltd | Turbine - OCGT | Natural Gas Pipeline | 1 |  | 76 |  | In Service | S |  | 2039 |  | Existing less Announced Withdrawal | OCGT | 1374 | 2019-05-17 14:36 | 2018-04-11
TAS1 | Existing Plant | John Butters | JBUTTERS | 140 | 140 | 140 | 140 | 140 | 140 | 140 | 140 | 140 | 140 | 0 | 0 | 150 | 150 | 150 | 150 | 150 | 150 | 150 | 150 | Hydro-Electric Corporation | Hydro - Dam | Water | 1 |  | 144 |  | In Service | S |  | 2100 |  | Existing less Announced Withdrawal | Water | 1097 | 2019-05-26 17:40 | 2019-05-24
VIC1 | Existing Plant | Karadoc Solar Farm | KARSF1 | 89.984 | 89.984 | 89.984 | 89.984 | 89.984 | 89.984 | 89.984 | 89.984 | 89.984 | 89.984 | 89.984 | 89.984 | 89.984 | 89.984 | 89.984 | 89.984 | 89.984 | 89.984 | 89.984 | 89.984 | Iraak Sun Farm Pty Ltd | Solar PV - Single axis tracking | Solar | 38 |  | 89.984 |  | In Service | SS |  | 2048 |  | Existing less Announced Withdrawal | Solar | 1424 | 2019-06-19 06:57 | 2019-05-08
QLD1 | Existing Plant | Kareeya | KAREEYA1 | 21.6 | 21.6 | 21.6 | 21.6 | 21.6 | 21.6 | 21.6 | 21.6 | 21.6 | 21.6 | 21.6 | 21.6 | 21.6 | 21.6 | 21.6 | 21.6 | 21.6 | 21.6 | 21.6 | 21.6 | Stanwell Corporation Limited | Hydro - Run of River | Water | 1 |  | 21.6 |  | In Service | S |  | 2037 |  | Existing less Announced Withdrawal | Water | 1100 | 2019-06-13 01:24 | 2018-02-19 03:47
QLD1 | Existing Plant | Kareeya | KAREEYA2 | 21.6 | 21.6 | 21.6 | 21.6 | 21.6 | 21.6 | 21.6 | 21.6 | 21.6 | 21.6 | 21.6 | 21.6 | 21.6 | 21.6 | 21.6 | 21.6 | 21.6 | 21.6 | 21.6 | 21.6 | Stanwell Corporation Limited | Hydro - Run of River | Water | 1 |  | 21.6 |  | In Service | S |  | 2037 |  | Existing less Announced Withdrawal | Water | 1100 | 2019-06-13 01:24 | 2018-02-19 03:47
QLD1 | Existing Plant | Kareeya | KAREEYA3 | 21.6 | 21.6 | 21.6 | 21.6 | 21.6 | 21.6 | 21.6 | 21.6 | 21.6 | 21.6 | 21.6 | 21.6 | 21.6 | 21.6 | 21.6 | 21.6 | 21.6 | 21.6 | 21.6 | 21.6 | Stanwell Corporation Limited | Hydro - Run of River | Water | 1 |  | 21.6 |  | In Service | S |  | 2037 |  | Existing less Announced Withdrawal | Water | 1100 | 2019-06-13 01:24 | 2018-02-19 03:47
QLD1 | Existing Plant | Kareeya | KAREEYA4 | 21.6 | 21.6 | 21.6 | 21.6 | 21.6 | 21.6 | 21.6 | 21.6 | 21.6 | 21.6 | 21.6 | 21.6 | 21.6 | 21.6 | 21.6 | 21.6 | 21.6 | 21.6 | 21.6 | 21.6 | Stanwell Corporation Limited | Hydro - Run of River | Water | 1 |  | 21.6 |  | In Service | S |  | 2037 |  | Existing less Announced Withdrawal | Water | 1100 | 2019-06-13 01:24 | 2018-02-19 03:47
QLD1 | Project | Kennedy Energy Park - Phase 1 - Solar |  | 0 | 0 | 15 | 15 | 15 | 15 | 15 | 15 | 15 | 15 | 15 | 15 | 15 | 15 | 15 | 15 | 15 | 15 | 15 | 15 | Windlab / Eurus | Solar PV - Single axis tracking | Solar | 6 |  | 15 |  | Committed* | SS | Apr 2020 |  |  | Committed | Solar | 1465 | 2019-10-29 | 2019-10-29
QLD1 | Project | Kennedy Energy Park - Phase 1 - Wind |  | 0 | 0 | 43.2 | 43.2 | 43.2 | 43.2 | 43.2 | 43.2 | 43.2 | 43.2 | 43.2 | 43.2 | 43.2 | 43.2 | 43.2 | 43.2 | 43.2 | 43.2 | 43.2 | 43.2 | Windlab / Eurus | Wind Turbine - Onshore | Wind | 12 |  | 43.2 |  | Committed* | SS | Apr 2020 |  |  | Committed | Wind | 1464 | 2019-10-29 | 2019-10-29
VIC1 | Existing Plant | Kiata Wind Farm | KIATAWF1 | 31.05 | 31.05 | 31.05 | 31.05 | 31.05 | 31.05 | 31.05 | 31.05 | 31.05 | 31.05 | 31.05 | 31.05 | 31.05 | 31.05 | 31.05 | 31.05 | 31.05 | 31.05 | 31.05 | 31.05 | Kiata Wind Farm Pty Ltd | Wind Turbine - Onshore | Wind | 9 |  | 31.05 |  | In Service | SS |  | 2042 |  | Existing less Announced Withdrawal | Wind | 1382 | 2019-06-11 09:08 | 2018-05-27
QLD1 | Existing Plant | Kidston Solar Project Phase One 50MW | KSP1 | 48.5 | 48.5 | 48.5 | 48.5 | 48.5 | 48.5 | 48.5 | 48.5 | 48.5 | 48.5 | 48.5 | 48.5 | 48.5 | 48.5 | 48.5 | 48.5 | 48.5 | 48.5 | 48.5 | 48.5 | Genex Power Limited | Solar PV - Fixed | Solar | 20 |  | 50 |  | In Service | SS |  | 2037 |  | Existing less Announced Withdrawal | Solar | 1378 | 2019-06-13 01:24 | 2018-04-14 07:40
QLD1 | Existing Plant | Kogan Creek | KPP_1 | 750 | 713 | 750 | 713 | 750 | 713 | 750 | 713 | 750 | 713 | 750 | 713 | 750 | 713 | 750 | 713 | 750 | 713 | 750 | 713 | CS Energy | Turbine - Steam Super Critical | Black Coal | 1 |  | 744 |  | In Service | S |  | 2042 |  | Existing less Announced Withdrawal | Coal | 1104 | 2019-06-04 09:28 | 2019-05-21
SA1 | Existing Plant | Ladbroke Grove | LADBROK1 | 42 | 35 | 42 | 35 | 42 | 35 | 42 | 35 | 42 | 35 | 42 | 35 | 42 | 35 | 42 | 35 | 42 | 35 | 42 | 35 | Origin Energy Power Limited | Turbine - OCGT | Natural Gas Pipeline | 1 |  | 40 |  | In Service | S |  | 2035 |  | Existing less Announced Withdrawal | OCGT | 1107 | 2019-10-14 07:56 | 2018-02-19
SA1 | Existing Plant | Ladbroke Grove | LADBROK2 | 42 | 35 | 42 | 35 | 42 | 35 | 42 | 35 | 42 | 35 | 42 | 35 | 42 | 35 | 42 | 35 | 42 | 35 | 42 | 35 | Origin Energy Power Limited | Turbine - OCGT | Natural Gas Pipeline | 1 |  | 40 |  | In Service | S |  | 2035 |  | Existing less Announced Withdrawal | OCGT | 1107 | 2019-10-14 07:56 | 2018-02-19
SA1 | Existing Plant | Lake Bonney 2 Wind Farm | LKBONNY2 | 159 | 159 | 159 | 159 | 159 | 159 | 159 | 159 | 159 | 159 | 159 | 159 | 159 | 159 | 159 | 159 | 159 | 159 | 159 | 159 | Lake Bonney Wind Power Pty Ltd | Wind Turbine - Onshore | Wind | 53 |  | 159 |  | In Service | SS |  | 2038 |  | Existing less Announced Withdrawal | Wind | 1109 | 2019-05-22 18:14 | 2019-05-17
SA1 | Existing Plant | Lake Bonney 3 Wind Farm | LKBONNY3 | 39 | 39 | 39 | 39 | 39 | 39 | 39 | 39 | 39 | 39 | 39 | 39 | 39 | 39 | 39 | 39 | 39 | 39 | 39 | 39 | Lake Bonney Wind Power Pty Ltd | Wind Turbine - Onshore | Wind | 13 |  | 39 |  | In Service | SS |  | 2040 |  | Existing less Announced Withdrawal | Wind | 1110 | 2019-05-22 18:14 | 2019-05-17
SA1 | Existing Plant | Lake Bonney BESS1 | LBBG1 | 0 | 25.008 | 25.008 | 25.008 | 25.008 | 25.008 | 25.008 | 25.008 | 25.008 | 25.008 | 25.008 | 25.008 | 25.008 | 25.008 | 25.008 | 25.008 | 25.008 | 25.008 | 25.008 | 25.008 | Lake Bonney BESS Pty Ltd | Storage - Battery | Other | 48 |  | 25.008 | 52 | Committed | S |  | 2034 |  | Existing less Announced Withdrawal | Battery Storage | 1568 | 2019-10-29 | 2019-10-29
TAS1 | Existing Plant | Lake Echo | LK_ECHO | 0 | 30 | 32 | 0 | 32 | 32 | 32 | 32 | 0 | 32 | 32 | 32 | 32 | 32 | 32 | 32 | 32 | 32 | 32 | 32 | Hydro-Electric Corporation | Hydro - Dam | Water | 1 |  | 32.4 |  | In Service | S |  | 2100 |  | Existing less Announced Withdrawal | Water | 1111 | 2019-05-24 22:49 | 2019-05-24
VIC1 | Existing Plant | Laverton North | LNGS1 | 170 | 150 | 170 | 150 | 170 | 150 | 170 | 150 | 170 | 150 | 170 | 150 | 170 | 150 | 170 | 150 | 170 | 150 | 170 | 150 | Snowy Hydro Ltd | Turbine - OCGT | Natural Gas Pipeline | 1 |  | 156 |  | In Service | S |  | 2070 |  | Existing less Announced Withdrawal | OCGT | 1115 | 2019-05-15 13:19 | 2018-02-19
VIC1 | Existing Plant | Laverton North | LNGS2 | 170 | 150 | 170 | 150 | 170 | 150 | 170 | 150 | 170 | 150 | 170 | 150 | 170 | 150 | 170 | 150 | 170 | 150 | 170 | 150 | Snowy Hydro Ltd | Turbine - OCGT | Natural Gas Pipeline | 1 |  | 156 |  | In Service | S |  | 2070 |  | Existing less Announced Withdrawal | OCGT | 1115 | 2019-05-15 13:19 | 2018-02-19
TAS1 | Existing Plant | Lemonthyme / Wilmot | LEM_WIL | 54 | 54 | 86 | 86 | 32 | 32 | 87 | 87 | 87 | 87 | 87 | 87 | 87 | 87 | 87 | 87 | 87 | 87 | 87 | 87 | Hydro-Electric Corporation | Hydro - Dam | Water | 2 |  | 81.6 |  | In Service | S |  | 2100 |  | Existing less Announced Withdrawal | Water | 1116 | 2019-05-24 15:45 | 2019-05-24
NSW1 | Existing Plant | Liddell | LD01 | 450 | 450 | 450 | 450 | 450 | 450 | 450 | 450 | 0 | 0 | 0 | 0 | 0 | 0 | 0 | 0 | 0 | 0 | 0 | 0 | AGL Macquarie Pty Limited | Turbine - Steam Sub Critical | Black Coal | 1 |  | 500 |  | In Service - Announced Withdrawal (Permanent) | S |  | 2023 | 2023-04-01 | Announced Withdrawal | Coal | 1118 | 2019-10-23 15:01 | 2019-08-02
NSW1 | Existing Plant | Liddell | LD02 | 450 | 450 | 450 | 450 | 450 | 450 | 450 | 450 | 0 | 0 | 0 | 0 | 0 | 0 | 0 | 0 | 0 | 0 | 0 | 0 | AGL Macquarie Pty Limited | Turbine - Steam Sub Critical | Black Coal | 1 |  | 500 |  | In Service - Announced Withdrawal (Permanent) | S |  | 2023 | 2023-04-01 | Announced Withdrawal | Coal | 1118 | 2019-10-23 15:01 | 2019-08-02
NSW1 | Existing Plant | Liddell | LD03 | 450 | 450 | 450 | 450 | 450 | 450 | 450 | 450 | 0 | 0 | 0 | 0 | 0 | 0 | 0 | 0 | 0 | 0 | 0 | 0 | AGL Macquarie Pty Limited | Turbine - Steam Sub Critical | Black Coal | 1 |  | 500 |  | In Service - Announced Withdrawal (Permanent) | S |  | 2023 | 2023-04-01 | Announced Withdrawal | Coal | 1118 | 2019-10-23 15:01 | 2019-08-02
NSW1 | Existing Plant | Liddell | LD04 | 450 | 450 | 450 | 450 | 450 | 450 | 0 | 0 | 0 | 0 | 0 | 0 | 0 | 0 | 0 | 0 | 0 | 0 | 0 | 0 | AGL Macquarie Pty Limited | Turbine - Steam Sub Critical | Black Coal | 1 |  | 500 |  | In Service - Announced Withdrawal (Permanent) | S |  | 2022 | 2022-04-01 | Announced Withdrawal | Coal | 1118 | 2019-10-23 15:01 | 2019-08-02
QLD1 | Existing Plant | Lilyvale Solar Farm | LILYSF1 | 80.73 | 100.05 | 80.04 | 99.36 | 79.35 | 98.67 | 78.66 | 97.98 | 77.97 | 97.29 | 77.97 | 96.6 | 77.28 | 95.91 | 76.59 | 95.22 | 75.9 | 94.53 | 75.21 | 93.84 | Lilyvale Asset Co Pty Ltd ATF Lilyvale Asset Trust | Solar PV - Single axis tracking | Solar | 69 |  | 100.05 |  | In Commissioning | SS |  |  |  | Existing less Announced Withdrawal | Solar | 1384 | 2019-10-29 | 2019-10-29
SA1 | Project | Lincoln Gap Wind Farm - BESS | LGAPWF1 | 0 | 10 | 10 | 10 | 10 | 10 | 10 | 10 | 10 | 10 | 10 | 10 | 10 | 10 | 10 | 10 | 10 | 10 | 10 | 10 | Lincoln Gap Wind Farm Pty Ltd | Storage - Battery | Other | 1 |  | 10 | 10 | Committed | S |  | 2045 |  | Committed | Battery Storage | 1603 | 2019-06-13 02:25 | 2019-04-30
SA1 | Existing Plant | Lincoln Gap Wind Farm - stage 1 | LGAPWF1 | 17.85 | 126 | 126 | 126 | 126 | 126 | 126 | 126 | 126 | 126 | 126 | 126 | 126 | 126 | 126 | 126 | 126 | 126 | 126 | 126 | Lincoln Gap Wind Farm Pty Ltd | Wind Turbine - Onshore | Wind | 35 |  | 126 |  | In Commissioning | SS |  | 2045 |  | Existing less Announced Withdrawal | Wind | 1119 | 2018-07-17 05:15 | 2018-02-19 03:50
SA1 | Project | Lincoln Gap Wind Farm - stage 2 | LGAPWF1 | 0 | 0 | 0 | 86.4 | 86.4 | 86.4 | 86.4 | 86.4 | 86.4 | 86.4 | 86.4 | 86.4 | 86.4 | 86.4 | 86.4 | 86.4 | 86.4 | 86.4 | 86.4 | 86.4 | Lincoln Gap Wind Farm Pty Ltd | Wind Turbine - Onshore | Wind | 24 |  | 86.4 |  | Committed | SS | Aug 2020 | 2045 |  | Committed | Wind | 1574 | 2019-10-29 | 2019-10-29
SA1 | Existing Plant | Lonsdale | LONSDALE | 20.7 | 20.7 | 20.7 | 20.7 | 20.7 | 20.7 | 20.7 | 20.7 | 20.7 | 20.7 | 20.7 | 20.7 | 20.7 | 20.7 | 20.7 | 20.7 | 20.7 | 20.7 | 20.7 | 20.7 | Lumo Generation SA Pty Ltd | Reciprocating Engine - Compression ignition | Diesel | 18 |  | 20.7 |  | In Service | S |  | 2070 |  | Existing less Announced Withdrawal | Other | 1122 | 2019-06-08 14:25 | 2018-02-19
VIC1 | Existing Plant | Loy Yang A Power Station | LYA1 | 560 | 525 | 560 | 525 | 560 | 525 | 560 | 525 | 560 | 525 | 560 | 525 | 560 | 525 | 560 | 525 | 560 | 525 | 560 | 525 | AGL Loy Yang Marketing Pty Ltd | Turbine - Steam Sub Critical | Brown Coal | 1 |  | 560 |  | In Service | S |  | 2048 |  | Existing less Announced Withdrawal | Coal | 1124 | 2019-07-05 10:34 | 2019-03-01
VIC1 | Existing Plant | Loy Yang A Power Station | LYA2 | 0 | 500 | 530 | 500 | 530 | 500 | 530 | 500 | 530 | 500 | 530 | 500 | 530 | 500 | 530 | 500 | 530 | 500 | 530 | 500 | AGL Loy Yang Marketing Pty Ltd | Turbine - Steam Sub Critical | Brown Coal | 1 |  | 530 |  | In Service | S |  | 2048 |  | Existing less Announced Withdrawal | Coal | 1124 | 2019-07-05 10:34 | 2019-03-01
VIC1 | Existing Plant | Loy Yang A Power Station | LYA3 | 560 | 540 | 560 | 540 | 560 | 540 | 560 | 540 | 560 | 540 | 560 | 540 | 560 | 540 | 560 | 540 | 560 | 540 | 560 | 540 | AGL Loy Yang Marketing Pty Ltd | Turbine - Steam Sub Critical | Brown Coal | 1 |  | 560 |  | In Service | S |  | 2048 |  | Existing less Announced Withdrawal | Coal | 1124 | 2019-07-05 10:34 | 2019-03-01
VIC1 | Existing Plant | Loy Yang A Power Station | LYA4 | 560 | 520 | 560 | 520 | 560 | 520 | 560 | 520 | 560 | 520 | 560 | 520 | 560 | 520 | 560 | 520 | 560 | 520 | 560 | 520 | AGL Loy Yang Marketing Pty Ltd | Turbine - Steam Sub Critical | Brown Coal | 1 |  | 560 |  | In Service | S |  | 2048 |  | Existing less Announced Withdrawal | Coal | 1124 | 2019-07-05 10:34 | 2019-03-01
VIC1 | Existing Plant | Loy Yang B | LOYYB1 | 535 | 490 | 535 | 520 | 580 | 520 | 580 | 520 | 580 | 520 | 580 | 520 | 580 | 520 | 580 | 520 | 580 | 520 | 580 | 520 | Gippsland Power Pty Ltd ABN 30 077 851 079 / LYB Ventures Australia Pty Ltd ABN 57 055 984 499 / Traralgon Power Pty Ltd ABN 64 056 292 623 / Latrobe Power Pty Ltd ABN 42 055 983 563 / LYB Australia Limited ABN 87 055 563 785 | Turbine - Steam Sub Critical | Brown Coal | 1 |  | 535 |  | In Service | S |  | 2047 |  | Existing less Announced Withdrawal | Coal | 1125 | 2019-11-07 17:34 | 2019-11-07
VIC1 | Existing Plant | Loy Yang B | LOYYB2 | 580 | 520 | 580 | 520 | 580 | 520 | 580 | 520 | 580 | 520 | 580 | 520 | 580 | 520 | 580 | 520 | 580 | 520 | 580 | 520 | Gippsland Power Pty Ltd ABN 30 077 851 079 / LYB Ventures Australia Pty Ltd ABN 57 055 984 499 / Traralgon Power Pty Ltd ABN 64 056 292 623 / Latrobe Power Pty Ltd ABN 42 055 983 563 / LYB Australia Limited ABN 87 055 563 785 | Turbine - Steam Sub Critical | Brown Coal | 1 |  | 580 |  | In Service | S |  | 2047 |  | Existing less Announced Withdrawal | Coal | 1125 | 2019-11-07 17:34 | 2019-11-07
VIC1 | Existing Plant | Macarthur Wind Farm | MACARTH1 | 420 | 420 | 420 | 420 | 420 | 420 | 420 | 420 | 420 | 420 | 420 | 420 | 420 | 420 | 420 | 420 | 420 | 420 | 420 | 420 | Macarthur Wind Farm Pty Ltd and Meridian Wind Macarthur Pty Ltd | Wind Turbine - Onshore | Wind | 140 |  | 420 |  | In Service | SS |  | 2038 |  | Existing less Announced Withdrawal | Wind | 1128 | 2019-06-07 17:14 | 2019-04-01
QLD1 | Existing Plant | Mackay GT | MACKAYGT | 34 | 34 | 34 | 34 | 34 | 34 | 0 | 0 | 0 | 0 | 0 | 0 | 0 | 0 | 0 | 0 | 0 | 0 | 0 | 0 | Stanwell Corporation Limited | Turbine - OCGT | Diesel | 1 |  | 34 |  | In Service | S |  | 2021 | 2021-04-01 | Existing less Announced Withdrawal | OCGT | 1129 | 2019-06-13 01:24 | 2018-02-19 03:52
TAS1 | Existing Plant | Mackintosh | MACKNTSH | 81 | 81 | 81 | 81 | 81 | 81 | 81 | 81 | 0 | 0 | 84 | 84 | 84 | 84 | 84 | 84 | 84 | 84 | 84 | 84 | Hydro-Electric Corporation | Hydro - Dam | Water | 1 |  | 79.9 |  | In Service | S |  | 2100 |  | Existing less Announced Withdrawal | Water | 1130 | 2019-05-27 09:40 | 2018-05-24
NSW1 | Existing Plant | Manildra Solar Farm | MANSLR1 | 46.7 | 46.7 | 46.7 | 46.7 | 46.7 | 46.7 | 46.7 | 46.7 | 46.7 | 46.7 | 46.7 | 46.7 | 46.7 | 46.7 | 46.7 | 46.7 | 46.7 | 46.7 | 46.7 | 46.7 | Manildra Prop Pty Ltd as trustee for the Manildra Asset Trust | Solar PV - Single axis tracking | Solar | 20 |  | 50 |  | In Service | SS |  | 2048 |  | Existing less Announced Withdrawal | Solar | 1280 | 2019-06-13 01:24 | 2019-06-05
TAS1 | Existing Plant | Meadowbank | MEADOWBK | 43.8 | 0 | 43.8 | 43.8 | 43.8 | 43.8 | 43.8 | 43.8 | 43.8 | 43.8 | 43.8 | 43.8 | 43.8 | 43.8 | 43.8 | 43.8 | 43.8 | 43.8 | 43.8 | 43.8 | Hydro-Electric Corporation | Hydro - Dam | Water | 1 |  | 40 |  | In Service | S |  | 2100 |  | Existing less Announced Withdrawal | Water | 1133 | 2019-05-24 14:21 | 2019-05-24
QLD1 | Existing Plant | Millmerran | MPP_1 | 426 | 306 | 426 | 306 | 426 | 306 | 426 | 306 | 426 | 306 | 426 | 306 | 426 | 306 | 426 | 306 | 426 | 306 | 426 | 306 | Millmerran Power Partners | Turbine - Steam Super Critical | Black Coal | 1 |  | 426 |  | In Service | S |  | 2051 |  | Existing less Announced Withdrawal | Coal | 1134 | 2019-05-29 10:37 | 2019-05-29
QLD1 | Existing Plant | Millmerran | MPP_2 | 426 | 306 | 426 | 306 | 426 | 306 | 426 | 306 | 426 | 306 | 426 | 306 | 426 | 306 | 426 | 306 | 426 | 306 | 426 | 306 | Millmerran Power Partners | Turbine - Steam Super Critical | Black Coal | 1 |  | 426 |  | In Service | S |  | 2051 |  | Existing less Announced Withdrawal | Coal | 1134 | 2019-05-29 10:37 | 2019-05-29
SA1 | Existing Plant | Mintaro GT | MINTARO | 90 | 68 | 90 | 68 | 90 | 68 | 90 | 68 | 90 | 68 | 90 | 68 | 90 | 68 | 90 | 68 | 90 | 68 | 90 | 68 | Synergen Power Pty Ltd | Turbine - OCGT | Natural Gas Pipeline | 1 |  | 90 |  | In Service | S |  | 2030 |  | Existing less Announced Withdrawal | OCGT | 1135 | 2019-05-31 10:23 | 2018-02-19
NSW1 | Existing Plant | Moree Solar Farm | MOREESF1 | 39.984 | 56 | 39.984 | 56 | 39.984 | 56 | 39.984 | 56 | 39.984 | 56 | 39.984 | 56 | 39.984 | 56 | 39.984 | 56 | 39.984 | 56 | 39.984 | 56 | Moree Solar Farm Pty Ltd | Solar PV - Single axis tracking | Solar | 56 |  | 56 |  | In Service | SS |  | 2046 |  | Existing less Announced Withdrawal | Solar | 1318 | 2019-06-13 18:22 | 2019-05-17
VIC1 | Existing Plant | Mortlake | MORTLK11 | 292 | 259 | 292 | 279 | 292 | 279 | 292 | 279 | 292 | 279 | 292 | 279 | 292 | 279 | 292 | 279 | 292 | 279 | 292 | 279 | Origin Energy Power Limited | Turbine - OCGT | Natural Gas Pipeline | 1 |  | 283 |  | In Service | S |  | 2047 |  | Existing less Announced Withdrawal | OCGT | 1139 | 2019-11-06 17:06 | 2019-10-29
VIC1 | Existing Plant | Mortlake | MORTLK12 | 0 | 259 | 292 | 279 | 292 | 279 | 292 | 279 | 292 | 279 | 292 | 279 | 292 | 279 | 292 | 279 | 292 | 279 | 292 | 279 | Origin Energy Power Limited | Turbine - OCGT | Natural Gas Pipeline | 1 |  | 283 |  | In Service | S |  | 2047 |  | Existing less Announced Withdrawal | OCGT | 1139 | 2019-11-06 17:06 | 2019-10-29
QLD1 | Existing Plant | Mount Emerald | MEWF1 | 180.465 | 180.465 | 180.465 | 180.465 | 180.465 | 180.465 | 180.465 | 180.465 | 180.465 | 180.465 | 180.465 | 180.465 | 180.465 | 180.465 | 180.465 | 180.465 | 180.465 | 180.465 | 180.465 | 180.465 | Ratch Australia | Wind Turbine - Onshore | Wind | 53 |  | 180.518 |  | In Service | SS |  | 2043 |  | Existing less Announced Withdrawal | Wind | 1258 | 2019-06-26 13:05 | 2018-04-14
VIC1 | Existing Plant | Mt Gellibrand Wind Farm | MTGELWF1 | 132 | 132 | 132 | 132 | 132 | 132 | 132 | 132 | 132 | 132 | 132 | 132 | 132 | 132 | 132 | 132 | 132 | 132 | 132 | 132 | ACCIONA Energy | Wind Turbine - Onshore | Wind | 44 |  | 138.6 |  | In Commissioning | SS |  | 2043 |  | Existing less Announced Withdrawal | Wind | 1141 | 2019-07-04 14:46 | 2018-02-19
VIC1 | Existing Plant | Mt Mercer Wind Farm | MERCER01 | 131.2 | 131.2 | 131.2 | 131.2 | 131.2 | 131.2 | 131.2 | 131.2 | 131.2 | 131.2 | 131.2 | 131.2 | 131.2 | 131.2 | 131.2 | 131.2 | 131.2 | 131.2 | 131.2 | 131.2 | Mt Mercer Windfarm Pty Ltd | Wind Turbine - Onshore | Wind | 64 |  | 131.2 |  | In Service | SS |  | 2043 |  | Existing less Announced Withdrawal | Wind | 1142 | 2019-06-17 16:06 | 2018-02-19
NSW1 | Existing Plant | Mt Piper | MP1 | 700 | 675 | 700 | 675 | 700 | 675 | 700 | 675 | 700 | 675 | 700 | 675 | 700 | 675 | 700 | 675 | 700 | 675 | 700 | 675 | EnergyAustralia NSW Pty Ltd | Turbine - Steam Sub Critical | Black Coal | 1 |  | 660 |  | In Service | S |  | 2042 |  | Existing less Announced Withdrawal | Coal | 1144 | 2019-07-25 12:37 | 2018-02-19
NSW1 | Existing Plant | Mt Piper | MP2 | 700 | 675 | 700 | 675 | 700 | 675 | 700 | 675 | 700 | 675 | 700 | 675 | 700 | 675 | 700 | 675 | 700 | 675 | 700 | 675 | EnergyAustralia NSW Pty Ltd | Turbine - Steam Sub Critical | Black Coal | 1 |  | 660 |  | In Service | S |  | 2042 |  | Existing less Announced Withdrawal | Coal | 1144 | 2019-07-25 12:37 | 2018-02-19
QLD1 | Existing Plant | Mt Stuart | MSTUART1 | 140 | 135 | 140 | 135 | 140 | 135 | 140 | 135 | 140 | 135 | 140 | 135 | 140 | 135 | 140 | 135 | 140 | 135 | 140 | 135 | Origin Energy Mt Stuart | Turbine - OCGT | Kerosene | 1 |  | 146 |  | In Service | S |  | 2033 |  | Existing less Announced Withdrawal | OCGT | 1145 | 2019-05-17 14:52 | 2018-02-19
QLD1 | Existing Plant | Mt Stuart | MSTUART2 | 140 | 135 | 140 | 135 | 140 | 135 | 140 | 135 | 140 | 135 | 140 | 135 | 140 | 135 | 140 | 135 | 140 | 135 | 140 | 135 | Origin Energy Mt Stuart | Turbine - OCGT | Kerosene | 1 |  | 146 |  | In Service | S |  | 2033 |  | Existing less Announced Withdrawal | OCGT | 1145 | 2019-05-17 14:52 | 2018-02-19
QLD1 | Existing Plant | Mt Stuart | MSTUART3 | 120 | 117 | 120 | 117 | 120 | 117 | 120 | 117 | 120 | 117 | 120 | 117 | 120 | 117 | 120 | 117 | 120 | 117 | 120 | 117 | Origin Energy Mt Stuart | Turbine - OCGT | Kerosene | 1 |  | 131.5 |  | In Service | S |  | 2044 |  | Existing less Announced Withdrawal | OCGT | 1145 | 2019-05-17 14:52 | 2018-02-19
VIC1 | Existing Plant | Murray 1 | MURRAY | 855 | 855 | 855 | 950 | 760 | 855 | 855 | 855 | 855 | 855 | 855 | 855 | 950 | 950 | 950 | 950 | 950 | 950 | 950 | 950 | Snowy Hydro Ltd | Hydro - Dam | Water | 10 |  | 950 |  | In Service | S |  | 2070 |  | Existing less Announced Withdrawal | Water | 1147 | 2019-05-09 13:26 | 2019-05-01
VIC1 | Existing Plant | Murray 2 | MURRAY | 420 | 560 | 420 | 420 | 560 | 560 | 560 | 560 | 560 | 560 | 560 | 560 | 560 | 560 | 560 | 560 | 560 | 560 | 560 | 560 | Snowy Hydro Ltd | Hydro - Dam | Water | 4 |  | 552 |  | In Service | S |  | 2070 |  | Existing less Announced Withdrawal | Water | 1148 | 2019-05-09 13:26 | 2018-02-19
TAS1 | Existing Plant | Musselroe Wind Farm | MUSSELR1 | 168 | 168 | 168 | 168 | 168 | 168 | 168 | 168 | 168 | 168 | 168 | 168 | 168 | 168 | 168 | 168 | 168 | 168 | 168 | 168 | Woolnorth Wind Farm Holding Pty Ltd | Wind Turbine - Onshore | Wind | 56 |  | 168 |  | In Service | SS |  | 2050 |  | Existing less Announced Withdrawal | Wind | 1149 | 2019-05-17 14:22 | 2018-02-19
VIC1 | Existing Plant | Newport | NPS | 510 | 475 | 510 | 475 | 510 | 475 | 510 | 475 | 510 | 475 | 510 | 475 | 510 | 475 | 510 | 475 | 510 | 475 | 510 | 475 | EnergyAustralia Ecogen Pty Ltd | Turbine - Steam Sub Critical | Natural Gas Pipeline | 1 |  | 500 |  | In Service | S |  | 2039 |  | Existing less Announced Withdrawal | Gas other | 1150 | 2019-05-17 14:25 | 2018-02-19
VIC1 | Existing Plant | Numurkah Solar Farm | NUMURSF1 | 100.016 | 100.016 | 100.016 | 100.016 | 100.016 | 100.016 | 100.016 | 100.016 | 100.016 | 100.016 | 100.016 | 100.016 | 100.016 | 100.016 | 100.016 | 100.016 | 100.016 | 100.016 | 100.016 | 100.016 | Numurkah Solar Farm Pty Ltd | Solar PV - Single axis tracking | Solar | 56 |  | 112 |  | In Commissioning | SS |  | 2044 |  | Existing less Announced Withdrawal | Solar | 1461 | 2019-06-19 06:19 | 2019-05-29
NSW1 | Existing Plant | Nyngan Solar Plant | NYNGAN1 | 102.025 | 102.025 | 102.025 | 102.025 | 102.025 | 102.025 | 102.025 | 102.025 | 102.025 | 102.025 | 102.025 | 102.025 | 102.025 | 102.025 | 102.025 | 102.025 | 102.025 | 102.025 | 102.025 | 102.025 | PARF Company 6 Pty Limited | Solar PV - Fixed | Solar | 77 |  | 102.025 |  | In Service | SS |  | 2042 |  | Existing less Announced Withdrawal | Solar | 1323 | 2019-06-07 17:14 | 2019-04-01
QLD1 | Existing Plant | Oakey 1 Solar Farm | OAKEY1SF | 25 | 23.1 | 25 | 25 | 25 | 25 | 25 | 25 | 25 | 25 | 25 | 25 | 25 | 25 | 25 | 25 | 25 | 25 | 25 | 25 | Oakey1 Asset Co Pty Ltd | Solar PV - Fixed | Solar | 1 |  | 25 |  | In Service | SS |  | 2043 |  | Existing less Announced Withdrawal | Solar | 1386 | 2019-10-29 | 2019-10-29
QLD1 | Existing Plant | Oakey Power Station | OAKEY1 | 173 | 141 | 173 | 141 | 173 | 141 | 173 | 141 | 173 | 141 | 173 | 141 | 173 | 141 | 173 | 141 | 173 | 141 | 173 | 141 | Oakey Power Holdings Pty Ltd | Turbine - OCGT | Natural Gas Pipeline | 1 |  | 141 |  | In Service | S |  | 2050 |  | Existing less Announced Withdrawal | OCGT | 1433 | 2019-03-28 16:31 | 2018-04-19
QLD1 | Existing Plant | Oakey Power Station | OAKEY2 | 173 | 141 | 173 | 141 | 173 | 141 | 173 | 141 | 173 | 141 | 173 | 141 | 173 | 141 | 173 | 141 | 173 | 141 | 173 | 141 | Oakey Power Holdings Pty Ltd | Turbine - OCGT | Natural Gas Pipeline | 1 |  | 141 |  | In Service | S |  | 2050 |  | Existing less Announced Withdrawal | OCGT | 1433 | 2019-03-28 16:31 | 2018-04-19
VIC1 | Existing Plant | Oaklands Hill Wind Farm | OAKLAND1 | 63.008 | 40.992 | 63.008 | 40.992 | 63.008 | 40.992 | 63.008 | 40.992 | 63.008 | 40.992 | 63.008 | 40.992 | 63.008 | 40.992 | 63.008 | 40.992 | 63.008 | 40.992 | 63.008 | 40.992 | Oaklands Hill Wind farm pty ltd | Wind Turbine - Onshore | Wind | 32 |  | 67.2 |  | In Service | SS |  | 2037 |  | Existing less Announced Withdrawal | Wind | 1152 | 2019-06-07 17:15 | 2019-04-01
SA1 | Existing Plant | Osborne | OSB-AG | 188 | 172 | 188 | 172 | 188 | 172 | 188 | 172 | 188 | 172 | 0 | 0 | 0 | 0 | 0 | 0 | 0 | 0 | 0 | 0 | Osborne Cogeneration Pty Ltd | Turbine - CCGT | Natural Gas Pipeline | 2 |  | 180 |  | In Service | S |  | 2023 |  | Existing less Announced Withdrawal | CCGT | 1154 | 2019-06-21 19:02 | 2018-02-19
NSW1 | Existing Plant | Parkes Solar Farm | PARSF1 | 53.504 | 50.49 | 53.196 | 55 | 52.91 | 55 | 52.69 | 55 | 52.492 | 55 | 52.294 | 55 | 52.096 | 55 | 51.898 | 55 | 51.81 | 55 | 51.81 | 55 | Parkes Solar Farm Pty Ltd | Solar PV - Single axis tracking | Solar | 22 |  | 50.5 |  | In Service | SS |  | 2058 |  | Existing less Announced Withdrawal | Solar | 1402 | 2019-05-15 13:23 | 2018-04-14
SA1 | Existing Plant | Pelican Point | PPCCGT | 529 | 478 | 529 | 478 | 529 | 478 | 529 | 478 | 529 | 478 | 529 | 478 | 529 | 478 | 529 | 478 | 529 | 478 | 529 | 478 | Pelican Point Power Limited | Turbine - CCGT | Natural Gas Pipeline | 3 |  | 529 |  | In Service | S |  | 2037 |  | Existing less Announced Withdrawal | CCGT | 1158 | 2019-05-31 10:27 | 2018-02-19
TAS1 | Existing Plant | Poatina | POAT110 | 114 | 114 | 114 | 114 | 114 | 114 | 114 | 57 | 114 | 114 | 114 | 114 | 114 | 57 | 114 | 114 | 114 | 114 | 114 | 114 | Hydro-Electric Corporation | Hydro - Dam | Water | 2 |  | 100 |  | In Service | S |  | 2100 |  | Existing less Announced Withdrawal | Water | 1162 | 2019-05-24 16:29 | 2019-05-24
TAS1 | Existing Plant | Poatina | POAT220 | 228 | 228 | 228 | 228 | 228 | 171 | 228 | 228 | 228 | 171 | 228 | 228 | 228 | 228 | 228 | 171 | 228 | 228 | 228 | 228 | Hydro-Electric Corporation | Hydro - Dam | Water | 4 |  | 200 |  | In Service | S |  | 2100 |  | Existing less Announced Withdrawal | Water | 1162 | 2019-05-24 16:29 | 2019-05-24
SA1 | Existing Plant | Port Lincoln GT | POR01 | 50 | 38 | 50 | 38 | 50 | 38 | 50 | 38 | 50 | 38 | 50 | 38 | 50 | 38 | 50 | 38 | 50 | 38 | 50 | 38 | Synergen Power Pty Ltd | Turbine - OCGT | Diesel | 2 |  | 50 |  | In Service | S |  | 2030 |  | Existing less Announced Withdrawal | OCGT | 1163 | 2019-05-31 10:23 | 2018-02-19
SA1 | Existing Plant | Port Lincoln GT | POR03 | 23.5 | 18 | 23.5 | 18 | 23.5 | 18 | 23.5 | 18 | 23.5 | 18 | 23.5 | 18 | 23.5 | 18 | 23.5 | 18 | 23.5 | 18 | 23.5 | 18 | Synergen Power Pty Ltd | Turbine - OCGT | Diesel | 1 |  | 23.5 |  | In Service | S |  | 2030 |  | Existing less Announced Withdrawal | OCGT | 1163 | 2019-05-31 10:23 | 2018-02-19
SA1 | Existing Plant | Port Stanvac 1 | PTSTAN1 | 57.6 | 57.6 | 57.6 | 57.6 | 57.6 | 57.6 | 57.6 | 57.6 | 57.6 | 57.6 | 57.6 | 57.6 | 57.6 | 57.6 | 57.6 | 57.6 | 57.6 | 57.6 | 57.6 | 57.6 | Snowy Hydro Ltd | Reciprocating Engine - Compression ignition | Diesel | 36 |  | 57.6 |  | In Service | S |  | 2070 |  | Existing less Announced Withdrawal | Other | 1391 | 2019-06-08 14:24 | 2018-04-14
SA1 | Existing Plant | Quarantine | QPS1 | 29 | 26 | 29 | 26 | 29 | 26 | 29 | 26 | 29 | 26 | 29 | 26 | 29 | 26 | 29 | 26 | 29 | 26 | 29 | 26 | Origin Energy Power Limited | Turbine - OCGT | Natural Gas Pipeline | 1 |  | 29 |  | In Service | S |  | 2053 |  | Existing less Announced Withdrawal | OCGT | 1166 | 2019-10-14 07:59 | 2018-02-19
SA1 | Existing Plant | Quarantine | QPS2 | 23 | 18 | 29 | 26 | 29 | 26 | 29 | 26 | 29 | 26 | 29 | 26 | 29 | 26 | 29 | 26 | 29 | 26 | 29 | 26 | Origin Energy Power Limited | Turbine - OCGT | Natural Gas Pipeline | 1 |  | 24 |  | In Service | S |  | 2054 |  | Existing less Announced Withdrawal | OCGT | 1166 | 2019-10-14 07:59 | 2018-02-19
SA1 | Existing Plant | Quarantine | QPS3 | 23 | 18 | 23 | 18 | 23 | 18 | 29 | 26 | 29 | 26 | 29 | 26 | 29 | 26 | 29 | 26 | 29 | 26 | 29 | 26 | Origin Energy Power Limited | Turbine - OCGT | Natural Gas Pipeline | 1 |  | 24 |  | In Service | S |  | 2054 |  | Existing less Announced Withdrawal | OCGT | 1166 | 2019-10-14 07:59 | 2018-02-19
SA1 | Existing Plant | Quarantine | QPS4 | 23 | 18 | 23 | 18 | 23 | 18 | 29 | 26 | 29 | 26 | 29 | 26 | 29 | 26 | 29 | 26 | 29 | 26 | 29 | 26 | Origin Energy Power Limited | Turbine - OCGT | Natural Gas Pipeline | 1 |  | 24 |  | In Service | S |  | 2055 |  | Existing less Announced Withdrawal | OCGT | 1166 | 2019-10-14 07:59 | 2018-02-19
SA1 | Existing Plant | Quarantine | QPS5 | 120 | 114 | 120 | 114 | 120 | 114 | 120 | 114 | 120 | 114 | 120 | 114 | 120 | 114 | 120 | 114 | 120 | 114 | 120 | 114 | Origin Energy Power Limited | Turbine - OCGT | Natural Gas Pipeline | 1 |  | 128 |  | In Service | S |  | 2044 |  | Existing less Announced Withdrawal | OCGT | 1166 | 2019-10-14 07:59 | 2018-02-19
TAS1 | Existing Plant | Reece | REECE1 | 116 | 116 | 116 | 116 | 116 | 116 | 116 | 116 | 116 | 116 | 116 | 116 | 0 | 0 | 120 | 120 | 120 | 120 | 120 | 120 | Hydro-Electric Corporation | Hydro - Dam | Water | 1 |  | 115.6 |  | In Service | S |  | 2100 |  | Existing less Announced Withdrawal | Water | 1168 | 2019-05-27 10:09 | 2019-05-24
TAS1 | Existing Plant | Reece | REECE2 | 116 | 116 | 116 | 116 | 116 | 116 | 116 | 116 | 116 | 116 | 116 | 116 | 116 | 116 | 0 | 0 | 120 | 120 | 120 | 120 | Hydro-Electric Corporation | Hydro - Dam | Water | 1 |  | 115.6 |  | In Service | S |  | 2100 |  | Existing less Announced Withdrawal | Water | 1168 | 2019-05-27 10:09 | 2019-05-24
QLD1 | Existing Plant | Roma | ROMA_7 | 34 | 27 | 34 | 27 | 34 | 27 | 34 | 27 | 34 | 27 | 34 | 27 | 34 | 27 | 34 | 27 | 34 | 27 | 34 | 27 | Origin Energy Power Limited | Turbine - OCGT | Natural Gas Pipeline | 1 |  | 40 |  | In Service | S |  | 2034 |  | Existing less Announced Withdrawal | OCGT | 1173 | 2019-05-17 14:53 | 2018-04-14
QLD1 | Existing Plant | Roma | ROMA_8 | 34 | 27 | 34 | 27 | 34 | 27 | 34 | 27 | 34 | 27 | 34 | 27 | 34 | 27 | 34 | 27 | 34 | 27 | 34 | 27 | Origin Energy Power Limited | Turbine - OCGT | Natural Gas Pipeline | 1 |  | 40 |  | In Service | S |  | 2034 |  | Existing less Announced Withdrawal | OCGT | 1173 | 2019-05-17 14:53 | 2018-04-14
QLD1 | Existing Plant | Ross River Solar Farm | RRSF1 | 116.032 | 116.032 | 116.032 | 116.032 | 116.032 | 116.032 | 116.032 | 116.032 | 116.032 | 116.032 | 116.032 | 116.032 | 116.032 | 116.032 | 116.032 | 116.032 | 116.032 | 116.032 | 116.032 | 116.032 | Ross River Operations Pty Ltd | Solar PV - Single axis tracking | Solar | 64 |  | 128 |  | In Commissioning | SS |  | 2043 |  | Existing less Announced Withdrawal | Solar | 1401 | 2019-05-27 10:22 | 2019-05-27
VIC1 | Existing Plant | Salt Creek Wind Farm | SALTCRK1 | 54 | 54 | 54 | 54 | 54 | 54 | 54 | 54 | 54 | 54 | 54 | 54 | 54 | 54 | 54 | 54 | 54 | 54 | 54 | 54 | Salt Creek Wind Farm Pty Ltd | Wind Turbine - Onshore | Wind | 15 |  | 54 |  | In Service | SS |  | 2043 |  | Existing less Announced Withdrawal | Wind | 1244 | 2019-07-23 08:00 | 2019-07-23
NSW1 | Existing Plant | Sapphire Wind Farm | SAPHWF1 | 270 | 186.825 | 270 | 186.825 | 270 | 186.825 | 270 | 186.825 | 270 | 186.825 | 270 | 186.825 | 270 | 186.825 | 270 | 186.825 | 270 | 186.825 | 270 | 186.825 | SWF1 Operations Holdings Pty Ltd as trustee for SWF1 Hold Trust | Wind Turbine - Onshore | Wind | 75 |  | 270 |  | In Service | SS |  | 2037 |  | Existing less Announced Withdrawal | Wind | 1270 | 2019-06-14 12:13 | 2018-04-14
NSW1 | Existing Plant | Shoalhaven | SHGEN | 240 | 240 | 240 | 240 | 240 | 240 | 240 | 240 | 240 | 240 | 240 | 240 | 240 | 240 | 240 | 240 | 240 | 240 | 240 | 240 | Origin Energy Eraring Pty Ltd | Storage - Pumped hydro | Water | 4 |  | 240 | 9680 | In Service | S |  | 2100 |  | Existing less Announced Withdrawal | Water | 1177 | 2019-05-17 14:09 | 2018-04-14
NSW1 | Existing Plant | Silverton Wind Farm | STWF1 | 45.008 | 26.796 | 131.022 | 119.48 | 198.012 | 119.48 | 198.012 | 119.48 | 198.012 | 119.48 | 198.012 | 119.48 | 198.012 | 119.48 | 198.012 | 119.48 | 198.012 | 119.48 | 198.012 | 119.48 | PARF Company 8 Pty Ltd as trustee for the Silverton Project Trust | Wind Turbine - Onshore | Wind | 58 |  | 198.94 |  | In Service | SS |  | 2043 |  | Existing less Announced Withdrawal | Wind | 1178 | 2019-07-05 11:16 | 2019-05-08
NSW1 | Existing Plant | Smithfield Energy Facility | SITHE01 | 123.233 | 123.233 | 123.233 | 123.233 | 123.233 | 123.233 | 123.233 | 123.233 | 123.233 | 123.233 | 123.233 | 123.233 | 123.233 | 123.233 | 123.233 | 123.233 | 123.233 | 123.233 | 123.233 | 123.233 | Smithfield Power Generation Pty Ltd | Turbine - OCGT | Natural Gas Pipeline | 3 |  | 123.233 |  | In Service | S |  | 2044 |  | Existing less Announced Withdrawal | OCGT | 1179 | 2019-07-11 14:06 | 2019-06-07
NSW1 | Existing Plant | Smithfield Energy Facility | SITHE04 | 0 | 0 | 0 | 0 | 0 | 0 | 0 | 0 | 0 | 0 | 0 | 0 | 0 | 0 | 0 | 0 | 0 | 0 | 0 | 0 | Smithfield Power Generation Pty Ltd | Turbine - CCGT | Natural Gas Pipeline | 1 |  | 61.766 |  | In Service | S |  | 2044 |  | Existing less Announced Withdrawal | CCGT | 1179 | 2019-07-11 14:06 | 2019-06-07
SA1 | Existing Plant | Snowtown S2 Wind Farm | SNOWNTH1 | 144 | 144 | 144 | 144 | 144 | 144 | 144 | 144 | 144 | 144 | 144 | 144 | 144 | 144 | 144 | 144 | 144 | 144 | 144 | 144 | Snowtown Wind Farm Stage 2 Pty Ltd | Wind Turbine - Onshore | Wind | 48 |  | 144 |  | In Service | SS |  | 2039 |  | Existing less Announced Withdrawal | Wind | 1181 | 2019-07-23 08:03 | 2019-07-23
SA1 | Existing Plant | Snowtown S2 Wind Farm | SNOWSTH1 | 126 | 126 | 126 | 126 | 126 | 126 | 126 | 126 | 126 | 126 | 126 | 126 | 126 | 126 | 126 | 126 | 126 | 126 | 126 | 126 | Snowtown Wind Farm Stage 2 Pty Ltd | Wind Turbine - Onshore | Wind | 42 |  | 126 |  | In Service | SS |  | 2039 |  | Existing less Announced Withdrawal | Wind | 1181 | 2019-07-23 08:03 | 2019-07-23
SA1 | Existing Plant | Snowtown Wind Farm | SNOWTWN1 | 98.7 | 98.7 | 98.7 | 98.7 | 98.7 | 98.7 | 98.7 | 98.7 | 98.7 | 98.7 | 98.7 | 98.7 | 98.7 | 98.7 | 98.7 | 98.7 | 98.7 | 98.7 | 98.7 | 98.7 | Snowtown Wind Farm Pty Ltd | Wind Turbine - Onshore | Wind | 47 |  | 98.7 |  | In Service | SS |  | 2033 |  | Existing less Announced Withdrawal | Wind | 1180 | 2019-07-23 07:57 | 2019-07-23
SA1 | Existing Plant | Snuggery | SNUG1 | 63 | 54 | 63 | 54 | 63 | 54 | 63 | 54 | 63 | 54 | 63 | 54 | 63 | 54 | 63 | 54 | 63 | 54 | 63 | 54 | Synergen Power Pty Ltd | Turbine - OCGT | Diesel | 3 |  | 63 |  | In Service | S |  | 2030 |  | Existing less Announced Withdrawal | OCGT | 1182 | 2019-05-31 10:24 | 2018-04-14
VIC1 | Existing Plant | Somerton | AGLSOM | 170 | 140 | 170 | 140 | 170 | 140 | 170 | 140 | 170 | 140 | 170 | 140 | 170 | 140 | 170 | 140 | 170 | 140 | 170 | 140 | AGL Hydro partnership | Turbine - OCGT | Natural Gas Pipeline | 4 |  | 170 |  | In Service | S |  | 2033 |  | Existing less Announced Withdrawal | OCGT | 1183 | 2019-04-05 10:28 | 2019-04-01
QLD1 | Existing Plant | Stanwell | STAN-1 | 365 | 365 | 365 | 365 | 365 | 365 | 365 | 365 | 365 | 365 | 365 | 365 | 365 | 365 | 365 | 365 | 365 | 365 | 365 | 365 | Stanwell Corporation Limited | Turbine - Steam Sub Critical | Black Coal | 1 |  | 365 |  | In Service | S |  | 2043 |  | Existing less Announced Withdrawal | Coal | 1185 | 2019-06-13 01:24 | 2018-04-14 06:40
QLD1 | Existing Plant | Stanwell | STAN-2 | 365 | 365 | 365 | 365 | 365 | 365 | 365 | 365 | 365 | 365 | 365 | 365 | 365 | 365 | 365 | 365 | 365 | 365 | 365 | 365 | Stanwell Corporation Limited | Turbine - Steam Sub Critical | Black Coal | 1 |  | 365 |  | In Service | S |  | 2044 |  | Existing less Announced Withdrawal | Coal | 1185 | 2019-06-13 01:24 | 2018-04-14 06:40
QLD1 | Existing Plant | Stanwell | STAN-3 | 365 | 365 | 365 | 365 | 365 | 365 | 365 | 365 | 365 | 365 | 365 | 365 | 365 | 365 | 365 | 365 | 365 | 365 | 365 | 365 | Stanwell Corporation Limited | Turbine - Steam Sub Critical | Black Coal | 1 |  | 365 |  | In Service | S |  | 2045 |  | Existing less Announced Withdrawal | Coal | 1185 | 2019-06-13 01:24 | 2018-04-14 06:40
QLD1 | Existing Plant | Stanwell | STAN-4 | 365 | 365 | 365 | 365 | 365 | 365 | 365 | 365 | 365 | 365 | 365 | 365 | 365 | 365 | 365 | 365 | 365 | 365 | 365 | 365 | Stanwell Corporation Limited | Turbine - Steam Sub Critical | Black Coal | 1 |  | 365 |  | In Service | S |  | 2046 |  | Existing less Announced Withdrawal | Coal | 1185 | 2019-06-13 01:24 | 2018-04-14 06:40
QLD1 | Existing Plant | Sun Metals Corporation Solar Farm | SMCSF1 | 107.236 | 107.236 | 107.236 | 107.236 | 107.236 | 107.236 | 107.236 | 107.236 | 107.236 | 107.236 | 107.236 | 107.236 | 107.236 | 107.236 | 107.236 | 107.236 | 107.236 | 107.236 | 107.236 | 107.236 | Sun Metals Corporation Pty Ltd | Solar PV - Fixed | Solar | 76 |  | 126.92 |  | In Service | SS |  | 2042 |  | Existing less Announced Withdrawal | Solar | 1437 | 2019-06-03 13:29 | 2018-04-19
QLD1 | Existing Plant | Susan River Solar Farm | SRSF1 | 75.019 | 75.019 | 75.019 | 75.019 | 75.019 | 75.019 | 75.019 | 75.019 | 75.019 | 75.019 | 75.019 | 75.019 | 75.019 | 75.019 | 75.019 | 75.019 | 75.019 | 75.019 | 75.019 | 75.019 | Susan River Solar Pty Ltd | Solar PV - Single axis tracking | Solar | 49 |  | 85.26 |  | In Service | SS |  | 2049 |  | Existing less Announced Withdrawal | Solar | 1444 | 2019-06-19 02:13 | 2019-06-05
QLD1 | Existing Plant | Swanbank E GT | SWAN_E | 365 | 350 | 365 | 350 | 365 | 350 | 365 | 350 | 365 | 350 | 365 | 350 | 365 | 350 | 365 | 350 | 365 | 350 | 365 | 350 | Stanwell Corporation Limited | Turbine - CCGT | Coal Seam Methane | 1 |  | 385 |  | In Service | S |  | 2028 |  | Existing less Announced Withdrawal | CCGT | 1190 | 2019-06-13 01:24 | 2018-04-14 06:42
SA1 | Existing Plant | Tailem Bend - Solar | TBSF1 | 94.986 | 94.986 | 94.986 | 94.986 | 94.986 | 94.986 | 94.986 | 94.986 | 94.986 | 94.986 | 94.986 | 94.986 | 94.986 | 94.986 | 94.986 | 94.986 | 94.986 | 94.986 | 94.986 | 94.986 | Vena Energy | Solar PV - Fixed | Solar | 54 |  | 108 |  | In Service | SS |  | 2049 |  | Existing less Announced Withdrawal | Solar | 1397 | 2019-06-26 13:17 | 2019-05-07
NSW1 | Existing Plant | Tallawarra | TALWA1 | 440 | 395 | 440 | 395 | 440 | 395 | 440 | 395 | 440 | 395 | 440 | 395 | 440 | 395 | 440 | 395 | 440 | 395 | 440 | 395 | EnergyAustralia Tallawarra Pty Ltd | Turbine - CCGT | Natural Gas Pipeline | 1 |  | 440 |  | In Service | S |  | 2043 |  | Existing less Announced Withdrawal | CCGT | 1192 | 2019-05-17 14:26 | 2018-04-12
TAS1 | Existing Plant | Tamar Valley Combined Cycle | TVCC201 | 0 | 0 | 0 | 0 | 0 | 0 | 0 | 0 | 0 | 0 | 0 | 0 | 0 | 0 | 0 | 0 | 0 | 0 | 0 | 0 | AETV Pty Ltd | Turbine - CCGT | Natural Gas Pipeline | 2 |  | 208 |  | In Service - Announced Withdrawal (Permanent) | S |  | 2050 |  | Announced Withdrawal | CCGT | 1194 | 2019-05-17 11:13 | 2018-04-14
TAS1 | Existing Plant | Tamar Valley Peaking | TVPP104 | 58 | 58 | 58 | 58 | 58 | 58 | 58 | 58 | 58 | 58 | 58 | 58 | 58 | 58 | 58 | 58 | 58 | 58 | 58 | 58 | AETV Pty Ltd | Turbine - OCGT | Natural Gas Pipeline | 1 |  | 58 |  | In Service | S |  | 2050 |  | Existing less Announced Withdrawal | OCGT | 1195 | 2019-05-17 15:04 | 2019-05-17
NSW1 | Existing Plant | Taralga Wind Farm | TARALGA1 | 106.8 | 106.8 | 106.8 | 106.8 | 106.8 | 106.8 | 106.8 | 106.8 | 106.8 | 106.8 | 106.8 | 106.8 | 106.8 | 106.8 | 106.8 | 106.8 | 106.8 | 106.8 | 106.8 | 106.8 | Energy Pacific Vic Pty Ltd | Wind Turbine - Onshore | Wind | 51 |  | 106.8 |  | In Service | SS |  | 2040 |  | Existing less Announced Withdrawal | Wind | 1196 | 2019-06-26 16:22 | 2018-04-14
QLD1 | Existing Plant | Tarong | TARONG#1 | 350 | 350 | 350 | 350 | 350 | 350 | 350 | 350 | 350 | 350 | 350 | 350 | 350 | 350 | 350 | 350 | 350 | 350 | 350 | 350 | Stanwell Corporation Limited | Turbine - Steam Sub Critical | Black Coal | 1 |  | 350 |  | In Service | S |  | 2036 |  | Existing less Announced Withdrawal | Coal | 1197 | 2019-06-13 01:24 | 2018-04-14 06:43
QLD1 | Existing Plant | Tarong | TARONG#2 | 350 | 350 | 350 | 350 | 350 | 350 | 350 | 350 | 350 | 350 | 350 | 350 | 350 | 350 | 350 | 350 | 350 | 350 | 350 | 350 | Stanwell Corporation Limited | Turbine - Steam Sub Critical | Black Coal | 1 |  | 350 |  | In Service | S |  | 2036 |  | Existing less Announced Withdrawal | Coal | 1197 | 2019-06-13 01:24 | 2018-04-14 06:43
QLD1 | Existing Plant | Tarong | TARONG#3 | 350 | 350 | 350 | 350 | 350 | 350 | 350 | 350 | 350 | 350 | 350 | 350 | 350 | 350 | 350 | 350 | 350 | 350 | 350 | 350 | Stanwell Corporation Limited | Turbine - Steam Sub Critical | Black Coal | 1 |  | 350 |  | In Service | S |  | 2037 |  | Existing less Announced Withdrawal | Coal | 1197 | 2019-06-13 01:24 | 2018-04-14 06:43
QLD1 | Existing Plant | Tarong | TARONG#4 | 350 | 350 | 350 | 350 | 350 | 350 | 350 | 350 | 350 | 350 | 350 | 350 | 350 | 350 | 350 | 350 | 350 | 350 | 350 | 350 | Stanwell Corporation Limited | Turbine - Steam Sub Critical | Black Coal | 1 |  | 350 |  | In Service | S |  | 2037 |  | Existing less Announced Withdrawal | Coal | 1197 | 2019-06-13 01:24 | 2018-04-14 06:43
QLD1 | Existing Plant | Tarong North | TNPS1 | 443 | 443 | 443 | 443 | 443 | 443 | 443 | 443 | 443 | 443 | 443 | 443 | 443 | 443 | 443 | 443 | 443 | 443 | 443 | 443 | Stanwell Corporation Limited | Turbine - Steam Super Critical | Black Coal | 1 |  | 450 |  | In Service | S |  | 2037 |  | Existing less Announced Withdrawal | Coal | 1199 | 2019-06-13 01:24 | 2018-04-14 06:44
TAS1 | Existing Plant | Tarraleah | TARRALEA | 72 | 72 | 72 | 72 | 72 | 72 | 70 | 0 | 70 | 70 | 72 | 70 | 72 | 72 | 72 | 72 | 72 | 72 | 72 | 72 | Hydro-Electric Corporation | Hydro - Dam | Water | 6 |  | 90 |  | In Service | S |  | 2100 |  | Existing less Announced Withdrawal | Water | 1200 | 2019-05-27 11:20 | 2019-05-24
SA1 | Existing Plant | Torrens Island A | TORRA1 | 120 | 120 | 120 | 0 | 0 | 0 | 0 | 0 | 0 | 0 | 0 | 0 | 0 | 0 | 0 | 0 | 0 | 0 | 0 | 0 | AGL SA Generation Pty Limited | Turbine - Steam Sub Critical | Natural Gas Pipeline | 1 |  | 120 |  | In Service - Announced Withdrawal (Permanent) | S |  | 2021 | 2021-09-30 | Announced Withdrawal | Gas other | 1209 | 2019-10-30 08:30 | 2019-10-29
SA1 | Existing Plant | Torrens Island A | TORRA2 | 120 | 120 | 0 | 0 | 0 | 0 | 0 | 0 | 0 | 0 | 0 | 0 | 0 | 0 | 0 | 0 | 0 | 0 | 0 | 0 | AGL SA Generation Pty Limited | Turbine - Steam Sub Critical | Natural Gas Pipeline | 1 |  | 120 |  | In Service - Announced Withdrawal (Permanent) | S |  | 2020 | 2020-09-30 | Announced Withdrawal | Gas other | 1209 | 2019-10-30 08:30 | 2019-10-29
SA1 | Existing Plant | Torrens Island A | TORRA3 | 120 | 120 | 120 | 120 | 120 | 0 | 0 | 0 | 0 | 0 | 0 | 0 | 0 | 0 | 0 | 0 | 0 | 0 | 0 | 0 | AGL SA Generation Pty Limited | Turbine - Steam Sub Critical | Natural Gas Pipeline | 1 |  | 120 |  | In Service - Announced Withdrawal (Permanent) | S |  | 2022 | 2022-09-30 | Announced Withdrawal | Gas other | 1209 | 2019-10-30 08:30 | 2019-10-29
SA1 | Existing Plant | Torrens Island A | TORRA4 | 120 | 120 | 0 | 0 | 0 | 0 | 0 | 0 | 0 | 0 | 0 | 0 | 0 | 0 | 0 | 0 | 0 | 0 | 0 | 0 | AGL SA Generation Pty Limited | Turbine - Steam Sub Critical | Natural Gas Pipeline | 1 |  | 120 |  | In Service - Announced Withdrawal (Permanent) | S |  | 2020 | 2020-09-30 | Announced Withdrawal | Gas other | 1209 | 2019-10-30 08:30 | 2019-10-29
SA1 | Existing Plant | Torrens Island B | TORRB1 | 200 | 195 | 200 | 195 | 200 | 195 | 200 | 195 | 200 | 195 | 200 | 195 | 200 | 195 | 200 | 195 | 200 | 195 | 200 | 195 | AGL SA Generation Pty Limited | Turbine - Steam Sub Critical | Natural Gas Pipeline | 1 |  | 200 |  | In Service | S |  | 2035 |  | Existing less Announced Withdrawal | Gas other | 1210 | 2019-03-14 08:55 | 2018-04-01
SA1 | Existing Plant | Torrens Island B | TORRB2 | 200 | 195 | 200 | 195 | 200 | 195 | 200 | 195 | 200 | 195 | 200 | 195 | 200 | 195 | 200 | 195 | 200 | 195 | 200 | 195 | AGL SA Generation Pty Limited | Turbine - Steam Sub Critical | Natural Gas Pipeline | 1 |  | 200 |  | In Service | S |  | 2035 |  | Existing less Announced Withdrawal | Gas other | 1210 | 2019-03-14 08:55 | 2018-04-01
SA1 | Existing Plant | Torrens Island B | TORRB3 | 200 | 195 | 200 | 195 | 200 | 195 | 200 | 195 | 200 | 195 | 200 | 195 | 200 | 195 | 200 | 195 | 200 | 195 | 200 | 195 | AGL SA Generation Pty Limited | Turbine - Steam Sub Critical | Natural Gas Pipeline | 1 |  | 200 |  | In Service | S |  | 2035 |  | Existing less Announced Withdrawal | Gas other | 1210 | 2019-03-14 08:55 | 2018-04-01
SA1 | Existing Plant | Torrens Island B | TORRB4 | 200 | 195 | 200 | 195 | 200 | 195 | 200 | 195 | 200 | 195 | 200 | 195 | 200 | 195 | 200 | 195 | 200 | 195 | 200 | 195 | AGL SA Generation Pty Limited | Turbine - Steam Sub Critical | Natural Gas Pipeline | 1 |  | 200 |  | In Service | S |  | 2035 |  | Existing less Announced Withdrawal | Gas other | 1210 | 2019-03-14 08:55 | 2018-04-01
QLD1 | Existing Plant | Townsville Power Station | YABULU | 161 | 155 | 161 | 155 | 161 | 155 | 161 | 155 | 161 | 155 | 161 | 155 | 160 | 154 | 160 | 154 | 160 | 154 | 160 | 154 | RATCH-Australia | Turbine - CCGT | Natural Gas Pipeline | 1 |  | 160 |  | In Service | S |  | 2046 |  | Existing less Announced Withdrawal | CCGT | 1724 | 2019-06-25 17:48 | 2019-04-08
QLD1 | Existing Plant | Townsville Power Station | YABULU2 | 82 | 78 | 82 | 78 | 82 | 78 | 82 | 78 | 82 | 78 | 82 | 78 | 81 | 77 | 81 | 77 | 81 | 77 | 81 | 77 | RATCH-Australia | Turbine - CCGT | Natural Gas Pipeline | 1 |  | 84 |  | In Service | S |  | 2046 |  | Existing less Announced Withdrawal | CCGT | 1724 | 2019-06-25 17:48 | 2019-04-08
TAS1 | Existing Plant | Trevallyn | TREVALLN | 80 | 80 | 83 | 83 | 106 | 106 | 106 | 106 | 106 | 76 | 106 | 76 | 106 | 106 | 106 | 106 | 106 | 106 | 106 | 106 | Hydro-Electric Corporation | Hydro - Dam | Water | 4 |  | 93 |  | In Service | S |  | 2100 |  | Existing less Announced Withdrawal | Water | 1213 | 2019-05-27 08:29 | 2019-05-24
TAS1 | Existing Plant | Tribute | TRIBUTE | 85 | 0 | 85 | 85 | 85 | 85 | 85 | 85 | 85 | 85 | 85 | 85 | 85 | 85 | 88 | 0 | 88 | 88 | 88 | 88 | Hydro-Electric Corporation | Hydro - Dam | Water | 1 |  | 82.8 |  | In Service | S |  | 2100 |  | Existing less Announced Withdrawal | Water | 1214 | 2019-05-24 16:01 | 2019-05-24
NSW1 | Existing Plant | Tumut 3 | TUMUT3 | 1800 | 1800 | 1800 | 1800 | 1800 | 1800 | 1800 | 1800 | 1800 | 1800 | 1800 | 1800 | 1800 | 1800 | 1800 | 1800 | 1800 | 1800 | 1800 | 1800 | Snowy Hydro Ltd | Hydro - Dam | Water | 6 |  | 1500 |  | In Service | S |  | 2070 |  | Existing less Announced Withdrawal | Water | 1215 | 2019-05-09 13:26 | 2018-04-14
TAS1 | Existing Plant | Tungatinah | TUNGATIN | 130 | 130 | 130 | 130 | 130 | 104 | 130 | 104 | 130 | 130 | 130 | 130 | 130 | 130 | 130 | 130 | 130 | 130 | 130 | 130 | Hydro-Electric Corporation | Hydro - Dam | Water | 5 |  | 125 |  | In Service | S |  | 2100 |  | Existing less Announced Withdrawal | Water | 1216 | 2019-05-24 14:44 | 2019-05-24
NSW1 | Existing Plant | Upper Tumut | UPPTUMUT | 544 | 616 | 616 | 544 | 544 | 544 | 544 | 544 | 544 | 616 | 544 | 616 | 616 | 616 | 616 | 616 | 616 | 616 | 616 | 616 | Snowy Hydro Ltd | Hydro - Dam | Water | 8 |  | 616 |  | In Service | S |  | 2070 |  | Existing less Announced Withdrawal | Water | 1217 | 2019-05-09 13:26 | 2018-04-14
NSW1 | Existing Plant | Uranquinty | URANQ11 | 166 | 160 | 166 | 160 | 166 | 160 | 166 | 160 | 166 | 160 | 166 | 160 | 166 | 160 | 166 | 160 | 166 | 160 | 166 | 160 | Origin Energy Uranquinty Power Pty Ltd | Turbine - OCGT | Natural Gas Pipeline | 1 |  | 166 |  | In Service | S |  | 2044 |  | Existing less Announced Withdrawal | OCGT | 1218 | 2019-05-17 14:10 | 2018-04-14
NSW1 | Existing Plant | Uranquinty | URANQ12 | 166 | 160 | 166 | 160 | 166 | 160 | 166 | 160 | 166 | 160 | 166 | 160 | 166 | 160 | 166 | 160 | 166 | 160 | 166 | 160 | Origin Energy Uranquinty Power Pty Ltd | Turbine - OCGT | Natural Gas Pipeline | 1 |  | 166 |  | In Service | S |  | 2044 |  | Existing less Announced Withdrawal | OCGT | 1218 | 2019-05-17 14:10 | 2018-04-14
NSW1 | Existing Plant | Uranquinty | URANQ13 | 166 | 160 | 166 | 160 | 166 | 160 | 166 | 160 | 166 | 160 | 166 | 160 | 166 | 160 | 166 | 160 | 166 | 160 | 166 | 160 | Origin Energy Uranquinty Power Pty Ltd | Turbine - OCGT | Natural Gas Pipeline | 1 |  | 166 |  | In Service | S |  | 2044 |  | Existing less Announced Withdrawal | OCGT | 1218 | 2019-05-17 14:10 | 2018-04-14
NSW1 | Existing Plant | Uranquinty | URANQ14 | 166 | 160 | 166 | 160 | 166 | 160 | 166 | 160 | 166 | 160 | 166 | 160 | 166 | 160 | 166 | 160 | 166 | 160 | 166 | 160 | Origin Energy Uranquinty Power Pty Ltd | Turbine - OCGT | Natural Gas Pipeline | 1 |  | 166 |  | In Service | S |  | 2044 |  | Existing less Announced Withdrawal | OCGT | 1218 | 2019-05-17 14:10 | 2018-04-14
NSW1 | Existing Plant | Vales Point B | VP5 | 660 | 660 | 660 | 660 | 660 | 660 | 660 | 660 | 660 | 660 | 660 | 660 | 660 | 660 | 660 | 660 | 660 | 660 | 660 | 660 | Delta Electricity | Turbine - Steam Sub Critical | Black Coal | 1 |  | 660 |  | In Service | S |  | 2029 |  | Existing less Announced Withdrawal | Coal | 1219 | 2019-07-04 14:03 | 2019-04-05
NSW1 | Existing Plant | Vales Point B | VP6 | 660 | 660 | 660 | 660 | 660 | 660 | 660 | 660 | 660 | 660 | 660 | 660 | 660 | 660 | 660 | 660 | 660 | 660 | 660 | 660 | Delta Electricity | Turbine - Steam Sub Critical | Black Coal | 1 |  | 660 |  | In Service | S |  | 2029 |  | Existing less Announced Withdrawal | Coal | 1219 | 2019-07-04 14:03 | 2019-04-05
VIC1 | Existing Plant | Valley Power | VPGS1 | 56 | 45 | 56 | 45 | 56 | 45 | 56 | 45 | 56 | 45 | 56 | 45 | 56 | 45 | 56 | 45 | 56 | 45 | 56 | 45 | Snowy Hydro Ltd | Turbine - OCGT | Natural Gas Pipeline | 1 |  | 50 |  | In Service | S |  | 2070 |  | Existing less Announced Withdrawal | OCGT | 1220 | 2019-05-15 22:08 | 2018-04-14
VIC1 | Existing Plant | Valley Power | VPGS2 | 56 | 45 | 56 | 45 | 56 | 45 | 56 | 45 | 56 | 45 | 56 | 45 | 56 | 45 | 56 | 45 | 56 | 45 | 56 | 45 | Snowy Hydro Ltd | Turbine - OCGT | Natural Gas Pipeline | 1 |  | 50 |  | In Service | S |  | 2070 |  | Existing less Announced Withdrawal | OCGT | 1220 | 2019-05-15 22:08 | 2018-04-14
VIC1 | Existing Plant | Valley Power | VPGS3 | 56 | 45 | 56 | 45 | 56 | 45 | 56 | 45 | 56 | 45 | 56 | 45 | 56 | 45 | 56 | 45 | 56 | 45 | 56 | 45 | Snowy Hydro Ltd | Turbine - OCGT | Natural Gas Pipeline | 1 |  | 50 |  | In Service | S |  | 2070 |  | Existing less Announced Withdrawal | OCGT | 1220 | 2019-05-15 22:08 | 2018-04-14
VIC1 | Existing Plant | Valley Power | VPGS4 | 56 | 45 | 56 | 45 | 56 | 45 | 56 | 45 | 56 | 45 | 56 | 45 | 56 | 45 | 56 | 45 | 56 | 45 | 56 | 45 | Snowy Hydro Ltd | Turbine - OCGT | Natural Gas Pipeline | 1 |  | 50 |  | In Service | S |  | 2070 |  | Existing less Announced Withdrawal | OCGT | 1220 | 2019-05-15 22:08 | 2018-04-14
VIC1 | Existing Plant | Valley Power | VPGS5 | 56 | 45 | 56 | 45 | 56 | 45 | 56 | 45 | 56 | 45 | 56 | 45 | 56 | 45 | 56 | 45 | 56 | 45 | 56 | 45 | Snowy Hydro Ltd | Turbine - OCGT | Natural Gas Pipeline | 1 |  | 50 |  | In Service | S |  | 2070 |  | Existing less Announced Withdrawal | OCGT | 1220 | 2019-05-15 22:08 | 2018-04-14
VIC1 | Existing Plant | Valley Power | VPGS6 | 56 | 45 | 56 | 45 | 56 | 45 | 56 | 45 | 56 | 45 | 56 | 45 | 56 | 45 | 56 | 45 | 56 | 45 | 56 | 45 | Snowy Hydro Ltd | Turbine - OCGT | Natural Gas Pipeline | 1 |  | 50 |  | In Service | S |  | 2070 |  | Existing less Announced Withdrawal | OCGT | 1220 | 2019-05-15 22:08 | 2018-04-14
SA1 | Existing Plant | Waterloo Wind Farm | WATERLWF | 130.8 | 111 | 111 | 111 | 111 | 111 | 111 | 111 | 111 | 111 | 111 | 111 | 111 | 111 | 111 | 111 | 111 | 111 | 111 | 111 | Waterloo Windfarm Pty Ltd | Wind Turbine - Onshore | Wind | 37 |  | 111 |  | In Service | SS |  | 2045 |  | Existing less Announced Withdrawal | Wind | 1223 | 2019-05-27 10:14 | 2019-05-27
SA1 | Existing Plant | Waterloo Wind Farm | WATERLWF | 130.8 | 19.8 | 19.8 | 19.8 | 19.8 | 19.8 | 19.8 | 19.8 | 19.8 | 19.8 | 19.8 | 19.8 | 19.8 | 19.8 | 19.8 | 19.8 | 19.8 | 19.8 | 19.8 | 19.8 | Waterloo Windfarm Pty Ltd | Wind Turbine - Onshore | Wind | 6 |  | 19.8 |  | In Service | SS |  | 2051 |  | Existing less Announced Withdrawal | Wind | 1223 | 2019-05-27 10:14 | 2019-05-27
VIC1 | Existing Plant | Wemen Solar Farm | WEMENSF1 | 87.984 | 87.984 | 87.984 | 87.984 | 87.984 | 87.984 | 87.984 | 87.984 | 87.984 | 87.984 | 87.984 | 87.984 | 87.984 | 87.984 | 87.984 | 87.984 | 87.984 | 87.984 | 87.984 | 87.984 | Wemen Asset Co Pty Ltd as Trustee to Wemen Solar Unit Trust | Solar PV - Fixed | Solar | 39 |  | 97.5 |  | In Service | SS |  | 2049 |  | Existing less Announced Withdrawal | Solar | 1563 | 2019-06-13 04:50 | 2019-06-13
VIC1 | Existing Plant | West Kiewa | WKIEWA1 | 34 | 34 | 34 | 34 | 34 | 34 | 34 | 34 | 34 | 34 | 34 | 34 | 34 | 34 | 34 | 34 | 34 | 34 | 34 | 34 | AGL Hydro Partnership | Hydro - Dam | Water | 2 |  | 34 |  | In Service | S |  | 2057 |  | Existing less Announced Withdrawal | Water | 1227 | 2019-04-05 10:33 | 2019-04-01
VIC1 | Existing Plant | West Kiewa | WKIEWA2 | 34 | 34 | 34 | 34 | 34 | 34 | 34 | 34 | 34 | 34 | 34 | 34 | 34 | 34 | 34 | 34 | 34 | 34 | 34 | 34 | AGL Hydro Partnership | Hydro - Dam | Water | 2 |  | 34 |  | In Service | S |  | 2057 |  | Existing less Announced Withdrawal | Water | 1227 | 2019-04-05 10:33 | 2019-04-01
NSW1 | Existing Plant | White Rock Solar Farm | WRSF1 | 20 | 20 | 20 | 20 | 20 | 20 | 20 | 20 | 20 | 20 | 20 | 20 | 20 | 20 | 20 | 20 | 20 | 20 | 20 | 20 | White Rock Wind Farm Pty Ltd | Solar PV - Fixed | Solar | 8 |  | 20 |  | In Service | SS |  | 2043 |  | Existing less Announced Withdrawal | Solar | 1662 | 2019-05-08 17:16 | 2018-07-10
NSW1 | Existing Plant | White Rock Wind Farm - Stage 1 | WRWF1 | 172.48 | 172.48 | 172.48 | 172.48 | 172.48 | 172.48 | 172.48 | 172.48 | 172.48 | 172.48 | 172.48 | 172.48 | 172.48 | 172.48 | 172.48 | 172.48 | 172.48 | 172.48 | 172.48 | 172.48 | White Rock Wind Farm Pty Ltd | Wind Turbine - Onshore | Wind | 70 |  | 172.48 |  | In Service | SS |  | 2037 |  | Existing less Announced Withdrawal | Wind | 1277 | 2019-05-02 16:59 | 2018-04-14
QLD1 | Existing Plant | Whitsunday Solar Farm | WHITSF1 | 56.005 | 56.005 | 56.005 | 56.005 | 56.005 | 56.005 | 56.005 | 56.005 | 56.005 | 56.005 | 56.005 | 56.005 | 56.005 | 56.005 | 56.005 | 56.005 | 56.005 | 56.005 | 56.005 | 56.005 | Whitsunday Solar Farm Pty Ltd | Solar PV - Single axis tracking | Solar | 23 |  | 57.5 |  | In Commissioning | SS |  | 2048 |  | Existing less Announced Withdrawal | Solar | 1407 | 2019-05-14 15:03 | 2018-04-30
SA1 | Existing Plant | Willogoleche Wind Farm | WGWF1 | 119.36 | 119.36 | 119.36 | 119.36 | 119.36 | 119.36 | 119.36 | 119.36 | 119.36 | 119.36 | 119.36 | 119.36 | 119.36 | 119.36 | 119.36 | 119.36 | 119.36 | 119.36 | 119.36 | 119.36 | Willogoleche Power Pty Ltd | Wind Turbine - Onshore | Wind | 32 |  | 119.36 |  | In Commissioning | SS |  | 2043 |  | Existing less Announced Withdrawal | Wind | 1231 | 2019-07-29 | 2019-07-01
VIC1 | Project | Winton Solar Farm |  | 0 | 0 | 0 | 85 | 85 | 85 | 85 | 85 | 85 | 85 | 85 | 85 | 85 | 85 | 85 | 85 | 85 | 85 | 85 | 85 | Winton Asset Co. Pty Ltd as Trustee of the Winton Asset Trust | Solar PV - Single axis tracking | Solar | 1 |  | 85 |  | Committed | SS | Mar 2021 |  |  | Committed | Solar | 1674 | 2019-10-29 | 2019-10-29
QLD1 | Existing Plant | Wivenhoe | W/HOE#1 | 285 | 285 | 285 | 285 | 285 | 285 | 285 | 285 | 285 | 285 | 285 | 285 | 285 | 285 | 285 | 285 | 285 | 285 | 285 | 285 | CS Energy | Storage - Pumped hydro | Water | 1 |  | 285 | 5700 | In Service | S |  | 2084 |  | Existing less Announced Withdrawal | Water | 1235 | 2019-06-04 09:29 | 2019-05-21
QLD1 | Existing Plant | Wivenhoe | W/HOE#2 | 285 | 285 | 285 | 285 | 285 | 285 | 285 | 285 | 285 | 285 | 285 | 285 | 285 | 285 | 285 | 285 | 285 | 285 | 285 | 285 | CS Energy | Storage - Pumped hydro | Water | 1 |  | 285 | 5700 | In Service | S |  | 2084 |  | Existing less Announced Withdrawal | Water | 1235 | 2019-06-04 09:29 | 2019-05-21
NSW1 | Existing Plant | Woodlawn Wind Farm | WOODLWN1 | 48.3 | 48.3 | 48.3 | 48.3 | 48.3 | 48.3 | 48.3 | 48.3 | 48.3 | 48.3 | 48.3 | 48.3 | 48.3 | 48.3 | 48.3 | 48.3 | 48.3 | 48.3 | 48.3 | 48.3 | Woodlawn Wind Pty Ltd | Wind Turbine - Onshore | Wind | 23 |  | 48.3 |  | In Service | SS |  | 2041 |  | Existing less Announced Withdrawal | Wind | 1240 | 2019-05-22 18:15 | 2019-05-17
VIC1 | Existing Plant | Yallourn W | YWPS1 | 372 | 350 | 372 | 350 | 372 | 350 | 372 | 350 | 372 | 350 | 372 | 350 | 372 | 350 | 372 | 350 | 372 | 350 | 372 | 350 | EnergyAustralia Yallourn Pty Ltd | Turbine - Steam Sub Critical | Brown Coal | 1 |  | 350 |  | In Service | S |  | 2029 |  | Existing less Announced Withdrawal | Coal | 1247 | 2019-05-17 14:31 | 2018-04-12
VIC1 | Existing Plant | Yallourn W | YWPS2 | 372 | 350 | 372 | 350 | 372 | 350 | 372 | 350 | 372 | 350 | 372 | 350 | 372 | 350 | 372 | 350 | 372 | 350 | 372 | 350 | EnergyAustralia Yallourn Pty Ltd | Turbine - Steam Sub Critical | Brown Coal | 1 |  | 350 |  | In Service | S |  | 2030 |  | Existing less Announced Withdrawal | Coal | 1247 | 2019-05-17 14:31 | 2018-04-12
VIC1 | Existing Plant | Yallourn W | YWPS3 | 392 | 360 | 392 | 360 | 392 | 360 | 392 | 360 | 392 | 360 | 392 | 360 | 392 | 360 | 392 | 360 | 392 | 360 | 392 | 360 | EnergyAustralia Yallourn Pty Ltd | Turbine - Steam Sub Critical | Brown Coal | 1 |  | 375 |  | In Service | S |  | 2031 |  | Existing less Announced Withdrawal | Coal | 1247 | 2019-05-17 14:31 | 2018-04-12
VIC1 | Existing Plant | Yallourn W | YWPS4 | 392 | 360 | 392 | 360 | 392 | 360 | 392 | 360 | 392 | 360 | 392 | 360 | 392 | 360 | 392 | 360 | 392 | 360 | 392 | 360 | EnergyAustralia Yallourn Pty Ltd | Turbine - Steam Sub Critical | Brown Coal | 1 |  | 375 |  | In Service | S |  | 2032 |  | Existing less Announced Withdrawal | Coal | 1247 | 2019-05-17 14:31 | 2018-04-12
NSW1 | Existing Plant | Finley Solar Farm | FINLEYSF1 | 0 | 132.66 | 132.66 | 132.66 | 132.66 | 132.66 | 132.66 | 132.66 | 132.66 | 132.66 | 132.66 | 132.66 | 132.66 | 132.66 | 132.66 | 132.66 | 132.66 | 132.66 | 132.66 | 132.66 | Finley Solar Farm Pty Ltd as The trustee for Finley Solar Trust | Solar PV - Single axis tracking | Solar | 99 |  | 162.36 |  | In Service | SS |  |  |  | Existing less Announced Withdrawal | Solar | 1680 | 2020-01-30 09:10 | 2020-01-21
NSW1 | Existing Plant | Limondale Solar Farm 2 | LIMOSF21 | 0 | 28.994 | 28.994 | 28.994 | 28.994 | 28.994 | 28.994 | 28.994 | 28.994 | 28.994 | 28.994 | 28.994 | 28.994 | 28.994 | 28.994 | 28.994 | 28.994 | 28.994 | 28.994 | 28.994 | Limondale Sun Farm Pty Ltd | Solar PV - Single axis tracking | Solar | 14 |  | 28.98 |  | In Service | SS |  | 2050 |  | Existing less Announced Withdrawal | Solar | 1675 | 2020-01-20 15:26 | 2019-10-29
NSW1 | Existing Plant | Nevertire Solar Farm | NEVERSF1 | 0 | 105.12 | 105.12 | 105.12 | 105.12 | 105.12 | 105.12 | 105.12 | 105.12 | 105.12 | 105.12 | 105.12 | 105.12 | 105.12 | 105.12 | 105.12 | 105.12 | 105.12 | 105.12 | 105.12 | Elliott Nevertire Solar Pty Ltd as Trustee for the Elliott Nevertire Trust' | Solar PV - Single axis tracking | Solar | 48 |  | 132 |  | In Commissioning | SS |  | 2049 |  | Existing less Announced Withdrawal | Solar | 1414 | 2020-01-29 12:33 | 2019-10-29
NSW1 | Project | Crudine Ridge Wind Farm |  | 0 | 0 | 0 | 138.01 | 138.01 | 138.01 | 138.01 | 138.01 | 138.01 | 138.01 | 138.01 | 138.01 | 138.01 | 138.01 | 138.01 | 138.01 | 138.01 | 138.01 | 138.01 | 138.01 | CRWF Nominees Pty Ltd | Wind Turbine - Onshore | Wind | 37 | 135.013 | 138.01 |  | Committed | SS | Apr 2021 |  |  | Committed | Wind | 1281 | 2020-01-29 11:42 | 2019-10-29
NSW1 | Project | Limondale Solar Farm 1 |  | 0 | 0 | 220 | 220 | 220 | 220 | 220 | 220 | 220 | 220 | 220 | 220 | 220 | 220 | 220 | 220 | 220 | 220 | 220 | 220 | Limondale Sun Farm Pty Ltd | Solar PV - Single axis tracking | Solar | 100 |  | 220 |  | Committed | SS | Nov 2020 | 2050 |  | Committed | Solar | 1453 | 2020-01-20 15:26 | 2019-05-31
NSW1 | Project | Molong Solar Farm |  | 0 | 0 | 0 | 29.876 | 29.876 | 29.766 | 29.766 | 29.634 | 29.634 | 29.524 | 29.524 | 29.414 | 29.414 | 29.282 | 29.282 | 29.172 | 29.172 | 29.062 | 29.062 | 28.93 | Molong Property Co Pty Ltd as trustee for the Molong Property Trust | Solar PV - Single axis tracking | Solar | 22 |  | 29.986 |  | Committed | SS | Jan 2021 |  |  | Committed | Solar | 1641 | 2020-01-10 12:09 | 2020-01-15
QLD1 | Existing Plant | Haughton Solar Farm Stage 1 | HAUGHT11 | 0 | 100.035 | 100.035 | 100.035 | 100.035 | 100.035 | 100.035 | 100.035 | 100.035 | 100.035 | 100.035 | 100.035 | 100.035 | 100.035 | 100.035 | 100.035 | 100.035 | 100.035 | 100.035 | 100.035 | Pacific Hydro Haughton Solar Farm Pty Ltd | Solar PV - Single axis tracking | Solar | 81 |  | 132.597 |  | In Commissioning | SS |  |  |  | Existing less Announced Withdrawal | Solar | 1564 | 2020-01-30 14:38 | 2019-10-29
QLD1 | Existing Plant | Yarranlea Solar Farm |  | 0 | 102.96 | 102.96 | 102.96 | 102.96 | 102.96 | 102.96 | 102.96 | 102.96 | 102.96 | 102.96 | 102.96 | 102.96 | 102.96 | 102.96 | 102.96 | 102.96 | 102.96 | 102.96 | 102.96 | Yarranlea Solar Pty Ltd | Solar PV - Single axis tracking | Solar | 44 |  | 102.96 |  | Committed | SS |  | 2044 |  | Committed | Solar | 1599 | 2020-01-29 09:14 | 2020-01-21
QLD1 | Existing Plant | Coopers Gap Wind Farm | COOPGWF1 | 0 | 28.096 | 106.24 | 123.008 | 123.008 | 123.008 | 123.008 | 123.008 | 123.008 | 123.008 | 123.008 | 123.008 | 123.008 | 123.008 | 123.008 | 123.008 | 123.008 | 123.008 | 123.008 | 123.008 | PARF Company 6 Pty Limited | Wind Turbine - Onshore | Wind | 32 |  | 122.56 |  | In Commissioning | SS |  | 2044 |  | Existing less Announced Withdrawal | Wind | 1057 | 2019-10-29 20:30 | 2019-10-29
QLD1 | Existing Plant | Coopers Gap Wind Farm | COOPGWF1 | 0 | 79.898 | 302.12 | 329.966 | 329.966 | 329.966 | 329.966 | 329.966 | 329.966 | 329.966 | 329.966 | 329.966 | 329.966 | 329.966 | 329.966 | 329.966 | 329.966 | 329.966 | 329.966 | 329.966 | PARF Company 6 Pty Limited | Wind Turbine - Onshore | Wind | 91 |  | 330.33 |  | In Commissioning | SS |  | 2044 |  | Existing less Announced Withdrawal | Wind | 1057 | 2019-10-29 20:30 | 2019-10-29
QLD1 | Project | Maryrorough Solar Farm |  | 0 | 0 | 34.5 | 34.5 | 34.5 | 34.5 | 34.5 | 34.5 | 34.5 | 34.5 | 34.5 | 34.5 | 34.5 | 34.5 | 34.5 | 34.5 | 34.5 | 34.5 | 34.5 | 34.5 | Impact Investment Group | Solar PV - Single axis tracking | Solar | 1 |  | 34.5 |  | Committed | SS | Jul 2020 |  |  | Committed | Solar | 1689 | 2020-01-30 16:07 | 2019-05-06
QLD1 | Existing Plant | Rugby Run Solar Farm | RUGBYR1 | 0 | 65 | 65 | 65 | 65 | 65 | 65 | 65 | 65 | 65 | 65 | 65 | 65 | 65 | 65 | 65 | 65 | 65 | 65 | 65 | Adani Rugby Run Pty Ltd | Solar PV - Single axis tracking | Solar | 1 |  | 65 |  | In Commissioning | SS |  | 2049 |  | Existing less Announced Withdrawal | Solar | 1493 | 2020-01-17 09:32 | 2020-01-18
QLD1 | Project | Warwick Solar Farm |  | 0 | 0 | 32.104 | 32.104 | 32.104 | 32.104 | 32.104 | 32.104 | 32.104 | 32.104 | 32.104 | 32.104 | 32.104 | 32.104 | 32.104 | 32.104 | 32.104 | 32.104 | 32.104 | 32.104 | The University of Queensland | Solar PV - Single axis tracking | Solar | 8 |  | 32.104 |  | Committed | SS | Jun 2020 | 2045 |  | Committed | Solar | 1530 | 2020-01-30 13:16 | 2019-01-09
QLD1 | Project | Warwick Solar Farm |  | 0 | 0 | 8 | 32.104 | 32.104 | 32.104 | 32.104 | 32.104 | 32.104 | 32.104 | 32.104 | 32.104 | 32.104 | 32.104 | 32.104 | 32.104 | 32.104 | 32.104 | 32.104 | 32.104 | The University of Queensland | Solar PV - Single axis tracking | Solar | 8 |  | 32.104 |  | Committed | SS | Sep 2020 | 2045 |  | Committed | Solar | 1530 | 2020-01-30 13:16 | 2019-01-09
SA1 | Existing Plant | Barker Inlet Power Station | BARKIPS1 | 0 | 205.2 | 210 | 205.2 | 210 | 205.2 | 210 | 205.2 | 210 | 205.2 | 210 | 205.2 | 210 | 205.2 | 210 | 205.2 | 210 | 205.2 | 210 | 205.2 | AGL Barker Inlet Pty Ltd | Reciprocating Engine - Spark ignition | Natural Gas Pipeline | 12 |  | 210 |  | In Service | S |  | 2044 |  | Existing less Announced Withdrawal | Gas other | 1463 | 2020-01-29 11:43 | 2020-01-28
SA1 | Existing Plant | Hornsdale Power Reserve Unit 1 | HPRG1 | 100 | 100 | 150 | 150 | 150 | 150 | 150 | 150 | 150 | 150 | 150 | 150 | 150 | 150 | 150 | 150 | 150 | 150 | 150 | 150 | Hornsdale Power Reserve Pty Ltd | Storage - Battery | Other | 1 |  | 100 | 122 | In Service | S |  | 2057 |  | Existing less Announced Withdrawal | Battery Storage | 1610 | 2020-01-30 10:58 | 2020-01-31
TAS1 | Project | Cattle Hill Wind Farm |  | 0 | 16.32 | 158.4 | 158.4 | 158.4 | 158.4 | 158.4 | 158.4 | 158.4 | 158.4 | 158.4 | 158.4 | 158.4 | 158.4 | 158.4 | 158.4 | 158.4 | 158.4 | 158.4 | 158.4 | Wild Cattle Hill Pty Ltd | Wind Turbine - Onshore | Wind | 48 | 144 | 153.6 |  | Committed | SS | Apr 2020 | 2044 |  | Committed | Wind | 1260 | 2020-01-29 09:10 | 2020-01-22
TAS1 | Project | Granville Harbour Wind Farm |  | 0 | 0 | 111.6 | 111.6 | 111.6 | 111.6 | 111.6 | 111.6 | 111.6 | 111.6 | 111.6 | 111.6 | 111.6 | 111.6 | 111.6 | 111.6 | 111.6 | 111.6 | 111.6 | 111.6 | Granville Harbour Operations Pty Ltd as trustee for Granville Harbour Operations Trust | Wind Turbine - Onshore | Wind | 31 |  | 111.6 |  | Committed | SS | Jun 2020 | 2055 |  | Committed | Wind | 1322 | 2020-01-06 13:02 | 2020-01-13
VIC1 | Existing Plant | Murra Warra Wind Farm - stage 1 | MUWAWF1 | 0 | 225.7 | 225.7 | 225.7 | 225.7 | 225.7 | 225.7 | 225.7 | 225.7 | 225.7 | 225.7 | 225.7 | 225.7 | 225.7 | 225.7 | 225.7 | 225.7 | 225.7 | 225.7 | 225.7 | Murra Warra Project Co Pty Ltd | Wind Turbine - Onshore | Wind | 61 |  | 225.7 |  | Committed | SS |  | 2049 |  | Existing less Announced Withdrawal | Wind | 1262 | 2019-10-31 10:00 | 2019-10-29
VIC1 | Existing Plant | Yendon Wind Farm | YENDWF1 | 0 | 144.4 | 144.4 | 144.4 | 144.4 | 144.4 | 144.4 | 144.4 | 144.4 | 144.4 | 144.4 | 144.4 | 144.4 | 144.4 | 144.4 | 144.4 | 144.4 | 144.4 | 144.4 | 144.4 | Northleaf /InfraRed/Macquarie Capital | Wind Turbine - Onshore | Wind | 38 |  | 144.4 |  | In Commissioning | SS |  |  |  | Existing less Announced Withdrawal | Wind | 1114 | 2020-01-30 13:35 | 2020-01-30
VIC1 | Project | Bulgana Green Power Hub - BESS |  | 0 | 0 | 20 | 20 | 20 | 20 | 20 | 20 | 20 | 20 | 20 | 20 | 20 | 20 | 20 | 20 | 20 | 20 | 20 | 20 | Bulgana Wind Farm Pty Ltd | Storage - Battery | Wind | 1 |  | 20 | 20 | Committed | S | Nov 2020 | 2020 |  | Committed | Battery Storage | 1590 | 2020-01-21 17:56 | 2020-03-01
VIC1 | Project | Cherry Tree Wind Farm |  | 0 | 0 | 57.6 | 57.6 | 57.6 | 57.6 | 57.6 | 57.6 | 57.6 | 57.6 | 57.6 | 57.6 | 57.6 | 57.6 | 57.6 | 57.6 | 57.6 | 57.6 | 57.6 | 57.6 | Cherry Tree Wind Farm Pty Limited A.T.F. Cherry Tree Project Trust | Wind Turbine - Onshore | Wind | 16 |  | 57.6 |  | Committed* | SS |  | 2050 |  | Committed | Wind | 1263 | 2020-01-29 08:59 | 2020-01-21
VIC1 | Project | Elaine Wind Farm |  | 0 | 35.002 | 83.6 | 83.6 | 83.6 | 83.6 | 83.6 | 83.6 | 83.6 | 83.6 | 83.6 | 83.6 | 83.6 | 83.6 | 83.6 | 83.6 | 83.6 | 83.6 | 83.6 | 83.6 | Northleaf /InfraRed/Macquarie Capital | Wind Turbine - Onshore | Wind | 22 |  | 83.6 |  | Committed | SS | May 2020 | 2049 |  | Committed | Wind | 1113 | 2020-01-30 10:13 | 2018-02-19
VIC1 | Project | Kiamal Solar Farm - Stage 1 |  | 0 | 0 | 199.95 | 199.95 | 199.95 | 199.95 | 199.95 | 199.95 | 199.95 | 199.95 | 199.95 | 199.95 | 199.95 | 199.95 | 199.95 | 199.95 | 199.95 | 199.95 | 199.95 | 199.95 | KSF Project Nominees Pty Ltd ATF KSF Project Trust | Solar PV - Single axis tracking | Solar | 150 |  | 199.95 |  | Committed | SS | Jul 2020 | 2049 |  | Committed | Solar | 1602 | 2020-01-30 16:05 | 2020-01-02
VIC1 | Project | Moorabool Wind Farm |  | 0 | 0 | 0 | 312 | 312 | 312 | 312 | 312 | 312 | 312 | 312 | 312 | 312 | 312 | 312 | 312 | 312 | 312 | 312 | 312 | Moorabool Wind Farm Interface Company Pty Ltd | Wind Turbine - Onshore | Wind | 104 |  | 312 |  | Committed | SS | Dec 2020 | 2044 |  | Committed | Wind | 1425 | 2020-01-29 09:10 | 2020-01-22
VIC1 | Project | Yatpool Solar Farm |  | 0 | 22.4 | 44 | 44 | 44 | 44 | 44 | 44 | 44 | 44 | 44 | 44 | 44 | 44 | 44 | 44 | 44 | 44 | 44 | 44 | Yatpool Sun Farm Pty Ltd | Solar PV - Single axis tracking | Solar | 16 |  | 44 |  | Committed | SS | Mar 2020 | 2050 |  | Committed | Solar | 1423 | 2020-01-30 13:31 | 2020-01-28
VIC1 | Project | Yatpool Solar Farm |  | 0 | 24 | 50 | 50 | 50 | 50 | 50 | 50 | 50 | 50 | 50 | 50 | 50 | 50 | 50 | 50 | 50 | 50 | 50 | 50 | Yatpool Sun Farm Pty Ltd | Solar PV - Single axis tracking | Solar | 20 |  | 50 |  | Committed | SS | Mar 2020 | 2050 |  | Committed | Solar | 1423 | 2020-01-30 13:31 | 2020-01-28
NSW1 | Project | Sunraysia Solar Farm |  | 0 | 5.2 | 5.2 | 199.68 | 184.08 | 199.68 | 184.08 | 199.68 | 183.04 | 199.68 | 180.96 | 199.68 | 179.92 | 199.68 | 178.88 | 199.68 | 176.8 | 199.68 | 175.76 | 199.68 | Sunraysia Solar Project Pty Ltd | Solar PV - Single axis tracking | Solar | 104 |  | 228.8 |  | Committed | SS | Dec 2020 | 2049 |  | Committed | Solar | 1447 | 2020-01-30 15:52 | 2020-01-29
VIC1 | Project | Bulgana Green Power Hub - Wind Farm |  | 0 | 204.4 | 204.4 | 204.4 | 204.4 | 204.4 | 204.4 | 204.4 | 204.4 | 204.4 | 204.4 | 204.4 | 204.4 | 204.4 | 204.4 | 204.4 | 204.4 | 204.4 | 204.4 | 204.4 | Bulgana Wind Farm Pty Ltd | Wind Turbine - Onshore | Wind | 56 | 193.76 | 204.4 |  | Committed | SS | Jan 2021 | 2049 |  | Committed | Wind | 1289 | 2019-10-29 | 2019-10-29
QLD1 | Project | Oakey 2 Solar Farm |  | 0 | 54.99 | 54.99 | 54.99 | 54.99 | 54.99 | 54.99 | 54.99 | 54.99 | 54.99 | 54.99 | 54.99 | 54.99 | 54.99 | 54.99 | 54.99 | 54.99 | 54.99 | 54.99 | 54.99 | RE Oakey Pty Ltd | Solar PV - Single axis tracking | Solar | 26 |  | 55.64 |  | Committed | SS | Oct 2020 |  |  | Committed | Solar | 1591 | 2020-01-29 08:57 | 2020-01-21
VIC1 | Project | Stockyard Hill Wind Farm |  | 0 | 0 | 254.79 | 511.07 | 511.07 | 511.07 | 511.07 | 511.07 | 511.07 | 511.07 | 511.07 | 511.07 | 511.07 | 511.07 | 511.07 | 511.07 | 511.07 | 511.07 | 511.07 | 511.07 | Stockyard Hill Wind Farm Pty Ltd | Wind Turbine - Onshore | Wind | 149 |  | 531.93 |  | Committed | SS | Dec 2020 | 2045 |  | Committed | Wind | 1187 | 2020-01-20 22:03 | 2020-01-14

## Site name changes
Previous Site Name | Updated Site Name | Effective from Publication Date
Lal Lal Wind Energy Facility - Elaine end | Elaine Wind Farm | 2019-11-12
Lal Lal Wind Energy Facility - Yendon end | Yendon Wind Farm | 43781
Oakey Solar Farm | Oakey 1 Solar Farm | 43781
Winton Asset Co. Pty Ltd as Trustee of the Winton Asset Trust | Winton Solar Farm | 43781
Ballarat Base Hospital | Ballarat Base Hospital Plant | 43664
Bannerton Solar Farm | Bannerton Solar Park | 43664
Battery of the Nation - Stage 1 | Battery of the Nation - Stage 1 | 43664
Battery of the Nation - Stage 2 | Battery of the Nation - Stage 2a | 43664
Battery of the Nation - Stage 3 | Battery of the Nation - Stage 2b | 43664
Battery of the Nation - Stage 4 | Battery of the Nation - Stage 3a | 43664
Battery of the Nation - Stage 5 | Battery of the Nation - Stage 3b | 43664
Berrybank Wind Farm - Stage 1 | Berrybank Wind Farm | 43664
Berrybank Wind Farm - Stage 2 | Berrybank Wind Farm | 43664
Beryl/Gulgong Solar Project | Gulgong Solar Project | 43664
Bordertown Power Station Gen | Vibe Energy - Bordertown Power Station Gen - Bordertown, SA | 43664
Brigalow Solar Farm | Maryrorough Solar Farm | 43664
Broadwater and Condong Co-generation plants | Broadwater | 43664
Broadwater and Condong Co-generation plants | Condong | 43664
Chepstowe Wind Farm | Chepstowe Wind Farm - VIC | 43664
Codrington | Codrington Wind Farm | 43664
Collinsville North Solar | Collinsville North Battery Project | 43664
Collinsville North Solar | Collinsville North Solar Project | 43664
Columboola | Columboola Solar Farm | 43664
Dalby | Dalby Solar Farm | 43664
Delga Solar Farm | Gangarri Solar Farm | 43664
Eildon Small Hydro | Eildon Pondage Power Station (EPPS) | 43664
ESCRI Dalrymple | Dalrymple BESS | 43664
Finley/Canalla Solar Project | Finley Solar Project | 43664
Hallet Repower | Hallet GT | 43664
Haughton Solar Farm | Haughton Solar Farm Stage 1 | 43664
Hume NSW | Hume Dam NSW | 43664
Hume VIC | Hume Dam VIC | 43664
Inverleigh Storage | Inverleigh Wind Farm Storage | 43664
Keyneton | Keyneton Wind Farm | 43664
Lake Bonney Battery Energy Storage | Lake Bonney BESS1 | 43664
Limondale Solar Plant 1 | Limondale Solar Farm 1 | 43664
Limondale Solar Plant 2 | Limondale Solar Farm 2 | 43664
Loy Yang A | Loy Yang A Power Station | 43664
Mallee Solar Park | Mallee Solar Farm | 43664
Manildra Photovoltaic Solar Farm | Manildra Solar Farm | 43664
McIntyre | MacIntyre Wind Farm | 43664
Moira Solar Farm | Wunghnu Solar Farm | 43664
Mortlake expansion | Mortlake | 43664
Mortlake South | Mortlake South Wind Farm | 43664
Mt Gellibrand | Mt Gellibrand Wind Farm | 43664
Nine Network Willoughby | Channel Nine - Willoughby, NSW | 43664
Quarantine expansion | Quarantine | 43664
Spencer Gulf Pumped Storage Hydro | Cultana Pumped Hydro Energy Storage | 43664
St George Leagues Club | St George Leagues Club - Kogarah, NSW | 43664
Stockyard Hill | Stockyard Hill Wind Farm | 43664
Suntop Solar Farm | Suntop Solar Farm Pty Ltd | 43664
Tatiara Meats | Vibe Energy - Tatiara Meat Gen, Bordertown, SA | 43664
Walcha Energy Project - Solar | Walcha Energy Project - Salisbury East Solar | 43664
Walcha Energy Project - Solar | Walcha Energy Project - Salisbury West Solar | 43664
Walcha Energy Project - Storage | Walcha Energy Project Storage - Dungowan PHES | 43664
Walcha Energy Project - Storage | Walcha Energy Project Storage - Salisbury BESS | 43664
Walcha Energy Project - Wind | Walcha Energy Project - Ruby Hills Wind Farm | 43664
Walcha Energy Project - Wind | Walcha Energy Project - Winterbourne Wind Farm | 43664
West Illawarra Leagues Club | Western Suburbs Leagues Club - Illawarra - Unanderra, NSW | 43664
Western Suburbs League Club Campbelltown | Western Suburbs Leagues Club - Campbelltown, NSW | 43664
Wild Cattle Hill Wind Farm | Cattle Hill Wind Farm | 43664
Winton Solar Farm | Winton Asset Co. Pty Ltd as Trustee of the Winton Asset Trust | 43664
Yarranlea Solar | Yarranlea Solar Farm | 43664