## Disclaimer
Disclaimer
This modelling assumptions workbook contains data provided by or collected from third parties,
and conclusions, opinions, assumptions or forecasts that are based on that data.
AEMO has made every effort to ensure the quality of the information in this workbook but cannot guarantee
that the information, forecasts and assumptions in it are accurate, complete or appropriate for your
circumstances. This modelling assumptions workbook does not include all of the information that an investor,
participant or potential participant in the electricity or gas market might require, and does not amount to a
recommendation of any investment.
Anyone proposing to use the information in this workbook should independently verify and check its
accuracy, completeness and suitability for purpose, and obtain independent and specific advice from
appropriate experts.
This dataset or the information in it may be subsequently updated or amended. This work does
not constitute legal or business advice, and should not be relied on as a substitute for obtaining detailed
legal advice about the National Electricity Law, the National Electricity Rules, or any other applicable
laws, procedures or policies.
Accordingly, to the maximum extent permitted by law, AEMO and its officers, employees and
consultants involved in the preparation of this document:
• make no representation or warranty, express or implied, as to the currency, accuracy, reliability or
completeness of the information in this workbook; and
• are not liable (whether by reason of negligence or otherwise) for any statements, opinions,
information or other matters contained in or derived from this publication, or any omissions from it,
or in respect of a person’s use of the information in this workbook.

## Change Log
Version History
Version Number | Date | Description
1 | 2019-02-05 | First industry release of draft 2019 market modelling assumptions for consultation.
1.1 | 2019-08-16 | Scenarios tab updated with final 2019-20 modelling scenarios settings
Existing and committed generator lists reflect the 8th August release of Generation Information.
Minimum stable levels and capacity constraints have been updated in the "Generation limits" sheet
Forced outage rates have been updated consistent with the ESOO 2019.
Coal prices have been updated to reflect Wood Mackenzie's final 2019 forecast for AEMO.
Updated closure dates to those submitted by generators in the 8th August release of Generation Information
Fixed O&M cost for existing OCGT's has been changed to correct an error in previous version.
Offshore Wind has been included as a build candidate in the Gippsland REZ.
Included Snowy 2.0 and Battery of the Nation in the "Storage properties" sheet.
Demand forecasting components reflect DRAFT 2019 forecasts. Final forecasts will be available from http://forecasting.aemo.com.au upon publication of the ESOO.
Corrected Pumped Hydro connection costs, as these costs are included in the build costs.
Capacity factors are now available for all available reference years.
WACC updated following consultation feedback.
Charge and Discharge efficiency has been added to the "Storage properties" sheet
Economic and Technical life of Pumped Hydro and Batteries have been corrected after being mislabelled in the previous version
Summary sheets have been added for Demand, Existing Generator Data, New Entrant data, Fuel Prices and Regional Build costs
Technology specific regional cost factors have been included
Hydro inflows and hydro inflow factors added
The following candidate Renewable Energy Zones have been added: • Wide Bay (QLD) • Wagga Wagga (NSW) • Central North Vic (VIC) The following modifications have occurred: The former Northern New South Wales Tablelands and New England REZs have been joined and redrawn • The former Central New South Wales Tablelands and Central West New South Wales REZs have been joined and redrawn • The former Murray River REZ was split into two separate zones and redrawn • The Gippsland REZ in Victoria was expanded to include off-shore wind capability. • The former Moyne REZ was expanded to include a greater area of South West Victoria. • Tasmanian REZs were refined to focus on areas with observed generator connection interest.
The Interconnector capability has been changed to reflect operational and planning updates.
Interconnector augmentation options have been updated to reflect best information from TNSPs and AEMO.
Generator operating limits and behaviours have been updated to reflect latest data and technical information.
Resource limits have been revised to reflect updated methodology. See section 5.4.2 in 2019 Planning and Forecasting Consultation responses on Scenarios, Inputs, Assumptions and Methodology.
REZ expansion costs, Network Capacity, and Additional Network Capacity with IC augmentations have been updated following additional work to refine expansion options for specific REZ, and in consultation with stakeholders.
Shadow generators for committed and candidate generators have been updated based on review and new options (given new generation has been commissioned).
1.2 | 2019-09-13 | Labels have been updated to $/kW for all technologies in the Build Cost sheet to reflect reported values.
Mount Emerald Wind farm was incorrectly listed as a NSW generator in the 'Summary Mapping' sheet, this has been corrected to QLD.
VIC to NSW forward direction was incorrectly labelled as VIC to SA forward direction. Note 4 in 'Augmentation options' sheet has been corrected.
AC network expansion of VIC-TAS Second IC Option 1 and 2 in 'Augmentation options' sheet has been clarified.
Corrected MLF shadow connection point for Cattle Hill and North West Tas Solar and Wind Candidates
Updated Seasonal Ratings to reflect August release of Generation information for Murra Warra Wind Farm – stage 1 and Lincoln Gap Wind Farm – stage 1
Updated Max Capacity to reflect August release of Generation information for Bogong / Mackay, Trevallyn, Oakey Power Station, Berrybank Wind Farm, Capital Wind Farm, Lake Bonney 1 Wind Farm, Starfish Hill Wind Farm, Wattle Point Wind Farm, Challicum Hills Wind Farm, Mortons Lane Wind Farm, Mt Gellibrand Wind Farm, Portland Wind Farm, Yaloak South Wind Farm and Gannawarra Energy Storage System.
A note has been added to the "Existing Gen Data Summary" that the expected retirement date in this summary sheet is indicative of the first unit's retirement date.
Additional VIC-TAS options included in Augmentation Options work sheet. Split VIC-NSW augmentation options to consider Humelink separately, and removal of option 11. Correction of typo in Note 4 in Augmentation Options work sheet. Updated proportioning factors work sheet including revision to interconnector augmentation options. Included new interconnector options in build limits information.
The New South Wales government has advised AEMO that development in the Southern NSW Tablelands (N4) REZ is to be precluded due to poor community support and high quality agricultural land. As advised, development in other areas of New South Wales would be more conducive to substantive development of renewables.
Updates to the 'Build Limits' sheet to reflect revised HumeLink and VNI augmentation approach.
Updated Millmerran unit MPP_1 Minimum stable level value in the 'Generation Limits' sheet.
Hydro climate factors updated to present specific factor trajectory for Tasmania
Added note to; Augmentation Options, Firm Capacity, Max Capacity, Seasonal Ratings sheets - "With the introduction of Marinuslink, the capacities of the following generators increase by: 100 MW across the west coast, 130 MW for Tarraleah and 90 MW capacity for Gordon."
Note added to Seasonal Rating: "Tamar Valley CCGT seasonal rating is based on being in a mothballed state. This unit can be recalled and may be explored in sensitivity analysis."
Updated calculation for PV uptake percentage for Demand Input Summary sheet.
Revised shadow MLF from Regional Reference Node to 1.0 for a number of projects.
Maximum demand has been updated to align PV generation with battery charging. Also, LIL in South Australia has increased.
Revised Electric Vehicle proportioning factors due to rounding errors.
Updated Tamer Valley CCGT FOM based on stakeholder feedback
Revised retirement and refurbishment dates for CS Power Stations based on stakeholder feedback.
Hydro Inflows update to capture historical observations for the Snowy scheme.
1.3 | 2019-12-12 | Waubra and Yambuk wind farm retirement dates corrected to capture 30 year technical life based on generic wind farm parameters.
Heat rate sheet updated to include "sent-out" note.
Added additional interconnector options QNI 2E and QNI 3E on Augmentation options and Proportioning factors
Revision of QNI Option 3D - Wollar used in place of Bayswater
Revision of VIC-NSW Option 5A - additional South Morang Transformer and cut in of Rowville-Thomastown 220 kV at South Morang, and change to Indicative Cost.
Revision of VIC-NSW Option 6 - location of powerflow controllers updated
Revision of VIC-NSW Option 7 - location of powerflow controllers updated
Revision of VIC-NSW Option 8 - location of powerflow controllers updated
Revision of VIC-NSW Option 11
Update of Build Limits Tab to reflect new IC options QNI 2E and 3E, update on EnergyConnect's impact on Riverland REZ
Update of Build Limits Tab to reflect group constraints for QLD
Update of Build Limits Tab to reflect additional capacity in V2 provided by VNI Option 8
Update to Electric Vehicles sheet to include % of fleet values for Residential, Vehicle to Home
Update to cost estimates to reflect latest advice from TNSPs on Augmentation options tab
Update of Energy Consumption tab for Operational Consumption as Sent-Out and Underlying Consumption.
1.4 | 2020-04-17 | Proportioning Factors tab: Update loss proportioning factors to include upgrade option QNI 2E.
Build Limits tab: Reduced cost/MW as a result of committed project for S8 (Eastern Eyre Peninsula)
Build Limits tab: Changed the Cost/MW for S6 and S7 (Leigh Creek) as a result of group constraint for S3 (Mid North SA) as well as dual pole changed to tower
Build Limits tab: Moved 500 MW capacity from Southern NSW tablelands to Wagga Wagga for HumeLink
Build Limits tab: Updated Riverland REZ from 1000 MW capacity gain for SA-NSW interconnector to 800 MW.
Build Limits tab: Solar resource capacity for V2 was increased as previously was not reflective of true interest in the area
Build Limits tab: Updated QLD REZ build limits to reflect calculation done in the MM
Build Limits tab: Updated Q1 cost/MW to remove small build uprate Woree 132 kV network to 275 kV network, as no longer considered feasible by Powerlink
Build Limits tab: Update N4 to have no cost/MW associated as no extra generation is allowed in the zone
Build Limits tab: Updated costing for TAS Midlands and North West - updated REZ capacity increase for MarinusLink for these two REZ zones too as per advice received from TasNetworks
Build Limits tab: Western Eyre, Eastern Eyre, MidNorth and Northern SA cost/MW changed to reflect costing for towers not dual pole
Build Limits tab: Yorke Peninsula cost/MW increased
Build Limits tab: South West Victoria cost/MW increased to accommodate 500 kV line from Moorabool to Sydenham
Build Limits tab: Central West transmission build limit decreased from 700 MW to 500 MW to account for newly committed generation
Build Limits tab: Mid North SA PV resource limit increased to 1300 MW to reflect updated generation information
Build Limits tab: Increase Central West Build Limit to 3000 MW to incorporate the NSW state government policy
Augmentation options tab: Increase transmission cost and REZ build costs
Augmentation options tab: Marinus Link cost estimate updated as per TasNetworks' advice on 28/02/2020.
Augmentation options tab: QNI options 2E, 3E and 3D limits changed.
Augmentation options tab: VNI Option 11 HVDC limits and cost estimates updated.
Update to Generation Information based on the 26th February release of Generation Information: •Added new Committed Projects (Goonumbla Solar Farm, Crudine Ridge Wind Farm, Gangarri Solar Farm, Lake Bonney BESS1) •Added Anticipated Projects (Berrybank Wind Farm - Stage 2, Murra Warra Wind Farm - Stage 2, Broadsound Solar Farm, Cape York Battery Power Plant - Storage, Cape York Battery Power Plant - Solar, Collector, Gunnedah Solar Farm, Metz Solar Farm, Suntop Solar Farm) •Update to Commission Dates and Installed Capacity of Committed Projects •Update to Expected Clousure Dates •Update to Seasonal ratings •Update of Site Names
Renewable Policy Targets tab: Added TRET and edited VRET to apply to all scenarios
Scenarios policy tab: Added TRET and edited VRET to apply to all scenarios
Build Costs tab: updated to be based on draft CSIRO GenCost 2019-20
Renewable Energy Zones tab: V6 cost increased from medium to high based on consultation feedback
Generation Limits tab: Edited description following consultation feedback
Augmentation options tab: QNI Minor (Option 1A) now committed, removed alternative QNI Minor options from workbook.
Augmentation options tab: Update interconnector options for QNI 2E/3E/3D to reflect a terminal station at Boggabri rather than Gunnedah/Narrabri.
Augmentation options tab: Update to Option 3D and 2E on Augmentation tab: removed cut-in for second Bayswater-Mt Piper 500 kV line at Wollar (this is no longer included in QNI augmentation cost).
Augmentation options tab: VNI-NSW Option 11 (HVDC option between Victoria and New South Wales) included.
Augmentation options tab: Updated earliest service date for augmentation options to reflect latest into from TNSPs and potential for expedited processes in some scenarios. Estimates for inter-network testing have been incorporated into the timing (network capacity may be released in stages).
Augmentation options tab: Removed HVDC alternative for Humelink to reflect latest outcomes from the RIT-T.
Max capacity and related tabs: Added MacIntyre Wind Farm to Anticipated projects
1.5 | 2020-07-30 | Build Limits tab: Changed footnote on Pumped Hydro Build limits to reflect updated approach.
Augmentation options tab: Added technical details for VIC-NSW Option 11.
Augmentation options tab: Minor wording changes to clarify options for VNI Option 1, QNI Option 3C, QNI option 2E.
Augmentations option tab: Power flow controller on Bannaby-Sydney West 330 kV line is removed from Humelink for consistency with TransGrid's Humelink PADR.
Augmentations option tab: Second 500/330 kV transformer at Wagga is removed from VNI Option 6, 7 and 8. This has been included with Humelink option.
Augmentations option tab: Note 13 included in relation to SA-NSW option.
Additional Tab added: Interconnector representation. This describes how the interconnectors are represented in the capacity expansion models
Additional Tab added: Transmission component costs – this describes the unit costs for transmission build used in cost estimates.
Updated REZ name Central West NSW to Central-West Orana throughout workbook.
Augmentations option tab: Updated SA-NSW to reflect new terminal station at Bundey,
Augmentations option tab: Updated descriptions for VNI 6 and VNI 7 to reflect the new terminal station north of Ballarat
Build costs tab: deleted the repeated build cost table from CSIRO GenCost 2019-20
Additional Tab added: CCGT Unit Maximum Capacity. This tab provides the maximum capacity (MW) of CCGT gas and steam turbines separately.
Additional Tab added: GPG_Min Stable Level. This tab provides the minimum operating levels (MW) for large GPG units.
Additional Tab added: Max Ramp Rates. This tab provides the maximum rates of change (MW/min) for thermal unit output up and down.
Additional Tab added: Min Up&Down Times. This tab provides the miniumum time (h) online or offline for large GPG units.
Additional Tab added: Complex Heat rates. This tab provides parameters to produce heat rate curves for thermal units.
Additional Tab added: Start Cost of GPG. This tab provides the notification time (h) and start up costs ($/MW) for CCGTs and gas-powered steam turbines.
Minimum capacity factor information provided for GPG units, represented in the DLT model
Additional clarity provided on TRET and VRET implementation
2.0 | 2020-09-01 | Demand forecast tabs (orange): Updated to reflect 2020 ESOO consumption and demand forecast
Gas and Liquid fuel price tab: Update Gas prices based on December 2019 Core Energy Gas price outlook
Build Costs tab: updated to be based on CSIRO GenCost 2019-20 final report
Maximum capacity tab: Updated based on July 2020 Geninfo
Firm capacity tab: Updated based on July 2020 Geninfo
Seasonal ratings tab: Updated based on July 2020 Geninfo
Fixed OPEX tab: Updated based on July 2020 Geninfo
Variable OPEX tab: Updated based on July 2020 Geninfo
MLF tab: Updated based on July 2020 Marginal loss factors
Carbon Budgets tab: carbon budget updated for the period 2021 to 2050 (financial years ending)
Scenarios tab updated with 2020 modelling scenarios settings - Large-scale renewable build cost trajectories
Data correction for heat rate curves.
Australian dollars have been updated from $ 2019 to $ 2020 using All groups CPI index values - June 2020 from the Australian Bureau of Statistics at https://www.abs.gov.au/AUSSTATS/abs@.nsf/Lookup/6401.0Main+Features1June%202020?OpenDocument
Auxiliary tab: Auxiliary Load for existing, committed and anticipated generators updated based on July 2020 Geninfo
Generator Reliability Settings tab: Updated outage data for existing units based on 2020 ESOO
Gas infrastructure updated to reflect the 2020 GSOO information (with costs scaled to Real June 2020)
2.1 | 2020-11-27 | Seasonal ratings tab: Update to clarify Temporary Generation South summer availability assumption to align with 2020 ESOO.

## Assumptions Summary
2020 Modelling Assumptions
This file presents tables of input data for 2020 market modelling studies. It is a compilation of data from a number of sources, listed below.
All values in this workbook are as at 30 June 2020 real dollars.
Version History
Version Number | Date | Description
1 | 2019-02-05 | First industry release of draft 2019 market modelling assumptions for consultation.
1.1 | 2019-09-03 | Updates based on 2019 Consultation feedback, updated information from stakeholders and 2019 forecasting components.
1.2 | 2019-09-13 | Revisions based on feedback from publication of 1.1.
1.3 | 2019-12-12 | Issued to accompany Draft ISP publication
1.4 | 2020-04-17 | Updates following Draft ISP publication feedback
1.5 | 2020-07-30 | Issued to accompany 2020 ISP publication
2 | 2020-09-01 | Issued to accompany 2020-21 IASR
2.1 | 2020-11-27 | Issued to accompany reliability instrument request.
Worksheet Descriptions
Worksheet | Assumptions Grouping | Description | Source
Scenarios | Scenario and REZ settings | Summary of scenario dimensions and parameters | AEMO
Renewable Energy Zones |  | Renewable Energy Zones | AEMO
Demand Input Summary | Summary data | Summary (calculated) of the Demand Forecasts | Calculated data
Existing Gen Data Summary |  | Summary (calculated) of the generator technical data
New Entrant Data Summary |  | Summary (calculated) of the new entrant's technical data
Fuel Price Summary |  | Summary (calculated) of generator fuel costs
Regional Build Cost Summary |  | Summary (calculated) of regional build costs for a selectable scenario / technology.
Energy Consumption | Demand | Electricity consumption forecasts | AEMO forecasts (ESOO 2020) BIS Oxford Economics, 2020 Macroeconomic forecasts and COVID-19 update CSIRO and GEM DER forecasts (2020)
Maximum Demand |  | Peak demand forecasts
Gross State Product |  | Forecast of broader economic growth (GSP)
Rooftop PV |  | Rooftop PV capacity and generation forecast
PVNSG |  | PV non-scheduled generation (PVNSG) capacity and generation forecast
Electric Vehicles |  | Electric vehicle energy consumption and fleet size forecast
DSP |  | Demand side participation forecast
Embedded energy storages |  | Embedded consumer energy storage (battery) forecast
Aggregated energy storages |  | The 'aggregated' share of embedded energy storages that is modelled like a Virtual Power Plant (VPP).
Renewable Policy Targets | Policy settings | Combined Base LRET parameters Target renewable settings for the Queensland and Victorian Renewable Energy Targets respectively | Clean Energy Regulator, Office of Chief Economist QLD and VIC public policy documents
Carbon Budgets |  | Emissions reductions percentages by 2050 based on 2005 levels and the cumulative emissions budgets to achieve these reductions. | AEMO
Scenario Policy Settings |  | A breakdown of the policy settings in each of the 5 scenarios. | AEMO
Interconnector Capability | Interconnector and transmission settings | Maximum forward and reverse interconnector flow capability for capacity expansion modelling | 2017 Interconnector capabilities report; adjustments for capacity expansion modelling
Proportioning factors |  | Proportion of interconnector losses applied to regional reference nodes | 2019 Regional Boundaries and Marginal Loss Factors
Augmentation options |  | Capability, cost and timing for interconnector augmentation options | AEMO
Interconnector representation |  | Description of how the interconnectors are modelled in the capacity expansion models | AEMO
Transmission component costs |  | Unit costs of Transmission Augmentations | AEMO internal database
Maximum capacity | Generator reliability settings | Installed capacity of existing, committed and anticipated generators. Existing generators refer to maximal seasonal ratings. | Generator information (2020 July release)
Reserves |  | Minimum reserve levels for reliable regional supply | AEMO internal study
Firm Capacity |  | Firm capacity of existing, committed and anticipated generators and new entrant generator classes | Generator information (2020 July release)
Generation limits |  | Unit commitment constraints for capacity outlook models | GHD, 2018 AEMO costs and technical parameter review, ACIL Allen, 2014 fuel and technical cost review AEMO internal study
Seasonal ratings |  | Winter and summer ratings for existing, committed, advanced and new entrant generators | Generator information (2020 July release)
Maintenance |  | The percentage of time per year that a generator is expected to be out of service for maintenance. De-rating applied to generators under maintenance, staged construction or to track age-related degradation | GHD, 2018 AEMO costs and technical parameter review, AEMO internal study
Generator Reliability Settings |  | Defines a generators' forced outage rate, mean time to repair after an outage, and the derating experienced during a partial outage | GHD, 2018 AEMO costs and technical parameter review, AEMO internal study
Hydro Climate Factor |  | Hydro inflow adjustments to capture climate risks | AEMO internal study
Hydro Scheme Inflows |  | Monthly aggregated inflow trends for reference years | AEMO internal study and Hydro operators
Build cost | Generator technical and financial settings | Capital Cost projections are based on CSIRO 2019-20 GenCost "Central" and "High VRE" scenarios. | GHD, 2018 AEMO costs and technical parameter review, CSIRO, 2018, GenCost 2018; Updated projections of electricity generation technology costs, Entura, 2018, Pumped hydro cost modelling CSIRO, 2020, GenCost 2019-20; Updated projections of electricity generation technology costs
Regional Cost Factors |  | Regional cost factors provide an indication of the variation in new entrants generators cost based on the shift in labour, equipment and shipping/delivery cost between regions. Remoteness is also taken into account, leading to three different cost factors (low, medium and high) within each region. | GHD, 2018 AEMO costs and technical parameter review
Generator Regional Build Cost |  | Build cost trajectories calculated for different new generators. These are calculated by applying Regional Cost factors to baseline Melbourne-specific overnight capital costs. | GHD, 2018 AEMO costs and technical parameter review, CSIRO, 2018, GenCost 2018; Updated projections of electricity generation technology costs, CSIRO, 2020, GenCost 2019-20; Updated projections of electricity generation technology costs
Connection cost |  | Cost to connect different generation technologies. | AEMO internal study
Build limits |  | Modelled limitations impacting build constraints within the expansion modelling | AEMO internal study
Capacity Factors |  | Capacity factors for renewable generators in the renewable energy zones | DNVGL, AEMO analysis outcomes
Lead times and project life |  | Modelled limitations impacting build timings within the expansion modelling | GHD, 2018 AEMO costs and technical parameter review
WACC |  | Weighted average cost of capital for new generation projects | Energy Networks Australia: 2019 RIT-T Economic Assessment Handbook (March 2019)
Storage properties |  | Battery storage to power ratio, lifetime and round-trip efficiency | GHD, 2018 AEMO costs and technical parameter review
Coal and Biomass price |  | Coal fuel price for each coal generator | Wood Mackenzie, 2019 coal price forecast
Gas and Liquid fuel price |  | Fuel price for each gas and liquid fuel generator | Core Energy, 2019 wholesale gas price outlook, ACIL Allen, 2014 fuel and technical cost review
Refurbishment |  | Cost and timing for refurbishment of ageing generators | Public announcements, AEMO internal study, GHD
Retirement |  | Announced and end-of-technical-life generator retirement | Public announcements, AEMO Generation Information
Heat rates |  | Efficiency of conversion of fuel to output for thermal generators | GHD, 2018 AEMO costs and technical parameter review
Auxiliary |  | Auxiliary (self) load for each generator or generator class | GHD, 2018 AEMO costs and technical parameter review, Generator information (2020 July release)
Fixed OPEX |  | Fixed operating cost regardless of output for each generator or generator class | GHD, 2018 AEMO costs and technical parameter review
Variable OPEX |  | Variable operating cost per MWh of output for each generator or generator class | GHD, 2018 AEMO costs and technical parameter review
Emissions |  | Emissions production per MWh of output for each generator or generator class | GHD, 2018 AEMO costs and technical parameter review
Marginal Loss Factors |  | Marginal loss factors for each generator | 2020 Regional Boundaries and Marginal Loss Factors (2020 July release)
Complex Heat Rates | ST model properties | Heat rate curves for large thermal units | GHD 2018, AEMO costs and technical parameter review. Gas-fired steam turbine curves from AEMO internal study
Maximum Ramp Rates |  | Maximum rates of change for thermal unit output up and down | GHD 2018, AEMO costs and technical parameter review. Aurecon 2019, AEMO Cost and technical parameter review. AEMO internal study
CCGT Unit Maximum Capacity |  | Maximum capacity of CCGT gas and steam turbines | Generator information (2020 February release). Aurecon 2019, AEMO Cost and technical parameter review.
GPG Minimum Stable Level |  | Minimum operating levels for large GPG units | GHD 2018, AEMO costs and technical parameter review. Aurecon 2019, AEMO Cost and technical parameter review. AEMO internal study
Minimum Up and Down Times |  | Miniumum time online or offline for large GPG units | ACIL Allen, 2014 AEMO Fuel and Technology Cost Review, Gas-fired steam turbine values from AEMO internal study based on Gas Bullettin Board and EMMS
GPG Start Cost |  | Cost to start from cold or warm state | GHD 2018, AEMO costs and technical parameter review
Gas infrastructure | Gas system properties | Pipeline, processing facilities and storage facilities details including capacity | 2020 GSOO stakeholder surveys
Pipeline transmission tariffs |  | Natural gas pipeline transmission tariffs ($/GJ) | 2020 GSOO stakeholder surveys, and Core Energy Group
Gas reserves and resources |  | Natural gas reserve and resource quantities (PJ) | 2020 GSOO stakeholder surveys, and Core Energy Group
Gas production costs |  | Cost of production for natural gas reserves and resources ($/GJ) | 2020 GSOO stakeholder surveys, and Core Energy Group
Gas expansion candidates |  | To be updated for the 2021 GSOO | To be updated for the 2021 GSOO
Supporting Materials
For further details on input assumptions and sources visit: | http://aemo.com.au/Electricity/National-Electricity-Market-NEM/Planning-and-forecasting/Inputs-Assumptions-and-Methodologies
Source | Materials
GHD, 2018 AEMO costs and technical parameter review | https://aemo.com.au/energy-systems/electricity/national-electricity-market-nem/nem-forecasting-and-planning/scenarios-inputs-assumptions-methodologies-and-guidelines
CSIRO, 2019, GenCost 2019-20; Updated projections of electricity generation technology costs
Wood Mackenzie Coal Cost Report
Entura, 2018, Pumped hydro cost modelling
Core Energy, 2019 (December) wholesale gas price outlook
Generator information (2020 July release) | https://www.aemo.com.au/Electricity/National-Electricity-Market-NEM/Planning-and-forecasting/Generation-information
AEMO, 2019 Market Modelling Methodology report | https://www.aemo.com.au/-/media/Files/Electricity/NEM/Planning_and_Forecasting/Inputs-Assumptions-Methodologies/2019/Market-Modelling-Methodology-Paper.pdf
BIS Oxford Economics, 2020, Macroeconomic projections report | https://aemo.com.au/-/media/files/electricity/nem/planning_and_forecasting/inputs-assumptions-methodologies/2020/bis-oxford-economics-macroeconomic-projections.pdf?la=en
BIS Oxford Economics, 2020, Macroeconomic Central scenario and Downside scenario forecast | https://aemo.com.au/-/media/files/electricity/nem/planning_and_forecasting/inputs-assumptions-methodologies/2020/bis-oxford-economics-macroeconomic-central-scenario-and-downside-scenario-forecast.pdf?la=en
CSIRO, 2020, Projections for small-scale embedded technologies | https://www.aemo.com.au/-/media/Files/Electricity/NEM/Planning_and_Forecasting/Inputs-Assumptions-Methodologies/2019/2019-Projections-for-Small-Scale-Embedded-Technologies-Report-by-CSIRO.pdf
Green Energy Markets, 2020, Projections for distributed energy resources - solar PV and stationary energy battery systems. | https://aemo.com.au/-/media/files/electricity/nem/planning_and_forecasting/inputs-assumptions-methodologies/2020/green-energy-markets-der-forecast-report.pdf?la=en
AEMO, 2020 GSOO stakeholder surveys and gas supply input data | 2020 Gas Statement of Opportuntities supply input data files. Available at: https://www.aemo.com.au/-/media/files/gas/national_planning_and_forecasting/gsoo/2020/2020-gsoo-supply-input-data-files.zip?la=en
Aurecon, 2019 AEMO Cost and Technical Parameter Review | https://www.aemo.com.au/-/media/files/electricity/nem/planning_and_forecasting/inputs-assumptions-methodologies/2019/aemo-aurecon-gen-cost-2019-20200304b.xlsx?la=en&hash=1B9B3E6CEAF8C5A6B535E25E4022516E

## Scenarios
Go to Assumptions Summary
Summary of scenario parameters
Scenario | Slow Change | Central | Fast change | High DER | Step Change
Demand Drivers
Economic growth and population outlook | Low | Moderate | Moderate | Moderate | High
Energy efficiency improvement | Low | Moderate | Moderate | Moderate | High
DSP as a % of maximum demand under market price cap conditions by 2050 | Low (continue current % of MD) | Moderate (4.88% of MD) | Moderate (4.88% of MD) | Moderate (4.88% of MD) | High (8.5% of MD)
DER Uptake
Rooftop PV | Low | Moderate | Moderate – High | High | High
Battery storage installed capacity | Low | Moderate | Moderate – High | High | High
Battery storage aggregation by 2050 | Existing trials do not successfully demonstrate a strong business case for VPP aggregation. Low role for energy storage aggregators and VPPs. | Moderate role for energy storage aggregators and VPPs | Existing trials demonstrate a business case for VPP aggregation. High role for energy storage aggregators and VPPs | Existing trials demonstrate a business case for VPP aggregation. High role for energy storage aggregators and VPPs | Existing trials demonstrate a business case for VPP aggregation. High role for energy storage aggregators and VPPs, faster than all other scenarios
Electric vehicle uptake | Low | Moderate | Moderate-High | Moderate-High | High (Assumes zero emissions transport sector by 2050)
Electric Vehicle Charging Times | Delayed adoption of infrastructure and tariffs to enable ‘better’ charging options. No move from time-of-use flex charging to fully coordinated dynamic charging. | Moderate adoption of infrastructure and tariffs to enable ‘better’ charging options. Some move from time-of-use flex charging to fully coordinated dynamic charging post 2030. | Faster adoption of infrastructure and tariffs to enable ‘better’ charging options. Some move from time-of-use flex charging to fully coordinated dynamic charging post 2030. | Faster adoption of infrastructure and tariffs to enable ‘better’ charging options. Significant move from time-of-use flex charging to fully coordinated dynamic charging post 2030. | Faster adoption of infrastructure and tariffs to enable ‘better’ charging options. Significant move from time-of-use flex charging to fully coordinated dynamic charging post 2030.
Emissions Summary
Relative Concentration Pathway (average temperature rise) | RCP 8.5 | RCP 7.0 | RCP 4.5 | RCP 7.0 | RCP 1.9 or RCP 2.6
| (>4.5 oC) | (3.0 – 4.5 oC) | (2.5 – 2.7 oC) | (3.0 – 4.5 oC) | (1.4 – 1.8 oC)
Hydro inflow reduction by 2050 | -18% | -14% | -7% | -14% | -4%
Large-scale renewable build cost trajectories
Solar PV | Weaker reductions than CSIRO GenCost 2020 Central scenario | CSIRO GenCost 2020 Central scenario | CSIRO GenCost 2020 High VRE scenario | CSIRO GenCost 2020 Central scenario | Stronger reductions than CSIRO GenCost 2020 High VRE scenario
Wind | Weaker reductions than CSIRO GenCost 2020 Central scenario | CSIRO GenCost 2020 Central scenario | CSIRO GenCost 2020 High VRE scenario | CSIRO GenCost 2020 Central scenario | Stronger reductions than CSIRO GenCost 2020 High VRE scenario
Pumped Hydro | No variability of PHES costs is applied across scenarios. Pumped hydro costs do not change significantly owing to the high maturity of its plant components and starting costs for pumped hydro have also increased. The lack of scenario dispersion is consistent with the approach within CSIRO GenCost 2020.
Battery | CSIRO GenCost 2020 Central scenario | CSIRO GenCost 2020 Central scenario | CSIRO GenCost 2020 High VRE scenario | CSIRO GenCost 2020 Central scenario | Stronger than CSIRO GenCost 2020 High VRE scenario
Solar Thermal | Weaker reductions than CSIRO GenCost 2020 Central scenario | CSIRO GenCost 2020 Central scenario | CSIRO GenCost 2020 High VRE scenario | CSIRO GenCost 2020 Central scenario | Stronger reductions than CSIRO GenCost 2020 High VRE scenario
Investment and retirement considerations
Generator retirements | Maintained at least until expected closure year, and potentially extended if economic to do so | In line with expected closure years, or earlier if economic to do so. | In line with expected closure year, or earlier if economic or driven from decarbonisation objectives | In line with expected closure years, or earlier if economic to do so. | In line with expected closure year, or earlier if economic or driven from decarbonisation objectives
Project finance costs | High | Moderate | Moderate | Moderate | Moderate
Gas Market Settings
Gas prices | Core Energy 2019 (December), Slow | Core Energy 2019 (December), Central (Lower) | Core Energy 2019 (December), Central (Lower) | Core Energy 2019 (December), Central (Lower) | Core Energy 2019 (December), Central (Upper)
New gas supplies | As forecast in AEMO's 2020 GSOO | As forecast in AEMO's 2020 GSOO | As forecast in AEMO's 2020 GSOO | As forecast in AEMO's 2020 GSOO | As forecast in AEMO's 2020 GSOO
All other gas market settings | Consistent with AEMO's 2020 GSOO Slow Change scenario | Consistent with AEMO's 2020 GSOO Neutral scenario | Consistent with AEMO's 2020 GSOO Neutral scenario | Consistent with AEMO's 2020 GSOO Neutral scenario | Consistent with AEMO's 2020 GSOO Fast change scenario
Coal Price Settings
Coal prices | WoodMackenzie 2019, Slow | WoodMackenzie 2019, Neutral | WoodMackenzie 2019, Neutral | WoodMackenzie 2019, Neutral | WoodMackenzie 2019, Fast
360
290
650
540

## Renewable Energy Zones
Go to Assumptions Summary
Candidate Renewable Energy Zones |  |  |  |  | Renewable Energy Zone Map | NEM Regional Cost Zone Map4
List of Candidate Renewable Energy Zones (REZs) by NEM region and zone
Build cost at each REZ that reflects the NEM regional cost zone map
# | Name | NEM Region | NEM Zone | Regional Cost Zones
Q1 | Far North QLD | QLD | NQ | Low1
Q2 | North Qld Clean Energy Hub | QLD | NQ | Low1
Q3 | Northern Qld | QLD | NQ | Low
Q4 | Isaac | QLD | NQ | Low1
Q5 | Barcaldine | QLD | CQ | Medium
Q6 | Fitzroy | QLD | CQ | Low
Q7 | Wide Bay | QLD | CQ | Low1
Q8 | Darling Downs | QLD | SWQ | Low1
N1 | North West NSW | NSW | NNS | Medium
N2 | New England | NSW | NNS | Low
N3 | Central-West Orana | NSW | NCEN | Medium
N4 | Southern NSW Tablelands | NSW | CAN | Low
N5 | Broken Hill | NSW | SWNSW | High3
N6 | South West NSW | NSW | SWNSW | High
N7 | Wagga Wagga | NSW | SWNSW | Medium1
N8 | Tumut | NSW | CAN | Medium
N9 | Cooma-Monaro | NSW | CAN | Medium
V1 | Ovens Murray | VIC | NVIC | Medium2
V2 | Murray River | VIC | NVIC | Medium1
V3 | Western Victoria | VIC | CVIC | Medium2
V4 | South West Victoria | VIC | MEL | Medium2
V5 | Gippsland | VIC | LV | Low1
V6 | Central North Vic | VIC | NVIC | High5
S1 | South East SA | SA | SESA | Low1
S2 | Riverland | SA | NSA | Low
S3 | Mid-North SA | SA | NSA | Low1
S4 | Yorke Peninsula | SA | NSA | Low
S5 | Northern SA | SA | NSA | Medium
S6 | Leigh Creek | SA | NSA | Medium1
S7 | Roxby Downs | SA | NSA | Medium1
S8 | Eastern Eyre Peninsula | SA | NSA | Medium
S9 | Western Eyre Peninsula | SA | NSA | Medium
T1 | North East Tasmania | TAS | TAS | Low1
T2 | North West Tasmania | TAS | TAS | Medium2 |  | Note:
T3 | Tasmania Midlands | TAS | TAS | Low1 |  | 4. Not all costs are homogenous under each category zone. Regional factors result in variances amongst each category.
Note:
1. When a REZ zone covers two regional cost zones, the lower cost zone is utilised
2. When a REZ zone covers all three regional cost zones, the medium cost zone is utilised
3. When a REZ zone crosses state borders, the regional cost zones from the NEM Region of the REZ are utilised.
5. Central North VIC costs increased to "High" category based on feedback to AEMO's 2020 Draft ISP and 2020 Inputs and Assumptions Consultation

## Demand Input Summary
Go to Assumptions Summary
Demand Input Summary |  |  | Note: | Further information is available at http://forecasting.aemo.com.au
NEM Gross State Product growth
| 2020-21 | 2021-22 | 2022-23 | 2023-24 | 2024-25 | 2025-26 | 2026-27 | 2027-28 | 2028-29 | 2029-30 | 2030-31 | 2031-32 | 2032-33 | 2033-34 | 2034-35 | 2035-36 | 2036-37 | 2037-38 | 2038-39 | 2039-40 | 2040-41 | 2041-42 | 2042-43 | 2043-44 | 2044-45 | 2045-46 | 2046-47 | 2047-48 | 2048-49 | 2049-50
Slow change | 100% | 108.6% | 118.4% | 123.1% | 127.5% | 131.5% | 134.7% | 137.5% | 140.3% | 143.2% | 146.1% | 149.1% | 152.1% | 155% | 157.8% | 160.6% | 163.3% | 165.8% | 168.3% | 170.9% | 173.5% | 176.1% | 178.8% | 181.4% | 184.1% | 186.8% | 189.5% | 192.3% | 195% | 197.7%
Central | 100% | 110.7% | 114.7% | 118% | 121% | 124% | 127.2% | 130.4% | 133.7% | 137.1% | 140.5% | 144% | 147.4% | 151% | 154.5% | 157.9% | 161.2% | 164.4% | 167.5% | 170.6% | 173.9% | 177.1% | 180.4% | 183.8% | 187.2% | 190.7% | 194.2% | 197.8% | 201.4% | 205.1%
High DER | 100% | 110.7% | 114.7% | 118% | 121% | 124% | 127.2% | 130.4% | 133.7% | 137.1% | 140.5% | 144% | 147.4% | 151% | 154.5% | 157.9% | 161.2% | 164.4% | 167.5% | 170.6% | 173.9% | 177.1% | 180.4% | 183.8% | 187.2% | 190.7% | 194.2% | 197.8% | 201.4% | 205.1%
Fast Change | 100% | 110.7% | 114.7% | 118% | 121% | 124% | 127.2% | 130.4% | 133.7% | 137.1% | 140.5% | 144% | 147.4% | 151% | 154.5% | 157.9% | 161.2% | 164.4% | 167.5% | 170.6% | 173.9% | 177.1% | 180.4% | 183.8% | 187.2% | 190.7% | 194.2% | 197.8% | 201.4% | 205.1%
Step Change | 100% | 111.2% | 115.5% | 119.1% | 122.6% | 126.1% | 129.6% | 133.2% | 137% | 140.9% | 144.9% | 148.9% | 153.1% | 157.2% | 161.5% | 165.6% | 169.7% | 173.7% | 177.6% | 181.5% | 185.6% | 189.7% | 193.8% | 198% | 202.3% | 206.7% | 211.1% | 215.6% | 220.1% | 224.7%
Distributed PV Generation Relative to Underlying Demand | 2024-25: Note: this includes PVNSG and Rooftop PV
| 2020-21 | 2021-22 | 2022-23 | 2023-24 | 2024-25 | 2025-26 | 2026-27 | 2027-28 | 2028-29 | 2029-30 | 2030-31 | 2031-32 | 2032-33 | 2033-34 | 2034-35 | 2035-36 | 2036-37 | 2037-38 | 2038-39 | 2039-40 | 2040-41 | 2041-42 | 2042-43 | 2043-44 | 2044-45 | 2045-46 | 2046-47 | 2047-48 | 2048-49 | 2049-50
Slow change | 8.791% | 9.642% | 10.38% | 10.98% | 11.48% | 11.93% | 12.65% | 13.21% | 13.73% | 15.61% | 15.94% | 16.34% | 16.68% | 16.95% | 17.17% | 17.43% | 17.61% | 17.78% | 18% | 18.23% | 18.46% | 18.66% | 18.86% | 19.11% | 19.34% | 19.56% | 19.79% | 20.07% | 20.34% | 20.59%
Central | 8.655% | 9.479% | 10.37% | 11.18% | 11.95% | 12.7% | 13.46% | 14.18% | 14.74% | 15.14% | 15.45% | 15.83% | 16.2% | 16.55% | 16.95% | 17.33% | 17.63% | 17.98% | 18.23% | 18.44% | 18.66% | 18.81% | 19% | 19.31% | 19.65% | 20% | 20.35% | 20.73% | 21.04% | 21.3%
High DER | 8.794% | 9.822% | 10.97% | 12.16% | 13.4% | 14.77% | 16.07% | 17.33% | 18.52% | 19.51% | 20.24% | 21.18% | 22.22% | 23.06% | 23.75% | 24.5% | 25.07% | 25.89% | 26.48% | 27.08% | 27.7% | 28.17% | 28.75% | 29.4% | 30% | 30.58% | 31.21% | 31.9% | 32.53% | 33.12%
Fast Change | 8.656% | 9.538% | 10.65% | 11.71% | 12.69% | 13.8% | 14.75% | 15.56% | 16.17% | 16.55% | 16.83% | 17.12% | 17.39% | 17.65% | 18.01% | 18.49% | 18.93% | 19.43% | 19.83% | 20.21% | 20.57% | 20.95% | 21.43% | 21.94% | 22.39% | 22.8% | 23.22% | 23.67% | 24.09% | 24.51%
Step Change | 8.702% | 10.01% | 11.29% | 12.79% | 14.38% | 15.93% | 17.24% | 18.67% | 19.86% | 20.88% | 21.65% | 22.45% | 23.32% | 24.17% | 24.73% | 25.24% | 25.5% | 25.97% | 26.24% | 26.44% | 26.75% | 26.89% | 27.09% | 27.36% | 27.56% | 27.77% | 28.02% | 28.32% | 28.53% | 28.72%
Total NEM Summer DSP relative to NEM Operational Max Demand with coincident regional peaks
| 2020-21 | 2021-22 | 2022-23 | 2023-24 | 2024-25 | 2025-26 | 2026-27 | 2027-28 | 2028-29 | 2029-30 | 2030-31 | 2031-32 | 2032-33 | 2033-34 | 2034-35 | 2035-36 | 2036-37 | 2037-38 | 2038-39 | 2039-40 | 2040-41 | 2041-42 | 2042-43 | 2043-44 | 2044-45 | 2045-46 | 2046-47 | 2047-48 | 2048-49 | 2049-50
Slow change | 1.99% | 1.997% | 1.965% | 1.957% | 1.96% | 1.96% | 1.985% | 1.985% | 1.99% | 2.118% | 2.126% | 2.137% | 2.151% | 2.165% | 2.165% | 2.179% | 2.182% | 2.19% | 2.194% | 2.201% | 2.202% | 2.209% | 2.212% | 2.219% | 2.215% | 2.221% | 2.224% | 2.221% | 2.237% | 2.242%
Central | 1.802% | 1.901% | 2.003% | 2.105% | 2.207% | 2.309% | 2.412% | 2.514% | 2.618% | 2.721% | 2.824% | 2.927% | 3.031% | 3.135% | 3.238% | 3.342% | 3.446% | 3.551% | 3.654% | 3.758% | 3.862% | 3.966% | 4.07% | 4.175% | 4.279% | 4.383% | 4.487% | 4.591% | 4.695% | 4.799%
High DER | 1.814% | 1.915% | 2.014% | 2.12% | 2.22% | 2.322% | 2.416% | 2.509% | 2.604% | 2.694% | 2.769% | 2.852% | 2.947% | 3.053% | 3.145% | 3.262% | 3.371% | 3.484% | 3.602% | 3.719% | 3.851% | 3.975% | 4.094% | 4.233% | 4.358% | 4.489% | 4.625% | 4.757% | 4.901% | 5.043%
Fast Change | 1.813% | 1.914% | 2.013% | 2.118% | 2.214% | 2.321% | 2.414% | 2.505% | 2.606% | 2.701% | 2.787% | 2.877% | 2.974% | 3.076% | 3.17% | 3.293% | 3.399% | 3.515% | 3.635% | 3.751% | 3.873% | 3.991% | 4.111% | 4.234% | 4.361% | 4.48% | 4.601% | 4.724% | 4.859% | 4.976%
Step Change | 1.735% | 1.971% | 2.197% | 2.428% | 2.636% | 2.855% | 3.064% | 3.261% | 3.458% | 3.652% | 3.806% | 3.972% | 4.151% | 4.333% | 4.503% | 4.721% | 4.892% | 5.08% | 5.282% | 5.47% | 5.672% | 5.873% | 6.075% | 6.299% | 6.507% | 6.75% | 6.998% | 7.259% | 7.582% | 7.92%
Battery Storage Capacity Relative to Summer NEM Operational Max Demand with coincident regional peaks
| 2020-21 | 2021-22 | 2022-23 | 2023-24 | 2024-25 | 2025-26 | 2026-27 | 2027-28 | 2028-29 | 2029-30 | 2030-31 | 2031-32 | 2032-33 | 2033-34 | 2034-35 | 2035-36 | 2036-37 | 2037-38 | 2038-39 | 2039-40 | 2040-41 | 2041-42 | 2042-43 | 2043-44 | 2044-45 | 2045-46 | 2046-47 | 2047-48 | 2048-49 | 2049-50
Slow change | 0.02903% | 0.04811% | 0.06723% | 0.08195% | 0.1112% | 0.1458% | 0.185% | 0.2259% | 0.2655% | 0.3269% | 0.355% | 0.4364% | 0.4879% | 0.5532% | 0.5939% | 0.6204% | 0.643% | 0.6631% | 0.6878% | 0.7129% | 0.7355% | 0.7604% | 0.7877% | 0.8145% | 0.84% | 0.8662% | 0.8924% | 0.9178% | 0.946% | 0.9756%
Cental | 0.05881% | 0.09501% | 0.1419% | 0.2035% | 0.2874% | 0.3988% | 0.5448% | 0.6999% | 0.8831% | 1.154% | 1.398% | 1.765% | 2.032% | 2.326% | 2.614% | 2.895% | 3.18% | 3.449% | 3.737% | 4.004% | 4.263% | 4.535% | 4.838% | 5.118% | 5.337% | 5.544% | 5.765% | 6% | 6.209% | 6.447%
High DER | 0.1307% | 0.2266% | 0.5524% | 1.092% | 1.839% | 2.817% | 3.922% | 5.238% | 6.688% | 8.292% | 9.432% | 10.7% | 12.09% | 13.6% | 14.94% | 16.36% | 17.1% | 17.8% | 18.66% | 19.45% | 20.32% | 21.19% | 22.13% | 23.09% | 24.09% | 25.05% | 26.12% | 27.24% | 28.31% | 29.52%
Fast Change | 0.1039% | 0.1702% | 0.2734% | 0.4063% | 0.5967% | 0.8679% | 1.236% | 1.694% | 2.238% | 2.924% | 3.592% | 4.493% | 5.318% | 6.109% | 6.781% | 7.405% | 7.952% | 8.465% | 9.05% | 9.612% | 10.26% | 10.91% | 11.63% | 12.3% | 12.87% | 13.39% | 13.95% | 14.56% | 15.15% | 15.75%
Step Change | 0.1341% | 0.242% | 0.5614% | 1.192% | 2.079% | 3.197% | 4.472% | 6.017% | 7.752% | 9.715% | 11.11% | 12.64% | 14.24% | 15.88% | 17.36% | 18.95% | 19.56% | 20.2% | 21.01% | 21.74% | 22.49% | 23.29% | 24.2% | 25.1% | 26.07% | 27.11% | 28.24% | 29.49% | 30.87% | 32.45%

## Existing Gen Data Summary
Go to Assumptions Summary
Generator Summary - Existing, Committed and Anticipated Generators
Notes
1. Fuel costs represent the selected Scenario on the Fuel Price summary sheet and the selected year in cell W9.
2. SRMC is a calculation involving Fuel costs, and as such will vary across scenario and year as in Note 1. above.
3. Expected Retirement date in this summary sheet is indicative of the first unit's retirement date.
Existing generators
Generator | Generator Type | Region | Fuel Type | Maximum Capacity (MW) | Summer Rating (MW) | Not Summer Rating (MW) | Maintenance duration (%) | Minimum Capacity Factor (%) | Maximum Capacity Factor (%) | FOM ($/kW/annum) | VOM ($/MWh sent-out) | Heat Rate (GJ/MWh HHV s.o.) | Fuel Cost ($/GJ)1 | Emissions (kg/MWh) | MLF | Auxiliary Load (%) | SRMC ($/MWh)2 | Expected Retirement Date
Neutral
[5 empty] | 2020-21 | 2021 | [6 empty] | 2020-21
Bayswater | Steam Sub Critical | NSW | Black Coal NSW | 2640 | 2545 | 2665 | 5.4795 | N/A | 75 | 53.8617 | 4.2651 | 9.4488 | 1.5845 | 912.6431 | Units have Multiple MLFs | 6 | 19.2364 | 2035
Eraring | Steam Sub Critical | NSW | Black Coal NSW | 2880 | 2700 | 2880 | 5.4795 | N/A | 75 | 53.8617 | 4.2651 | 9.5491 | 3.707 | 910.1431 | Units have Multiple MLFs | 6 | 39.6639 | 2032
Liddell | Steam Sub Critical | NSW | Black Coal NSW | 2000 | 1800 | 1800 | 5.4795 | N/A | 75 | 53.8617 | 4.2651 | 10.1408 | 1.5845 | 980.5917 | 0.9631 | 6 | 20.3328 | 2023
Mt Piper | Steam Sub Critical | NSW | Black Coal NSW | 1350 | 1380 | 1400 | 5.4795 | N/A | 75 | 53.8617 | 4.2651 | 9.2545 | 3.707 | 908.5184 | 0.9745 | 6 | 38.5719 | 2042
Vales Point B | Steam Sub Critical | NSW | Black Coal NSW | 1320 | 1320 | 1320 | 5.4795 | N/A | 75 | 53.8617 | 4.2651 | 9.6774 | 3.2686 | 908.3051 | 0.9857 | 6 | 35.8964 | 2029
Callide B | Steam Sub Critical | QLD | Black Coal QLD | 700 | 700 | 700 | 5.4795 | N/A | N/A | 53.8617 | 4.2651 | 9.1603 | 2.1724 | 931.3435 | 0.9086 | 6 | 24.165 | 2028
Callide C | Steam Super Critical | QLD | Black Coal QLD | 840 | 840 | 840 | 5.4795 | N/A | N/A | 53.8617 | 4.2651 | 9.3023 | 2.1724 | 906.912 | 0.9076 | 6 | 24.4735 | 2051
Gladstone | Steam Sub Critical | QLD | Black Coal QLD | 1680 | 1680 | 1680 | 5.4795 | N/A | N/A | 53.8617 | 4.2651 | 9.4737 | 2.5013 | 971.7614 | Units have Multiple MLFs | 6 | 27.9612 | 2035
Kogan Creek | Steam Super Critical | QLD | Black Coal QLD | 744 | 709.2 | 750 | 5.4795 | N/A | N/A | 53.8617 | 4.2651 | 8.802 | 1.3852 | 831.04 | 0.9735 | 6 | 16.4572 | 2042
Millmerran | Steam Super Critical | QLD | Black Coal QLD | 852 | 672 | 852 | 5.4795 | N/A | N/A | 53.8617 | 4.2651 | 9.2072 | 1.2157 | 841.598 | 0.9763 | 6 | 15.4587 | 2051
Stanwell | Steam Sub Critical | QLD | Black Coal QLD | 1460 | 1460 | 1460 | 5.4795 | N/A | N/A | 53.8617 | 4.2651 | 9.068 | 2.4913 | 872.19 | 0.912 | 6 | 26.8561 | 2043
Tarong | Steam Sub Critical | QLD | Black Coal QLD | 1400 | 1400 | 1400 | 5.4795 | N/A | N/A | 53.8617 | 4.2651 | 9.2072 | 2.4116 | 871.4586 | 0.9721 | 6 | 26.4688 | 2036
Tarong North | Steam Super Critical | QLD | Black Coal QLD | 450 | 443 | 443 | 5.4795 | N/A | N/A | 53.8617 | 4.2651 | 8.6538 | 2.4116 | 843.7555 | 0.972 | 6 | 25.1344 | 2037
Loy Yang A Power Station | Steam Sub Critical | VIC | Brown Coal VIC | 2210 | 2080 | 2210 | 5.4795 | N/A | N/A | 147.3847 | 4.2651 | 12.1622 | 0.63777 | 1154.8176 | 0.976 | 8.3 | 12.0217 | 2048
Loy Yang B | Steam Sub Critical | VIC | Brown Coal VIC | 1115 | 1070 | 1115 | 5.4795 | N/A | N/A | 116.4927 | 4.2651 | 12.5436 | 0.63777 | 1141.0214 | 0.976 | 8.3 | 12.265 | 2047
Yallourn W | Steam Sub Critical | VIC | Brown Coal VIC | 1450 | 1420 | 1528 | 5.4795 | N/A | N/A | 153.1047 | 4.2651 | 13.8996 | 0.63777 | 1315.5149 | Units have Multiple MLFs | 8.3 | 13.1298 | 2029
Colongra | OCGT | NSW | OCGT | 724 | 640 | 640 | 1.3699 | N/A | N/A | 15.0773 | 10.6627 | 11.1455 | 9.0368 | 782.56 | 0.9819 | 0.7 | 111.3827 | 2070
Smithfield Energy Facility | OCGT | NSW | OCGT | 184.999 | 106.5 | 123.7 | 1.3699 | N/A | N/A | 15.0773 | 7.4639 | 8.3527 | 9.0368 | 427.9523 | 1.0025 | 0.7 | 82.9455 | 2044
Tallawarra | CCGT | NSW | CCGT | 440 | 395 | 440 | 5.4795 | 0.017 | N/A | 15.0773 | 7.4639 | 6.9903 | 8.5884 | 438.7552 | 0.9913 | 3 | 67.4992 | 2043
Uranquinty | OCGT | NSW | OCGT | 664 | 640 | 664 | 1.3699 | N/A | N/A | 15.0773 | 7.4639 | 11.1455 | 8.6382 | 447.5347 | 0.857 | 0.7 | 103.7412 | 2044
Barcaldine Power Station | OCGT | QLD | OCGT | 37 | 32 | 37 | 1.3699 | N/A | N/A | 15.0773 | 7.4639 | 12.7208 | 7.2746 | 473.7075 | 0.9025 | 0.7 | 100.0025 | 2034
Braemar | OCGT | QLD | OCGT | 504 | 491 | 530 | 1.3699 | N/A | N/A | 15.0773 | 7.4639 | 11.8812 | 7.2746 | 477.5854 | 0.9609 | 0.7 | 93.8944 | 2046
Braemar 2 Power Station | OCGT | QLD | OCGT | 519 | 480 | 519 | 1.3699 | N/A | N/A | 10.6328 | 7.4639 | 11.8812 | 7.2746 | 509.2122 | 0.9609 | 0.7 | 93.8944 | 2049
Condamine A | CCGT | QLD | CCGT | 143.4 | 138.545 | 144.247 | 5.4795 | 0.013 | N/A | 10.6328 | 7.4639 | 7.2874 | 7.2746 | 509.2122 | 0.9884 | 3 | 60.4769 | 2039
Darling Downs | CCGT | QLD | CCGT | 644.5 | 563 | 630 | 5.4795 | 0.006 | N/A | 15.0773 | 7.4639 | 7.377 | 5.9791 | 511.0687 | 0.9609 | 3 | 51.572 | 2045
Oakey Power Station | OCGT | QLD | OCGT | 346 | 288 | 346 | 1.3699 | N/A | N/A | 15.0773 | 7.4639 | 10.9422 | 7.2746 | 544.6857 | 0.9591 | 0.7 | 87.064 | 2050
Roma | OCGT | QLD | OCGT | 80 | 54 | 68 | 1.3699 | N/A | N/A | 15.0773 | 7.4639 | 11.8812 | 7.2746 | 565.2085 | 0.9761 | 0.7 | 93.8944 | 2034
Swanbank E GT | CCGT | QLD | CCGT | 385 | 350 | 365 | 5.4795 | N/A | N/A | 15.0773 | 7.4639 | 7.438 | 7.2746 | 573.4362 | 0.9997 | 3 | 61.5722 | 2036
Yabulu PS | CCGT | QLD | CCGT | 160 | 150 | 165 | 5.4795 | 0.102 | N/A | 15.0773 | 10.6627 | 7.5949 | 6.2282 | 587.7395 | 0.9268 | 3 | 57.9657 | 2046
Yabulu Steam Turbine | CCGT | QLD | CCGT | 84 | 78 | 82 | 5.4795 | 0.102 | N/A | 15.0773 | 10.6627 | 7.5949 | 6.2282 | 613.2494 | 0.9196 | 3 | 57.9657 | 2046
Yarwun Cogen | CCGT | QLD | CCGT | 180 | 0 | 0 | 5.4795 | 0.628 | N/A | 15.0773 | 10.6627 | 10.3746 | 5.9791 | 653.552 | 0.9324 | 3 | 72.6937 | 2060
Somerton | OCGT | VIC | OCGT | 170 | 140 | 170 | 1.3699 | N/A | N/A | 15.0773 | 10.6627 | 14.876 | 8.1968 | 663.1416 | 0.9924 | 0.7 | 132.5986 | 2033
Bairnsdale | OCGT | VIC | OCGT | 94 | 60 | 84 | 1.3699 | N/A | N/A | 15.0773 | 10.6627 | 10.4956 | 8.1968 | 663.1416 | 0.9899 | 0.7 | 96.6933 | 2042
Jeeralang A | OCGT | VIC | OCGT | 212 | 182.4 | 217 | 1.3699 | N/A | N/A | 15.0773 | 10.6627 | 15.2542 | 8.1968 | 664.6841 | 0.9734 | 0.7 | 135.6986 | 2039
Jeeralang B | OCGT | VIC | OCGT | 228 | 212.9 | 257 | 1.3699 | N/A | N/A | 15.0773 | 10.6627 | 15.2542 | 8.1968 | 702.6171 | 0.9734 | 0.7 | 135.6986 | 2039
Laverton North | OCGT | VIC | OCGT | 312 | 300 | 340 | 1.3699 | N/A | N/A | 15.0773 | 10.6627 | 11.5016 | 8.1968 | 724.2716 | 0.991 | 0.7 | 104.939 | 2070
Mortlake | OCGT | VIC | OCGT | 584 | 514 | 584 | 1.3699 | N/A | N/A | 10.6328 | 10.6627 | 11.1455 | 7.8978 | 756.5184 | 0.9845 | 0.7 | 98.6882 | 2047
Newport | Gas-powered steam turbine | VIC | Gas-powered steam turbine | 500 | 475 | 510 | 0.68493 | N/A | N/A | 10.6328 | 10.6627 | 10.2857 | 8.1968 | 790.1799 | 0.9914 | 3 | 94.9726 | 2039
Valley Power | OCGT | VIC | OCGT | 300 | 270 | 336 | 1.3699 | N/A | N/A | 15.0773 | 10.6627 | 14.876 | 8.1968 | 799.9594 | 0.976 | 0.7 | 132.5986 | 2070
Hallett GT | OCGT | SA | OCGT | 269.34 | 203 | 226 | 1.3699 | N/A | N/A | 15.0773 | 10.6627 | 14.876 | 8.3393 | 817.915 | 0.9666 | 0.7 | 134.7178 | 2032
Dry Creek GT | OCGT | SA | OCGT | 156 | 112 | 143 | 1.3699 | N/A | N/A | 15.0773 | 10.6627 | 13.6882 | 8.3393 | 845.2736 | 1.0011 | 0.7 | 124.8123 | 2030
Ladbroke Grove | OCGT | SA | OCGT | 80 | 70 | 84 | 1.3699 | N/A | N/A | 10.6328 | 10.6627 | 11.8812 | 8.3393 | 871.5465 | 0.9685 | 0.7 | 109.743 | 2035
Mintaro GT | OCGT | SA | OCGT | 90 | 68 | 90 | 1.3699 | N/A | N/A | 15.0773 | 10.6627 | 12.7208 | 8.3393 | 879.4045 | 0.9907 | 0.7 | 116.7452 | 2030
Osborne | CCGT | SA | CCGT | 180 | 172 | 186 | 5.4795 | N/A | N/A | 15.0773 | 10.6627 | 8.1633 | 8.14 | 879.4045 | 0.9998 | 3 | 77.1114 | 2023
Pelican Point | CCGT | SA | CCGT | 529 | 453 | 498 | 5.4795 | 0.1 | N/A | 10.6328 | 10.6627 | 7.3469 | 8.3393 | 933.0043 | 0.9987 | 3 | 71.9308 | 2037
Quarantine | OCGT | SA | OCGT | 229 | 186 | 220 | 1.3699 | N/A | N/A | 10.6328 | 10.6627 | 10.7143 | 8.3393 | 952.3771 | 0.9854 | 0.7 | 100.0119 | 2053
Torrens Island A | Gas-powered steam turbine | SA | Gas-powered steam turbine | 480 | 120 | 360 | 0.68493 | N/A | N/A | 106.8364 | 10.6627 | 11.4286 | 8.14 | 998.6328 | 0.9998 | 3 | 103.6908 | 2021
Torrens Island B | Gas-powered steam turbine | SA | Gas-powered steam turbine | 800 | 780 | 800 | 0.68493 | 0.012 | N/A | 15.0773 | 10.6627 | 10.7143 | 8.14 | 1045.8229 | 0.9998 | 3 | 97.8766 | 2035
Bell Bay Three | OCGT | TAS | OCGT | 120 | 85 | 85 | 1.3699 | N/A | N/A | 15.0773 | 10.6627 | 12.0401 | 9.5919 | 1099.2394 | 0.9975 | 0.7 | 126.1507 | 2040
Tamar Valley Combined Cycle | CCGT | TAS | CCGT | 208 | 0 | 0 | 5.4795 | N/A | N/A | 15.0773 | 10.6627 | 7.2874 | 8.994 | 1174.44 | 1 | 3 | 76.2061 | 2050
Tamar Valley Peaking | OCGT | TAS | OCGT | 58 | 58 | 58 | 1.3699 | N/A | N/A | 10.6328 | 10.6627 | 12.7208 | 9.5919 | 1342.56 | 0.9975 | 0.7 | 132.6801 | 2050
Hunter Valley GT | OCGT | NSW | Liquid Fuel | 50 | 30 | 40 | 1.3699 | N/A | N/A | 10.6328 | 10.6627 | 12.7208 | 37.0935 | 1445.8585 | 0.9673 | 0.7 | 482.5234 | 2035
Mackay GT | OCGT | QLD | Liquid Fuel | 34 | 34 | 34 | 1.3699 | N/A | N/A | 10.6328 | 10.6627 | 12.7208 | 37.0935 | 1448.3508 | 0.8893 | 0.7 | 482.5234 | 2021
Mt Stuart | OCGT | QLD | Liquid Fuel | 423.5 | 387 | 400 | 1.3699 | N/A | N/A | 47.7132 | 2.3617 | 11.8812 | 37.0935 | 570.0541 | 0.9229 | 0.7 | 443.0765 | 2033
Angaston | Reciprocating Engine | SA | Liquid Fuel | 50 | 47.982 | 47.982 | 1.6438 | N/A | N/A | 47.7132 | 2.3617 | 12.775 | 37.0935 | 708.56 | 1.0079 | 0.7 | 476.2317 | 2070
Lonsdale | Reciprocating Engine | SA | Liquid Fuel | 20.7 | 20.7 | 20.7 | 1.6438 | N/A | N/A | 15.3065 | 11.3204 | 7.8947 | 37.0935 | 1013.6 | 1.005 | 0.7 | 304.1638 | 2070
Port Lincoln Gt | OCGT | SA | Liquid Fuel | 73.5 | 56 | 73.5 | 1.3699 | N/A | N/A | 15.214 | 11.3204 | 12.8114 | 37.0935 | 1491.8 | 0.9886 | 0.7 | 486.5395 | 2030
Port Stanvac 1 | Reciprocating Engine | SA | Liquid Fuel | 57.6 | 57.6 | 57.6 | 1.6438 | N/A | N/A | 15.3065 | 11.3204 | 7.8947 | 37.0935 | 503.1 | 1.005 | 0.7 | 304.1638 | 2070
Snuggery | OCGT | SA | Liquid Fuel | 63 | 54 | 63 | 1.3699 | N/A | N/A | 15.3065 | 11.3204 | 13.4328 | 37.0935 | 1491.8 | 0.9518 | 0.7 | 509.5912 | 2030
Blowering | Hydro | NSW | Hydro | 80 | 70 | 70 | 0.27397 | N/A | N/A | 58.9738 | 7.2746 | 0 | 0 | 0 | 0.958 | 0.3 | 7.2746 | 2070
Guthega | Hydro | NSW | Hydro | 60 | 68 | 68 | 0.27397 | N/A | N/A | 58.9738 | 7.2746 | 0 | 0 | 0 | 0.9125 | 0.3 | 7.2746 | 2070
Hume Dam NSW | Hydro | NSW | Hydro | 29 | 29 | 0 | 0.27397 | N/A | N/A | 58.9738 | 7.2746 | 0 | 0 | 0 | 0.9471 | 0.3 | 7.2746 | 2057
Hume Dam VIC | Hydro | VIC | Hydro | 29 | 29 | 0 | 0.27397 | N/A | N/A | 58.9738 | 7.2746 | 0 | 0 | 0 | 0.9833 | 0.3 | 7.2746 | 2057
Shoalhaven | Hydro | NSW | Hydro | 240 | 240 | 240 | 0.27397 | N/A | N/A | 58.9738 | 7.2746 | 0 | 0 | 0 | 0.9809 | 0.3 | 7.2746 | 2100
Upper Tumut | Hydro | NSW | Hydro | 616 | 616 | 616 | 0.27397 | N/A | N/A | 58.9738 | 7.2746 | 0 | 0 | 0 | 0.9468 | 0.3 | 7.2746 | 2070
Tumut 3 | Hydro | NSW | Hydro | 1500 | 1800 | 1800 | 0.27397 | N/A | N/A | 58.9738 | 7.2746 | 0 | 0 | 0 | 0.9246 | 0.3 | 7.2746 | 2070
Barron Gorge | Hydro | QLD | Hydro | 66 | 66 | 66 | 0.27397 | N/A | N/A | 58.9738 | 7.2746 | 0 | 0 | 0 | 0.9356 | 0.3 | 7.2746 | 2042
Kareeya | Hydro | QLD | Hydro | 86.4 | 86.4 | 86.4 | 0.27397 | N/A | N/A | 58.9738 | 7.2746 | 0 | 0 | 0 | 0.9465 | 0.3 | 7.2746 | 2037
Wivenhoe | Hydro | QLD | Hydro | 570 | 570 | 570 | 0.27397 | N/A | N/A | 58.9738 | 7.2746 | 0 | 0 | 0 | 0.9919 | 0.3 | 7.2746 | 2084
Bogong / Mackay | Hydro | VIC | Hydro | 302 | 300.02 | 300.02 | 0.27397 | N/A | N/A | 58.9738 | 7.2746 | 0 | 0 | 0 | 0.965 | 0.3 | 7.2746 | 2057
Dartmouth | Hydro | VIC | Hydro | 185 | 170 | 170 | 0.27397 | N/A | N/A | 58.9738 | 7.2746 | 0 | 0 | 0 | 0.9854 | 0.3 | 7.2746 | 2057
Eildon | Hydro | VIC | Hydro | 135 | 120 | 120 | 0.27397 | N/A | N/A | 58.9738 | 7.2746 | 0 | 0 | 0 | 0.9903 | 0.3 | 7.2746 | 2057
Murray 1 | Hydro | VIC | Hydro | 950 | 1500 | 1500 | 0.27397 | N/A | N/A | 58.9738 | 7.2746 | 0 | 0 | 0 | 0.9674 | 0.3 | 7.2746 | 2070
Murray 2 | Hydro | VIC | Hydro | 552 | 1500 | 1500 | 0.27397 | N/A | N/A | 58.9738 | 7.2746 | 0 | 0 | 0 | 0.9674 | 0.3 | 7.2746 | 2070
West Kiewa | Hydro | VIC | Hydro | 68 | 68 | 68 | 0.27397 | N/A | N/A | 58.9738 | 7.2746 | 0 | 0 | 0 | 1.0024 | 0.3 | 7.2746 | 2057
Bastyan | Hydro | TAS | Hydro | 79.9 | 81 | 81 | 0.27397 | N/A | N/A | 58.9738 | 7.2746 | 0 | 0 | 0 | 0.9301 | 0.3 | 7.2746 | 2100
Catagunya / Liapootah / Wayatinah | Hydro | TAS | Hydro | 170.1 | 158 | 156 | 0.27397 | N/A | N/A | 58.9738 | 7.2746 | 0 | 0 | 0 | 0.9817 | 0.3 | 7.2746 | 2100
Cethana | Hydro | TAS | Hydro | 85 | 95 | 95 | 0.27397 | N/A | N/A | 58.9738 | 7.2746 | 0 | 0 | 0 | 0.9545 | 0.3 | 7.2746 | 2100
Devils Gate | Hydro | TAS | Hydro | 60 | 63 | 63 | 0.27397 | N/A | N/A | 58.9738 | 7.2746 | 0 | 0 | 0 | 0.9618 | 0.3 | 7.2746 | 2100
Fisher | Hydro | TAS | Hydro | 43.2 | 46 | 46 | 0.27397 | N/A | N/A | 58.9738 | 7.2746 | 0 | 0 | 0 | 0.9587 | 0.3 | 7.2746 | 2100
Gordon | Hydro | TAS | Hydro | 432 | 378 | 378 | 0.27397 | N/A | N/A | 58.9738 | 7.2746 | 0 | 0 | 0 | 0.9491 | 0.3 | 7.2746 | 2100
John Butters | Hydro | TAS | Hydro | 144 | 140 | 140 | 0.27397 | N/A | N/A | 58.9738 | 7.2746 | 0 | 0 | 0 | 0.923 | 0.3 | 7.2746 | 2100
Lake Echo | Hydro | TAS | Hydro | 32.4 | 26 | 26 | 0.27397 | N/A | N/A | 58.9738 | 7.2746 | 0 | 0 | 0 | 0.9173 | 0.3 | 7.2746 | 2100
Lemonthyme / Wilmot | Hydro | TAS | Hydro | 81.6 | 86 | 54 | 0.27397 | N/A | N/A | 58.9738 | 7.2746 | 0 | 0 | 0 | 0.9626 | 0.3 | 7.2746 | 2100
Mackintosh | Hydro | TAS | Hydro | 79.9 | 81 | 81 | 0.27397 | N/A | N/A | 58.9738 | 7.2746 | 0 | 0 | 0 | 0.9178 | 0.3 | 7.2746 | 2100
Meadowbank | Hydro | TAS | Hydro | 40 | 43.8 | 0 | 0.27397 | N/A | N/A | 58.9738 | 7.2746 | 0 | 0 | 0 | 0.9773 | 0.3 | 7.2746 | 2100
Poatina | Hydro | TAS | Hydro | 300 | 342 | 342 | 0.27397 | N/A | N/A | 58.9738 | 7.2746 | 0 | 0 | 0 | 0.9561 | 0.3 | 7.2746 | 2100
Reece | Hydro | TAS | Hydro | 231.2 | 232 | 232 | 0.27397 | N/A | N/A | 58.9738 | 7.2746 | 0 | 0 | 0 | 0.9202 | 0.3 | 7.2746 | 2100
Tarraleah | Hydro | TAS | Hydro | 90 | 72 | 72 | 0.27397 | N/A | N/A | 58.9738 | 7.2746 | 0 | 0 | 0 | 0.9167 | 0.3 | 7.2746 | 2100
Trevallyn | Hydro | TAS | Hydro | 93 | 60 | 80 | 0.27397 | N/A | N/A | 58.9738 | 7.2746 | 0 | 0 | 0 | 0.9805 | 0.3 | 7.2746 | 2100
Tribute | Hydro | TAS | Hydro | 82.8 | 0 | 88 | 0.27397 | N/A | N/A | 58.9738 | 7.2746 | 0 | 0 | 0 | 0.9183 | 0.3 | 7.2746 | 2100
Tungatinah | Hydro | TAS | Hydro | 125 | 130 | 130 | 0.27397 | N/A | N/A | 58.9738 | 7.2746 | 0 | 0 | 0 | 0.892 | 0.3 | 7.2746 | 2100
Boco Rock Wind Farm | Wind | NSW | Wind | 113 | 104.088 | 113.18 | 0 | N/A | N/A | 45.6603 | 2.7006 | 0 | 0 | 0 | 0.9536 | 0.9 | 2.7006 | 2040
Bodangora wind farm | Wind | NSW | Wind | 113.19 | 113.19 | 113.19 | 0 | N/A | N/A | 45.6603 | 2.7006 | 0 | 0 | 0 | 0.9659 | 0.9 | 2.7006 | 2049
Capital wind farm | Wind | NSW | Wind | 140.7 | 141 | 141 | 0 | N/A | N/A | 45.6603 | 2.7006 | 0 | 0 | 0 | 0.9674 | 0.9 | 2.7006 | 2040
Crookwell 2 wind farm | Wind | NSW | Wind | 96.04 | 96.04 | 96.04 | 0 | N/A | N/A | 45.6603 | 2.7006 | 0 | 0 | 0 | 0.9716 | 0.9 | 2.7006 | 2043
Cullerin Range wind farm | Wind | NSW | Wind | 30 | 138 | 0 | 0 | N/A | N/A | 45.6603 | 2.7006 | 0 | 0 | 0 | 0.9392 | 0.9 | 2.7006 | 2038
Gullen Range wind farm | Wind | NSW | Wind | 165.5 | 165.5 | 165.5 | 0 | N/A | N/A | 45.6603 | 2.7006 | 0 | 0 | 0 | 0.9708 | 0.9 | 2.7006 | 2100
Gunning wind farm | Wind | NSW | Wind | 46.5 | 46.5 | 46.5 | 0 | N/A | N/A | 45.6603 | 2.7006 | 0 | 0 | 0 | 0.9392 | 0.9 | 2.7006 | 2036
Silverton wind farm | Wind | NSW | Wind | 198.94 | 119.48 | 198.012 | 0 | N/A | N/A | 45.6603 | 2.7006 | 0 | 0 | 0 | 0.8496 | 0.9 | 2.7006 | 2043
Sapphire wind farm | Wind | NSW | Wind | 270 | 155.7 | 270 | 0 | N/A | N/A | 45.6603 | 2.7006 | 0 | 0 | 0 | 0.9553 | 0.9 | 2.7006 | 2037
Taralga wind farm | Wind | NSW | Wind | 106.8 | 106.8 | 106.8 | 0 | N/A | N/A | 45.6603 | 2.7006 | 0 | 0 | 0 | 1.0103 | 0.9 | 2.7006 | 2040
White Rock Wind Farm - Stage 1 | Wind | NSW | Wind | 172.48 | 172.48 | 172.48 | 0 | N/A | N/A | 45.6603 | 2.7006 | 0 | 0 | 0 | 0.8801 | 0.9 | 2.7006 | 2038
Woodlawn wind farm | Wind | NSW | Wind | 48.3 | 48.3 | 48.3 | 0 | N/A | N/A | 45.6603 | 2.7006 | 0 | 0 | 0 | 0.9674 | 0.9 | 2.7006 | 2041
Mount Emerald | Wind | QLD | Wind | 180.518 | 0 | 0 | 0 | N/A | N/A | 45.6603 | 2.7006 | 0 | 0 | 0 | 0.955 | 0.9 | 2.7006 | 2043
Canunda wind farm | Wind | SA | Wind | 46 | 46 | 46 | 0 | N/A | N/A | 45.6603 | 2.7006 | 0 | 0 | 0 | 0.9702 | 0.9 | 2.7006 | 2030
Cathedral Rocks wind farm | Wind | SA | Wind | 66 | 66 | 66 | 0 | N/A | N/A | 45.6603 | 2.7006 | 0 | 0 | 0 | 0.9324 | 0.9 | 2.7006 | 2030
Clements Gap wind farm | Wind | SA | Wind | 56.7 | 56.7 | 56.7 | 0 | N/A | N/A | 45.6603 | 2.7006 | 0 | 0 | 0 | 0.9597 | 0.9 | 2.7006 | 2039
Hallett Stage 1 Brown Hill | Wind | SA | Wind | 94.5 | 94.5 | 94.5 | 0 | N/A | N/A | 45.6603 | 2.7006 | 0 | 0 | 0 | 0.9666 | 0.9 | 2.7006 | 2033
Hallett Stage 2 Hallett Hill | Wind | SA | Wind | 71.4 | 71.4 | 71.4 | 0 | N/A | N/A | 45.6603 | 2.7006 | 0 | 0 | 0 | 0.971 | 0.9 | 2.7006 | 2035
Hallett 4 North Brown Hill | Wind | SA | Wind | 132.3 | 131.985 | 131.985 | 0 | N/A | N/A | 45.6603 | 2.7006 | 0 | 0 | 0 | 0.9661 | 0.9 | 2.7006 | 2036
Hallett 5 The Bluff WF | Wind | SA | Wind | 52.5 | 52.5 | 52.5 | 0 | N/A | N/A | 45.6603 | 2.7006 | 0 | 0 | 0 | 0.9661 | 0.9 | 2.7006 | 2036
Hornsdale wind farm Stage 1 | Wind | SA | Wind | 102.4 | 100 | 100 | 0 | N/A | N/A | 45.6603 | 2.7006 | 0 | 0 | 0 | 0.9595 | 0.9 | 2.7006 | 2056
Hornsdale wind farm Stage 2 | Wind | SA | Wind | 102.4 | 100 | 100 | 0 | N/A | N/A | 45.6603 | 2.7006 | 0 | 0 | 0 | 0.9595 | 0.9 | 2.7006 | 2057
Hornsdale wind farm Stage 3 | Wind | SA | Wind | 112 | 108.99 | 108.99 | 0 | N/A | N/A | 45.6603 | 2.7006 | 0 | 0 | 0 | 0.9595 | 0.9 | 2.7006 | 2057
Lake Bonney 1 wind farm | Wind | SA | Wind | 80.5 | 81 | 81 | 0 | N/A | N/A | 45.6603 | 2.7006 | 0 | 0 | 0 | 0.9587 | 0.9 | 2.7006 | 2035
Lake Bonney 2 wind farm | Wind | SA | Wind | 159 | 159 | 159 | 0 | N/A | N/A | 45.6603 | 2.7006 | 0 | 0 | 0 | 0.9587 | 0.9 | 2.7006 | 2038
Lake Bonney 3 wind farm | Wind | SA | Wind | 39 | 39 | 39 | 0 | N/A | N/A | 45.6603 | 2.7006 | 0 | 0 | 0 | 0.9587 | 0.9 | 2.7006 | 2040
Lincoln Gap Wind Farm - stage 1 | Wind | SA | Wind | 126 | 212.4 | 126 | 0 | N/A | N/A | 45.6603 | 2.7006 | 0 | 0 | 0 | 0.9779 | 0.9 | 2.7006 | 2045
Willogoleche wind farm | Wind | SA | Wind | 119.36 | 0 | 119.36 | 0 | N/A | N/A | 45.6603 | 2.7006 | 0 | 0 | 0 | 0.9693 | 0.9 | 2.7006 | 2043
Mount Millar wind farm | Wind | SA | Wind | 70 | 70 | 70 | 0 | N/A | N/A | 45.6603 | 2.7006 | 0 | 0 | 0 | 0.9355 | 0.9 | 2.7006 | 2036
Snowtown wind farm | Wind | SA | Wind | 98.7 | 65.8 | 98.7 | 0 | N/A | N/A | 45.6603 | 2.7006 | 0 | 0 | 0 | 0.9165 | 0.9 | 2.7006 | 2033
Snowtown S2 Wind Farm - North | Wind | SA | Wind | 144 | 133.2 | 144 | 0 | N/A | N/A | 45.6603 | 2.7006 | 0 | 0 | 0 | 0.9717 | 0.9 | 2.7006 | 2039
Snowtown S2 Wind Farm - South | Wind | SA | Wind | 126 | 116.55 | 126 | 0 | N/A | N/A | 45.6603 | 2.7006 | 0 | 0 | 0 | 0.9717 | 0.9 | 2.7006 | 2039
Starfish Hill wind farm | Wind | SA | Wind | 33 | 33 | 33 | 0 | N/A | N/A | 45.6603 | 2.7006 | 0 | 0 | 0 | 1.005 | 0.9 | 2.7006 | 2027
Waterloo wind farm | Wind | SA | Wind | 130.8 | 19.8 | 130.8 | 0 | N/A | N/A | 45.6603 | 2.7006 | 0 | 0 | 0 | 0.9665 | 0.9 | 2.7006 | 2045
Wattle Point wind farm | Wind | SA | Wind | 90.8 | 91 | 91 | 0 | N/A | N/A | 45.6603 | 2.7006 | 0 | 0 | 0 | 0.82 | 0.9 | 2.7006 | 2029
Musselroe wind farm | Wind | TAS | Wind | 168 | 168 | 168 | 0 | N/A | N/A | 45.6603 | 2.7006 | 0 | 0 | 0 | 0.9024 | 0.9 | 2.7006 | 2050
Woolnorth wind farm | Wind | TAS | Wind | 140 | 140 | 140 | 0 | N/A | N/A | 45.6603 | 2.7006 | 0 | 0 | 0 | 0.8777 | 0.9 | 2.7006 | 2050
Ararat wind farm | Wind | VIC | Wind | 240 | 75 | 240 | 0 | N/A | N/A | 45.6603 | 2.7006 | 0 | 0 | 0 | 0.8983 | 0.9 | 2.7006 | 2047
Bald Hills wind farm | Wind | VIC | Wind | 106.6 | 106.6 | 106.6 | 0 | N/A | N/A | 45.6603 | 2.7006 | 0 | 0 | 0 | 0.9955 | 0.9 | 2.7006 | 2040
Challicum Hills wind farm | Wind | VIC | Wind | 52.5 | 53 | 53 | 0 | N/A | N/A | 45.6603 | 2.7006 | 0 | 0 | 0 | 0.9711 | 0.9 | 2.7006 | 2033
Kiata wind farm | Wind | VIC | Wind | 31.05 | 27 | 31.05 | 0 | N/A | N/A | 45.6603 | 2.7006 | 0 | 0 | 0 | 0.8974 | 0.9 | 2.7006 | 2042
Macarthur wind farm | Wind | VIC | Wind | 420 | 420 | 420 | 0 | N/A | N/A | 45.6603 | 2.7006 | 0 | 0 | 0 | 0.9757 | 0.9 | 2.7006 | 2038
Mortons Lane wind farm | Wind | VIC | Wind | 19.5 | 20 | 20 | 0 | N/A | N/A | 45.6603 | 2.7006 | 0 | 0 | 0 | 1.0063 | 0.9 | 2.7006 | 2042
Mt Gellibrand wind farm | Wind | VIC | Wind | 138.6 | 66 | 66 | 0 | N/A | N/A | 45.6603 | 2.7006 | 0 | 0 | 0 | 0.985 | 0.9 | 2.7006 | 2043
Mt Mercer Wind Farm | Wind | VIC | Wind | 131.2 | 0 | 131.2 | 0 | N/A | N/A | 45.6603 | 2.7006 | 0 | 0 | 0 | 0.9501 | 0.9 | 2.7006 | 2043
Oaklands Hill wind farm | Wind | VIC | Wind | 67.2 | 40.992 | 63.008 | 0 | N/A | N/A | 45.6603 | 2.7006 | 0 | 0 | 0 | 1.0063 | 0.9 | 2.7006 | 2037
Portland wind farm | Wind | VIC | Wind | 151.7 | 152 | 152 | 0 | N/A | N/A | 45.6603 | 2.7006 | 0 | 0 | 0 | 0.9913 | 0.9 | 2.7006 | 2040
Salt Creek wind farm | Wind | VIC | Wind | 54 | 37.5 | 54 | 0 | N/A | N/A | 45.6603 | 2.7006 | 0 | 0 | 0 | 0.9588 | 0.9 | 2.7006 | 2043
Waubra wind farm | Wind | VIC | Wind | 192 | 192 | 192 | 0 | N/A | N/A | 45.6603 | 2.7006 | 0 | 0 | 0 | 0.9228 | 0.9 | 2.7006 | 2039
Yambuk wind farm | Wind | VIC | Wind | 30 | 30 | 30 | 0 | N/A | N/A | 45.6603 | 2.7006 | 0 | 0 | 0 | 1.0063 | 0.9 | 2.7006 | 2040
Yaloak South wind farm | Wind | VIC | Wind | 28.7 | 29 | 29 | 0 | N/A | N/A | 45.6603 | 2.7006 | 0 | 0 | 0 | 0.9711 | 0.9 | 2.7006 | 2048
Broken Hill Solar Plant | Large scale solar PV | NSW | Solar | 53 | 53 | 53 | 0 | N/A | N/A | 26.019 | 0 | 0 | 0 | 0 | 0.7844 | 0.4 | 0 | 2043
Beryl solar farm | Large scale solar PV | NSW | Solar | 98.4 | 87 | 87 | 0 | N/A | N/A | 26.019 | 0 | 0 | 0 | 0 | 0.9348 | 0.4 | 0 | 2049
Coleambally solar farm | Large scale solar PV | NSW | Solar | 150.3 | 150.03 | 150.03 | 0 | N/A | N/A | 26.019 | 0 | 0 | 0 | 0 | 0.9002 | 0.4 | 0 | 2038
Gullen Range solar farm | Large scale solar PV | NSW | Solar | 10 | 10 | 10 | 0 | N/A | N/A | 26.019 | 0 | 0 | 0 | 0 | 0.9708 | 0.4 | 0 | 2100
Manildra solar farm | Large scale solar PV | NSW | Solar | 50 | 46.7 | 46.7 | 0 | N/A | N/A | 26.019 | 0 | 0 | 0 | 0 | 0.9542 | 0.4 | 0 | 2048
Moree solar farm | Large scale solar PV | NSW | Solar | 56 | 56 | 39.984 | 0 | N/A | N/A | 26.019 | 0 | 0 | 0 | 0 | 0.895 | 0.4 | 0 | 2046
Nyngan Solar Plant | Large scale solar PV | NSW | Solar | 102.025 | 102.025 | 102.025 | 0 | N/A | N/A | 26.019 | 0 | 0 | 0 | 0 | 0.9887 | 0.4 | 0 | 2042
Parkes solar farm | Large scale solar PV | NSW | Solar | 50.5 | 50.5 | 50.5 | 0 | N/A | N/A | 26.019 | 0 | 0 | 0 | 0 | 0.9259 | 0.4 | 0 | 2058
White Rock solar farm | Large scale solar PV | NSW | Solar | 20 | 20 | 20 | 0 | N/A | N/A | 26.019 | 0 | 0 | 0 | 0 | 0.8801 | 0.4 | 0 | 2043
Clare solar farm | Large scale solar PV | QLD | Solar | 110.4 | 109.986 | 77.97 | 0 | N/A | N/A | 26.019 | 0 | 0 | 0 | 0 | 0.8647 | 0.4 | 0 | 2047
Childers solar farm | Large scale solar PV | QLD | Solar | 55.87 | 55.87 | 55.87 | 0 | N/A | N/A | 26.019 | 0 | 0 | 0 | 0 | 0.9608 | 0.4 | 0 | 2049
Collinsville PV | Large scale solar PV | QLD | Solar | 42.5 | 39.95 | 42.5 | 0 | N/A | N/A | 26.019 | 0 | 0 | 0 | 0 | 0.8738 | 0.4 | 0 | 2044
Clermont solar farm | Large scale solar PV | QLD | Solar | 92.5 | 88.06 | 92.5 | 0 | N/A | N/A | 26.019 | 0 | 0 | 0 | 0 | 0.8889 | 0.4 | 0 | 2049
Darling Downs solar farm | Large scale solar PV | QLD | Solar | 121 | 108.504 | 110 | 0 | N/A | N/A | 26.019 | 0 | 0 | 0 | 0 | 0.9825 | 0.4 | 0 | 2036
Daydream solar farm | Large scale solar PV | QLD | Solar | 167.75 | 146.217 | 149.999 | 0 | N/A | N/A | 26.019 | 0 | 0 | 0 | 0 | 0.8825 | 0.4 | 0 | 2048
Emerald Solar Park | Large scale solar PV | QLD | Solar | 72 | 84.16 | 88 | 0 | N/A | N/A | 26.019 | 0 | 0 | 0 | 0 | 0.8864 | 0.4 | 0 | 2048
Hamilton solar farm | Large scale solar PV | QLD | Solar | 57.5 | 57.224 | 56.005 | 0 | N/A | N/A | 26.019 | 0 | 0 | 0 | 0 | 0.8743 | 0.4 | 0 | 2048
Hayman solar farm | Large scale solar PV | QLD | Solar | 57.75 | 47.838 | 50.001 | 0 | N/A | N/A | 26.019 | 0 | 0 | 0 | 0 | 0.8825 | 0.4 | 0 | 2048
Hughenden solar farm | Large scale solar PV | QLD | Solar | 18 | 18 | 18 | 0 | N/A | N/A | 26.019 | 0 | 0 | 0 | 0 | 0.8907 | 0.4 | 0 | 2049
Kidston Solar Project Phase One 50MW | Large scale solar PV | QLD | Solar | 50 | 48.5 | 48.5 | 0 | N/A | N/A | 26.019 | 0 | 0 | 0 | 0 | 0.8907 | 0.4 | 0 | 2037
Longreach solar farm | Large scale solar PV | QLD | Solar | 14 | 14 | 14 | 0 | N/A | N/A | 26.019 | 0 | 0 | 0 | 0 | 0.8889 | 0.4 | 0 | 2043
Ross River solar farm | Large scale solar PV | QLD | Solar | 128 | 116.032 | 116.032 | 0 | N/A | N/A | 26.019 | 0 | 0 | 0 | 0 | 0.8907 | 0.4 | 0 | 2043
Susan River solar farm | Large scale solar PV | QLD | Solar | 85.26 | 73.5 | 75.019 | 0 | N/A | N/A | 26.019 | 0 | 0 | 0 | 0 | 0.9608 | 0.4 | 0 | 2049
Sun Metals Corporation Solar Farm | Large scale solar PV | QLD | Solar | 126.92 | 91.2 | 107.236 | 0 | N/A | N/A | 26.019 | 0 | 0 | 0 | 0 | 0.9899 | 0.4 | 0 | 2042
Whitsunday solar farm | Large scale solar PV | QLD | Solar | 57.5 | 57.224 | 56.005 | 0 | N/A | N/A | 26.019 | 0 | 0 | 0 | 0 | 0.8743 | 0.4 | 0 | 2048
Gannawarra solar farm | Large scale solar PV | VIC | Solar | 55 | 46.882 | 50.006 | 0 | N/A | N/A | 26.019 | 0 | 0 | 0 | 0 | 0.8863 | 0.4 | 0 | 2048
Bannerton Solar Park | Large scale solar PV | VIC | Solar | 100 | 88 | 88 | 0 | N/A | N/A | 26.019 | 0 | 0 | 0 | 0 | 0.8096 | 0.4 | 0 | 2049
Bungala one solar farm | Large scale solar PV | SA | Solar | 135 | 125.28 | 135 | 0 | N/A | N/A | 26.019 | 0 | 0 | 0 | 0 | 0.9744 | 0.4 | 0 | 2043
Tailem Bend - Solar | Large scale solar PV | SA | Solar | 108 | 94.9968 | 94.9968 | 0 | N/A | N/A | 26.019 | 0 | 0 | 0 | 0 | 1.0013 | 0.4 | 0 | 2049
Karadoc solar farm | Large scale solar PV | VIC | Solar | 89.984 | 87.4 | 96.9 | 0 | N/A | N/A | 26.019 | 0 | 0 | 0 | 0 | 0.8045 | 0.4 | 0 | 2048
Wemen solar farm | Large scale solar PV | VIC | Solar | 97.5 | 92.625 | 97.5 | 0 | N/A | N/A | 26.019 | 0 | 0 | 0 | 0 | 0.8096 | 0.4 | 0 | 2049
Finley Solar Farm | Large scale solar PV | NSW | Solar | 162.36 | 117 | 133 | 0 | N/A | N/A | 26.019 | 0 | 0 | 0 | 0 | 0.88 | 0.4 | 0 | 2049
Limondale Solar Farm 2 | Large scale solar PV | NSW | Solar | 28.98 | 28.994 | 28.994 | 0 | N/A | N/A | 26.019 | 0 | 0 | 0 | 0 | 0.7926 | 0.4 | 0 | 2050
Barker Inlet Power Station | Reciprocating Engine | SA | Gas | 210 | 205.2 | 210 | 1.6438 | N/A | N/A | 47.7132 | 2.3617 | 7.8947 | 8.2396 | 681.15 | 0.9998 | 0 | 67.4113 | 2044
Crowlands Wind Farm | Wind | VIC | Wind | 79.95 | 79.95 | 79.95 | 0 | N/A | N/A | 45.6603 | 2.7006 | 0 | 0 | 0 | 0.9026 | 0.9 | 2.7006 | 2049
Haughton Solar Farm | Large scale solar PV | QLD | Solar | 132.597 | 100 | 100 | 0 | N/A | N/A | 26.019 | 0 | 0 | 0 | 0 | 0.8765 | 0.4 | 0 | 2049
Lilyvale Solar Farm | Large scale solar PV | QLD | Solar | 100.05 | 106.56 | 85.84 | 0 | N/A | N/A | 26.019 | 0 | 0 | 0 | 0 | 0.8904 | 0.4 | 0 | 2048
Nevertire Solar Farm | Large scale solar PV | NSW | Solar | 132 | 132 | 132 | 0 | N/A | N/A | 26.019 | 0 | 0 | 0 | 0 | 0.9569 | 0.4 | 0 | 2049
Numurkah Solar Farm | Large scale solar PV | VIC | Solar | 112 | 107.52 | 107.52 | 0 | N/A | N/A | 26.019 | 0 | 0 | 0 | 0 | 0.9945 | 0.4 | 0 | 2044
Oakey 1 Solar Farm | Large scale solar PV | QLD | Solar | 25 | 42 | 25 | 0 | N/A | N/A | 26.019 | 0 | 0 | 0 | 0 | 0.9783 | 0.4 | 0 | 2043
Rugby Run Solar Farm | Large scale solar PV | QLD | Solar | 65 | 65 | 65 | 0 | N/A | N/A | 26.019 | 0 | 0 | 0 | 0 | 0.8886 | 0.4 | 0 | 2049
Yarranlea Solar Farm | Large scale solar PV | QLD | Solar | 102.96 | 103 | 103 | 0 | N/A | N/A | 26.019 | 0 | 0 | 0 | 0 | 0.9851 | 0.4 | 0 | 2044
Yendon Wind Farm | Wind | VIC | Wind | 144.4 | 144.4 | 144.4 | 0 | N/A | N/A | 45.6603 | 2.7006 | 0 | 0 | 0 | 0.9474 | 0.9 | 2.7006 | 2049
Coopers Gap Wind Farm | Wind | QLD | Wind | 452.89 | 452.974 | 408.36 | 0 | N/A | N/A | 45.6603 | 2.7006 | 0 | 0 | 0 | 0.9681 | 0.9 | 2.7006 | 2044
Bungala Two Solar Farm | Large scale solar PV | SA | Solar | 135 | 102.08 | 110 | 0 | N/A | N/A | 26.019 | 0 | 0 | 0 | 0 | 0.9744 | 0.4 | 0 | 2044
Cattle Hill Wind Farm | Wind | TAS | Wind | 153.6 | 168.96 | 168.96 | 0 | N/A | N/A | 45.6603 | 2.7006 | 0 | 0 | 0 | 0.985 | 0.9 | 2.7006 | 2044
Murra Warra Wind Farm - stage 1 | Wind | VIC | Wind | 225.7 | 225.7 | 225.7 | 0 | N/A | N/A | 45.6603 | 2.7006 | 0 | 0 | 0 | 0.8885 | 0.9 | 2.7006 | 2049
Cherry Tree Wind Farm | Wind | VIC | Wind | 57.6 | 57.6 | 57.6 | 0 | N/A | N/A | 45.6603 | 2.7006 | 0 | 0 | 0 | 0.9958 | 0.9 | 2.7006 | 2050
Dundonnell Wind Farm | Wind | VIC | Wind | 336 | 216 | 336 | 0 | N/A | N/A | 45.6603 | 2.7006 | 0 | 0 | 0 | 0.979 | 0.9 | 2.7006 | 2045
Elaine Wind Farm | Wind | VIC | Wind | 83.6 | 83.6 | 83.6 | 0 | N/A | N/A | 45.6603 | 2.7006 | 0 | 0 | 0 | 0.9501 | 0.9 | 2.7006 | 2049
Oakey 2 Solar Farm | Large scale solar PV | QLD | Solar | 55.64 | 51.532 | 54.99 | 0 | N/A | N/A | 26.019 | 0 | 0 | 0 | 0 | 0.9783 | 0.4 | 0 | 2044
Committed generators
Snowy 2.0 | Pumped Hydro | NSW | Hydro | 2040 | 0 | 0 | 0.27397 | N/A | N/A | 18.1924 | 0 | 0 | 0 | 0 | 1 | 0.3 | 0 | 2075
Temporary Generation South | OCGT | SA | OCGT | 123 | 95.2 | 125.6 | 1.3699 | N/A | N/A | 4.3 | 10.77 | 11.75 | 0 | 744.3314 | 0.9972 | 0.7 | 10.77 | 2020
Kennedy Energy Park Wind Farm | Wind | QLD | Wind | 43.2 | 36 | 43 | 0 | N/A | N/A | 45.6603 | 2.7006 | 0 | 0 | 0 | 0.9677 | 0.9 | 2.7006 | 2049
Granville Harbour Wind Farm | Wind | TAS | Wind | 111.6 | 111.6 | 111.6 | 0 | N/A | N/A | 45.6603 | 2.7006 | 0 | 0 | 0 | 0.9408 | 0.9 | 2.7006 | 2055
Bulgana Green Power Hub - Wind Farm | Wind | VIC | Wind | 204.4 | 204 | 0 | 0 | N/A | N/A | 45.6603 | 2.7006 | 0 | 0 | 0 | 0 | 0.9 | 2.7006 | 2049
Lincoln Gap Wind Farm - stage 2 | Wind | SA | Wind | 86.4 | 86.4 | 0 | 0 | N/A | N/A | 45.6603 | 2.7006 | 0 | 0 | 0 | 0.9779 | 0.9 | 2.7006 | 2045
Moorabool Wind Farm | Wind | VIC | Wind | 312 | 343.2 | 0 | 0 | N/A | N/A | 45.6603 | 2.7006 | 0 | 0 | 0 | 0.9501 | 0.9 | 2.7006 | 2044
Stockyard Hill Wind Farm | Wind | VIC | Wind | 531.93 | 585.123 | 0 | 0 | N/A | N/A | 45.6603 | 2.7006 | 0 | 0 | 0 | 0.9228 | 0.9 | 2.7006 | 2045
Crudine Ridge Wind Farm | Wind | NSW | Wind | 135 | 138.01 | 0 | 0 | N/A | N/A | 45.6603 | 2.7006 | 0 | 0 | 0 | 0.9659 | 0.9 | 2.7006 | 2051
Bomen Solar Farm | Large scale solar PV | NSW | Solar | 100 | 113.96 | 121 | 0 | N/A | N/A | 26.019 | 0 | 0 | 0 | 0 | 0.9417 | 0.4 | 0 | 2050
Darlington Point Solar Farm | Large scale solar PV | NSW | Solar | 274.968 | 263.304 | 137.484 | 0 | N/A | N/A | 26.019 | 0 | 0 | 0 | 0 | 0.9002 | 0.4 | 0 | 2055
Molong Solar Farm | Large scale solar PV | NSW | Solar | 29.986 | 32.406 | 0 | 0 | N/A | N/A | 26.019 | 0 | 0 | 0 | 0 | 0.9542 | 0.4 | 0 | 2050
Sunraysia Solar Farm | Large scale solar PV | NSW | Solar | 228.8 | 199.68 | 5.2 | 0 | N/A | N/A | 26.019 | 0 | 0 | 0 | 0 | 0.9002 | 0.4 | 0 | 2049
Maryrorough Solar Farm | Large scale solar PV | QLD | Solar | 34.5 | 27.3 | 27.3 | 0 | N/A | N/A | 26.019 | 0 | 0 | 0 | 0 | 0.9591 | 0.4 | 0 | 2050
Kennedy Energy Park Solar Farm | Large scale solar PV | QLD | Solar | 15 | 17 | 17 | 0 | N/A | N/A | 26.019 | 0 | 0 | 0 | 0 | 0.8907 | 0.4 | 0 | 2049
Limondale Solar Farm 1 | Large scale solar PV | NSW | Solar | 220 | 220 | 220 | 0 | N/A | N/A | 26.019 | 0 | 0 | 0 | 0 | 0.7907 | 0.4 | 0 | 2050
Warwick Solar Farm | Large scale solar PV | QLD | Solar | 64.16 | 64.208 | 40.104 | 0 | N/A | N/A | 26.019 | 0 | 0 | 0 | 0 | 0.9591 | 0.4 | 0 | 2045
Kiamal Solar Farm stage 1 | Large scale solar PV | VIC | Solar | 199.95 | 200 | 200 | 0 | N/A | N/A | 26.019 | 0 | 0 | 0 | 0 | 0 | 0.4 | 0 | 2049
Yatpool Solar Farm | Large scale solar PV | VIC | Solar | 94 | 94 | 94 | 0 | N/A | N/A | 26.019 | 0 | 0 | 0 | 0 | 0.8096 | 0.4 | 0 | 2050
Cohuna Solar Farm | Large Scale Solar PV | VIC | Solar | 31.103 | 0 | 0 | 0 | N/A | N/A | 26.019 | 0 | 0 | 0 | 0 | 0.8096 | 0.4 | 0 | 2045
Goonumbla Solar Farm | Large Scale Solar PV | NSW | Solar | 70 | 69.75 | 62.775 | 0 | N/A | N/A | 26.019 | 0 | 0 | 0 | 0 | 0.9259 | 0.4 | 0 | 2050
Gangarri Solar Farm | Large Scale Solar PV | QLD | Solar | 120 | 119.88 | 0 | 0 | N/A | N/A | 26.019 | 0 | 0 | 0 | 0 | 0.9825 | 0.4 | 0 | 2051
Winton Solar Farm | Large Scale Solar PV | VIC | Solar | 85 | 90.38 | 0 | 0 | N/A | N/A | 26.019 | 0 | 0 | 0 | 0 | 0.8096 | 0.4 | 0 | 2050
Bango 973 Wind Farm | Wind | NSW | Wind | 159 | 0 | 0 | 0 | N/A | N/A | 45.6603 | 2.7006 | 0 | 0 | 0 | 0.9708 | 0.9 | 2.7006 | 2050
Berrybank Wind Farm | Wind | VIC | Wind | 181 | 180.6 | 0 | 0 | N/A | N/A | 45.6603 | 2.7006 | 0 | 0 | 0 | 0 | 0.9 | 2.7006 | 2045
Glenrowan West Sun Farm | Large scale solar PV | VIC | Solar | 132 | 0 | 0 | 0 | N/A | N/A | 26.019 | 0 | 0 | 0 | 0 | 0.8096 | 0.4 | 0 | 2051
Collector | Wind | NSW | Wind | 226.8 | 227 | 227 | 0 | N/A | N/A | 45.6603 | 2.7006 | 0 | 0 | 0 | 1.9348 | 0.9 | 2.7006 | 2046
Middlemount Sun Farm | Large Scale Solar PV | QLD | Solar | 26 | 26 | 0 | 0 | N/A | N/A | 26.019 | 0 | 0 | 0 | 0 | 0.8904 | 0.4 | 0 | 2050
Wellington Solar Farm | Large Scale Solar PV | NSW | Solar | 211.2 | 211.2 | 0 | 0 | N/A | N/A | 26.019 | 0 | 0 | 0 | 0 | 0.9887 | 0.4 | 0 | 2051
Biala Wind Farm | Wind | NSW | Wind | 110.67 | 110.67 | 110.67 | 0 | N/A | N/A | 45.6603 | 2.7006 | 0 | 0 | 0 | 0.9716 | 0.9 | 2.7006 | 2120
Anticipated Projects
Berrybank Wind Farm - Stage 2 | Wind | VIC | Wind | 151 | 0 | 0 | 0 | N/A | N/A | 45.6603 | 2.7006 | 0 | 0 | 0 | 0 | 0.9 | 2.7006 | 2045
Murra Warra Wind Farm - Stage 2 | Wind | VIC | Wind | 209 | 0 | 0 | 0 | N/A | N/A | 45.6603 | 2.7006 | 0 | 0 | 0 | 0.8885 | 0.9 | 2.7006 | 2051
Broadsound Solar Farm | Large Scale Solar PV | QLD | Solar | 355 | 0 | 0 | 0 | N/A | N/A | 26.019 | 0 | 0 | 0 | 0 | 0.8647 | 0.4 | 0 | 2051
Cape York Battery Power Plant - Solar | Large Scale Solar PV | QLD | Solar | 55 | 0 | 0 | 0 | N/A | N/A | 26.019 | 0 | 0 | 0 | 0 | 0.8907 | 0.4 | 0 | 2046
Gunnedah Solar Farm | Large Scale Solar PV | NSW | Solar | 115 | 0 | 0 | 0 | N/A | N/A | 26.019 | 0 | 0 | 0 | 0 | 0.895 | 0.4 | 0 | 2051
Metz Solar Farm | Large Scale Solar PV | NSW | Solar | 115 | 0 | 0 | 0 | N/A | N/A | 26.019 | 0 | 0 | 0 | 0 | 0.8801 | 0.4 | 0 | 2051
Suntop Solar Farm | Large Scale Solar PV | NSW | Solar | 150 | 0 | 0 | 0 | N/A | N/A | 26.019 | 0 | 0 | 0 | 0 | 0.9887 | 0.4 | 0 | 2051
MacIntyre Wind Farm | Wind | QLD | Wind | 500 | 0 | 0 | 0 | N/A | N/A | 45.6603 | 2.7006 | 0 | 0 | 0 | 0.9825 | 0.9 | 2.7006 | 2051
Carwarp Solar Farm stage 1 | Large Scale Solar PV | VIC | Solar | 100 | 0 | 0 | 0 | N/A | N/A | 26.019 | 0 | 0 | 0 | 0 | 0.8096 | 0.4 | 0 | 2051
Mortlake South Wind Farm | Wind | VIC | Wind | 157.5 | 0 | 0 | 0 | N/A | N/A | 45.6603 | 2.7006 | 0 | 0 | 0 | 0.8983 | 0.9 | 2.7006 | 2051
Existing, Committed and Anticipated Batteries
Hornsdale Power Reserve Unit 1 | Battery Storage | SA |  | 150 | 150 | 150 | 0 | N/A | N/A | 8.1017 | 0 | 0 | 0 | 0 | MLFs for Load and Generation | - | 0 | 2057
Dalrymple North BESS | Battery Storage | SA |  | 30 | 30 | 30 | 0 | N/A | N/A | 8.1017 | 0 | 0 | 0 | 0 | MLFs for Load and Generation | - | 0 | 2030
Ballarat Energy Storage System | Battery Storage | VIC |  | 30 | 28.8 | 29.9 | 0 | N/A | N/A | 8.1017 | 0 | 0 | 0 | 0 | MLFs for Load and Generation | - | 0 | 2033
Bulgana Green Power Hub - BESS | Battery Storage | VIC |  | 20 | 20 | 0 | 0 | N/A | N/A | 8.1017 | 0 | 0 | 0 | 0 | MLFs for Load and Generation | - | 0 | 2034
Gannawarra Energy Storage System | Battery Storage | VIC |  | 25.33 | 25.33 | 25.33 | 0 | N/A | N/A | 8.1017 | 0 | 0 | 0 | 0 | MLFs for Load and Generation | - | 0 | 2033
Lake Bonney BESS1 | Battery Storage | SA |  | 25 | 25 | 25 | 0 | N/A | N/A | 8.1017 | 0 | 0 | 0 | 0 | MLFs for Load and Generation | - | 0 | 2034
Cape York Battery Power Plant - Storage | Battery Storage | QLD |  | 20 | 0 | 0 | 0 | N/A | N/A | 8.1017 | 0 | 0 | 0 | 0 | MLFs for Load and Generation | - | 0 | 2035
Note on O10: Input Toggle on the Fuel Price Summary Page B7
Note on G11: Toggle input through the drop down menu.
Note on H11: Toggle input through the drop down menu.
Note on O11: Toggle input through the drop down menu.

## New Entrant Data Summary
Go to Assumptions Summary
Generator Summary - New Entrants
Notes
1. Fuel costs represent the selected Scenario on the Fuel Price summary sheet and the selected year in cell V13.
2. Build cost are for the selected scenario (cell P12) and the selected year (cell P13).
New entrant generators
Generator | Technology Type | Fuel Type | Region | Sub-Region | Cost Region | Seasonal Rating |  | Maintenance | Equivalent average days per year on planned outage | Build Cost ($/kW) | Connection Cost ($/kW) | Lead Time (yrs) | Economic Life (yrs) | Technical Life (yrs) | FOM ($/kW/annum) | VOM ($/MWh sent-out) | Heat Rate (GJ/MWh HHV s.o.) | Fuel Cost ($/GJ)1 | Emissions (kg/MWh) | Auxiliary Load (%) | SRMC ($/MWh)
[6 empty] | Summer (% of nameplate) | Not Summer (% of nameplate) |  |  | Central | [7 empty] | Neutral
[8 empty] | % of time out |  | 2021-22 | [7 empty] | 2025-26
North Queensland Black Coal (supercritical PC) | Black Coal (supercritical PC) | Black Coal | QLD | North Queensland | QLD low | 94.79 | 96.33 | 5.7534 | 21 | 3339.5489 | 42.0206 | 8 | 25 | 50 | 57.632 | 4.5636 | 8.975 | 2.9198 | 790.159 | 4 | 30.7688
Central Queensland Black Coal (supercritical PC) | Black Coal (supercritical PC) | Black Coal | QLD | Central Queensland | QLD low | 94.79 | 96.33 | 5.7534 | 21 | 3339.5489 | 42.0206 | 8 | 25 | 50 | 57.632 | 4.5636 | 8.975 | 2.6009 | 790.159 | 4 | 27.9068
Southwest Queensland Black Coal (supercritical PC) | Black Coal (supercritical PC) | Black Coal | QLD | Southwest Queensland | QLD low | 94.79 | 96.33 | 5.7534 | 21 | 3339.5489 | 42.0206 | 8 | 25 | 50 | 57.632 | 4.5636 | 8.975 | 3.0394 | 790.159 | 4 | 31.842
Northern NSW Black Coal (supercritical PC) | Black Coal (supercritical PC) | Black Coal | NSW | Northern NSW | NSW low | 94.79 | 96.33 | 5.7534 | 21 | 3369.7541 | 52.988 | 8 | 25 | 50 | 60.8637 | 4.8195 | 8.975 | 2.9198 | 852.0865 | 4 | 31.0247
North-Central NSW Black Coal (supercritical PC) | Black Coal (supercritical PC) | Black Coal | NSW | North-Central NSW | NSW low | 94.79 | 96.33 | 5.7534 | 21 | 3369.7541 | 52.988 | 8 | 25 | 50 | 60.8637 | 4.8195 | 8.975 | 3.1889 | 852.0865 | 4 | 33.4395
Latrobe Valley Brown Coal (supercritical PC) | Brown Coal (supercritical PC) | Brown Coal | VIC | Latrobe Valley | VIC Low | 93.7333 | 94.59 | 5.7534 | 21 | 5096.1583 | 58.5357 | 8 | 25 | 50 | 69.8557 | 5.3314 | 11.337 | 0.66767 | 963.8717 | 6.01 | 12.9007
QLD OCGT | OCGT | Gas | QLD | QLD | QLD low | 94.3534 | 98.3607 | 1.0959 | 4 | 1419.4053 | 80.8345 | 4 | 25 | 30 | 4.553 | 11.4091 | 11.7497 | 8.9257 | 713.7822 | 1.53 | 116.283
NSW OCGT | OCGT | Gas | NSW | NSW | NSW low | 94.3534 | 98.3607 | 1.0959 | 4 | 1426.1429 | 85.1287 | 4 | 25 | 30 | 4.8083 | 12.0489 | 11.7497 | 11.1734 | 783.1054 | 1.53 | 143.3327
VIC OCGT | OCGT | Gas | VIC | VIC | VIC Low | 94.3534 | 98.3607 | 1.0959 | 4 | 1410.9833 | 72.256 | 4 | 25 | 30 | 4.2551 | 10.6627 | 11.7497 | 10.5839 | 670.3083 | 1.53 | 135.02
SA OCGT | OCGT | Gas | SA | SA | SA low | 94.3534 | 98.3607 | 1.0959 | 4 | 1412.6677 | 80.8345 | 4 | 25 | 30 | 4.2977 | 10.7693 | 11.7497 | 10.7249 | 744.3314 | 1.53 | 136.7842
TAS OCGT | OCGT | Gas | TAS | TAS | TAS low | 94.3534 | 98.3607 | 1.0959 | 4 | 1416.8797 | 72.256 | 4 | 25 | 30 | 4.4679 | 11.1959 | 11.7497 | 11.68 | 670.3083 | 1.53 | 148.4328
QLD CCGT | CCGT | Gas | QLD | QLD | QLD low | 94.027 | 97.4952 | 2.7397 | 10 | 1701.0279 | 80.8345 | 5 | 25 | 30 | 11.3771 | 7.9864 | 7.5753 | 8.5769 | 452.232 | 2.51 | 72.9591
NSW CCGT | CCGT | Gas | NSW | NSW | NSW low | 94.027 | 97.4952 | 2.7397 | 10 | 1710.0482 | 85.1287 | 5 | 25 | 30 | 12.0151 | 8.4342 | 7.5753 | 10.6751 | 496.9264 | 2.51 | 89.3018
VIC CCGT | CCGT | Gas | VIC | VIC | VIC Low | 94.027 | 97.4952 | 2.7397 | 10 | 1689.7526 | 72.256 | 5 | 25 | 30 | 10.6328 | 7.4639 | 7.5753 | 10.0856 | 424.2033 | 2.51 | 83.8658
SA CCGT | CCGT | Gas | SA | SA | SA low | 94.027 | 97.4952 | 2.7397 | 10 | 1692.0077 | 80.8345 | 5 | 25 | 30 | 10.7392 | 7.5385 | 7.5753 | 10.2267 | 471.9279 | 2.51 | 85.0091
TAS CCGT | CCGT | Gas | TAS | TAS | TAS low | 94.027 | 97.4952 | 2.7397 | 10 | 1697.6462 | 72.256 | 5 | 25 | 30 | 11.1645 | 7.8371 | 7.5753 | 11.1818 | 424.2033 | 2.51 | 92.5428
VIC Biomass | Biomass | Biomass | VIC | VIC | VIC Low | 95 | 99.3333 | 8.2192 | 30 | 12779.9169 | 98.412 | 5 | 25 | 50 | 133.2341 | 8.5202 | 13.39 | 0.52815 | 1351.051 | 6.1 | 15.5922
QLD Biomass | Biomass | Biomass | QLD | QLD | QLD low | 95 | 99.3333 | 8.2192 | 30 | 13463.6834 | 96.4054 | 5 | 25 | 50 | 142.5605 | 9.1166 | 13.39 | 0.52815 | 1351.051 | 6.1 | 16.1886
NSW Biomass | Biomass | Biomass | NSW | NSW | NSW low | 95 | 99.3333 | 8.2192 | 30 | 14010.6966 | 84.11 | 5 | 25 | 50 | 150.5546 | 9.6278 | 13.39 | 0.52815 | 1351.051 | 6.1 | 16.6998
SA Biomass | Biomass | Biomass | SA | SA | SA low | 95 | 99.3333 | 8.2192 | 30 | 12916.6702 | 96.4054 | 5 | 25 | 50 | 134.5665 | 8.6054 | 13.39 | 0.52815 | 1351.051 | 6.1 | 15.6774
TAS Biomass | Biomass | Biomass | TAS | TAS | TAS low | 95 | 99.3333 | 8.2192 | 30 | 13258.5535 | 98.412 | 5 | 25 | 50 | 139.8959 | 8.9462 | 13.39 | 0.52815 | 1351.051 | 6.1 | 16.0182
Far North QLD Large scale Solar PV | Large scale Solar PV | Solar | QLD | Far North QLD | QLD Low | 100 | 100 | 0 | 0 | 1153.2382 | 96.4022 | 1 | 25 | 30 | 15.6422 | 0 | 0 | 0 | 0 | 2 | 0
North Qld Clean Energy Hub Large scale Solar PV | Large scale Solar PV | Solar | QLD | North Qld Clean Energy Hub | QLD Low | 100 | 100 | 0 | 0 | 1153.2382 | 109.4994 | 1 | 25 | 30 | 15.6422 | 0 | 0 | 0 | 0 | 2 | 0
Northern Qld Large scale Solar PV | Large scale Solar PV | Solar | QLD | Northern Qld | QLD Low | 100 | 100 | 0 | 0 | 1153.2382 | 96.4022 | 1 | 25 | 30 | 15.6422 | 0 | 0 | 0 | 0 | 2 | 0
Isaac Large scale Solar PV | Large scale Solar PV | Solar | QLD | Isaac | QLD Low | 100 | 100 | 0 | 0 | 1153.2382 | 96.4022 | 1 | 25 | 30 | 15.6422 | 0 | 0 | 0 | 0 | 2 | 0
Barcaldine Large scale Solar PV | Large scale Solar PV | Solar | QLD | Barcaldine | QLD Medium | 100 | 100 | 0 | 0 | 1216.1324 | 109.4994 | 1 | 25 | 30 | 17.5427 | 0 | 0 | 0 | 0 | 2 | 0
Fitzroy Large scale Solar PV | Large scale Solar PV | Solar | QLD | Fitzroy | QLD Low | 100 | 100 | 0 | 0 | 1153.2382 | 96.4022 | 1 | 25 | 30 | 15.6422 | 0 | 0 | 0 | 0 | 2 | 0
Wide Bay Large scale Solar PV | Large scale Solar PV | Solar | QLD | Wide Bay | QLD Low | 100 | 100 | 0 | 0 | 1153.2382 | 96.4022 | 1 | 25 | 30 | 15.6422 | 0 | 0 | 0 | 0 | 2 | 0
Darling Downs Large scale Solar PV | Large scale Solar PV | Solar | QLD | Darling Downs | QLD Low | 100 | 100 | 0 | 0 | 1153.2382 | 96.4022 | 1 | 25 | 30 | 15.6422 | 0 | 0 | 0 | 0 | 2 | 0
North West NSW Large scale Solar PV | Large scale Solar PV | Solar | NSW | North West NSW | NSW Medium | 100 | 100 | 0 | 0 | 1218.394 | 84.1076 | 1 | 25 | 30 | 17.835 | 0 | 0 | 0 | 0 | 2 | 0
New England Large scale Solar PV | Large scale Solar PV | Solar | NSW | New England | NSW Low | 100 | 100 | 0 | 0 | 1159.2691 | 84.1076 | 1 | 25 | 30 | 16.5193 | 0 | 0 | 0 | 0 | 2 | 0
Central-West Orana Large scale Solar PV | Large scale Solar PV | Solar | NSW | Central-West Orana | NSW Medium | 100 | 100 | 0 | 0 | 1218.394 | 84.1076 | 1 | 25 | 30 | 17.835 | 0 | 0 | 0 | 0 | 2 | 0
Southern NSW Tablelands Large scale Solar PV | Large scale Solar PV | Solar | NSW | Southern NSW Tablelands | NSW Low | 100 | 100 | 0 | 0 | 1159.2691 | 74.2847 | 1 | 25 | 30 | 16.5193 | 0 | 0 | 0 | 0 | 2 | 0
Broken Hill Large scale Solar PV | Large scale Solar PV | Solar | NSW | Broken Hill | NSW High | 100 | 100 | 0 | 0 | 1277.5189 | 106.2744 | 1 | 25 | 30 | 19.2969 | 0 | 0 | 0 | 0 | 2 | 0
South West NSW Large scale Solar PV | Large scale Solar PV | Solar | NSW | South West NSW | NSW High | 100 | 100 | 0 | 0 | 1277.5189 | 84.1076 | 1 | 25 | 30 | 19.2969 | 0 | 0 | 0 | 0 | 2 | 0
Wagga Wagga Large scale Solar PV | Large scale Solar PV | Solar | NSW | Wagga Wagga | NSW Medium | 100 | 100 | 0 | 0 | 1218.394 | 84.1076 | 1 | 25 | 30 | 17.835 | 0 | 0 | 0 | 0 | 2 | 0
Tumut Large scale Solar PV | Large scale Solar PV | Solar | NSW | Tumut | NSW Medium | 100 | 100 | 0 | 0 | 1218.394 | 74.2847 | 1 | 25 | 30 | 17.835 | 0 | 0 | 0 | 0 | 2 | 0
Cooma-Monaro Large scale Solar PV | Large scale Solar PV | Solar | NSW | Cooma-Monaro | NSW Medium | 100 | 100 | 0 | 0 | 1218.394 | 74.2847 | 1 | 25 | 30 | 17.835 | 0 | 0 | 0 | 0 | 2 | 0
Ovens Murray Large scale Solar PV | Large scale Solar PV | Solar | VIC | Ovens Murray | VIC Medium | 100 | 100 | 0 | 0 | 1178.0082 | 98.4161 | 1 | 25 | 30 | 15.0575 | 0 | 0 | 0 | 0 | 2 | 0
Murray River Large scale Solar PV | Large scale Solar PV | Solar | VIC | Murray River | VIC Medium | 100 | 100 | 0 | 0 | 1178.0082 | 98.4161 | 1 | 25 | 30 | 15.3498 | 0 | 0 | 0 | 0 | 2 | 0
Western Victoria Large scale Solar PV | Large scale Solar PV | Solar | VIC | Western Victoria | VIC Medium | 100 | 100 | 0 | 0 | 1178.0082 | 98.4161 | 1 | 25 | 30 | 15.0575 | 0 | 0 | 0 | 0 | 2 | 0
South West Victoria Large scale Solar PV | Large scale Solar PV | Solar | VIC | South West Victoria | VIC Medium | 100 | 100 | 0 | 0 | 1178.0082 | 70.3049 | 1 | 25 | 30 | 15.0575 | 0 | 0 | 0 | 0 | 2 | 0
Gippsland Large scale Solar PV | Large scale Solar PV | Solar | VIC | Gippsland | VIC Low | 100 | 100 | 0 | 0 | 1145.6995 | 106.2744 | 1 | 25 | 30 | 14.6189 | 0 | 0 | 0 | 0 | 2 | 0
Central North Vic Large scale Solar PV | Large scale Solar PV | Solar | VIC | Central North Vic | VIC High | 100 | 100 | 0 | 0 | 1199.5473 | 98.4161 | 1 | 25 | 30 | 15.0575 | 0 | 0 | 0 | 0 | 2 | 0
South East SA Large scale Solar PV | Large scale Solar PV | Solar | SA | South East SA | SA Low | 100 | 100 | 0 | 0 | 1147.2072 | 109.4994 | 1 | 25 | 30 | 14.7651 | 0 | 0 | 0 | 0 | 2 | 0
Riverland Large scale Solar PV | Large scale Solar PV | Solar | SA | Riverland | SA Low | 100 | 100 | 0 | 0 | 1147.2072 | 109.4994 | 1 | 25 | 30 | 14.7651 | 0 | 0 | 0 | 0 | 2 | 0
Mid-North SA Large scale Solar PV | Large scale Solar PV | Solar | SA | Mid-North SA | SA Low | 100 | 100 | 0 | 0 | 1147.2072 | 96.4022 | 1 | 25 | 30 | 14.7651 | 0 | 0 | 0 | 0 | 2 | 0
Yorke Peninsula Large scale Solar PV | Large scale Solar PV | Solar | SA | Yorke Peninsula | SA Low | 100 | 100 | 0 | 0 | 1147.2072 | 96.4022 | 1 | 25 | 30 | 14.7651 | 0 | 0 | 0 | 0 | 2 | 0
Northern SA Large scale Solar PV | Large scale Solar PV | Solar | SA | Northern SA | SA Medium | 100 | 100 | 0 | 0 | 1208.5937 | 96.4022 | 1 | 25 | 30 | 16.5193 | 0 | 0 | 0 | 0 | 2 | 0
Leigh Creek Large scale Solar PV | Large scale Solar PV | Solar | SA | Leigh Creek | SA Medium | 100 | 100 | 0 | 0 | 1208.5937 | 109.4994 | 1 | 25 | 30 | 16.5193 | 0 | 0 | 0 | 0 | 2 | 0
Roxby Downs Large scale Solar PV | Large scale Solar PV | Solar | SA | Roxby Downs | SA Medium | 100 | 100 | 0 | 0 | 1208.5937 | 109.4994 | 1 | 25 | 30 | 16.5193 | 0 | 0 | 0 | 0 | 2 | 0
Eastern Eyre Peninsula Large scale Solar PV | Large scale Solar PV | Solar | SA | Eastern Eyre Peninsula | SA Medium | 100 | 100 | 0 | 0 | 1208.5937 | 109.4994 | 1 | 25 | 30 | 16.5193 | 0 | 0 | 0 | 0 | 2 | 0
Western Eyre Peninsula Large scale Solar PV | Large scale Solar PV | Solar | SA | Western Eyre Peninsula | SA Medium | 100 | 100 | 0 | 0 | 1208.5937 | 109.4994 | 1 | 25 | 30 | 16.5193 | 0 | 0 | 0 | 0 | 2 | 0
North East Tasmania Large scale Solar PV | Large scale Solar PV | Solar | TAS | North East Tasmania | TAS Low | 100 | 100 | 0 | 0 | 1150.9766 | 98.4161 | 1 | 25 | 30 | 15.3498 | 0 | 0 | 0 | 0 | 2 | 0
North West Tasmania Large scale Solar PV | Large scale Solar PV | Solar | TAS | North West Tasmania | TAS Medium | 100 | 100 | 0 | 0 | 1209.3476 | 98.4161 | 1 | 25 | 30 | 16.6655 | 0 | 0 | 0 | 0 | 2 | 0
Tasmania Midlands Large scale Solar PV | Large scale Solar PV | Solar | TAS | Tasmania Midlands | TAS Low | 100 | 100 | 0 | 0 | 1150.9766 | 98.4161 | 1 | 25 | 30 | 15.3498 | 0 | 0 | 0 | 0 | 2 | 0
Far North QLD Solar Thermal (8hrs Storage) | Solar Thermal (8hrs Storage) | Solar | QLD | Far North QLD | QLD Low | 100 | 100 | 0 | 0 | 6645.6997 | 96.4022 | 6 | 25 | 40 | 92.0726 | 5.8538 | 0 | 0 | 0 | 10 | 5.8538
North Qld Clean Energy Hub Solar Thermal (8hrs Storage) | Solar Thermal (8hrs Storage) | Solar | QLD | North Qld Clean Energy Hub | QLD Low | 100 | 100 | 0 | 0 | 6645.6997 | 109.4994 | 6 | 25 | 40 | 92.0726 | 5.8538 | 0 | 0 | 0 | 10 | 5.8538
Northern Qld Solar Thermal (8hrs Storage) | Solar Thermal (8hrs Storage) | Solar | QLD | Northern Qld | QLD Low | 100 | 100 | 0 | 0 | 6645.6997 | 96.4022 | 6 | 25 | 40 | 92.0726 | 5.8538 | 0 | 0 | 0 | 10 | 5.8538
Isaac Solar Thermal (8hrs Storage) | Solar Thermal (8hrs Storage) | Solar | QLD | Isaac | QLD Low | 100 | 100 | 0 | 0 | 6645.6997 | 96.4022 | 6 | 25 | 40 | 92.0726 | 5.8538 | 0 | 0 | 0 | 10 | 5.8538
Barcaldine Solar Thermal (8hrs Storage) | Solar Thermal (8hrs Storage) | Solar | QLD | Barcaldine | QLD Medium | 100 | 100 | 0 | 0 | 7041.91 | 109.4994 | 6 | 25 | 40 | 103.259 | 6.565 | 0 | 0 | 0 | 10 | 6.565
Fitzroy Solar Thermal (8hrs Storage) | Solar Thermal (8hrs Storage) | Solar | QLD | Fitzroy | QLD Low | 100 | 100 | 0 | 0 | 6645.6997 | 96.4022 | 6 | 25 | 40 | 92.0726 | 5.8538 | 0 | 0 | 0 | 10 | 5.8538
Wide Bay Solar Thermal (8hrs Storage) | Solar Thermal (8hrs Storage) | Solar | QLD | Wide Bay | QLD Low | 100 | 100 | 0 | 0 | 6645.6997 | 96.4022 | 6 | 25 | 40 | 92.0726 | 5.8538 | 0 | 0 | 0 | 10 | 5.8538
Darling Downs Solar Thermal (8hrs Storage) | Solar Thermal (8hrs Storage) | Solar | QLD | Darling Downs | QLD Low | 100 | 100 | 0 | 0 | 6645.6997 | 96.4022 | 6 | 25 | 40 | 92.0726 | 5.8538 | 0 | 0 | 0 | 10 | 5.8538
North West NSW Solar Thermal (8hrs Storage) | Solar Thermal (8hrs Storage) | Solar | NSW | North West NSW | NSW Medium | 100 | 100 | 0 | 0 | 7063.4294 | 84.1076 | 6 | 25 | 40 | 104.9799 | 6.6745 | 0 | 0 | 0 | 10 | 6.6745
New England Solar Thermal (8hrs Storage) | Solar Thermal (8hrs Storage) | Solar | NSW | New England | NSW Low | 100 | 100 | 0 | 0 | 6703.0848 | 84.1076 | 6 | 25 | 40 | 97.2355 | 6.1821 | 0 | 0 | 0 | 10 | 6.1821
Central-West Orana Solar Thermal (8hrs Storage) | Solar Thermal (8hrs Storage) | Solar | NSW | Central-West Orana | NSW Medium | 100 | 100 | 0 | 0 | 7063.4294 | 84.1076 | 6 | 25 | 40 | 104.9799 | 6.6745 | 0 | 0 | 0 | 10 | 6.6745
Southern NSW Tablelands Solar Thermal (8hrs Storage) | Solar Thermal (8hrs Storage) | Solar | NSW | Southern NSW Tablelands | NSW Low | 100 | 100 | 0 | 0 | 6703.0848 | 74.2847 | 6 | 25 | 40 | 97.2355 | 6.1821 | 0 | 0 | 0 | 10 | 6.1821
Broken Hill Solar Thermal (8hrs Storage) | Solar Thermal (8hrs Storage) | Solar | NSW | Broken Hill | NSW High | 100 | 100 | 0 | 0 | 7423.774 | 106.2744 | 6 | 25 | 40 | 113.5849 | 7.2215 | 0 | 0 | 0 | 10 | 7.2215
South West NSW Solar Thermal (8hrs Storage) | Solar Thermal (8hrs Storage) | Solar | NSW | South West NSW | NSW High | 100 | 100 | 0 | 0 | 7423.774 | 84.1076 | 6 | 25 | 40 | 113.5849 | 7.2215 | 0 | 0 | 0 | 10 | 7.2215
Wagga Wagga Solar Thermal (8hrs Storage) | Solar Thermal (8hrs Storage) | Solar | NSW | Wagga Wagga | NSW Medium | 100 | 100 | 0 | 0 | 7063.4294 | 84.1076 | 6 | 25 | 40 | 104.9799 | 6.6745 | 0 | 0 | 0 | 10 | 6.6745
Tumut Solar Thermal (8hrs Storage) | Solar Thermal (8hrs Storage) | Solar | NSW | Tumut | NSW Medium | 100 | 100 | 0 | 0 | 7063.4294 | 74.2847 | 6 | 25 | 40 | 104.9799 | 6.6745 | 0 | 0 | 0 | 10 | 6.6745
Cooma-Monaro Solar Thermal (8hrs Storage) | Solar Thermal (8hrs Storage) | Solar | NSW | Cooma-Monaro | NSW Medium | 100 | 100 | 0 | 0 | 7063.4294 | 74.2847 | 6 | 25 | 40 | 104.9799 | 6.6745 | 0 | 0 | 0 | 10 | 6.6745
Ovens Murray Solar Thermal (8hrs Storage) | Solar Thermal (8hrs Storage) | Solar | VIC | Ovens Murray | VIC Medium | 100 | 100 | 0 | 0 | 6760.048 | 98.4161 | 6 | 25 | 40 | 88.6306 | 5.635 | 0 | 0 | 0 | 10 | 5.635
Murray River Solar Thermal (8hrs Storage) | Solar Thermal (8hrs Storage) | Solar | VIC | Murray River | VIC Medium | 100 | 100 | 0 | 0 | 6760.048 | 98.4161 | 6 | 25 | 40 | 90.3516 | 5.7444 | 0 | 0 | 0 | 10 | 5.7444
Western Victoria Solar Thermal (8hrs Storage) | Solar Thermal (8hrs Storage) | Solar | VIC | Western Victoria | VIC Medium | 100 | 100 | 0 | 0 | 6760.048 | 98.4161 | 6 | 25 | 40 | 88.6306 | 5.635 | 0 | 0 | 0 | 10 | 5.635
South West Victoria Solar Thermal (8hrs Storage) | Solar Thermal (8hrs Storage) | Solar | VIC | South West Victoria | VIC Medium | 100 | 100 | 0 | 0 | 6760.048 | 70.3049 | 6 | 25 | 40 | 88.6306 | 5.635 | 0 | 0 | 0 | 10 | 5.635
Gippsland Solar Thermal (8hrs Storage) | Solar Thermal (8hrs Storage) | Solar | VIC | Gippsland | VIC Low | 100 | 100 | 0 | 0 | 6573.9684 | 106.2744 | 6 | 25 | 40 | 86.0491 | 5.4709 | 0 | 0 | 0 | 10 | 5.4709
Central North Vic Solar Thermal (8hrs Storage) | Solar Thermal (8hrs Storage) | Solar | VIC | Central North Vic | VIC High | 100 | 100 | 0 | 0 | 6884.101 | 98.4161 | 6 | 25 | 40 | 88.6306 | 5.635 | 0 | 0 | 0 | 10 | 5.635
South East SA Solar Thermal (8hrs Storage) | Solar Thermal (8hrs Storage) | Solar | SA | South East SA | SA Low | 100 | 100 | 0 | 0 | 6588.3146 | 109.4994 | 6 | 25 | 40 | 86.9096 | 5.5256 | 0 | 0 | 0 | 10 | 5.5256
Riverland Solar Thermal (8hrs Storage) | Solar Thermal (8hrs Storage) | Solar | SA | Riverland | SA Low | 100 | 100 | 0 | 0 | 6588.3146 | 109.4994 | 6 | 25 | 40 | 86.9096 | 5.5256 | 0 | 0 | 0 | 10 | 5.5256
Mid-North SA Solar Thermal (8hrs Storage) | Solar Thermal (8hrs Storage) | Solar | SA | Mid-North SA | SA Low | 100 | 100 | 0 | 0 | 6588.3146 | 96.4022 | 6 | 25 | 40 | 86.9096 | 5.5256 | 0 | 0 | 0 | 10 | 5.5256
Yorke Peninsula Solar Thermal (8hrs Storage) | Solar Thermal (8hrs Storage) | Solar | SA | Yorke Peninsula | SA Low | 100 | 100 | 0 | 0 | 6588.3146 | 96.4022 | 6 | 25 | 40 | 86.9096 | 5.5256 | 0 | 0 | 0 | 10 | 5.5256
Northern SA Solar Thermal (8hrs Storage) | Solar Thermal (8hrs Storage) | Solar | SA | Northern SA | SA Medium | 100 | 100 | 0 | 0 | 6970.1786 | 96.4022 | 6 | 25 | 40 | 97.2355 | 6.1821 | 0 | 0 | 0 | 10 | 6.1821
Leigh Creek Solar Thermal (8hrs Storage) | Solar Thermal (8hrs Storage) | Solar | SA | Leigh Creek | SA Medium | 100 | 100 | 0 | 0 | 6970.1786 | 109.4994 | 6 | 25 | 40 | 97.2355 | 6.1821 | 0 | 0 | 0 | 10 | 6.1821
Roxby Downs Solar Thermal (8hrs Storage) | Solar Thermal (8hrs Storage) | Solar | SA | Roxby Downs | SA Medium | 100 | 100 | 0 | 0 | 6970.1786 | 109.4994 | 6 | 25 | 40 | 97.2355 | 6.1821 | 0 | 0 | 0 | 10 | 6.1821
Eastern Eyre Peninsula Solar Thermal (8hrs Storage) | Solar Thermal (8hrs Storage) | Solar | SA | Eastern Eyre Peninsula | SA Medium | 100 | 100 | 0 | 0 | 6970.1786 | 109.4994 | 6 | 25 | 40 | 97.2355 | 6.1821 | 0 | 0 | 0 | 10 | 6.1821
Western Eyre Peninsula Solar Thermal (8hrs Storage) | Solar Thermal (8hrs Storage) | Solar | SA | Western Eyre Peninsula | SA Medium | 100 | 100 | 0 | 0 | 6970.1786 | 109.4994 | 6 | 25 | 40 | 97.2355 | 6.1821 | 0 | 0 | 0 | 10 | 6.1821
North East Tasmania Solar Thermal (8hrs Storage) | Solar Thermal (8hrs Storage) | Solar | TAS | North East Tasmania | TAS Low | 100 | 100 | 0 | 0 | 6624.1803 | 98.4161 | 6 | 25 | 40 | 90.3516 | 5.7444 | 0 | 0 | 0 | 10 | 5.7444
North West Tasmania Solar Thermal (8hrs Storage) | Solar Thermal (8hrs Storage) | Solar | TAS | North West Tasmania | TAS Medium | 100 | 100 | 0 | 0 | 6977.3518 | 98.4161 | 6 | 25 | 40 | 98.096 | 6.2368 | 0 | 0 | 0 | 10 | 6.2368
Tasmania Midlands Solar Thermal (8hrs Storage) | Solar Thermal (8hrs Storage) | Solar | TAS | Tasmania Midlands | TAS Low | 100 | 100 | 0 | 0 | 6624.1803 | 98.4161 | 6 | 25 | 40 | 90.3516 | 5.7444 | 0 | 0 | 0 | 10 | 5.7444
VIC Battery storage (2hrs storage) | Battery storage (2hrs storage) | NA | VIC | VIC | VIC Low | 100 | 100 | 0 | 0 | 1125.7421 | 9.9652 | 2 | 10 | 20 | 8.1017 | 0 | 0 | 0 | 0 | 0 | 0
QLD Battery Storage (2hrs storage) | Battery Storage (2hrs storage) | NA | QLD | QLD | QLD low | 100 | 100 | 0 | 0 | 1152.0313 | 9.9652 | 2 | 10 | 20 | 8.6688 | 0 | 0 | 0 | 0 | 0 | 0
NSW Battery Storage (2hrs storage) | Battery Storage (2hrs storage) | NA | NSW | NSW | NSW low | 100 | 100 | 0 | 0 | 1173.0626 | 9.9652 | 2 | 10 | 20 | 9.1549 | 0 | 0 | 0 | 0 | 0 | 0
SA Battery Storage (2hrs storage) | Battery Storage (2hrs storage) | NA | SA | SA | SA low | 100 | 100 | 0 | 0 | 1130.9999 | 9.9652 | 2 | 10 | 20 | 8.1827 | 0 | 0 | 0 | 0 | 0 | 0
TAS Battery Storage (2hrs storage) | Battery Storage (2hrs storage) | NA | TAS | TAS | TAS low | 100 | 100 | 0 | 0 | 1144.1445 | 9.9652 | 2 | 10 | 20 | 8.5068 | 0 | 0 | 0 | 0 | 0 | 0
VIC Battery Storage (4hrs storage) | Battery Storage (4hrs storage) | NA | VIC | VIC | VIC Low | 100 | 100 | 0 | 0 | 1751.3632 | 9.9652 | 2 | 10 | 20 | 8.1017 | 0 | 0 | 0 | 0 | 0 | 0
QLD Battery Storage (4hrs storage) | Battery Storage (4hrs storage) | NA | QLD | QLD | QLD low | 100 | 100 | 0 | 0 | 1792.2624 | 9.9652 | 2 | 10 | 20 | 8.6688 | 0 | 0 | 0 | 0 | 0 | 0
NSW Battery Storage (4hrs storage) | Battery Storage (4hrs storage) | NA | NSW | NSW | NSW low | 100 | 100 | 0 | 0 | 1824.9817 | 9.9652 | 2 | 10 | 20 | 9.1549 | 0 | 0 | 0 | 0 | 0 | 0
SA Battery Storage (4hrs storage) | Battery Storage (4hrs storage) | NA | SA | SA | SA low | 100 | 100 | 0 | 0 | 1759.543 | 9.9652 | 2 | 10 | 20 | 8.1827 | 0 | 0 | 0 | 0 | 0 | 0
TAS Battery Storage (4hrs storage) | Battery Storage (4hrs storage) | NA | TAS | TAS | TAS low | 100 | 100 | 0 | 0 | 1779.9926 | 9.9652 | 2 | 10 | 20 | 8.5068 | 0 | 0 | 0 | 0 | 0 | 0
Far North QLD Wind | Wind | Wind | QLD | Far North QLD | QLD Low | 100 | 100 | 0 | 0 | 1747.7901 | 96.4022 | 2 | 25 | 30 | 39.0149 | 2.8896 | 0 | 0 | 0 | 2 | 2.8896
North Qld Clean Energy Hub Wind | Wind | Wind | QLD | North Qld Clean Energy Hub | QLD Low | 100 | 100 | 0 | 0 | 1747.7901 | 109.4994 | 2 | 25 | 30 | 39.0149 | 2.8896 | 0 | 0 | 0 | 2 | 2.8896
Northern Qld Wind | Wind | Wind | QLD | Northern Qld | QLD Low | 100 | 100 | 0 | 0 | 1747.7901 | 96.4022 | 2 | 25 | 30 | 39.0149 | 2.8896 | 0 | 0 | 0 | 2 | 2.8896
Isaac Wind | Wind | Wind | QLD | Isaac | QLD Low | 100 | 100 | 0 | 0 | 1747.7901 | 96.4022 | 2 | 25 | 30 | 39.0149 | 2.8896 | 0 | 0 | 0 | 2 | 2.8896
Barcaldine Wind | Wind | Wind | QLD | Barcaldine | QLD Medium | 100 | 100 | 0 | 0 | 1860.9803 | 109.4994 | 2 | 25 | 30 | 43.755 | 3.2407 | 0 | 0 | 0 | 2 | 3.2407
Fitzroy Wind | Wind | Wind | QLD | Fitzroy | QLD Low | 100 | 100 | 0 | 0 | 1747.7901 | 96.4022 | 2 | 25 | 30 | 39.0149 | 2.8896 | 0 | 0 | 0 | 2 | 2.8896
Wide Bay Wind | Wind | Wind | QLD | Wide Bay | QLD Low | 100 | 100 | 0 | 0 | 1747.7901 | 96.4022 | 2 | 25 | 30 | 39.0149 | 2.8896 | 0 | 0 | 0 | 2 | 2.8896
Darling Downs Wind | Wind | Wind | QLD | Darling Downs | QLD Low | 100 | 100 | 0 | 0 | 1747.7901 | 96.4022 | 2 | 25 | 30 | 39.0149 | 2.8896 | 0 | 0 | 0 | 2 | 2.8896
North West NSW Wind | Wind | Wind | NSW | North West NSW | NSW Medium | 100 | 100 | 0 | 0 | 1868.4708 | 84.1076 | 2 | 25 | 30 | 44.4843 | 3.2947 | 0 | 0 | 0 | 2 | 3.2947
New England Wind | Wind | Wind | NSW | New England | NSW Low | 100 | 100 | 0 | 0 | 1767.7648 | 84.1076 | 2 | 25 | 30 | 41.2026 | 3.0516 | 0 | 0 | 0 | 2 | 3.0516
Central-West Orana Wind | Wind | Wind | NSW | Central-West Orana | NSW Medium | 100 | 100 | 0 | 0 | 1868.4708 | 84.1076 | 2 | 25 | 30 | 44.4843 | 3.2947 | 0 | 0 | 0 | 2 | 3.2947
Southern NSW Tablelands Wind | Wind | Wind | NSW | Southern NSW Tablelands | NSW Low | 100 | 100 | 0 | 0 | 1767.7648 | 74.2847 | 2 | 25 | 30 | 41.2026 | 3.0516 | 0 | 0 | 0 | 2 | 3.0516
Broken Hill Wind | Wind | Wind | NSW | Broken Hill | NSW High | 100 | 100 | 0 | 0 | 1969.1768 | 106.2744 | 2 | 25 | 30 | 48.1305 | 3.5647 | 0 | 0 | 0 | 2 | 3.5647
South West NSW Wind | Wind | Wind | NSW | South West NSW | NSW High | 100 | 100 | 0 | 0 | 1969.1768 | 84.1076 | 2 | 25 | 30 | 48.1305 | 3.5647 | 0 | 0 | 0 | 2 | 3.5647
Wagga Wagga Wind | Wind | Wind | NSW | Wagga Wagga | NSW Medium | 100 | 100 | 0 | 0 | 1868.4708 | 84.1076 | 2 | 25 | 30 | 44.4843 | 3.2947 | 0 | 0 | 0 | 2 | 3.2947
Tumut Wind | Wind | Wind | NSW | Tumut | NSW Medium | 100 | 100 | 0 | 0 | 1868.4708 | 74.2847 | 2 | 25 | 30 | 44.4843 | 3.2947 | 0 | 0 | 0 | 2 | 3.2947
Cooma-Monaro Wind | Wind | Wind | NSW | Cooma-Monaro | NSW Medium | 100 | 100 | 0 | 0 | 1868.4708 | 74.2847 | 2 | 25 | 30 | 44.4843 | 3.2947 | 0 | 0 | 0 | 2 | 3.2947
Ovens Murray Wind | Wind | Wind | VIC | Ovens Murray | VIC Medium | 100 | 100 | 0 | 0 | 1772.7585 | 98.4161 | 2 | 25 | 30 | 37.5564 | 2.7816 | 0 | 0 | 0 | 2 | 2.7816
Murray River Wind | Wind | Wind | VIC | Murray River | VIC Medium | 100 | 100 | 0 | 0 | 1772.7585 | 98.4161 | 2 | 25 | 30 | 38.2856 | 2.8356 | 0 | 0 | 0 | 2 | 2.8356
Western Victoria Wind | Wind | Wind | VIC | Western Victoria | VIC Medium | 100 | 100 | 0 | 0 | 1772.7585 | 98.4161 | 2 | 25 | 30 | 37.5564 | 2.7816 | 0 | 0 | 0 | 2 | 2.7816
South West Victoria Wind | Wind | Wind | VIC | South West Victoria | VIC Medium | 100 | 100 | 0 | 0 | 1772.7585 | 70.3049 | 2 | 25 | 30 | 37.5564 | 2.7816 | 0 | 0 | 0 | 2 | 2.7816
Gippsland Wind | Wind | Wind | VIC | Gippsland | VIC Low | 100 | 100 | 0 | 0 | 1722.8217 | 106.2744 | 2 | 25 | 30 | 36.4625 | 2.7006 | 0 | 0 | 0 | 2 | 2.7006
Central North Vic Wind | Wind | Wind | VIC | Central North Vic | VIC High | 100 | 100 | 0 | 0 | 1806.0498 | 98.4161 | 2 | 25 | 30 | 37.5564 | 2.7816 | 0 | 0 | 0 | 2 | 2.7816
South East SA Wind | Wind | Wind | SA | South East SA | SA Low | 100 | 100 | 0 | 0 | 1727.8154 | 109.4994 | 2 | 25 | 30 | 36.8271 | 2.7276 | 0 | 0 | 0 | 2 | 2.7276
Riverland Wind | Wind | Wind | SA | Riverland | SA Low | 100 | 100 | 0 | 0 | 1727.8154 | 109.4994 | 2 | 25 | 30 | 36.8271 | 2.7276 | 0 | 0 | 0 | 2 | 2.7276
Mid-North SA Wind | Wind | Wind | SA | Mid-North SA | SA Low | 100 | 100 | 0 | 0 | 1727.8154 | 96.4022 | 2 | 25 | 30 | 36.8271 | 2.7276 | 0 | 0 | 0 | 2 | 2.7276
Yorke Peninsula Wind | Wind | Wind | SA | Yorke Peninsula | SA Low | 100 | 100 | 0 | 0 | 1727.8154 | 96.4022 | 2 | 25 | 30 | 36.8271 | 2.7276 | 0 | 0 | 0 | 2 | 2.7276
Northern SA Wind | Wind | Wind | SA | Northern SA | SA Medium | 100 | 100 | 0 | 0 | 1836.0119 | 96.4022 | 2 | 25 | 30 | 41.2026 | 3.0516 | 0 | 0 | 0 | 2 | 3.0516
Leigh Creek Wind | Wind | Wind | SA | Leigh Creek | SA Medium | 100 | 100 | 0 | 0 | 1836.0119 | 109.4994 | 2 | 25 | 30 | 41.2026 | 3.0516 | 0 | 0 | 0 | 2 | 3.0516
Roxby Downs Wind | Wind | Wind | SA | Roxby Downs | SA Medium | 100 | 100 | 0 | 0 | 1836.0119 | 109.4994 | 2 | 25 | 30 | 41.2026 | 3.0516 | 0 | 0 | 0 | 2 | 3.0516
Eastern Eyre Peninsula Wind | Wind | Wind | SA | Eastern Eyre Peninsula | SA Medium | 100 | 100 | 0 | 0 | 1836.0119 | 109.4994 | 2 | 25 | 30 | 41.2026 | 3.0516 | 0 | 0 | 0 | 2 | 3.0516
Western Eyre Peninsula Wind | Wind | Wind | SA | Western Eyre Peninsula | SA Medium | 100 | 100 | 0 | 0 | 1836.0119 | 109.4994 | 2 | 25 | 30 | 41.2026 | 3.0516 | 0 | 0 | 0 | 2 | 3.0516
North East Tasmania Wind | Wind | Wind | TAS | North East Tasmania | TAS Low | 100 | 100 | 0 | 0 | 1740.2996 | 98.4161 | 2 | 25 | 30 | 38.2856 | 2.8356 | 0 | 0 | 0 | 2 | 2.8356
North West Tasmania Wind | Wind | Wind | TAS | North West Tasmania | TAS Medium | 100 | 100 | 0 | 0 | 1838.5087 | 98.4161 | 2 | 25 | 30 | 41.5673 | 3.0786 | 0 | 0 | 0 | 2 | 3.0786
Tasmania Midlands Wind | Wind | Wind | TAS | Tasmania Midlands | TAS Low | 100 | 100 | 0 | 0 | 1740.2996 | 98.4161 | 2 | 25 | 30 | 38.2856 | 2.8356 | 0 | 0 | 0 | 2 | 2.8356
Gippsland Wind - offshore | Wind - offshore | Wind | VIC | Gippsland | VIC Low | 100 | 100 | 0 | 0 | 6017.859 | $0 (note 1) | 4 | 25 | 30 | 109.3975 | 0 | 0 | 0 | 0 | 2 | 0
VIC Pumped Hydro (6hrs storage) | Pumped Hydro (6hrs storage) | Water | VIC | VIC | VIC | 100 | 100 | 0 | 0 | 2311.005 | 0 | 6 | 30 | 50 | 16.1934 | 0 | 0 | 0 | 0 | 1 | 0
QLD Pumped Hydro (6hrs storage) | Pumped Hydro (6hrs storage) | Water | QLD | QLD | QLD | 100 | 100 | 0 | 0 | 2311.005 | 0 | 6 | 30 | 50 | 17.3269 | 0 | 0 | 0 | 0 | 1 | 0
NSW Pumped Hydro (6hrs storage) | Pumped Hydro (6hrs storage) | Water | NSW | NSW | NSW | 100 | 100 | 0 | 0 | 2383.7309 | 0 | 6 | 30 | 50 | 18.2985 | 0 | 0 | 0 | 0 | 1 | 0
SA Pumped Hydro (6hrs storage) | Pumped Hydro (6hrs storage) | Water | SA | SA | SA | 100 | 100 | 0 | 0 | 2915.1893 | 0 | 6 | 30 | 50 | 16.3553 | 0 | 0 | 0 | 0 | 1 | 0
TAS Pumped Hydro (6hrs storage) | Pumped Hydro (6hrs storage) | Water | TAS | TAS | TAS | 100 | 100 | 0 | 0 | 1752.1345 | 0 | 6 | 30 | 50 | 17.003 | 0 | 0 | 0 | 0 | 1 | 0
VIC Pumped Hydro (12hrs storage) | Pumped Hydro (12hrs storage) | Water | VIC | VIC | VIC | 100 | 100 | 0 | 0 | 2644.1774 | 0 | 6 | 30 | 50 | 16.1934 | 0 | 0 | 0 | 0 | 1 | 0
QLD Pumped Hydro (12hrs storage) | Pumped Hydro (12hrs storage) | Water | QLD | QLD | QLD | 100 | 100 | 0 | 0 | 2765.0541 | 0 | 6 | 30 | 50 | 17.3269 | 0 | 0 | 0 | 0 | 1 | 0
NSW Pumped Hydro (12hrs storage) | Pumped Hydro (12hrs storage) | Water | NSW | NSW | NSW | 100 | 100 | 0 | 0 | 2727.7246 | 0 | 6 | 30 | 50 | 18.2985 | 0 | 0 | 0 | 0 | 1 | 0
SA Pumped Hydro (12hrs storage) | Pumped Hydro (12hrs storage) | Water | SA | SA | SA | 100 | 100 | 0 | 0 | 3988.9305 | 0 | 6 | 30 | 50 | 16.3553 | 0 | 0 | 0 | 0 | 1 | 0
TAS Pumped Hydro (12hrs storage) | Pumped Hydro (12hrs storage) | Water | TAS | TAS | TAS | 100 | 100 | 0 | 0 | 1934.0269 | 0 | 6 | 30 | 50 | 17.003 | 0 | 0 | 0 | 0 | 1 | 0
VIC Pumped Hydro (24hrs storage) | Pumped Hydro (24hrs storage) | Water | VIC | VIC | VIC | 100 | 100 | 0 | 0 | 3398.3586 | 0 | 6 | 30 | 50 | 16.1934 | 0 | 0 | 0 | 0 | 1 | 0
QLD Pumped Hydro (24hrs storage) | Pumped Hydro (24hrs storage) | Water | QLD | QLD | QLD | 100 | 100 | 0 | 0 | 3147.086 | 0 | 6 | 30 | 50 | 17.3269 | 0 | 0 | 0 | 0 | 1 | 0
NSW Pumped Hydro (24hrs storage) | Pumped Hydro (24hrs storage) | Water | NSW | NSW | NSW | 100 | 100 | 0 | 0 | 3199.9952 | 0 | 6 | 30 | 50 | 18.2985 | 0 | 0 | 0 | 0 | 1 | 0
SA Pumped Hydro (24hrs storage) | Pumped Hydro (24hrs storage) | Water | SA | SA | SA | 100 | 100 | 0 | 0 | 5663.931 | 0 | 6 | 30 | 50 | 16.3553 | 0 | 0 | 0 | 0 | 1 | 0
TAS Pumped Hydro (24hrs storage) | Pumped Hydro (24hrs storage) | Water | TAS | TAS | TAS | 100 | 100 | 0 | 0 | 2099.4304 | 0 | 6 | 30 | 50 | 17.003 | 0 | 0 | 0 | 0 | 1 | 0
VIC Pumped Hydro (48hrs storage) | Pumped Hydro (48hrs storage) | Water | VIC | VIC | VIC | 100 | 100 | 0 | 0 | 5106.6245 | 0 | 6 | 30 | 50 | 16.1934 | 0 | 0 | 0 | 0 | 1 | 0
QLD Pumped Hydro (48hrs storage) | Pumped Hydro (48hrs storage) | Water | QLD | QLD | QLD | 100 | 100 | 0 | 0 | 4447.9001 | 0 | 6 | 30 | 50 | 17.3269 | 0 | 0 | 0 | 0 | 1 | 0
NSW Pumped Hydro (48hrs storage) | Pumped Hydro (48hrs storage) | Water | NSW | NSW | NSW | 100 | 100 | 0 | 0 | 3795.5549 | 0 | 6 | 30 | 50 | 18.2985 | 0 | 0 | 0 | 0 | 1 | 0
SA Pumped Hydro (48hrs storage) | Pumped Hydro (48hrs storage) | Water | SA | SA | SA | 100 | 100 | 0 | 0 | 0 | 0 | 6 | 30 | 50 | 16.3553 | 0 | 0 | 0 | 0 | 1 | 0
TAS Pumped Hydro (48hrs storage) | Pumped Hydro (48hrs storage) | Water | TAS | TAS | TAS | 100 | 100 | 0 | 0 | 2372.012 | 0 | 6 | 30 | 50 | 17.003 | 0 | 0 | 0 | 0 | 1 | 0
Note on L12: Toggle input through the drop down menu.
Note on T12: Input Toggle on the Fuel Price Summary Page B7
Note on L13: Toggle input through the drop down menu.
Note on T13: Toggle input through the drop down menu.

## Fuel Price Summary
Go to Assumptions Summary
Fuel Price ($/GJ)
Fuel Prices for Existing, Committed, Anticipated and New Entrant Generators for the selected scenario.
Scenario Choice:
Neutral
Existing generators
Generator | Region | Cost Scenario | 2020-21 | 2021-22 | 2022-23 | 2023-24 | 2024-25 | 2025-26 | 2026-27 | 2027-28 | 2028-29 | 2029-30 | 2030-31 | 2031-32 | 2032-33 | 2033-34 | 2034-35 | 2035-36 | 2036-37 | 2037-38 | 2038-39 | 2039-40 | 2040-41 | 2041-42 | 2042-43 | 2043-44 | 2044-45 | 2045-46 | 2046-47 | 2047-48 | 2048-49 | 2049-50
Bayswater | NSW | Neutral | 1.5845 | 1.5446 | 1.5944 | 1.6642 | 1.5944 | 1.5047 | 1.6443 | 2.2322 | 2.6806 | 2.6308 | 2.6607 | 2.7305 | 2.7603 | 2.8002 | 2.85 | 2.9198 | 2.9696 | 2.9796 | 2.9298 | 2.8799 | 2.87 | 2.87 | 2.87 | 2.87 | 2.87 | 2.87 | 2.87 | 2.87 | 2.87 | 2.87
Eraring | NSW | Neutral | 3.707 | 3.438 | 3.3682 | 3.428 | 3.5376 | 3.6472 | 3.7369 | 3.717 | 3.5974 | 3.5177 | 3.4978 | 3.707 | 3.9063 | 3.9462 | 4.0259 | 4.1256 | 4.1953 | 4.2153 | 4.1455 | 4.0757 | 4.0658 | 4.0658 | 4.0658 | 4.0658 | 4.0658 | 4.0658 | 4.0658 | 4.0658 | 4.0658 | 4.0658
Liddell | NSW | Neutral | 1.5845 | 1.5446 | 1.5944 | 1.6642 | 1.5944 | 1.5047 | 1.6443 | 2.2322 | 2.6806 | 2.6308 | 2.6607 | 2.7305 | 2.7603 | 2.8002 | 2.85 | 2.9198 | 2.9696 | 2.9796 | 2.9298 | 2.8799 | 2.87 | 2.87 | 2.87 | 2.87 | 2.87 | 2.87 | 2.87 | 2.87 | 2.87 | 2.87
Mt Piper | NSW | Neutral | 3.707 | 3.438 | 3.3682 | 3.428 | 3.5376 | 3.6472 | 3.7369 | 3.717 | 3.5974 | 3.5177 | 3.4978 | 3.707 | 3.9063 | 3.9462 | 4.0259 | 4.1256 | 4.1953 | 4.2153 | 4.1455 | 4.0757 | 4.0757 | 4.0757 | 4.0757 | 4.0757 | 4.0757 | 4.0757 | 4.0757 | 4.0757 | 4.0757 | 4.0757
Vales Point B | NSW | Neutral | 3.2686 | 3.1091 | 3.0892 | 3.139 | 3.1988 | 3.2586 | 3.3184 | 3.3084 | 3.2387 | 3.1889 | 3.1789 | 3.2985 | 3.418 | 3.438 | 3.4878 | 3.5376 | 3.5875 | 3.5974 | 3.5576 | 3.5177 | 3.5077 | 3.5077 | 3.5077 | 3.5077 | 3.5077 | 3.5077 | 3.5077 | 3.5077 | 3.5077 | 3.5077
Callide B | QLD | Neutral | 2.1724 | 2.1226 | 2.0927 | 2.0827 | 2.0927 | 2.1226 | 2.1425 | 2.1425 | 2.1226 | 2.1026 | 2.1026 | 2.1226 | 2.1325 | 2.1425 | 2.1525 | 2.1724 | 2.1724 | 2.1724 | 2.1525 | 2.1325 | 2.1226 | 2.1226 | 2.1226 | 2.1226 | 2.1226 | 2.1226 | 2.1226 | 2.1226 | 2.1226 | 2.1226
Callide C | QLD | Neutral | 2.1724 | 2.1226 | 2.0927 | 2.0827 | 2.0927 | 2.1226 | 2.1425 | 2.1425 | 2.1226 | 2.1026 | 2.1026 | 2.1226 | 2.1325 | 2.1425 | 2.1525 | 2.1724 | 2.1724 | 2.1724 | 2.1525 | 2.1325 | 2.1226 | 2.1226 | 2.1226 | 2.1226 | 2.1226 | 2.1226 | 2.1226 | 2.1226 | 2.1226 | 2.1226
Gladstone | QLD | Neutral | 2.5013 | 2.3518 | 2.2621 | 2.2721 | 2.3717 | 2.4614 | 2.5013 | 2.5311 | 2.4614 | 2.5511 | 2.7205 | 2.7504 | 2.7603 | 2.7902 | 2.85 | 2.9098 | 2.9597 | 2.9696 | 2.9198 | 2.87 | 2.86 | 2.86 | 2.86 | 2.86 | 2.86 | 2.86 | 2.86 | 2.86 | 2.86 | 2.86
Kogan Creek | QLD | Neutral | 1.3852 | 1.3951 | 1.3951 | 1.3951 | 1.3951 | 1.3951 | 1.3951 | 1.3951 | 1.3951 | 1.3951 | 1.3951 | 1.3951 | 1.3951 | 1.3951 | 1.3951 | 1.3951 | 1.3951 | 1.3951 | 1.3951 | 1.3951 | 1.3951 | 1.3951 | 1.3951 | 1.3951 | 1.3951 | 1.3951 | 1.3951 | 1.3951 | 1.3951 | 1.3951
Millmerran | QLD | Neutral | 1.2157 | 1.2357 | 1.2456 | 1.2456 | 1.2456 | 1.2456 | 1.2456 | 1.2456 | 1.2456 | 1.2456 | 1.2456 | 1.2456 | 1.2456 | 1.2456 | 1.2456 | 1.2456 | 1.2456 | 1.2456 | 1.2456 | 1.2456 | 1.2456 | 1.2456 | 1.2456 | 1.2456 | 1.2456 | 1.2456 | 1.2456 | 1.2456 | 1.2456 | 1.2456
Stanwell | QLD | Neutral | 2.4913 | 2.4614 | 2.4614 | 2.4614 | 2.4614 | 2.4614 | 2.4913 | 2.5511 | 2.5511 | 2.4913 | 2.5013 | 2.5511 | 2.5909 | 2.6208 | 2.6806 | 2.7105 | 2.7105 | 2.7105 | 2.7105 | 2.7105 | 2.7105 | 2.7105 | 2.7105 | 2.7105 | 2.7105 | 2.7105 | 2.7105 | 2.7105 | 2.7105 | 2.7105
Tarong | QLD | Neutral | 2.4116 | 2.4514 | 2.4714 | 2.4714 | 2.4714 | 2.4714 | 2.4714 | 2.4714 | 2.4714 | 2.4714 | 2.4714 | 2.4714 | 2.4714 | 2.4714 | 2.4714 | 2.4714 | 2.4714 | 2.4714 | 2.4714 | 2.4714 | 2.4714 | 2.4714 | 2.4714 | 2.4714 | 2.4714 | 2.4714 | 2.4714 | 2.4714 | 2.4714 | 2.4714
Tarong North | QLD | Neutral | 2.4116 | 2.4514 | 2.4714 | 2.4714 | 2.4714 | 2.4714 | 2.4714 | 2.4714 | 2.4714 | 2.4714 | 2.4714 | 2.4714 | 2.4714 | 2.4714 | 2.4714 | 2.4714 | 2.4714 | 2.4714 | 2.4714 | 2.4714 | 2.4714 | 2.4714 | 2.4714 | 2.4714 | 2.4714 | 2.4714 | 2.4714 | 2.4714 | 2.4714 | 2.4714
Loy Yang A Power Station | VIC | Neutral | 0.63777 | 0.63777 | 0.63777 | 0.63777 | 0.63777 | 0.63777 | 0.63777 | 0.63777 | 0.63777 | 0.63777 | 0.63777 | 0.63777 | 0.63777 | 0.63777 | 0.63777 | 0.63777 | 0.63777 | 0.63777 | 0.63777 | 0.63777 | 0.63777 | 0.63777 | 0.63777 | 0.63777 | 0.63777 | 0.63777 | 0.63777 | 0.63777 | 0.63777 | 0.63777
Loy Yang B | VIC | Neutral | 0.63777 | 0.63777 | 0.63777 | 0.63777 | 0.63777 | 0.63777 | 0.63777 | 0.63777 | 0.63777 | 0.63777 | 0.63777 | 0.63777 | 0.63777 | 0.63777 | 0.63777 | 0.63777 | 0.63777 | 0.63777 | 0.63777 | 0.63777 | 0.63777 | 0.63777 | 0.63777 | 0.63777 | 0.63777 | 0.63777 | 0.63777 | 0.63777 | 0.63777 | 0.63777
Yallourn W | VIC | Neutral | 0.63777 | 0.63777 | 0.63777 | 0.63777 | 0.63777 | 0.63777 | 0.63777 | 0.63777 | 0.63777 | 0.63777 | 0.63777 | 0.63777 | 0.63777 | 0.63777 | 0.63777 | 0.63777 | 0.63777 | 0.63777 | 0.63777 | 0.63777 | 0.63777 | 0.63777 | 0.63777 | 0.63777 | 0.63777 | 0.63777 | 0.63777 | 0.63777 | 0.63777 | 0.63777
Colongra | NSW | Neutral | 9.0368 | 9.3753 | 9.5561 | 9.7961 | 10.1699 | 10.426 | 10.7172 | 10.949 | 11.1227 | 11.2594 | 11.3759 | 11.4392 | 11.441 | 11.4419 | 11.4424 | 11.4427 | 11.4428 | 11.4429 | 11.4429 | 11.4429 | 11.4429 | 11.4429 | 11.4429 | 11.4429 | 11.4429 | 11.4429 | 11.4429 | 11.4429 | 11.4429 | 11.4429
Smithfield Energy Facility | NSW | Neutral | 9.0368 | 9.3753 | 9.5561 | 9.7961 | 10.1699 | 10.426 | 10.7172 | 10.949 | 11.1227 | 11.2594 | 11.3759 | 11.4392 | 11.441 | 11.4419 | 11.4424 | 11.4427 | 11.4428 | 11.4429 | 11.4429 | 11.4429 | 11.4429 | 11.4429 | 11.4429 | 11.4429 | 11.4429 | 11.4429 | 11.4429 | 11.4429 | 11.4429 | 11.4429
Tallawarra | NSW | Neutral | 8.5884 | 8.9269 | 9.1077 | 9.3477 | 9.7215 | 9.9776 | 10.2688 | 10.5006 | 10.6742 | 10.811 | 10.9275 | 10.9907 | 10.9925 | 10.9935 | 10.994 | 10.9942 | 10.9944 | 10.9944 | 10.9945 | 10.9945 | 10.9945 | 10.9945 | 10.9945 | 10.9945 | 10.9945 | 10.9945 | 10.9945 | 10.9945 | 10.9945 | 10.9945
Uranquinty | NSW | Neutral | 8.6382 | 8.9767 | 9.1575 | 9.3975 | 9.7713 | 10.0274 | 10.3186 | 10.5504 | 10.7241 | 10.8608 | 10.9773 | 11.0406 | 11.0424 | 11.0433 | 11.0438 | 11.0441 | 11.0442 | 11.0443 | 11.0443 | 11.0443 | 11.0443 | 11.0443 | 11.0443 | 11.0443 | 11.0443 | 11.0443 | 11.0443 | 11.0443 | 11.0443 | 11.0443
Barcaldine Power Station | QLD | Neutral | 7.2746 | 7.2746 | 7.3991 | 7.5237 | 7.5237 | 8.1783 | 8.9733 | 9.2051 | 9.3788 | 9.5155 | 9.632 | 9.6953 | 9.6971 | 9.698 | 9.6985 | 9.6988 | 9.6989 | 9.699 | 9.699 | 9.699 | 9.699 | 9.704 | 9.709 | 9.709 | 9.709 | 9.709 | 9.709 | 9.709 | 9.709 | 9.709
Braemar | QLD | Neutral | 7.2746 | 7.2746 | 7.3991 | 7.5237 | 7.5237 | 8.1783 | 8.9733 | 9.2051 | 9.3788 | 9.5155 | 9.632 | 9.6953 | 9.6971 | 9.698 | 9.6985 | 9.6988 | 9.6989 | 9.699 | 9.699 | 9.699 | 9.699 | 9.704 | 9.709 | 9.709 | 9.709 | 9.709 | 9.709 | 9.709 | 9.709 | 9.709
Braemar 2 Power Station | QLD | Neutral | 7.2746 | 7.2746 | 7.3991 | 7.5237 | 7.5237 | 8.1783 | 8.9733 | 9.2051 | 9.3788 | 9.5155 | 9.632 | 9.6953 | 9.6971 | 9.698 | 9.6985 | 9.6988 | 9.6989 | 9.699 | 9.699 | 9.699 | 9.699 | 9.704 | 9.709 | 9.709 | 9.709 | 9.709 | 9.709 | 9.709 | 9.709 | 9.709
Condamine A | QLD | Neutral | 7.2746 | 7.2746 | 7.3991 | 7.5237 | 7.5237 | 8.1783 | 8.9733 | 9.2051 | 9.3788 | 9.5155 | 9.632 | 9.6953 | 9.6971 | 9.698 | 9.6985 | 9.6988 | 9.6989 | 9.699 | 9.699 | 9.699 | 9.699 | 9.704 | 9.709 | 9.709 | 9.709 | 9.709 | 9.709 | 9.709 | 9.709 | 9.709
Darling Downs | QLD | Neutral | 5.9791 | 5.9791 | 5.9791 | 5.9791 | 5.9791 | 5.9791 | 7.5464 | 9.2051 | 9.3788 | 9.5155 | 9.632 | 9.6953 | 9.6971 | 9.698 | 9.6985 | 9.6988 | 9.6989 | 9.699 | 9.699 | 9.699 | 9.699 | 9.704 | 9.709 | 9.709 | 9.709 | 9.709 | 9.709 | 9.709 | 9.709 | 9.709
Oakey Power Station | QLD | Neutral | 7.2746 | 7.2746 | 7.3991 | 7.5237 | 7.5237 | 8.1783 | 8.9733 | 9.2051 | 9.3788 | 9.5155 | 9.632 | 9.6953 | 9.6971 | 9.698 | 9.6985 | 9.6988 | 9.6989 | 9.699 | 9.699 | 9.699 | 9.699 | 9.704 | 9.709 | 9.709 | 9.709 | 9.709 | 9.709 | 9.709 | 9.709 | 9.709
Roma | QLD | Neutral | 7.2746 | 7.2746 | 7.3991 | 7.5237 | 7.5237 | 8.1783 | 8.9733 | 9.2051 | 9.3788 | 9.5155 | 9.632 | 9.6953 | 9.6971 | 9.698 | 9.6985 | 9.6988 | 9.6989 | 9.699 | 9.699 | 9.699 | 9.699 | 9.704 | 9.709 | 9.709 | 9.709 | 9.709 | 9.709 | 9.709 | 9.709 | 9.709
Swanbank E GT | QLD | Neutral | 7.2746 | 7.2746 | 7.3991 | 7.5237 | 7.5237 | 8.1783 | 8.9733 | 9.2051 | 9.3788 | 9.5155 | 9.632 | 9.6953 | 9.6971 | 9.698 | 9.6985 | 9.6988 | 9.6989 | 9.699 | 9.699 | 9.699 | 9.699 | 9.704 | 9.709 | 9.709 | 9.709 | 9.709 | 9.709 | 9.709 | 9.709 | 9.709
Yabulu PS | QLD | Neutral | 6.2282 | 6.2282 | 6.2282 | 6.2282 | 6.2282 | 6.2282 | 6.2282 | 6.2282 | 6.2282 | 7.1517 | 8.1372 | 8.2005 | 8.2023 | 8.2032 | 8.2037 | 8.204 | 8.2041 | 8.2042 | 8.2042 | 8.2042 | 8.2043 | 8.2092 | 8.2142 | 8.2142 | 8.2142 | 8.2142 | 8.2142 | 8.2142 | 8.2142 | 8.2142
Yabulu Steam Turbine | QLD | Neutral | 6.2282 | 6.2282 | 6.2282 | 6.2282 | 6.2282 | 6.2282 | 6.2282 | 6.2282 | 6.2282 | 7.1517 | 8.1372 | 8.2005 | 8.2023 | 8.2032 | 8.2037 | 8.204 | 8.2041 | 8.2042 | 8.2042 | 8.2042 | 8.2043 | 8.2092 | 8.2142 | 8.2142 | 8.2142 | 8.2142 | 8.2142 | 8.2142 | 8.2142 | 8.2142
Yarwun Cogen | QLD | Neutral | 5.9791 | 5.9791 | 5.9791 | 5.9791 | 6.7514 | 8.1783 | 8.9733 | 9.2051 | 9.3788 | 9.5155 | 9.632 | 9.6953 | 9.6971 | 9.698 | 9.6985 | 9.6988 | 9.6989 | 9.699 | 9.699 | 9.699 | 9.699 | 9.704 | 9.709 | 9.709 | 9.709 | 9.709 | 9.709 | 9.709 | 9.709 | 9.709
Somerton | VIC | Neutral | 8.1968 | 8.5357 | 8.7166 | 8.9568 | 9.331 | 9.5874 | 9.8789 | 10.1109 | 10.2847 | 10.4216 | 10.5382 | 10.6016 | 10.6034 | 10.6043 | 10.6048 | 10.605 | 10.6052 | 10.6053 | 10.6053 | 10.6053 | 10.6053 | 10.6053 | 10.6053 | 10.6053 | 10.6053 | 10.6053 | 10.6053 | 10.6053 | 10.6053 | 10.6053
Bairnsdale | VIC | Neutral | 8.1968 | 8.5357 | 8.7166 | 8.9568 | 9.331 | 9.5874 | 9.8789 | 10.1109 | 10.2847 | 10.4216 | 10.5382 | 10.6016 | 10.6034 | 10.6043 | 10.6048 | 10.605 | 10.6052 | 10.6053 | 10.6053 | 10.6053 | 10.6053 | 10.6053 | 10.6053 | 10.6053 | 10.6053 | 10.6053 | 10.6053 | 10.6053 | 10.6053 | 10.6053
Jeeralang A | VIC | Neutral | 8.1968 | 8.5357 | 8.7166 | 8.9568 | 9.331 | 9.5874 | 9.8789 | 10.1109 | 10.2847 | 10.4216 | 10.5382 | 10.6016 | 10.6034 | 10.6043 | 10.6048 | 10.605 | 10.6052 | 10.6053 | 10.6053 | 10.6053 | 10.6053 | 10.6053 | 10.6053 | 10.6053 | 10.6053 | 10.6053 | 10.6053 | 10.6053 | 10.6053 | 10.6053
Jeeralang B | VIC | Neutral | 8.1968 | 8.5357 | 8.7166 | 8.9568 | 9.331 | 9.5874 | 9.8789 | 10.1109 | 10.2847 | 10.4216 | 10.5382 | 10.6016 | 10.6034 | 10.6043 | 10.6048 | 10.605 | 10.6052 | 10.6053 | 10.6053 | 10.6053 | 10.6053 | 10.6053 | 10.6053 | 10.6053 | 10.6053 | 10.6053 | 10.6053 | 10.6053 | 10.6053 | 10.6053
Laverton North | VIC | Neutral | 8.1968 | 8.5357 | 8.7166 | 8.9568 | 9.331 | 9.5874 | 9.8789 | 10.1109 | 10.2847 | 10.4216 | 10.5382 | 10.6016 | 10.6034 | 10.6043 | 10.6048 | 10.605 | 10.6052 | 10.6053 | 10.6053 | 10.6053 | 10.6053 | 10.6053 | 10.6053 | 10.6053 | 10.6053 | 10.6053 | 10.6053 | 10.6053 | 10.6053 | 10.6053
Mortlake | VIC | Neutral | 7.8978 | 8.2367 | 8.4176 | 8.6579 | 9.0321 | 9.2884 | 9.5799 | 9.8119 | 9.9858 | 10.1227 | 10.2393 | 10.3026 | 10.3044 | 10.3053 | 10.3058 | 10.3061 | 10.3062 | 10.3063 | 10.3063 | 10.3064 | 10.3064 | 10.3064 | 10.3064 | 10.3064 | 10.3064 | 10.3064 | 10.3064 | 10.3064 | 10.3064 | 10.3064
Newport | VIC | Neutral | 8.1968 | 8.5357 | 8.7166 | 8.9568 | 9.331 | 9.5874 | 9.8789 | 10.1109 | 10.2847 | 10.4216 | 10.5382 | 10.6016 | 10.6034 | 10.6043 | 10.6048 | 10.605 | 10.6052 | 10.6053 | 10.6053 | 10.6053 | 10.6053 | 10.6053 | 10.6053 | 10.6053 | 10.6053 | 10.6053 | 10.6053 | 10.6053 | 10.6053 | 10.6053
Valley Power | VIC | Neutral | 8.1968 | 8.5357 | 8.7166 | 8.9568 | 9.331 | 9.5874 | 9.8789 | 10.1109 | 10.2847 | 10.4216 | 10.5382 | 10.6016 | 10.6034 | 10.6043 | 10.6048 | 10.605 | 10.6052 | 10.6053 | 10.6053 | 10.6053 | 10.6053 | 10.6053 | 10.6053 | 10.6053 | 10.6053 | 10.6053 | 10.6053 | 10.6053 | 10.6053 | 10.6053
Hallett GT | SA | Neutral | 8.3393 | 8.6778 | 8.8585 | 9.0985 | 9.4723 | 9.7284 | 10.0197 | 10.2514 | 10.4251 | 10.5618 | 10.6784 | 10.7416 | 10.7434 | 10.7444 | 10.7448 | 10.7451 | 10.7452 | 10.7453 | 10.7453 | 10.7454 | 10.7454 | 10.7454 | 10.7454 | 10.7454 | 10.7454 | 10.7454 | 10.7454 | 10.7454 | 10.7454 | 10.7454
Dry Creek GT | SA | Neutral | 8.3393 | 8.6778 | 8.8585 | 9.0985 | 9.4723 | 9.7284 | 10.0197 | 10.2514 | 10.4251 | 10.5618 | 10.6784 | 10.7416 | 10.7434 | 10.7444 | 10.7448 | 10.7451 | 10.7452 | 10.7453 | 10.7453 | 10.7454 | 10.7454 | 10.7454 | 10.7454 | 10.7454 | 10.7454 | 10.7454 | 10.7454 | 10.7454 | 10.7454 | 10.7454
Ladbroke Grove | SA | Neutral | 8.3393 | 8.6778 | 8.8585 | 9.0985 | 9.4723 | 9.7284 | 10.0197 | 10.2514 | 10.4251 | 10.5618 | 10.6784 | 10.7416 | 10.7434 | 10.7444 | 10.7448 | 10.7451 | 10.7452 | 10.7453 | 10.7453 | 10.7454 | 10.7454 | 10.7454 | 10.7454 | 10.7454 | 10.7454 | 10.7454 | 10.7454 | 10.7454 | 10.7454 | 10.7454
Mintaro GT | SA | Neutral | 8.3393 | 8.6778 | 8.8585 | 9.0985 | 9.4723 | 9.7284 | 10.0197 | 10.2514 | 10.4251 | 10.5618 | 10.6784 | 10.7416 | 10.7434 | 10.7444 | 10.7448 | 10.7451 | 10.7452 | 10.7453 | 10.7453 | 10.7454 | 10.7454 | 10.7454 | 10.7454 | 10.7454 | 10.7454 | 10.7454 | 10.7454 | 10.7454 | 10.7454 | 10.7454
Osborne | SA | Neutral | 8.14 | 8.4785 | 8.6592 | 8.8992 | 9.273 | 9.5291 | 9.8204 | 10.0521 | 10.2258 | 10.3625 | 10.479 | 10.5423 | 10.5441 | 10.545 | 10.5455 | 10.5458 | 10.5459 | 10.546 | 10.546 | 10.5461 | 10.5461 | 10.5461 | 10.5461 | 10.5461 | 10.5461 | 10.5461 | 10.5461 | 10.5461 | 10.5461 | 10.5461
Pelican Point | SA | Neutral | 8.3393 | 8.6778 | 8.8585 | 9.0985 | 9.4723 | 9.7284 | 10.0197 | 10.2514 | 10.4251 | 10.5618 | 10.6784 | 10.7416 | 10.7434 | 10.7444 | 10.7448 | 10.7451 | 10.7452 | 10.7453 | 10.7453 | 10.7454 | 10.7454 | 10.7454 | 10.7454 | 10.7454 | 10.7454 | 10.7454 | 10.7454 | 10.7454 | 10.7454 | 10.7454
Quarantine | SA | Neutral | 8.3393 | 8.6778 | 8.8585 | 9.0985 | 9.4723 | 9.7284 | 10.0197 | 10.2514 | 10.4251 | 10.5618 | 10.6784 | 10.7416 | 10.7434 | 10.7444 | 10.7448 | 10.7451 | 10.7452 | 10.7453 | 10.7453 | 10.7454 | 10.7454 | 10.7454 | 10.7454 | 10.7454 | 10.7454 | 10.7454 | 10.7454 | 10.7454 | 10.7454 | 10.7454
Torrens Island A | SA | Neutral | 8.14 | 8.4785 | 8.6592 | 8.8992 | 9.273 | 9.5291 | 9.8204 | 10.0521 | 10.2258 | 10.3625 | 10.479 | 10.5423 | 10.5441 | 10.545 | 10.5455 | 10.5458 | 10.5459 | 10.546 | 10.546 | 10.5461 | 10.5461 | 10.5461 | 10.5461 | 10.5461 | 10.5461 | 10.5461 | 10.5461 | 10.5461 | 10.5461 | 10.5461
Torrens Island B | SA | Neutral | 8.14 | 8.4785 | 8.6592 | 8.8992 | 9.273 | 9.5291 | 9.8204 | 10.0521 | 10.2258 | 10.3625 | 10.479 | 10.5423 | 10.5441 | 10.545 | 10.5455 | 10.5458 | 10.5459 | 10.546 | 10.546 | 10.5461 | 10.5461 | 10.5461 | 10.5461 | 10.5461 | 10.5461 | 10.5461 | 10.5461 | 10.5461 | 10.5461 | 10.5461
Bell Bay Three | TAS | Neutral | 9.5919 | 9.9308 | 10.1117 | 10.352 | 10.7261 | 10.9825 | 11.274 | 11.506 | 11.6799 | 11.8167 | 11.9334 | 11.9967 | 11.9985 | 11.9994 | 11.9999 | 12.0002 | 12.0003 | 12.0004 | 12.0004 | 12.0004 | 12.0004 | 12.0004 | 12.0004 | 12.0004 | 12.0004 | 12.0004 | 12.0004 | 12.0004 | 12.0004 | 12.0004
Tamar Valley Combined Cycle | TAS | Neutral | 8.994 | 9.3329 | 9.5138 | 9.754 | 10.1282 | 10.3846 | 10.6761 | 10.9081 | 11.0819 | 11.2188 | 11.3354 | 11.3988 | 11.4006 | 11.4015 | 11.402 | 11.4023 | 11.4024 | 11.4025 | 11.4025 | 11.4025 | 11.4025 | 11.4025 | 11.4025 | 11.4025 | 11.4025 | 11.4025 | 11.4025 | 11.4025 | 11.4025 | 11.4025
Tamar Valley Peaking | TAS | Neutral | 9.5919 | 9.9308 | 10.1117 | 10.352 | 10.7261 | 10.9825 | 11.274 | 11.506 | 11.6799 | 11.8167 | 11.9334 | 11.9967 | 11.9985 | 11.9994 | 11.9999 | 12.0002 | 12.0003 | 12.0004 | 12.0004 | 12.0004 | 12.0004 | 12.0004 | 12.0004 | 12.0004 | 12.0004 | 12.0004 | 12.0004 | 12.0004 | 12.0004 | 12.0004
Hunter Valley GT | NSW | Neutral | 37.0935 | 36.521 | 35.9464 | 35.4203 | 34.9347 | 34.4838 | 34.0888 | 33.7371 | 33.3827 | 33.0384 | 32.7203 | 32.4324 | 32.17 | 31.9255 | 31.6935 | 31.4702 | 31.2539 | 31.0436 | 30.837 | 30.6339 | 30.2457 | 29.8635 | 29.8635 | 29.8635 | 29.8635 | 29.8635 | 29.8635 | 29.8635 | 29.8635 | 29.8635
Mackay GT | QLD | Neutral | 37.0935 | 36.521 | 35.9464 | 35.4203 | 34.9347 | 34.4838 | 34.0888 | 33.7371 | 33.3827 | 33.0384 | 32.7203 | 32.4324 | 32.17 | 31.9255 | 31.6935 | 31.4702 | 31.2539 | 31.0436 | 30.837 | 30.6339 | 30.2457 | 29.8635 | 29.8635 | 29.8635 | 29.8635 | 29.8635 | 29.8635 | 29.8635 | 29.8635 | 29.8635
Mt Stuart | QLD | Neutral | 37.0935 | 36.521 | 35.9464 | 35.4203 | 34.9347 | 34.4838 | 34.0888 | 33.7371 | 33.3827 | 33.0384 | 32.7203 | 32.4324 | 32.17 | 31.9255 | 31.6935 | 31.4702 | 31.2539 | 31.0436 | 30.837 | 30.6339 | 30.2457 | 29.8635 | 29.8635 | 29.8635 | 29.8635 | 29.8635 | 29.8635 | 29.8635 | 29.8635 | 29.8635
Angaston | SA | Neutral | 37.0935 | 36.521 | 35.9464 | 35.4203 | 34.9347 | 34.4838 | 34.0888 | 33.7371 | 33.3827 | 33.0384 | 32.7203 | 32.4324 | 32.17 | 31.9255 | 31.6935 | 31.4702 | 31.2539 | 31.0436 | 30.837 | 30.6339 | 30.2457 | 29.8635 | 29.8635 | 29.8635 | 29.8635 | 29.8635 | 29.8635 | 29.8635 | 29.8635 | 29.8635
Lonsdale | SA | Neutral | 37.0935 | 36.521 | 35.9464 | 35.4203 | 34.9347 | 34.4838 | 34.0888 | 33.7371 | 33.3827 | 33.0384 | 32.7203 | 32.4324 | 32.17 | 31.9255 | 31.6935 | 31.4702 | 31.2539 | 31.0436 | 30.837 | 30.6339 | 30.2457 | 29.8635 | 29.8635 | 29.8635 | 29.8635 | 29.8635 | 29.8635 | 29.8635 | 29.8635 | 29.8635
Port Lincoln Gt | SA | Neutral | 37.0935 | 36.521 | 35.9464 | 35.4203 | 34.9347 | 34.4838 | 34.0888 | 33.7371 | 33.3827 | 33.0384 | 32.7203 | 32.4324 | 32.17 | 31.9255 | 31.6935 | 31.4702 | 31.2539 | 31.0436 | 30.837 | 30.6339 | 30.2457 | 29.8635 | 29.8635 | 29.8635 | 29.8635 | 29.8635 | 29.8635 | 29.8635 | 29.8635 | 29.8635
Port Stanvac 1 | SA | Neutral | 37.0935 | 36.521 | 35.9464 | 35.4203 | 34.9347 | 34.4838 | 34.0888 | 33.7371 | 33.3827 | 33.0384 | 32.7203 | 32.4324 | 32.17 | 31.9255 | 31.6935 | 31.4702 | 31.2539 | 31.0436 | 30.837 | 30.6339 | 30.2457 | 29.8635 | 29.8635 | 29.8635 | 29.8635 | 29.8635 | 29.8635 | 29.8635 | 29.8635 | 29.8635
Snuggery | SA | Neutral | 37.0935 | 36.521 | 35.9464 | 35.4203 | 34.9347 | 34.4838 | 34.0888 | 33.7371 | 33.3827 | 33.0384 | 32.7203 | 32.4324 | 32.17 | 31.9255 | 31.6935 | 31.4702 | 31.2539 | 31.0436 | 30.837 | 30.6339 | 30.2457 | 29.8635 | 29.8635 | 29.8635 | 29.8635 | 29.8635 | 29.8635 | 29.8635 | 29.8635 | 29.8635
Blowering | NSW | Neutral | 0 | 0 | 0 | 0 | 0 | 0 | 0 | 0 | 0 | 0 | 0 | 0 | 0 | 0 | 0 | 0 | 0 | 0 | 0 | 0 | 0 | 0 | 0 | 0 | 0 | 0 | 0 | 0 | 0 | 0
Guthega | NSW | Neutral | 0 | 0 | 0 | 0 | 0 | 0 | 0 | 0 | 0 | 0 | 0 | 0 | 0 | 0 | 0 | 0 | 0 | 0 | 0 | 0 | 0 | 0 | 0 | 0 | 0 | 0 | 0 | 0 | 0 | 0
Hume Dam NSW | NSW | Neutral | 0 | 0 | 0 | 0 | 0 | 0 | 0 | 0 | 0 | 0 | 0 | 0 | 0 | 0 | 0 | 0 | 0 | 0 | 0 | 0 | 0 | 0 | 0 | 0 | 0 | 0 | 0 | 0 | 0 | 0
Hume Dam VIC | VIC | Neutral | 0 | 0 | 0 | 0 | 0 | 0 | 0 | 0 | 0 | 0 | 0 | 0 | 0 | 0 | 0 | 0 | 0 | 0 | 0 | 0 | 0 | 0 | 0 | 0 | 0 | 0 | 0 | 0 | 0 | 0
Shoalhaven | NSW | Neutral | 0 | 0 | 0 | 0 | 0 | 0 | 0 | 0 | 0 | 0 | 0 | 0 | 0 | 0 | 0 | 0 | 0 | 0 | 0 | 0 | 0 | 0 | 0 | 0 | 0 | 0 | 0 | 0 | 0 | 0
Upper Tumut | NSW | Neutral | 0 | 0 | 0 | 0 | 0 | 0 | 0 | 0 | 0 | 0 | 0 | 0 | 0 | 0 | 0 | 0 | 0 | 0 | 0 | 0 | 0 | 0 | 0 | 0 | 0 | 0 | 0 | 0 | 0 | 0
Tumut 3 | NSW | Neutral | 0 | 0 | 0 | 0 | 0 | 0 | 0 | 0 | 0 | 0 | 0 | 0 | 0 | 0 | 0 | 0 | 0 | 0 | 0 | 0 | 0 | 0 | 0 | 0 | 0 | 0 | 0 | 0 | 0 | 0
Barron Gorge | QLD | Neutral | 0 | 0 | 0 | 0 | 0 | 0 | 0 | 0 | 0 | 0 | 0 | 0 | 0 | 0 | 0 | 0 | 0 | 0 | 0 | 0 | 0 | 0 | 0 | 0 | 0 | 0 | 0 | 0 | 0 | 0
Kareeya | QLD | Neutral | 0 | 0 | 0 | 0 | 0 | 0 | 0 | 0 | 0 | 0 | 0 | 0 | 0 | 0 | 0 | 0 | 0 | 0 | 0 | 0 | 0 | 0 | 0 | 0 | 0 | 0 | 0 | 0 | 0 | 0
Wivenhoe | QLD | Neutral | 0 | 0 | 0 | 0 | 0 | 0 | 0 | 0 | 0 | 0 | 0 | 0 | 0 | 0 | 0 | 0 | 0 | 0 | 0 | 0 | 0 | 0 | 0 | 0 | 0 | 0 | 0 | 0 | 0 | 0
Bogong / Mackay | VIC | Neutral | 0 | 0 | 0 | 0 | 0 | 0 | 0 | 0 | 0 | 0 | 0 | 0 | 0 | 0 | 0 | 0 | 0 | 0 | 0 | 0 | 0 | 0 | 0 | 0 | 0 | 0 | 0 | 0 | 0 | 0
Dartmouth | VIC | Neutral | 0 | 0 | 0 | 0 | 0 | 0 | 0 | 0 | 0 | 0 | 0 | 0 | 0 | 0 | 0 | 0 | 0 | 0 | 0 | 0 | 0 | 0 | 0 | 0 | 0 | 0 | 0 | 0 | 0 | 0
Eildon | VIC | Neutral | 0 | 0 | 0 | 0 | 0 | 0 | 0 | 0 | 0 | 0 | 0 | 0 | 0 | 0 | 0 | 0 | 0 | 0 | 0 | 0 | 0 | 0 | 0 | 0 | 0 | 0 | 0 | 0 | 0 | 0
Murray 1 | VIC | Neutral | 0 | 0 | 0 | 0 | 0 | 0 | 0 | 0 | 0 | 0 | 0 | 0 | 0 | 0 | 0 | 0 | 0 | 0 | 0 | 0 | 0 | 0 | 0 | 0 | 0 | 0 | 0 | 0 | 0 | 0
Murray 2 | VIC | Neutral | 0 | 0 | 0 | 0 | 0 | 0 | 0 | 0 | 0 | 0 | 0 | 0 | 0 | 0 | 0 | 0 | 0 | 0 | 0 | 0 | 0 | 0 | 0 | 0 | 0 | 0 | 0 | 0 | 0 | 0
West Kiewa | VIC | Neutral | 0 | 0 | 0 | 0 | 0 | 0 | 0 | 0 | 0 | 0 | 0 | 0 | 0 | 0 | 0 | 0 | 0 | 0 | 0 | 0 | 0 | 0 | 0 | 0 | 0 | 0 | 0 | 0 | 0 | 0
Bastyan | TAS | Neutral | 0 | 0 | 0 | 0 | 0 | 0 | 0 | 0 | 0 | 0 | 0 | 0 | 0 | 0 | 0 | 0 | 0 | 0 | 0 | 0 | 0 | 0 | 0 | 0 | 0 | 0 | 0 | 0 | 0 | 0
Catagunya / Liapootah / Wayatinah | TAS | Neutral | 0 | 0 | 0 | 0 | 0 | 0 | 0 | 0 | 0 | 0 | 0 | 0 | 0 | 0 | 0 | 0 | 0 | 0 | 0 | 0 | 0 | 0 | 0 | 0 | 0 | 0 | 0 | 0 | 0 | 0
Cethana | TAS | Neutral | 0 | 0 | 0 | 0 | 0 | 0 | 0 | 0 | 0 | 0 | 0 | 0 | 0 | 0 | 0 | 0 | 0 | 0 | 0 | 0 | 0 | 0 | 0 | 0 | 0 | 0 | 0 | 0 | 0 | 0
Devils Gate | TAS | Neutral | 0 | 0 | 0 | 0 | 0 | 0 | 0 | 0 | 0 | 0 | 0 | 0 | 0 | 0 | 0 | 0 | 0 | 0 | 0 | 0 | 0 | 0 | 0 | 0 | 0 | 0 | 0 | 0 | 0 | 0
Fisher | TAS | Neutral | 0 | 0 | 0 | 0 | 0 | 0 | 0 | 0 | 0 | 0 | 0 | 0 | 0 | 0 | 0 | 0 | 0 | 0 | 0 | 0 | 0 | 0 | 0 | 0 | 0 | 0 | 0 | 0 | 0 | 0
Gordon | TAS | Neutral | 0 | 0 | 0 | 0 | 0 | 0 | 0 | 0 | 0 | 0 | 0 | 0 | 0 | 0 | 0 | 0 | 0 | 0 | 0 | 0 | 0 | 0 | 0 | 0 | 0 | 0 | 0 | 0 | 0 | 0
John Butters | TAS | Neutral | 0 | 0 | 0 | 0 | 0 | 0 | 0 | 0 | 0 | 0 | 0 | 0 | 0 | 0 | 0 | 0 | 0 | 0 | 0 | 0 | 0 | 0 | 0 | 0 | 0 | 0 | 0 | 0 | 0 | 0
Lake Echo | TAS | Neutral | 0 | 0 | 0 | 0 | 0 | 0 | 0 | 0 | 0 | 0 | 0 | 0 | 0 | 0 | 0 | 0 | 0 | 0 | 0 | 0 | 0 | 0 | 0 | 0 | 0 | 0 | 0 | 0 | 0 | 0
Lemonthyme / Wilmot | TAS | Neutral | 0 | 0 | 0 | 0 | 0 | 0 | 0 | 0 | 0 | 0 | 0 | 0 | 0 | 0 | 0 | 0 | 0 | 0 | 0 | 0 | 0 | 0 | 0 | 0 | 0 | 0 | 0 | 0 | 0 | 0
Mackintosh | TAS | Neutral | 0 | 0 | 0 | 0 | 0 | 0 | 0 | 0 | 0 | 0 | 0 | 0 | 0 | 0 | 0 | 0 | 0 | 0 | 0 | 0 | 0 | 0 | 0 | 0 | 0 | 0 | 0 | 0 | 0 | 0
Meadowbank | TAS | Neutral | 0 | 0 | 0 | 0 | 0 | 0 | 0 | 0 | 0 | 0 | 0 | 0 | 0 | 0 | 0 | 0 | 0 | 0 | 0 | 0 | 0 | 0 | 0 | 0 | 0 | 0 | 0 | 0 | 0 | 0
Poatina | TAS | Neutral | 0 | 0 | 0 | 0 | 0 | 0 | 0 | 0 | 0 | 0 | 0 | 0 | 0 | 0 | 0 | 0 | 0 | 0 | 0 | 0 | 0 | 0 | 0 | 0 | 0 | 0 | 0 | 0 | 0 | 0
Reece | TAS | Neutral | 0 | 0 | 0 | 0 | 0 | 0 | 0 | 0 | 0 | 0 | 0 | 0 | 0 | 0 | 0 | 0 | 0 | 0 | 0 | 0 | 0 | 0 | 0 | 0 | 0 | 0 | 0 | 0 | 0 | 0
Tarraleah | TAS | Neutral | 0 | 0 | 0 | 0 | 0 | 0 | 0 | 0 | 0 | 0 | 0 | 0 | 0 | 0 | 0 | 0 | 0 | 0 | 0 | 0 | 0 | 0 | 0 | 0 | 0 | 0 | 0 | 0 | 0 | 0
Trevallyn | TAS | Neutral | 0 | 0 | 0 | 0 | 0 | 0 | 0 | 0 | 0 | 0 | 0 | 0 | 0 | 0 | 0 | 0 | 0 | 0 | 0 | 0 | 0 | 0 | 0 | 0 | 0 | 0 | 0 | 0 | 0 | 0
Tribute | TAS | Neutral | 0 | 0 | 0 | 0 | 0 | 0 | 0 | 0 | 0 | 0 | 0 | 0 | 0 | 0 | 0 | 0 | 0 | 0 | 0 | 0 | 0 | 0 | 0 | 0 | 0 | 0 | 0 | 0 | 0 | 0
Tungatinah | TAS | Neutral | 0 | 0 | 0 | 0 | 0 | 0 | 0 | 0 | 0 | 0 | 0 | 0 | 0 | 0 | 0 | 0 | 0 | 0 | 0 | 0 | 0 | 0 | 0 | 0 | 0 | 0 | 0 | 0 | 0 | 0
Boco Rock Wind Farm | NSW | Neutral | 0 | 0 | 0 | 0 | 0 | 0 | 0 | 0 | 0 | 0 | 0 | 0 | 0 | 0 | 0 | 0 | 0 | 0 | 0 | 0 | 0 | 0 | 0 | 0 | 0 | 0 | 0 | 0 | 0 | 0
Bodangora wind farm | NSW | Neutral | 0 | 0 | 0 | 0 | 0 | 0 | 0 | 0 | 0 | 0 | 0 | 0 | 0 | 0 | 0 | 0 | 0 | 0 | 0 | 0 | 0 | 0 | 0 | 0 | 0 | 0 | 0 | 0 | 0 | 0
Capital wind farm | NSW | Neutral | 0 | 0 | 0 | 0 | 0 | 0 | 0 | 0 | 0 | 0 | 0 | 0 | 0 | 0 | 0 | 0 | 0 | 0 | 0 | 0 | 0 | 0 | 0 | 0 | 0 | 0 | 0 | 0 | 0 | 0
Crookwell 2 wind farm | NSW | Neutral | 0 | 0 | 0 | 0 | 0 | 0 | 0 | 0 | 0 | 0 | 0 | 0 | 0 | 0 | 0 | 0 | 0 | 0 | 0 | 0 | 0 | 0 | 0 | 0 | 0 | 0 | 0 | 0 | 0 | 0
Cullerin Range wind farm | NSW | Neutral | 0 | 0 | 0 | 0 | 0 | 0 | 0 | 0 | 0 | 0 | 0 | 0 | 0 | 0 | 0 | 0 | 0 | 0 | 0 | 0 | 0 | 0 | 0 | 0 | 0 | 0 | 0 | 0 | 0 | 0
Gullen Range wind farm | NSW | Neutral | 0 | 0 | 0 | 0 | 0 | 0 | 0 | 0 | 0 | 0 | 0 | 0 | 0 | 0 | 0 | 0 | 0 | 0 | 0 | 0 | 0 | 0 | 0 | 0 | 0 | 0 | 0 | 0 | 0 | 0
Gunning wind farm | NSW | Neutral | 0 | 0 | 0 | 0 | 0 | 0 | 0 | 0 | 0 | 0 | 0 | 0 | 0 | 0 | 0 | 0 | 0 | 0 | 0 | 0 | 0 | 0 | 0 | 0 | 0 | 0 | 0 | 0 | 0 | 0
Silverton wind farm | NSW | Neutral | 0 | 0 | 0 | 0 | 0 | 0 | 0 | 0 | 0 | 0 | 0 | 0 | 0 | 0 | 0 | 0 | 0 | 0 | 0 | 0 | 0 | 0 | 0 | 0 | 0 | 0 | 0 | 0 | 0 | 0
Sapphire wind farm | NSW | Neutral | 0 | 0 | 0 | 0 | 0 | 0 | 0 | 0 | 0 | 0 | 0 | 0 | 0 | 0 | 0 | 0 | 0 | 0 | 0 | 0 | 0 | 0 | 0 | 0 | 0 | 0 | 0 | 0 | 0 | 0
Taralga wind farm | NSW | Neutral | 0 | 0 | 0 | 0 | 0 | 0 | 0 | 0 | 0 | 0 | 0 | 0 | 0 | 0 | 0 | 0 | 0 | 0 | 0 | 0 | 0 | 0 | 0 | 0 | 0 | 0 | 0 | 0 | 0 | 0
White Rock Wind Farm - Stage 1 | NSW | Neutral | 0 | 0 | 0 | 0 | 0 | 0 | 0 | 0 | 0 | 0 | 0 | 0 | 0 | 0 | 0 | 0 | 0 | 0 | 0 | 0 | 0 | 0 | 0 | 0 | 0 | 0 | 0 | 0 | 0 | 0
Woodlawn wind farm | NSW | Neutral | 0 | 0 | 0 | 0 | 0 | 0 | 0 | 0 | 0 | 0 | 0 | 0 | 0 | 0 | 0 | 0 | 0 | 0 | 0 | 0 | 0 | 0 | 0 | 0 | 0 | 0 | 0 | 0 | 0 | 0
Mount Emerald | QLD | Neutral | 0 | 0 | 0 | 0 | 0 | 0 | 0 | 0 | 0 | 0 | 0 | 0 | 0 | 0 | 0 | 0 | 0 | 0 | 0 | 0 | 0 | 0 | 0 | 0 | 0 | 0 | 0 | 0 | 0 | 0
Canunda wind farm | SA | Neutral | 0 | 0 | 0 | 0 | 0 | 0 | 0 | 0 | 0 | 0 | 0 | 0 | 0 | 0 | 0 | 0 | 0 | 0 | 0 | 0 | 0 | 0 | 0 | 0 | 0 | 0 | 0 | 0 | 0 | 0
Cathedral Rocks wind farm | SA | Neutral | 0 | 0 | 0 | 0 | 0 | 0 | 0 | 0 | 0 | 0 | 0 | 0 | 0 | 0 | 0 | 0 | 0 | 0 | 0 | 0 | 0 | 0 | 0 | 0 | 0 | 0 | 0 | 0 | 0 | 0
Clements Gap wind farm | SA | Neutral | 0 | 0 | 0 | 0 | 0 | 0 | 0 | 0 | 0 | 0 | 0 | 0 | 0 | 0 | 0 | 0 | 0 | 0 | 0 | 0 | 0 | 0 | 0 | 0 | 0 | 0 | 0 | 0 | 0 | 0
Hallett Stage 1 Brown Hill | SA | Neutral | 0 | 0 | 0 | 0 | 0 | 0 | 0 | 0 | 0 | 0 | 0 | 0 | 0 | 0 | 0 | 0 | 0 | 0 | 0 | 0 | 0 | 0 | 0 | 0 | 0 | 0 | 0 | 0 | 0 | 0
Hallett Stage 2 Hallett Hill | SA | Neutral | 0 | 0 | 0 | 0 | 0 | 0 | 0 | 0 | 0 | 0 | 0 | 0 | 0 | 0 | 0 | 0 | 0 | 0 | 0 | 0 | 0 | 0 | 0 | 0 | 0 | 0 | 0 | 0 | 0 | 0
Hallett 4 North Brown Hill | SA | Neutral | 0 | 0 | 0 | 0 | 0 | 0 | 0 | 0 | 0 | 0 | 0 | 0 | 0 | 0 | 0 | 0 | 0 | 0 | 0 | 0 | 0 | 0 | 0 | 0 | 0 | 0 | 0 | 0 | 0 | 0
Hallett 5 The Bluff WF | SA | Neutral | 0 | 0 | 0 | 0 | 0 | 0 | 0 | 0 | 0 | 0 | 0 | 0 | 0 | 0 | 0 | 0 | 0 | 0 | 0 | 0 | 0 | 0 | 0 | 0 | 0 | 0 | 0 | 0 | 0 | 0
Hornsdale wind farm Stage 1 | SA | Neutral | 0 | 0 | 0 | 0 | 0 | 0 | 0 | 0 | 0 | 0 | 0 | 0 | 0 | 0 | 0 | 0 | 0 | 0 | 0 | 0 | 0 | 0 | 0 | 0 | 0 | 0 | 0 | 0 | 0 | 0
Hornsdale wind farm Stage 2 | SA | Neutral | 0 | 0 | 0 | 0 | 0 | 0 | 0 | 0 | 0 | 0 | 0 | 0 | 0 | 0 | 0 | 0 | 0 | 0 | 0 | 0 | 0 | 0 | 0 | 0 | 0 | 0 | 0 | 0 | 0 | 0
Hornsdale wind farm Stage 3 | SA | Neutral | 0 | 0 | 0 | 0 | 0 | 0 | 0 | 0 | 0 | 0 | 0 | 0 | 0 | 0 | 0 | 0 | 0 | 0 | 0 | 0 | 0 | 0 | 0 | 0 | 0 | 0 | 0 | 0 | 0 | 0
Lake Bonney 1 wind farm | SA | Neutral | 0 | 0 | 0 | 0 | 0 | 0 | 0 | 0 | 0 | 0 | 0 | 0 | 0 | 0 | 0 | 0 | 0 | 0 | 0 | 0 | 0 | 0 | 0 | 0 | 0 | 0 | 0 | 0 | 0 | 0
Lake Bonney 2 wind farm | SA | Neutral | 0 | 0 | 0 | 0 | 0 | 0 | 0 | 0 | 0 | 0 | 0 | 0 | 0 | 0 | 0 | 0 | 0 | 0 | 0 | 0 | 0 | 0 | 0 | 0 | 0 | 0 | 0 | 0 | 0 | 0
Lake Bonney 3 wind farm | SA | Neutral | 0 | 0 | 0 | 0 | 0 | 0 | 0 | 0 | 0 | 0 | 0 | 0 | 0 | 0 | 0 | 0 | 0 | 0 | 0 | 0 | 0 | 0 | 0 | 0 | 0 | 0 | 0 | 0 | 0 | 0
Lincoln Gap Wind Farm - stage 1 | SA | Neutral | 0 | 0 | 0 | 0 | 0 | 0 | 0 | 0 | 0 | 0 | 0 | 0 | 0 | 0 | 0 | 0 | 0 | 0 | 0 | 0 | 0 | 0 | 0 | 0 | 0 | 0 | 0 | 0 | 0 | 0
Willogoleche wind farm | SA | Neutral | 0 | 0 | 0 | 0 | 0 | 0 | 0 | 0 | 0 | 0 | 0 | 0 | 0 | 0 | 0 | 0 | 0 | 0 | 0 | 0 | 0 | 0 | 0 | 0 | 0 | 0 | 0 | 0 | 0 | 0
Mount Millar wind farm | SA | Neutral | 0 | 0 | 0 | 0 | 0 | 0 | 0 | 0 | 0 | 0 | 0 | 0 | 0 | 0 | 0 | 0 | 0 | 0 | 0 | 0 | 0 | 0 | 0 | 0 | 0 | 0 | 0 | 0 | 0 | 0
Snowtown wind farm | SA | Neutral | 0 | 0 | 0 | 0 | 0 | 0 | 0 | 0 | 0 | 0 | 0 | 0 | 0 | 0 | 0 | 0 | 0 | 0 | 0 | 0 | 0 | 0 | 0 | 0 | 0 | 0 | 0 | 0 | 0 | 0
Snowtown S2 Wind Farm - North | SA | Neutral | 0 | 0 | 0 | 0 | 0 | 0 | 0 | 0 | 0 | 0 | 0 | 0 | 0 | 0 | 0 | 0 | 0 | 0 | 0 | 0 | 0 | 0 | 0 | 0 | 0 | 0 | 0 | 0 | 0 | 0
Snowtown S2 Wind Farm - South | SA | Neutral | 0 | 0 | 0 | 0 | 0 | 0 | 0 | 0 | 0 | 0 | 0 | 0 | 0 | 0 | 0 | 0 | 0 | 0 | 0 | 0 | 0 | 0 | 0 | 0 | 0 | 0 | 0 | 0 | 0 | 0
Starfish Hill wind farm | SA | Neutral | 0 | 0 | 0 | 0 | 0 | 0 | 0 | 0 | 0 | 0 | 0 | 0 | 0 | 0 | 0 | 0 | 0 | 0 | 0 | 0 | 0 | 0 | 0 | 0 | 0 | 0 | 0 | 0 | 0 | 0
Waterloo wind farm | SA | Neutral | 0 | 0 | 0 | 0 | 0 | 0 | 0 | 0 | 0 | 0 | 0 | 0 | 0 | 0 | 0 | 0 | 0 | 0 | 0 | 0 | 0 | 0 | 0 | 0 | 0 | 0 | 0 | 0 | 0 | 0
Wattle Point wind farm | SA | Neutral | 0 | 0 | 0 | 0 | 0 | 0 | 0 | 0 | 0 | 0 | 0 | 0 | 0 | 0 | 0 | 0 | 0 | 0 | 0 | 0 | 0 | 0 | 0 | 0 | 0 | 0 | 0 | 0 | 0 | 0
Musselroe wind farm | TAS | Neutral | 0 | 0 | 0 | 0 | 0 | 0 | 0 | 0 | 0 | 0 | 0 | 0 | 0 | 0 | 0 | 0 | 0 | 0 | 0 | 0 | 0 | 0 | 0 | 0 | 0 | 0 | 0 | 0 | 0 | 0
Woolnorth wind farm | TAS | Neutral | 0 | 0 | 0 | 0 | 0 | 0 | 0 | 0 | 0 | 0 | 0 | 0 | 0 | 0 | 0 | 0 | 0 | 0 | 0 | 0 | 0 | 0 | 0 | 0 | 0 | 0 | 0 | 0 | 0 | 0
Ararat wind farm | VIC | Neutral | 0 | 0 | 0 | 0 | 0 | 0 | 0 | 0 | 0 | 0 | 0 | 0 | 0 | 0 | 0 | 0 | 0 | 0 | 0 | 0 | 0 | 0 | 0 | 0 | 0 | 0 | 0 | 0 | 0 | 0
Bald Hills wind farm | VIC | Neutral | 0 | 0 | 0 | 0 | 0 | 0 | 0 | 0 | 0 | 0 | 0 | 0 | 0 | 0 | 0 | 0 | 0 | 0 | 0 | 0 | 0 | 0 | 0 | 0 | 0 | 0 | 0 | 0 | 0 | 0
Challicum Hills wind farm | VIC | Neutral | 0 | 0 | 0 | 0 | 0 | 0 | 0 | 0 | 0 | 0 | 0 | 0 | 0 | 0 | 0 | 0 | 0 | 0 | 0 | 0 | 0 | 0 | 0 | 0 | 0 | 0 | 0 | 0 | 0 | 0
Kiata wind farm | VIC | Neutral | 0 | 0 | 0 | 0 | 0 | 0 | 0 | 0 | 0 | 0 | 0 | 0 | 0 | 0 | 0 | 0 | 0 | 0 | 0 | 0 | 0 | 0 | 0 | 0 | 0 | 0 | 0 | 0 | 0 | 0
Macarthur wind farm | VIC | Neutral | 0 | 0 | 0 | 0 | 0 | 0 | 0 | 0 | 0 | 0 | 0 | 0 | 0 | 0 | 0 | 0 | 0 | 0 | 0 | 0 | 0 | 0 | 0 | 0 | 0 | 0 | 0 | 0 | 0 | 0
Mortons Lane wind farm | VIC | Neutral | 0 | 0 | 0 | 0 | 0 | 0 | 0 | 0 | 0 | 0 | 0 | 0 | 0 | 0 | 0 | 0 | 0 | 0 | 0 | 0 | 0 | 0 | 0 | 0 | 0 | 0 | 0 | 0 | 0 | 0
Mt Gellibrand wind farm | VIC | Neutral | 0 | 0 | 0 | 0 | 0 | 0 | 0 | 0 | 0 | 0 | 0 | 0 | 0 | 0 | 0 | 0 | 0 | 0 | 0 | 0 | 0 | 0 | 0 | 0 | 0 | 0 | 0 | 0 | 0 | 0
Mt Mercer Wind Farm | VIC | Neutral | 0 | 0 | 0 | 0 | 0 | 0 | 0 | 0 | 0 | 0 | 0 | 0 | 0 | 0 | 0 | 0 | 0 | 0 | 0 | 0 | 0 | 0 | 0 | 0 | 0 | 0 | 0 | 0 | 0 | 0
Oaklands Hill wind farm | VIC | Neutral | 0 | 0 | 0 | 0 | 0 | 0 | 0 | 0 | 0 | 0 | 0 | 0 | 0 | 0 | 0 | 0 | 0 | 0 | 0 | 0 | 0 | 0 | 0 | 0 | 0 | 0 | 0 | 0 | 0 | 0
Portland wind farm | VIC | Neutral | 0 | 0 | 0 | 0 | 0 | 0 | 0 | 0 | 0 | 0 | 0 | 0 | 0 | 0 | 0 | 0 | 0 | 0 | 0 | 0 | 0 | 0 | 0 | 0 | 0 | 0 | 0 | 0 | 0 | 0
Salt Creek wind farm | VIC | Neutral | 0 | 0 | 0 | 0 | 0 | 0 | 0 | 0 | 0 | 0 | 0 | 0 | 0 | 0 | 0 | 0 | 0 | 0 | 0 | 0 | 0 | 0 | 0 | 0 | 0 | 0 | 0 | 0 | 0 | 0
Waubra wind farm | VIC | Neutral | 0 | 0 | 0 | 0 | 0 | 0 | 0 | 0 | 0 | 0 | 0 | 0 | 0 | 0 | 0 | 0 | 0 | 0 | 0 | 0 | 0 | 0 | 0 | 0 | 0 | 0 | 0 | 0 | 0 | 0
Yambuk wind farm | VIC | Neutral | 0 | 0 | 0 | 0 | 0 | 0 | 0 | 0 | 0 | 0 | 0 | 0 | 0 | 0 | 0 | 0 | 0 | 0 | 0 | 0 | 0 | 0 | 0 | 0 | 0 | 0 | 0 | 0 | 0 | 0
Yaloak South wind farm | VIC | Neutral | 0 | 0 | 0 | 0 | 0 | 0 | 0 | 0 | 0 | 0 | 0 | 0 | 0 | 0 | 0 | 0 | 0 | 0 | 0 | 0 | 0 | 0 | 0 | 0 | 0 | 0 | 0 | 0 | 0 | 0
Broken Hill Solar Plant | NSW | Neutral | 0 | 0 | 0 | 0 | 0 | 0 | 0 | 0 | 0 | 0 | 0 | 0 | 0 | 0 | 0 | 0 | 0 | 0 | 0 | 0 | 0 | 0 | 0 | 0 | 0 | 0 | 0 | 0 | 0 | 0
Beryl solar farm | NSW | Neutral | 0 | 0 | 0 | 0 | 0 | 0 | 0 | 0 | 0 | 0 | 0 | 0 | 0 | 0 | 0 | 0 | 0 | 0 | 0 | 0 | 0 | 0 | 0 | 0 | 0 | 0 | 0 | 0 | 0 | 0
Coleambally solar farm | NSW | Neutral | 0 | 0 | 0 | 0 | 0 | 0 | 0 | 0 | 0 | 0 | 0 | 0 | 0 | 0 | 0 | 0 | 0 | 0 | 0 | 0 | 0 | 0 | 0 | 0 | 0 | 0 | 0 | 0 | 0 | 0
Gullen Range solar farm | NSW | Neutral | 0 | 0 | 0 | 0 | 0 | 0 | 0 | 0 | 0 | 0 | 0 | 0 | 0 | 0 | 0 | 0 | 0 | 0 | 0 | 0 | 0 | 0 | 0 | 0 | 0 | 0 | 0 | 0 | 0 | 0
Manildra solar farm | NSW | Neutral | 0 | 0 | 0 | 0 | 0 | 0 | 0 | 0 | 0 | 0 | 0 | 0 | 0 | 0 | 0 | 0 | 0 | 0 | 0 | 0 | 0 | 0 | 0 | 0 | 0 | 0 | 0 | 0 | 0 | 0
Moree solar farm | NSW | Neutral | 0 | 0 | 0 | 0 | 0 | 0 | 0 | 0 | 0 | 0 | 0 | 0 | 0 | 0 | 0 | 0 | 0 | 0 | 0 | 0 | 0 | 0 | 0 | 0 | 0 | 0 | 0 | 0 | 0 | 0
Nyngan Solar Plant | NSW | Neutral | 0 | 0 | 0 | 0 | 0 | 0 | 0 | 0 | 0 | 0 | 0 | 0 | 0 | 0 | 0 | 0 | 0 | 0 | 0 | 0 | 0 | 0 | 0 | 0 | 0 | 0 | 0 | 0 | 0 | 0
Parkes solar farm | NSW | Neutral | 0 | 0 | 0 | 0 | 0 | 0 | 0 | 0 | 0 | 0 | 0 | 0 | 0 | 0 | 0 | 0 | 0 | 0 | 0 | 0 | 0 | 0 | 0 | 0 | 0 | 0 | 0 | 0 | 0 | 0
White Rock solar farm | NSW | Neutral | 0 | 0 | 0 | 0 | 0 | 0 | 0 | 0 | 0 | 0 | 0 | 0 | 0 | 0 | 0 | 0 | 0 | 0 | 0 | 0 | 0 | 0 | 0 | 0 | 0 | 0 | 0 | 0 | 0 | 0
Clare solar farm | QLD | Neutral | 0 | 0 | 0 | 0 | 0 | 0 | 0 | 0 | 0 | 0 | 0 | 0 | 0 | 0 | 0 | 0 | 0 | 0 | 0 | 0 | 0 | 0 | 0 | 0 | 0 | 0 | 0 | 0 | 0 | 0
Childers solar farm | QLD | Neutral | 0 | 0 | 0 | 0 | 0 | 0 | 0 | 0 | 0 | 0 | 0 | 0 | 0 | 0 | 0 | 0 | 0 | 0 | 0 | 0 | 0 | 0 | 0 | 0 | 0 | 0 | 0 | 0 | 0 | 0
Collinsville PV | QLD | Neutral | 0 | 0 | 0 | 0 | 0 | 0 | 0 | 0 | 0 | 0 | 0 | 0 | 0 | 0 | 0 | 0 | 0 | 0 | 0 | 0 | 0 | 0 | 0 | 0 | 0 | 0 | 0 | 0 | 0 | 0
Clermont solar farm | QLD | Neutral | 0 | 0 | 0 | 0 | 0 | 0 | 0 | 0 | 0 | 0 | 0 | 0 | 0 | 0 | 0 | 0 | 0 | 0 | 0 | 0 | 0 | 0 | 0 | 0 | 0 | 0 | 0 | 0 | 0 | 0
Darling Downs solar farm | QLD | Neutral | 0 | 0 | 0 | 0 | 0 | 0 | 0 | 0 | 0 | 0 | 0 | 0 | 0 | 0 | 0 | 0 | 0 | 0 | 0 | 0 | 0 | 0 | 0 | 0 | 0 | 0 | 0 | 0 | 0 | 0
Daydream solar farm | QLD | Neutral | 0 | 0 | 0 | 0 | 0 | 0 | 0 | 0 | 0 | 0 | 0 | 0 | 0 | 0 | 0 | 0 | 0 | 0 | 0 | 0 | 0 | 0 | 0 | 0 | 0 | 0 | 0 | 0 | 0 | 0
Emerald Solar Park | QLD | Neutral | 0 | 0 | 0 | 0 | 0 | 0 | 0 | 0 | 0 | 0 | 0 | 0 | 0 | 0 | 0 | 0 | 0 | 0 | 0 | 0 | 0 | 0 | 0 | 0 | 0 | 0 | 0 | 0 | 0 | 0
Hamilton solar farm | QLD | Neutral | 0 | 0 | 0 | 0 | 0 | 0 | 0 | 0 | 0 | 0 | 0 | 0 | 0 | 0 | 0 | 0 | 0 | 0 | 0 | 0 | 0 | 0 | 0 | 0 | 0 | 0 | 0 | 0 | 0 | 0
Hayman solar farm | QLD | Neutral | 0 | 0 | 0 | 0 | 0 | 0 | 0 | 0 | 0 | 0 | 0 | 0 | 0 | 0 | 0 | 0 | 0 | 0 | 0 | 0 | 0 | 0 | 0 | 0 | 0 | 0 | 0 | 0 | 0 | 0
Hughenden solar farm | QLD | Neutral | 0 | 0 | 0 | 0 | 0 | 0 | 0 | 0 | 0 | 0 | 0 | 0 | 0 | 0 | 0 | 0 | 0 | 0 | 0 | 0 | 0 | 0 | 0 | 0 | 0 | 0 | 0 | 0 | 0 | 0
Kidston Solar Project Phase One 50MW | QLD | Neutral | 0 | 0 | 0 | 0 | 0 | 0 | 0 | 0 | 0 | 0 | 0 | 0 | 0 | 0 | 0 | 0 | 0 | 0 | 0 | 0 | 0 | 0 | 0 | 0 | 0 | 0 | 0 | 0 | 0 | 0
Longreach solar farm | QLD | Neutral | 0 | 0 | 0 | 0 | 0 | 0 | 0 | 0 | 0 | 0 | 0 | 0 | 0 | 0 | 0 | 0 | 0 | 0 | 0 | 0 | 0 | 0 | 0 | 0 | 0 | 0 | 0 | 0 | 0 | 0
Ross River solar farm | QLD | Neutral | 0 | 0 | 0 | 0 | 0 | 0 | 0 | 0 | 0 | 0 | 0 | 0 | 0 | 0 | 0 | 0 | 0 | 0 | 0 | 0 | 0 | 0 | 0 | 0 | 0 | 0 | 0 | 0 | 0 | 0
Susan River solar farm | QLD | Neutral | 0 | 0 | 0 | 0 | 0 | 0 | 0 | 0 | 0 | 0 | 0 | 0 | 0 | 0 | 0 | 0 | 0 | 0 | 0 | 0 | 0 | 0 | 0 | 0 | 0 | 0 | 0 | 0 | 0 | 0
Sun Metals Corporation Solar Farm | QLD | Neutral | 0 | 0 | 0 | 0 | 0 | 0 | 0 | 0 | 0 | 0 | 0 | 0 | 0 | 0 | 0 | 0 | 0 | 0 | 0 | 0 | 0 | 0 | 0 | 0 | 0 | 0 | 0 | 0 | 0 | 0
Whitsunday solar farm | QLD | Neutral | 0 | 0 | 0 | 0 | 0 | 0 | 0 | 0 | 0 | 0 | 0 | 0 | 0 | 0 | 0 | 0 | 0 | 0 | 0 | 0 | 0 | 0 | 0 | 0 | 0 | 0 | 0 | 0 | 0 | 0
Gannawarra solar farm | VIC | Neutral | 0 | 0 | 0 | 0 | 0 | 0 | 0 | 0 | 0 | 0 | 0 | 0 | 0 | 0 | 0 | 0 | 0 | 0 | 0 | 0 | 0 | 0 | 0 | 0 | 0 | 0 | 0 | 0 | 0 | 0
Bannerton Solar Park | VIC | Neutral | 0 | 0 | 0 | 0 | 0 | 0 | 0 | 0 | 0 | 0 | 0 | 0 | 0 | 0 | 0 | 0 | 0 | 0 | 0 | 0 | 0 | 0 | 0 | 0 | 0 | 0 | 0 | 0 | 0 | 0
Bungala one solar farm | SA | Neutral | 0 | 0 | 0 | 0 | 0 | 0 | 0 | 0 | 0 | 0 | 0 | 0 | 0 | 0 | 0 | 0 | 0 | 0 | 0 | 0 | 0 | 0 | 0 | 0 | 0 | 0 | 0 | 0 | 0 | 0
Tailem Bend - Solar | SA | Neutral | 0 | 0 | 0 | 0 | 0 | 0 | 0 | 0 | 0 | 0 | 0 | 0 | 0 | 0 | 0 | 0 | 0 | 0 | 0 | 0 | 0 | 0 | 0 | 0 | 0 | 0 | 0 | 0 | 0 | 0
Karadoc solar farm | VIC | Neutral | 0 | 0 | 0 | 0 | 0 | 0 | 0 | 0 | 0 | 0 | 0 | 0 | 0 | 0 | 0 | 0 | 0 | 0 | 0 | 0 | 0 | 0 | 0 | 0 | 0 | 0 | 0 | 0 | 0 | 0
Wemen solar farm | VIC | Neutral | 0 | 0 | 0 | 0 | 0 | 0 | 0 | 0 | 0 | 0 | 0 | 0 | 0 | 0 | 0 | 0 | 0 | 0 | 0 | 0 | 0 | 0 | 0 | 0 | 0 | 0 | 0 | 0 | 0 | 0
Finley Solar Farm | NSW | Neutral | 0 | 0 | 0 | 0 | 0 | 0 | 0 | 0 | 0 | 0 | 0 | 0 | 0 | 0 | 0 | 0 | 0 | 0 | 0 | 0 | 0 | 0 | 0 | 0 | 0 | 0 | 0 | 0 | 0 | 0
Limondale Solar Farm 2 | NSW | Neutral | 0 | 0 | 0 | 0 | 0 | 0 | 0 | 0 | 0 | 0 | 0 | 0 | 0 | 0 | 0 | 0 | 0 | 0 | 0 | 0 | 0 | 0 | 0 | 0 | 0 | 0 | 0 | 0 | 0 | 0
Barker Inlet Power Station | SA | Neutral | 8.2396 | 8.5781 | 8.7589 | 8.9989 | 9.3727 | 9.6288 | 9.92 | 10.1518 | 10.3254 | 10.4622 | 10.5787 | 10.642 | 10.6438 | 10.6447 | 10.6452 | 10.6454 | 10.6456 | 10.6456 | 10.6457 | 10.6457 | 10.6457 | 10.6457 | 10.6457 | 10.6457 | 10.6457 | 10.6457 | 10.6457 | 10.6457 | 10.6457 | 10.6457
Crowlands Wind Farm | VIC | Neutral | 0 | 0 | 0 | 0 | 0 | 0 | 0 | 0 | 0 | 0 | 0 | 0 | 0 | 0 | 0 | 0 | 0 | 0 | 0 | 0 | 0 | 0 | 0 | 0 | 0 | 0 | 0 | 0 | 0 | 0
Haughton Solar Farm | QLD | Neutral | 0 | 0 | 0 | 0 | 0 | 0 | 0 | 0 | 0 | 0 | 0 | 0 | 0 | 0 | 0 | 0 | 0 | 0 | 0 | 0 | 0 | 0 | 0 | 0 | 0 | 0 | 0 | 0 | 0 | 0
Lilyvale Solar Farm | QLD | Neutral | 0 | 0 | 0 | 0 | 0 | 0 | 0 | 0 | 0 | 0 | 0 | 0 | 0 | 0 | 0 | 0 | 0 | 0 | 0 | 0 | 0 | 0 | 0 | 0 | 0 | 0 | 0 | 0 | 0 | 0
Nevertire Solar Farm | NSW | Neutral | 0 | 0 | 0 | 0 | 0 | 0 | 0 | 0 | 0 | 0 | 0 | 0 | 0 | 0 | 0 | 0 | 0 | 0 | 0 | 0 | 0 | 0 | 0 | 0 | 0 | 0 | 0 | 0 | 0 | 0
Numurkah Solar Farm | VIC | Neutral | 0 | 0 | 0 | 0 | 0 | 0 | 0 | 0 | 0 | 0 | 0 | 0 | 0 | 0 | 0 | 0 | 0 | 0 | 0 | 0 | 0 | 0 | 0 | 0 | 0 | 0 | 0 | 0 | 0 | 0
Oakey 1 Solar Farm | QLD | Neutral | 0 | 0 | 0 | 0 | 0 | 0 | 0 | 0 | 0 | 0 | 0 | 0 | 0 | 0 | 0 | 0 | 0 | 0 | 0 | 0 | 0 | 0 | 0 | 0 | 0 | 0 | 0 | 0 | 0 | 0
Rugby Run Solar Farm | QLD | Neutral | 0 | 0 | 0 | 0 | 0 | 0 | 0 | 0 | 0 | 0 | 0 | 0 | 0 | 0 | 0 | 0 | 0 | 0 | 0 | 0 | 0 | 0 | 0 | 0 | 0 | 0 | 0 | 0 | 0 | 0
Yarranlea Solar Farm | QLD | Neutral | 0 | 0 | 0 | 0 | 0 | 0 | 0 | 0 | 0 | 0 | 0 | 0 | 0 | 0 | 0 | 0 | 0 | 0 | 0 | 0 | 0 | 0 | 0 | 0 | 0 | 0 | 0 | 0 | 0 | 0
Yendon Wind Farm | VIC | Neutral | 0 | 0 | 0 | 0 | 0 | 0 | 0 | 0 | 0 | 0 | 0 | 0 | 0 | 0 | 0 | 0 | 0 | 0 | 0 | 0 | 0 | 0 | 0 | 0 | 0 | 0 | 0 | 0 | 0 | 0
Coopers Gap Wind Farm | QLD | Neutral | 0 | 0 | 0 | 0 | 0 | 0 | 0 | 0 | 0 | 0 | 0 | 0 | 0 | 0 | 0 | 0 | 0 | 0 | 0 | 0 | 0 | 0 | 0 | 0 | 0 | 0 | 0 | 0 | 0 | 0
Bungala Two Solar Farm | SA | Neutral | 0 | 0 | 0 | 0 | 0 | 0 | 0 | 0 | 0 | 0 | 0 | 0 | 0 | 0 | 0 | 0 | 0 | 0 | 0 | 0 | 0 | 0 | 0 | 0 | 0 | 0 | 0 | 0 | 0 | 0
Cattle Hill Wind Farm | TAS | Neutral | 0 | 0 | 0 | 0 | 0 | 0 | 0 | 0 | 0 | 0 | 0 | 0 | 0 | 0 | 0 | 0 | 0 | 0 | 0 | 0 | 0 | 0 | 0 | 0 | 0 | 0 | 0 | 0 | 0 | 0
Murra Warra Wind Farm - stage 1 | VIC | Neutral | 0 | 0 | 0 | 0 | 0 | 0 | 0 | 0 | 0 | 0 | 0 | 0 | 0 | 0 | 0 | 0 | 0 | 0 | 0 | 0 | 0 | 0 | 0 | 0 | 0 | 0 | 0 | 0 | 0 | 0
Cherry Tree Wind Farm | VIC | Neutral | 0 | 0 | 0 | 0 | 0 | 0 | 0 | 0 | 0 | 0 | 0 | 0 | 0 | 0 | 0 | 0 | 0 | 0 | 0 | 0 | 0 | 0 | 0 | 0 | 0 | 0 | 0 | 0 | 0 | 0
Dundonnell Wind Farm | VIC | Neutral | 0 | 0 | 0 | 0 | 0 | 0 | 0 | 0 | 0 | 0 | 0 | 0 | 0 | 0 | 0 | 0 | 0 | 0 | 0 | 0 | 0 | 0 | 0 | 0 | 0 | 0 | 0 | 0 | 0 | 0
Elaine Wind Farm | VIC | Neutral | 0 | 0 | 0 | 0 | 0 | 0 | 0 | 0 | 0 | 0 | 0 | 0 | 0 | 0 | 0 | 0 | 0 | 0 | 0 | 0 | 0 | 0 | 0 | 0 | 0 | 0 | 0 | 0 | 0 | 0
Oakey 2 Solar Farm | QLD | Neutral | 0 | 0 | 0 | 0 | 0 | 0 | 0 | 0 | 0 | 0 | 0 | 0 | 0 | 0 | 0 | 0 | 0 | 0 | 0 | 0 | 0 | 0 | 0 | 0 | 0 | 0 | 0 | 0 | 0 | 0
Committed generators
Generator |  |  | 2020-21 | 2021-22 | 2022-23 | 2023-24 | 2024-25 | 2025-26 | 2026-27 | 2027-28 | 2028-29 | 2029-30 | 2030-31 | 2031-32 | 2032-33 | 2033-34 | 2034-35 | 2035-36 | 2036-37 | 2037-38 | 2038-39 | 2039-40 | 2040-41 | 2041-42 | 2042-43 | 2043-44 | 2044-45 | 2045-46 | 2046-47 | 2047-48 | 2048-49 | 2049-50
Snowy 2.0 | NSW | Neutral | 0 | 0 | 0 | 0 | 0 | 0 | 0 | 0 | 0 | 0 | 0 | 0 | 0 | 0 | 0 | 0 | 0 | 0 | 0 | 0 | 0 | 0 | 0 | 0 | 0 | 0 | 0 | 0 | 0 | 0
Temporary Generation South | SA | Neutral | 0 | 0 | 0 | 0 | 0 | 0 | 0 | 0 | 0 | 0 | 0 | 0 | 0 | 0 | 0 | 0 | 0 | 0 | 0 | 0 | 0 | 0 | 0 | 0 | 0 | 0 | 0 | 0 | 0 | 0
Kennedy Energy Park Wind Farm | QLD | Neutral | 0 | 0 | 0 | 0 | 0 | 0 | 0 | 0 | 0 | 0 | 0 | 0 | 0 | 0 | 0 | 0 | 0 | 0 | 0 | 0 | 0 | 0 | 0 | 0 | 0 | 0 | 0 | 0 | 0 | 0
Granville Harbour Wind Farm | TAS | Neutral | 0 | 0 | 0 | 0 | 0 | 0 | 0 | 0 | 0 | 0 | 0 | 0 | 0 | 0 | 0 | 0 | 0 | 0 | 0 | 0 | 0 | 0 | 0 | 0 | 0 | 0 | 0 | 0 | 0 | 0
Bulgana Green Power Hub - Wind Farm | VIC | Neutral | 0 | 0 | 0 | 0 | 0 | 0 | 0 | 0 | 0 | 0 | 0 | 0 | 0 | 0 | 0 | 0 | 0 | 0 | 0 | 0 | 0 | 0 | 0 | 0 | 0 | 0 | 0 | 0 | 0 | 0
Lincoln Gap Wind Farm - stage 2 | SA | Neutral | 0 | 0 | 0 | 0 | 0 | 0 | 0 | 0 | 0 | 0 | 0 | 0 | 0 | 0 | 0 | 0 | 0 | 0 | 0 | 0 | 0 | 0 | 0 | 0 | 0 | 0 | 0 | 0 | 0 | 0
Moorabool Wind Farm | VIC | Neutral | 0 | 0 | 0 | 0 | 0 | 0 | 0 | 0 | 0 | 0 | 0 | 0 | 0 | 0 | 0 | 0 | 0 | 0 | 0 | 0 | 0 | 0 | 0 | 0 | 0 | 0 | 0 | 0 | 0 | 0
Stockyard Hill Wind Farm | VIC | Neutral | 0 | 0 | 0 | 0 | 0 | 0 | 0 | 0 | 0 | 0 | 0 | 0 | 0 | 0 | 0 | 0 | 0 | 0 | 0 | 0 | 0 | 0 | 0 | 0 | 0 | 0 | 0 | 0 | 0 | 0
Crudine Ridge Wind Farm | NSW | Neutral | 0 | 0 | 0 | 0 | 0 | 0 | 0 | 0 | 0 | 0 | 0 | 0 | 0 | 0 | 0 | 0 | 0 | 0 | 0 | 0 | 0 | 0 | 0 | 0 | 0 | 0 | 0 | 0 | 0 | 0
Bomen Solar Farm | NSW | Neutral | 0 | 0 | 0 | 0 | 0 | 0 | 0 | 0 | 0 | 0 | 0 | 0 | 0 | 0 | 0 | 0 | 0 | 0 | 0 | 0 | 0 | 0 | 0 | 0 | 0 | 0 | 0 | 0 | 0 | 0
Darlington Point Solar Farm | NSW | Neutral | 0 | 0 | 0 | 0 | 0 | 0 | 0 | 0 | 0 | 0 | 0 | 0 | 0 | 0 | 0 | 0 | 0 | 0 | 0 | 0 | 0 | 0 | 0 | 0 | 0 | 0 | 0 | 0 | 0 | 0
Molong Solar Farm | NSW | Neutral | 0 | 0 | 0 | 0 | 0 | 0 | 0 | 0 | 0 | 0 | 0 | 0 | 0 | 0 | 0 | 0 | 0 | 0 | 0 | 0 | 0 | 0 | 0 | 0 | 0 | 0 | 0 | 0 | 0 | 0
Sunraysia Solar Farm | NSW | Neutral | 0 | 0 | 0 | 0 | 0 | 0 | 0 | 0 | 0 | 0 | 0 | 0 | 0 | 0 | 0 | 0 | 0 | 0 | 0 | 0 | 0 | 0 | 0 | 0 | 0 | 0 | 0 | 0 | 0 | 0
Maryrorough Solar Farm | QLD | Neutral | 0 | 0 | 0 | 0 | 0 | 0 | 0 | 0 | 0 | 0 | 0 | 0 | 0 | 0 | 0 | 0 | 0 | 0 | 0 | 0 | 0 | 0 | 0 | 0 | 0 | 0 | 0 | 0 | 0 | 0
Kennedy Energy Park Solar Farm | QLD | Neutral | 0 | 0 | 0 | 0 | 0 | 0 | 0 | 0 | 0 | 0 | 0 | 0 | 0 | 0 | 0 | 0 | 0 | 0 | 0 | 0 | 0 | 0 | 0 | 0 | 0 | 0 | 0 | 0 | 0 | 0
Limondale Solar Farm 1 | NSW | Neutral | 0 | 0 | 0 | 0 | 0 | 0 | 0 | 0 | 0 | 0 | 0 | 0 | 0 | 0 | 0 | 0 | 0 | 0 | 0 | 0 | 0 | 0 | 0 | 0 | 0 | 0 | 0 | 0 | 0 | 0
Warwick Solar Farm | QLD | Neutral | 0 | 0 | 0 | 0 | 0 | 0 | 0 | 0 | 0 | 0 | 0 | 0 | 0 | 0 | 0 | 0 | 0 | 0 | 0 | 0 | 0 | 0 | 0 | 0 | 0 | 0 | 0 | 0 | 0 | 0
Kiamal Solar Farm stage 1 | VIC | Neutral | 0 | 0 | 0 | 0 | 0 | 0 | 0 | 0 | 0 | 0 | 0 | 0 | 0 | 0 | 0 | 0 | 0 | 0 | 0 | 0 | 0 | 0 | 0 | 0 | 0 | 0 | 0 | 0 | 0 | 0
Yatpool Solar Farm | VIC | Neutral | 0 | 0 | 0 | 0 | 0 | 0 | 0 | 0 | 0 | 0 | 0 | 0 | 0 | 0 | 0 | 0 | 0 | 0 | 0 | 0 | 0 | 0 | 0 | 0 | 0 | 0 | 0 | 0 | 0 | 0
Cohuna Solar Farm | VIC | Neutral | 0 | 0 | 0 | 0 | 0 | 0 | 0 | 0 | 0 | 0 | 0 | 0 | 0 | 0 | 0 | 0 | 0 | 0 | 0 | 0 | 0 | 0 | 0 | 0 | 0 | 0 | 0 | 0 | 0 | 0
Goonumbla Solar Farm | NSW | Neutral | 0 | 0 | 0 | 0 | 0 | 0 | 0 | 0 | 0 | 0 | 0 | 0 | 0 | 0 | 0 | 0 | 0 | 0 | 0 | 0 | 0 | 0 | 0 | 0 | 0 | 0 | 0 | 0 | 0 | 0
Gangarri Solar Farm | QLD | Neutral | 0 | 0 | 0 | 0 | 0 | 0 | 0 | 0 | 0 | 0 | 0 | 0 | 0 | 0 | 0 | 0 | 0 | 0 | 0 | 0 | 0 | 0 | 0 | 0 | 0 | 0 | 0 | 0 | 0 | 0
Winton Solar Farm | VIC | Neutral | 0 | 0 | 0 | 0 | 0 | 0 | 0 | 0 | 0 | 0 | 0 | 0 | 0 | 0 | 0 | 0 | 0 | 0 | 0 | 0 | 0 | 0 | 0 | 0 | 0 | 0 | 0 | 0 | 0 | 0
Bango 973 Wind Farm | NSW | Neutral | 0 | 0 | 0 | 0 | 0 | 0 | 0 | 0 | 0 | 0 | 0 | 0 | 0 | 0 | 0 | 0 | 0 | 0 | 0 | 0 | 0 | 0 | 0 | 0 | 0 | 0 | 0 | 0 | 0 | 0
Berrybank Wind Farm | VIC | Neutral | 0 | 0 | 0 | 0 | 0 | 0 | 0 | 0 | 0 | 0 | 0 | 0 | 0 | 0 | 0 | 0 | 0 | 0 | 0 | 0 | 0 | 0 | 0 | 0 | 0 | 0 | 0 | 0 | 0 | 0
Glenrowan West Sun Farm | VIC | Neutral | 0 | 0 | 0 | 0 | 0 | 0 | 0 | 0 | 0 | 0 | 0 | 0 | 0 | 0 | 0 | 0 | 0 | 0 | 0 | 0 | 0 | 0 | 0 | 0 | 0 | 0 | 0 | 0 | 0 | 0
Collector | NSW | Neutral | 0 | 0 | 0 | 0 | 0 | 0 | 0 | 0 | 0 | 0 | 0 | 0 | 0 | 0 | 0 | 0 | 0 | 0 | 0 | 0 | 0 | 0 | 0 | 0 | 0 | 0 | 0 | 0 | 0 | 0
Middlemount Sun Farm | QLD | Neutral | 0 | 0 | 0 | 0 | 0 | 0 | 0 | 0 | 0 | 0 | 0 | 0 | 0 | 0 | 0 | 0 | 0 | 0 | 0 | 0 | 0 | 0 | 0 | 0 | 0 | 0 | 0 | 0 | 0 | 0
Wellington Solar Farm | NSW | Neutral | 0 | 0 | 0 | 0 | 0 | 0 | 0 | 0 | 0 | 0 | 0 | 0 | 0 | 0 | 0 | 0 | 0 | 0 | 0 | 0 | 0 | 0 | 0 | 0 | 0 | 0 | 0 | 0 | 0 | 0
Biala Wind Farm | NSW | Neutral | 0 | 0 | 0 | 0 | 0 | 0 | 0 | 0 | 0 | 0 | 0 | 0 | 0 | 0 | 0 | 0 | 0 | 0 | 0 | 0 | 0 | 0 | 0 | 0 | 0 | 0 | 0 | 0 | 0 | 0
Anticipated Projects
Generator |  |  | 2020-21 | 2021-22 | 2022-23 | 2023-24 | 2024-25 | 2025-26 | 2026-27 | 2027-28 | 2028-29 | 2029-30 | 2030-31 | 2031-32 | 2032-33 | 2033-34 | 2034-35 | 2035-36 | 2036-37 | 2037-38 | 2038-39 | 2039-40 | 2040-41 | 2041-42 | 2042-43 | 2043-44 | 2044-45 | 2045-46 | 2046-47 | 2047-48 | 2048-49 | 2049-50
Berrybank Wind Farm - Stage 2 | VIC | Neutral | 0 | 0 | 0 | 0 | 0 | 0 | 0 | 0 | 0 | 0 | 0 | 0 | 0 | 0 | 0 | 0 | 0 | 0 | 0 | 0 | 0 | 0 | 0 | 0 | 0 | 0 | 0 | 0 | 0 | 0
Murra Warra Wind Farm - Stage 2 | VIC | Neutral | 0 | 0 | 0 | 0 | 0 | 0 | 0 | 0 | 0 | 0 | 0 | 0 | 0 | 0 | 0 | 0 | 0 | 0 | 0 | 0 | 0 | 0 | 0 | 0 | 0 | 0 | 0 | 0 | 0 | 0
Broadsound Solar Farm | QLD | Neutral | 0 | 0 | 0 | 0 | 0 | 0 | 0 | 0 | 0 | 0 | 0 | 0 | 0 | 0 | 0 | 0 | 0 | 0 | 0 | 0 | 0 | 0 | 0 | 0 | 0 | 0 | 0 | 0 | 0 | 0
Cape York Battery Power Plant - Solar | QLD | Neutral | 0 | 0 | 0 | 0 | 0 | 0 | 0 | 0 | 0 | 0 | 0 | 0 | 0 | 0 | 0 | 0 | 0 | 0 | 0 | 0 | 0 | 0 | 0 | 0 | 0 | 0 | 0 | 0 | 0 | 0
Gunnedah Solar Farm | NSW | Neutral | 0 | 0 | 0 | 0 | 0 | 0 | 0 | 0 | 0 | 0 | 0 | 0 | 0 | 0 | 0 | 0 | 0 | 0 | 0 | 0 | 0 | 0 | 0 | 0 | 0 | 0 | 0 | 0 | 0 | 0
Metz Solar Farm | NSW | Neutral | 0 | 0 | 0 | 0 | 0 | 0 | 0 | 0 | 0 | 0 | 0 | 0 | 0 | 0 | 0 | 0 | 0 | 0 | 0 | 0 | 0 | 0 | 0 | 0 | 0 | 0 | 0 | 0 | 0 | 0
Suntop Solar Farm | NSW | Neutral | 0 | 0 | 0 | 0 | 0 | 0 | 0 | 0 | 0 | 0 | 0 | 0 | 0 | 0 | 0 | 0 | 0 | 0 | 0 | 0 | 0 | 0 | 0 | 0 | 0 | 0 | 0 | 0 | 0 | 0
MacIntyre Wind Farm | QLD | Neutral | 0 | 0 | 0 | 0 | 0 | 0 | 0 | 0 | 0 | 0 | 0 | 0 | 0 | 0 | 0 | 0 | 0 | 0 | 0 | 0 | 0 | 0 | 0 | 0 | 0 | 0 | 0 | 0 | 0 | 0
Carwarp Solar Farm stage 1 | VIC | Neutral | 0 | 0 | 0 | 0 | 0 | 0 | 0 | 0 | 0 | 0 | 0 | 0 | 0 | 0 | 0 | 0 | 0 | 0 | 0 | 0 | 0 | 0 | 0 | 0 | 0 | 0 | 0 | 0 | 0 | 0
Mortlake South Wind Farm | VIC | Neutral | 0 | 0 | 0 | 0 | 0 | 0 | 0 | 0 | 0 | 0 | 0 | 0 | 0 | 0 | 0 | 0 | 0 | 0 | 0 | 0 | 0 | 0 | 0 | 0 | 0 | 0 | 0 | 0 | 0 | 0
Existing, Committed and Anticipated Batteries
Storage |  |  | 2020-21 | 2021-22 | 2022-23 | 2023-24 | 2024-25 | 2025-26 | 2026-27 | 2027-28 | 2028-29 | 2029-30 | 2030-31 | 2031-32 | 2032-33 | 2033-34 | 2034-35 | 2035-36 | 2036-37 | 2037-38 | 2038-39 | 2039-40 | 2040-41 | 2041-42 | 2042-43 | 2043-44 | 2044-45 | 2045-46 | 2046-47 | 2047-48 | 2048-49 | 2049-50
Hornsdale Power Reserve Unit 1 | SA | Neutral | 0 | 0 | 0 | 0 | 0 | 0 | 0 | 0 | 0 | 0 | 0 | 0 | 0 | 0 | 0 | 0 | 0 | 0 | 0 | 0 | 0 | 0 | 0 | 0 | 0 | 0 | 0 | 0 | 0 | 0
Dalrymple North BESS | SA | Neutral | 0 | 0 | 0 | 0 | 0 | 0 | 0 | 0 | 0 | 0 | 0 | 0 | 0 | 0 | 0 | 0 | 0 | 0 | 0 | 0 | 0 | 0 | 0 | 0 | 0 | 0 | 0 | 0 | 0 | 0
Ballarat Energy Storage System | VIC | Neutral | 0 | 0 | 0 | 0 | 0 | 0 | 0 | 0 | 0 | 0 | 0 | 0 | 0 | 0 | 0 | 0 | 0 | 0 | 0 | 0 | 0 | 0 | 0 | 0 | 0 | 0 | 0 | 0 | 0 | 0
Bulgana Green Power Hub - BESS | VIC | Neutral | 0 | 0 | 0 | 0 | 0 | 0 | 0 | 0 | 0 | 0 | 0 | 0 | 0 | 0 | 0 | 0 | 0 | 0 | 0 | 0 | 0 | 0 | 0 | 0 | 0 | 0 | 0 | 0 | 0 | 0
Gannawarra Energy Storage System | VIC | Neutral | 0 | 0 | 0 | 0 | 0 | 0 | 0 | 0 | 0 | 0 | 0 | 0 | 0 | 0 | 0 | 0 | 0 | 0 | 0 | 0 | 0 | 0 | 0 | 0 | 0 | 0 | 0 | 0 | 0 | 0
Lake Bonney BESS1 | SA | Neutral | 0 | 0 | 0 | 0 | 0 | 0 | 0 | 0 | 0 | 0 | 0 | 0 | 0 | 0 | 0 | 0 | 0 | 0 | 0 | 0 | 0 | 0 | 0 | 0 | 0 | 0 | 0 | 0 | 0 | 0
Cape York Battery Power Plant - Storage | QLD | Neutral | 0 | 0 | 0 | 0 | 0 | 0 | 0 | 0 | 0 | 0 | 0 | 0 | 0 | 0 | 0 | 0 | 0 | 0 | 0 | 0 | 0 | 0 | 0 | 0 | 0 | 0 | 0 | 0 | 0 | 0
New Entrant
Generator |  |  | 2020-21 | 2021-22 | 2022-23 | 2023-24 | 2024-25 | 2025-26 | 2026-27 | 2027-28 | 2028-29 | 2029-30 | 2030-31 | 2031-32 | 2032-33 | 2033-34 | 2034-35 | 2035-36 | 2036-37 | 2037-38 | 2038-39 | 2039-40 | 2040-41 | 2041-42 | 2042-43 | 2043-44 | 2044-45 | 2045-46 | 2046-47 | 2047-48 | 2048-49 | 2049-50
North Queensland Black Coal (supercritical PC) | North Queensland | Neutral | 2.9597 | 2.9098 | 2.8899 | 2.8999 | 2.9098 | 2.9198 | 2.9298 | 2.9298 | 2.9198 | 2.9098 | 2.9098 | 2.9098 | 2.9198 | 2.9198 | 2.9198 | 2.9198 | 2.9198 | 2.9198 | 2.9198 | 2.9198 | 2.9198 | 2.9198 | 2.9198 | 2.9198 | 2.9198 | 2.9198 | 2.9198 | 2.9198 | 2.9198 | 2.9198
Central Queensland Black Coal (supercritical PC) | Central Queensland | Neutral | 2.6906 | 2.4913 | 2.3817 | 2.3817 | 2.4813 | 2.6009 | 2.6906 | 2.7105 | 2.6208 | 2.5411 | 2.5311 | 2.571 | 2.6109 | 2.6507 | 2.7305 | 2.8201 | 2.8999 | 2.9298 | 2.87 | 2.8002 | 2.7902 | 2.7902 | 2.7902 | 2.7902 | 2.7902 | 2.7902 | 2.7902 | 2.7902 | 2.7902 | 2.7902
Southwest Queensland Black Coal (supercritical PC) | Southwest Queensland | Neutral | 3.4679 | 3.0792 | 2.8799 | 2.85 | 2.9198 | 3.0394 | 3.1291 | 3.1191 | 2.9995 | 2.9098 | 2.9298 | 2.9696 | 2.9895 | 3.0294 | 3.1091 | 3.1988 | 3.2686 | 3.2885 | 3.2088 | 3.139 | 3.1291 | 3.1291 | 3.1291 | 3.1291 | 3.1291 | 3.1291 | 3.1291 | 3.1291 | 3.1291 | 3.1291
Northern NSW Black Coal (supercritical PC) | Northern NSW | Neutral | 3.3483 | 2.9597 | 2.7603 | 2.7305 | 2.8102 | 2.9198 | 3.0095 | 2.9995 | 2.8799 | 2.7902 | 2.8102 | 2.85 | 2.87 | 2.9098 | 2.9895 | 3.0792 | 3.149 | 3.1689 | 3.0892 | 3.0194 | 3.0095 | 3.0095 | 3.0095 | 3.0095 | 3.0095 | 3.0095 | 3.0095 | 3.0095 | 3.0095 | 3.0095
North-Central NSW Black Coal (supercritical PC) | North-Central NSW | Neutral | 3.5077 | 3.1789 | 2.9995 | 2.9895 | 3.0693 | 3.1889 | 3.2686 | 3.2686 | 3.159 | 3.0792 | 3.0792 | 3.1191 | 3.149 | 3.1889 | 3.2686 | 3.3583 | 3.438 | 3.4479 | 3.3782 | 3.3184 | 3.2985 | 3.2985 | 3.2985 | 3.2985 | 3.2985 | 3.2985 | 3.2985 | 3.2985 | 3.2985 | 3.2985
Latrobe Valley Brown Coal (supercritical PC) | Latrobe Valley | Neutral | 0.66767 | 0.66767 | 0.66767 | 0.66767 | 0.66767 | 0.66767 | 0.66767 | 0.66767 | 0.66767 | 0.66767 | 0.66767 | 0.66767 | 0.66767 | 0.66767 | 0.66767 | 0.66767 | 0.66767 | 0.66767 | 0.66767 | 0.66767 | 0.66767 | 0.66767 | 0.66767 | 0.66767 | 0.66767 | 0.66767 | 0.66767 | 0.66767 | 0.66767 | 0.66767
QLD OCGT | QLD | Neutral | 8.022 | 8.022 | 8.1465 | 8.2711 | 8.2711 | 8.9257 | 9.7207 | 9.9525 | 10.1261 | 10.2629 | 10.3794 | 10.4427 | 10.4445 | 10.4454 | 10.4459 | 10.4461 | 10.4463 | 10.4463 | 10.4464 | 10.4464 | 10.4464 | 10.4514 | 10.4564 | 10.4564 | 10.4564 | 10.4564 | 10.4564 | 10.4564 | 10.4564 | 10.4564
NSW OCGT | NSW | Neutral | 9.7842 | 10.1227 | 10.3035 | 10.5435 | 10.9173 | 11.1734 | 11.4646 | 11.6964 | 11.87 | 12.0068 | 12.1233 | 12.1866 | 12.1884 | 12.1893 | 12.1898 | 12.19 | 12.1902 | 12.1902 | 12.1903 | 12.1903 | 12.1903 | 12.1903 | 12.1903 | 12.1903 | 12.1903 | 12.1903 | 12.1903 | 12.1903 | 12.1903 | 12.1903
VIC OCGT | VIC | Neutral | 9.1933 | 9.5322 | 9.7131 | 9.9534 | 10.3275 | 10.5839 | 10.8754 | 11.1074 | 11.2812 | 11.4181 | 11.5348 | 11.5981 | 11.5999 | 11.6008 | 11.6013 | 11.6016 | 11.6017 | 11.6018 | 11.6018 | 11.6018 | 11.6018 | 11.6018 | 11.6018 | 11.6018 | 11.6018 | 11.6018 | 11.6018 | 11.6018 | 11.6018 | 11.6018
SA OCGT | SA | Neutral | 9.3358 | 9.6743 | 9.855 | 10.0951 | 10.4689 | 10.7249 | 11.0162 | 11.248 | 11.4216 | 11.5584 | 11.6749 | 11.7381 | 11.7399 | 11.7409 | 11.7414 | 11.7416 | 11.7417 | 11.7418 | 11.7419 | 11.7419 | 11.7419 | 11.7419 | 11.7419 | 11.7419 | 11.7419 | 11.7419 | 11.7419 | 11.7419 | 11.7419 | 11.7419
TAS OCGT | TAS | Neutral | 10.2895 | 10.6283 | 10.8093 | 11.0495 | 11.4237 | 11.68 | 11.9716 | 12.2036 | 12.3774 | 12.5143 | 12.6309 | 12.6942 | 12.696 | 12.697 | 12.6975 | 12.6977 | 12.6979 | 12.6979 | 12.698 | 12.698 | 12.698 | 12.698 | 12.698 | 12.698 | 12.698 | 12.698 | 12.698 | 12.698 | 12.698 | 12.698
QLD CCGT | QLD | Neutral | 7.6732 | 7.6732 | 7.7977 | 7.9223 | 7.9223 | 8.5769 | 9.3719 | 9.6037 | 9.7774 | 9.9141 | 10.0306 | 10.0939 | 10.0957 | 10.0966 | 10.0971 | 10.0974 | 10.0975 | 10.0976 | 10.0976 | 10.0976 | 10.0976 | 10.1026 | 10.1076 | 10.1076 | 10.1076 | 10.1076 | 10.1076 | 10.1076 | 10.1076 | 10.1076
NSW CCGT | NSW | Neutral | 9.286 | 9.6245 | 9.8052 | 10.0452 | 10.419 | 10.6751 | 10.9663 | 11.1981 | 11.3718 | 11.5085 | 11.625 | 11.6883 | 11.6901 | 11.691 | 11.6915 | 11.6918 | 11.6919 | 11.692 | 11.692 | 11.692 | 11.6921 | 11.6921 | 11.6921 | 11.6921 | 11.6921 | 11.6921 | 11.6921 | 11.6921 | 11.6921 | 11.6921
VIC CCGT | VIC | Neutral | 8.6951 | 9.0339 | 9.2148 | 9.4551 | 9.8293 | 10.0856 | 10.3771 | 10.6092 | 10.783 | 10.9199 | 11.0365 | 11.0998 | 11.1016 | 11.1026 | 11.103 | 11.1033 | 11.1034 | 11.1035 | 11.1035 | 11.1036 | 11.1036 | 11.1036 | 11.1036 | 11.1036 | 11.1036 | 11.1036 | 11.1036 | 11.1036 | 11.1036 | 11.1036
SA CCGT | SA | Neutral | 8.8375 | 9.176 | 9.3568 | 9.5968 | 9.9706 | 10.2267 | 10.5179 | 10.7497 | 10.9234 | 11.0601 | 11.1766 | 11.2399 | 11.2417 | 11.2426 | 11.2431 | 11.2434 | 11.2435 | 11.2436 | 11.2436 | 11.2436 | 11.2436 | 11.2436 | 11.2436 | 11.2436 | 11.2436 | 11.2436 | 11.2436 | 11.2436 | 11.2436 | 11.2436
TAS CCGT | TAS | Neutral | 9.7912 | 10.1301 | 10.311 | 10.5513 | 10.9254 | 11.1818 | 11.4733 | 11.7053 | 11.8792 | 12.016 | 12.1327 | 12.196 | 12.1978 | 12.1987 | 12.1992 | 12.1995 | 12.1996 | 12.1997 | 12.1997 | 12.1997 | 12.1997 | 12.1997 | 12.1997 | 12.1997 | 12.1997 | 12.1997 | 12.1997 | 12.1997 | 12.1997 | 12.1997
Vic Biomass | VIC | Neutral | 0.52815 | 0.52815 | 0.52815 | 0.52815 | 0.52815 | 0.52815 | 0.52815 | 0.52815 | 0.52815 | 0.52815 | 0.52815 | 0.52815 | 0.52815 | 0.52815 | 0.52815 | 0.52815 | 0.52815 | 0.52815 | 0.52815 | 0.52815 | 0.52815 | 0.52815 | 0.52815 | 0.52815 | 0.52815 | 0.52815 | 0.52815 | 0.52815 | 0.52815 | 0.52815
Qld Biomass | QLD | Neutral | 0.52815 | 0.52815 | 0.52815 | 0.52815 | 0.52815 | 0.52815 | 0.52815 | 0.52815 | 0.52815 | 0.52815 | 0.52815 | 0.52815 | 0.52815 | 0.52815 | 0.52815 | 0.52815 | 0.52815 | 0.52815 | 0.52815 | 0.52815 | 0.52815 | 0.52815 | 0.52815 | 0.52815 | 0.52815 | 0.52815 | 0.52815 | 0.52815 | 0.52815 | 0.52815
NSW Biomass | NSW | Neutral | 0.52815 | 0.52815 | 0.52815 | 0.52815 | 0.52815 | 0.52815 | 0.52815 | 0.52815 | 0.52815 | 0.52815 | 0.52815 | 0.52815 | 0.52815 | 0.52815 | 0.52815 | 0.52815 | 0.52815 | 0.52815 | 0.52815 | 0.52815 | 0.52815 | 0.52815 | 0.52815 | 0.52815 | 0.52815 | 0.52815 | 0.52815 | 0.52815 | 0.52815 | 0.52815
SA Biomass | SA | Neutral | 0.52815 | 0.52815 | 0.52815 | 0.52815 | 0.52815 | 0.52815 | 0.52815 | 0.52815 | 0.52815 | 0.52815 | 0.52815 | 0.52815 | 0.52815 | 0.52815 | 0.52815 | 0.52815 | 0.52815 | 0.52815 | 0.52815 | 0.52815 | 0.52815 | 0.52815 | 0.52815 | 0.52815 | 0.52815 | 0.52815 | 0.52815 | 0.52815 | 0.52815 | 0.52815
Tas Biomass | TAS | Neutral | 0.52815 | 0.52815 | 0.52815 | 0.52815 | 0.52815 | 0.52815 | 0.52815 | 0.52815 | 0.52815 | 0.52815 | 0.52815 | 0.52815 | 0.52815 | 0.52815 | 0.52815 | 0.52815 | 0.52815 | 0.52815 | 0.52815 | 0.52815 | 0.52815 | 0.52815 | 0.52815 | 0.52815 | 0.52815 | 0.52815 | 0.52815 | 0.52815 | 0.52815 | 0.52815
Far North QLD Large scale Solar PV | Far North QLD | Neutral | 0 | 0 | 0 | 0 | 0 | 0 | 0 | 0 | 0 | 0 | 0 | 0 | 0 | 0 | 0 | 0 | 0 | 0 | 0 | 0 | 0 | 0 | 0 | 0 | 0 | 0 | 0 | 0 | 0 | 0
North Qld Clean Energy Hub Large scale Solar PV | North Qld Clean Energy Hub | Neutral | 0 | 0 | 0 | 0 | 0 | 0 | 0 | 0 | 0 | 0 | 0 | 0 | 0 | 0 | 0 | 0 | 0 | 0 | 0 | 0 | 0 | 0 | 0 | 0 | 0 | 0 | 0 | 0 | 0 | 0
Northern Qld Large scale Solar PV | Northern Qld | Neutral | 0 | 0 | 0 | 0 | 0 | 0 | 0 | 0 | 0 | 0 | 0 | 0 | 0 | 0 | 0 | 0 | 0 | 0 | 0 | 0 | 0 | 0 | 0 | 0 | 0 | 0 | 0 | 0 | 0 | 0
Isaac Large scale Solar PV | Isaac | Neutral | 0 | 0 | 0 | 0 | 0 | 0 | 0 | 0 | 0 | 0 | 0 | 0 | 0 | 0 | 0 | 0 | 0 | 0 | 0 | 0 | 0 | 0 | 0 | 0 | 0 | 0 | 0 | 0 | 0 | 0
Barcaldine Large scale Solar PV | Barcaldine | Neutral | 0 | 0 | 0 | 0 | 0 | 0 | 0 | 0 | 0 | 0 | 0 | 0 | 0 | 0 | 0 | 0 | 0 | 0 | 0 | 0 | 0 | 0 | 0 | 0 | 0 | 0 | 0 | 0 | 0 | 0
Fitzroy Large scale Solar PV | Fitzroy | Neutral | 0 | 0 | 0 | 0 | 0 | 0 | 0 | 0 | 0 | 0 | 0 | 0 | 0 | 0 | 0 | 0 | 0 | 0 | 0 | 0 | 0 | 0 | 0 | 0 | 0 | 0 | 0 | 0 | 0 | 0
Wide Bay Large scale Solar PV | Wide Bay | Neutral | 0 | 0 | 0 | 0 | 0 | 0 | 0 | 0 | 0 | 0 | 0 | 0 | 0 | 0 | 0 | 0 | 0 | 0 | 0 | 0 | 0 | 0 | 0 | 0 | 0 | 0 | 0 | 0 | 0 | 0
Darling Downs Large scale Solar PV | Darling Downs | Neutral | 0 | 0 | 0 | 0 | 0 | 0 | 0 | 0 | 0 | 0 | 0 | 0 | 0 | 0 | 0 | 0 | 0 | 0 | 0 | 0 | 0 | 0 | 0 | 0 | 0 | 0 | 0 | 0 | 0 | 0
North West NSW Large scale Solar PV | North West NSW | Neutral | 0 | 0 | 0 | 0 | 0 | 0 | 0 | 0 | 0 | 0 | 0 | 0 | 0 | 0 | 0 | 0 | 0 | 0 | 0 | 0 | 0 | 0 | 0 | 0 | 0 | 0 | 0 | 0 | 0 | 0
New England Large scale Solar PV | New England | Neutral | 0 | 0 | 0 | 0 | 0 | 0 | 0 | 0 | 0 | 0 | 0 | 0 | 0 | 0 | 0 | 0 | 0 | 0 | 0 | 0 | 0 | 0 | 0 | 0 | 0 | 0 | 0 | 0 | 0 | 0
Central-West Orana Large scale Solar PV | Central-West Orana | Neutral | 0 | 0 | 0 | 0 | 0 | 0 | 0 | 0 | 0 | 0 | 0 | 0 | 0 | 0 | 0 | 0 | 0 | 0 | 0 | 0 | 0 | 0 | 0 | 0 | 0 | 0 | 0 | 0 | 0 | 0
Southern NSW Tablelands Large scale Solar PV | Southern NSW Tablelands | Neutral | 0 | 0 | 0 | 0 | 0 | 0 | 0 | 0 | 0 | 0 | 0 | 0 | 0 | 0 | 0 | 0 | 0 | 0 | 0 | 0 | 0 | 0 | 0 | 0 | 0 | 0 | 0 | 0 | 0 | 0
Broken Hill Large scale Solar PV | Broken Hill | Neutral | 0 | 0 | 0 | 0 | 0 | 0 | 0 | 0 | 0 | 0 | 0 | 0 | 0 | 0 | 0 | 0 | 0 | 0 | 0 | 0 | 0 | 0 | 0 | 0 | 0 | 0 | 0 | 0 | 0 | 0
South West NSW Large scale Solar PV | South West NSW | Neutral | 0 | 0 | 0 | 0 | 0 | 0 | 0 | 0 | 0 | 0 | 0 | 0 | 0 | 0 | 0 | 0 | 0 | 0 | 0 | 0 | 0 | 0 | 0 | 0 | 0 | 0 | 0 | 0 | 0 | 0
Wagga Wagga Large scale Solar PV | Wagga Wagga | Neutral | 0 | 0 | 0 | 0 | 0 | 0 | 0 | 0 | 0 | 0 | 0 | 0 | 0 | 0 | 0 | 0 | 0 | 0 | 0 | 0 | 0 | 0 | 0 | 0 | 0 | 0 | 0 | 0 | 0 | 0
Tumut Large scale Solar PV | Tumut | Neutral | 0 | 0 | 0 | 0 | 0 | 0 | 0 | 0 | 0 | 0 | 0 | 0 | 0 | 0 | 0 | 0 | 0 | 0 | 0 | 0 | 0 | 0 | 0 | 0 | 0 | 0 | 0 | 0 | 0 | 0
Cooma-Monaro Large scale Solar PV | Cooma-Monaro | Neutral | 0 | 0 | 0 | 0 | 0 | 0 | 0 | 0 | 0 | 0 | 0 | 0 | 0 | 0 | 0 | 0 | 0 | 0 | 0 | 0 | 0 | 0 | 0 | 0 | 0 | 0 | 0 | 0 | 0 | 0
Ovens Murray Large scale Solar PV | Ovens Murray | Neutral | 0 | 0 | 0 | 0 | 0 | 0 | 0 | 0 | 0 | 0 | 0 | 0 | 0 | 0 | 0 | 0 | 0 | 0 | 0 | 0 | 0 | 0 | 0 | 0 | 0 | 0 | 0 | 0 | 0 | 0
Murray River Large scale Solar PV | Murray River | Neutral | 0 | 0 | 0 | 0 | 0 | 0 | 0 | 0 | 0 | 0 | 0 | 0 | 0 | 0 | 0 | 0 | 0 | 0 | 0 | 0 | 0 | 0 | 0 | 0 | 0 | 0 | 0 | 0 | 0 | 0
Western Victoria Large scale Solar PV | Western Victoria | Neutral | 0 | 0 | 0 | 0 | 0 | 0 | 0 | 0 | 0 | 0 | 0 | 0 | 0 | 0 | 0 | 0 | 0 | 0 | 0 | 0 | 0 | 0 | 0 | 0 | 0 | 0 | 0 | 0 | 0 | 0
South West Victoria Large scale Solar PV | South West Victoria | Neutral | 0 | 0 | 0 | 0 | 0 | 0 | 0 | 0 | 0 | 0 | 0 | 0 | 0 | 0 | 0 | 0 | 0 | 0 | 0 | 0 | 0 | 0 | 0 | 0 | 0 | 0 | 0 | 0 | 0 | 0
Gippsland Large scale Solar PV | Gippsland | Neutral | 0 | 0 | 0 | 0 | 0 | 0 | 0 | 0 | 0 | 0 | 0 | 0 | 0 | 0 | 0 | 0 | 0 | 0 | 0 | 0 | 0 | 0 | 0 | 0 | 0 | 0 | 0 | 0 | 0 | 0
Central North Vic Large scale Solar PV | Central North Vic | Neutral | 0 | 0 | 0 | 0 | 0 | 0 | 0 | 0 | 0 | 0 | 0 | 0 | 0 | 0 | 0 | 0 | 0 | 0 | 0 | 0 | 0 | 0 | 0 | 0 | 0 | 0 | 0 | 0 | 0 | 0
South East SA Large scale Solar PV | South East SA | Neutral | 0 | 0 | 0 | 0 | 0 | 0 | 0 | 0 | 0 | 0 | 0 | 0 | 0 | 0 | 0 | 0 | 0 | 0 | 0 | 0 | 0 | 0 | 0 | 0 | 0 | 0 | 0 | 0 | 0 | 0
Riverland Large scale Solar PV | Riverland | Neutral | 0 | 0 | 0 | 0 | 0 | 0 | 0 | 0 | 0 | 0 | 0 | 0 | 0 | 0 | 0 | 0 | 0 | 0 | 0 | 0 | 0 | 0 | 0 | 0 | 0 | 0 | 0 | 0 | 0 | 0
Mid-North SA Large scale Solar PV | Mid-North SA | Neutral | 0 | 0 | 0 | 0 | 0 | 0 | 0 | 0 | 0 | 0 | 0 | 0 | 0 | 0 | 0 | 0 | 0 | 0 | 0 | 0 | 0 | 0 | 0 | 0 | 0 | 0 | 0 | 0 | 0 | 0
Yorke Peninsula Large scale Solar PV | Yorke Peninsula | Neutral | 0 | 0 | 0 | 0 | 0 | 0 | 0 | 0 | 0 | 0 | 0 | 0 | 0 | 0 | 0 | 0 | 0 | 0 | 0 | 0 | 0 | 0 | 0 | 0 | 0 | 0 | 0 | 0 | 0 | 0
Northern SA Large scale Solar PV | Northern SA | Neutral | 0 | 0 | 0 | 0 | 0 | 0 | 0 | 0 | 0 | 0 | 0 | 0 | 0 | 0 | 0 | 0 | 0 | 0 | 0 | 0 | 0 | 0 | 0 | 0 | 0 | 0 | 0 | 0 | 0 | 0
Leigh Creek Large scale Solar PV | Leigh Creek | Neutral | 0 | 0 | 0 | 0 | 0 | 0 | 0 | 0 | 0 | 0 | 0 | 0 | 0 | 0 | 0 | 0 | 0 | 0 | 0 | 0 | 0 | 0 | 0 | 0 | 0 | 0 | 0 | 0 | 0 | 0
Roxby Downs Large scale Solar PV | Roxby Downs | Neutral | 0 | 0 | 0 | 0 | 0 | 0 | 0 | 0 | 0 | 0 | 0 | 0 | 0 | 0 | 0 | 0 | 0 | 0 | 0 | 0 | 0 | 0 | 0 | 0 | 0 | 0 | 0 | 0 | 0 | 0
Eastern Eyre Peninsula Large scale Solar PV | Eastern Eyre Peninsula | Neutral | 0 | 0 | 0 | 0 | 0 | 0 | 0 | 0 | 0 | 0 | 0 | 0 | 0 | 0 | 0 | 0 | 0 | 0 | 0 | 0 | 0 | 0 | 0 | 0 | 0 | 0 | 0 | 0 | 0 | 0
Western Eyre Peninsula Large scale Solar PV | Western Eyre Peninsula | Neutral | 0 | 0 | 0 | 0 | 0 | 0 | 0 | 0 | 0 | 0 | 0 | 0 | 0 | 0 | 0 | 0 | 0 | 0 | 0 | 0 | 0 | 0 | 0 | 0 | 0 | 0 | 0 | 0 | 0 | 0
North East Tasmania Large scale Solar PV | North East Tasmania | Neutral | 0 | 0 | 0 | 0 | 0 | 0 | 0 | 0 | 0 | 0 | 0 | 0 | 0 | 0 | 0 | 0 | 0 | 0 | 0 | 0 | 0 | 0 | 0 | 0 | 0 | 0 | 0 | 0 | 0 | 0
North West Tasmania Large scale Solar PV | North West Tasmania | Neutral | 0 | 0 | 0 | 0 | 0 | 0 | 0 | 0 | 0 | 0 | 0 | 0 | 0 | 0 | 0 | 0 | 0 | 0 | 0 | 0 | 0 | 0 | 0 | 0 | 0 | 0 | 0 | 0 | 0 | 0
Tasmania Midlands Large scale Solar PV | Tasmania Midlands | Neutral | 0 | 0 | 0 | 0 | 0 | 0 | 0 | 0 | 0 | 0 | 0 | 0 | 0 | 0 | 0 | 0 | 0 | 0 | 0 | 0 | 0 | 0 | 0 | 0 | 0 | 0 | 0 | 0 | 0 | 0
Far North QLD Solar Thermal (8hrs Storage) | Far North QLD | Neutral | 0 | 0 | 0 | 0 | 0 | 0 | 0 | 0 | 0 | 0 | 0 | 0 | 0 | 0 | 0 | 0 | 0 | 0 | 0 | 0 | 0 | 0 | 0 | 0 | 0 | 0 | 0 | 0 | 0 | 0
North Qld Clean Energy Hub Solar Thermal (8hrs Storage) | North Qld Clean Energy Hub | Neutral | 0 | 0 | 0 | 0 | 0 | 0 | 0 | 0 | 0 | 0 | 0 | 0 | 0 | 0 | 0 | 0 | 0 | 0 | 0 | 0 | 0 | 0 | 0 | 0 | 0 | 0 | 0 | 0 | 0 | 0
Northern Qld Solar Thermal (8hrs Storage) | Northern Qld | Neutral | 0 | 0 | 0 | 0 | 0 | 0 | 0 | 0 | 0 | 0 | 0 | 0 | 0 | 0 | 0 | 0 | 0 | 0 | 0 | 0 | 0 | 0 | 0 | 0 | 0 | 0 | 0 | 0 | 0 | 0
Isaac Solar Thermal (8hrs Storage) | Isaac | Neutral | 0 | 0 | 0 | 0 | 0 | 0 | 0 | 0 | 0 | 0 | 0 | 0 | 0 | 0 | 0 | 0 | 0 | 0 | 0 | 0 | 0 | 0 | 0 | 0 | 0 | 0 | 0 | 0 | 0 | 0
Barcaldine Solar Thermal (8hrs Storage) | Barcaldine | Neutral | 0 | 0 | 0 | 0 | 0 | 0 | 0 | 0 | 0 | 0 | 0 | 0 | 0 | 0 | 0 | 0 | 0 | 0 | 0 | 0 | 0 | 0 | 0 | 0 | 0 | 0 | 0 | 0 | 0 | 0
Fitzroy Solar Thermal (8hrs Storage) | Fitzroy | Neutral | 0 | 0 | 0 | 0 | 0 | 0 | 0 | 0 | 0 | 0 | 0 | 0 | 0 | 0 | 0 | 0 | 0 | 0 | 0 | 0 | 0 | 0 | 0 | 0 | 0 | 0 | 0 | 0 | 0 | 0
Wide Bay Solar Thermal (8hrs Storage) | Wide Bay | Neutral | 0 | 0 | 0 | 0 | 0 | 0 | 0 | 0 | 0 | 0 | 0 | 0 | 0 | 0 | 0 | 0 | 0 | 0 | 0 | 0 | 0 | 0 | 0 | 0 | 0 | 0 | 0 | 0 | 0 | 0
Darling Downs Solar Thermal (8hrs Storage) | Darling Downs | Neutral | 0 | 0 | 0 | 0 | 0 | 0 | 0 | 0 | 0 | 0 | 0 | 0 | 0 | 0 | 0 | 0 | 0 | 0 | 0 | 0 | 0 | 0 | 0 | 0 | 0 | 0 | 0 | 0 | 0 | 0
North West NSW Solar Thermal (8hrs Storage) | North West NSW | Neutral | 0 | 0 | 0 | 0 | 0 | 0 | 0 | 0 | 0 | 0 | 0 | 0 | 0 | 0 | 0 | 0 | 0 | 0 | 0 | 0 | 0 | 0 | 0 | 0 | 0 | 0 | 0 | 0 | 0 | 0
New England Solar Thermal (8hrs Storage) | New England | Neutral | 0 | 0 | 0 | 0 | 0 | 0 | 0 | 0 | 0 | 0 | 0 | 0 | 0 | 0 | 0 | 0 | 0 | 0 | 0 | 0 | 0 | 0 | 0 | 0 | 0 | 0 | 0 | 0 | 0 | 0
Central-West Orana Solar Thermal (8hrs Storage) | Central-West Orana | Neutral | 0 | 0 | 0 | 0 | 0 | 0 | 0 | 0 | 0 | 0 | 0 | 0 | 0 | 0 | 0 | 0 | 0 | 0 | 0 | 0 | 0 | 0 | 0 | 0 | 0 | 0 | 0 | 0 | 0 | 0
Southern NSW Tablelands Solar Thermal (8hrs Storage) | Southern NSW Tablelands | Neutral | 0 | 0 | 0 | 0 | 0 | 0 | 0 | 0 | 0 | 0 | 0 | 0 | 0 | 0 | 0 | 0 | 0 | 0 | 0 | 0 | 0 | 0 | 0 | 0 | 0 | 0 | 0 | 0 | 0 | 0
Broken Hill Solar Thermal (8hrs Storage) | Broken Hill | Neutral | 0 | 0 | 0 | 0 | 0 | 0 | 0 | 0 | 0 | 0 | 0 | 0 | 0 | 0 | 0 | 0 | 0 | 0 | 0 | 0 | 0 | 0 | 0 | 0 | 0 | 0 | 0 | 0 | 0 | 0
South West NSW Solar Thermal (8hrs Storage) | South West NSW | Neutral | 0 | 0 | 0 | 0 | 0 | 0 | 0 | 0 | 0 | 0 | 0 | 0 | 0 | 0 | 0 | 0 | 0 | 0 | 0 | 0 | 0 | 0 | 0 | 0 | 0 | 0 | 0 | 0 | 0 | 0
Wagga Wagga Solar Thermal (8hrs Storage) | Wagga Wagga | Neutral | 0 | 0 | 0 | 0 | 0 | 0 | 0 | 0 | 0 | 0 | 0 | 0 | 0 | 0 | 0 | 0 | 0 | 0 | 0 | 0 | 0 | 0 | 0 | 0 | 0 | 0 | 0 | 0 | 0 | 0
Tumut Solar Thermal (8hrs Storage) | Tumut | Neutral | 0 | 0 | 0 | 0 | 0 | 0 | 0 | 0 | 0 | 0 | 0 | 0 | 0 | 0 | 0 | 0 | 0 | 0 | 0 | 0 | 0 | 0 | 0 | 0 | 0 | 0 | 0 | 0 | 0 | 0
Cooma-Monaro Solar Thermal (8hrs Storage) | Cooma-Monaro | Neutral | 0 | 0 | 0 | 0 | 0 | 0 | 0 | 0 | 0 | 0 | 0 | 0 | 0 | 0 | 0 | 0 | 0 | 0 | 0 | 0 | 0 | 0 | 0 | 0 | 0 | 0 | 0 | 0 | 0 | 0
Ovens Murray Solar Thermal (8hrs Storage) | Ovens Murray | Neutral | 0 | 0 | 0 | 0 | 0 | 0 | 0 | 0 | 0 | 0 | 0 | 0 | 0 | 0 | 0 | 0 | 0 | 0 | 0 | 0 | 0 | 0 | 0 | 0 | 0 | 0 | 0 | 0 | 0 | 0
Murray River Solar Thermal (8hrs Storage) | Murray River | Neutral | 0 | 0 | 0 | 0 | 0 | 0 | 0 | 0 | 0 | 0 | 0 | 0 | 0 | 0 | 0 | 0 | 0 | 0 | 0 | 0 | 0 | 0 | 0 | 0 | 0 | 0 | 0 | 0 | 0 | 0
Western Victoria Solar Thermal (8hrs Storage) | Western Victoria | Neutral | 0 | 0 | 0 | 0 | 0 | 0 | 0 | 0 | 0 | 0 | 0 | 0 | 0 | 0 | 0 | 0 | 0 | 0 | 0 | 0 | 0 | 0 | 0 | 0 | 0 | 0 | 0 | 0 | 0 | 0
South West Victoria Solar Thermal (8hrs Storage) | South West Victoria | Neutral | 0 | 0 | 0 | 0 | 0 | 0 | 0 | 0 | 0 | 0 | 0 | 0 | 0 | 0 | 0 | 0 | 0 | 0 | 0 | 0 | 0 | 0 | 0 | 0 | 0 | 0 | 0 | 0 | 0 | 0
Gippsland Solar Thermal (8hrs Storage) | Gippsland | Neutral | 0 | 0 | 0 | 0 | 0 | 0 | 0 | 0 | 0 | 0 | 0 | 0 | 0 | 0 | 0 | 0 | 0 | 0 | 0 | 0 | 0 | 0 | 0 | 0 | 0 | 0 | 0 | 0 | 0 | 0
Central North Vic Solar Thermal (8hrs Storage) | Central North Vic | Neutral | 0 | 0 | 0 | 0 | 0 | 0 | 0 | 0 | 0 | 0 | 0 | 0 | 0 | 0 | 0 | 0 | 0 | 0 | 0 | 0 | 0 | 0 | 0 | 0 | 0 | 0 | 0 | 0 | 0 | 0
South East SA Solar Thermal (8hrs Storage) | South East SA | Neutral | 0 | 0 | 0 | 0 | 0 | 0 | 0 | 0 | 0 | 0 | 0 | 0 | 0 | 0 | 0 | 0 | 0 | 0 | 0 | 0 | 0 | 0 | 0 | 0 | 0 | 0 | 0 | 0 | 0 | 0
Riverland Solar Thermal (8hrs Storage) | Riverland | Neutral | 0 | 0 | 0 | 0 | 0 | 0 | 0 | 0 | 0 | 0 | 0 | 0 | 0 | 0 | 0 | 0 | 0 | 0 | 0 | 0 | 0 | 0 | 0 | 0 | 0 | 0 | 0 | 0 | 0 | 0
Mid-North SA Solar Thermal (8hrs Storage) | Mid-North SA | Neutral | 0 | 0 | 0 | 0 | 0 | 0 | 0 | 0 | 0 | 0 | 0 | 0 | 0 | 0 | 0 | 0 | 0 | 0 | 0 | 0 | 0 | 0 | 0 | 0 | 0 | 0 | 0 | 0 | 0 | 0
Yorke Peninsula Solar Thermal (8hrs Storage) | Yorke Peninsula | Neutral | 0 | 0 | 0 | 0 | 0 | 0 | 0 | 0 | 0 | 0 | 0 | 0 | 0 | 0 | 0 | 0 | 0 | 0 | 0 | 0 | 0 | 0 | 0 | 0 | 0 | 0 | 0 | 0 | 0 | 0
Northern SA Solar Thermal (8hrs Storage) | Northern SA | Neutral | 0 | 0 | 0 | 0 | 0 | 0 | 0 | 0 | 0 | 0 | 0 | 0 | 0 | 0 | 0 | 0 | 0 | 0 | 0 | 0 | 0 | 0 | 0 | 0 | 0 | 0 | 0 | 0 | 0 | 0
Leigh Creek Solar Thermal (8hrs Storage) | Leigh Creek | Neutral | 0 | 0 | 0 | 0 | 0 | 0 | 0 | 0 | 0 | 0 | 0 | 0 | 0 | 0 | 0 | 0 | 0 | 0 | 0 | 0 | 0 | 0 | 0 | 0 | 0 | 0 | 0 | 0 | 0 | 0
Roxby Downs Solar Thermal (8hrs Storage) | Roxby Downs | Neutral | 0 | 0 | 0 | 0 | 0 | 0 | 0 | 0 | 0 | 0 | 0 | 0 | 0 | 0 | 0 | 0 | 0 | 0 | 0 | 0 | 0 | 0 | 0 | 0 | 0 | 0 | 0 | 0 | 0 | 0
Eastern Eyre Peninsula Solar Thermal (8hrs Storage) | Eastern Eyre Peninsula | Neutral | 0 | 0 | 0 | 0 | 0 | 0 | 0 | 0 | 0 | 0 | 0 | 0 | 0 | 0 | 0 | 0 | 0 | 0 | 0 | 0 | 0 | 0 | 0 | 0 | 0 | 0 | 0 | 0 | 0 | 0
Western Eyre Peninsula Solar Thermal (8hrs Storage) | Western Eyre Peninsula | Neutral | 0 | 0 | 0 | 0 | 0 | 0 | 0 | 0 | 0 | 0 | 0 | 0 | 0 | 0 | 0 | 0 | 0 | 0 | 0 | 0 | 0 | 0 | 0 | 0 | 0 | 0 | 0 | 0 | 0 | 0
North East Tasmania Solar Thermal (8hrs Storage) | North East Tasmania | Neutral | 0 | 0 | 0 | 0 | 0 | 0 | 0 | 0 | 0 | 0 | 0 | 0 | 0 | 0 | 0 | 0 | 0 | 0 | 0 | 0 | 0 | 0 | 0 | 0 | 0 | 0 | 0 | 0 | 0 | 0
North West Tasmania Solar Thermal (8hrs Storage) | North West Tasmania | Neutral | 0 | 0 | 0 | 0 | 0 | 0 | 0 | 0 | 0 | 0 | 0 | 0 | 0 | 0 | 0 | 0 | 0 | 0 | 0 | 0 | 0 | 0 | 0 | 0 | 0 | 0 | 0 | 0 | 0 | 0
Tasmania Midlands Solar Thermal (8hrs Storage) | Tasmania Midlands | Neutral | 0 | 0 | 0 | 0 | 0 | 0 | 0 | 0 | 0 | 0 | 0 | 0 | 0 | 0 | 0 | 0 | 0 | 0 | 0 | 0 | 0 | 0 | 0 | 0 | 0 | 0 | 0 | 0 | 0 | 0
Vic Battery storage (2hrs storage) | VIC | Neutral | 0 | 0 | 0 | 0 | 0 | 0 | 0 | 0 | 0 | 0 | 0 | 0 | 0 | 0 | 0 | 0 | 0 | 0 | 0 | 0 | 0 | 0 | 0 | 0 | 0 | 0 | 0 | 0 | 0 | 0
Qld Battery Storage (2hrs storage) | QLD | Neutral | 0 | 0 | 0 | 0 | 0 | 0 | 0 | 0 | 0 | 0 | 0 | 0 | 0 | 0 | 0 | 0 | 0 | 0 | 0 | 0 | 0 | 0 | 0 | 0 | 0 | 0 | 0 | 0 | 0 | 0
NSW Battery Storage (2hrs storage) | NSW | Neutral | 0 | 0 | 0 | 0 | 0 | 0 | 0 | 0 | 0 | 0 | 0 | 0 | 0 | 0 | 0 | 0 | 0 | 0 | 0 | 0 | 0 | 0 | 0 | 0 | 0 | 0 | 0 | 0 | 0 | 0
SA Battery Storage (2hrs storage) | SA | Neutral | 0 | 0 | 0 | 0 | 0 | 0 | 0 | 0 | 0 | 0 | 0 | 0 | 0 | 0 | 0 | 0 | 0 | 0 | 0 | 0 | 0 | 0 | 0 | 0 | 0 | 0 | 0 | 0 | 0 | 0
Tas Battery Storage (2hrs storage) | TAS | Neutral | 0 | 0 | 0 | 0 | 0 | 0 | 0 | 0 | 0 | 0 | 0 | 0 | 0 | 0 | 0 | 0 | 0 | 0 | 0 | 0 | 0 | 0 | 0 | 0 | 0 | 0 | 0 | 0 | 0 | 0
Vic Battery Storage (4hrs storage) | VIC | Neutral | 0 | 0 | 0 | 0 | 0 | 0 | 0 | 0 | 0 | 0 | 0 | 0 | 0 | 0 | 0 | 0 | 0 | 0 | 0 | 0 | 0 | 0 | 0 | 0 | 0 | 0 | 0 | 0 | 0 | 0
Qld Battery Storage (4hrs storage) | QLD | Neutral | 0 | 0 | 0 | 0 | 0 | 0 | 0 | 0 | 0 | 0 | 0 | 0 | 0 | 0 | 0 | 0 | 0 | 0 | 0 | 0 | 0 | 0 | 0 | 0 | 0 | 0 | 0 | 0 | 0 | 0
NSW Battery Storage (4hrs storage) | NSW | Neutral | 0 | 0 | 0 | 0 | 0 | 0 | 0 | 0 | 0 | 0 | 0 | 0 | 0 | 0 | 0 | 0 | 0 | 0 | 0 | 0 | 0 | 0 | 0 | 0 | 0 | 0 | 0 | 0 | 0 | 0
SA Battery Storage (4hrs storage) | SA | Neutral | 0 | 0 | 0 | 0 | 0 | 0 | 0 | 0 | 0 | 0 | 0 | 0 | 0 | 0 | 0 | 0 | 0 | 0 | 0 | 0 | 0 | 0 | 0 | 0 | 0 | 0 | 0 | 0 | 0 | 0
Tas Battery Storage (4hrs storage) | TAS | Neutral | 0 | 0 | 0 | 0 | 0 | 0 | 0 | 0 | 0 | 0 | 0 | 0 | 0 | 0 | 0 | 0 | 0 | 0 | 0 | 0 | 0 | 0 | 0 | 0 | 0 | 0 | 0 | 0 | 0 | 0
Far North QLD Wind | Far North QLD | Neutral | 0 | 0 | 0 | 0 | 0 | 0 | 0 | 0 | 0 | 0 | 0 | 0 | 0 | 0 | 0 | 0 | 0 | 0 | 0 | 0 | 0 | 0 | 0 | 0 | 0 | 0 | 0 | 0 | 0 | 0
North Qld Clean Energy Hub Wind | North Qld Clean Energy Hub | Neutral | 0 | 0 | 0 | 0 | 0 | 0 | 0 | 0 | 0 | 0 | 0 | 0 | 0 | 0 | 0 | 0 | 0 | 0 | 0 | 0 | 0 | 0 | 0 | 0 | 0 | 0 | 0 | 0 | 0 | 0
Northern Qld Wind | Northern Qld | Neutral | 0 | 0 | 0 | 0 | 0 | 0 | 0 | 0 | 0 | 0 | 0 | 0 | 0 | 0 | 0 | 0 | 0 | 0 | 0 | 0 | 0 | 0 | 0 | 0 | 0 | 0 | 0 | 0 | 0 | 0
Isaac Wind | Isaac | Neutral | 0 | 0 | 0 | 0 | 0 | 0 | 0 | 0 | 0 | 0 | 0 | 0 | 0 | 0 | 0 | 0 | 0 | 0 | 0 | 0 | 0 | 0 | 0 | 0 | 0 | 0 | 0 | 0 | 0 | 0
Barcaldine Wind | Barcaldine | Neutral | 0 | 0 | 0 | 0 | 0 | 0 | 0 | 0 | 0 | 0 | 0 | 0 | 0 | 0 | 0 | 0 | 0 | 0 | 0 | 0 | 0 | 0 | 0 | 0 | 0 | 0 | 0 | 0 | 0 | 0
Fitzroy Wind | Fitzroy | Neutral | 0 | 0 | 0 | 0 | 0 | 0 | 0 | 0 | 0 | 0 | 0 | 0 | 0 | 0 | 0 | 0 | 0 | 0 | 0 | 0 | 0 | 0 | 0 | 0 | 0 | 0 | 0 | 0 | 0 | 0
Wide Bay Wind | Wide Bay | Neutral | 0 | 0 | 0 | 0 | 0 | 0 | 0 | 0 | 0 | 0 | 0 | 0 | 0 | 0 | 0 | 0 | 0 | 0 | 0 | 0 | 0 | 0 | 0 | 0 | 0 | 0 | 0 | 0 | 0 | 0
Darling Downs Wind | Darling Downs | Neutral | 0 | 0 | 0 | 0 | 0 | 0 | 0 | 0 | 0 | 0 | 0 | 0 | 0 | 0 | 0 | 0 | 0 | 0 | 0 | 0 | 0 | 0 | 0 | 0 | 0 | 0 | 0 | 0 | 0 | 0
North West NSW Wind | North West NSW | Neutral | 0 | 0 | 0 | 0 | 0 | 0 | 0 | 0 | 0 | 0 | 0 | 0 | 0 | 0 | 0 | 0 | 0 | 0 | 0 | 0 | 0 | 0 | 0 | 0 | 0 | 0 | 0 | 0 | 0 | 0
New England Wind | New England | Neutral | 0 | 0 | 0 | 0 | 0 | 0 | 0 | 0 | 0 | 0 | 0 | 0 | 0 | 0 | 0 | 0 | 0 | 0 | 0 | 0 | 0 | 0 | 0 | 0 | 0 | 0 | 0 | 0 | 0 | 0
Central-West Orana Wind | Central-West Orana | Neutral | 0 | 0 | 0 | 0 | 0 | 0 | 0 | 0 | 0 | 0 | 0 | 0 | 0 | 0 | 0 | 0 | 0 | 0 | 0 | 0 | 0 | 0 | 0 | 0 | 0 | 0 | 0 | 0 | 0 | 0
Southern NSW Tablelands Wind | Southern NSW Tablelands | Neutral | 0 | 0 | 0 | 0 | 0 | 0 | 0 | 0 | 0 | 0 | 0 | 0 | 0 | 0 | 0 | 0 | 0 | 0 | 0 | 0 | 0 | 0 | 0 | 0 | 0 | 0 | 0 | 0 | 0 | 0
Broken Hill Wind | Broken Hill | Neutral | 0 | 0 | 0 | 0 | 0 | 0 | 0 | 0 | 0 | 0 | 0 | 0 | 0 | 0 | 0 | 0 | 0 | 0 | 0 | 0 | 0 | 0 | 0 | 0 | 0 | 0 | 0 | 0 | 0 | 0
South West NSW Wind | South West NSW | Neutral | 0 | 0 | 0 | 0 | 0 | 0 | 0 | 0 | 0 | 0 | 0 | 0 | 0 | 0 | 0 | 0 | 0 | 0 | 0 | 0 | 0 | 0 | 0 | 0 | 0 | 0 | 0 | 0 | 0 | 0
Wagga Wagga Wind | Wagga Wagga | Neutral | 0 | 0 | 0 | 0 | 0 | 0 | 0 | 0 | 0 | 0 | 0 | 0 | 0 | 0 | 0 | 0 | 0 | 0 | 0 | 0 | 0 | 0 | 0 | 0 | 0 | 0 | 0 | 0 | 0 | 0
Tumut Wind | Tumut | Neutral | 0 | 0 | 0 | 0 | 0 | 0 | 0 | 0 | 0 | 0 | 0 | 0 | 0 | 0 | 0 | 0 | 0 | 0 | 0 | 0 | 0 | 0 | 0 | 0 | 0 | 0 | 0 | 0 | 0 | 0
Cooma-Monaro Wind | Cooma-Monaro | Neutral | 0 | 0 | 0 | 0 | 0 | 0 | 0 | 0 | 0 | 0 | 0 | 0 | 0 | 0 | 0 | 0 | 0 | 0 | 0 | 0 | 0 | 0 | 0 | 0 | 0 | 0 | 0 | 0 | 0 | 0
Ovens Murray Wind | Ovens Murray | Neutral | 0 | 0 | 0 | 0 | 0 | 0 | 0 | 0 | 0 | 0 | 0 | 0 | 0 | 0 | 0 | 0 | 0 | 0 | 0 | 0 | 0 | 0 | 0 | 0 | 0 | 0 | 0 | 0 | 0 | 0
Murray River Wind | Murray River | Neutral | 0 | 0 | 0 | 0 | 0 | 0 | 0 | 0 | 0 | 0 | 0 | 0 | 0 | 0 | 0 | 0 | 0 | 0 | 0 | 0 | 0 | 0 | 0 | 0 | 0 | 0 | 0 | 0 | 0 | 0
Western Victoria Wind | Western Victoria | Neutral | 0 | 0 | 0 | 0 | 0 | 0 | 0 | 0 | 0 | 0 | 0 | 0 | 0 | 0 | 0 | 0 | 0 | 0 | 0 | 0 | 0 | 0 | 0 | 0 | 0 | 0 | 0 | 0 | 0 | 0
South West Victoria Wind | South West Victoria | Neutral | 0 | 0 | 0 | 0 | 0 | 0 | 0 | 0 | 0 | 0 | 0 | 0 | 0 | 0 | 0 | 0 | 0 | 0 | 0 | 0 | 0 | 0 | 0 | 0 | 0 | 0 | 0 | 0 | 0 | 0
Gippsland Wind | Gippsland | Neutral | 0 | 0 | 0 | 0 | 0 | 0 | 0 | 0 | 0 | 0 | 0 | 0 | 0 | 0 | 0 | 0 | 0 | 0 | 0 | 0 | 0 | 0 | 0 | 0 | 0 | 0 | 0 | 0 | 0 | 0
Central North Vic Wind | Central North Vic | Neutral | 0 | 0 | 0 | 0 | 0 | 0 | 0 | 0 | 0 | 0 | 0 | 0 | 0 | 0 | 0 | 0 | 0 | 0 | 0 | 0 | 0 | 0 | 0 | 0 | 0 | 0 | 0 | 0 | 0 | 0
South East SA Wind | South East SA | Neutral | 0 | 0 | 0 | 0 | 0 | 0 | 0 | 0 | 0 | 0 | 0 | 0 | 0 | 0 | 0 | 0 | 0 | 0 | 0 | 0 | 0 | 0 | 0 | 0 | 0 | 0 | 0 | 0 | 0 | 0
Riverland Wind | Riverland | Neutral | 0 | 0 | 0 | 0 | 0 | 0 | 0 | 0 | 0 | 0 | 0 | 0 | 0 | 0 | 0 | 0 | 0 | 0 | 0 | 0 | 0 | 0 | 0 | 0 | 0 | 0 | 0 | 0 | 0 | 0
Mid-North SA Wind | Mid-North SA | Neutral | 0 | 0 | 0 | 0 | 0 | 0 | 0 | 0 | 0 | 0 | 0 | 0 | 0 | 0 | 0 | 0 | 0 | 0 | 0 | 0 | 0 | 0 | 0 | 0 | 0 | 0 | 0 | 0 | 0 | 0
Yorke Peninsula Wind | Yorke Peninsula | Neutral | 0 | 0 | 0 | 0 | 0 | 0 | 0 | 0 | 0 | 0 | 0 | 0 | 0 | 0 | 0 | 0 | 0 | 0 | 0 | 0 | 0 | 0 | 0 | 0 | 0 | 0 | 0 | 0 | 0 | 0
Northern SA Wind | Northern SA | Neutral | 0 | 0 | 0 | 0 | 0 | 0 | 0 | 0 | 0 | 0 | 0 | 0 | 0 | 0 | 0 | 0 | 0 | 0 | 0 | 0 | 0 | 0 | 0 | 0 | 0 | 0 | 0 | 0 | 0 | 0
Leigh Creek Wind | Leigh Creek | Neutral | 0 | 0 | 0 | 0 | 0 | 0 | 0 | 0 | 0 | 0 | 0 | 0 | 0 | 0 | 0 | 0 | 0 | 0 | 0 | 0 | 0 | 0 | 0 | 0 | 0 | 0 | 0 | 0 | 0 | 0
Roxby Downs Wind | Roxby Downs | Neutral | 0 | 0 | 0 | 0 | 0 | 0 | 0 | 0 | 0 | 0 | 0 | 0 | 0 | 0 | 0 | 0 | 0 | 0 | 0 | 0 | 0 | 0 | 0 | 0 | 0 | 0 | 0 | 0 | 0 | 0
Eastern Eyre Peninsula Wind | Eastern Eyre Peninsula | Neutral | 0 | 0 | 0 | 0 | 0 | 0 | 0 | 0 | 0 | 0 | 0 | 0 | 0 | 0 | 0 | 0 | 0 | 0 | 0 | 0 | 0 | 0 | 0 | 0 | 0 | 0 | 0 | 0 | 0 | 0
Western Eyre Peninsula Wind | Western Eyre Peninsula | Neutral | 0 | 0 | 0 | 0 | 0 | 0 | 0 | 0 | 0 | 0 | 0 | 0 | 0 | 0 | 0 | 0 | 0 | 0 | 0 | 0 | 0 | 0 | 0 | 0 | 0 | 0 | 0 | 0 | 0 | 0
North East Tasmania Wind | North East Tasmania | Neutral | 0 | 0 | 0 | 0 | 0 | 0 | 0 | 0 | 0 | 0 | 0 | 0 | 0 | 0 | 0 | 0 | 0 | 0 | 0 | 0 | 0 | 0 | 0 | 0 | 0 | 0 | 0 | 0 | 0 | 0
North West Tasmania Wind | North West Tasmania | Neutral | 0 | 0 | 0 | 0 | 0 | 0 | 0 | 0 | 0 | 0 | 0 | 0 | 0 | 0 | 0 | 0 | 0 | 0 | 0 | 0 | 0 | 0 | 0 | 0 | 0 | 0 | 0 | 0 | 0 | 0
Tasmania Midlands Wind | Tasmania Midlands | Neutral | 0 | 0 | 0 | 0 | 0 | 0 | 0 | 0 | 0 | 0 | 0 | 0 | 0 | 0 | 0 | 0 | 0 | 0 | 0 | 0 | 0 | 0 | 0 | 0 | 0 | 0 | 0 | 0 | 0 | 0
Gippsland Wind - offshore | Gippsland | Neutral | 0 | 0 | 0 | 0 | 0 | 0 | 0 | 0 | 0 | 0 | 0 | 0 | 0 | 0 | 0 | 0 | 0 | 0 | 0 | 0 | 0 | 0 | 0 | 0 | 0 | 0 | 0 | 0 | 0 | 0
VIC Pumped Hydro (6hrs storage) | VIC | Neutral | 0 | 0 | 0 | 0 | 0 | 0 | 0 | 0 | 0 | 0 | 0 | 0 | 0 | 0 | 0 | 0 | 0 | 0 | 0 | 0 | 0 | 0 | 0 | 0 | 0 | 0 | 0 | 0 | 0 | 0
QLD Pumped Hydro (6hrs storage) | QLD | Neutral | 0 | 0 | 0 | 0 | 0 | 0 | 0 | 0 | 0 | 0 | 0 | 0 | 0 | 0 | 0 | 0 | 0 | 0 | 0 | 0 | 0 | 0 | 0 | 0 | 0 | 0 | 0 | 0 | 0 | 0
NSW Pumped Hydro (6hrs storage) | NSW | Neutral | 0 | 0 | 0 | 0 | 0 | 0 | 0 | 0 | 0 | 0 | 0 | 0 | 0 | 0 | 0 | 0 | 0 | 0 | 0 | 0 | 0 | 0 | 0 | 0 | 0 | 0 | 0 | 0 | 0 | 0
SA Pumped Hydro (6hrs storage) | SA | Neutral | 0 | 0 | 0 | 0 | 0 | 0 | 0 | 0 | 0 | 0 | 0 | 0 | 0 | 0 | 0 | 0 | 0 | 0 | 0 | 0 | 0 | 0 | 0 | 0 | 0 | 0 | 0 | 0 | 0 | 0
TAS Pumped Hydro (6hrs storage) | TAS | Neutral | 0 | 0 | 0 | 0 | 0 | 0 | 0 | 0 | 0 | 0 | 0 | 0 | 0 | 0 | 0 | 0 | 0 | 0 | 0 | 0 | 0 | 0 | 0 | 0 | 0 | 0 | 0 | 0 | 0 | 0
VIC Pumped Hydro (12hrs storage) | VIC | Neutral | 0 | 0 | 0 | 0 | 0 | 0 | 0 | 0 | 0 | 0 | 0 | 0 | 0 | 0 | 0 | 0 | 0 | 0 | 0 | 0 | 0 | 0 | 0 | 0 | 0 | 0 | 0 | 0 | 0 | 0
QLD Pumped Hydro (12hrs storage) | QLD | Neutral | 0 | 0 | 0 | 0 | 0 | 0 | 0 | 0 | 0 | 0 | 0 | 0 | 0 | 0 | 0 | 0 | 0 | 0 | 0 | 0 | 0 | 0 | 0 | 0 | 0 | 0 | 0 | 0 | 0 | 0
NSW Pumped Hydro (12hrs storage) | NSW | Neutral | 0 | 0 | 0 | 0 | 0 | 0 | 0 | 0 | 0 | 0 | 0 | 0 | 0 | 0 | 0 | 0 | 0 | 0 | 0 | 0 | 0 | 0 | 0 | 0 | 0 | 0 | 0 | 0 | 0 | 0
SA Pumped Hydro (12hrs storage) | SA | Neutral | 0 | 0 | 0 | 0 | 0 | 0 | 0 | 0 | 0 | 0 | 0 | 0 | 0 | 0 | 0 | 0 | 0 | 0 | 0 | 0 | 0 | 0 | 0 | 0 | 0 | 0 | 0 | 0 | 0 | 0
TAS Pumped Hydro (12hrs storage) | TAS | Neutral | 0 | 0 | 0 | 0 | 0 | 0 | 0 | 0 | 0 | 0 | 0 | 0 | 0 | 0 | 0 | 0 | 0 | 0 | 0 | 0 | 0 | 0 | 0 | 0 | 0 | 0 | 0 | 0 | 0 | 0
VIC Pumped Hydro (24hrs storage) | VIC | Neutral | 0 | 0 | 0 | 0 | 0 | 0 | 0 | 0 | 0 | 0 | 0 | 0 | 0 | 0 | 0 | 0 | 0 | 0 | 0 | 0 | 0 | 0 | 0 | 0 | 0 | 0 | 0 | 0 | 0 | 0
QLD Pumped Hydro (24hrs storage) | QLD | Neutral | 0 | 0 | 0 | 0 | 0 | 0 | 0 | 0 | 0 | 0 | 0 | 0 | 0 | 0 | 0 | 0 | 0 | 0 | 0 | 0 | 0 | 0 | 0 | 0 | 0 | 0 | 0 | 0 | 0 | 0
NSW Pumped Hydro (24hrs storage) | NSW | Neutral | 0 | 0 | 0 | 0 | 0 | 0 | 0 | 0 | 0 | 0 | 0 | 0 | 0 | 0 | 0 | 0 | 0 | 0 | 0 | 0 | 0 | 0 | 0 | 0 | 0 | 0 | 0 | 0 | 0 | 0
SA Pumped Hydro (24hrs storage) | SA | Neutral | 0 | 0 | 0 | 0 | 0 | 0 | 0 | 0 | 0 | 0 | 0 | 0 | 0 | 0 | 0 | 0 | 0 | 0 | 0 | 0 | 0 | 0 | 0 | 0 | 0 | 0 | 0 | 0 | 0 | 0
TAS Pumped Hydro (24hrs storage) | TAS | Neutral | 0 | 0 | 0 | 0 | 0 | 0 | 0 | 0 | 0 | 0 | 0 | 0 | 0 | 0 | 0 | 0 | 0 | 0 | 0 | 0 | 0 | 0 | 0 | 0 | 0 | 0 | 0 | 0 | 0 | 0
VIC Pumped Hydro (48hrs storage) | VIC | Neutral | 0 | 0 | 0 | 0 | 0 | 0 | 0 | 0 | 0 | 0 | 0 | 0 | 0 | 0 | 0 | 0 | 0 | 0 | 0 | 0 | 0 | 0 | 0 | 0 | 0 | 0 | 0 | 0 | 0 | 0
QLD Pumped Hydro (48hrs storage) | QLD | Neutral | 0 | 0 | 0 | 0 | 0 | 0 | 0 | 0 | 0 | 0 | 0 | 0 | 0 | 0 | 0 | 0 | 0 | 0 | 0 | 0 | 0 | 0 | 0 | 0 | 0 | 0 | 0 | 0 | 0 | 0
NSW Pumped Hydro (48hrs storage) | NSW | Neutral | 0 | 0 | 0 | 0 | 0 | 0 | 0 | 0 | 0 | 0 | 0 | 0 | 0 | 0 | 0 | 0 | 0 | 0 | 0 | 0 | 0 | 0 | 0 | 0 | 0 | 0 | 0 | 0 | 0 | 0
SA Pumped Hydro (48hrs storage) | SA | Neutral | 0 | 0 | 0 | 0 | 0 | 0 | 0 | 0 | 0 | 0 | 0 | 0 | 0 | 0 | 0 | 0 | 0 | 0 | 0 | 0 | 0 | 0 | 0 | 0 | 0 | 0 | 0 | 0 | 0 | 0
TAS Pumped Hydro (48hrs storage) | TAS | Neutral | 0 | 0 | 0 | 0 | 0 | 0 | 0 | 0 | 0 | 0 | 0 | 0 | 0 | 0 | 0 | 0 | 0 | 0 | 0 | 0 | 0 | 0 | 0 | 0 | 0 | 0 | 0 | 0 | 0 | 0
Battery of the Nation | TAS | Neutral | 0 | 0 | 0 | 0 | 0 | 0 | 0 | 0 | 0 | 0 | 0 | 0 | 0 | 0 | 0 | 0 | 0 | 0 | 0 | 0 | 0 | 0 | 0 | 0 | 0 | 0 | 0 | 0 | 0 | 0
Note on B7: Toggle input through the drop down menu.

## Regional Build Costs Summary
Go to Assumptions Summary
Generator build costs, after application of regional cost factors ($/kW, real 2020 dollars)
Build cost for the selected scenario.
Cost trajectories calculated by applying Regional Cost Factors to baseline provided for a region-specific cost estimate, as developed by CSIRO and GHD, and by Entura (pumped hydro).
Technology and Scenario choices are available through the drop down menus.
Large Scale Renewables
Technology Choice: | Scenario Choice:
Wind - offshore | Central
Technology Choices
Technology Type | Cost Scenario | Candidate REZ Zone | Region | Regional Cost Zone | Regional Cost Factor | 2020-21 | 2021-22 | 2022-23 | 2023-24 | 2024-25 | 2025-26 | 2026-27 | 2027-28 | 2028-29 | 2029-30 | 2030-31 | 2031-32 | 2032-33 | 2033-34 | 2034-35 | 2035-36 | 2036-37 | 2037-38 | 2038-39 | 2039-40 | 2040-41 | 2041-42 | 2042-43 | 2043-44 | 2044-45 | 2045-46 | 2046-47 | 2047-48 | 2048-49 | 2049-50
Wind - offshore | Central | Far North QLD | QLD | QLD Low | 101.9% | 6158.2843 | 6134.1461 | 6110.0079 | 6093.1185 | 6093.1185 | 6093.1185 | 6093.1185 | 6081.3583 | 6036.8487 | 5952.9411 | 5847.3037 | 5774.4157 | 5740.9257 | 5740.9257 | 5740.9257 | 5740.9257 | 5740.9257 | 5724.1761 | 5707.4264 | 5670.1932 | 5649.7097 | 5629.2262 | 5629.2262 | 5621.7282 | 5608.3347 | 5570.4534 | 5526.2737 | 5473.8775 | 5436.014 | 5401.3681 | Large scale Solar PV
Wind - offshore | Central | North Qld Clean Energy Hub | QLD | QLD Low | 101.9% | 6158.2843 | 6134.1461 | 6110.0079 | 6093.1185 | 6093.1185 | 6093.1185 | 6093.1185 | 6081.3583 | 6036.8487 | 5952.9411 | 5847.3037 | 5774.4157 | 5740.9257 | 5740.9257 | 5740.9257 | 5740.9257 | 5740.9257 | 5724.1761 | 5707.4264 | 5670.1932 | 5649.7097 | 5629.2262 | 5629.2262 | 5621.7282 | 5608.3347 | 5570.4534 | 5526.2737 | 5473.8775 | 5436.014 | 5401.3681 | Solar Thermal (8hrs Storage)
Wind - offshore | Central | Northern Qld | QLD | QLD Low | 101.9% | 6158.2843 | 6134.1461 | 6110.0079 | 6093.1185 | 6093.1185 | 6093.1185 | 6093.1185 | 6081.3583 | 6036.8487 | 5952.9411 | 5847.3037 | 5774.4157 | 5740.9257 | 5740.9257 | 5740.9257 | 5740.9257 | 5740.9257 | 5724.1761 | 5707.4264 | 5670.1932 | 5649.7097 | 5629.2262 | 5629.2262 | 5621.7282 | 5608.3347 | 5570.4534 | 5526.2737 | 5473.8775 | 5436.014 | 5401.3681 | Wind
Wind - offshore | Central | Isaac | QLD | QLD Low | 101.9% | 6158.2843 | 6134.1461 | 6110.0079 | 6093.1185 | 6093.1185 | 6093.1185 | 6093.1185 | 6081.3583 | 6036.8487 | 5952.9411 | 5847.3037 | 5774.4157 | 5740.9257 | 5740.9257 | 5740.9257 | 5740.9257 | 5740.9257 | 5724.1761 | 5707.4264 | 5670.1932 | 5649.7097 | 5629.2262 | 5629.2262 | 5621.7282 | 5608.3347 | 5570.4534 | 5526.2737 | 5473.8775 | 5436.014 | 5401.3681 | Wind - offshore
Wind - offshore | Central | Barcaldine | QLD | QLD Medium | 109.1% | 6590.2398 | 6564.4085 | 6538.5772 | 6520.5031 | 6520.5031 | 6520.5031 | 6520.5031 | 6507.918 | 6460.2864 | 6370.4933 | 6257.4463 | 6179.4458 | 6143.6068 | 6143.6068 | 6143.6068 | 6143.6068 | 6143.6068 | 6125.6822 | 6107.7577 | 6067.9129 | 6045.9927 | 6024.0724 | 6024.0724 | 6016.0485 | 6001.7156 | 5961.1772 | 5913.8986 | 5857.8272 | 5817.3079 | 5780.2319
Wind - offshore | Central | Fitzroy | QLD | QLD Low | 101.9% | 6158.2843 | 6134.1461 | 6110.0079 | 6093.1185 | 6093.1185 | 6093.1185 | 6093.1185 | 6081.3583 | 6036.8487 | 5952.9411 | 5847.3037 | 5774.4157 | 5740.9257 | 5740.9257 | 5740.9257 | 5740.9257 | 5740.9257 | 5724.1761 | 5707.4264 | 5670.1932 | 5649.7097 | 5629.2262 | 5629.2262 | 5621.7282 | 5608.3347 | 5570.4534 | 5526.2737 | 5473.8775 | 5436.014 | 5401.3681
Wind - offshore | Central | Wide Bay | QLD | QLD Low | 101.9% | 6158.2843 | 6134.1461 | 6110.0079 | 6093.1185 | 6093.1185 | 6093.1185 | 6093.1185 | 6081.3583 | 6036.8487 | 5952.9411 | 5847.3037 | 5774.4157 | 5740.9257 | 5740.9257 | 5740.9257 | 5740.9257 | 5740.9257 | 5724.1761 | 5707.4264 | 5670.1932 | 5649.7097 | 5629.2262 | 5629.2262 | 5621.7282 | 5608.3347 | 5570.4534 | 5526.2737 | 5473.8775 | 5436.014 | 5401.3681
Wind - offshore | Central | Darling Downs | QLD | QLD Low | 101.9% | 6158.2843 | 6134.1461 | 6110.0079 | 6093.1185 | 6093.1185 | 6093.1185 | 6093.1185 | 6081.3583 | 6036.8487 | 5952.9411 | 5847.3037 | 5774.4157 | 5740.9257 | 5740.9257 | 5740.9257 | 5740.9257 | 5740.9257 | 5724.1761 | 5707.4264 | 5670.1932 | 5649.7097 | 5629.2262 | 5629.2262 | 5621.7282 | 5608.3347 | 5570.4534 | 5526.2737 | 5473.8775 | 5436.014 | 5401.3681
Wind - offshore | Central | North West NSW | NSW | NSW Medium | 109.7% | 6625.2632 | 6599.2946 | 6573.3261 | 6555.1559 | 6555.1559 | 6555.1559 | 6555.1559 | 6542.5039 | 6494.6192 | 6404.3489 | 6290.7011 | 6212.2861 | 6176.2566 | 6176.2566 | 6176.2566 | 6176.2566 | 6176.2566 | 6158.2368 | 6140.217 | 6100.1605 | 6078.1237 | 6056.087 | 6056.087 | 6048.0204 | 6033.6113 | 5992.8575 | 5945.3277 | 5888.9583 | 5848.2236 | 5810.9505
Wind - offshore | Central | New England | NSW | NSW Low | 103.5% | 6251.6801 | 6227.1758 | 6202.6716 | 6185.526 | 6185.526 | 6185.526 | 6185.526 | 6173.5874 | 6128.4028 | 6043.2226 | 5935.9832 | 5861.9897 | 5827.9919 | 5827.9919 | 5827.9919 | 5827.9919 | 5827.9919 | 5810.9882 | 5793.9845 | 5756.1866 | 5735.3925 | 5714.5983 | 5714.5983 | 5706.9866 | 5693.3901 | 5654.9343 | 5610.0845 | 5556.8937 | 5518.4559 | 5483.2846
Wind - offshore | Central | Central-West Orana | NSW | NSW Medium | 109.7% | 6625.2632 | 6599.2946 | 6573.3261 | 6555.1559 | 6555.1559 | 6555.1559 | 6555.1559 | 6542.5039 | 6494.6192 | 6404.3489 | 6290.7011 | 6212.2861 | 6176.2566 | 6176.2566 | 6176.2566 | 6176.2566 | 6176.2566 | 6158.2368 | 6140.217 | 6100.1605 | 6078.1237 | 6056.087 | 6056.087 | 6048.0204 | 6033.6113 | 5992.8575 | 5945.3277 | 5888.9583 | 5848.2236 | 5810.9505
Wind - offshore | Central | Southern NSW Tablelands | NSW | NSW Low | 103.5% | 6251.6801 | 6227.1758 | 6202.6716 | 6185.526 | 6185.526 | 6185.526 | 6185.526 | 6173.5874 | 6128.4028 | 6043.2226 | 5935.9832 | 5861.9897 | 5827.9919 | 5827.9919 | 5827.9919 | 5827.9919 | 5827.9919 | 5810.9882 | 5793.9845 | 5756.1866 | 5735.3925 | 5714.5983 | 5714.5983 | 5706.9866 | 5693.3901 | 5654.9343 | 5610.0845 | 5556.8937 | 5518.4559 | 5483.2846
Wind - offshore | Central | Broken Hill | NSW | NSW High | 115.8% | 6998.8463 | 6971.4134 | 6943.9806 | 6924.7858 | 6924.7858 | 6924.7858 | 6924.7858 | 6911.4204 | 6860.8356 | 6765.4752 | 6645.4191 | 6562.5824 | 6524.5213 | 6524.5213 | 6524.5213 | 6524.5213 | 6524.5213 | 6505.4854 | 6486.4495 | 6444.1343 | 6420.8549 | 6397.5756 | 6397.5756 | 6389.0541 | 6373.8326 | 6330.7807 | 6280.5708 | 6221.0229 | 6177.9913 | 6138.6165
Wind - offshore | Central | South West NSW | NSW | NSW High | 115.8% | 6998.8463 | 6971.4134 | 6943.9806 | 6924.7858 | 6924.7858 | 6924.7858 | 6924.7858 | 6911.4204 | 6860.8356 | 6765.4752 | 6645.4191 | 6562.5824 | 6524.5213 | 6524.5213 | 6524.5213 | 6524.5213 | 6524.5213 | 6505.4854 | 6486.4495 | 6444.1343 | 6420.8549 | 6397.5756 | 6397.5756 | 6389.0541 | 6373.8326 | 6330.7807 | 6280.5708 | 6221.0229 | 6177.9913 | 6138.6165
Wind - offshore | Central | Wagga Wagga | NSW | NSW Medium | 109.7% | 6625.2632 | 6599.2946 | 6573.3261 | 6555.1559 | 6555.1559 | 6555.1559 | 6555.1559 | 6542.5039 | 6494.6192 | 6404.3489 | 6290.7011 | 6212.2861 | 6176.2566 | 6176.2566 | 6176.2566 | 6176.2566 | 6176.2566 | 6158.2368 | 6140.217 | 6100.1605 | 6078.1237 | 6056.087 | 6056.087 | 6048.0204 | 6033.6113 | 5992.8575 | 5945.3277 | 5888.9583 | 5848.2236 | 5810.9505
Wind - offshore | Central | Tumut | NSW | NSW Medium | 109.7% | 6625.2632 | 6599.2946 | 6573.3261 | 6555.1559 | 6555.1559 | 6555.1559 | 6555.1559 | 6542.5039 | 6494.6192 | 6404.3489 | 6290.7011 | 6212.2861 | 6176.2566 | 6176.2566 | 6176.2566 | 6176.2566 | 6176.2566 | 6158.2368 | 6140.217 | 6100.1605 | 6078.1237 | 6056.087 | 6056.087 | 6048.0204 | 6033.6113 | 5992.8575 | 5945.3277 | 5888.9583 | 5848.2236 | 5810.9505
Wind - offshore | Central | Cooma-Monaro | NSW | NSW Medium | 109.7% | 6625.2632 | 6599.2946 | 6573.3261 | 6555.1559 | 6555.1559 | 6555.1559 | 6555.1559 | 6542.5039 | 6494.6192 | 6404.3489 | 6290.7011 | 6212.2861 | 6176.2566 | 6176.2566 | 6176.2566 | 6176.2566 | 6176.2566 | 6158.2368 | 6140.217 | 6100.1605 | 6078.1237 | 6056.087 | 6056.087 | 6048.0204 | 6033.6113 | 5992.8575 | 5945.3277 | 5888.9583 | 5848.2236 | 5810.9505
Wind - offshore | Central | Ovens Murray | VIC | VIC Medium | 102.9% | 6216.6566 | 6192.2897 | 6167.9227 | 6150.8732 | 6150.8732 | 6150.8732 | 6150.8732 | 6139.0015 | 6094.07 | 6009.3671 | 5902.7284 | 5829.1495 | 5795.3421 | 5795.3421 | 5795.3421 | 5795.3421 | 5795.3421 | 5778.4337 | 5761.5252 | 5723.9391 | 5703.2614 | 5682.5838 | 5682.5838 | 5675.0147 | 5661.4943 | 5623.2539 | 5578.6555 | 5525.7626 | 5487.5402 | 5452.5659
Wind - offshore | Central | Murray River | VIC | VIC Medium | 102.9% | 6216.6566 | 6192.2897 | 6167.9227 | 6150.8732 | 6150.8732 | 6150.8732 | 6150.8732 | 6139.0015 | 6094.07 | 6009.3671 | 5902.7284 | 5829.1495 | 5795.3421 | 5795.3421 | 5795.3421 | 5795.3421 | 5795.3421 | 5778.4337 | 5761.5252 | 5723.9391 | 5703.2614 | 5682.5838 | 5682.5838 | 5675.0147 | 5661.4943 | 5623.2539 | 5578.6555 | 5525.7626 | 5487.5402 | 5452.5659
Wind - offshore | Central | Western Victoria | VIC | VIC Medium | 102.9% | 6216.6566 | 6192.2897 | 6167.9227 | 6150.8732 | 6150.8732 | 6150.8732 | 6150.8732 | 6139.0015 | 6094.07 | 6009.3671 | 5902.7284 | 5829.1495 | 5795.3421 | 5795.3421 | 5795.3421 | 5795.3421 | 5795.3421 | 5778.4337 | 5761.5252 | 5723.9391 | 5703.2614 | 5682.5838 | 5682.5838 | 5675.0147 | 5661.4943 | 5623.2539 | 5578.6555 | 5525.7626 | 5487.5402 | 5452.5659
Wind - offshore | Central | South West Victoria | VIC | VIC Medium | 102.9% | 6216.6566 | 6192.2897 | 6167.9227 | 6150.8732 | 6150.8732 | 6150.8732 | 6150.8732 | 6139.0015 | 6094.07 | 6009.3671 | 5902.7284 | 5829.1495 | 5795.3421 | 5795.3421 | 5795.3421 | 5795.3421 | 5795.3421 | 5778.4337 | 5761.5252 | 5723.9391 | 5703.2614 | 5682.5838 | 5682.5838 | 5675.0147 | 5661.4943 | 5623.2539 | 5578.6555 | 5525.7626 | 5487.5402 | 5452.5659
Wind - offshore | Central | Gippsland | VIC | VIC Low | 100% | 6041.5396 | 6017.859 | 5994.1784 | 5977.6091 | 5977.6091 | 5977.6091 | 5977.6091 | 5966.0719 | 5922.4061 | 5840.0891 | 5736.4543 | 5664.9481 | 5632.093 | 5632.093 | 5632.093 | 5632.093 | 5632.093 | 5615.6609 | 5599.2287 | 5562.7014 | 5542.6062 | 5522.511 | 5522.511 | 5515.1551 | 5502.0156 | 5464.8524 | 5421.5102 | 5370.1073 | 5332.9616 | 5298.9725
Wind - offshore | Central | Central North Vic | VIC | VIC High | 104.8% | 6333.4014 | 6308.5768 | 6283.7522 | 6266.3825 | 6266.3825 | 6266.3825 | 6266.3825 | 6254.2879 | 6208.5127 | 6122.219 | 6013.5777 | 5938.6171 | 5904.1748 | 5904.1748 | 5904.1748 | 5904.1748 | 5904.1748 | 5886.9488 | 5869.7229 | 5831.4309 | 5810.3649 | 5789.299 | 5789.299 | 5781.5878 | 5767.8135 | 5728.855 | 5683.419 | 5629.5328 | 5590.5926 | 5554.9615
Wind - offshore | Central | South East SA | SA | SA Low | 100.4% | 6064.8885 | 6041.1164 | 6017.3443 | 6000.711 | 6000.711 | 6000.711 | 6000.711 | 5989.1291 | 5945.2946 | 5862.6595 | 5758.6242 | 5686.8416 | 5653.8596 | 5653.8596 | 5653.8596 | 5653.8596 | 5653.8596 | 5637.3639 | 5620.8683 | 5584.1997 | 5564.0269 | 5543.854 | 5543.854 | 5536.4698 | 5523.2794 | 5485.9726 | 5442.4629 | 5390.8614 | 5353.5721 | 5319.4516
Wind - offshore | Central | Riverland | SA | SA Low | 100.4% | 6064.8885 | 6041.1164 | 6017.3443 | 6000.711 | 6000.711 | 6000.711 | 6000.711 | 5989.1291 | 5945.2946 | 5862.6595 | 5758.6242 | 5686.8416 | 5653.8596 | 5653.8596 | 5653.8596 | 5653.8596 | 5653.8596 | 5637.3639 | 5620.8683 | 5584.1997 | 5564.0269 | 5543.854 | 5543.854 | 5536.4698 | 5523.2794 | 5485.9726 | 5442.4629 | 5390.8614 | 5353.5721 | 5319.4516
Wind - offshore | Central | Mid-North SA | SA | SA Low | 100.4% | 6064.8885 | 6041.1164 | 6017.3443 | 6000.711 | 6000.711 | 6000.711 | 6000.711 | 5989.1291 | 5945.2946 | 5862.6595 | 5758.6242 | 5686.8416 | 5653.8596 | 5653.8596 | 5653.8596 | 5653.8596 | 5653.8596 | 5637.3639 | 5620.8683 | 5584.1997 | 5564.0269 | 5543.854 | 5543.854 | 5536.4698 | 5523.2794 | 5485.9726 | 5442.4629 | 5390.8614 | 5353.5721 | 5319.4516
Wind - offshore | Central | Yorke Peninsula | SA | SA Low | 100.4% | 6064.8885 | 6041.1164 | 6017.3443 | 6000.711 | 6000.711 | 6000.711 | 6000.711 | 5989.1291 | 5945.2946 | 5862.6595 | 5758.6242 | 5686.8416 | 5653.8596 | 5653.8596 | 5653.8596 | 5653.8596 | 5653.8596 | 5637.3639 | 5620.8683 | 5584.1997 | 5564.0269 | 5543.854 | 5543.854 | 5536.4698 | 5523.2794 | 5485.9726 | 5442.4629 | 5390.8614 | 5353.5721 | 5319.4516
Wind - offshore | Central | Northern SA | SA | SA Medium | 107.1% | 6473.495 | 6448.1214 | 6422.7477 | 6404.9937 | 6404.9937 | 6404.9937 | 6404.9937 | 6392.6316 | 6345.8438 | 6257.6414 | 6146.597 | 6069.9782 | 6034.7741 | 6034.7741 | 6034.7741 | 6034.7741 | 6034.7741 | 6017.1671 | 5999.56 | 5960.4211 | 5938.8892 | 5917.3572 | 5917.3572 | 5909.4754 | 5895.3964 | 5855.5762 | 5809.1351 | 5754.057 | 5714.2555 | 5677.8363
Wind - offshore | Central | Leigh Creek | SA | SA Medium | 107.1% | 6473.495 | 6448.1214 | 6422.7477 | 6404.9937 | 6404.9937 | 6404.9937 | 6404.9937 | 6392.6316 | 6345.8438 | 6257.6414 | 6146.597 | 6069.9782 | 6034.7741 | 6034.7741 | 6034.7741 | 6034.7741 | 6034.7741 | 6017.1671 | 5999.56 | 5960.4211 | 5938.8892 | 5917.3572 | 5917.3572 | 5909.4754 | 5895.3964 | 5855.5762 | 5809.1351 | 5754.057 | 5714.2555 | 5677.8363
Wind - offshore | Central | Roxby Downs | SA | SA Medium | 107.1% | 6473.495 | 6448.1214 | 6422.7477 | 6404.9937 | 6404.9937 | 6404.9937 | 6404.9937 | 6392.6316 | 6345.8438 | 6257.6414 | 6146.597 | 6069.9782 | 6034.7741 | 6034.7741 | 6034.7741 | 6034.7741 | 6034.7741 | 6017.1671 | 5999.56 | 5960.4211 | 5938.8892 | 5917.3572 | 5917.3572 | 5909.4754 | 5895.3964 | 5855.5762 | 5809.1351 | 5754.057 | 5714.2555 | 5677.8363
Wind - offshore | Central | Eastern Eyre Peninsula | SA | SA Medium | 107.1% | 6473.495 | 6448.1214 | 6422.7477 | 6404.9937 | 6404.9937 | 6404.9937 | 6404.9937 | 6392.6316 | 6345.8438 | 6257.6414 | 6146.597 | 6069.9782 | 6034.7741 | 6034.7741 | 6034.7741 | 6034.7741 | 6034.7741 | 6017.1671 | 5999.56 | 5960.4211 | 5938.8892 | 5917.3572 | 5917.3572 | 5909.4754 | 5895.3964 | 5855.5762 | 5809.1351 | 5754.057 | 5714.2555 | 5677.8363
Wind - offshore | Central | Western Eyre Peninsula | SA | SA Medium | 107.1% | 6473.495 | 6448.1214 | 6422.7477 | 6404.9937 | 6404.9937 | 6404.9937 | 6404.9937 | 6392.6316 | 6345.8438 | 6257.6414 | 6146.597 | 6069.9782 | 6034.7741 | 6034.7741 | 6034.7741 | 6034.7741 | 6034.7741 | 6017.1671 | 5999.56 | 5960.4211 | 5938.8892 | 5917.3572 | 5917.3572 | 5909.4754 | 5895.3964 | 5855.5762 | 5809.1351 | 5754.057 | 5714.2555 | 5677.8363
Wind - offshore | Central | North East Tasmania | TAS | TAS Low | 101.4% | 6123.2609 | 6099.26 | 6075.2591 | 6058.4657 | 6058.4657 | 6058.4657 | 6058.4657 | 6046.7723 | 6002.5159 | 5919.0855 | 5814.0489 | 5741.5754 | 5708.2759 | 5708.2759 | 5708.2759 | 5708.2759 | 5708.2759 | 5691.6215 | 5674.9671 | 5637.9457 | 5617.5786 | 5597.2116 | 5597.2116 | 5589.7563 | 5576.439 | 5538.7731 | 5494.8447 | 5442.7465 | 5405.0983 | 5370.6494
Wind - offshore | Central | North West Tasmania | TAS | TAS Medium | 107.3% | 6485.1695 | 6459.7501 | 6434.3306 | 6416.5447 | 6416.5447 | 6416.5447 | 6416.5447 | 6404.1602 | 6357.2881 | 6268.9266 | 6157.6819 | 6080.9249 | 6045.6573 | 6045.6573 | 6045.6573 | 6045.6573 | 6045.6573 | 6028.0186 | 6010.3798 | 5971.1703 | 5949.5995 | 5928.0287 | 5928.0287 | 5920.1327 | 5906.0283 | 5866.1363 | 5819.6115 | 5764.434 | 5724.5607 | 5688.0758
Wind - offshore | Central | Tasmania Midlands | TAS | TAS Low | 101.4% | 6123.2609 | 6099.26 | 6075.2591 | 6058.4657 | 6058.4657 | 6058.4657 | 6058.4657 | 6046.7723 | 6002.5159 | 5919.0855 | 5814.0489 | 5741.5754 | 5708.2759 | 5708.2759 | 5708.2759 | 5708.2759 | 5708.2759 | 5691.6215 | 5674.9671 | 5637.9457 | 5617.5786 | 5597.2116 | 5597.2116 | 5589.7563 | 5576.439 | 5538.7731 | 5494.8447 | 5442.7465 | 5405.0983 | 5370.6494
Thermal generation and Storage
Technology Choice: | Scenario Choice:
OCGT | Central
Technology Type | Cost Scenario | REZ Zone | Region | Regional Cost Zone | Regional Cost Factor | 2020-21 | 2021-22 | 2022-23 | 2023-24 | 2024-25 | 2025-26 | 2026-27 | 2027-28 | 2028-29 | 2029-30 | 2030-31 | 2031-32 | 2032-33 | 2033-34 | 2034-35 | 2035-36 | 2036-37 | 2037-38 | 2038-39 | 2039-40 | 2040-41 | 2041-42 | 2042-43 | 2043-44 | 2044-45 | 2045-46 | 2046-47 | 2047-48 | 2048-49 | 2049-50
OCGT | Central | - | QLD | QLD Low | 100.6% | 1419.5472 | 1419.4053 | 1419.2633 | 1419.1214 | 1418.9795 | 1418.8376 | 1418.6957 | 1418.5539 | 1418.412 | 1418.2702 | 1418.1283 | 1417.9865 | 1417.8447 | 1417.7029 | 1417.5612 | 1417.4194 | 1417.2777 | 1417.1359 | 1416.9942 | 1416.8525 | 1416.7108 | 1416.5692 | 1416.4275 | 1416.2859 | 1416.1442 | 1416.0026 | 1415.861 | 1415.7194 | 1415.5779 | 1415.4363
OCGT | Central | - | NSW | NSW Low | 101.1% | 1426.2855 | 1426.1429 | 1426.0003 | 1425.8577 | 1425.7151 | 1425.5725 | 1425.43 | 1425.2874 | 1425.1449 | 1425.0024 | 1424.8599 | 1424.7174 | 1424.5749 | 1424.4325 | 1424.29 | 1424.1476 | 1424.0052 | 1423.8628 | 1423.7204 | 1423.578 | 1423.4357 | 1423.2933 | 1423.151 | 1423.0087 | 1422.8664 | 1422.7241 | 1422.5818 | 1422.4395 | 1422.2973 | 1422.1551 | Battery storage (2hrs storage)
OCGT | Central | - | VIC | VIC Low | 100% | 1411.1244 | 1410.9833 | 1410.8422 | 1410.7011 | 1410.56 | 1410.419 | 1410.2779 | 1410.1369 | 1409.9959 | 1409.8549 | 1409.7139 | 1409.5729 | 1409.432 | 1409.291 | 1409.1501 | 1409.0092 | 1408.8683 | 1408.7274 | 1408.5865 | 1408.4457 | 1408.3048 | 1408.164 | 1408.0232 | 1407.8824 | 1407.7416 | 1407.6008 | 1407.46 | 1407.3193 | 1407.1786 | 1407.0378 | Battery storage (4hrs storage)
OCGT | Central | - | SA | SA Low | 100.1% | 1412.809 | 1412.6677 | 1412.5264 | 1412.3852 | 1412.2439 | 1412.1027 | 1411.9615 | 1411.8203 | 1411.6791 | 1411.5379 | 1411.3968 | 1411.2556 | 1411.1145 | 1410.9734 | 1410.8323 | 1410.6912 | 1410.5502 | 1410.4091 | 1410.2681 | 1410.127 | 1409.986 | 1409.845 | 1409.704 | 1409.5631 | 1409.4221 | 1409.2812 | 1409.1402 | 1408.9993 | 1408.8584 | 1408.7175 | Pumped Hydro (6hrs storage)
OCGT | Central | - | TAS | TAS Low | 100.4% | 1417.0214 | 1416.8797 | 1416.738 | 1416.5963 | 1416.4547 | 1416.313 | 1416.1714 | 1416.0298 | 1415.8882 | 1415.7466 | 1415.605 | 1415.4634 | 1415.3219 | 1415.1804 | 1415.0388 | 1414.8973 | 1414.7559 | 1414.6144 | 1414.4729 | 1414.3315 | 1414.19 | 1414.0486 | 1413.9072 | 1413.7658 | 1413.6244 | 1413.4831 | 1413.3417 | 1413.2004 | 1413.0591 | 1412.9178 | Pumped Hydro (12hrs storage)
Pumped Hydro (24hrs storage)
Pumped Hydro (48hrs storage)
Black Coal (supercritical PC)
Brown Coal (supercritical PC)
OCGT
CCGT
Biomass

## Energy Consumption
Go to Assumptions Summary
Energy Consumption (GWh) | [12 empty] | Note: | Further information is available at http://forecasting.aemo.com.au
Amount of energy consumed by customers in each region in each financial year.
These consumption forecasts include each sub-sector: residential, commercial, industrial, and is net of the effect of energy efficiency
Operational demand - sent-out
Energy consumption which is net of rooftop PV generation
Slow change
| 2020-21 | 2021-22 | 2022-23 | 2023-24 | 2024-25 | 2025-26 | 2026-27 | 2027-28 | 2028-29 | 2029-30 | 2030-31 | 2031-32 | 2032-33 | 2033-34 | 2034-35 | 2035-36 | 2036-37 | 2037-38 | 2038-39 | 2039-40 | 2040-41 | 2041-42 | 2042-43 | 2043-44 | 2044-45 | 2045-46 | 2046-47 | 2047-48 | 2048-49 | 2049-50
NSW | 61494.1304 | 61672.6726 | 62090.9925 | 62210.0887 | 62211.9873 | 62169.7991 | 61951.5956 | 61751.0575 | 61574.8344 | 52897.9786 | 52810.8789 | 52651.8371 | 52811.2144 | 53137.4791 | 53605.5525 | 53686.496 | 54329.1814 | 54932.1289 | 55414.2319 | 55892.7466 | 56411.5595 | 56934.6803 | 57445.9813 | 57905.4121 | 58417.6897 | 58901.0805 | 59348.7512 | 59709.6447 | 60086.7079 | 60449.3256
QLD | 46194.367 | 46814.3561 | 47064.4835 | 47182.709 | 47417.9926 | 47531.6983 | 47525.674 | 47472.8295 | 47378.9629 | 39001.9137 | 38609.7217 | 38085.0044 | 37662.346 | 37370.2393 | 37381.2851 | 37582.0429 | 37921.3327 | 38199.2228 | 38213.4403 | 38435.3993 | 38741.4122 | 39020.6088 | 39294.3438 | 39532.6544 | 39828.7766 | 40075.9975 | 40303.6238 | 40468.1 | 40665.9359 | 40831.7558
SA | 11252.7513 | 10855.5943 | 10763.0894 | 10731.2577 | 10690.131 | 10647.3375 | 10599.7913 | 10558.2812 | 10496.7177 | 10455.6085 | 10446.7575 | 10432.5383 | 10429.7881 | 10471.9116 | 10547.706 | 10609.7764 | 10647.1362 | 10699.9399 | 10751.8986 | 10782.2893 | 10790.2838 | 10805.921 | 10820.9542 | 10820.5171 | 10814.3315 | 10817.8404 | 10820.0816 | 10800.7391 | 10772.6895 | 10755.9989
TAS | 9060.9761 | 8886.5669 | 8906.5651 | 8882.0321 | 8862.7442 | 8842.557 | 5678.8444 | 5658.1143 | 5638.2137 | 5618.1453 | 5608.884 | 5590.9136 | 5597.0273 | 5599.6096 | 5609.3463 | 5620.095 | 5630.3584 | 5640.2077 | 5641.2543 | 5649.7206 | 5650.3211 | 5650.4568 | 5649.4372 | 5646.186 | 5643.4397 | 5641.8055 | 5638.6825 | 5632.508 | 5625.7025 | 5620.7282
VIC | 38833.8937 | 32680.236 | 31474.6023 | 30663.1687 | 29863.5065 | 29291.1768 | 28851.6734 | 28403.4702 | 28263.3492 | 28031.6667 | 27956.3972 | 27984.6094 | 28155.0409 | 28559.7061 | 29001.2612 | 29544.8022 | 30176.8478 | 30759.8918 | 31424.2972 | 31904.7441 | 32411.2681 | 32892.5839 | 33364.8902 | 33781.9397 | 34248.3647 | 34666.2773 | 35063.2561 | 35386.2762 | 35730.1852 | 36052.778
Central
| 2020-21 | 2021-22 | 2022-23 | 2023-24 | 2024-25 | 2025-26 | 2026-27 | 2027-28 | 2028-29 | 2029-30 | 2030-31 | 2031-32 | 2032-33 | 2033-34 | 2034-35 | 2035-36 | 2036-37 | 2037-38 | 2038-39 | 2039-40 | 2040-41 | 2041-42 | 2042-43 | 2043-44 | 2044-45 | 2045-46 | 2046-47 | 2047-48 | 2048-49 | 2049-50
NSW | 64517.8804 | 65667.2642 | 65829.1491 | 65876.0696 | 65551.8209 | 65239.2215 | 64962.7116 | 64843.5396 | 64836.9511 | 64934.328 | 65072.5945 | 65331.0824 | 65705.0555 | 66311.7742 | 66848.182 | 67708.0875 | 68510.657 | 69223.9628 | 70058.9605 | 70821.5377 | 71562.2309 | 72323.6109 | 73009.051 | 73562.5057 | 74108.1611 | 74604.1078 | 75084.5374 | 75497.9446 | 75986.9208 | 76496.3921
QLD | 49159.9945 | 50078.4441 | 50429.9994 | 50642.1993 | 50716.0567 | 50720.2514 | 50710.7024 | 50833.3127 | 51047.2071 | 51240.8521 | 51474.6949 | 51655.5142 | 51954.2939 | 52307.0058 | 52666.7463 | 53132.8698 | 53665.4706 | 54115.1177 | 54658.6476 | 55189.1212 | 55792.8773 | 56386.4284 | 56915.9393 | 57337.3026 | 57756.58 | 58099.2421 | 58420.4674 | 58674.9051 | 58986.2456 | 59272.448
SA | 11584.4191 | 11264.1064 | 11270.7846 | 11246.1393 | 11144.8993 | 11056.2598 | 10979.7366 | 10923.8793 | 10876.4017 | 10873.7008 | 10915.2905 | 10944.9609 | 10998.9951 | 11084.1159 | 11172.5325 | 11267.1526 | 11361.4744 | 11464.3548 | 11590.4194 | 11694.4494 | 11778.0242 | 11870.1388 | 11945.2996 | 11987.0847 | 12015.7833 | 12046.8961 | 12076.5199 | 12086.7478 | 12102.0699 | 12127.239
TAS | 10346.1256 | 10333.2037 | 10357.5867 | 10347.558 | 10326.9443 | 10305.7341 | 10283.7424 | 10265.3266 | 10254.7011 | 10245.5681 | 10247.6888 | 10236.4239 | 10253.4434 | 10269.4919 | 10288.0637 | 10306.7564 | 10327.3706 | 10342.6054 | 10359.8025 | 10384.092 | 10402.4492 | 10426.6427 | 10446.3759 | 10460.3539 | 10472.7636 | 10484.7014 | 10495.8851 | 10504.058 | 10515.7372 | 10531.9153
VIC | 40108.9841 | 38724.0897 | 37830.3371 | 37042.9968 | 36166.1505 | 35637.356 | 35181.4035 | 34779.2099 | 34768.052 | 34868.4168 | 35156.4728 | 35447.6431 | 35881.9571 | 36440.8268 | 37074.9965 | 37881.7393 | 38689.1805 | 39455.0788 | 40273.9976 | 41052.2015 | 41845.6326 | 42647.8021 | 43396.3373 | 44029.885 | 44631.6232 | 45180.2341 | 45706.2894 | 46168.8042 | 46685.2515 | 47224.1583
High DER
| 2020-21 | 2021-22 | 2022-23 | 2023-24 | 2024-25 | 2025-26 | 2026-27 | 2027-28 | 2028-29 | 2029-30 | 2030-31 | 2031-32 | 2032-33 | 2033-34 | 2034-35 | 2035-36 | 2036-37 | 2037-38 | 2038-39 | 2039-40 | 2040-41 | 2041-42 | 2042-43 | 2043-44 | 2044-45 | 2045-46 | 2046-47 | 2047-48 | 2048-49 | 2049-50
NSW | 64362.7471 | 65414.0478 | 65439.4682 | 65350.2008 | 64932.7012 | 64472.7797 | 64143.9703 | 63989.0749 | 63976.5525 | 64205.1256 | 64866.9274 | 65329.8355 | 65678.5471 | 66204.6253 | 66516.6447 | 66914.1802 | 67257.5998 | 67348.1559 | 67660.7547 | 67774.7548 | 67909.6273 | 68098.6898 | 68153.6042 | 68114.7961 | 68156.8458 | 68146.1459 | 68096.1847 | 67953.0388 | 67904.9598 | 67838.6235
QLD | 49168.6465 | 50004.2982 | 50178.8861 | 50223.2046 | 50200.4511 | 50022.5276 | 49899.485 | 49923.2141 | 50070.6469 | 50346.0916 | 50911.5468 | 51176.9469 | 51421.9193 | 51765.6429 | 52066.5728 | 52296.2 | 52585.7133 | 52634.6156 | 52862.4238 | 52951.2741 | 53159.9135 | 53397.364 | 53506.4222 | 53516.981 | 53596.9763 | 53593.3746 | 53533.642 | 53363.8524 | 53276.2145 | 53136.1622
SA | 11532.9622 | 11216.3659 | 11197.3205 | 11102.1893 | 10931.5689 | 10773.2004 | 10654.9154 | 10568.748 | 10517.182 | 10517.1931 | 10634.3512 | 10674.7476 | 10708.2275 | 10770.2525 | 10820.5676 | 10833.0509 | 10844.6545 | 10819.6398 | 10830.3723 | 10796.1522 | 10763.6897 | 10742.9989 | 10686.1047 | 10604.2234 | 10541.0166 | 10468.9899 | 10377.9434 | 10256.0076 | 10152.2295 | 10043.5453
TAS | 10345.2383 | 10327.0135 | 10345.0542 | 10330.5483 | 10310.6396 | 10291.0395 | 10283.9772 | 10274.3851 | 10271.8057 | 10283.3217 | 10307.8056 | 10301.8248 | 10319.3825 | 10343.5164 | 10367.4773 | 10386.0253 | 10406.8753 | 10407.0006 | 10421.3654 | 10434.3451 | 10444.7699 | 10461.2666 | 10467.6184 | 10467.2878 | 10471.569 | 10472.3379 | 10468.8763 | 10460.2192 | 10454.6388 | 10447.6614
VIC | 39957.8263 | 38447.2647 | 37476.6705 | 36633.0391 | 35827.609 | 35361.8863 | 35000.6935 | 34727.6684 | 34865.5993 | 35185.5923 | 35981.5035 | 36514.4482 | 36988.7898 | 37553.7855 | 38042.4655 | 38516.9245 | 38965.8216 | 39301.6354 | 39730.1036 | 40050.695 | 40423.748 | 40852.8432 | 41151.868 | 41363.7177 | 41614.0134 | 41832.906 | 41983.4671 | 42042.2083 | 42154.7042 | 42262.9037
Fast change
| 2020-21 | 2021-22 | 2022-23 | 2023-24 | 2024-25 | 2025-26 | 2026-27 | 2027-28 | 2028-29 | 2029-30 | 2030-31 | 2031-32 | 2032-33 | 2033-34 | 2034-35 | 2035-36 | 2036-37 | 2037-38 | 2038-39 | 2039-40 | 2040-41 | 2041-42 | 2042-43 | 2043-44 | 2044-45 | 2045-46 | 2046-47 | 2047-48 | 2048-49 | 2049-50
NSW | 64516.0404 | 65620.3668 | 65608.6637 | 65506.3126 | 65122.0894 | 64672.4796 | 64460.7447 | 64562.8529 | 64890.8464 | 65418.6209 | 66060.0213 | 66903.6237 | 67790.6098 | 68795.1844 | 69533.9644 | 70281.0738 | 70912.1606 | 71368.1731 | 71865.1824 | 72250.152 | 72635.8352 | 72980.2461 | 73188.4297 | 73327.6177 | 73539.161 | 73738.7877 | 73931.5442 | 74044.3887 | 74201.1792 | 74344.1675
QLD | 49157.5621 | 50049.9943 | 50304.6877 | 50457.3147 | 50578.7169 | 50594.9918 | 50699.582 | 50988.3662 | 51469.106 | 52000.3656 | 52631.8623 | 53262.4364 | 53969.7153 | 54690.7744 | 55307.235 | 55805.0291 | 56328.5689 | 56749.9497 | 57211.8444 | 57616.0696 | 58098.2857 | 58534.6532 | 58861.073 | 59114.82 | 59425.0133 | 59673.31 | 59895.4648 | 60035.6504 | 60215.1718 | 60335.0244
SA | 11584.3998 | 11257.4695 | 11241.4805 | 11195.6668 | 11082.4483 | 10976.0019 | 10904.0842 | 10869.4793 | 10872.7961 | 10946.9416 | 11077.7205 | 11197.9734 | 11327.7388 | 11461.9924 | 11565.0864 | 11621.6108 | 11666.0083 | 11720.4996 | 11797.5938 | 11846.8334 | 11876.8887 | 11899.3159 | 11884.0516 | 11848.9819 | 11822.5565 | 11804.5779 | 11784.2566 | 11740.6483 | 11696.2431 | 11653.8735
TAS | 10346.0616 | 10330.347 | 10346.3512 | 10328.0567 | 10302.3816 | 10267.3806 | 10244.9007 | 10234.0201 | 10234.8472 | 10241.3655 | 10257.2624 | 10260.1493 | 10284.5625 | 10303.8514 | 10322.6431 | 10336.0703 | 10349.1036 | 10354.1025 | 10356.2578 | 10363.5008 | 10365.3145 | 10372.0629 | 10371.5965 | 10368.0634 | 10366.593 | 10365.243 | 10361.9839 | 10354.6284 | 10348.5196 | 10345.1746
VIC | 40107.5487 | 38723.1088 | 37826.7677 | 37080.6547 | 36328.6984 | 35935.5831 | 35680.0127 | 35515.6928 | 35824.8601 | 36346.294 | 37138.3252 | 37987.1151 | 38889.3363 | 39798.0632 | 40601.3315 | 41327.0786 | 41994.5906 | 42565.2575 | 43125.3964 | 43618.0993 | 44156.6094 | 44687.6496 | 45112.3137 | 45467.569 | 45861.6205 | 46230.8816 | 46573.2118 | 46834.1558 | 47120.4899 | 47396.2525
Step Change
| 2020-21 | 2021-22 | 2022-23 | 2023-24 | 2024-25 | 2025-26 | 2026-27 | 2027-28 | 2028-29 | 2029-30 | 2030-31 | 2031-32 | 2032-33 | 2033-34 | 2034-35 | 2035-36 | 2036-37 | 2037-38 | 2038-39 | 2039-40 | 2040-41 | 2041-42 | 2042-43 | 2043-44 | 2044-45 | 2045-46 | 2046-47 | 2047-48 | 2048-49 | 2049-50
NSW | 66817.729 | 67560.9119 | 67323.0257 | 66775.525 | 66356.1565 | 65928.6957 | 65665.4694 | 65497.9345 | 65643.4589 | 66002.7706 | 66993.1848 | 67814.6337 | 68671.7338 | 69618.4337 | 70712.0571 | 71676.2125 | 73029.1021 | 74257.7937 | 75696.4637 | 77111.7113 | 78467.0653 | 80066.6907 | 81548.3816 | 82993.6657 | 84621.6002 | 86130.1204 | 87636.332 | 89091.0997 | 90719.8111 | 92326.1915
QLD | 50946.4618 | 51354.8441 | 51198.9443 | 50978.8245 | 50928.6997 | 50794.5134 | 50849.6826 | 50911.6983 | 51345.7001 | 51910.8656 | 53017.7046 | 53977.2791 | 54832.3562 | 55629.2732 | 56567.2462 | 57573.8122 | 58688.2937 | 59605.4073 | 60583.0892 | 61672.2607 | 62794.3492 | 64102.8072 | 65275.0996 | 66369.8267 | 67587.1451 | 68625.6161 | 69600.3931 | 70451.0268 | 71423.6871 | 72312.7485
SA | 12046.5671 | 11348.2489 | 11207.0116 | 10964.7158 | 10755.3099 | 10580.9737 | 10474.5439 | 10398.0941 | 10398.7047 | 10442.8877 | 10682.2319 | 10913.1254 | 11124.0048 | 11344.5888 | 11594.8866 | 11848.6578 | 12104.1855 | 12342.6496 | 12644.4852 | 12904.2247 | 13138.3999 | 13416.7915 | 13656.4458 | 13877.1865 | 14128.5301 | 14348.1964 | 14545.7136 | 14710.4172 | 14901.3377 | 15083.9749
TAS | 10522.9033 | 10463.7928 | 10393.5798 | 10327.9888 | 10285.0262 | 10239.6472 | 10213.6797 | 10187.6455 | 10191.2176 | 10210.3895 | 10283.1951 | 10337.1854 | 10400.2332 | 10456.1807 | 10520.7137 | 10593.5281 | 10672.2041 | 10735.7531 | 10821.1507 | 10903.7125 | 10972.0049 | 11056.4784 | 11126.2162 | 11191.0102 | 11263.4061 | 11328.9798 | 11390.0325 | 11444.5107 | 11506.0109 | 11564.5807
VIC | 41842.9837 | 40025.3474 | 38887.6798 | 37759.9764 | 36952.3777 | 36275.7859 | 36008.8606 | 35816.1823 | 36150.5656 | 36596.3508 | 37717.9694 | 38741.9458 | 39658.6579 | 40718.7594 | 41818.9183 | 43090.1319 | 44438.8707 | 45773.8469 | 47317.4574 | 48761.6301 | 50182.0876 | 51785.2111 | 53280.6491 | 54744.0909 | 56339.5324 | 57817.8138 | 59245.7774 | 60594.2171 | 62060.2712 | 63520.9705
Underlying demand
Energy consumption that is equivalent to the 'power point' - gross of rooftop PV generation and other small non-scheduled systems (excluding distribution and transmission losses)
Slow change
| 2020-21 | 2021-22 | 2022-23 | 2023-24 | 2024-25 | 2025-26 | 2026-27 | 2027-28 | 2028-29 | 2029-30 | 2030-31 | 2031-32 | 2032-33 | 2033-34 | 2034-35 | 2035-36 | 2036-37 | 2037-38 | 2038-39 | 2039-40 | 2040-41 | 2041-42 | 2042-43 | 2043-44 | 2044-45 | 2045-46 | 2046-47 | 2047-48 | 2048-49 | 2049-50
NSW | 63851.9421 | 64250.7956 | 64821.3105 | 65068.8236 | 65175.7464 | 65254.9547 | 65197.406 | 65208.698 | 65208.7805 | 56895.3751 | 56975.1679 | 57038.9241 | 57365.2732 | 57844.6411 | 58460.4734 | 58767.347 | 59572.1474 | 60317.9927 | 60955.8304 | 61648.9602 | 62337.9417 | 63018.8731 | 63692.1156 | 64371.3176 | 65051.7649 | 65701.2128 | 66324.1386 | 66923.9882 | 67493.9889 | 68030.5173
QLD | 50378.4602 | 51266.3201 | 51572.3557 | 51899.8095 | 52236.9124 | 52468.0599 | 52605.5363 | 52719.8467 | 52734.2682 | 44713.8008 | 44506.7877 | 44212.6468 | 43971.721 | 43882.4605 | 44078.9612 | 44489.8787 | 44992.6204 | 45459.5275 | 45680.6155 | 46131.8589 | 46614.1776 | 47099.1159 | 47578.536 | 48065.2926 | 48555.2455 | 49029.2437 | 49485.5642 | 49926.4999 | 50344.0828 | 50739.406
SA | 12773.5019 | 12589.1041 | 12650.8466 | 12701.6169 | 12697.5441 | 12696.8723 | 12695.5587 | 12713.4525 | 12732.9953 | 12756.2827 | 12805.219 | 12863.0296 | 12938.2139 | 13039.6477 | 13168.3111 | 13296.042 | 13406.734 | 13516.2921 | 13621.7908 | 13721.8654 | 13806.5898 | 13883.9462 | 13957.8103 | 14032.5928 | 14106.2999 | 14174.6854 | 14239.3916 | 14300.0887 | 14355.8631 | 14401.9242
TAS | 9247.9153 | 9085.3238 | 9109.0306 | 9089.403 | 9071.1802 | 9051.4188 | 5966.8819 | 5948.4638 | 5928.1078 | 5908.2783 | 5899.5039 | 5884.8445 | 5891.9893 | 5894.0846 | 5903.3321 | 5915.6304 | 5927.0749 | 5935.6716 | 5936.656 | 5946.5727 | 5948.8595 | 5948.8342 | 5948.304 | 5947.8078 | 5947.4009 | 5946.0667 | 5943.9739 | 5941.1493 | 5937.4297 | 5932.8731
VIC | 40332.9579 | 34874.2184 | 34412.8736 | 34275.3689 | 34102.958 | 34127.7421 | 34281.6476 | 34465.7163 | 34890.991 | 35001.6453 | 35038.3782 | 35224.1665 | 35505.5087 | 36017.2476 | 36561.3419 | 37246.9916 | 37971.3979 | 38656.2142 | 39410.1146 | 40043.1013 | 40653.9771 | 41258.9579 | 41851.0175 | 42443.4033 | 43033.8036 | 43593.0197 | 44128.7982 | 44643.1724 | 45133.9544 | 45599.5519
Central
| 2020-21 | 2021-22 | 2022-23 | 2023-24 | 2024-25 | 2025-26 | 2026-27 | 2027-28 | 2028-29 | 2029-30 | 2030-31 | 2031-32 | 2032-33 | 2033-34 | 2034-35 | 2035-36 | 2036-37 | 2037-38 | 2038-39 | 2039-40 | 2040-41 | 2041-42 | 2042-43 | 2043-44 | 2044-45 | 2045-46 | 2046-47 | 2047-48 | 2048-49 | 2049-50
NSW | 66934.1433 | 68440.1352 | 69035.4623 | 69491.4121 | 69532.1381 | 69637.3872 | 69797.0568 | 70075.0345 | 70382.3147 | 70780.8465 | 71218.6052 | 71854.8557 | 72542.4232 | 73465.9844 | 74399.0731 | 75695.5622 | 76894.4464 | 78035.3647 | 79179.3994 | 80296.5557 | 81330.5406 | 82352.1776 | 83343.8455 | 84323.3647 | 85287.3829 | 86228.4849 | 87156.2935 | 88064.271 | 88948.7428 | 89795.7389
QLD | 53274.698 | 54580.8364 | 55137.3551 | 55719.8107 | 56073.3429 | 56375.0236 | 56670.1402 | 57088.6887 | 57527.798 | 57982.4443 | 58499.5953 | 59042.9129 | 59642.4622 | 60334.3359 | 61092.7645 | 61964.5977 | 62806.6175 | 63611.9578 | 64391.3894 | 65203.7345 | 66033.6597 | 66861.0454 | 67653.3719 | 68422.1854 | 69160.1869 | 69869.2453 | 70551.2755 | 71205.8047 | 71824.0133 | 72404.9959
SA | 13186.0256 | 13100.3805 | 13276.9669 | 13378.8559 | 13393.9292 | 13423.0742 | 13461.1991 | 13523.6542 | 13596.3713 | 13679.768 | 13790.4721 | 13913.1227 | 14056.067 | 14229.06 | 14427.4624 | 14634.2655 | 14819.6646 | 15001.8443 | 15180.4376 | 15354.8208 | 15508.8584 | 15657.5112 | 15798.1225 | 15936.1849 | 16070.5553 | 16198.3341 | 16321.9312 | 16438.999 | 16548.4648 | 16644.0664
TAS | 10507.3102 | 10515.5226 | 10561.3346 | 10573.0321 | 10569.4948 | 10566.5013 | 10568.0243 | 10571.0655 | 10573.6113 | 10577.8855 | 10594.0706 | 10604.7828 | 10640.3194 | 10672.5087 | 10711.3306 | 10755.0605 | 10798.9925 | 10839.9104 | 10874.4987 | 10919.0482 | 10956.3079 | 10993.8219 | 11029.9794 | 11066.0357 | 11101.7868 | 11136.3905 | 11170.7871 | 11204.2518 | 11236.6624 | 11267.541
VIC | 41772.6868 | 41138.3269 | 41083.4743 | 41123.8659 | 41072.5039 | 41332.6161 | 41672.0201 | 42085.2529 | 42667.4617 | 43100.8638 | 43580.3845 | 44137.7392 | 44797.4313 | 45606.3279 | 46536.026 | 47673.8318 | 48768.8696 | 49824.9374 | 50865.4749 | 51902.0052 | 52900.2697 | 53885.5459 | 54838.3709 | 55774.8554 | 56693.6753 | 57580.9337 | 58452.2686 | 59299.4683 | 60121.845 | 60911.7976
High DER
| 2020-21 | 2021-22 | 2022-23 | 2023-24 | 2024-25 | 2025-26 | 2026-27 | 2027-28 | 2028-29 | 2029-30 | 2030-31 | 2031-32 | 2032-33 | 2033-34 | 2034-35 | 2035-36 | 2036-37 | 2037-38 | 2038-39 | 2039-40 | 2040-41 | 2041-42 | 2042-43 | 2043-44 | 2044-45 | 2045-46 | 2046-47 | 2047-48 | 2048-49 | 2049-50
NSW | 66934.9663 | 68469.321 | 69126.9746 | 69731.6106 | 70085.8335 | 70544.6958 | 71094.5525 | 71833.2099 | 72687.2847 | 73738.2332 | 75203.1301 | 76658.4396 | 77975.1126 | 79348.6171 | 80475.7369 | 81733.5261 | 82839.3306 | 83846.911 | 84814.6938 | 85721.3215 | 86558.1105 | 87397.2469 | 88199.1403 | 88978.7158 | 89740.5611 | 90488.111 | 91220.0293 | 91937.3873 | 92628.3435 | 93280.0435
QLD | 53275.4509 | 54603.7948 | 55218.2911 | 55933.4893 | 56561.146 | 57184.2656 | 57836.6898 | 58670.53 | 59612.0871 | 60657.3242 | 61973.7746 | 63172.7461 | 64320.215 | 65472.9862 | 66523.6583 | 67545.581 | 68493.8397 | 69363.3523 | 70162.2087 | 70952.7766 | 71760.9499 | 72574.1885 | 73341.1398 | 74074.6938 | 74768.2695 | 75429.3488 | 76051.7902 | 76645.4121 | 77190.5359 | 77686.085
SA | 13185.7433 | 13108.1147 | 13303.5372 | 13438.8345 | 13518.9896 | 13620.2635 | 13736.6862 | 13889.234 | 14067.4272 | 14274.055 | 14583.4453 | 14860.8608 | 15124.7131 | 15388.2249 | 15631.1113 | 15847.4586 | 16035.6326 | 16213.0024 | 16378.4822 | 16533.6238 | 16669.4668 | 16802.0829 | 16924.5417 | 17041.0376 | 17150.9253 | 17253.5932 | 17349.9908 | 17439.6602 | 17520.1157 | 17584.2889
TAS | 10507.4909 | 10517.5376 | 10566.4125 | 10583.6533 | 10595.6347 | 10609.3129 | 10629.4951 | 10654.59 | 10683.5147 | 10716.6594 | 10765.7488 | 10802.103 | 10857.0446 | 10904.4544 | 10953.6443 | 11005.5305 | 11055.2665 | 11099.623 | 11134.8663 | 11178.6603 | 11215.1014 | 11252.3184 | 11287.3336 | 11320.778 | 11352.6454 | 11382.0496 | 11408.8061 | 11433.9044 | 11456.997 | 11478.0065
VIC | 41797.9199 | 41197.123 | 41181.6513 | 41333.9922 | 41534.9097 | 42079.1332 | 42741.0437 | 43540.9564 | 44605.1386 | 45642.8593 | 47072.2084 | 48381.0839 | 49615.9102 | 50841.1088 | 51962.5638 | 53090.7301 | 54130.709 | 55101.0099 | 56020.2489 | 56921.2805 | 57812.634 | 58720.2239 | 59592.9222 | 60440.9705 | 61264.6846 | 62056.5193 | 62820.8605 | 63564.7698 | 64280.8776 | 64959.0584
Fast change
| 2020-21 | 2021-22 | 2022-23 | 2023-24 | 2024-25 | 2025-26 | 2026-27 | 2027-28 | 2028-29 | 2029-30 | 2030-31 | 2031-32 | 2032-33 | 2033-34 | 2034-35 | 2035-36 | 2036-37 | 2037-38 | 2038-39 | 2039-40 | 2040-41 | 2041-42 | 2042-43 | 2043-44 | 2044-45 | 2045-46 | 2046-47 | 2047-48 | 2048-49 | 2049-50
NSW | 66934.1611 | 68460.5262 | 69126.0199 | 69721.2485 | 69992.2847 | 70380.231 | 70833.1672 | 71433.537 | 72137.6205 | 73016.2772 | 74009.2755 | 75244.5191 | 76476.3923 | 77791.6755 | 78929.2935 | 80232.7976 | 81389.6198 | 82446.8396 | 83453.6324 | 84374.2663 | 85211.0435 | 86053.873 | 86868.0336 | 87650.6809 | 88414.7127 | 89157.2114 | 89887.3734 | 90594.0928 | 91277.1111 | 91920.2843
QLD | 53274.7231 | 54592.2941 | 55189.3981 | 55859.4485 | 56385.9541 | 56899.9613 | 57433.7102 | 58132.113 | 58910.3337 | 59749.2166 | 60688.6967 | 61665.2419 | 62671.1848 | 63703.3262 | 64705.0431 | 65706.5908 | 66647.0809 | 67509.4861 | 68294.3401 | 69062.8452 | 69847.7551 | 70641.738 | 71399.3659 | 72119.6939 | 72803.9554 | 73453.9092 | 74071.2261 | 74655.2619 | 75197.7054 | 75693.8844
SA | 13186.0355 | 13104.8898 | 13292.2604 | 13414.7668 | 13470.9541 | 13549.858 | 13644.547 | 13774.6349 | 13928.5507 | 14101.5512 | 14306.5242 | 14518.262 | 14738.8522 | 14970.373 | 15202.0793 | 15411.7585 | 15595.0624 | 15765.6575 | 15920.9058 | 16063.2254 | 16185.4568 | 16307.3451 | 16422.8524 | 16531.2764 | 16632.5657 | 16724.6796 | 16811.5928 | 16890.7752 | 16961.9003 | 17017.7668
TAS | 10507.3112 | 10516.6108 | 10565.2281 | 10581.4294 | 10588.8136 | 10599.457 | 10615.2949 | 10632.8882 | 10651.8744 | 10674.2659 | 10707.8789 | 10733.1241 | 10779.7394 | 10819.7214 | 10862.8483 | 10909.1917 | 10954.1256 | 10994.5295 | 11026.1313 | 11066.053 | 11098.2692 | 11131.2583 | 11163.3563 | 11194.1518 | 11223.6011 | 11250.8484 | 11276.2382 | 11299.9604 | 11322.0687 | 11342.4741
VIC | 41772.6884 | 41150.3798 | 41128.7757 | 41262.9516 | 41388.7228 | 41859.1389 | 42444.0347 | 43162.0265 | 44126.833 | 45023.4968 | 46033.5294 | 47153.6749 | 48315.66 | 49494.3654 | 50621.5788 | 51775.9699 | 52847.2654 | 53850.787 | 54799.4875 | 55712.4708 | 56603.1004 | 57506.0935 | 58377.8261 | 59221.8113 | 60043.2496 | 60829.7743 | 61598.3076 | 62341.6323 | 63060.3586 | 63739.5347
Step Change
| 2020-21 | 2021-22 | 2022-23 | 2023-24 | 2024-25 | 2025-26 | 2026-27 | 2027-28 | 2028-29 | 2029-30 | 2030-31 | 2031-32 | 2032-33 | 2033-34 | 2034-35 | 2035-36 | 2036-37 | 2037-38 | 2038-39 | 2039-40 | 2040-41 | 2041-42 | 2042-43 | 2043-44 | 2044-45 | 2045-46 | 2046-47 | 2047-48 | 2048-49 | 2049-50
NSW | 69437.004 | 70938.3758 | 71538.7009 | 72018.8012 | 72665.9474 | 73342.1458 | 74140.0301 | 75145.9742 | 76326.1772 | 77743.0903 | 79738.9628 | 81685.6993 | 83730.5064 | 85836.9589 | 87874.7661 | 89791.9204 | 91931.4487 | 94104.6271 | 96195.0006 | 98396.3395 | 100538.7645 | 102806.1817 | 105051.4118 | 107342.3019 | 109696.4729 | 111971.3845 | 114248.8999 | 116533.4449 | 118836.8111 | 121088.2337
QLD | 55140.768 | 56275.693 | 56703.5759 | 57386.3434 | 58254.2153 | 59066.2981 | 60002.758 | 61034.5239 | 62300.7351 | 63739.7343 | 65653.2576 | 67528.5311 | 69358.1989 | 71119.1405 | 72832.41 | 74618.1303 | 76358.6825 | 78091.3967 | 79607.6323 | 81346.6042 | 83109.146 | 84963.5598 | 86766.1462 | 88574.6248 | 90397.4423 | 92119.9377 | 93810.8699 | 95473.7403 | 97108.5765 | 98661.8726
SA | 13710.6536 | 13359.118 | 13499.2566 | 13580.6418 | 13706.1197 | 13813.6696 | 13939.8788 | 14120.3972 | 14352.7786 | 14629.4506 | 15074.2804 | 15536.0799 | 15993.6795 | 16449.3188 | 16885.2496 | 17318.3813 | 17722.1292 | 18135.4814 | 18557.2097 | 18971.0138 | 19359.0665 | 19763.5636 | 20157.0104 | 20553.3596 | 20956.9901 | 21335.4714 | 21709.6058 | 22079.3798 | 22447.4846 | 22792.2131
TAS | 10690.334 | 10680.0013 | 10663.6234 | 10664.5696 | 10688.902 | 10705.2237 | 10736.1595 | 10776.6236 | 10829.2239 | 10896.5919 | 11015.3316 | 11125.6247 | 11252.9883 | 11370.186 | 11482.466 | 11606.3315 | 11728.8218 | 11850.7266 | 11968.5129 | 12095.0427 | 12212.2709 | 12332.716 | 12448.917 | 12564.75 | 12681.8292 | 12790.5834 | 12896.9021 | 13000.5692 | 13103.0673 | 13199.6301
VIC | 43608.748 | 42778.2363 | 42693.7493 | 42730.6484 | 43038.7061 | 43426.262 | 44207.0622 | 45144.9048 | 46415.6046 | 47730.6186 | 49638.5201 | 51530.5755 | 53356.8716 | 55259.1314 | 57077.5603 | 59042.3105 | 60983.7673 | 62955.9598 | 64974.9112 | 66998.8588 | 68996.3008 | 71087.4742 | 73154.4675 | 75258.8507 | 77425.4567 | 79499.5503 | 81576.6192 | 83656.4087 | 85757.3974 | 87811.2837

## Maximum Demand
Go to Assumptions Summary
Maximum Demand (Power, MW) | [13 empty] | Note: | Further information is available at http://forecasting.aemo.com.au
Amount of power that must be generated at times of peak operational (sent out) demand. Peak operational demand occurs in Summer months in all NEM regions except Tasmania, which peaks during winter.
10% Probability of exceedance (POE)
Summer
Slow Change
| 2020-21 | 2021-22 | 2022-23 | 2023-24 | 2024-25 | 2025-26 | 2026-27 | 2027-28 | 2028-29 | 2029-30 | 2030-31 | 2031-32 | 2032-33 | 2033-34 | 2034-35 | 2035-36 | 2036-37 | 2037-38 | 2038-39 | 2039-40 | 2040-41 | 2041-42 | 2042-43 | 2043-44 | 2044-45 | 2045-46 | 2046-47 | 2047-48 | 2048-49 | 2049-50
NSW | 12484 | 12975 | 13428 | 13610 | 13536 | 13564 | 13527 | 13535 | 13575 | 12536 | 12519 | 12557 | 12614 | 12677 | 12803 | 12890 | 12915 | 13077 | 13122 | 13229 | 13385 | 13484 | 13482 | 13604 | 13719 | 13834 | 13909 | 13966 | 13979 | 14029
QLD | 8526 | 8850 | 9063 | 9180 | 9219 | 9295 | 9323 | 9341 | 9376 | 8449 | 8434 | 8434 | 8381 | 8397 | 8448 | 8507 | 8559 | 8646 | 8695 | 8742 | 8843 | 8887 | 8957 | 9031 | 9098 | 9146 | 9219 | 9305 | 9316 | 9346
SA | 2949 | 3000 | 3068 | 3107 | 3099 | 3096 | 3088 | 3083 | 3094 | 3087 | 3112 | 3100 | 3123 | 3140 | 3145 | 3190 | 3213 | 3230 | 3236 | 3250 | 3268 | 3274 | 3294 | 3294 | 3300 | 3317 | 3321 | 3330 | 3333 | 3353
TAS | 1152.4637 | 1187.7416 | 1225.1844 | 1238.6163 | 1235.6554 | 1231.1483 | 852.5209 | 852.4447 | 850.7929 | 850.0202 | 848.1449 | 844.2457 | 844.7027 | 844.269 | 847.2695 | 849.3464 | 851.7666 | 853.0574 | 849.1445 | 855.1092 | 856.7394 | 856.3806 | 854.2018 | 851.1049 | 857.9822 | 854.2109 | 856.0913 | 856.7101 | 857.4349 | 852.9949
VIC | 9113 | 8628 | 8595 | 8576 | 8498 | 8460 | 8506 | 8538 | 8627 | 8653 | 8650 | 8679 | 8728 | 8817 | 8919 | 8997 | 9168 | 9243 | 9305 | 9385 | 9498 | 9584 | 9653 | 9725 | 9843 | 9913 | 9986 | 10067 | 10176 | 10189
Central
| 2020-21 | 2021-22 | 2022-23 | 2023-24 | 2024-25 | 2025-26 | 2026-27 | 2027-28 | 2028-29 | 2029-30 | 2030-31 | 2031-32 | 2032-33 | 2033-34 | 2034-35 | 2035-36 | 2036-37 | 2037-38 | 2038-39 | 2039-40 | 2040-41 | 2041-42 | 2042-43 | 2043-44 | 2044-45 | 2045-46 | 2046-47 | 2047-48 | 2048-49 | 2049-50
NSW | 13786 | 14205 | 14311 | 14433 | 14400 | 14406 | 14403 | 14381 | 14465 | 14523 | 14538 | 14619 | 14726 | 14904 | 15078 | 15252 | 15331 | 15547 | 15621 | 15794 | 15975 | 16100 | 16150 | 16338 | 16421 | 16593 | 16686 | 16720 | 16948 | 16965
QLD | 9523 | 9867 | 9981 | 10104 | 10143 | 10236 | 10261 | 10343 | 10407 | 10510 | 10570 | 10671 | 10755 | 10841 | 10989 | 11123 | 11227 | 11342 | 11437 | 11558 | 11699 | 11811 | 11888 | 12011 | 12059 | 12169 | 12279 | 12363 | 12424 | 12497
SA | 3245 | 3255 | 3282 | 3320 | 3320 | 3308 | 3324 | 3313 | 3333 | 3346 | 3368 | 3386 | 3408 | 3446 | 3461 | 3513 | 3550 | 3596 | 3616 | 3644 | 3658 | 3686 | 3721 | 3723 | 3738 | 3760 | 3779 | 3809 | 3823 | 3840
TAS | 1373 | 1399 | 1407 | 1410 | 1410 | 1407 | 1403 | 1404 | 1407 | 1403 | 1403 | 1404 | 1406 | 1410 | 1414 | 1418 | 1425 | 1426 | 1427 | 1435 | 1439 | 1446 | 1446 | 1446 | 1454 | 1459 | 1460 | 1465 | 1470 | 1472
VIC | 9859 | 9738 | 9703 | 9658 | 9605 | 9628 | 9693 | 9737 | 9851 | 9939 | 9999 | 10075 | 10222 | 10381 | 10412 | 10634 | 10801 | 10986 | 11082 | 11207 | 11370 | 11533 | 11617 | 11773 | 11913 | 12042 | 12159 | 12264 | 12415 | 12550
High DER
| 2020-21 | 2021-22 | 2022-23 | 2023-24 | 2024-25 | 2025-26 | 2026-27 | 2027-28 | 2028-29 | 2029-30 | 2030-31 | 2031-32 | 2032-33 | 2033-34 | 2034-35 | 2035-36 | 2036-37 | 2037-38 | 2038-39 | 2039-40 | 2040-41 | 2041-42 | 2042-43 | 2043-44 | 2044-45 | 2045-46 | 2046-47 | 2047-48 | 2048-49 | 2049-50
NSW | 13824 | 14195 | 14367 | 14442 | 14414 | 14400 | 14434 | 14470 | 14605 | 14731 | 14876 | 15026 | 15182 | 15327 | 15544 | 15647 | 15716 | 15908 | 15861 | 15999 | 16052 | 16094 | 16104 | 16111 | 16167 | 16288 | 16267 | 16267 | 16334 | 16302
QLD | 9344 | 9674 | 9799 | 9907 | 9958 | 10038 | 10132 | 10225 | 10342 | 10499 | 10675 | 10863 | 10975 | 11058 | 11216 | 11348 | 11414 | 11511 | 11578 | 11643 | 11697 | 11738 | 11770 | 11795 | 11792 | 11799 | 11821 | 11825 | 11798 | 11738
SA | 3211 | 3221 | 3255 | 3270 | 3297 | 3297 | 3321 | 3322 | 3348 | 3375 | 3432 | 3461 | 3500 | 3527 | 3550 | 3591 | 3620 | 3635 | 3654 | 3673 | 3676 | 3695 | 3710 | 3708 | 3697 | 3705 | 3705 | 3721 | 3712 | 3715
TAS | 1382 | 1411 | 1419 | 1420 | 1424 | 1423 | 1419 | 1422 | 1424 | 1426 | 1429 | 1430 | 1432 | 1440 | 1443 | 1445 | 1452 | 1451 | 1452 | 1454 | 1459 | 1463 | 1462 | 1458 | 1467 | 1464 | 1465 | 1462 | 1465 | 1465
VIC | 9779 | 9690 | 9625 | 9608 | 9553 | 9603 | 9716 | 9819 | 9953 | 10082 | 10250 | 10425 | 10580 | 10726 | 10825 | 10941 | 11074 | 11214 | 11261 | 11326 | 11382 | 11483 | 11515 | 11593 | 11635 | 11682 | 11721 | 11714 | 11791 | 11814
Fast Change
| 2020-21 | 2021-22 | 2022-23 | 2023-24 | 2024-25 | 2025-26 | 2026-27 | 2027-28 | 2028-29 | 2029-30 | 2030-31 | 2031-32 | 2032-33 | 2033-34 | 2034-35 | 2035-36 | 2036-37 | 2037-38 | 2038-39 | 2039-40 | 2040-41 | 2041-42 | 2042-43 | 2043-44 | 2044-45 | 2045-46 | 2046-47 | 2047-48 | 2048-49 | 2049-50
NSW | 13812 | 14239 | 14362 | 14424 | 14450 | 14422 | 14463 | 14529 | 14616 | 14714 | 14799 | 14936 | 15088 | 15246 | 15443 | 15514 | 15606 | 15773 | 15777 | 15877 | 15993 | 16054 | 16033 | 16160 | 16168 | 16302 | 16372 | 16327 | 16461 | 16485
QLD | 9341 | 9685 | 9808 | 9947 | 10012 | 10070 | 10162 | 10266 | 10355 | 10475 | 10601 | 10741 | 10858 | 10976 | 11128 | 11224 | 11319 | 11420 | 11455 | 11542 | 11613 | 11693 | 11730 | 11781 | 11806 | 11835 | 11884 | 11946 | 11902 | 11959
SA | 3211 | 3213 | 3260 | 3279 | 3294 | 3289 | 3308 | 3315 | 3338 | 3366 | 3396 | 3423 | 3453 | 3493 | 3504 | 3541 | 3579 | 3596 | 3604 | 3620 | 3631 | 3643 | 3657 | 3666 | 3667 | 3681 | 3697 | 3707 | 3709 | 3709
TAS | 1382 | 1412 | 1417 | 1419 | 1420 | 1418 | 1417 | 1418 | 1420 | 1419 | 1422 | 1424 | 1424 | 1427 | 1435 | 1436 | 1438 | 1443 | 1443 | 1447 | 1448 | 1456 | 1455 | 1454 | 1460 | 1459 | 1461 | 1461 | 1465 | 1468
VIC | 9812 | 9656 | 9647 | 9607 | 9572 | 9585 | 9695 | 9798 | 9914 | 10033 | 10186 | 10331 | 10469 | 10634 | 10735 | 10851 | 10975 | 11094 | 11129 | 11232 | 11335 | 11450 | 11504 | 11591 | 11627 | 11747 | 11802 | 11869 | 11957 | 12018
Step Change
| 2020-21 | 2021-22 | 2022-23 | 2023-24 | 2024-25 | 2025-26 | 2026-27 | 2027-28 | 2028-29 | 2029-30 | 2030-31 | 2031-32 | 2032-33 | 2033-34 | 2034-35 | 2035-36 | 2036-37 | 2037-38 | 2038-39 | 2039-40 | 2040-41 | 2041-42 | 2042-43 | 2043-44 | 2044-45 | 2045-46 | 2046-47 | 2047-48 | 2048-49 | 2049-50
NSW | 14428 | 14716 | 14833 | 14850 | 14889 | 14911 | 14938 | 15074 | 15214 | 15366 | 15598 | 15837 | 16070 | 16337 | 16636 | 16726 | 17016 | 17311 | 17378 | 17686 | 17921 | 18110 | 18194 | 18377 | 18515 | 18639 | 18714 | 18701 | 18696 | 18559
QLD | 9836 | 10027 | 10086 | 10168 | 10242 | 10354 | 10459 | 10583 | 10794 | 10990 | 11268 | 11536 | 11764 | 11965 | 12222 | 12387 | 12547 | 12783 | 12898 | 13013 | 13189 | 13299 | 13367 | 13439 | 13475 | 13445 | 13461 | 13399 | 13240 | 13016
SA | 3317 | 3261 | 3291 | 3303 | 3320 | 3310 | 3340 | 3349 | 3366 | 3408 | 3475 | 3529 | 3581 | 3640 | 3667 | 3721 | 3782 | 3836 | 3867 | 3887 | 3921 | 3936 | 3964 | 3982 | 3968 | 3971 | 3979 | 3964 | 3936 | 3904
TAS | 1426 | 1431 | 1427 | 1419 | 1420 | 1416 | 1414 | 1417 | 1422 | 1424 | 1434 | 1443 | 1451 | 1460 | 1469 | 1476 | 1485 | 1493 | 1498 | 1505 | 1512 | 1518 | 1517 | 1513 | 1519 | 1518 | 1510 | 1499 | 1487 | 1469
VIC | 10248 | 10056 | 9961 | 9906 | 9922 | 9910 | 10014 | 10105 | 10283 | 10424 | 10681 | 10898 | 11100 | 11356 | 11547 | 11759 | 12008 | 12202 | 12322 | 12523 | 12652 | 12844 | 12955 | 13051 | 13179 | 13279 | 13256 | 13256 | 13189 | 13052
Winter
Slow Change
| 2020-21 | 2021-22 | 2022-23 | 2023-24 | 2024-25 | 2025-26 | 2026-27 | 2027-28 | 2028-29 | 2029-30 | 2030-31 | 2031-32 | 2032-33 | 2033-34 | 2034-35 | 2035-36 | 2036-37 | 2037-38 | 2038-39 | 2039-40 | 2040-41 | 2041-42 | 2042-43 | 2043-44 | 2044-45 | 2045-46 | 2046-47 | 2047-48 | 2048-49 | 2049-50
NSW | 11530 | 11978 | 12281 | 12321 | 12324 | 12342 | 12331 | 12337 | 12298 | 11289 | 11305 | 11320 | 11395 | 11459 | 11549 | 11627 | 11753 | 11854 | 11935 | 12038 | 12096 | 12203 | 12267 | 12360 | 12439 | 12487 | 12551 | 12602 | 12662 | 12662
QLD | 7308 | 7623 | 7778 | 7840 | 7876 | 7904 | 7924 | 7985 | 7971 | 7046 | 7018 | 6999 | 6995 | 7019 | 7073 | 7174 | 7205 | 7299 | 7370 | 7418 | 7468 | 7519 | 7588 | 7604 | 7678 | 7702 | 7766 | 7773 | 7827 | 7827
SA | 2200 | 2248 | 2289 | 2288 | 2289 | 2284 | 2273 | 2271 | 2272 | 2271 | 2279 | 2281 | 2291 | 2314 | 2339 | 2359 | 2380 | 2396 | 2405 | 2420 | 2429 | 2438 | 2441 | 2443 | 2452 | 2453 | 2457 | 2457 | 2462 | 2462
TAS | 1552 | 1579 | 1605 | 1607 | 1600 | 1596 | 1207 | 1203 | 1197 | 1195 | 1192 | 1190 | 1189 | 1190 | 1191 | 1194 | 1199 | 1197 | 1197 | 1200 | 1197 | 1198 | 1197 | 1194 | 1195 | 1196 | 1195 | 1193 | 1193 | 1193
VIC | 6774 | 6299 | 6308 | 6277 | 6251 | 6244 | 6282 | 6319 | 6381 | 6399 | 6417 | 6434 | 6476 | 6561 | 6659 | 6770 | 6878 | 6987 | 7086 | 7181 | 7259 | 7324 | 7408 | 7464 | 7526 | 7576 | 7635 | 7676 | 7725 | 7725
Central
| 2020-21 | 2021-22 | 2022-23 | 2023-24 | 2024-25 | 2025-26 | 2026-27 | 2027-28 | 2028-29 | 2029-30 | 2030-31 | 2031-32 | 2032-33 | 2033-34 | 2034-35 | 2035-36 | 2036-37 | 2037-38 | 2038-39 | 2039-40 | 2040-41 | 2041-42 | 2042-43 | 2043-44 | 2044-45 | 2045-46 | 2046-47 | 2047-48 | 2048-49 | 2049-50
NSW | 12641 | 12937 | 13031 | 13090 | 13084 | 13090 | 13096 | 13157 | 13174 | 13220 | 13270 | 13390 | 13457 | 13619 | 13761 | 13972 | 14097 | 14246 | 14389 | 14508 | 14606 | 14732 | 14820 | 14903 | 14990 | 15074 | 15190 | 15248 | 15352 | 15352
QLD | 8126 | 8364 | 8479 | 8580 | 8620 | 8670 | 8725 | 8855 | 8899 | 8994 | 9045 | 9160 | 9273 | 9427 | 9517 | 9678 | 9745 | 9870 | 9974 | 10053 | 10159 | 10244 | 10337 | 10386 | 10450 | 10512 | 10583 | 10605 | 10677 | 10677
SA | 2440 | 2430 | 2446 | 2460 | 2452 | 2456 | 2456 | 2465 | 2473 | 2488 | 2503 | 2515 | 2535 | 2563 | 2601 | 2641 | 2663 | 2697 | 2717 | 2739 | 2758 | 2769 | 2788 | 2791 | 2807 | 2817 | 2826 | 2833 | 2838 | 2838
TAS | 1774 | 1780 | 1786 | 1790 | 1786 | 1786 | 1785 | 1783 | 1783 | 1783 | 1783 | 1784 | 1788 | 1794 | 1797 | 1804 | 1811 | 1817 | 1822 | 1829 | 1833 | 1838 | 1841 | 1846 | 1851 | 1854 | 1861 | 1863 | 1868 | 1868
VIC | 7377 | 7287 | 7272 | 7262 | 7252 | 7291 | 7354 | 7426 | 7505 | 7596 | 7659 | 7732 | 7844 | 7958 | 8122 | 8272 | 8446 | 8606 | 8742 | 8865 | 8970 | 9075 | 9183 | 9261 | 9358 | 9439 | 9523 | 9575 | 9663 | 9663
High DER
| 2020-21 | 2021-22 | 2022-23 | 2023-24 | 2024-25 | 2025-26 | 2026-27 | 2027-28 | 2028-29 | 2029-30 | 2030-31 | 2031-32 | 2032-33 | 2033-34 | 2034-35 | 2035-36 | 2036-37 | 2037-38 | 2038-39 | 2039-40 | 2040-41 | 2041-42 | 2042-43 | 2043-44 | 2044-45 | 2045-46 | 2046-47 | 2047-48 | 2048-49 | 2049-50
NSW | 12654 | 12958 | 13057 | 13131 | 13157 | 13208 | 13258 | 13375 | 13458 | 13618 | 13829 | 14016 | 14129 | 14270 | 14357 | 14473 | 14543 | 14618 | 14679 | 14711 | 14722 | 14756 | 14761 | 14777 | 14749 | 14777 | 14734 | 14768 | 14754 | 14754
QLD | 7990 | 8251 | 8368 | 8461 | 8577 | 8692 | 8803 | 8973 | 9113 | 9301 | 9470 | 9657 | 9774 | 9908 | 9959 | 10053 | 10088 | 10168 | 10230 | 10251 | 10263 | 10275 | 10277 | 10259 | 10255 | 10190 | 10188 | 10089 | 10103 | 10103
SA | 2407 | 2400 | 2419 | 2432 | 2442 | 2454 | 2469 | 2494 | 2517 | 2550 | 2600 | 2631 | 2660 | 2685 | 2716 | 2733 | 2747 | 2765 | 2766 | 2773 | 2772 | 2765 | 2764 | 2746 | 2742 | 2734 | 2718 | 2703 | 2694 | 2694
TAS | 1789 | 1796 | 1802 | 1804 | 1806 | 1806 | 1809 | 1810 | 1813 | 1814 | 1821 | 1824 | 1828 | 1834 | 1838 | 1842 | 1851 | 1851 | 1856 | 1860 | 1861 | 1866 | 1867 | 1865 | 1869 | 1868 | 1869 | 1870 | 1869 | 1869
VIC | 7319 | 7255 | 7213 | 7216 | 7201 | 7255 | 7352 | 7466 | 7633 | 7825 | 8054 | 8229 | 8392 | 8506 | 8604 | 8689 | 8796 | 8844 | 8907 | 8936 | 8961 | 8981 | 8987 | 8986 | 8985 | 8976 | 8960 | 8931 | 8931 | 8931
Fast Change
| 2020-21 | 2021-22 | 2022-23 | 2023-24 | 2024-25 | 2025-26 | 2026-27 | 2027-28 | 2028-29 | 2029-30 | 2030-31 | 2031-32 | 2032-33 | 2033-34 | 2034-35 | 2035-36 | 2036-37 | 2037-38 | 2038-39 | 2039-40 | 2040-41 | 2041-42 | 2042-43 | 2043-44 | 2044-45 | 2045-46 | 2046-47 | 2047-48 | 2048-49 | 2049-50
NSW | 12669 | 12946 | 13069 | 13173 | 13195 | 13253 | 13314 | 13390 | 13489 | 13569 | 13713 | 13878 | 13995 | 14135 | 14221 | 14351 | 14453 | 14544 | 14608 | 14639 | 14675 | 14716 | 14747 | 14778 | 14819 | 14836 | 14842 | 14896 | 14928 | 14928
QLD | 8007 | 8255 | 8379 | 8492 | 8567 | 8678 | 8764 | 8923 | 9077 | 9204 | 9302 | 9465 | 9584 | 9710 | 9820 | 9903 | 9933 | 10032 | 10082 | 10109 | 10140 | 10173 | 10208 | 10210 | 10218 | 10228 | 10206 | 10168 | 10192 | 10192
SA | 2408 | 2399 | 2416 | 2434 | 2451 | 2457 | 2463 | 2485 | 2506 | 2533 | 2562 | 2586 | 2615 | 2638 | 2671 | 2688 | 2706 | 2720 | 2720 | 2728 | 2729 | 2732 | 2726 | 2724 | 2723 | 2717 | 2715 | 2705 | 2699 | 2699
TAS | 1788 | 1793 | 1800 | 1805 | 1805 | 1803 | 1805 | 1805 | 1806 | 1805 | 1811 | 1811 | 1816 | 1819 | 1824 | 1831 | 1835 | 1840 | 1845 | 1849 | 1851 | 1856 | 1858 | 1860 | 1865 | 1866 | 1868 | 1870 | 1875 | 1875
VIC | 7318 | 7237 | 7227 | 7250 | 7259 | 7340 | 7436 | 7555 | 7708 | 7852 | 7982 | 8133 | 8276 | 8404 | 8508 | 8605 | 8718 | 8774 | 8860 | 8892 | 8941 | 8970 | 9006 | 9033 | 9073 | 9102 | 9107 | 9117 | 9150 | 9150
Step Change
| 2020-21 | 2021-22 | 2022-23 | 2023-24 | 2024-25 | 2025-26 | 2026-27 | 2027-28 | 2028-29 | 2029-30 | 2030-31 | 2031-32 | 2032-33 | 2033-34 | 2034-35 | 2035-36 | 2036-37 | 2037-38 | 2038-39 | 2039-40 | 2040-41 | 2041-42 | 2042-43 | 2043-44 | 2044-45 | 2045-46 | 2046-47 | 2047-48 | 2048-49 | 2049-50
NSW | 13149 | 13431 | 13476 | 13520 | 13579 | 13673 | 13768 | 13910 | 14022 | 14216 | 14519 | 14759 | 14984 | 15180 | 15369 | 15549 | 15750 | 15960 | 16133 | 16283 | 16345 | 16475 | 16585 | 16676 | 16752 | 16728 | 16716 | 16698 | 16603 | 16603
QLD | 8348 | 8535 | 8596 | 8725 | 8839 | 8975 | 9110 | 9343 | 9495 | 9775 | 10050 | 10323 | 10539 | 10757 | 10930 | 11079 | 11182 | 11349 | 11454 | 11555 | 11594 | 11698 | 11720 | 11707 | 11687 | 11604 | 11498 | 11317 | 11194 | 11194
SA | 2478 | 2437 | 2450 | 2457 | 2471 | 2491 | 2501 | 2533 | 2566 | 2610 | 2680 | 2739 | 2789 | 2842 | 2893 | 2928 | 2960 | 2996 | 3020 | 3035 | 3044 | 3049 | 3043 | 3028 | 3016 | 2986 | 2946 | 2904 | 2851 | 2851
TAS | 1826 | 1820 | 1808 | 1808 | 1805 | 1802 | 1804 | 1803 | 1806 | 1816 | 1826 | 1835 | 1846 | 1856 | 1866 | 1874 | 1883 | 1893 | 1900 | 1907 | 1910 | 1914 | 1916 | 1918 | 1912 | 1907 | 1900 | 1891 | 1878 | 1878
VIC | 7664 | 7539 | 7517 | 7492 | 7495 | 7538 | 7645 | 7777 | 7970 | 8205 | 8510 | 8786 | 9010 | 9229 | 9404 | 9602 | 9774 | 9955 | 10088 | 10188 | 10299 | 10357 | 10416 | 10421 | 10433 | 10378 | 10304 | 10195 | 10043 | 10043
50% Probability of exceedance (POE)
Summer
Slow Change
| 2020-21 | 2021-22 | 2022-23 | 2023-24 | 2024-25 | 2025-26 | 2026-27 | 2027-28 | 2028-29 | 2029-30 | 2030-31 | 2031-32 | 2032-33 | 2033-34 | 2034-35 | 2035-36 | 2036-37 | 2037-38 | 2038-39 | 2039-40 | 2040-41 | 2041-42 | 2042-43 | 2043-44 | 2044-45 | 2045-46 | 2046-47 | 2047-48 | 2048-49 | 2049-50
NSW | 11468.5242 | 11900.4848 | 12323.4121 | 12482.1388 | 12485.9691 | 12432.3128 | 12434.5621 | 12469.836 | 12477.9253 | 11411.9914 | 11394.5437 | 11463.3952 | 11519.1596 | 11576.8158 | 11708.4237 | 11716.1216 | 11773.6324 | 11905.7846 | 12025.7147 | 12103.4911 | 12210.2233 | 12280.203 | 12376.0817 | 12494.8032 | 12575.3329 | 12638.098 | 12731.2736 | 12756.41 | 12877.0509 | 12915.6221
QLD | 8188.1686 | 8524.4634 | 8692.6799 | 8814.6273 | 8869.8309 | 8940.0712 | 8958.7877 | 8979.6354 | 9016.75 | 8046.9215 | 8039.8711 | 7981.9153 | 7989.9103 | 7994.0781 | 8046.8 | 8103.865 | 8193.0024 | 8250.134 | 8304.7966 | 8349.1785 | 8437.7808 | 8465.0526 | 8535.9438 | 8598.2313 | 8633.3527 | 8695.2092 | 8789.713 | 8847.9061 | 8837.7235 | 8889.6685
SA | 2621.0149 | 2671.595 | 2738.4847 | 2762.3562 | 2757.9321 | 2743.6714 | 2750.3056 | 2752.4947 | 2754.2 | 2753.801 | 2757.0466 | 2774.9439 | 2781.8526 | 2803.0426 | 2823.0637 | 2849.9728 | 2872.988 | 2886.2274 | 2896.5492 | 2917.1613 | 2935.6997 | 2936.5795 | 2953.7186 | 2967.1377 | 2966.8468 | 2984.4384 | 2989.4774 | 3008.9473 | 3007.8854 | 3010.5374
TAS | 1116.0523 | 1150.2092 | 1188.0765 | 1199.2025 | 1196.9976 | 1194.795 | 817.1379 | 813.5593 | 813.0149 | 809.387 | 808.6751 | 806.8962 | 806.1455 | 806.4384 | 807.6068 | 808.8996 | 811.7947 | 811.1989 | 812.3839 | 813.4801 | 813.8469 | 814.0638 | 814.4764 | 812.2336 | 812.1207 | 812.4944 | 812.0056 | 813.8446 | 811.2817 | 808.5963
VIC | 8182.5679 | 7643.224 | 7655.2939 | 7635.8702 | 7526.9281 | 7502.9727 | 7530.3869 | 7569.4582 | 7642.8954 | 7660.6841 | 7651.2665 | 7678.8295 | 7734.1532 | 7826.2858 | 7925.2664 | 8005.0386 | 8118.5286 | 8245.2728 | 8328.8152 | 8420.0363 | 8511.0294 | 8571.5074 | 8685.6626 | 8751.4081 | 8862.1282 | 8965.8374 | 9001.4011 | 9091.7127 | 9130.9073 | 9156.3786
Central
| 2020-21 | 2021-22 | 2022-23 | 2023-24 | 2024-25 | 2025-26 | 2026-27 | 2027-28 | 2028-29 | 2029-30 | 2030-31 | 2031-32 | 2032-33 | 2033-34 | 2034-35 | 2035-36 | 2036-37 | 2037-38 | 2038-39 | 2039-40 | 2040-41 | 2041-42 | 2042-43 | 2043-44 | 2044-45 | 2045-46 | 2046-47 | 2047-48 | 2048-49 | 2049-50
NSW | 12711 | 13052 | 13171 | 13290 | 13230 | 13172 | 13194 | 13240 | 13310 | 13208 | 13280 | 13379 | 13517 | 13646 | 13743 | 13947 | 13999 | 14189 | 14305 | 14500 | 14588 | 14669 | 14800 | 14952 | 15042 | 15107 | 15291 | 15369 | 15462 | 15540
QLD | 9129 | 9450 | 9539 | 9658 | 9730 | 9791 | 9840 | 9912 | 10006 | 10062 | 10132 | 10184 | 10288 | 10397 | 10521 | 10651 | 10763 | 10862 | 11009 | 11080 | 11194 | 11287 | 11382 | 11501 | 11553 | 11620 | 11731 | 11814 | 11846 | 11891
SA | 2902 | 2911 | 2941 | 2961 | 2950 | 2954 | 2968 | 2974 | 2987 | 3000 | 3006 | 3038 | 3052 | 3088 | 3117 | 3164 | 3199 | 3227 | 3248 | 3278 | 3302 | 3325 | 3343 | 3371 | 3380 | 3404 | 3423 | 3442 | 3456 | 3464
TAS | 1334 | 1363 | 1370 | 1371 | 1370 | 1370 | 1367 | 1365 | 1365 | 1365 | 1365 | 1366 | 1367 | 1372 | 1375 | 1379 | 1385 | 1387 | 1390 | 1396 | 1398 | 1403 | 1407 | 1409 | 1412 | 1415 | 1418 | 1421 | 1425 | 1426
VIC | 8885 | 8749 | 8708 | 8691 | 8628 | 8625 | 8653 | 8715 | 8855 | 8928 | 8972 | 9075 | 9152 | 9300 | 9421 | 9599 | 9747 | 9916 | 10042 | 10185 | 10329 | 10457 | 10567 | 10719 | 10844 | 10993 | 11098 | 11248 | 11313 | 11414
High DER
| 2020-21 | 2021-22 | 2022-23 | 2023-24 | 2024-25 | 2025-26 | 2026-27 | 2027-28 | 2028-29 | 2029-30 | 2030-31 | 2031-32 | 2032-33 | 2033-34 | 2034-35 | 2035-36 | 2036-37 | 2037-38 | 2038-39 | 2039-40 | 2040-41 | 2041-42 | 2042-43 | 2043-44 | 2044-45 | 2045-46 | 2046-47 | 2047-48 | 2048-49 | 2049-50
NSW | 12694 | 13077 | 13168 | 13242 | 13220 | 13158 | 13210 | 13276 | 13381 | 13398 | 13547 | 13689 | 13838 | 14012 | 14082 | 14245 | 14262 | 14356 | 14471 | 14596 | 14558 | 14589 | 14618 | 14673 | 14726 | 14712 | 14792 | 14735 | 14738 | 14772
QLD | 8988 | 9295 | 9375 | 9477 | 9551 | 9628 | 9724 | 9829 | 9946 | 10093 | 10284 | 10435 | 10570 | 10695 | 10797 | 10889 | 10982 | 11042 | 11131 | 11158 | 11203 | 11229 | 11274 | 11285 | 11285 | 11258 | 11268 | 11264 | 11204 | 11175
SA | 2862 | 2868 | 2902 | 2923 | 2930 | 2935 | 2958 | 2975 | 2990 | 3028 | 3066 | 3108 | 3136 | 3171 | 3196 | 3237 | 3259 | 3279 | 3290 | 3303 | 3321 | 3328 | 3337 | 3340 | 3334 | 3342 | 3344 | 3355 | 3348 | 3344
TAS | 1345 | 1375 | 1380 | 1380 | 1383 | 1382 | 1384 | 1384 | 1385 | 1388 | 1393 | 1394 | 1397 | 1401 | 1405 | 1407 | 1413 | 1413 | 1416 | 1419 | 1418 | 1421 | 1424 | 1423 | 1423 | 1423 | 1423 | 1422 | 1422 | 1419
VIC | 8779 | 8677 | 8622 | 8597 | 8568 | 8617 | 8664 | 8790 | 8940 | 9083 | 9219 | 9391 | 9524 | 9661 | 9775 | 9912 | 10033 | 10129 | 10208 | 10286 | 10344 | 10414 | 10442 | 10521 | 10552 | 10626 | 10636 | 10691 | 10669 | 10690
Fast Change
| 2020-21 | 2021-22 | 2022-23 | 2023-24 | 2024-25 | 2025-26 | 2026-27 | 2027-28 | 2028-29 | 2029-30 | 2030-31 | 2031-32 | 2032-33 | 2033-34 | 2034-35 | 2035-36 | 2036-37 | 2037-38 | 2038-39 | 2039-40 | 2040-41 | 2041-42 | 2042-43 | 2043-44 | 2044-45 | 2045-46 | 2046-47 | 2047-48 | 2048-49 | 2049-50
NSW | 12727 | 13106 | 13183 | 13274 | 13187 | 13156 | 13215 | 13311 | 13365 | 13420 | 13522 | 13667 | 13839 | 13989 | 14059 | 14188 | 14256 | 14359 | 14476 | 14533 | 14570 | 14571 | 14635 | 14741 | 14802 | 14832 | 14899 | 14925 | 14956 | 15016
QLD | 8983 | 9290 | 9373 | 9492 | 9584 | 9653 | 9722 | 9824 | 9947 | 10069 | 10198 | 10310 | 10439 | 10569 | 10676 | 10780 | 10877 | 10945 | 11020 | 11062 | 11134 | 11167 | 11226 | 11276 | 11289 | 11292 | 11350 | 11374 | 11338 | 11342
SA | 2862 | 2873 | 2902 | 2925 | 2927 | 2930 | 2949 | 2964 | 2979 | 3008 | 3034 | 3065 | 3091 | 3134 | 3153 | 3194 | 3214 | 3227 | 3249 | 3264 | 3279 | 3282 | 3298 | 3308 | 3308 | 3321 | 3328 | 3340 | 3340 | 3341
TAS | 1346 | 1374 | 1378 | 1381 | 1381 | 1381 | 1381 | 1379 | 1381 | 1381 | 1384 | 1387 | 1387 | 1391 | 1394 | 1397 | 1401 | 1404 | 1404 | 1407 | 1408 | 1412 | 1414 | 1413 | 1415 | 1418 | 1418 | 1421 | 1422 | 1422
VIC | 8818 | 8689 | 8619 | 8646 | 8589 | 8611 | 8689 | 8798 | 8945 | 9063 | 9147 | 9306 | 9414 | 9572 | 9696 | 9839 | 9950 | 10042 | 10104 | 10221 | 10296 | 10364 | 10428 | 10501 | 10598 | 10699 | 10733 | 10851 | 10850 | 10922
Step Change
| 2020-21 | 2021-22 | 2022-23 | 2023-24 | 2024-25 | 2025-26 | 2026-27 | 2027-28 | 2028-29 | 2029-30 | 2030-31 | 2031-32 | 2032-33 | 2033-34 | 2034-35 | 2035-36 | 2036-37 | 2037-38 | 2038-39 | 2039-40 | 2040-41 | 2041-42 | 2042-43 | 2043-44 | 2044-45 | 2045-46 | 2046-47 | 2047-48 | 2048-49 | 2049-50
NSW | 13273 | 13519 | 13613 | 13630 | 13590 | 13535 | 13661 | 13763 | 13909 | 13967 | 14162 | 14417 | 14660 | 14906 | 15075 | 15327 | 15507 | 15672 | 15916 | 16145 | 16292 | 16387 | 16616 | 16742 | 16876 | 16974 | 17033 | 16985 | 16904 | 16763
QLD | 9447 | 9592 | 9618 | 9703 | 9800 | 9926 | 10038 | 10178 | 10340 | 10545 | 10814 | 11076 | 11304 | 11518 | 11710 | 11882 | 12084 | 12221 | 12359 | 12467 | 12583 | 12643 | 12749 | 12801 | 12795 | 12756 | 12731 | 12653 | 12457 | 12262
SA | 2964 | 2914 | 2936 | 2939 | 2950 | 2959 | 2979 | 2990 | 3021 | 3053 | 3102 | 3170 | 3226 | 3285 | 3330 | 3387 | 3426 | 3462 | 3494 | 3532 | 3558 | 3581 | 3601 | 3612 | 3613 | 3616 | 3609 | 3601 | 3563 | 3517
TAS | 1386 | 1394 | 1388 | 1384 | 1383 | 1381 | 1379 | 1381 | 1384 | 1388 | 1401 | 1409 | 1417 | 1427 | 1432 | 1441 | 1451 | 1456 | 1461 | 1468 | 1473 | 1476 | 1478 | 1477 | 1476 | 1473 | 1466 | 1458 | 1445 | 1426
VIC | 9254 | 9036 | 8953 | 8906 | 8867 | 8874 | 8964 | 9092 | 9253 | 9407 | 9624 | 9880 | 10065 | 10290 | 10494 | 10705 | 10907 | 11099 | 11283 | 11471 | 11636 | 11742 | 11857 | 12004 | 12096 | 12160 | 12180 | 12175 | 12008 | 11829
Winter
Slow Change
| 2020-21 | 2021-22 | 2022-23 | 2023-24 | 2024-25 | 2025-26 | 2026-27 | 2027-28 | 2028-29 | 2029-30 | 2030-31 | 2031-32 | 2032-33 | 2033-34 | 2034-35 | 2035-36 | 2036-37 | 2037-38 | 2038-39 | 2039-40 | 2040-41 | 2041-42 | 2042-43 | 2043-44 | 2044-45 | 2045-46 | 2046-47 | 2047-48 | 2048-49 | 2049-50
NSW | 10841 | 11281 | 11576 | 11632 | 11639 | 11646 | 11641 | 11633 | 11614 | 10601 | 10610 | 10625 | 10695 | 10759 | 10860 | 10938 | 11051 | 11160 | 11253 | 11349 | 11420 | 11496 | 11585 | 11668 | 11731 | 11800 | 11846 | 11906 | 11958 | 11958
QLD | 6997 | 7299 | 7460 | 7502 | 7559 | 7598 | 7612 | 7641 | 7640 | 6719 | 6697 | 6686 | 6674 | 6690 | 6742 | 6828 | 6895 | 6973 | 7019 | 7063 | 7129 | 7183 | 7244 | 7295 | 7335 | 7371 | 7422 | 7464 | 7494 | 7494
SA | 2116 | 2168 | 2206 | 2213 | 2207 | 2203 | 2196 | 2194 | 2193 | 2196 | 2199 | 2209 | 2216 | 2236 | 2260 | 2281 | 2300 | 2316 | 2332 | 2339 | 2353 | 2356 | 2365 | 2367 | 2370 | 2375 | 2379 | 2378 | 2384 | 2384
TAS | 1503 | 1529 | 1556 | 1556 | 1553 | 1549 | 1157 | 1154 | 1150 | 1146 | 1145 | 1142 | 1141 | 1143 | 1144 | 1145 | 1149 | 1149 | 1150 | 1151 | 1151 | 1151 | 1150 | 1148 | 1148 | 1147 | 1146 | 1145 | 1144 | 1144
VIC | 6526 | 6053 | 6062 | 6036 | 6001 | 6006 | 6032 | 6075 | 6131 | 6150 | 6160 | 6187 | 6233 | 6315 | 6412 | 6521 | 6635 | 6737 | 6842 | 6927 | 7006 | 7075 | 7147 | 7218 | 7269 | 7333 | 7377 | 7421 | 7472 | 7472
Central
| 2020-21 | 2021-22 | 2022-23 | 2023-24 | 2024-25 | 2025-26 | 2026-27 | 2027-28 | 2028-29 | 2029-30 | 2030-31 | 2031-32 | 2032-33 | 2033-34 | 2034-35 | 2035-36 | 2036-37 | 2037-38 | 2038-39 | 2039-40 | 2040-41 | 2041-42 | 2042-43 | 2043-44 | 2044-45 | 2045-46 | 2046-47 | 2047-48 | 2048-49 | 2049-50
NSW | 11929 | 12217 | 12312 | 12385 | 12369 | 12373 | 12394 | 12435 | 12468 | 12518 | 12567 | 12672 | 12763 | 12906 | 13048 | 13238 | 13390 | 13532 | 13677 | 13794 | 13888 | 14000 | 14092 | 14186 | 14274 | 14362 | 14444 | 14528 | 14613 | 14613
QLD | 7805 | 8035 | 8140 | 8213 | 8264 | 8322 | 8376 | 8453 | 8527 | 8600 | 8676 | 8769 | 8864 | 8980 | 9096 | 9245 | 9349 | 9461 | 9571 | 9638 | 9730 | 9810 | 9884 | 9972 | 10022 | 10085 | 10136 | 10179 | 10237 | 10237
SA | 2353 | 2340 | 2355 | 2372 | 2365 | 2366 | 2371 | 2381 | 2391 | 2401 | 2415 | 2431 | 2454 | 2479 | 2517 | 2553 | 2582 | 2611 | 2634 | 2654 | 2669 | 2683 | 2700 | 2706 | 2717 | 2727 | 2734 | 2743 | 2750 | 2750
TAS | 1724 | 1731 | 1737 | 1741 | 1738 | 1736 | 1737 | 1735 | 1734 | 1734 | 1736 | 1736 | 1739 | 1744 | 1749 | 1756 | 1762 | 1768 | 1773 | 1780 | 1783 | 1788 | 1793 | 1797 | 1802 | 1807 | 1810 | 1815 | 1818 | 1818
VIC | 7119 | 7041 | 7019 | 7022 | 7002 | 7044 | 7104 | 7173 | 7261 | 7330 | 7393 | 7473 | 7571 | 7690 | 7852 | 8021 | 8185 | 8328 | 8461 | 8576 | 8687 | 8785 | 8889 | 8973 | 9062 | 9144 | 9225 | 9292 | 9360 | 9360
High DER
| 2020-21 | 2021-22 | 2022-23 | 2023-24 | 2024-25 | 2025-26 | 2026-27 | 2027-28 | 2028-29 | 2029-30 | 2030-31 | 2031-32 | 2032-33 | 2033-34 | 2034-35 | 2035-36 | 2036-37 | 2037-38 | 2038-39 | 2039-40 | 2040-41 | 2041-42 | 2042-43 | 2043-44 | 2044-45 | 2045-46 | 2046-47 | 2047-48 | 2048-49 | 2049-50
NSW | 11955 | 12241 | 12336 | 12420 | 12456 | 12493 | 12564 | 12648 | 12756 | 12910 | 13123 | 13286 | 13420 | 13545 | 13623 | 13733 | 13819 | 13898 | 13946 | 13976 | 13990 | 14012 | 14025 | 14033 | 14015 | 14015 | 13993 | 14009 | 14019 | 14019
QLD | 7681 | 7912 | 8004 | 8109 | 8211 | 8310 | 8422 | 8551 | 8720 | 8878 | 9065 | 9222 | 9334 | 9439 | 9511 | 9593 | 9669 | 9717 | 9767 | 9771 | 9801 | 9814 | 9807 | 9791 | 9767 | 9729 | 9693 | 9659 | 9615 | 9615
SA | 2319 | 2311 | 2332 | 2353 | 2360 | 2372 | 2387 | 2411 | 2438 | 2471 | 2520 | 2556 | 2579 | 2604 | 2629 | 2650 | 2663 | 2676 | 2680 | 2682 | 2683 | 2680 | 2670 | 2663 | 2650 | 2636 | 2625 | 2611 | 2598 | 2598
TAS | 1739 | 1746 | 1753 | 1756 | 1758 | 1758 | 1760 | 1762 | 1764 | 1767 | 1773 | 1775 | 1779 | 1785 | 1790 | 1795 | 1801 | 1803 | 1807 | 1811 | 1813 | 1817 | 1818 | 1817 | 1819 | 1820 | 1821 | 1821 | 1821 | 1821
VIC | 7071 | 6995 | 6965 | 6959 | 6955 | 7010 | 7090 | 7211 | 7372 | 7555 | 7783 | 7957 | 8097 | 8222 | 8319 | 8403 | 8497 | 8562 | 8610 | 8643 | 8661 | 8678 | 8683 | 8683 | 8669 | 8665 | 8640 | 8619 | 8612 | 8612
Fast Change
| 2020-21 | 2021-22 | 2022-23 | 2023-24 | 2024-25 | 2025-26 | 2026-27 | 2027-28 | 2028-29 | 2029-30 | 2030-31 | 2031-32 | 2032-33 | 2033-34 | 2034-35 | 2035-36 | 2036-37 | 2037-38 | 2038-39 | 2039-40 | 2040-41 | 2041-42 | 2042-43 | 2043-44 | 2044-45 | 2045-46 | 2046-47 | 2047-48 | 2048-49 | 2049-50
NSW | 11958 | 12246 | 12353 | 12451 | 12487 | 12532 | 12591 | 12663 | 12756 | 12873 | 13009 | 13159 | 13281 | 13410 | 13526 | 13644 | 13731 | 13823 | 13885 | 13934 | 13962 | 13986 | 14019 | 14060 | 14085 | 14100 | 14122 | 14161 | 14171 | 14171
QLD | 7691 | 7918 | 8028 | 8134 | 8214 | 8311 | 8407 | 8537 | 8669 | 8802 | 8928 | 9077 | 9195 | 9304 | 9376 | 9485 | 9548 | 9610 | 9674 | 9676 | 9720 | 9746 | 9769 | 9791 | 9785 | 9778 | 9774 | 9762 | 9759 | 9759
SA | 2323 | 2313 | 2333 | 2355 | 2363 | 2373 | 2382 | 2402 | 2429 | 2453 | 2481 | 2508 | 2534 | 2556 | 2588 | 2605 | 2619 | 2636 | 2638 | 2646 | 2644 | 2642 | 2643 | 2634 | 2634 | 2627 | 2626 | 2618 | 2614 | 2614
TAS | 1740 | 1745 | 1753 | 1756 | 1755 | 1755 | 1756 | 1756 | 1758 | 1759 | 1763 | 1763 | 1767 | 1770 | 1777 | 1783 | 1787 | 1791 | 1796 | 1801 | 1802 | 1805 | 1809 | 1811 | 1813 | 1816 | 1819 | 1821 | 1823 | 1823
VIC | 7070 | 6990 | 6984 | 7006 | 7017 | 7090 | 7186 | 7311 | 7449 | 7581 | 7723 | 7871 | 8009 | 8125 | 8242 | 8348 | 8440 | 8521 | 8577 | 8620 | 8662 | 8691 | 8727 | 8754 | 8781 | 8800 | 8812 | 8829 | 8852 | 8852
Step Change
| 2020-21 | 2021-22 | 2022-23 | 2023-24 | 2024-25 | 2025-26 | 2026-27 | 2027-28 | 2028-29 | 2029-30 | 2030-31 | 2031-32 | 2032-33 | 2033-34 | 2034-35 | 2035-36 | 2036-37 | 2037-38 | 2038-39 | 2039-40 | 2040-41 | 2041-42 | 2042-43 | 2043-44 | 2044-45 | 2045-46 | 2046-47 | 2047-48 | 2048-49 | 2049-50
NSW | 12438 | 12693 | 12761 | 12798 | 12873 | 12951 | 13062 | 13164 | 13311 | 13501 | 13767 | 14025 | 14240 | 14442 | 14646 | 14806 | 15014 | 15202 | 15360 | 15491 | 15618 | 15723 | 15818 | 15903 | 15946 | 15954 | 15923 | 15894 | 15802 | 15802
QLD | 8018 | 8176 | 8250 | 8338 | 8446 | 8582 | 8729 | 8892 | 9085 | 9318 | 9611 | 9866 | 10080 | 10272 | 10409 | 10593 | 10727 | 10854 | 10954 | 11010 | 11088 | 11150 | 11175 | 11159 | 11132 | 11055 | 10952 | 10824 | 10647 | 10647
SA | 2391 | 2350 | 2361 | 2370 | 2387 | 2402 | 2420 | 2448 | 2486 | 2529 | 2595 | 2659 | 2709 | 2755 | 2803 | 2843 | 2874 | 2904 | 2931 | 2946 | 2949 | 2959 | 2952 | 2936 | 2919 | 2891 | 2850 | 2800 | 2744 | 2744
TAS | 1777 | 1770 | 1760 | 1759 | 1757 | 1755 | 1755 | 1756 | 1759 | 1768 | 1780 | 1788 | 1799 | 1808 | 1816 | 1825 | 1835 | 1845 | 1851 | 1858 | 1862 | 1865 | 1867 | 1866 | 1864 | 1858 | 1852 | 1841 | 1828 | 1828
VIC | 7407 | 7277 | 7265 | 7227 | 7232 | 7267 | 7379 | 7511 | 7702 | 7939 | 8233 | 8494 | 8722 | 8932 | 9118 | 9305 | 9485 | 9644 | 9794 | 9900 | 9978 | 10044 | 10083 | 10094 | 10085 | 10032 | 9954 | 9839 | 9683 | 9683

## Gross State Product
Go to Assumptions Summary
Economic Growth Forecasts | [13 empty] | Note: | Further information is available at http://forecasting.aemo.com.au
Gross State Product forecasts based on BIS Oxford Economics long term macroeconomic forecasts developed for AEMO for 2020.
Consultant forecast mapping
| Slow Change | Central | Fast Change |  | High DER |  | Step Change
Consultant's scenario name | Slow Change | Central | Central |  | Central |  | Step Change
Gross State Product ($ millions)
Slow Change
| 2020-21 | 2021-22 | 2022-23 | 2023-24 | 2024-25 | 2025-26 | 2026-27 | 2027-28 | 2028-29 | 2029-30 | 2030-31 | 2031-32 | 2032-33 | 2033-34 | 2034-35 | 2035-36 | 2036-37 | 2037-38 | 2038-39 | 2039-40 | 2040-41 | 2041-42 | 2042-43 | 2043-44 | 2044-45 | 2045-46 | 2046-47 | 2047-48 | 2048-49 | 2049-50
NSW | 569376.2562 | 617988.5418 | 679101.7126 | 704994.5824 | 728821.6691 | 750655.0611 | 765602.0087 | 778827.795 | 792766.2536 | 807166.534 | 822162.908 | 838166.9657 | 854441.3264 | 870516.0296 | 886140.3861 | 901407.4478 | 916019.9741 | 929556.7963 | 942879.4115 | 956673.9334 | 970951.453 | 985433.9999 | 999889.6418 | 1014310.007 | 1028693.252 | 1043035.162 | 1057405.831 | 1071772.969 | 1086027.809 | 1100304.684
QLD | 319281.504 | 346502.6256 | 373986.1131 | 388282.5106 | 402264.8848 | 415600.1288 | 426485.8839 | 436858.0457 | 446815.0601 | 456845.7821 | 467083.0233 | 477521.5051 | 487908.8749 | 498056.6894 | 507953.8496 | 518031.7971 | 527809.5679 | 536684.764 | 545544.0139 | 554383.623 | 563338.0332 | 572401.5491 | 581522.0243 | 590753.7381 | 600305.5034 | 610189.2315 | 620263.0776 | 630345.6039 | 640441.9906 | 650597.8725
SA | 94998.0688 | 101304.8737 | 108334.194 | 111732.0091 | 114875.9285 | 117726.0174 | 120011.8394 | 121982.6334 | 123925.6574 | 125860.8191 | 127811.1121 | 129782.3723 | 131696.0587 | 133510.0902 | 135228.3319 | 136989.0073 | 138650.3874 | 140125.0272 | 141585.487 | 143036.2792 | 144517.114 | 145999.0307 | 147470.5181 | 148923.7165 | 150357.6544 | 151770.8356 | 153160.9792 | 154528.7387 | 155874.3342 | 157204.6643
TAS | 27650.6342 | 29320.7416 | 31096.689 | 31932.0329 | 32701.0222 | 33387.1373 | 33898.6321 | 34430.3404 | 34922.2944 | 35414.8152 | 35919.3362 | 36451.375 | 36956.0391 | 37444.9608 | 37932.1538 | 38428.2306 | 38908.7048 | 39363.2253 | 39816.41 | 40286.0431 | 40770.6161 | 41263.4529 | 41770.2089 | 42287.2052 | 42810.7175 | 43340.644 | 43873.2374 | 44416.8866 | 44967.3924 | 45527.1102
VIC | 389114.5651 | 425587.6713 | 465854.6907 | 486860.7284 | 506798.8062 | 524809.3861 | 539781.7466 | 553105.0782 | 566331.0337 | 579474.1371 | 592635.9653 | 605667.2756 | 618429.3374 | 630754.7074 | 642620.1319 | 654025.8 | 664911.026 | 675965.3889 | 687214.8985 | 698569.3183 | 709997.8697 | 721427.4371 | 732976.0743 | 744494.6763 | 756171.8571 | 767907.3412 | 779597.9593 | 791339.0896 | 803148.3917 | 815052.5175
Central
| 2020-21 | 2021-22 | 2022-23 | 2023-24 | 2024-25 | 2025-26 | 2026-27 | 2027-28 | 2028-29 | 2029-30 | 2030-31 | 2031-32 | 2032-33 | 2033-34 | 2034-35 | 2035-36 | 2036-37 | 2037-38 | 2038-39 | 2039-40 | 2040-41 | 2041-42 | 2042-43 | 2043-44 | 2044-45 | 2045-46 | 2046-47 | 2047-48 | 2048-49 | 2049-50
NSW | 631186.0781 | 700975.7083 | 724326.2008 | 743062.5697 | 759690.2459 | 776473.5824 | 793982.4278 | 812101.3116 | 830977.8616 | 850602.7776 | 870879.6404 | 891495.7193 | 912559.3218 | 933881.0157 | 955192.4126 | 975928.7214 | 995835.0943 | 1014711.194 | 1033218.968 | 1052182.291 | 1071665.263 | 1091672.872 | 1112222.344 | 1133319.77 | 1154995.281 | 1177260.181 | 1200102.479 | 1223538.23 | 1247577.97 | 1272235.305
QLD | 353350.5203 | 388426.6065 | 402520.5299 | 414795.9249 | 426360.6615 | 438174.4359 | 450256.1669 | 462647.7158 | 475267.3449 | 488140.0167 | 501215.723 | 514387.624 | 527680.527 | 541030.0797 | 554366.3256 | 567508.0191 | 580376.8951 | 592916.2047 | 605297.0739 | 617796.0666 | 630432.305 | 643203.693 | 656106.209 | 669140.7558 | 682306.4173 | 695601.5342 | 709022.1141 | 722562.1807 | 736217.996 | 749987.4068
SA | 105662.2606 | 115387.204 | 118671.3852 | 121204.0929 | 123546.348 | 125971.1817 | 128436.3287 | 130959.4165 | 133498.2778 | 136088.652 | 138702.3952 | 141307.156 | 143901.449 | 146476.7382 | 149020.6275 | 151489.9279 | 153862.1661 | 156124.8757 | 158315.0853 | 160503.2721 | 162694.6948 | 164888.1458 | 167082.7215 | 169278.2295 | 171476.2964 | 173675.7486 | 175873.5266 | 178069.0261 | 180261.1446 | 182448.7874
TAS | 30744.8929 | 32943.2426 | 33876.7288 | 34697.2767 | 35382.0676 | 36063.2562 | 36742.6392 | 37465.0315 | 38188.8308 | 38938.734 | 39710.0245 | 40472.0157 | 41217.3653 | 41937.8355 | 42651.5612 | 43353.6367 | 44039.4059 | 44705.3835 | 45361.4308 | 46025.4688 | 46707.2693 | 47404.4606 | 48112.8862 | 48832.7481 | 49564.836 | 50309.1138 | 51074.4939 | 51858.6923 | 52656.395 | 53468.2878
VIC | 431355.5224 | 480436.3243 | 500549.5089 | 517194.3568 | 532884.0633 | 548739.8069 | 564805.6973 | 581030.3288 | 597385.3609 | 613906.4357 | 630468.33 | 646969.4951 | 663494.8079 | 679967.9247 | 696305.2182 | 712273.3778 | 727790.2483 | 742820.1444 | 757553.7882 | 772346.6359 | 787227.093 | 802191.8645 | 817242.252 | 832377.5328 | 847612.5535 | 862946.5376 | 878362.4723 | 893862.0882 | 909444.9047 | 925109.9117
High DER
| 2020-21 | 2021-22 | 2022-23 | 2023-24 | 2024-25 | 2025-26 | 2026-27 | 2027-28 | 2028-29 | 2029-30 | 2030-31 | 2031-32 | 2032-33 | 2033-34 | 2034-35 | 2035-36 | 2036-37 | 2037-38 | 2038-39 | 2039-40 | 2040-41 | 2041-42 | 2042-43 | 2043-44 | 2044-45 | 2045-46 | 2046-47 | 2047-48 | 2048-49 | 2049-50
NSW | 631186.0781 | 700975.7083 | 724326.2008 | 743062.5697 | 759690.2459 | 776473.5824 | 793982.4278 | 812101.3116 | 830977.8616 | 850602.7776 | 870879.6404 | 891495.7193 | 912559.3218 | 933881.0157 | 955192.4126 | 975928.7214 | 995835.0943 | 1014711.194 | 1033218.968 | 1052182.291 | 1071665.263 | 1091672.872 | 1112222.344 | 1133319.77 | 1154995.281 | 1177260.181 | 1200102.479 | 1223538.23 | 1247577.97 | 1272235.305
QLD | 353350.5203 | 388426.6065 | 402520.5299 | 414795.9249 | 426360.6615 | 438174.4359 | 450256.1669 | 462647.7158 | 475267.3449 | 488140.0167 | 501215.723 | 514387.624 | 527680.527 | 541030.0797 | 554366.3256 | 567508.0191 | 580376.8951 | 592916.2047 | 605297.0739 | 617796.0666 | 630432.305 | 643203.693 | 656106.209 | 669140.7558 | 682306.4173 | 695601.5342 | 709022.1141 | 722562.1807 | 736217.996 | 749987.4068
SA | 105662.2606 | 115387.204 | 118671.3852 | 121204.0929 | 123546.348 | 125971.1817 | 128436.3287 | 130959.4165 | 133498.2778 | 136088.652 | 138702.3952 | 141307.156 | 143901.449 | 146476.7382 | 149020.6275 | 151489.9279 | 153862.1661 | 156124.8757 | 158315.0853 | 160503.2721 | 162694.6948 | 164888.1458 | 167082.7215 | 169278.2295 | 171476.2964 | 173675.7486 | 175873.5266 | 178069.0261 | 180261.1446 | 182448.7874
TAS | 30744.8929 | 32943.2426 | 33876.7288 | 34697.2767 | 35382.0676 | 36063.2562 | 36742.6392 | 37465.0315 | 38188.8308 | 38938.734 | 39710.0245 | 40472.0157 | 41217.3653 | 41937.8355 | 42651.5612 | 43353.6367 | 44039.4059 | 44705.3835 | 45361.4308 | 46025.4688 | 46707.2693 | 47404.4606 | 48112.8862 | 48832.7481 | 49564.836 | 50309.1138 | 51074.4939 | 51858.6923 | 52656.395 | 53468.2878
VIC | 431355.5224 | 480436.3243 | 500549.5089 | 517194.3568 | 532884.0633 | 548739.8069 | 564805.6973 | 581030.3288 | 597385.3609 | 613906.4357 | 630468.33 | 646969.4951 | 663494.8079 | 679967.9247 | 696305.2182 | 712273.3778 | 727790.2483 | 742820.1444 | 757553.7882 | 772346.6359 | 787227.093 | 802191.8645 | 817242.252 | 832377.5328 | 847612.5535 | 862946.5376 | 878362.4723 | 893862.0882 | 909444.9047 | 925109.9117
Fast Change
| 2020-21 | 2021-22 | 2022-23 | 2023-24 | 2024-25 | 2025-26 | 2026-27 | 2027-28 | 2028-29 | 2029-30 | 2030-31 | 2031-32 | 2032-33 | 2033-34 | 2034-35 | 2035-36 | 2036-37 | 2037-38 | 2038-39 | 2039-40 | 2040-41 | 2041-42 | 2042-43 | 2043-44 | 2044-45 | 2045-46 | 2046-47 | 2047-48 | 2048-49 | 2049-50
NSW | 631186.0781 | 700975.7083 | 724326.2008 | 743062.5697 | 759690.2459 | 776473.5824 | 793982.4278 | 812101.3116 | 830977.8616 | 850602.7776 | 870879.6404 | 891495.7193 | 912559.3218 | 933881.0157 | 955192.4126 | 975928.7214 | 995835.0943 | 1014711.194 | 1033218.968 | 1052182.291 | 1071665.263 | 1091672.872 | 1112222.344 | 1133319.77 | 1154995.281 | 1177260.181 | 1200102.479 | 1223538.23 | 1247577.97 | 1272235.305
QLD | 353350.5203 | 388426.6065 | 402520.5299 | 414795.9249 | 426360.6615 | 438174.4359 | 450256.1669 | 462647.7158 | 475267.3449 | 488140.0167 | 501215.723 | 514387.624 | 527680.527 | 541030.0797 | 554366.3256 | 567508.0191 | 580376.8951 | 592916.2047 | 605297.0739 | 617796.0666 | 630432.305 | 643203.693 | 656106.209 | 669140.7558 | 682306.4173 | 695601.5342 | 709022.1141 | 722562.1807 | 736217.996 | 749987.4068
SA | 105662.2606 | 115387.204 | 118671.3852 | 121204.0929 | 123546.348 | 125971.1817 | 128436.3287 | 130959.4165 | 133498.2778 | 136088.652 | 138702.3952 | 141307.156 | 143901.449 | 146476.7382 | 149020.6275 | 151489.9279 | 153862.1661 | 156124.8757 | 158315.0853 | 160503.2721 | 162694.6948 | 164888.1458 | 167082.7215 | 169278.2295 | 171476.2964 | 173675.7486 | 175873.5266 | 178069.0261 | 180261.1446 | 182448.7874
TAS | 30744.8929 | 32943.2426 | 33876.7288 | 34697.2767 | 35382.0676 | 36063.2562 | 36742.6392 | 37465.0315 | 38188.8308 | 38938.734 | 39710.0245 | 40472.0157 | 41217.3653 | 41937.8355 | 42651.5612 | 43353.6367 | 44039.4059 | 44705.3835 | 45361.4308 | 46025.4688 | 46707.2693 | 47404.4606 | 48112.8862 | 48832.7481 | 49564.836 | 50309.1138 | 51074.4939 | 51858.6923 | 52656.395 | 53468.2878
VIC | 431355.5224 | 480436.3243 | 500549.5089 | 517194.3568 | 532884.0633 | 548739.8069 | 564805.6973 | 581030.3288 | 597385.3609 | 613906.4357 | 630468.33 | 646969.4951 | 663494.8079 | 679967.9247 | 696305.2182 | 712273.3778 | 727790.2483 | 742820.1444 | 757553.7882 | 772346.6359 | 787227.093 | 802191.8645 | 817242.252 | 832377.5328 | 847612.5535 | 862946.5376 | 878362.4723 | 893862.0882 | 909444.9047 | 925109.9117
Step Change
| 2020-21 | 2021-22 | 2022-23 | 2023-24 | 2024-25 | 2025-26 | 2026-27 | 2027-28 | 2028-29 | 2029-30 | 2030-31 | 2031-32 | 2032-33 | 2033-34 | 2034-35 | 2035-36 | 2036-37 | 2037-38 | 2038-39 | 2039-40 | 2040-41 | 2041-42 | 2042-43 | 2043-44 | 2044-45 | 2045-46 | 2046-47 | 2047-48 | 2048-49 | 2049-50
NSW | 633073.096 | 705823.3758 | 730914.126 | 751461.2388 | 770485.1324 | 789600.4986 | 808829.6405 | 829596.6952 | 851398.2154 | 874186.5703 | 897679.2921 | 921883.9841 | 946938.2471 | 972616.8263 | 998632.2853 | 1024339.663 | 1049332.172 | 1073386.745 | 1097179.045 | 1121527.57 | 1146617.186 | 1172419.313 | 1198933.433 | 1226227.228 | 1254314.203 | 1283209.692 | 1312811.04 | 1343178.872 | 1374212.629 | 1406178.602
QLD | 354592.5793 | 391708.1023 | 407115.7116 | 421277.2326 | 435104.243 | 448936.4304 | 462445.6272 | 476416.9988 | 490843.2243 | 505720.1716 | 520785.6991 | 536056.2916 | 551549.2942 | 567239.6623 | 583057.3391 | 598804.4644 | 614319.5697 | 629547.3938 | 644650.6028 | 659885.1405 | 675327.6346 | 690953.7173 | 706766.8374 | 722732.4391 | 738854.9704 | 755127.2464 | 771547.1196 | 788097.1169 | 804713.4535 | 821523.055
SA | 106002.6995 | 116258.495 | 120077.2304 | 123010.2073 | 125762.5337 | 128587.4239 | 131391.1223 | 134285.6148 | 137256.9997 | 140341.5989 | 143428.2812 | 146528.5278 | 149642.2152 | 152773.8 | 155911.0577 | 159001.1863 | 161999.939 | 164895.0211 | 167719.6252 | 170540.6332 | 173377.1372 | 176222.2176 | 179076.5852 | 181933.0656 | 184793.7284 | 187654.8022 | 190514.5099 | 193371.8145 | 196212.4479 | 199067.2484
TAS | 30836.0493 | 33125.0577 | 34123.7883 | 35025.2951 | 35812.9422 | 36569.762 | 37323.1595 | 38139.674 | 38967.2369 | 39832.0709 | 40708.1381 | 41579.3604 | 42439.4417 | 43283.5936 | 44130.3596 | 44972.761 | 45801.0857 | 46612.2326 | 47414.6433 | 48225.6425 | 49058.8348 | 49910.123 | 50775.9255 | 51654.6709 | 52547.3019 | 53452.729 | 54381.579 | 55332.0045 | 56295.5597 | 57281.0896
VIC | 433315.3955 | 485109.0095 | 506551.9571 | 525109.9689 | 543173.8322 | 560959.9268 | 578803.0667 | 597195.7813 | 616029.535 | 635395.9268 | 654776.4994 | 674231.6515 | 693857.9907 | 713631.4408 | 733459.0046 | 753053.8649 | 772225.8932 | 790929.2187 | 809336.2377 | 827777.8974 | 846354.9545 | 865030.3348 | 883793.0115 | 902649.1296 | 921597.5299 | 940629.9154 | 959683.9149 | 978771.9283 | 997811.8829 | 1016975.074

## Rooftop PV
Go to Assumptions Summary
Distributed Energy Resources: Rooftop PV | [13 empty] | Note: | Further information is available at http://forecasting.aemo.com.au
Rooftop PV forecasts based on CSIRO and Green Energy Markets (GEM) trajectories developed for AEMO in 2020
Consultant forecast mapping
| Slow Change | Central | Fast Change |  | High DER |  | Step Change
Consultant's scenario name | CSIRO Slow Change | Average of CSIRO and GEM Central | Average of CSIRO and GEM Fast Change |  | GEM High DER |  | GEM Step Change
Rooftop PV (Capacity, MW)
Capacity of behind-the-meter rooftop PV
Slow Change
| 2020-21 | 2021-22 | 2022-23 | 2023-24 | 2024-25 | 2025-26 | 2026-27 | 2027-28 | 2028-29 | 2029-30 | 2030-31 | 2031-32 | 2032-33 | 2033-34 | 2034-35 | 2035-36 | 2036-37 | 2037-38 | 2038-39 | 2039-40 | 2040-41 | 2041-42 | 2042-43 | 2043-44 | 2044-45 | 2045-46 | 2046-47 | 2047-48 | 2048-49 | 2049-50
NSW | 3074.7315 | 3191.6343 | 3269.1951 | 3348.9019 | 3429.5241 | 3511.7639 | 3596.0407 | 3683.1305 | 3772.4503 | 3864.1426 | 3958.2823 | 4054.4461 | 4152.9067 | 4253.9423 | 4357.5704 | 4463.8082 | 4572.8447 | 4684.8403 | 4799.8459 | 4917.5958 | 5038.262 | 5162.1361 | 5289.168 | 5419.5834 | 5553.408 | 5690.7467 | 5831.5543 | 5976.1955 | 6124.7737 | 6277.3265
QLD | 3362.8311 | 3483.6583 | 3575.7303 | 3671.3459 | 3767.3837 | 3865.4728 | 3966.1304 | 4069.973 | 4176.1062 | 4284.8248 | 4396.4794 | 4509.5355 | 4625.3847 | 4744.0323 | 4865.5352 | 4989.9157 | 5117.1893 | 5247.5524 | 5381.0612 | 5517.8702 | 5658.1311 | 5801.7746 | 5948.9348 | 6099.7173 | 6254.2798 | 6412.5932 | 6574.8349 | 6741.1445 | 6911.419 | 7085.9017
SA | 1419.2921 | 1458.0767 | 1481.7769 | 1505.2993 | 1528.7406 | 1552.6337 | 1576.9259 | 1601.7383 | 1626.994 | 1652.8277 | 1679.1727 | 1705.9254 | 1733.1386 | 1760.9303 | 1789.1857 | 1818.0229 | 1847.416 | 1877.2499 | 1907.6193 | 1938.5397 | 1970.0533 | 2002.0726 | 2034.6575 | 2067.9682 | 2101.8884 | 2136.4404 | 2171.6044 | 2207.3785 | 2243.6637 | 2280.5799
TAS | 173.8287 | 177.8298 | 179.9306 | 182.1019 | 184.2804 | 186.4858 | 188.7181 | 191.0444 | 193.4274 | 195.8604 | 198.3565 | 200.865 | 203.406 | 205.9964 | 208.6494 | 211.3516 | 214.1094 | 216.9225 | 219.7603 | 222.684 | 225.6865 | 228.713 | 231.8247 | 234.9907 | 238.1801 | 241.4542 | 244.7821 | 248.1877 | 251.6467 | 255.1831
VIC | 2357.3584 | 2799.2676 | 3236.4353 | 3672.407 | 4107.1909 | 4540.7949 | 4973.298 | 5405.1588 | 5836.1458 | 5909.9066 | 5986.1207 | 6064.678 | 6145.8893 | 6229.9032 | 6316.7287 | 6406.4488 | 6499.1811 | 6595.0735 | 6694.1882 | 6796.6071 | 6902.4228 | 7011.837 | 7124.8932 | 7241.7925 | 7362.626 | 7487.6075 | 7616.8447 | 7750.4714 | 7888.5595 | 8031.1761
Central
| 2020-21 | 2021-22 | 2022-23 | 2023-24 | 2024-25 | 2025-26 | 2026-27 | 2027-28 | 2028-29 | 2029-30 | 2030-31 | 2031-32 | 2032-33 | 2033-34 | 2034-35 | 2035-36 | 2036-37 | 2037-38 | 2038-39 | 2039-40 | 2040-41 | 2041-42 | 2042-43 | 2043-44 | 2044-45 | 2045-46 | 2046-47 | 2047-48 | 2048-49 | 2049-50
NSW | 3160.6525 | 3421.9179 | 3705.5464 | 3917.1758 | 4121.4908 | 4396.429 | 4581.7882 | 4756.8627 | 4921.2164 | 5078.6372 | 5230.6314 | 5378.0387 | 5524.3037 | 5775.8227 | 6029.4967 | 6283.1695 | 6531.3786 | 6757.1724 | 6964.3896 | 7153.4419 | 7334.0057 | 7508.9797 | 7707.6915 | 7970.8234 | 8253.5296 | 8536.7674 | 8809.9149 | 9072.4594 | 9314.508 | 9525.8289
QLD | 3433.1938 | 3651.0934 | 3833.4012 | 4003.1576 | 4167.3532 | 4343.974 | 4496.4347 | 4642.3482 | 4785.7359 | 4929.2769 | 5068.8826 | 5206.9395 | 5347.9292 | 5586.6524 | 5817.1984 | 6008.8417 | 6177.943 | 6320.9791 | 6456.7335 | 6590.6085 | 6726.9053 | 6865.0167 | 7006.096 | 7185.5373 | 7384.4923 | 7582.3456 | 7773.3474 | 7958.0766 | 8132.3618 | 8292.0996
SA | 1447.5102 | 1531.9867 | 1599.1599 | 1661.4946 | 1728.7717 | 1791.2733 | 1845.7337 | 1900.4879 | 1953.5856 | 1984.1356 | 2014.3706 | 2044.7854 | 2075.8376 | 2135.9854 | 2201.2395 | 2246.2058 | 2281.9158 | 2310.1182 | 2337.6681 | 2364.7034 | 2392.5998 | 2420.989 | 2450.2275 | 2498.0138 | 2548.8353 | 2597.8598 | 2643.9782 | 2687.3823 | 2726.6808 | 2760.7687
TAS | 178.7072 | 191.8848 | 207.4361 | 218.506 | 229.2792 | 242.9322 | 257.0939 | 266.119 | 274.4664 | 282.6479 | 290.7033 | 298.3452 | 307.9888 | 322.9962 | 338.8643 | 354.1565 | 368.7235 | 382.4545 | 396.0721 | 408.9833 | 421.197 | 432.254 | 443.1007 | 458.5301 | 475.0682 | 491.6782 | 507.5447 | 522.3898 | 535.3243 | 545.4272
VIC | 2608.4208 | 3121.478 | 3646.8297 | 4177.542 | 4711.4755 | 5243.6515 | 5770.9575 | 6280.011 | 6613.7036 | 6720.3917 | 6828.0306 | 6934.2525 | 7061.7419 | 7258.616 | 7464.8702 | 7670.1497 | 7861.0672 | 8034.5559 | 8192.2956 | 8338.4077 | 8478.6994 | 8613.0433 | 8747.7606 | 8950.7482 | 9178.5102 | 9408.8115 | 9631.4102 | 9844.4062 | 10039.294 | 10205.3299
High DER
| 2020-21 | 2021-22 | 2022-23 | 2023-24 | 2024-25 | 2025-26 | 2026-27 | 2027-28 | 2028-29 | 2029-30 | 2030-31 | 2031-32 | 2032-33 | 2033-34 | 2034-35 | 2035-36 | 2036-37 | 2037-38 | 2038-39 | 2039-40 | 2040-41 | 2041-42 | 2042-43 | 2043-44 | 2044-45 | 2045-46 | 2046-47 | 2047-48 | 2048-49 | 2049-50
NSW | 3151.2822 | 3507.7349 | 3865.428 | 4252.7777 | 4696.1459 | 5213.0914 | 5657.5223 | 6120.8518 | 6608.8163 | 7127.7458 | 7598.0868 | 8100.2778 | 8613.534 | 9128.8988 | 9561.5379 | 9982.2655 | 10366.6873 | 10743.0992 | 11111.1597 | 11482.948 | 11857.4086 | 12228.5701 | 12600.0145 | 12981.6563 | 13366.5601 | 13756.1425 | 14149.2427 | 14549.0439 | 14943.9039 | 15336.1929
QLD | 3410.3326 | 3696.429 | 3992.3573 | 4310.5487 | 4683.6636 | 5126.7114 | 5508.6819 | 5909.6039 | 6344.249 | 6802.1927 | 7214.8475 | 7658.2076 | 8115.6317 | 8574.1891 | 8945.0808 | 9301.9677 | 9617.8993 | 9920.2558 | 10216.762 | 10512.5458 | 10815.4601 | 11118.4905 | 11418.4609 | 11723.0987 | 12031.476 | 12342.0583 | 12660.75 | 12984.832 | 13302.8083 | 13624.2368
SA | 1439.1962 | 1557.4895 | 1675.4901 | 1801.8354 | 1942.7557 | 2075.1853 | 2189.2361 | 2307.3845 | 2428.3687 | 2549.8112 | 2653.6539 | 2765.2889 | 2881.466 | 2997.8069 | 3092.0488 | 3183.5202 | 3265.3508 | 3344.9638 | 3422.2543 | 3501.8524 | 3582.0723 | 3662.7783 | 3743.3538 | 3825.5566 | 3907.465 | 3992.3097 | 4078.4608 | 4166.563 | 4254.1159 | 4342.7034
TAS | 180.5987 | 201.7309 | 223.129 | 244.2972 | 264.6717 | 282.1503 | 299.1115 | 315.391 | 330.9765 | 346.2781 | 361.2145 | 376.2235 | 391.4071 | 406.7382 | 421.8401 | 436.4166 | 449.8834 | 462.9065 | 476.0012 | 489.4773 | 503.2531 | 517.1372 | 531.2131 | 545.5991 | 559.9597 | 574.5364 | 589.2486 | 604.0137 | 618.716 | 633.3975
VIC | 2778.0336 | 3308.267 | 3843.566 | 4394.0698 | 4959.4353 | 5535.3098 | 6122.6015 | 6715.9125 | 7188.2592 | 7571.3526 | 7917.369 | 8288.9165 | 8673.7787 | 9055.9384 | 9364.2106 | 9657.4681 | 9916.504 | 10158.4217 | 10392.4136 | 10626.7768 | 10871.448 | 11121.3095 | 11373.1876 | 11634.126 | 11902.6769 | 12174.6651 | 12457.4622 | 12747.5717 | 13035.7231 | 13330.6275
Fast Change
| 2020-21 | 2021-22 | 2022-23 | 2023-24 | 2024-25 | 2025-26 | 2026-27 | 2027-28 | 2028-29 | 2029-30 | 2030-31 | 2031-32 | 2032-33 | 2033-34 | 2034-35 | 2035-36 | 2036-37 | 2037-38 | 2038-39 | 2039-40 | 2040-41 | 2041-42 | 2042-43 | 2043-44 | 2044-45 | 2045-46 | 2046-47 | 2047-48 | 2048-49 | 2049-50
NSW | 3162.6955 | 3502.0866 | 4024.3692 | 4372.7213 | 4833.1892 | 5384.1399 | 5646.0159 | 5890.9773 | 6119.6431 | 6336.9383 | 6546.2582 | 6746.6794 | 6939.8782 | 7127.6678 | 7457.3376 | 7784.1342 | 8139.9635 | 8512.8581 | 8824.0992 | 9107.4595 | 9360.5707 | 9754.1219 | 10120.2467 | 10472.9477 | 10828.4157 | 11157.237 | 11489.9545 | 11794.1432 | 12148.0096 | 12452.1841
QLD | 3434.8959 | 3689.915 | 3997.7163 | 4221.3307 | 4481.0186 | 4763.5265 | 4962.4871 | 5149.293 | 5323.9103 | 5495.4548 | 5659.9599 | 5824.3408 | 5991.4311 | 6167.0545 | 6460.3856 | 6727.9367 | 6977.41 | 7183.9391 | 7357.3156 | 7527.8016 | 7690.9591 | 7937.8605 | 8176.5733 | 8402.3078 | 8628.6805 | 8841.3589 | 9057.4627 | 9260.7167 | 9489.4087 | 9695.0564
SA | 1448.197 | 1545.8651 | 1642.4981 | 1729.1598 | 1832.6691 | 1933.7893 | 2014.7675 | 2094.0997 | 2167.2334 | 2203.4726 | 2239.2123 | 2275.2665 | 2311.5027 | 2377.968 | 2461.981 | 2537.2069 | 2605.021 | 2651.7428 | 2687.5329 | 2723.7393 | 2758.2948 | 2826.2297 | 2893.7271 | 2954.5871 | 3012.1679 | 3062.8467 | 3114.0456 | 3160.106 | 3214.4606 | 3260.3147
TAS | 178.8716 | 197.5292 | 224.0859 | 244.4178 | 269.1638 | 303.6392 | 323.4239 | 337.1252 | 349.1877 | 360.9312 | 372.6529 | 383.9626 | 397.5508 | 412.0518 | 434.4271 | 455.4806 | 478.1133 | 502.2242 | 523.723 | 544.8802 | 561.8471 | 585.5207 | 607.5113 | 628.628 | 650.0268 | 669.7686 | 689.1196 | 706.3416 | 726.3602 | 742.4619
VIC | 2608.76 | 3135.5949 | 3681.5053 | 4243.5056 | 4815.5725 | 5391.1374 | 5963.914 | 6523.6018 | 6920.2172 | 7067.3954 | 7214.3043 | 7362.2261 | 7542.7527 | 7727.678 | 7993.3951 | 8269.0865 | 8553.9119 | 8845.6776 | 9100.1867 | 9343.5997 | 9555.6836 | 9858.2306 | 10152.3561 | 10440.5727 | 10733.5797 | 11008.7088 | 11290.316 | 11552.4851 | 11854.1934 | 12119.8029
Step Change
| 2020-21 | 2021-22 | 2022-23 | 2023-24 | 2024-25 | 2025-26 | 2026-27 | 2027-28 | 2028-29 | 2029-30 | 2030-31 | 2031-32 | 2032-33 | 2033-34 | 2034-35 | 2035-36 | 2036-37 | 2037-38 | 2038-39 | 2039-40 | 2040-41 | 2041-42 | 2042-43 | 2043-44 | 2044-45 | 2045-46 | 2046-47 | 2047-48 | 2048-49 | 2049-50
NSW | 3361.0463 | 3815.3647 | 4211.848 | 4680.0857 | 5245.0414 | 5862.7944 | 6438.4387 | 7081.5139 | 7752.2341 | 8442.2405 | 9103.3813 | 9777.9305 | 10454.0846 | 11100.1324 | 11605.1592 | 12090.2224 | 12516.5186 | 12942.5749 | 13346.2295 | 13775.499 | 14200.2138 | 14622.237 | 15047.8183 | 15485.8886 | 15931.5142 | 16375.9471 | 16803.0584 | 17217.113 | 17627.0556 | 18019.7194
QLD | 3595.4286 | 3963.0017 | 4288.5975 | 4674.8934 | 5141.4837 | 5632.6496 | 6054.9613 | 6536.3569 | 7061.4968 | 7595.7063 | 8092.158 | 8615.3269 | 9125.7405 | 9616.1955 | 10001.4983 | 10364.7043 | 10671.1787 | 10976.4181 | 11266.1186 | 11570.0527 | 11875.8337 | 12178.6464 | 12489.7546 | 12813.7163 | 13154.0039 | 13499.4878 | 13865.3525 | 14234.1981 | 14594.8613 | 14954.1826
SA | 1509.1109 | 1660.3093 | 1794.0048 | 1949.9352 | 2126.6786 | 2250.4642 | 2364.2889 | 2492.9603 | 2632.8027 | 2777.7829 | 2903.5657 | 3039.4362 | 3173.749 | 3302.0324 | 3391.2055 | 3476.4764 | 3549.2481 | 3623.1716 | 3692.8565 | 3767.9202 | 3844.005 | 3920.3176 | 3999.2124 | 4080.5118 | 4167.0053 | 4256.3474 | 4352.8438 | 4452.0264 | 4550.7407 | 4645.9022
TAS | 191.2693 | 218.0609 | 241.7472 | 269.6834 | 303.3823 | 335.9553 | 366.8416 | 400.7844 | 434.9827 | 469.9772 | 504.6157 | 539.7048 | 574.7467 | 608.8192 | 635.9935 | 661.8215 | 684.3873 | 706.9496 | 729.406 | 753.5159 | 777.9185 | 802.9539 | 828.2277 | 854.1252 | 879.1157 | 903.6555 | 927.1164 | 950.0792 | 972.4067 | 993.5888
VIC | 2810.3715 | 3353.5294 | 3893.5809 | 4449.0652 | 5018.6841 | 5602.161 | 6203.4692 | 6814.2063 | 7352.2935 | 7887.641 | 8369.8821 | 8874.3095 | 9368.0449 | 9839.4588 | 10208.4221 | 10550.9306 | 10843.5003 | 11125.6872 | 11392.5125 | 11679.5341 | 11967.9237 | 12266.7182 | 12571.1666 | 12892.2368 | 13224.501 | 13572.7033 | 13935.2684 | 14309.2863 | 14676.9777 | 15048.4073
Rooftop PV (Energy, GWh)
Amount of energy generated by behind-the-meter rooftop PV
Slow Change
| 2020-21 | 2021-22 | 2022-23 | 2023-24 | 2024-25 | 2025-26 | 2026-27 | 2027-28 | 2028-29 | 2029-30 | 2030-31 | 2031-32 | 2032-33 | 2033-34 | 2034-35 | 2035-36 | 2036-37 | 2037-38 | 2038-39 | 2039-40 | 2040-41 | 2041-42 | 2042-43 | 2043-44 | 2044-45 | 2045-46 | 2046-47 | 2047-48 | 2048-49 | 2049-50
NSW | 4129.7228 | 4299.5069 | 4431.7409 | 4547.5066 | 4648.9697 | 4753.37 | 4863.7262 | 4987.6226 | 5097.0576 | 5210.774 | 5332.0243 | 5471.1305 | 5594.3443 | 5722.6335 | 5859.4221 | 6012.76 | 6149.1533 | 6291.293 | 6443.0086 | 6612.932 | 6764.1098 | 6921.3618 | 7089.0565 | 7276.8991 | 7444.5762 | 7618.958 | 7804.8592 | 8012.9911 | 8199.1943 | 8392.8676
QLD | 4692.7921 | 4866.3669 | 5017.2787 | 5161.4623 | 5285.1448 | 5418.4 | 5556.4234 | 5711.6909 | 5845.0969 | 5990.4484 | 6141.8517 | 6313.8249 | 6461.0226 | 6621.9751 | 6789.5303 | 6977.8258 | 7139.6556 | 7316.426 | 7500.5309 | 7707.5963 | 7885.7796 | 8080.5191 | 8283.4119 | 8511.6539 | 8708.056 | 8922.6127 | 9146.2605 | 9397.9521 | 9614.4932 | 9850.855
SA | 1948.0829 | 2005.2335 | 2048.1141 | 2084.2501 | 2115.4364 | 2144.1865 | 2176.5868 | 2213.5951 | 2246.2302 | 2276.642 | 2311.1894 | 2351.6646 | 2387.6031 | 2421.2772 | 2459.3495 | 2502.8113 | 2541.6171 | 2577.9147 | 2618.8088 | 2665.4216 | 2707.0538 | 2746.0056 | 2789.8894 | 2839.9468 | 2884.8061 | 2926.8214 | 2974.1769 | 3028.0099 | 3076.119 | 3121.0367
TAS | 214.2845 | 219.0949 | 222.8461 | 225.8078 | 228.5221 | 230.6652 | 233.2985 | 236.3779 | 239.2425 | 241.547 | 244.4105 | 247.8366 | 250.9909 | 253.5533 | 256.7094 | 260.3655 | 263.7733 | 266.5725 | 269.9755 | 273.8969 | 277.5924 | 280.6389 | 284.3325 | 288.5902 | 292.5561 | 295.8287 | 299.8032 | 304.3596 | 308.6405 | 312.1983
VIC | 2985.721 | 3340.768 | 3903.6763 | 4467.1253 | 5019.0607 | 5556.4788 | 6098.0474 | 6646.755 | 7181.3227 | 7461.5317 | 7543.4937 | 7653.7031 | 7755.1234 | 7844.3183 | 7951.4388 | 8076.0201 | 8191.7648 | 8294.8023 | 8417.0695 | 8558.1315 | 8690.158 | 8808.929 | 8948.4101 | 9108.2163 | 9258.8655 | 9395.7293 | 9555.1025 | 9736.6003 | 9908.7065 | 10066.2184
Central
| 2020-21 | 2021-22 | 2022-23 | 2023-24 | 2024-25 | 2025-26 | 2026-27 | 2027-28 | 2028-29 | 2029-30 | 2030-31 | 2031-32 | 2032-33 | 2033-34 | 2034-35 | 2035-36 | 2036-37 | 2037-38 | 2038-39 | 2039-40 | 2040-41 | 2041-42 | 2042-43 | 2043-44 | 2044-45 | 2045-46 | 2046-47 | 2047-48 | 2048-49 | 2049-50
NSW | 4188.786 | 4518.1921 | 4888.4505 | 5235.1453 | 5507.1807 | 5822.6054 | 6129.1377 | 6380.0465 | 6593.5177 | 6794.8655 | 6993.617 | 7209.4562 | 7396.847 | 7655.2895 | 7993.3371 | 8350.7495 | 8676.1668 | 8985.1568 | 9274.7832 | 9560.4393 | 9796.2037 | 10024.7265 | 10274.2841 | 10605.6522 | 10957.4316 | 11325.5572 | 11697.6237 | 12081.9996 | 12405.0409 | 12696.7397
QLD | 4742.638 | 5037.2351 | 5320.3762 | 5581.6067 | 5804.0709 | 6039.5167 | 6268.5453 | 6490.2704 | 6676.2929 | 6869.0996 | 7061.4673 | 7272.5039 | 7452.8528 | 7713.2236 | 8041.2799 | 8356.8857 | 8592.5899 | 8807.0609 | 9001.8049 | 9211.9559 | 9382.5787 | 9570.0148 | 9764.8034 | 10011.869 | 10255.9713 | 10528.5703 | 10800.153 | 11089.0478 | 11318.397 | 11546.8691
SA | 1967.789 | 2077.4273 | 2181.8329 | 2274.3743 | 2363.2403 | 2447.182 | 2525.8322 | 2603.916 | 2676.1612 | 2725.0565 | 2764.0466 | 2810.4936 | 2851.4343 | 2909.5816 | 2994.9822 | 3075.2803 | 3129.0934 | 3167.4556 | 3205.3267 | 3248.4424 | 3284.8681 | 3317.9506 | 3357.0786 | 3416.1814 | 3482.2733 | 3544.5955 | 3609.1832 | 3676.8273 | 3731.9859 | 3775.9206
TAS | 217.3032 | 230.9815 | 248.6653 | 265.3714 | 278.7947 | 292.8286 | 309.4947 | 323.8151 | 334.1295 | 342.9208 | 352.2247 | 362.3043 | 372.937 | 386.9408 | 405.5127 | 425.0207 | 443.2755 | 459.3951 | 475.8706 | 492.6593 | 508.0455 | 520.9627 | 534.1393 | 550.8962 | 570.4318 | 589.1724 | 608.7569 | 628.306 | 645.4205 | 657.9474
VIC | 3161.909 | 3707.7671 | 4371.9446 | 5052.3217 | 5726.6174 | 6387.0314 | 7048.9741 | 7713.9466 | 8221.9372 | 8459.9536 | 8578.8003 | 8728.0354 | 8876.7874 | 9066.1414 | 9319.1582 | 9593.6463 | 9843.8825 | 10053.8145 | 10261.1004 | 10469.1603 | 10650.0097 | 10801.8863 | 10970.1996 | 11203.5626 | 11476.0855 | 11741.8472 | 12025.7802 | 12319.9324 | 12577.8646 | 12780.2725
High DER
| 2020-21 | 2021-22 | 2022-23 | 2023-24 | 2024-25 | 2025-26 | 2026-27 | 2027-28 | 2028-29 | 2029-30 | 2030-31 | 2031-32 | 2032-33 | 2033-34 | 2034-35 | 2035-36 | 2036-37 | 2037-38 | 2038-39 | 2039-40 | 2040-41 | 2041-42 | 2042-43 | 2043-44 | 2044-45 | 2045-46 | 2046-47 | 2047-48 | 2048-49 | 2049-50
NSW | 4177.0112 | 4574.2061 | 5058.5407 | 5574.4139 | 6126.4784 | 6774.7733 | 7410.9412 | 8030.6924 | 8649.3363 | 9303.5821 | 9940.4845 | 10614.4773 | 11280.6105 | 11963.549 | 12593.9081 | 13195.1472 | 13716.8154 | 14213.197 | 14710.4157 | 15238.2178 | 15719.6725 | 16203.3239 | 16699.2471 | 17240.3042 | 17732.2858 | 18233.2572 | 18756.1426 | 19328.4596 | 19836.8352 | 20344.2799
QLD | 4721.5353 | 5057.1689 | 5467.9817 | 5913.5311 | 6386.2488 | 6963.5414 | 7534.0168 | 8096.6631 | 8660.3287 | 9272.5241 | 9861.5479 | 10484.7355 | 11093.143 | 11733.9286 | 12309.3868 | 12850.4504 | 13294.4132 | 13720.0901 | 14138.0214 | 14585.9261 | 14976.2277 | 15392.8067 | 15813.3751 | 16274.2242 | 16671.041 | 17095.2165 | 17534.5193 | 18026.8925 | 18440.1126 | 18877.7906
SA | 1959.5307 | 2091.116 | 2253.8922 | 2426.2777 | 2610.294 | 2792.864 | 2958.0554 | 3120.2193 | 3279.7737 | 3436.1365 | 3582.1407 | 3735.6289 | 3889.6254 | 4043.086 | 4185.0026 | 4319.8119 | 4436.1734 | 4539.0325 | 4645.3749 | 4760.9994 | 4868.5024 | 4970.224 | 5079.7177 | 5200.1312 | 5310.2062 | 5415.2057 | 5531.3582 | 5660.4227 | 5778.3968 | 5888.9024
TAS | 218.2484 | 238.5674 | 264.8113 | 291.3875 | 316.9254 | 338.9161 | 359.4984 | 379.8254 | 398.7491 | 415.7697 | 433.0827 | 451.858 | 470.3018 | 487.7055 | 506.0592 | 524.8549 | 542.03 | 556.8199 | 572.5395 | 589.5228 | 606.2851 | 621.6485 | 638.486 | 656.7307 | 674.402 | 690.3926 | 708.0415 | 726.9976 | 745.1612 | 761.2541
VIC | 3283.4827 | 3936.6141 | 4616.8719 | 5316.3343 | 6023.2905 | 6729.9167 | 7456.5805 | 8210.8072 | 8866.2415 | 9362.9029 | 9793.6518 | 10261.7585 | 10738.8307 | 11204.6732 | 11634.6501 | 12034.2129 | 12382.5856 | 12673.6758 | 12971.9136 | 13288.0892 | 13591.491 | 13876.522 | 14190.861 | 14537.4552 | 14872.766 | 15183.5537 | 15531.68 | 15918.8456 | 16284.3805 | 16619.2971
Fast Change
| 2020-21 | 2021-22 | 2022-23 | 2023-24 | 2024-25 | 2025-26 | 2026-27 | 2027-28 | 2028-29 | 2029-30 | 2030-31 | 2031-32 | 2032-33 | 2033-34 | 2034-35 | 2035-36 | 2036-37 | 2037-38 | 2038-39 | 2039-40 | 2040-41 | 2041-42 | 2042-43 | 2043-44 | 2044-45 | 2045-46 | 2046-47 | 2047-48 | 2048-49 | 2049-50
NSW | 4188.8752 | 4574.0407 | 5159.3049 | 5762.9702 | 6298.3619 | 6971.9824 | 7515.2647 | 7864.1821 | 8162.0445 | 8440.6161 | 8713.5318 | 9007.0742 | 9259.5463 | 9505.8629 | 9850.9 | 10312.5291 | 10755.9032 | 11232.7979 | 11690.5872 | 12114.4118 | 12459.1617 | 12878.4427 | 13386.6142 | 13897.4541 | 14354.1534 | 14798.3133 | 15240.602 | 15700.4756 | 16121.3289 | 16546.4159
QLD | 4742.724 | 5065.4867 | 5462.5005 | 5852.2833 | 6177.6985 | 6555.0034 | 6891.0947 | 7174.8489 | 7408.7272 | 7641.2134 | 7868.7208 | 8117.6252 | 8333.1241 | 8568.8834 | 8894.3084 | 9308.9887 | 9651.6689 | 9966.1938 | 10231.8348 | 10496.8226 | 10709.6764 | 10989.5901 | 11328.8661 | 11681.2853 | 11974.0729 | 12275.5778 | 12574.8453 | 12898.64 | 13174.6921 | 13472.4818
SA | 1967.8165 | 2087.5777 | 2221.2174 | 2351.5147 | 2481.9761 | 2617.1077 | 2740.0347 | 2853.1075 | 2955.778 | 3019.9267 | 3065.7937 | 3120.4071 | 3168.6867 | 3234.1844 | 3336.8585 | 3451.4723 | 3547.5588 | 3619.2727 | 3675.078 | 3730.8367 | 3777.9993 | 3842.2786 | 3934.4386 | 4029.0335 | 4108.3447 | 4175.2997 | 4244.525 | 4318.5744 | 4385.7894 | 4446.8406
TAS | 217.3083 | 234.5606 | 262.4288 | 291.6197 | 319.2352 | 354.3874 | 386.9753 | 407.3541 | 422.5591 | 435.2518 | 448.5806 | 463.2568 | 478.5836 | 494.4509 | 516.5486 | 543.7112 | 570.2298 | 597.0564 | 624.652 | 651.3654 | 674.8149 | 697.8109 | 725.4337 | 752.6616 | 778.6714 | 801.7925 | 825.3427 | 848.8044 | 871.6562 | 891.6035
VIC | 3161.9207 | 3716.9166 | 4402.6058 | 5116.4528 | 5835.0319 | 6546.8292 | 7264.9446 | 7990.0941 | 8570.1335 | 8870.612 | 9038.0658 | 9239.1176 | 9448.2782 | 9660.4159 | 9945.6394 | 10302.858 | 10655.8029 | 10996.2397 | 11339.0384 | 11670.2291 | 11958.3644 | 12261.02 | 12636.1611 | 13023.6031 | 13390.4028 | 13721.1036 | 14070.3001 | 14435.8245 | 14792.669 | 15120.3645
Step Change
| 2020-21 | 2021-22 | 2022-23 | 2023-24 | 2024-25 | 2025-26 | 2026-27 | 2027-28 | 2028-29 | 2029-30 | 2030-31 | 2031-32 | 2032-33 | 2033-34 | 2034-35 | 2035-36 | 2036-37 | 2037-38 | 2038-39 | 2039-40 | 2040-41 | 2041-42 | 2042-43 | 2043-44 | 2044-45 | 2045-46 | 2046-47 | 2047-48 | 2048-49 | 2049-50
NSW | 4339.0537 | 4932.9131 | 5503.4754 | 6101.0617 | 6792.5144 | 7586.2858 | 8376.3919 | 9208.5667 | 10067.4562 | 10949.6677 | 11824.0835 | 12745.139 | 13634.299 | 14513.6698 | 15277.2624 | 15977.1258 | 16564.8776 | 17121.2149 | 17673.1663 | 18271.3213 | 18821.019 | 19369.0866 | 19935.3665 | 20557.3582 | 21124.3268 | 21700.2483 | 22282.8111 | 22893.8753 | 23418.8557 | 23932.1252
QLD | 4869.7096 | 5381.7784 | 5865.1133 | 6380.9967 | 6970.2368 | 7643.6736 | 8272.2533 | 8922.2677 | 9604.134 | 10328.3077 | 11026.4737 | 11768.5475 | 12467.3276 | 13166.8633 | 13774.1529 | 14333.9894 | 14771.2243 | 15192.9798 | 15606.5919 | 16059.9729 | 16455.2493 | 16872.0707 | 17300.3616 | 17785.6589 | 18215.9806 | 18685.3282 | 19182.7953 | 19743.5048 | 20214.8291 | 20708.3367
SA | 2015.2093 | 2213.0139 | 2406.9985 | 2611.1449 | 2843.0313 | 3039.3569 | 3197.8728 | 3367.2886 | 3546.5517 | 3730.9264 | 3906.3983 | 4092.4519 | 4275.1637 | 4449.2791 | 4594.9545 | 4722.9921 | 4828.4521 | 4920.9824 | 5017.9656 | 5126.1438 | 5227.7384 | 5322.8717 | 5428.394 | 5547.3601 | 5660.2822 | 5770.4807 | 5897.0493 | 6041.415 | 6174.7534 | 6296.4801
TAS | 225.772 | 255.6198 | 286.2845 | 318.3687 | 356.524 | 395.9174 | 433.7559 | 473.4022 | 514.1178 | 553.5195 | 593.8086 | 636.8858 | 679.5522 | 720.1272 | 756.7537 | 790.1442 | 819.6257 | 845.0972 | 872.1169 | 901.7327 | 931.4785 | 959.2894 | 989.578 | 1022.1752 | 1053.4011 | 1081.0119 | 1109.9006 | 1139.7375 | 1167.723 | 1191.3789
VIC | 3307.9567 | 3987.4913 | 4678.1708 | 5383.892 | 6096.3257 | 6810.0524 | 7550.7932 | 8322.8277 | 9029.1119 | 9667.3103 | 10274.9243 | 10914.2586 | 11543.2016 | 12132.6236 | 12655.6806 | 13126.569 | 13525.7768 | 13861.9945 | 14204.2897 | 14577.9203 | 14941.3583 | 15282.0842 | 15659.8531 | 16080.1046 | 16492.9777 | 16888.9954 | 17334.9353 | 17828.6208 | 18297.1132 | 18727.3101

## PVNSG
Go to Assumptions Summary
Distributed Energy Resources: Small-scale non-scheduled generation (PVNSG) | [13 empty] | Note: | Further information is available at http://forecasting.aemo.com.au
PVNSG trajectories based on CSIRO and Green Energy Markets (GEM) forecasts developed for AEMO in 2020
Consultant forecast mapping
| Slow Change | Central | Fast Change |  | High DER |  | Step Change
Consultant's scenario | CSIRO Slow Change | Average of CSIRO and GEM Central | Average of CSIRO and GEM Fast Change |  | GEM High DER |  | GEM Step Change
PVNSG (Capacity, MW)
Capacity of small-scale non-scheduled generating systems
Slow Change
| 2020-21 | 2021-22 | 2022-23 | 2023-24 | 2024-25 | 2025-26 | 2026-27 | 2027-28 | 2028-29 | 2029-30 | 2030-31 | 2031-32 | 2032-33 | 2033-34 | 2034-35 | 2035-36 | 2036-37 | 2037-38 | 2038-39 | 2039-40 | 2040-41 | 2041-42 | 2042-43 | 2043-44 | 2044-45 | 2045-46 | 2046-47 | 2047-48 | 2048-49 | 2049-50
NSW | 203.6863 | 239.2272 | 258.07 | 265.4122 | 269.8503 | 277.8265 | 295.7805 | 331.1949 | 360.6152 | 381.3238 | 398.2428 | 432.6326 | 461.0385 | 483.3947 | 501.0494 | 537.1675 | 572.6944 | 597.3441 | 617.2692 | 659.0451 | 693.3532 | 714.6444 | 731.6402 | 766.106 | 791.1772 | 807.5801 | 820.2366 | 850.4064 | 874.6346 | 890.203
QLD | 196.3725 | 258.0659 | 293.3681 | 302.3275 | 308.4712 | 306.8411 | 312.2842 | 321.8166 | 318.234 | 315.7076 | 331.3221 | 352.7805 | 370.0243 | 391.0957 | 405.9564 | 426.6684 | 443.1734 | 463.5133 | 477.6497 | 497.6449 | 513.4401 | 533.0773 | 546.5181 | 565.8246 | 580.9379 | 599.9002 | 612.6728 | 631.3177 | 645.7762 | 664.09
SA | 146.9686 | 215.3897 | 251.0924 | 266.8988 | 266.8988 | 269.5019 | 272.4584 | 277.3854 | 299.9031 | 310.5556 | 319.1017 | 329.5622 | 351.5582 | 361.6941 | 369.7288 | 379.683 | 401.1778 | 410.8176 | 418.361 | 427.8289 | 448.8422 | 458.0053 | 465.0769 | 474.0777 | 494.6284 | 503.3337 | 509.952 | 518.504 | 538.6105 | 546.876
TAS | 3.5747 | 6.6162 | 8.6973 | 9.7656 | 11.6433 | 11.5543 | 12.9106 | 13.0327 | 12.9062 | 12.7549 | 12.8379 | 13.0683 | 15.2965 | 15.2965 | 15.3289 | 15.5344 | 17.7379 | 17.7379 | 17.7217 | 17.9033 | 20.0832 | 20.0832 | 20.0203 | 20.1789 | 22.336 | 22.336 | 22.2283 | 22.3649 | 24.5001 | 24.5001
VIC | 169.7261 | 242.1943 | 281.7406 | 299.2603 | 304.8984 | 312.4801 | 317.986 | 345.0768 | 350.2567 | 377.0248 | 381.8852 | 408.337 | 414.9556 | 443.648 | 449.9134 | 483.1662 | 489.0365 | 521.8981 | 527.381 | 559.8591 | 564.9625 | 597.0648 | 601.7961 | 633.53 | 637.8967 | 666.6984 | 668.6621 | 692.2461 | 693.9543 | 717.2855
Central
| 2020-21 | 2021-22 | 2022-23 | 2023-24 | 2024-25 | 2025-26 | 2026-27 | 2027-28 | 2028-29 | 2029-30 | 2030-31 | 2031-32 | 2032-33 | 2033-34 | 2034-35 | 2035-36 | 2036-37 | 2037-38 | 2038-39 | 2039-40 | 2040-41 | 2041-42 | 2042-43 | 2043-44 | 2044-45 | 2045-46 | 2046-47 | 2047-48 | 2048-49 | 2049-50
NSW | 277.3501 | 315.792 | 341.5513 | 359.124 | 389.6349 | 418.9529 | 462.5254 | 521.4714 | 563.0665 | 605.4478 | 641.0478 | 710.8972 | 785.8268 | 825.8799 | 855.9002 | 913.484 | 950.2981 | 1042.0271 | 1074.0238 | 1120.3659 | 1180.1761 | 1213.3057 | 1258.5207 | 1314.4245 | 1366.3593 | 1416.2965 | 1463.62 | 1521.6193 | 1575.6368 | 1623.9751
QLD | 206.8125 | 265.2115 | 309.1523 | 333.4526 | 361.114 | 383.6369 | 413.0301 | 446.3247 | 467.9078 | 502.1953 | 541.1205 | 603.8843 | 671.5597 | 716.0665 | 750.0109 | 801.8336 | 836.3591 | 924.4999 | 956.8468 | 995.6957 | 1046.3042 | 1081.4523 | 1124.7714 | 1176.3816 | 1225.0782 | 1275.8894 | 1322.543 | 1372.5802 | 1419.7169 | 1468.9818
SA | 186.2354 | 237.3872 | 261.3258 | 270.0753 | 277.4717 | 288.2532 | 299.3812 | 312.6698 | 333.1117 | 347.2947 | 359.2194 | 377.2402 | 404.2946 | 418.8356 | 430.4417 | 446.6455 | 466.5469 | 491.2398 | 502.2447 | 515.1239 | 538.6377 | 550.4877 | 564.9731 | 580.5853 | 603.3386 | 618.6119 | 632.5049 | 647.5316 | 669.7057 | 684.4059
TAS | 3.8783 | 6.6162 | 8.6973 | 9.7656 | 12.2882 | 12.8039 | 15.8127 | 18.8148 | 20.3101 | 22.7986 | 24.5187 | 29.7298 | 37.682 | 39.6245 | 40.299 | 43.9649 | 46.3721 | 55.444 | 56.747 | 58.5404 | 63.5745 | 64.1884 | 67.3539 | 70.1002 | 74.2613 | 77.4116 | 80.2924 | 83.1633 | 87.2743 | 89.8748
VIC | 202.0623 | 263.3129 | 311.7795 | 342.3662 | 382.1999 | 419.1978 | 459.9814 | 516.9993 | 551.4289 | 600.4628 | 632.8682 | 693.8115 | 746.7707 | 796.7894 | 828.0115 | 883.4423 | 914.0012 | 997.321 | 1031.2238 | 1080.7624 | 1127.9004 | 1174.3535 | 1216.6562 | 1272.2186 | 1319.4499 | 1379.9034 | 1426.3952 | 1486.1123 | 1531.87 | 1590.8556
High DER
| 2020-21 | 2021-22 | 2022-23 | 2023-24 | 2024-25 | 2025-26 | 2026-27 | 2027-28 | 2028-29 | 2029-30 | 2030-31 | 2031-32 | 2032-33 | 2033-34 | 2034-35 | 2035-36 | 2036-37 | 2037-38 | 2038-39 | 2039-40 | 2040-41 | 2041-42 | 2042-43 | 2043-44 | 2044-45 | 2045-46 | 2046-47 | 2047-48 | 2048-49 | 2049-50
NSW | 343.525 | 405.4289 | 464.5753 | 534.3141 | 609.0688 | 716.5469 | 807.3928 | 909.6644 | 1033.2422 | 1111.8409 | 1182.5659 | 1318.4706 | 1487.6394 | 1577.6421 | 1645.117 | 1778.2597 | 1849.8373 | 2090.7321 | 2160.1294 | 2268.2449 | 2397.8734 | 2465.1276 | 2580.11 | 2694.2659 | 2807.5855 | 2923.7539 | 3039.0918 | 3153.6129 | 3267.3331 | 3380.2679
QLD | 209.7184 | 290.6988 | 375.5071 | 446.6243 | 513.8795 | 606.7174 | 684.8371 | 777.2038 | 891.0906 | 966.2377 | 1034.5379 | 1158.9788 | 1311.8422 | 1396.5292 | 1461.827 | 1583.1437 | 1647.1394 | 1854.7402 | 1916.8408 | 2014.8281 | 2130.8514 | 2194.2835 | 2297.8397 | 2400.684 | 2502.8369 | 2604.2898 | 2705.024 | 2805.0316 | 2904.3118 | 3002.8669
SA | 209.0513 | 251.071 | 267.2442 | 286.5804 | 307.4196 | 335.1066 | 359.2898 | 385.8666 | 416.9174 | 438.3986 | 458.1785 | 491.6676 | 532.0454 | 555.7476 | 574.7087 | 607.1436 | 625.746 | 678.887 | 698.6268 | 726.1598 | 757.9745 | 777.1625 | 805.8789 | 834.3582 | 862.6125 | 890.6488 | 918.4588 | 947.1286 | 975.5662 | 1003.7789
TAS | 3.916 | 6.6679 | 9.0109 | 10.3204 | 12.3667 | 19.8627 | 22.3415 | 28.5863 | 39.0629 | 42.5223 | 44.9645 | 57.1882 | 73.7979 | 79.1893 | 81.5641 | 92.9222 | 94.6117 | 120.3942 | 122.9344 | 130.5679 | 140.1831 | 142.78 | 150.3588 | 158.9196 | 166.6169 | 174.9877 | 182.4953 | 189.9854 | 197.8415 | 205.9404
VIC | 219.8025 | 299.1061 | 392.1029 | 501.2346 | 609.605 | 738.5334 | 864.8542 | 998.047 | 1144.5057 | 1261.5109 | 1372.9683 | 1526.3071 | 1700.9851 | 1815.2739 | 1914.4754 | 2056.0759 | 2161.9891 | 2377.852 | 2481.52 | 2610.2082 | 2752.7609 | 2853.8129 | 2994.5217 | 3134.3525 | 3273.3078 | 3411.3937 | 3548.6368 | 3685.0471 | 3820.6104 | 3955.3198
Fast Change
| 2020-21 | 2021-22 | 2022-23 | 2023-24 | 2024-25 | 2025-26 | 2026-27 | 2027-28 | 2028-29 | 2029-30 | 2030-31 | 2031-32 | 2032-33 | 2033-34 | 2034-35 | 2035-36 | 2036-37 | 2037-38 | 2038-39 | 2039-40 | 2040-41 | 2041-42 | 2042-43 | 2043-44 | 2044-45 | 2045-46 | 2046-47 | 2047-48 | 2048-49 | 2049-50
NSW | 278.1451 | 320.081 | 352.1184 | 383.1751 | 412.4592 | 476.6406 | 513.7681 | 583.0081 | 626.7865 | 665.2763 | 713.6007 | 770.7336 | 839.1363 | 898.22 | 932.6435 | 993.398 | 1033.9144 | 1116.7103 | 1152.442 | 1204.6049 | 1276.1173 | 1319.6426 | 1368.6627 | 1428.7096 | 1484.3705 | 1534.6638 | 1581.9935 | 1640.3657 | 1699.8746 | 1753.9992
QLD | 207.695 | 269.0759 | 320.0943 | 352.3757 | 382.4685 | 438.3909 | 474.9534 | 537.9234 | 580.0406 | 624.1405 | 675.1602 | 727.6244 | 786.0078 | 842.89 | 881.7711 | 932.2846 | 971.3545 | 1048.1916 | 1084.9428 | 1129.6778 | 1191.8652 | 1236.7717 | 1284.7256 | 1336.0664 | 1384.6992 | 1435.2741 | 1481.7065 | 1531.5356 | 1578.6625 | 1630.1818
SA | 186.2354 | 237.3872 | 262.4178 | 272.2516 | 282.9151 | 301.7442 | 315.9315 | 335.871 | 358.3027 | 373.4458 | 389.6964 | 406.7835 | 432.9907 | 451.0612 | 463.9914 | 481.5008 | 502.7054 | 526.2681 | 538.5724 | 553.2798 | 579.6925 | 594.2774 | 610.6113 | 628.2435 | 652.8106 | 670.0684 | 685.7404 | 702.7174 | 726.6371 | 744.0745
TAS | 3.916 | 6.6679 | 9.0109 | 10.3204 | 11.513 | 17.6975 | 19.1479 | 23.3136 | 26.1829 | 27.3159 | 30.7151 | 33.604 | 40.128 | 44.5004 | 45.8474 | 49.1845 | 52.1231 | 59.6511 | 60.6201 | 62.5785 | 69.4637 | 71.1126 | 74.5279 | 77.4329 | 81.7652 | 85.1224 | 88.2446 | 91.3551 | 95.8915 | 98.7806
VIC | 202.82 | 264.0654 | 319.52 | 365.2776 | 404.7345 | 466.2843 | 505.0047 | 576.3275 | 619.8065 | 671.0872 | 716.4937 | 773.8637 | 827.2977 | 891.5671 | 927.5529 | 986.8329 | 1021.5933 | 1100.903 | 1140.4004 | 1196.8319 | 1254.8179 | 1311.197 | 1359.0598 | 1420.3273 | 1467.4396 | 1527.9618 | 1574.3334 | 1639.7122 | 1690.9008 | 1755.4611
Step Change
| 2020-21 | 2021-22 | 2022-23 | 2023-24 | 2024-25 | 2025-26 | 2026-27 | 2027-28 | 2028-29 | 2029-30 | 2030-31 | 2031-32 | 2032-33 | 2033-34 | 2034-35 | 2035-36 | 2036-37 | 2037-38 | 2038-39 | 2039-40 | 2040-41 | 2041-42 | 2042-43 | 2043-44 | 2044-45 | 2045-46 | 2046-47 | 2047-48 | 2048-49 | 2049-50
NSW | 351.5655 | 426.0179 | 499.4838 | 663.8555 | 817.8789 | 944.692 | 1025.4983 | 1175.6523 | 1251.4346 | 1326.6882 | 1401.4166 | 1475.6237 | 1623.5455 | 1785.5561 | 1867.6882 | 2005.3029 | 2075.2963 | 2327.625 | 2406.0418 | 2488.7515 | 2663.7901 | 2745.1123 | 2870.255 | 2994.3964 | 3117.5589 | 3239.7574 | 3361.0029 | 3481.3058 | 3600.6745 | 3722.7847
QLD | 216.5067 | 302.7421 | 392.3535 | 508.2364 | 646.0735 | 756.8237 | 840.2689 | 980.4125 | 1051.7715 | 1122.6327 | 1192.9995 | 1262.8752 | 1398.0057 | 1542.4369 | 1619.282 | 1742.0964 | 1808.1408 | 2036.4507 | 2109.9675 | 2187.3377 | 2347.7962 | 2424.0242 | 2536.869 | 2649.079 | 2760.6482 | 2874.8299 | 2988.3377 | 3101.172 | 3213.3355 | 3324.8292
SA | 209.0513 | 253.2116 | 275.279 | 316.0351 | 354.852 | 386.9246 | 409.697 | 446.5908 | 469.0434 | 490.2474 | 511.3034 | 532.2125 | 568.0638 | 606.6201 | 628.9935 | 662.2797 | 682.1354 | 737.6331 | 759.0395 | 781.226 | 821.1935 | 843.0071 | 873.5712 | 903.8658 | 933.8966 | 963.6666 | 993.1795 | 1022.438 | 1052.5366 | 1082.3785
TAS | 3.916 | 7.0145 | 10.8001 | 25.169 | 40.8135 | 51.4326 | 56.0265 | 70.856 | 74.343 | 77.1744 | 80.9262 | 84.391 | 97.8316 | 113.2483 | 117.6411 | 130.0102 | 133.3558 | 160.6781 | 164.9771 | 169.2532 | 186.5064 | 190.7369 | 200.9449 | 210.3913 | 220.8136 | 230.212 | 240.0259 | 249.9379 | 259.2657 | 268.7442
VIC | 231.2258 | 318.4836 | 430.3358 | 604.7041 | 772.2747 | 918.5662 | 1034.6462 | 1203.9313 | 1324.1824 | 1443.5945 | 1562.1734 | 1679.9248 | 1845.8089 | 2012.3114 | 2125.5702 | 2275.412 | 2379.7948 | 2606.1828 | 2723.8527 | 2844.0241 | 3026.8053 | 3145.2625 | 3291.0364 | 3435.8781 | 3579.7857 | 3728.359 | 3875.9724 | 4022.6308 | 4168.3372 | 4313.0981
PVNSG (Energy, GWh)
Amount of energy generated by small-scale non-scheduled generating systems
Slow Change
| 2020-21 | 2021-22 | 2022-23 | 2023-24 | 2024-25 | 2025-26 | 2026-27 | 2027-28 | 2028-29 | 2029-30 | 2030-31 | 2031-32 | 2032-33 | 2033-34 | 2034-35 | 2035-36 | 2036-37 | 2037-38 | 2038-39 | 2039-40 | 2040-41 | 2041-42 | 2042-43 | 2043-44 | 2044-45 | 2045-46 | 2046-47 | 2047-48 | 2048-49 | 2049-50
NSW | 450.0996 | 490.0263 | 555.6845 | 588.1136 | 602.653 | 615.0772 | 642.0119 | 699.581 | 775.5132 | 831.3671 | 874.0798 | 929.5066 | 1003.4417 | 1059.0166 | 1104.4936 | 1162.7686 | 1246.1346 | 1312.5712 | 1363.1908 | 1429.939 | 1519.9919 | 1581.1572 | 1624.6648 | 1680.838 | 1752.7509 | 1796.7999 | 1829.8582 | 1876.4624 | 1942.1723 | 1983.9331
QLD | 443.4864 | 544.709 | 656.4994 | 715.105 | 738.0518 | 735.5958 | 744.2524 | 764.4551 | 763.3603 | 756.834 | 775.3382 | 819.4975 | 868.3429 | 912.0526 | 956.0909 | 998.5099 | 1045.9084 | 1087.4367 | 1129.7212 | 1170.4686 | 1216.477 | 1255.91 | 1296.5097 | 1335.6514 | 1380.3246 | 1417.7448 | 1456.7261 | 1494.3253 | 1537.7159 | 1573.2026
SA | 322.3404 | 404.1381 | 532.5803 | 595.7955 | 614.1403 | 614.5652 | 623.93 | 633.811 | 662.6119 | 702.2889 | 724.613 | 747.4896 | 782.6317 | 820.9007 | 842.0387 | 863.9184 | 897.9223 | 934.8388 | 954.8374 | 975.7594 | 1008.67 | 1044.2872 | 1063.1913 | 1083.1934 | 1115.0538 | 1149.4229 | 1167.2757 | 1186.3941 | 1217.2456 | 1250.4159
TAS | 5.0893 | 8.817 | 12.1555 | 14.8763 | 18.1253 | 17.6959 | 20.0197 | 20.8377 | 20.6905 | 20.4088 | 20.408 | 20.808 | 22.6681 | 24.4778 | 24.4363 | 24.8013 | 26.6237 | 28.3865 | 28.3058 | 28.6373 | 30.4235 | 32.1411 | 32.0229 | 32.3221 | 34.0735 | 35.7478 | 35.5935 | 35.8617 | 37.5798 | 39.2123
VIC | 332.2446 | 412.7087 | 531.2306 | 594.595 | 620.2053 | 632.605 | 646.2093 | 677.7396 | 714.0953 | 742.7272 | 778.2451 | 808.6627 | 845.3967 | 877.2284 | 916.2064 | 954.5279 | 998.7335 | 1033.1056 | 1076.2785 | 1113.2511 | 1155.8879 | 1188.4234 | 1230.0431 | 1265.72 | 1306.8497 | 1335.472 | 1370.8161 | 1396.2403 | 1425.4944 | 1445.8125
Central
| 2020-21 | 2021-22 | 2022-23 | 2023-24 | 2024-25 | 2025-26 | 2026-27 | 2027-28 | 2028-29 | 2029-30 | 2030-31 | 2031-32 | 2032-33 | 2033-34 | 2034-35 | 2035-36 | 2036-37 | 2037-38 | 2038-39 | 2039-40 | 2040-41 | 2041-42 | 2042-43 | 2043-44 | 2044-45 | 2045-46 | 2046-47 | 2047-48 | 2048-49 | 2049-50
NSW | 558.3576 | 670.9792 | 738.9971 | 790.2339 | 849.7848 | 911.9283 | 997.3648 | 1114.4386 | 1222.6255 | 1319.0546 | 1404.5918 | 1536.318 | 1708.0451 | 1817.7229 | 1892.442 | 2000.493 | 2100.9174 | 2277.3454 | 2381.6296 | 2471.867 | 2606.1543 | 2693.822 | 2790.7752 | 2904.9023 | 3031.4867 | 3140.7973 | 3250.4981 | 3369.7098 | 3501.6204 | 3610.2673
QLD | 459.3462 | 568.2055 | 686.6114 | 774.1571 | 843.6288 | 899.3044 | 965.855 | 1044.0276 | 1105.5388 | 1172.6334 | 1256.9601 | 1391.1679 | 1556.0003 | 1672.8059 | 1763.9794 | 1875.7235 | 1975.487 | 2148.1916 | 2263.9121 | 2351.6883 | 2472.8862 | 2560.1088 | 2662.1202 | 2777.1345 | 2903.7843 | 3016.7351 | 3134.5261 | 3251.5614 | 3375.3522 | 3483.4761
SA | 383.8046 | 499.0092 | 572.8441 | 613.6911 | 634.2772 | 652.4223 | 678.9108 | 708.6833 | 744.0213 | 785.0728 | 814.7005 | 853.6912 | 905.6 | 949.6717 | 978.8963 | 1014.6704 | 1052.727 | 1112.0562 | 1145.2036 | 1174.8833 | 1217.8902 | 1255.4038 | 1287.8892 | 1324.4787 | 1367.4888 | 1410.5788 | 1444.3146 | 1479.783 | 1521.484 | 1562.9766
TAS | 5.2582 | 8.9039 | 12.1555 | 14.8763 | 18.5129 | 19.8393 | 23.9871 | 28.8577 | 31.8068 | 35.4089 | 38.2266 | 45.5257 | 56.7428 | 62.6757 | 64.052 | 69.0033 | 72.7054 | 85.7469 | 90.2325 | 93.0722 | 99.278 | 102.8215 | 106.6323 | 111.3756 | 117.4581 | 122.941 | 127.5188 | 132.317 | 137.9283 | 143.3533
VIC | 384.2782 | 480.7054 | 589.2765 | 674.3643 | 749.8602 | 825.1952 | 908.3603 | 1010.2913 | 1101.1677 | 1185.486 | 1269.3825 | 1374.6862 | 1497.449 | 1587.7656 | 1670.1571 | 1766.5892 | 1850.5599 | 1986.2784 | 2085.1321 | 2173.7569 | 2282.2399 | 2364.3704 | 2463.2667 | 2565.9331 | 2674.2483 | 2778.5432 | 2890.2753 | 3002.1908 | 3112.9012 | 3213.4247
High DER
| 2020-21 | 2021-22 | 2022-23 | 2023-24 | 2024-25 | 2025-26 | 2026-27 | 2027-28 | 2028-29 | 2029-30 | 2030-31 | 2031-32 | 2032-33 | 2033-34 | 2034-35 | 2035-36 | 2036-37 | 2037-38 | 2038-39 | 2039-40 | 2040-41 | 2041-42 | 2042-43 | 2043-44 | 2044-45 | 2045-46 | 2046-47 | 2047-48 | 2048-49 | 2049-50
NSW | 657.3984 | 852.9522 | 983.1486 | 1129.6813 | 1294.4176 | 1516.4934 | 1730.4244 | 1956.2773 | 2226.2754 | 2423.7083 | 2587.497 | 2860.6785 | 3228.2128 | 3468.0292 | 3632.4579 | 3899.9448 | 4097.4472 | 4540.2552 | 4790.0414 | 5016.5825 | 5304.1754 | 5479.0707 | 5712.4325 | 5974.8454 | 6239.0818 | 6484.8885 | 6745.4622 | 7009.485 | 7275.9825 | 7516.225
QLD | 462.5891 | 603.2579 | 802.1779 | 993.2807 | 1162.66 | 1368.9819 | 1557.3934 | 1777.421 | 2042.1418 | 2243.3537 | 2412.3407 | 2678.0178 | 3034.3165 | 3274.8974 | 3444.5203 | 3703.1188 | 3900.9495 | 4302.5738 | 4543.673 | 4757.3321 | 5035.3128 | 5210.1108 | 5434.6151 | 5685.0155 | 5943.1064 | 6174.8589 | 6418.204 | 6662.1342 | 6915.2029 | 7137.7416
SA | 424.4389 | 552.8993 | 598.9433 | 641.097 | 687.7403 | 747.165 | 804.763 | 866.277 | 936.051 | 988.8515 | 1035.3867 | 1107.6505 | 1197.8316 | 1258.8483 | 1304.9939 | 1375.3449 | 1425.5181 | 1528.7736 | 1589.9248 | 1652.1732 | 1723.9829 | 1771.627 | 1833.2582 | 1902.0412 | 1967.9072 | 2029.4257 | 2093.783 | 2162.2219 | 2228.5747 | 2290.0505
TAS | 5.2885 | 8.9772 | 12.4636 | 15.5876 | 18.2963 | 28.3284 | 34.0629 | 42.8432 | 58.2589 | 66.1774 | 70.4645 | 87.0185 | 111.819 | 124.495 | 129.3676 | 144.713 | 151.0577 | 184.2216 | 195.6825 | 206.5081 | 221.3854 | 227.6358 | 238.2396 | 251.8656 | 265.308 | 277.3971 | 289.8562 | 302.9406 | 315.4439 | 327.4322
VIC | 420.7899 | 538.7341 | 716.798 | 926.9769 | 1150.6817 | 1405.414 | 1662.0614 | 1936.1869 | 2232.3755 | 2482.3303 | 2714.0787 | 3016.3405 | 3367.2509 | 3627.491 | 3838.1181 | 4117.7498 | 4347.3365 | 4737.1229 | 4998.675 | 5260.9933 | 5549.2524 | 5765.9273 | 6034.0194 | 6332.0899 | 6619.4186 | 6893.0125 | 7175.8023 | 7468.6119 | 7749.0729 | 8013.7895
Fast Change
| 2020-21 | 2021-22 | 2022-23 | 2023-24 | 2024-25 | 2025-26 | 2026-27 | 2027-28 | 2028-29 | 2029-30 | 2030-31 | 2031-32 | 2032-33 | 2033-34 | 2034-35 | 2035-36 | 2036-37 | 2037-38 | 2038-39 | 2039-40 | 2040-41 | 2041-42 | 2042-43 | 2043-44 | 2044-45 | 2045-46 | 2046-47 | 2047-48 | 2048-49 | 2049-50
NSW | 559.2455 | 673.5581 | 755.2369 | 827.9857 | 898.1936 | 1020.4392 | 1114.0363 | 1245.0623 | 1363.0408 | 1453.4834 | 1558.9101 | 1675.6306 | 1829.7224 | 1967.9137 | 2060.748 | 2176.4923 | 2285.488 | 2448.0403 | 2554.0873 | 2656.1975 | 2814.2013 | 2925.4036 | 3034.7519 | 3157.9709 | 3293.7984 | 3406.9018 | 3517.0358 | 3636.8363 | 3776.0856 | 3896.8374
QLD | 460.3933 | 571.9339 | 704.4412 | 809.0211 | 887.1002 | 1004.7974 | 1098.4973 | 1228.9616 | 1347.9197 | 1448.4516 | 1569.8223 | 1693.3555 | 1838.1635 | 1970.6498 | 2075.8387 | 2191.0218 | 2295.9843 | 2453.3516 | 2567.27 | 2668.4163 | 2814.4616 | 2925.7463 | 3042.1501 | 3162.2941 | 3289.2728 | 3401.0086 | 3518.2563 | 3634.9223 | 3759.1734 | 3869.2827
SA | 383.8046 | 499.0092 | 574.1911 | 617.5518 | 641.0897 | 678.3961 | 711.7526 | 755.0547 | 799.6485 | 843.195 | 881.2962 | 920.6864 | 971.397 | 1021.8384 | 1054.7186 | 1093.4971 | 1134.7309 | 1192.3727 | 1227.4642 | 1261.0969 | 1310.4386 | 1354.0592 | 1391.0776 | 1432.2716 | 1479.7467 | 1527.0067 | 1565.0963 | 1605.0347 | 1651.0461 | 1697.5342
TAS | 5.2885 | 8.9772 | 12.4636 | 15.5876 | 17.6607 | 25.8443 | 29.6495 | 35.6313 | 39.7981 | 43.0875 | 47.5962 | 52.4921 | 61.3334 | 69.548 | 72.6654 | 77.447 | 81.5423 | 92.911 | 96.38 | 99.4449 | 108.1212 | 113.3356 | 118.0434 | 122.8857 | 129.1849 | 135.1884 | 140.1203 | 145.3221 | 151.7058 | 157.6269
VIC | 385.0608 | 482.2562 | 598.5153 | 705.039 | 793.6569 | 908.5997 | 999.0876 | 1120.5171 | 1232.4434 | 1325.4531 | 1431.6122 | 1536.8048 | 1658.972 | 1773.766 | 1870.1676 | 1975.1152 | 2067.7466 | 2198.2571 | 2303.8886 | 2406.3796 | 2535.6582 | 2638.0823 | 2750.4266 | 2865.115 | 2978.8167 | 3082.5313 | 3194.2267 | 3312.7209 | 3434.8863 | 3546.1597
Step Change
| 2020-21 | 2021-22 | 2022-23 | 2023-24 | 2024-25 | 2025-26 | 2026-27 | 2027-28 | 2028-29 | 2029-30 | 2030-31 | 2031-32 | 2032-33 | 2033-34 | 2034-35 | 2035-36 | 2036-37 | 2037-38 | 2038-39 | 2039-40 | 2040-41 | 2041-42 | 2042-43 | 2043-44 | 2044-45 | 2045-46 | 2046-47 | 2047-48 | 2048-49 | 2049-50
NSW | 666.7039 | 887.8653 | 1048.3291 | 1367.7008 | 1722.8465 | 2017.6336 | 2224.8985 | 2527.6891 | 2742.7359 | 2907.1933 | 3076.0142 | 3246.0438 | 3544.1397 | 3894.8943 | 4123.5715 | 4407.0669 | 4607.8591 | 5068.3019 | 5339.743 | 5528.0934 | 5880.2414 | 6102.8698 | 6359.3513 | 6644.8941 | 6932.3091 | 7194.2928 | 7468.2565 | 7745.9577 | 8026.2434 | 8281.7938
QLD | 470.9444 | 628.2286 | 837.2241 | 1112.8393 | 1435.6846 | 1716.9135 | 1926.9242 | 2235.8557 | 2455.7583 | 2621.4967 | 2791.4779 | 2961.2306 | 3252.1343 | 3589.254 | 3815.2775 | 4085.6451 | 4287.1035 | 4726.0638 | 5000.5255 | 5186.4453 | 5531.5258 | 5756.0876 | 6005.1911 | 6278.3476 | 6560.2675 | 6817.5491 | 7091.6662 | 7366.7485 | 7652.2313 | 7904.2909
SA | 424.4389 | 554.7317 | 611.7307 | 696.7458 | 787.5982 | 863.7516 | 920.9544 | 1000.7172 | 1059.3727 | 1107.8132 | 1156.5289 | 1206.7157 | 1282.4853 | 1368.0782 | 1427.76 | 1501.533 | 1554.4347 | 1662.3675 | 1728.6641 | 1782.22 | 1866.2217 | 1922.4407 | 1988.0889 | 2061.3233 | 2131.3502 | 2196.6154 | 2264.9218 | 2336.1723 | 2405.2344 | 2470.1866
TAS | 5.2885 | 9.121 | 14.4758 | 34.0428 | 58.7956 | 77.5494 | 87.0381 | 107.3791 | 117.3168 | 121.4502 | 127.3052 | 133.2658 | 151.3758 | 175.6823 | 186.7499 | 203.6664 | 212.3138 | 247.1939 | 262.4531 | 269.5666 | 293.1094 | 304.243 | 318.2752 | 334.7468 | 350.7033 | 365.8912 | 381.7017 | 397.4731 | 412.7285 | 427.0955
VIC | 433.0442 | 573.6651 | 778.524 | 1107.761 | 1455.9285 | 1764.0106 | 2015.8712 | 2340.5862 | 2609.6832 | 2851.5748 | 3095.9521 | 3343.8171 | 3665.1698 | 4006.1034 | 4262.0569 | 4561.8444 | 4796.9743 | 5202.4732 | 5486.9207 | 5742.1348 | 6092.3016 | 6353.7863 | 6642.0295 | 6951.4191 | 7249.0326 | 7537.8272 | 7842.008 | 8157.0485 | 8458.5171 | 8742.7792

## DSP
Go to Assumptions Summary
Demand Side Participation (MW) | [12 empty] | Note: | Further information is available in AEMO's 2020 ESOO report | [6 empty] | and | 2020 IASR
Expected voluntary consumer demand management representing the most likely amount of operational demand reduction, in MW, as a result of DSP. The Reliability Response value reflects responses to both price and network reliability programs combined, as expected during actual LOR2 or LOR3 events. Forecast maximum demand is 'gross' of this demand response.
For example, users assessing forecast DSP demand reductions in QLD, summer, 2030-31 under the slow change scenario would find a reduction of 39.1 MW is forecast when the price is between $300/MWh and $500/MWh, and a reduction of 41.5 MW if the price is between $1000/MWh and $7500/MWh | [13 empty] | See AEMO’s reserve level declaration guidelines for more detail about LOR2 and LOR3.
https://www.aemo.com.au/-/media/files/electricity/nem/security_and_reliability/power_system_ops/ reserve-level-declaration-guidelines.pdf
Slow Change
Queensland
Summer
Price band | 2020-21 | 2021-22 | 2022-23 | 2023-24 | 2024-25 | 2025-26 | 2026-27 | 2027-28 | 2028-29 | 2029-30 | 2030-31 | 2031-32 | 2032-33 | 2033-34 | 2034-35 | 2035-36 | 2036-37 | 2037-38 | 2038-39 | 2039-40 | 2040-41 | 2041-42 | 2042-43 | 2043-44 | 2044-45 | 2045-46 | 2046-47 | 2047-48 | 2048-49 | 2049-50
$300 - $500 | 35.24 | 36.5113 | 36.9324 | 37.3894 | 37.5341 | 37.8799 | 37.9712 | 38.2701 | 38.5128 | 38.8888 | 39.1147 | 39.4863 | 39.7969 | 40.1162 | 40.6643 | 41.16 | 41.5445 | 41.9709 | 42.3216 | 42.7717 | 43.2923 | 43.7077 | 43.9906 | 44.4449 | 44.6252 | 45.0313 | 45.4373 | 45.7491 | 45.976 | 46.2436
$500 - $1,000 | 36.33 | 37.6406 | 38.0747 | 38.5459 | 38.6951 | 39.0516 | 39.1457 | 39.4539 | 39.7041 | 40.0916 | 40.3245 | 40.7076 | 41.0278 | 41.357 | 41.9221 | 42.4331 | 42.8295 | 43.2691 | 43.6307 | 44.0946 | 44.6314 | 45.0596 | 45.3513 | 45.8197 | 46.0055 | 46.4242 | 46.8427 | 47.1641 | 47.3981 | 47.6739
$1,000 - $7,500 | 37.42 | 38.7699 | 39.217 | 39.7024 | 39.8561 | 40.2232 | 40.3202 | 40.6376 | 40.8953 | 41.2945 | 41.5343 | 41.929 | 42.2588 | 42.5979 | 43.1799 | 43.7063 | 44.1145 | 44.5673 | 44.9397 | 45.4176 | 45.9704 | 46.4115 | 46.7119 | 47.1944 | 47.3858 | 47.817 | 48.2481 | 48.5792 | 48.8201 | 49.1043
$7,500 + | 49.29 | 51.0681 | 51.6571 | 52.2964 | 52.4988 | 52.9824 | 53.1101 | 53.5282 | 53.8677 | 54.3935 | 54.7095 | 55.2292 | 55.6637 | 56.1103 | 56.877 | 57.5703 | 58.108 | 58.7044 | 59.1951 | 59.8245 | 60.5527 | 61.1337 | 61.5294 | 62.1649 | 62.4171 | 62.9851 | 63.5529 | 63.989 | 64.3064 | 64.6806
Reliability Response | 101.69 | 105.3584 | 106.5735 | 107.8925 | 108.31 | 109.3078 | 109.5713 | 110.4339 | 111.1342 | 112.219 | 112.8709 | 113.9432 | 114.8395 | 115.761 | 117.3427 | 118.7731 | 119.8825 | 121.1129 | 122.1251 | 123.4237 | 124.9261 | 126.1246 | 126.9411 | 128.2522 | 128.7724 | 129.9442 | 131.1158 | 132.0154 | 132.6702 | 133.4424
Winter
Price band | 2021 | 2022 | 2023 | 2024 | 2025 | 2026 | 2027 | 2028 | 2029 | 2030 | 2031 | 2032 | 2033 | 2034 | 2035 | 2036 | 2037 | 2038 | 2039 | 2040 | 2041 | 2042 | 2043 | 2044 | 2045 | 2046 | 2047 | 2048 | 2049 | 2050
$300 - $500 | 35.24 | 36.2688 | 36.7676 | 37.2099 | 37.3831 | 37.6002 | 37.8378 | 38.3994 | 38.5912 | 39.0032 | 39.2245 | 39.7255 | 40.2137 | 40.8798 | 41.2722 | 41.9719 | 42.2624 | 42.8038 | 43.2527 | 43.5972 | 44.0574 | 44.4239 | 44.8296 | 45.042 | 45.3159 | 45.5857 | 45.8951 | 45.9897 | 46.3011 | 46.3011
$500 - $1,000 | 36.33 | 37.3906 | 37.9048 | 38.3608 | 38.5394 | 38.7632 | 39.0081 | 39.5871 | 39.7848 | 40.2096 | 40.4378 | 40.9542 | 41.4576 | 42.1442 | 42.5488 | 43.2701 | 43.5696 | 44.1278 | 44.5905 | 44.9457 | 45.4202 | 45.798 | 46.2162 | 46.4352 | 46.7176 | 46.9957 | 47.3146 | 47.4122 | 47.7332 | 47.7332
$1,000 - $7,500 | 37.42 | 38.5125 | 39.0421 | 39.5118 | 39.6957 | 39.9262 | 40.1785 | 40.7749 | 40.9785 | 41.416 | 41.651 | 42.183 | 42.7014 | 43.4087 | 43.8254 | 44.5683 | 44.8768 | 45.4517 | 45.9284 | 46.2942 | 46.7829 | 47.1721 | 47.6028 | 47.8284 | 48.1193 | 48.4057 | 48.7342 | 48.8347 | 49.1653 | 49.1653
$7,500 + | 49.29 | 50.729 | 51.4266 | 52.0453 | 52.2876 | 52.5912 | 52.9235 | 53.7091 | 53.9773 | 54.5536 | 54.8631 | 55.5638 | 56.2467 | 57.1783 | 57.7272 | 58.7059 | 59.1122 | 59.8694 | 60.4973 | 60.9792 | 61.6229 | 62.1355 | 62.7029 | 63 | 63.3832 | 63.7605 | 64.1932 | 64.3255 | 64.7611 | 64.7611
Reliability Response | 49.29 | 50.729 | 51.4266 | 52.0453 | 52.2876 | 52.5912 | 52.9235 | 53.7091 | 53.9773 | 54.5536 | 54.8631 | 55.5638 | 56.2467 | 57.1783 | 57.7272 | 58.7059 | 59.1122 | 59.8694 | 60.4973 | 60.9792 | 61.6229 | 62.1355 | 62.7029 | 63 | 63.3832 | 63.7605 | 64.1932 | 64.3255 | 64.7611 | 64.7611
New South Wales
Summer
Price band | 2020-21 | 2021-22 | 2022-23 | 2023-24 | 2024-25 | 2025-26 | 2026-27 | 2027-28 | 2028-29 | 2029-30 | 2030-31 | 2031-32 | 2032-33 | 2033-34 | 2034-35 | 2035-36 | 2036-37 | 2037-38 | 2038-39 | 2039-40 | 2040-41 | 2041-42 | 2042-43 | 2043-44 | 2044-45 | 2045-46 | 2046-47 | 2047-48 | 2048-49 | 2049-50
$300 - $500 | 29.59 | 30.4899 | 30.7156 | 30.9786 | 30.9085 | 30.9194 | 30.9144 | 30.8672 | 31.047 | 31.1711 | 31.2037 | 31.3783 | 31.6062 | 31.9898 | 32.3632 | 32.7353 | 32.9057 | 33.3692 | 33.5284 | 33.8995 | 34.288 | 34.556 | 34.6641 | 35.0677 | 35.2456 | 35.6143 | 35.8146 | 35.8864 | 36.3764 | 36.413
$500 - $1,000 | 35.06 | 36.1262 | 36.3936 | 36.7053 | 36.6222 | 36.6351 | 36.6293 | 36.5733 | 36.7863 | 36.9334 | 36.972 | 37.1789 | 37.4489 | 37.9034 | 38.3458 | 38.7867 | 38.9886 | 39.5378 | 39.7264 | 40.1661 | 40.6265 | 40.944 | 41.0721 | 41.5503 | 41.7611 | 42.1979 | 42.4352 | 42.5203 | 43.1009 | 43.1443
$1,000 - $7,500 | 38.37 | 39.5369 | 39.8295 | 40.1706 | 40.0797 | 40.0939 | 40.0874 | 40.0261 | 40.2593 | 40.4203 | 40.4626 | 40.6889 | 40.9845 | 41.4818 | 41.966 | 42.4485 | 42.6695 | 43.2705 | 43.477 | 43.9582 | 44.462 | 44.8095 | 44.9497 | 45.4731 | 45.7038 | 46.1818 | 46.4415 | 46.5346 | 47.17 | 47.2175
$7,500 + | 42.97 | 44.2768 | 44.6045 | 44.9865 | 44.8847 | 44.9005 | 44.8933 | 44.8247 | 45.0858 | 45.2661 | 45.3134 | 45.5669 | 45.8979 | 46.4549 | 46.9972 | 47.5375 | 47.7849 | 48.458 | 48.6893 | 49.2281 | 49.7923 | 50.1815 | 50.3385 | 50.9246 | 51.183 | 51.7184 | 52.0092 | 52.1134 | 52.825 | 52.8782
Reliability Response | 284.97 | 293.6364 | 295.8098 | 298.3431 | 297.6677 | 297.7729 | 297.725 | 297.2699 | 299.0017 | 300.1973 | 300.5112 | 302.1925 | 304.3875 | 308.0813 | 311.6775 | 315.2609 | 316.9018 | 321.3658 | 322.8991 | 326.4729 | 330.2146 | 332.7953 | 333.8368 | 337.7239 | 339.4373 | 342.9876 | 344.9163 | 345.6078 | 350.327 | 350.6794
Winter
Price band | 2021 | 2022 | 2023 | 2024 | 2025 | 2026 | 2027 | 2028 | 2029 | 2030 | 2031 | 2032 | 2033 | 2034 | 2035 | 2036 | 2037 | 2038 | 2039 | 2040 | 2041 | 2042 | 2043 | 2044 | 2045 | 2046 | 2047 | 2048 | 2049 | 2050
$300 - $500 | 29.59 | 30.2837 | 30.5035 | 30.6428 | 30.6277 | 30.6417 | 30.657 | 30.7987 | 30.8394 | 30.9464 | 31.0628 | 31.3442 | 31.5016 | 31.8802 | 32.2126 | 32.7061 | 32.9992 | 33.3468 | 33.6822 | 33.9609 | 34.1899 | 34.4854 | 34.6904 | 34.8858 | 35.0886 | 35.2854 | 35.5576 | 35.6934 | 35.937 | 35.937
$500 - $1,000 | 35.06 | 35.8819 | 36.1423 | 36.3074 | 36.2896 | 36.3061 | 36.3243 | 36.4922 | 36.5403 | 36.6671 | 36.8051 | 37.1385 | 37.325 | 37.7736 | 38.1674 | 38.7521 | 39.0994 | 39.5113 | 39.9087 | 40.2389 | 40.5103 | 40.8603 | 41.1033 | 41.3347 | 41.5751 | 41.8083 | 42.1308 | 42.2917 | 42.5803 | 42.5803
$1,000 - $7,500 | 38.37 | 39.2695 | 39.5545 | 39.7351 | 39.7157 | 39.7337 | 39.7536 | 39.9374 | 39.9901 | 40.1289 | 40.2798 | 40.6447 | 40.8488 | 41.3398 | 41.7708 | 42.4107 | 42.7908 | 43.2415 | 43.6765 | 44.0379 | 44.3348 | 44.718 | 44.9838 | 45.2371 | 45.5002 | 45.7554 | 46.1083 | 46.2844 | 46.6003 | 46.6003
$7,500 + | 42.97 | 43.9774 | 44.2965 | 44.4988 | 44.477 | 44.4972 | 44.5195 | 44.7253 | 44.7843 | 44.9397 | 45.1088 | 45.5174 | 45.746 | 46.2958 | 46.7785 | 47.4951 | 47.9207 | 48.4256 | 48.9127 | 49.3174 | 49.6499 | 50.079 | 50.3767 | 50.6604 | 50.955 | 51.2408 | 51.636 | 51.8333 | 52.187 | 52.187
Reliability Response | 284.97 | 291.6506 | 293.7671 | 295.1088 | 294.964 | 295.0984 | 295.2461 | 296.6106 | 297.002 | 298.0329 | 299.1541 | 301.8639 | 303.3797 | 307.0261 | 310.2271 | 314.9798 | 317.8025 | 321.1504 | 324.3809 | 327.0648 | 329.2702 | 332.1156 | 334.0901 | 335.9715 | 337.9251 | 339.8204 | 342.4416 | 343.7498 | 346.0954 | 346.0954
Victoria
Summer
Price band | 2020-21 | 2021-22 | 2022-23 | 2023-24 | 2024-25 | 2025-26 | 2026-27 | 2027-28 | 2028-29 | 2029-30 | 2030-31 | 2031-32 | 2032-33 | 2033-34 | 2034-35 | 2035-36 | 2036-37 | 2037-38 | 2038-39 | 2039-40 | 2040-41 | 2041-42 | 2042-43 | 2043-44 | 2044-45 | 2045-46 | 2046-47 | 2047-48 | 2048-49 | 2049-50
$300 - $500 | 0.68 | 0.67166 | 0.66925 | 0.66615 | 0.66248 | 0.6641 | 0.66855 | 0.67163 | 0.67949 | 0.68551 | 0.68969 | 0.69489 | 0.70502 | 0.71599 | 0.71819 | 0.73345 | 0.74499 | 0.75772 | 0.76437 | 0.77296 | 0.78425 | 0.79545 | 0.80124 | 0.81202 | 0.82167 | 0.83059 | 0.83862 | 0.8459 | 0.85628 | 0.86562
$500 - $1,000 | 26.23 | 25.9085 | 25.8154 | 25.6959 | 25.5543 | 25.6165 | 25.7884 | 25.9072 | 26.2103 | 26.4424 | 26.6037 | 26.8045 | 27.1951 | 27.6181 | 27.7031 | 28.2917 | 28.737 | 29.2279 | 29.4843 | 29.8158 | 30.2513 | 30.6831 | 30.9068 | 31.3224 | 31.6948 | 32.0388 | 32.3487 | 32.6293 | 33.0297 | 33.3899
$1,000 - $7,500 | 29.7 | 29.3359 | 29.2305 | 29.0952 | 28.935 | 29.0054 | 29.2 | 29.3345 | 29.6777 | 29.9405 | 30.1231 | 30.3505 | 30.7927 | 31.2718 | 31.368 | 32.0344 | 32.5386 | 33.0945 | 33.3848 | 33.7601 | 34.2533 | 34.7422 | 34.9955 | 35.466 | 35.8877 | 36.2772 | 36.6281 | 36.9459 | 37.3993 | 37.8071
$7,500 + | 53.1 | 52.4491 | 52.2607 | 52.0187 | 51.7322 | 51.8581 | 52.2061 | 52.4466 | 53.0601 | 53.5299 | 53.8565 | 54.2631 | 55.0537 | 55.9102 | 56.0822 | 57.2736 | 58.1751 | 59.169 | 59.6879 | 60.3591 | 61.2407 | 62.1149 | 62.5678 | 63.409 | 64.1629 | 64.8593 | 65.4867 | 66.0548 | 66.8654 | 67.5944
Reliability Response | 200.1 | 197.6473 | 196.9371 | 196.0255 | 194.9457 | 195.4201 | 196.7314 | 197.6377 | 199.9496 | 201.7202 | 202.9507 | 204.483 | 207.4622 | 210.6897 | 211.338 | 215.8277 | 219.2248 | 222.9702 | 224.9258 | 227.4547 | 230.777 | 234.0714 | 235.7781 | 238.9479 | 241.7889 | 244.4132 | 246.7774 | 248.9182 | 251.9728 | 254.7203
Winter
Price band | 2021 | 2022 | 2023 | 2024 | 2025 | 2026 | 2027 | 2028 | 2029 | 2030 | 2031 | 2032 | 2033 | 2034 | 2035 | 2036 | 2037 | 2038 | 2039 | 2040 | 2041 | 2042 | 2043 | 2044 | 2045 | 2046 | 2047 | 2048 | 2049 | 2050
$300 - $500 | 0.68 | 0.67169 | 0.67031 | 0.66936 | 0.66849 | 0.67203 | 0.67788 | 0.68455 | 0.69183 | 0.70017 | 0.70596 | 0.71271 | 0.72306 | 0.73353 | 0.74866 | 0.76249 | 0.77857 | 0.79333 | 0.80585 | 0.81712 | 0.8268 | 0.83654 | 0.84647 | 0.8537 | 0.86256 | 0.8701 | 0.87777 | 0.88261 | 0.89068 | 0.89068
$500 - $1,000 | 26.23 | 25.9095 | 25.8564 | 25.8197 | 25.786 | 25.9227 | 26.1484 | 26.4054 | 26.6862 | 27.0082 | 27.2314 | 27.4916 | 27.891 | 28.2947 | 28.8786 | 29.412 | 30.032 | 30.6014 | 31.0843 | 31.5192 | 31.8927 | 32.2682 | 32.6515 | 32.9303 | 33.272 | 33.5629 | 33.8589 | 34.0453 | 34.3567 | 34.3567
$1,000 - $7,500 | 29.7 | 29.3371 | 29.2769 | 29.2354 | 29.1973 | 29.3521 | 29.6076 | 29.8986 | 30.2165 | 30.5812 | 30.8338 | 31.1285 | 31.5808 | 32.0379 | 32.699 | 33.303 | 34.005 | 34.6497 | 35.1965 | 35.6889 | 36.1118 | 36.5369 | 36.971 | 37.2867 | 37.6735 | 38.003 | 38.3381 | 38.5492 | 38.9018 | 38.9018
$7,500 + | 53.1 | 52.4512 | 52.3436 | 52.2694 | 52.2013 | 52.4779 | 52.9347 | 53.455 | 54.0235 | 54.6754 | 55.1271 | 55.654 | 56.4626 | 57.2799 | 58.4619 | 59.5417 | 60.7968 | 61.9495 | 62.9271 | 63.8074 | 64.5635 | 65.3236 | 66.0996 | 66.6641 | 67.3557 | 67.9447 | 68.5439 | 68.9212 | 69.5516 | 69.5516
Reliability Response | 175.1 | 172.9605 | 172.6057 | 172.3609 | 172.1363 | 173.0487 | 174.555 | 176.2708 | 178.1454 | 180.295 | 181.7846 | 183.522 | 186.1883 | 188.8833 | 192.781 | 196.3419 | 200.4807 | 204.2815 | 207.5053 | 210.4081 | 212.9015 | 215.408 | 217.967 | 219.8284 | 222.109 | 224.0511 | 226.027 | 227.2713 | 229.3501 | 229.3501
South Australia
Summer
Price band | 2020-21 | 2021-22 | 2022-23 | 2023-24 | 2024-25 | 2025-26 | 2026-27 | 2027-28 | 2028-29 | 2029-30 | 2030-31 | 2031-32 | 2032-33 | 2033-34 | 2034-35 | 2035-36 | 2036-37 | 2037-38 | 2038-39 | 2039-40 | 2040-41 | 2041-42 | 2042-43 | 2043-44 | 2044-45 | 2045-46 | 2046-47 | 2047-48 | 2048-49 | 2049-50
$300 - $500 | 12.18 | 12.2204 | 12.3188 | 12.4616 | 12.4616 | 12.4193 | 12.4784 | 12.4367 | 12.5114 | 12.5608 | 12.644 | 12.7098 | 12.7918 | 12.9365 | 12.9939 | 13.1868 | 13.3264 | 13.498 | 13.5744 | 13.6783 | 13.7306 | 13.8361 | 13.9684 | 13.9761 | 14.0317 | 14.1159 | 14.1865 | 14.2984 | 14.3495 | 14.414
$500 - $1,000 | 27.03 | 27.1197 | 27.338 | 27.655 | 27.655 | 27.5611 | 27.6922 | 27.5997 | 27.7655 | 27.875 | 28.0596 | 28.2057 | 28.3876 | 28.7088 | 28.8361 | 29.2643 | 29.5742 | 29.955 | 30.1244 | 30.3551 | 30.471 | 30.7052 | 30.9988 | 31.016 | 31.1393 | 31.3261 | 31.4827 | 31.7311 | 31.8445 | 31.9878
$1,000 - $7,500 | 33.03 | 33.1396 | 33.4064 | 33.7937 | 33.7937 | 33.679 | 33.8392 | 33.7261 | 33.9288 | 34.0625 | 34.2882 | 34.4667 | 34.689 | 35.0815 | 35.2371 | 35.7602 | 36.1389 | 36.6042 | 36.8112 | 37.0932 | 37.2348 | 37.521 | 37.8797 | 37.9008 | 38.0514 | 38.2798 | 38.4711 | 38.7747 | 38.9132 | 39.0883
$7,500 + | 60.87 | 61.0721 | 61.5637 | 62.2775 | 62.2775 | 62.066 | 62.3613 | 62.1528 | 62.5264 | 62.7728 | 63.1887 | 63.5176 | 63.9273 | 64.6506 | 64.9373 | 65.9014 | 66.5994 | 67.4569 | 67.8383 | 68.358 | 68.6189 | 69.1464 | 69.8074 | 69.8462 | 70.1238 | 70.5446 | 70.8973 | 71.4567 | 71.7119 | 72.0346
Reliability Response | 60.87 | 61.0721 | 61.5637 | 62.2775 | 62.2775 | 62.066 | 62.3613 | 62.1528 | 62.5264 | 62.7728 | 63.1887 | 63.5176 | 63.9273 | 64.6506 | 64.9373 | 65.9014 | 66.5994 | 67.4569 | 67.8383 | 68.358 | 68.6189 | 69.1464 | 69.8074 | 69.8462 | 70.1238 | 70.5446 | 70.8973 | 71.4567 | 71.7119 | 72.0346
Winter
Price band | 2021 | 2022 | 2023 | 2024 | 2025 | 2026 | 2027 | 2028 | 2029 | 2030 | 2031 | 2032 | 2033 | 2034 | 2035 | 2036 | 2037 | 2038 | 2039 | 2040 | 2041 | 2042 | 2043 | 2044 | 2045 | 2046 | 2047 | 2048 | 2049 | 2050
$300 - $500 | 12.18 | 12.13 | 12.2099 | 12.2781 | 12.2388 | 12.2577 | 12.258 | 12.3043 | 12.345 | 12.4212 | 12.4926 | 12.556 | 12.6563 | 12.7948 | 12.9844 | 13.1843 | 13.2954 | 13.4639 | 13.5631 | 13.6724 | 13.768 | 13.8236 | 13.916 | 13.9343 | 14.0111 | 14.0602 | 14.1082 | 14.1439 | 14.1684 | 14.1684
$500 - $1,000 | 27.03 | 26.9189 | 27.0963 | 27.2477 | 27.1604 | 27.2025 | 27.203 | 27.3059 | 27.3961 | 27.5654 | 27.7237 | 27.8644 | 28.0871 | 28.3944 | 28.8151 | 29.2588 | 29.5053 | 29.8792 | 30.0995 | 30.342 | 30.5541 | 30.6775 | 30.8826 | 30.9232 | 31.0936 | 31.2026 | 31.3091 | 31.3884 | 31.4427 | 31.4427
$1,000 - $7,500 | 33.03 | 32.8943 | 33.111 | 33.2961 | 33.1894 | 33.2408 | 33.2414 | 33.3672 | 33.4773 | 33.6842 | 33.8777 | 34.0497 | 34.3217 | 34.6973 | 35.2114 | 35.7535 | 36.0547 | 36.5116 | 36.7808 | 37.0772 | 37.3363 | 37.4872 | 37.7377 | 37.7874 | 37.9956 | 38.1288 | 38.259 | 38.3558 | 38.4222 | 38.4222
$7,500 + | 60.87 | 60.6199 | 61.0192 | 61.3603 | 61.1637 | 61.2585 | 61.2596 | 61.4914 | 61.6944 | 62.0756 | 62.4322 | 62.7491 | 63.2505 | 63.9426 | 64.89 | 65.8891 | 66.4442 | 67.2862 | 67.7823 | 68.3284 | 68.806 | 69.084 | 69.5457 | 69.6372 | 70.0209 | 70.2664 | 70.5063 | 70.6848 | 70.8071 | 70.8071
Reliability Response | 60.87 | 60.6199 | 61.0192 | 61.3603 | 61.1637 | 61.2585 | 61.2596 | 61.4914 | 61.6944 | 62.0756 | 62.4322 | 62.7491 | 63.2505 | 63.9426 | 64.89 | 65.8891 | 66.4442 | 67.2862 | 67.7823 | 68.3284 | 68.806 | 69.084 | 69.5457 | 69.6372 | 70.0209 | 70.2664 | 70.5063 | 70.6848 | 70.8071 | 70.8071
Tasmania
Summer
Price band | 2020-21 | 2021-22 | 2022-23 | 2023-24 | 2024-25 | 2025-26 | 2026-27 | 2027-28 | 2028-29 | 2029-30 | 2030-31 | 2031-32 | 2032-33 | 2033-34 | 2034-35 | 2035-36 | 2036-37 | 2037-38 | 2038-39 | 2039-40 | 2040-41 | 2041-42 | 2042-43 | 2043-44 | 2044-45 | 2045-46 | 2046-47 | 2047-48 | 2048-49 | 2049-50
$300 - $500 | 0.28 | 0.28528 | 0.2869 | 0.28748 | 0.28755 | 0.28688 | 0.28615 | 0.2864 | 0.28692 | 0.28617 | 0.28602 | 0.28633 | 0.28676 | 0.28746 | 0.28826 | 0.28924 | 0.2905 | 0.29086 | 0.29099 | 0.29256 | 0.29336 | 0.29493 | 0.29494 | 0.29495 | 0.29655 | 0.29748 | 0.29777 | 0.29865 | 0.29984 | 0.30014
$500 - $1,000 | 28.19 | 28.722 | 28.8844 | 28.9433 | 28.9505 | 28.8826 | 28.8094 | 28.834 | 28.8865 | 28.8116 | 28.7961 | 28.8271 | 28.8709 | 28.9408 | 29.0212 | 29.1207 | 29.2467 | 29.283 | 29.296 | 29.4546 | 29.5348 | 29.693 | 29.6939 | 29.6953 | 29.8558 | 29.9495 | 29.979 | 30.0677 | 30.1878 | 30.2177
$1,000 - $7,500 | 33.37 | 33.9997 | 34.192 | 34.2618 | 34.2703 | 34.1899 | 34.1032 | 34.1323 | 34.1945 | 34.1058 | 34.0875 | 34.1241 | 34.176 | 34.2588 | 34.3539 | 34.4717 | 34.6209 | 34.6638 | 34.6792 | 34.8669 | 34.9619 | 35.1492 | 35.1503 | 35.1519 | 35.3418 | 35.4528 | 35.4877 | 35.5927 | 35.7349 | 35.7703
$7,500 + | 33.37 | 33.9997 | 34.192 | 34.2618 | 34.2703 | 34.1899 | 34.1032 | 34.1323 | 34.1945 | 34.1058 | 34.0875 | 34.1241 | 34.176 | 34.2588 | 34.3539 | 34.4717 | 34.6209 | 34.6638 | 34.6792 | 34.8669 | 34.9619 | 35.1492 | 35.1503 | 35.1519 | 35.3418 | 35.4528 | 35.4877 | 35.5927 | 35.7349 | 35.7703
Reliability Response | 33.37 | 33.9997 | 34.192 | 34.2618 | 34.2703 | 34.1899 | 34.1032 | 34.1323 | 34.1945 | 34.1058 | 34.0875 | 34.1241 | 34.176 | 34.2588 | 34.3539 | 34.4717 | 34.6209 | 34.6638 | 34.6792 | 34.8669 | 34.9619 | 35.1492 | 35.1503 | 35.1519 | 35.3418 | 35.4528 | 35.4877 | 35.5927 | 35.7349 | 35.7703
Winter
Price band | 2021 | 2022 | 2023 | 2024 | 2025 | 2026 | 2027 | 2028 | 2029 | 2030 | 2031 | 2032 | 2033 | 2034 | 2035 | 2036 | 2037 | 2038 | 2039 | 2040 | 2041 | 2042 | 2043 | 2044 | 2045 | 2046 | 2047 | 2048 | 2049 | 2050
$300 - $500 | 0.28 | 0.28092 | 0.28189 | 0.28249 | 0.28193 | 0.28185 | 0.28167 | 0.28139 | 0.28137 | 0.28135 | 0.28142 | 0.28154 | 0.28212 | 0.28306 | 0.28357 | 0.28465 | 0.28577 | 0.28669 | 0.28747 | 0.2886 | 0.28934 | 0.29006 | 0.29055 | 0.29134 | 0.2921 | 0.2926 | 0.29364 | 0.29395 | 0.29479 | 0.29479
$500 - $1,000 | 28.19 | 28.283 | 28.3802 | 28.4405 | 28.3841 | 28.3766 | 28.3583 | 28.3298 | 28.3277 | 28.326 | 28.3334 | 28.3451 | 28.4039 | 28.4979 | 28.5498 | 28.6582 | 28.7713 | 28.8639 | 28.9419 | 29.056 | 29.13 | 29.203 | 29.2524 | 29.332 | 29.4087 | 29.4584 | 29.5629 | 29.5943 | 29.6795 | 29.6795
$1,000 - $7,500 | 33.37 | 33.48 | 33.5951 | 33.6665 | 33.5998 | 33.5909 | 33.5692 | 33.5354 | 33.533 | 33.531 | 33.5397 | 33.5536 | 33.6232 | 33.7345 | 33.7959 | 33.9243 | 34.0581 | 34.1677 | 34.2601 | 34.3951 | 34.4827 | 34.5691 | 34.6276 | 34.7219 | 34.8126 | 34.8714 | 34.9951 | 35.0324 | 35.1332 | 35.1332
$7,500 + | 33.37 | 33.48 | 33.5951 | 33.6665 | 33.5998 | 33.5909 | 33.5692 | 33.5354 | 33.533 | 33.531 | 33.5397 | 33.5536 | 33.6232 | 33.7345 | 33.7959 | 33.9243 | 34.0581 | 34.1677 | 34.2601 | 34.3951 | 34.4827 | 34.5691 | 34.6276 | 34.7219 | 34.8126 | 34.8714 | 34.9951 | 35.0324 | 35.1332 | 35.1332
Reliability Response | 33.37 | 33.48 | 33.5951 | 33.6665 | 33.5998 | 33.5909 | 33.5692 | 33.5354 | 33.533 | 33.531 | 33.5397 | 33.5536 | 33.6232 | 33.7345 | 33.7959 | 33.9243 | 34.0581 | 34.1677 | 34.2601 | 34.3951 | 34.4827 | 34.5691 | 34.6276 | 34.7219 | 34.8126 | 34.8714 | 34.9951 | 35.0324 | 35.1332 | 35.1332
Central
Queensland
Summer
Price band | 2020-21 | 2021-22 | 2022-23 | 2023-24 | 2024-25 | 2025-26 | 2026-27 | 2027-28 | 2028-29 | 2029-30 | 2030-31 | 2031-32 | 2032-33 | 2033-34 | 2034-35 | 2035-36 | 2036-37 | 2037-38 | 2038-39 | 2039-40 | 2040-41 | 2041-42 | 2042-43 | 2043-44 | 2044-45 | 2045-46 | 2046-47 | 2047-48 | 2048-49 | 2049-50
$300 - $500 | 35.24 | 41.0002 | 46.0137 | 51.18 | 55.9927 | 61.1657 | 65.9814 | 71.206 | 76.3925 | 81.9194 | 87.2042 | 92.8874 | 98.5108 | 104.2334 | 110.6571 | 117.0664 | 123.2675 | 129.6928 | 135.9799 | 142.6844 | 149.7438 | 156.5541 | 162.976 | 170.1236 | 176.3002 | 183.4408 | 190.681 | 197.6139 | 204.2466 | 211.1208
$500 - $1,000 | 36.33 | 42.2683 | 47.4369 | 52.763 | 57.7246 | 63.0576 | 68.0223 | 73.4085 | 78.7554 | 84.4532 | 89.9015 | 95.7604 | 101.5578 | 107.4574 | 114.0798 | 120.6873 | 127.0803 | 133.7043 | 140.1859 | 147.0978 | 154.3755 | 161.3965 | 168.017 | 175.3856 | 181.7533 | 189.1148 | 196.5789 | 203.7263 | 210.5641 | 217.6509
$1,000 - $7,500 | 37.42 | 43.5365 | 48.8601 | 54.346 | 59.4565 | 64.9495 | 70.0631 | 75.6109 | 81.1183 | 86.9871 | 92.5988 | 98.6335 | 104.6049 | 110.6815 | 117.5025 | 124.3083 | 130.8931 | 137.7158 | 144.3919 | 151.5111 | 159.0072 | 166.2388 | 173.058 | 180.6477 | 187.2064 | 194.7887 | 202.4768 | 209.8386 | 216.8816 | 224.181
$7,500 + | 49.29 | 57.3467 | 64.3591 | 71.5852 | 78.3167 | 85.5521 | 92.2879 | 99.5955 | 106.8498 | 114.5803 | 121.9721 | 129.9211 | 137.7866 | 145.7907 | 154.7755 | 163.7401 | 172.4136 | 181.4007 | 190.1944 | 199.572 | 209.4459 | 218.9714 | 227.9537 | 237.9509 | 246.5901 | 256.5777 | 266.7044 | 276.4016 | 285.6786 | 295.2935
Reliability Response | 101.69 | 118.3117 | 132.7789 | 147.687 | 161.5748 | 176.5021 | 190.3988 | 205.475 | 220.4415 | 236.3901 | 251.6401 | 268.0396 | 284.2669 | 300.7802 | 319.3167 | 337.8116 | 355.7059 | 374.247 | 392.3893 | 411.7361 | 432.107 | 451.7591 | 470.2904 | 490.9156 | 508.739 | 529.3443 | 550.2368 | 570.243 | 589.3824 | 609.2188
Winter
Price band | 2021 | 2022 | 2023 | 2024 | 2025 | 2026 | 2027 | 2028 | 2029 | 2030 | 2031 | 2032 | 2033 | 2034 | 2035 | 2036 | 2037 | 2038 | 2039 | 2040 | 2041 | 2042 | 2043 | 2044 | 2045 | 2046 | 2047 | 2048 | 2049 | 2050
$300 - $500 | 35.24 | 45.0699 | 54.6118 | 64.2983 | 73.6691 | 83.221 | 92.9287 | 103.6262 | 113.5083 | 124.185 | 134.4078 | 145.7644 | 157.3142 | 169.8398 | 181.4854 | 194.7472 | 206.3506 | 219.3809 | 232.1774 | 244.6062 | 257.8795 | 270.8047 | 284.1562 | 296.4324 | 309.2318 | 322.1346 | 335.4577 | 347.3091 | 360.8966 | 372.1321
$500 - $1,000 | 36.33 | 46.464 | 56.301 | 66.2871 | 75.9477 | 85.7951 | 95.803 | 106.8314 | 117.0192 | 128.0261 | 138.5652 | 150.273 | 162.18 | 175.093 | 187.0988 | 200.7708 | 212.7332 | 226.1666 | 239.3589 | 252.1721 | 265.8559 | 279.1809 | 292.9454 | 305.6013 | 318.7966 | 332.0984 | 345.8337 | 358.0517 | 372.0594 | 383.6425
$1,000 - $7,500 | 37.42 | 47.858 | 57.9902 | 68.2759 | 78.2264 | 88.3692 | 98.6774 | 110.0367 | 120.5301 | 131.8673 | 142.7225 | 154.7816 | 167.0459 | 180.3463 | 192.7123 | 206.7945 | 219.1157 | 232.9522 | 246.5403 | 259.7379 | 273.8323 | 287.5571 | 301.7345 | 314.7702 | 328.3613 | 342.0623 | 356.2097 | 368.7942 | 383.2222 | 395.1528
$7,500 + | 49.29 | 63.0391 | 76.3853 | 89.9337 | 103.0405 | 116.4008 | 129.9788 | 144.9414 | 158.7635 | 173.6969 | 187.9955 | 203.8799 | 220.0345 | 237.554 | 253.8426 | 272.3918 | 288.6215 | 306.8469 | 324.7453 | 342.1294 | 360.6947 | 378.7731 | 397.4478 | 414.6185 | 432.5209 | 450.5679 | 469.2029 | 485.7794 | 504.7841 | 520.4993
Reliability Response | 49.29 | 63.0391 | 76.3853 | 89.9337 | 103.0405 | 116.4008 | 129.9788 | 144.9414 | 158.7635 | 173.6969 | 187.9955 | 203.8799 | 220.0345 | 237.554 | 253.8426 | 272.3918 | 288.6215 | 306.8469 | 324.7453 | 342.1294 | 360.6947 | 378.7731 | 397.4478 | 414.6185 | 432.5209 | 450.5679 | 469.2029 | 485.7794 | 504.7841 | 520.4993
New South Wales
Summer
Price band | 2020-21 | 2021-22 | 2022-23 | 2023-24 | 2024-25 | 2025-26 | 2026-27 | 2027-28 | 2028-29 | 2029-30 | 2030-31 | 2031-32 | 2032-33 | 2033-34 | 2034-35 | 2035-36 | 2036-37 | 2037-38 | 2038-39 | 2039-40 | 2040-41 | 2041-42 | 2042-43 | 2043-44 | 2044-45 | 2045-46 | 2046-47 | 2047-48 | 2048-49 | 2049-50
$300 - $500 | 29.59 | 31.9181 | 33.5931 | 35.3319 | 36.6997 | 38.1609 | 39.6029 | 40.9882 | 42.6813 | 44.3121 | 45.82 | 47.5462 | 49.372 | 51.4696 | 53.5863 | 55.7358 | 57.5673 | 59.9412 | 61.7978 | 64.0696 | 66.41 | 68.5477 | 70.3859 | 72.8481 | 74.8686 | 77.32 | 79.4324 | 81.2726 | 84.0862 | 85.8765
$500 - $1,000 | 35.06 | 37.8184 | 39.8031 | 41.8633 | 43.484 | 45.2154 | 46.9239 | 48.5653 | 50.5713 | 52.5036 | 54.2903 | 56.3356 | 58.4989 | 60.9843 | 63.4923 | 66.0391 | 68.2091 | 71.022 | 73.2217 | 75.9135 | 78.6866 | 81.2194 | 83.3974 | 86.3148 | 88.7088 | 91.6133 | 94.1162 | 96.2966 | 99.6304 | 101.7516
$1,000 - $7,500 | 38.37 | 41.3889 | 43.5609 | 45.8156 | 47.5893 | 49.4841 | 51.3539 | 53.1503 | 55.3458 | 57.4604 | 59.4158 | 61.6542 | 64.0218 | 66.7418 | 69.4866 | 72.2739 | 74.6487 | 77.7271 | 80.1345 | 83.0805 | 86.1153 | 88.8873 | 91.271 | 94.4637 | 97.0838 | 100.2625 | 103.0017 | 105.3879 | 109.0365 | 111.3579
$7,500 + | 42.97 | 46.3508 | 48.7832 | 51.3082 | 53.2945 | 55.4166 | 57.5105 | 59.5223 | 61.9809 | 64.3491 | 66.5389 | 69.0456 | 71.697 | 74.7431 | 77.817 | 80.9384 | 83.598 | 87.0455 | 89.7414 | 93.0406 | 96.4393 | 99.5436 | 102.213 | 105.7885 | 108.7227 | 112.2825 | 115.3501 | 118.0224 | 122.1083 | 124.7081
Reliability Response | 284.97 | 307.3908 | 323.5222 | 340.2676 | 353.4405 | 367.5135 | 381.4003 | 394.7419 | 411.0472 | 426.7526 | 441.2751 | 457.8991 | 475.4831 | 495.6842 | 516.0697 | 536.7704 | 554.4083 | 577.2712 | 595.1506 | 617.03 | 639.5696 | 660.1565 | 677.8599 | 701.5723 | 721.0313 | 744.639 | 764.9827 | 782.7051 | 809.8025 | 827.0436
Winter
Price band | 2021 | 2022 | 2023 | 2024 | 2025 | 2026 | 2027 | 2028 | 2029 | 2030 | 2031 | 2032 | 2033 | 2034 | 2035 | 2036 | 2037 | 2038 | 2039 | 2040 | 2041 | 2042 | 2043 | 2044 | 2045 | 2046 | 2047 | 2048 | 2049 | 2050
$300 - $500 | 29.59 | 31.4976 | 32.9489 | 34.3277 | 35.5385 | 36.783 | 38.0302 | 39.4405 | 40.7288 | 42.1106 | 43.5142 | 45.1647 | 46.6542 | 48.4929 | 50.2897 | 52.3711 | 54.1632 | 56.0705 | 57.9846 | 59.8257 | 61.5996 | 63.5142 | 65.2824 | 67.0484 | 68.8448 | 70.6453 | 72.6155 | 74.3237 | 76.2713 | 77.7118
$500 - $1,000 | 35.06 | 37.3202 | 39.0398 | 40.6735 | 42.1082 | 43.5826 | 45.0605 | 46.7315 | 48.2579 | 49.8952 | 51.5582 | 53.5139 | 55.2787 | 57.4573 | 59.5862 | 62.0524 | 64.1758 | 66.4356 | 68.7036 | 70.8851 | 72.9869 | 75.2554 | 77.3504 | 79.4429 | 81.5714 | 83.7047 | 86.0392 | 88.0631 | 90.3708 | 92.0776
$1,000 - $7,500 | 38.37 | 40.8436 | 42.7255 | 44.5134 | 46.0836 | 47.6973 | 49.3146 | 51.1434 | 52.8139 | 54.6057 | 56.4258 | 58.5661 | 60.4976 | 62.8818 | 65.2117 | 67.9108 | 70.2346 | 72.7078 | 75.1899 | 77.5773 | 79.8775 | 82.3603 | 84.6531 | 86.9431 | 89.2725 | 91.6073 | 94.1621 | 96.3771 | 98.9027 | 100.7706
$7,500 + | 42.97 | 45.7402 | 47.8477 | 49.8499 | 51.6083 | 53.4155 | 55.2267 | 57.2748 | 59.1455 | 61.1522 | 63.1904 | 65.5873 | 67.7503 | 70.4204 | 73.0297 | 76.0523 | 78.6547 | 81.4244 | 84.2041 | 86.8777 | 89.4537 | 92.2341 | 94.8017 | 97.3663 | 99.975 | 102.5896 | 105.4508 | 107.9313 | 110.7597 | 112.8515
Reliability Response | 284.97 | 303.3412 | 317.3181 | 330.5966 | 342.2579 | 354.2426 | 366.2547 | 379.8368 | 392.2432 | 405.5511 | 419.0682 | 434.9642 | 449.3091 | 467.0165 | 484.3208 | 504.3664 | 521.6251 | 539.9933 | 558.4278 | 576.1584 | 593.2421 | 611.6812 | 628.7095 | 645.7174 | 663.0176 | 680.3576 | 699.3321 | 715.7827 | 734.5399 | 748.4129
Victoria
Summer
Price band | 2020-21 | 2021-22 | 2022-23 | 2023-24 | 2024-25 | 2025-26 | 2026-27 | 2027-28 | 2028-29 | 2029-30 | 2030-31 | 2031-32 | 2032-33 | 2033-34 | 2034-35 | 2035-36 | 2036-37 | 2037-38 | 2038-39 | 2039-40 | 2040-41 | 2041-42 | 2042-43 | 2043-44 | 2044-45 | 2045-46 | 2046-47 | 2047-48 | 2048-49 | 2049-50
$300 - $500 | 0.68 | 0.70413 | 0.73396 | 0.76276 | 0.79058 | 0.82461 | 0.86246 | 0.8989 | 0.94226 | 0.98375 | 1.0231 | 1.0644 | 1.114 | 1.1659 | 1.2042 | 1.2653 | 1.3212 | 1.3804 | 1.4295 | 1.4829 | 1.5425 | 1.6029 | 1.6534 | 1.7148 | 1.775 | 1.8344 | 1.8927 | 1.95 | 2.0153 | 2.0791
$500 - $1,000 | 26.23 | 27.1609 | 28.3113 | 29.4224 | 30.4956 | 31.8081 | 33.2682 | 34.6738 | 36.3464 | 37.9465 | 39.4641 | 41.0577 | 42.9706 | 44.9741 | 46.4517 | 48.8062 | 50.9635 | 53.2471 | 55.1394 | 57.2007 | 59.4985 | 61.8311 | 63.776 | 66.1476 | 68.4662 | 70.7581 | 73.0063 | 75.2169 | 77.7366 | 80.1983
$1,000 - $7,500 | 29.7 | 30.7541 | 32.0566 | 33.3147 | 34.5299 | 36.0161 | 37.6693 | 39.2609 | 41.1548 | 42.9665 | 44.6848 | 46.4893 | 48.6552 | 50.9238 | 52.5969 | 55.2628 | 57.7056 | 60.2913 | 62.4339 | 64.7678 | 67.3697 | 70.0109 | 72.213 | 74.8983 | 77.5237 | 80.1188 | 82.6644 | 85.1675 | 88.0205 | 90.8079
$7,500 + | 53.1 | 54.9845 | 57.3133 | 59.5626 | 61.7353 | 64.3923 | 67.3481 | 70.1937 | 73.5797 | 76.819 | 79.891 | 83.1173 | 86.9896 | 91.0456 | 94.0368 | 98.8032 | 103.1705 | 107.7935 | 111.6242 | 115.7971 | 120.4488 | 125.1709 | 129.1081 | 133.9091 | 138.6029 | 143.2426 | 147.7938 | 152.2691 | 157.37 | 162.3534
Reliability Response | 200.1 | 207.2016 | 215.9772 | 224.4534 | 232.6408 | 242.6536 | 253.792 | 264.5152 | 277.275 | 289.4816 | 301.0582 | 313.216 | 327.8083 | 343.0928 | 354.3646 | 372.3262 | 388.7839 | 406.2048 | 420.6404 | 436.3652 | 453.8948 | 471.6894 | 486.5262 | 504.618 | 522.3059 | 539.79 | 556.9407 | 573.805 | 593.027 | 611.8064
Winter
Price band | 2021 | 2022 | 2023 | 2024 | 2025 | 2026 | 2027 | 2028 | 2029 | 2030 | 2031 | 2032 | 2033 | 2034 | 2035 | 2036 | 2037 | 2038 | 2039 | 2040 | 2041 | 2042 | 2043 | 2044 | 2045 | 2046 | 2047 | 2048 | 2049 | 2050
$300 - $500 | 0.68 | 0.6961 | 0.71903 | 0.74234 | 0.76566 | 0.79414 | 0.82569 | 0.85868 | 0.89296 | 0.92917 | 0.96251 | 0.99761 | 1.0384 | 1.0801 | 1.1296 | 1.1781 | 1.2313 | 1.2834 | 1.333 | 1.3813 | 1.4277 | 1.4749 | 1.5232 | 1.5672 | 1.6149 | 1.6606 | 1.7071 | 1.7486 | 1.797 | 1.8293
$500 - $1,000 | 26.23 | 26.8511 | 27.7356 | 28.6346 | 29.5343 | 30.6329 | 31.8498 | 33.1224 | 34.4444 | 35.8415 | 37.1273 | 38.4812 | 40.0538 | 41.6618 | 43.571 | 45.4446 | 47.4939 | 49.5064 | 51.4173 | 53.2819 | 55.0723 | 56.8933 | 58.7558 | 60.4542 | 62.2905 | 64.0549 | 65.8502 | 67.4499 | 69.3154 | 70.5639
$1,000 - $7,500 | 29.7 | 30.4032 | 31.4048 | 32.4227 | 33.4414 | 34.6853 | 36.0632 | 37.5042 | 39.0011 | 40.5831 | 42.0389 | 43.5719 | 45.3526 | 47.1733 | 49.335 | 51.4565 | 53.7769 | 56.0557 | 58.2193 | 60.3307 | 62.3579 | 64.4198 | 66.5286 | 68.4518 | 70.531 | 72.5288 | 74.5616 | 76.373 | 78.4852 | 79.8989
$7,500 + | 53.1 | 54.3573 | 56.1479 | 57.9678 | 59.7892 | 62.0132 | 64.4766 | 67.053 | 69.7293 | 72.5576 | 75.1604 | 77.9012 | 81.0849 | 84.3401 | 88.205 | 91.998 | 96.1466 | 100.2207 | 104.0891 | 107.8639 | 111.4884 | 115.1749 | 118.9451 | 122.3835 | 126.1009 | 129.6726 | 133.3071 | 136.5456 | 140.322 | 142.8495
Reliability Response | 175.1 | 179.2459 | 185.1508 | 191.1518 | 197.1581 | 204.4917 | 212.615 | 221.1107 | 229.936 | 239.2624 | 247.8453 | 256.8833 | 267.3816 | 278.1159 | 290.8606 | 303.3683 | 317.0485 | 330.483 | 343.2392 | 355.687 | 367.6388 | 379.7951 | 392.2277 | 403.566 | 415.8242 | 427.6022 | 439.587 | 450.2661 | 462.7192 | 471.0538
South Australia
Summer
Price band | 2020-21 | 2021-22 | 2022-23 | 2023-24 | 2024-25 | 2025-26 | 2026-27 | 2027-28 | 2028-29 | 2029-30 | 2030-31 | 2031-32 | 2032-33 | 2033-34 | 2034-35 | 2035-36 | 2036-37 | 2037-38 | 2038-39 | 2039-40 | 2040-41 | 2041-42 | 2042-43 | 2043-44 | 2044-45 | 2045-46 | 2046-47 | 2047-48 | 2048-49 | 2049-50
$300 - $500 | 12.18 | 12.8941 | 13.6769 | 14.5225 | 15.2094 | 15.8424 | 16.6056 | 17.2357 | 18.0289 | 18.7924 | 19.6139 | 20.4166 | 21.2534 | 22.207 | 23.0218 | 24.0905 | 25.0803 | 26.1472 | 27.0434 | 28.0046 | 28.8683 | 29.853 | 30.9084 | 31.6959 | 32.5954 | 33.5692 | 34.519 | 35.5795 | 36.4976 | 37.4564
$500 - $1,000 | 27.03 | 28.6147 | 30.352 | 32.2284 | 33.7529 | 35.1576 | 36.8514 | 38.2496 | 40.01 | 41.7043 | 43.5274 | 45.3088 | 47.1659 | 49.2821 | 51.0902 | 53.4619 | 55.6584 | 58.0263 | 60.015 | 62.1481 | 64.065 | 66.2501 | 68.5922 | 70.34 | 72.3362 | 74.4971 | 76.605 | 78.9585 | 80.996 | 83.1237
$1,000 - $7,500 | 33.03 | 34.9664 | 37.0894 | 39.3823 | 41.2452 | 42.9617 | 45.0315 | 46.74 | 48.8913 | 50.9617 | 53.1894 | 55.3662 | 57.6355 | 60.2215 | 62.431 | 65.3292 | 68.0132 | 70.9067 | 73.3368 | 75.9434 | 78.2858 | 80.9559 | 83.818 | 85.9538 | 88.393 | 91.0336 | 93.6094 | 96.4854 | 98.9752 | 101.5752
$7,500 + | 60.87 | 64.4386 | 68.351 | 72.5765 | 76.0095 | 79.1728 | 82.9872 | 86.1358 | 90.1002 | 93.9157 | 98.0211 | 102.0328 | 106.2148 | 110.9804 | 115.0523 | 120.3931 | 125.3395 | 130.6718 | 135.1503 | 139.9539 | 144.2706 | 149.1913 | 154.4656 | 158.4016 | 162.8969 | 167.7631 | 172.51 | 177.81 | 182.3983 | 187.1899
Reliability Response | 60.87 | 64.4386 | 68.351 | 72.5765 | 76.0095 | 79.1728 | 82.9872 | 86.1358 | 90.1002 | 93.9157 | 98.0211 | 102.0328 | 106.2148 | 110.9804 | 115.0523 | 120.3931 | 125.3395 | 130.6718 | 135.1503 | 139.9539 | 144.2706 | 149.1913 | 154.4656 | 158.4016 | 162.8969 | 167.7631 | 172.51 | 177.81 | 182.3983 | 187.1899
Winter
Price band | 2021 | 2022 | 2023 | 2024 | 2025 | 2026 | 2027 | 2028 | 2029 | 2030 | 2031 | 2032 | 2033 | 2034 | 2035 | 2036 | 2037 | 2038 | 2039 | 2040 | 2041 | 2042 | 2043 | 2044 | 2045 | 2046 | 2047 | 2048 | 2049 | 2050
$300 - $500 | 12.18 | 12.5291 | 13.0134 | 13.4901 | 13.8496 | 14.2743 | 14.6779 | 15.1383 | 15.5945 | 16.0996 | 16.6031 | 17.1005 | 17.6536 | 18.2678 | 18.9657 | 19.6915 | 20.2948 | 20.995 | 21.5961 | 22.22 | 22.8283 | 23.3754 | 23.9895 | 24.4795 | 25.0754 | 25.626 | 26.1777 | 26.7093 | 27.2217 | 27.6879
$500 - $1,000 | 27.03 | 27.8047 | 28.8794 | 29.9374 | 30.7351 | 31.6778 | 32.5735 | 33.5952 | 34.6075 | 35.7284 | 36.8458 | 37.9497 | 39.1771 | 40.54 | 42.0888 | 43.6996 | 45.0385 | 46.5924 | 47.9263 | 49.3108 | 50.6608 | 51.8749 | 53.2378 | 54.3253 | 55.6477 | 56.8695 | 58.0938 | 59.2737 | 60.4108 | 61.4454
$1,000 - $7,500 | 33.03 | 33.9766 | 35.2899 | 36.5827 | 37.5576 | 38.7095 | 39.804 | 41.0525 | 42.2895 | 43.6592 | 45.0247 | 46.3736 | 47.8734 | 49.5389 | 51.4315 | 53.3998 | 55.036 | 56.9348 | 58.5648 | 60.2566 | 61.9063 | 63.3898 | 65.0552 | 66.3842 | 68.0001 | 69.4931 | 70.9892 | 72.431 | 73.8205 | 75.0848
$7,500 + | 60.87 | 62.6145 | 65.0347 | 67.4172 | 69.2137 | 71.3366 | 73.3536 | 75.6544 | 77.9341 | 80.4582 | 82.9747 | 85.4604 | 88.2245 | 91.2938 | 94.7816 | 98.4089 | 101.4242 | 104.9234 | 107.9273 | 111.0451 | 114.0853 | 116.8192 | 119.8884 | 122.3374 | 125.3154 | 128.0667 | 130.8239 | 133.4809 | 136.0417 | 138.3715
Reliability Response | 60.87 | 62.6145 | 65.0347 | 67.4172 | 69.2137 | 71.3366 | 73.3536 | 75.6544 | 77.9341 | 80.4582 | 82.9747 | 85.4604 | 88.2245 | 91.2938 | 94.7816 | 98.4089 | 101.4242 | 104.9234 | 107.9273 | 111.0451 | 114.0853 | 116.8192 | 119.8884 | 122.3374 | 125.3154 | 128.0667 | 130.8239 | 133.4809 | 136.0417 | 138.3715
Tasmania
Summer
Price band | 2020-21 | 2021-22 | 2022-23 | 2023-24 | 2024-25 | 2025-26 | 2026-27 | 2027-28 | 2028-29 | 2029-30 | 2030-31 | 2031-32 | 2032-33 | 2033-34 | 2034-35 | 2035-36 | 2036-37 | 2037-38 | 2038-39 | 2039-40 | 2040-41 | 2041-42 | 2042-43 | 2043-44 | 2044-45 | 2045-46 | 2046-47 | 2047-48 | 2048-49 | 2049-50
$300 - $500 | 0.28 | 0.28531 | 0.28696 | 0.28757 | 0.28767 | 0.28703 | 0.28633 | 0.2866 | 0.28715 | 0.28644 | 0.28631 | 0.28665 | 0.28711 | 0.28784 | 0.28867 | 0.28969 | 0.29097 | 0.29136 | 0.29152 | 0.29313 | 0.29396 | 0.29556 | 0.2956 | 0.29564 | 0.29727 | 0.29824 | 0.29856 | 0.29947 | 0.3007 | 0.30103
$500 - $1,000 | 28.19 | 28.7249 | 28.8903 | 28.9522 | 28.9624 | 28.8974 | 28.8271 | 28.8546 | 28.9101 | 28.8381 | 28.8255 | 28.8595 | 28.9063 | 28.9793 | 29.0628 | 29.1653 | 29.2945 | 29.3339 | 29.3499 | 29.5118 | 29.5952 | 29.7568 | 29.7607 | 29.7651 | 29.929 | 30.026 | 30.0587 | 30.1507 | 30.2743 | 30.3073
$1,000 - $7,500 | 33.37 | 34.0032 | 34.199 | 34.2723 | 34.2843 | 34.2073 | 34.1242 | 34.1568 | 34.2225 | 34.1372 | 34.1223 | 34.1625 | 34.218 | 34.3044 | 34.4031 | 34.5246 | 34.6775 | 34.7241 | 34.7431 | 34.9347 | 35.0334 | 35.2247 | 35.2293 | 35.2345 | 35.4286 | 35.5434 | 35.5821 | 35.691 | 35.8373 | 35.8764
$7,500 + | 33.37 | 34.0032 | 34.199 | 34.2723 | 34.2843 | 34.2073 | 34.1242 | 34.1568 | 34.2225 | 34.1372 | 34.1223 | 34.1625 | 34.218 | 34.3044 | 34.4031 | 34.5246 | 34.6775 | 34.7241 | 34.7431 | 34.9347 | 35.0334 | 35.2247 | 35.2293 | 35.2345 | 35.4286 | 35.5434 | 35.5821 | 35.691 | 35.8373 | 35.8764
Reliability Response | 33.37 | 34.0032 | 34.199 | 34.2723 | 34.2843 | 34.2073 | 34.1242 | 34.1568 | 34.2225 | 34.1372 | 34.1223 | 34.1625 | 34.218 | 34.3044 | 34.4031 | 34.5246 | 34.6775 | 34.7241 | 34.7431 | 34.9347 | 35.0334 | 35.2247 | 35.2293 | 35.2345 | 35.4286 | 35.5434 | 35.5821 | 35.691 | 35.8373 | 35.8764
Winter
Price band | 2021 | 2022 | 2023 | 2024 | 2025 | 2026 | 2027 | 2028 | 2029 | 2030 | 2031 | 2032 | 2033 | 2034 | 2035 | 2036 | 2037 | 2038 | 2039 | 2040 | 2041 | 2042 | 2043 | 2044 | 2045 | 2046 | 2047 | 2048 | 2049 | 2050
$300 - $500 | 0.28 | 0.28379 | 0.28764 | 0.29114 | 0.29344 | 0.29624 | 0.29892 | 0.30149 | 0.30434 | 0.3072 | 0.31015 | 0.31315 | 0.31668 | 0.32062 | 0.3241 | 0.32823 | 0.33244 | 0.33644 | 0.34028 | 0.34457 | 0.3484 | 0.35223 | 0.3558 | 0.35974 | 0.36366 | 0.36726 | 0.37156 | 0.37496 | 0.37904 | 0.38205
$500 - $1,000 | 28.19 | 28.5716 | 28.9595 | 29.3114 | 29.543 | 29.8248 | 30.095 | 30.3539 | 30.6408 | 30.9281 | 31.2253 | 31.5276 | 31.8829 | 32.2793 | 32.6294 | 33.0459 | 33.4699 | 33.8722 | 34.2592 | 34.6908 | 35.0765 | 35.4624 | 35.821 | 36.218 | 36.6128 | 36.9753 | 37.4082 | 37.7501 | 38.1617 | 38.4646
$1,000 - $7,500 | 33.37 | 33.8218 | 34.2809 | 34.6974 | 34.9716 | 35.3052 | 35.625 | 35.9315 | 36.2711 | 36.6113 | 36.9631 | 37.3209 | 37.7415 | 38.2107 | 38.6252 | 39.1182 | 39.6201 | 40.0964 | 40.5545 | 41.0654 | 41.5219 | 41.9788 | 42.4032 | 42.8731 | 43.3405 | 43.7696 | 44.2821 | 44.6868 | 45.174 | 45.5326
$7,500 + | 33.37 | 33.8218 | 34.2809 | 34.6974 | 34.9716 | 35.3052 | 35.625 | 35.9315 | 36.2711 | 36.6113 | 36.9631 | 37.3209 | 37.7415 | 38.2107 | 38.6252 | 39.1182 | 39.6201 | 40.0964 | 40.5545 | 41.0654 | 41.5219 | 41.9788 | 42.4032 | 42.8731 | 43.3405 | 43.7696 | 44.2821 | 44.6868 | 45.174 | 45.5326
Reliability Response | 33.37 | 33.8218 | 34.2809 | 34.6974 | 34.9716 | 35.3052 | 35.625 | 35.9315 | 36.2711 | 36.6113 | 36.9631 | 37.3209 | 37.7415 | 38.2107 | 38.6252 | 39.1182 | 39.6201 | 40.0964 | 40.5545 | 41.0654 | 41.5219 | 41.9788 | 42.4032 | 42.8731 | 43.3405 | 43.7696 | 44.2821 | 44.6868 | 45.174 | 45.5326
High DER
Queensland
Summer
Price band | 2020-21 | 2021-22 | 2022-23 | 2023-24 | 2024-25 | 2025-26 | 2026-27 | 2027-28 | 2028-29 | 2029-30 | 2030-31 | 2031-32 | 2032-33 | 2033-34 | 2034-35 | 2035-36 | 2036-37 | 2037-38 | 2038-39 | 2039-40 | 2040-41 | 2041-42 | 2042-43 | 2043-44 | 2044-45 | 2045-46 | 2046-47 | 2047-48 | 2048-49 | 2049-50
$300 - $500 | 35.24 | 41.0002 | 46.0137 | 51.18 | 55.9927 | 61.1657 | 65.9814 | 71.206 | 76.3925 | 81.9194 | 87.2042 | 92.8874 | 98.5108 | 104.2334 | 110.6571 | 117.0664 | 123.2675 | 129.6928 | 135.9799 | 142.6844 | 149.7438 | 156.5541 | 162.976 | 170.1236 | 176.3002 | 183.4408 | 190.681 | 197.6139 | 204.2466 | 211.1208
$500 - $1,000 | 36.33 | 42.2683 | 47.4369 | 52.763 | 57.7246 | 63.0576 | 68.0223 | 73.4085 | 78.7554 | 84.4532 | 89.9015 | 95.7604 | 101.5578 | 107.4574 | 114.0798 | 120.6873 | 127.0803 | 133.7043 | 140.1859 | 147.0978 | 154.3755 | 161.3965 | 168.017 | 175.3856 | 181.7533 | 189.1148 | 196.5789 | 203.7263 | 210.5641 | 217.6509
$1,000 - $7,500 | 37.42 | 43.5365 | 48.8601 | 54.346 | 59.4565 | 64.9495 | 70.0631 | 75.6109 | 81.1183 | 86.9871 | 92.5988 | 98.6335 | 104.6049 | 110.6815 | 117.5025 | 124.3083 | 130.8931 | 137.7158 | 144.3919 | 151.5111 | 159.0072 | 166.2388 | 173.058 | 180.6477 | 187.2064 | 194.7887 | 202.4768 | 209.8386 | 216.8816 | 224.181
$7,500 + | 49.29 | 57.3467 | 64.3591 | 71.5852 | 78.3167 | 85.5521 | 92.2879 | 99.5955 | 106.8498 | 114.5803 | 121.9721 | 129.9211 | 137.7866 | 145.7907 | 154.7755 | 163.7401 | 172.4136 | 181.4007 | 190.1944 | 199.572 | 209.4459 | 218.9714 | 227.9537 | 237.9509 | 246.5901 | 256.5777 | 266.7044 | 276.4016 | 285.6786 | 295.2935
Reliability Response | 101.69 | 118.3117 | 132.7789 | 147.687 | 161.5748 | 176.5021 | 190.3988 | 205.475 | 220.4415 | 236.3901 | 251.6401 | 268.0396 | 284.2669 | 300.7802 | 319.3167 | 337.8116 | 355.7059 | 374.247 | 392.3893 | 411.7361 | 432.107 | 451.7591 | 470.2904 | 490.9156 | 508.739 | 529.3443 | 550.2368 | 570.243 | 589.3824 | 609.2188
Winter
Price band | 2021 | 2022 | 2023 | 2024 | 2025 | 2026 | 2027 | 2028 | 2029 | 2030 | 2031 | 2032 | 2033 | 2034 | 2035 | 2036 | 2037 | 2038 | 2039 | 2040 | 2041 | 2042 | 2043 | 2044 | 2045 | 2046 | 2047 | 2048 | 2049 | 2050
$300 - $500 | 35.24 | 45.0699 | 54.6118 | 64.2983 | 73.6691 | 83.221 | 92.9287 | 103.6262 | 113.5083 | 124.185 | 134.4078 | 145.7644 | 157.3142 | 169.8398 | 181.4854 | 194.7472 | 206.3506 | 219.3809 | 232.1774 | 244.6062 | 257.8795 | 270.8047 | 284.1562 | 296.4324 | 309.2318 | 322.1346 | 335.4577 | 347.3091 | 360.8966 | 372.1321
$500 - $1,000 | 36.33 | 46.464 | 56.301 | 66.2871 | 75.9477 | 85.7951 | 95.803 | 106.8314 | 117.0192 | 128.0261 | 138.5652 | 150.273 | 162.18 | 175.093 | 187.0988 | 200.7708 | 212.7332 | 226.1666 | 239.3589 | 252.1721 | 265.8559 | 279.1809 | 292.9454 | 305.6013 | 318.7966 | 332.0984 | 345.8337 | 358.0517 | 372.0594 | 383.6425
$1,000 - $7,500 | 37.42 | 47.858 | 57.9902 | 68.2759 | 78.2264 | 88.3692 | 98.6774 | 110.0367 | 120.5301 | 131.8673 | 142.7225 | 154.7816 | 167.0459 | 180.3463 | 192.7123 | 206.7945 | 219.1157 | 232.9522 | 246.5403 | 259.7379 | 273.8323 | 287.5571 | 301.7345 | 314.7702 | 328.3613 | 342.0623 | 356.2097 | 368.7942 | 383.2222 | 395.1528
$7,500 + | 49.29 | 63.0391 | 76.3853 | 89.9337 | 103.0405 | 116.4008 | 129.9788 | 144.9414 | 158.7635 | 173.6969 | 187.9955 | 203.8799 | 220.0345 | 237.554 | 253.8426 | 272.3918 | 288.6215 | 306.8469 | 324.7453 | 342.1294 | 360.6947 | 378.7731 | 397.4478 | 414.6185 | 432.5209 | 450.5679 | 469.2029 | 485.7794 | 504.7841 | 520.4993
Reliability Response | 49.29 | 63.0391 | 76.3853 | 89.9337 | 103.0405 | 116.4008 | 129.9788 | 144.9414 | 158.7635 | 173.6969 | 187.9955 | 203.8799 | 220.0345 | 237.554 | 253.8426 | 272.3918 | 288.6215 | 306.8469 | 324.7453 | 342.1294 | 360.6947 | 378.7731 | 397.4478 | 414.6185 | 432.5209 | 450.5679 | 469.2029 | 485.7794 | 504.7841 | 520.4993
New South Wales
Summer
Price band | 2020-21 | 2021-22 | 2022-23 | 2023-24 | 2024-25 | 2025-26 | 2026-27 | 2027-28 | 2028-29 | 2029-30 | 2030-31 | 2031-32 | 2032-33 | 2033-34 | 2034-35 | 2035-36 | 2036-37 | 2037-38 | 2038-39 | 2039-40 | 2040-41 | 2041-42 | 2042-43 | 2043-44 | 2044-45 | 2045-46 | 2046-47 | 2047-48 | 2048-49 | 2049-50
$300 - $500 | 29.59 | 31.9181 | 33.5931 | 35.3319 | 36.6997 | 38.1609 | 39.6029 | 40.9882 | 42.6813 | 44.3121 | 45.82 | 47.5462 | 49.372 | 51.4696 | 53.5863 | 55.7358 | 57.5673 | 59.9412 | 61.7978 | 64.0696 | 66.41 | 68.5477 | 70.3859 | 72.8481 | 74.8686 | 77.32 | 79.4324 | 81.2726 | 84.0862 | 85.8765
$500 - $1,000 | 35.06 | 37.8184 | 39.8031 | 41.8633 | 43.484 | 45.2154 | 46.9239 | 48.5653 | 50.5713 | 52.5036 | 54.2903 | 56.3356 | 58.4989 | 60.9843 | 63.4923 | 66.0391 | 68.2091 | 71.022 | 73.2217 | 75.9135 | 78.6866 | 81.2194 | 83.3974 | 86.3148 | 88.7088 | 91.6133 | 94.1162 | 96.2966 | 99.6304 | 101.7516
$1,000 - $7,500 | 38.37 | 41.3889 | 43.5609 | 45.8156 | 47.5893 | 49.4841 | 51.3539 | 53.1503 | 55.3458 | 57.4604 | 59.4158 | 61.6542 | 64.0218 | 66.7418 | 69.4866 | 72.2739 | 74.6487 | 77.7271 | 80.1345 | 83.0805 | 86.1153 | 88.8873 | 91.271 | 94.4637 | 97.0838 | 100.2625 | 103.0017 | 105.3879 | 109.0365 | 111.3579
$7,500 + | 42.97 | 46.3508 | 48.7832 | 51.3082 | 53.2945 | 55.4166 | 57.5105 | 59.5223 | 61.9809 | 64.3491 | 66.5389 | 69.0456 | 71.697 | 74.7431 | 77.817 | 80.9384 | 83.598 | 87.0455 | 89.7414 | 93.0406 | 96.4393 | 99.5436 | 102.213 | 105.7885 | 108.7227 | 112.2825 | 115.3501 | 118.0224 | 122.1083 | 124.7081
Reliability Response | 284.97 | 307.3908 | 323.5222 | 340.2676 | 353.4405 | 367.5135 | 381.4003 | 394.7419 | 411.0472 | 426.7526 | 441.2751 | 457.8991 | 475.4831 | 495.6842 | 516.0697 | 536.7704 | 554.4083 | 577.2712 | 595.1506 | 617.03 | 639.5696 | 660.1565 | 677.8599 | 701.5723 | 721.0313 | 744.639 | 764.9827 | 782.7051 | 809.8025 | 827.0436
Winter
Price band | 2021 | 2022 | 2023 | 2024 | 2025 | 2026 | 2027 | 2028 | 2029 | 2030 | 2031 | 2032 | 2033 | 2034 | 2035 | 2036 | 2037 | 2038 | 2039 | 2040 | 2041 | 2042 | 2043 | 2044 | 2045 | 2046 | 2047 | 2048 | 2049 | 2050
$300 - $500 | 29.59 | 31.4976 | 32.9489 | 34.3277 | 35.5385 | 36.783 | 38.0302 | 39.4405 | 40.7288 | 42.1106 | 43.5142 | 45.1647 | 46.6542 | 48.4929 | 50.2897 | 52.3711 | 54.1632 | 56.0705 | 57.9846 | 59.8257 | 61.5996 | 63.5142 | 65.2824 | 67.0484 | 68.8448 | 70.6453 | 72.6155 | 74.3237 | 76.2713 | 77.7118
$500 - $1,000 | 35.06 | 37.3202 | 39.0398 | 40.6735 | 42.1082 | 43.5826 | 45.0605 | 46.7315 | 48.2579 | 49.8952 | 51.5582 | 53.5139 | 55.2787 | 57.4573 | 59.5862 | 62.0524 | 64.1758 | 66.4356 | 68.7036 | 70.8851 | 72.9869 | 75.2554 | 77.3504 | 79.4429 | 81.5714 | 83.7047 | 86.0392 | 88.0631 | 90.3708 | 92.0776
$1,000 - $7,500 | 38.37 | 40.8436 | 42.7255 | 44.5134 | 46.0836 | 47.6973 | 49.3146 | 51.1434 | 52.8139 | 54.6057 | 56.4258 | 58.5661 | 60.4976 | 62.8818 | 65.2117 | 67.9108 | 70.2346 | 72.7078 | 75.1899 | 77.5773 | 79.8775 | 82.3603 | 84.6531 | 86.9431 | 89.2725 | 91.6073 | 94.1621 | 96.3771 | 98.9027 | 100.7706
$7,500 + | 42.97 | 45.7402 | 47.8477 | 49.8499 | 51.6083 | 53.4155 | 55.2267 | 57.2748 | 59.1455 | 61.1522 | 63.1904 | 65.5873 | 67.7503 | 70.4204 | 73.0297 | 76.0523 | 78.6547 | 81.4244 | 84.2041 | 86.8777 | 89.4537 | 92.2341 | 94.8017 | 97.3663 | 99.975 | 102.5896 | 105.4508 | 107.9313 | 110.7597 | 112.8515
Reliability Response | 284.97 | 303.3412 | 317.3181 | 330.5966 | 342.2579 | 354.2426 | 366.2547 | 379.8368 | 392.2432 | 405.5511 | 419.0682 | 434.9642 | 449.3091 | 467.0165 | 484.3208 | 504.3664 | 521.6251 | 539.9933 | 558.4278 | 576.1584 | 593.2421 | 611.6812 | 628.7095 | 645.7174 | 663.0176 | 680.3576 | 699.3321 | 715.7827 | 734.5399 | 748.4129
Victoria
Summer
Price band | 2020-21 | 2021-22 | 2022-23 | 2023-24 | 2024-25 | 2025-26 | 2026-27 | 2027-28 | 2028-29 | 2029-30 | 2030-31 | 2031-32 | 2032-33 | 2033-34 | 2034-35 | 2035-36 | 2036-37 | 2037-38 | 2038-39 | 2039-40 | 2040-41 | 2041-42 | 2042-43 | 2043-44 | 2044-45 | 2045-46 | 2046-47 | 2047-48 | 2048-49 | 2049-50
$300 - $500 | 0.68 | 0.70413 | 0.73396 | 0.76276 | 0.79058 | 0.82461 | 0.86246 | 0.8989 | 0.94226 | 0.98375 | 1.0231 | 1.0644 | 1.114 | 1.1659 | 1.2042 | 1.2653 | 1.3212 | 1.3804 | 1.4295 | 1.4829 | 1.5425 | 1.6029 | 1.6534 | 1.7148 | 1.775 | 1.8344 | 1.8927 | 1.95 | 2.0153 | 2.0791
$500 - $1,000 | 26.23 | 27.1609 | 28.3113 | 29.4224 | 30.4956 | 31.8081 | 33.2682 | 34.6738 | 36.3464 | 37.9465 | 39.4641 | 41.0577 | 42.9706 | 44.9741 | 46.4517 | 48.8062 | 50.9635 | 53.2471 | 55.1394 | 57.2007 | 59.4985 | 61.8311 | 63.776 | 66.1476 | 68.4662 | 70.7581 | 73.0063 | 75.2169 | 77.7366 | 80.1983
$1,000 - $7,500 | 29.7 | 30.7541 | 32.0566 | 33.3147 | 34.5299 | 36.0161 | 37.6693 | 39.2609 | 41.1548 | 42.9665 | 44.6848 | 46.4893 | 48.6552 | 50.9238 | 52.5969 | 55.2628 | 57.7056 | 60.2913 | 62.4339 | 64.7678 | 67.3697 | 70.0109 | 72.213 | 74.8983 | 77.5237 | 80.1188 | 82.6644 | 85.1675 | 88.0205 | 90.8079
$7,500 + | 53.1 | 54.9845 | 57.3133 | 59.5626 | 61.7353 | 64.3923 | 67.3481 | 70.1937 | 73.5797 | 76.819 | 79.891 | 83.1173 | 86.9896 | 91.0456 | 94.0368 | 98.8032 | 103.1705 | 107.7935 | 111.6242 | 115.7971 | 120.4488 | 125.1709 | 129.1081 | 133.9091 | 138.6029 | 143.2426 | 147.7938 | 152.2691 | 157.37 | 162.3534
Reliability Response | 200.1 | 207.2016 | 215.9772 | 224.4534 | 232.6408 | 242.6536 | 253.792 | 264.5152 | 277.275 | 289.4816 | 301.0582 | 313.216 | 327.8083 | 343.0928 | 354.3646 | 372.3262 | 388.7839 | 406.2048 | 420.6404 | 436.3652 | 453.8948 | 471.6894 | 486.5262 | 504.618 | 522.3059 | 539.79 | 556.9407 | 573.805 | 593.027 | 611.8064
Winter
Price band | 2021 | 2022 | 2023 | 2024 | 2025 | 2026 | 2027 | 2028 | 2029 | 2030 | 2031 | 2032 | 2033 | 2034 | 2035 | 2036 | 2037 | 2038 | 2039 | 2040 | 2041 | 2042 | 2043 | 2044 | 2045 | 2046 | 2047 | 2048 | 2049 | 2050
$300 - $500 | 0.68 | 0.6961 | 0.71903 | 0.74234 | 0.76566 | 0.79414 | 0.82569 | 0.85868 | 0.89296 | 0.92917 | 0.96251 | 0.99761 | 1.0384 | 1.0801 | 1.1296 | 1.1781 | 1.2313 | 1.2834 | 1.333 | 1.3813 | 1.4277 | 1.4749 | 1.5232 | 1.5672 | 1.6149 | 1.6606 | 1.7071 | 1.7486 | 1.797 | 1.8293
$500 - $1,000 | 26.23 | 26.8511 | 27.7356 | 28.6346 | 29.5343 | 30.6329 | 31.8498 | 33.1224 | 34.4444 | 35.8415 | 37.1273 | 38.4812 | 40.0538 | 41.6618 | 43.571 | 45.4446 | 47.4939 | 49.5064 | 51.4173 | 53.2819 | 55.0723 | 56.8933 | 58.7558 | 60.4542 | 62.2905 | 64.0549 | 65.8502 | 67.4499 | 69.3154 | 70.5639
$1,000 - $7,500 | 29.7 | 30.4032 | 31.4048 | 32.4227 | 33.4414 | 34.6853 | 36.0632 | 37.5042 | 39.0011 | 40.5831 | 42.0389 | 43.5719 | 45.3526 | 47.1733 | 49.335 | 51.4565 | 53.7769 | 56.0557 | 58.2193 | 60.3307 | 62.3579 | 64.4198 | 66.5286 | 68.4518 | 70.531 | 72.5288 | 74.5616 | 76.373 | 78.4852 | 79.8989
$7,500 + | 53.1 | 54.3573 | 56.1479 | 57.9678 | 59.7892 | 62.0132 | 64.4766 | 67.053 | 69.7293 | 72.5576 | 75.1604 | 77.9012 | 81.0849 | 84.3401 | 88.205 | 91.998 | 96.1466 | 100.2207 | 104.0891 | 107.8639 | 111.4884 | 115.1749 | 118.9451 | 122.3835 | 126.1009 | 129.6726 | 133.3071 | 136.5456 | 140.322 | 142.8495
Reliability Response | 175.1 | 179.2459 | 185.1508 | 191.1518 | 197.1581 | 204.4917 | 212.615 | 221.1107 | 229.936 | 239.2624 | 247.8453 | 256.8833 | 267.3816 | 278.1159 | 290.8606 | 303.3683 | 317.0485 | 330.483 | 343.2392 | 355.687 | 367.6388 | 379.7951 | 392.2277 | 403.566 | 415.8242 | 427.6022 | 439.587 | 450.2661 | 462.7192 | 471.0538
South Australia
Summer
Price band | 2020-21 | 2021-22 | 2022-23 | 2023-24 | 2024-25 | 2025-26 | 2026-27 | 2027-28 | 2028-29 | 2029-30 | 2030-31 | 2031-32 | 2032-33 | 2033-34 | 2034-35 | 2035-36 | 2036-37 | 2037-38 | 2038-39 | 2039-40 | 2040-41 | 2041-42 | 2042-43 | 2043-44 | 2044-45 | 2045-46 | 2046-47 | 2047-48 | 2048-49 | 2049-50
$300 - $500 | 12.18 | 12.8941 | 13.6769 | 14.5225 | 15.2094 | 15.8424 | 16.6056 | 17.2357 | 18.0289 | 18.7924 | 19.6139 | 20.4166 | 21.2534 | 22.207 | 23.0218 | 24.0905 | 25.0803 | 26.1472 | 27.0434 | 28.0046 | 28.8683 | 29.853 | 30.9084 | 31.6959 | 32.5954 | 33.5692 | 34.519 | 35.5795 | 36.4976 | 37.4564
$500 - $1,000 | 27.03 | 28.6147 | 30.352 | 32.2284 | 33.7529 | 35.1576 | 36.8514 | 38.2496 | 40.01 | 41.7043 | 43.5274 | 45.3088 | 47.1659 | 49.2821 | 51.0902 | 53.4619 | 55.6584 | 58.0263 | 60.015 | 62.1481 | 64.065 | 66.2501 | 68.5922 | 70.34 | 72.3362 | 74.4971 | 76.605 | 78.9585 | 80.996 | 83.1237
$1,000 - $7,500 | 33.03 | 34.9664 | 37.0894 | 39.3823 | 41.2452 | 42.9617 | 45.0315 | 46.74 | 48.8913 | 50.9617 | 53.1894 | 55.3662 | 57.6355 | 60.2215 | 62.431 | 65.3292 | 68.0132 | 70.9067 | 73.3368 | 75.9434 | 78.2858 | 80.9559 | 83.818 | 85.9538 | 88.393 | 91.0336 | 93.6094 | 96.4854 | 98.9752 | 101.5752
$7,500 + | 60.87 | 64.4386 | 68.351 | 72.5765 | 76.0095 | 79.1728 | 82.9872 | 86.1358 | 90.1002 | 93.9157 | 98.0211 | 102.0328 | 106.2148 | 110.9804 | 115.0523 | 120.3931 | 125.3395 | 130.6718 | 135.1503 | 139.9539 | 144.2706 | 149.1913 | 154.4656 | 158.4016 | 162.8969 | 167.7631 | 172.51 | 177.81 | 182.3983 | 187.1899
Reliability Response | 60.87 | 64.4386 | 68.351 | 72.5765 | 76.0095 | 79.1728 | 82.9872 | 86.1358 | 90.1002 | 93.9157 | 98.0211 | 102.0328 | 106.2148 | 110.9804 | 115.0523 | 120.3931 | 125.3395 | 130.6718 | 135.1503 | 139.9539 | 144.2706 | 149.1913 | 154.4656 | 158.4016 | 162.8969 | 167.7631 | 172.51 | 177.81 | 182.3983 | 187.1899
Winter
Price band | 2021 | 2022 | 2023 | 2024 | 2025 | 2026 | 2027 | 2028 | 2029 | 2030 | 2031 | 2032 | 2033 | 2034 | 2035 | 2036 | 2037 | 2038 | 2039 | 2040 | 2041 | 2042 | 2043 | 2044 | 2045 | 2046 | 2047 | 2048 | 2049 | 2050
$300 - $500 | 12.18 | 12.5291 | 13.0134 | 13.4901 | 13.8496 | 14.2743 | 14.6779 | 15.1383 | 15.5945 | 16.0996 | 16.6031 | 17.1005 | 17.6536 | 18.2678 | 18.9657 | 19.6915 | 20.2948 | 20.995 | 21.5961 | 22.22 | 22.8283 | 23.3754 | 23.9895 | 24.4795 | 25.0754 | 25.626 | 26.1777 | 26.7093 | 27.2217 | 27.6879
$500 - $1,000 | 27.03 | 27.8047 | 28.8794 | 29.9374 | 30.7351 | 31.6778 | 32.5735 | 33.5952 | 34.6075 | 35.7284 | 36.8458 | 37.9497 | 39.1771 | 40.54 | 42.0888 | 43.6996 | 45.0385 | 46.5924 | 47.9263 | 49.3108 | 50.6608 | 51.8749 | 53.2378 | 54.3253 | 55.6477 | 56.8695 | 58.0938 | 59.2737 | 60.4108 | 61.4454
$1,000 - $7,500 | 33.03 | 33.9766 | 35.2899 | 36.5827 | 37.5576 | 38.7095 | 39.804 | 41.0525 | 42.2895 | 43.6592 | 45.0247 | 46.3736 | 47.8734 | 49.5389 | 51.4315 | 53.3998 | 55.036 | 56.9348 | 58.5648 | 60.2566 | 61.9063 | 63.3898 | 65.0552 | 66.3842 | 68.0001 | 69.4931 | 70.9892 | 72.431 | 73.8205 | 75.0848
$7,500 + | 60.87 | 62.6145 | 65.0347 | 67.4172 | 69.2137 | 71.3366 | 73.3536 | 75.6544 | 77.9341 | 80.4582 | 82.9747 | 85.4604 | 88.2245 | 91.2938 | 94.7816 | 98.4089 | 101.4242 | 104.9234 | 107.9273 | 111.0451 | 114.0853 | 116.8192 | 119.8884 | 122.3374 | 125.3154 | 128.0667 | 130.8239 | 133.4809 | 136.0417 | 138.3715
Reliability Response | 60.87 | 62.6145 | 65.0347 | 67.4172 | 69.2137 | 71.3366 | 73.3536 | 75.6544 | 77.9341 | 80.4582 | 82.9747 | 85.4604 | 88.2245 | 91.2938 | 94.7816 | 98.4089 | 101.4242 | 104.9234 | 107.9273 | 111.0451 | 114.0853 | 116.8192 | 119.8884 | 122.3374 | 125.3154 | 128.0667 | 130.8239 | 133.4809 | 136.0417 | 138.3715
Tasmania
Summer
Price band | 2020-21 | 2021-22 | 2022-23 | 2023-24 | 2024-25 | 2025-26 | 2026-27 | 2027-28 | 2028-29 | 2029-30 | 2030-31 | 2031-32 | 2032-33 | 2033-34 | 2034-35 | 2035-36 | 2036-37 | 2037-38 | 2038-39 | 2039-40 | 2040-41 | 2041-42 | 2042-43 | 2043-44 | 2044-45 | 2045-46 | 2046-47 | 2047-48 | 2048-49 | 2049-50
$300 - $500 | 0.28 | 0.28531 | 0.28696 | 0.28757 | 0.28767 | 0.28703 | 0.28633 | 0.2866 | 0.28715 | 0.28644 | 0.28631 | 0.28665 | 0.28711 | 0.28784 | 0.28867 | 0.28969 | 0.29097 | 0.29136 | 0.29152 | 0.29313 | 0.29396 | 0.29556 | 0.2956 | 0.29564 | 0.29727 | 0.29824 | 0.29856 | 0.29947 | 0.3007 | 0.30103
$500 - $1,000 | 28.19 | 28.7249 | 28.8903 | 28.9522 | 28.9624 | 28.8974 | 28.8271 | 28.8546 | 28.9101 | 28.8381 | 28.8255 | 28.8595 | 28.9063 | 28.9793 | 29.0628 | 29.1653 | 29.2945 | 29.3339 | 29.3499 | 29.5118 | 29.5952 | 29.7568 | 29.7607 | 29.7651 | 29.929 | 30.026 | 30.0587 | 30.1507 | 30.2743 | 30.3073
$1,000 - $7,500 | 33.37 | 34.0032 | 34.199 | 34.2723 | 34.2843 | 34.2073 | 34.1242 | 34.1568 | 34.2225 | 34.1372 | 34.1223 | 34.1625 | 34.218 | 34.3044 | 34.4031 | 34.5246 | 34.6775 | 34.7241 | 34.7431 | 34.9347 | 35.0334 | 35.2247 | 35.2293 | 35.2345 | 35.4286 | 35.5434 | 35.5821 | 35.691 | 35.8373 | 35.8764
$7,500 + | 33.37 | 34.0032 | 34.199 | 34.2723 | 34.2843 | 34.2073 | 34.1242 | 34.1568 | 34.2225 | 34.1372 | 34.1223 | 34.1625 | 34.218 | 34.3044 | 34.4031 | 34.5246 | 34.6775 | 34.7241 | 34.7431 | 34.9347 | 35.0334 | 35.2247 | 35.2293 | 35.2345 | 35.4286 | 35.5434 | 35.5821 | 35.691 | 35.8373 | 35.8764
Reliability Response | 33.37 | 34.0032 | 34.199 | 34.2723 | 34.2843 | 34.2073 | 34.1242 | 34.1568 | 34.2225 | 34.1372 | 34.1223 | 34.1625 | 34.218 | 34.3044 | 34.4031 | 34.5246 | 34.6775 | 34.7241 | 34.7431 | 34.9347 | 35.0334 | 35.2247 | 35.2293 | 35.2345 | 35.4286 | 35.5434 | 35.5821 | 35.691 | 35.8373 | 35.8764
Winter
Price band | 2021 | 2022 | 2023 | 2024 | 2025 | 2026 | 2027 | 2028 | 2029 | 2030 | 2031 | 2032 | 2033 | 2034 | 2035 | 2036 | 2037 | 2038 | 2039 | 2040 | 2041 | 2042 | 2043 | 2044 | 2045 | 2046 | 2047 | 2048 | 2049 | 2050
$300 - $500 | 0.28 | 0.28379 | 0.28764 | 0.29114 | 0.29344 | 0.29624 | 0.29892 | 0.30149 | 0.30434 | 0.3072 | 0.31015 | 0.31315 | 0.31668 | 0.32062 | 0.3241 | 0.32823 | 0.33244 | 0.33644 | 0.34028 | 0.34457 | 0.3484 | 0.35223 | 0.3558 | 0.35974 | 0.36366 | 0.36726 | 0.37156 | 0.37496 | 0.37904 | 0.38205
$500 - $1,000 | 28.19 | 28.5716 | 28.9595 | 29.3114 | 29.543 | 29.8248 | 30.095 | 30.3539 | 30.6408 | 30.9281 | 31.2253 | 31.5276 | 31.8829 | 32.2793 | 32.6294 | 33.0459 | 33.4699 | 33.8722 | 34.2592 | 34.6908 | 35.0765 | 35.4624 | 35.821 | 36.218 | 36.6128 | 36.9753 | 37.4082 | 37.7501 | 38.1617 | 38.4646
$1,000 - $7,500 | 33.37 | 33.8218 | 34.2809 | 34.6974 | 34.9716 | 35.3052 | 35.625 | 35.9315 | 36.2711 | 36.6113 | 36.9631 | 37.3209 | 37.7415 | 38.2107 | 38.6252 | 39.1182 | 39.6201 | 40.0964 | 40.5545 | 41.0654 | 41.5219 | 41.9788 | 42.4032 | 42.8731 | 43.3405 | 43.7696 | 44.2821 | 44.6868 | 45.174 | 45.5326
$7,500 + | 33.37 | 33.8218 | 34.2809 | 34.6974 | 34.9716 | 35.3052 | 35.625 | 35.9315 | 36.2711 | 36.6113 | 36.9631 | 37.3209 | 37.7415 | 38.2107 | 38.6252 | 39.1182 | 39.6201 | 40.0964 | 40.5545 | 41.0654 | 41.5219 | 41.9788 | 42.4032 | 42.8731 | 43.3405 | 43.7696 | 44.2821 | 44.6868 | 45.174 | 45.5326
Reliability Response | 33.37 | 33.8218 | 34.2809 | 34.6974 | 34.9716 | 35.3052 | 35.625 | 35.9315 | 36.2711 | 36.6113 | 36.9631 | 37.3209 | 37.7415 | 38.2107 | 38.6252 | 39.1182 | 39.6201 | 40.0964 | 40.5545 | 41.0654 | 41.5219 | 41.9788 | 42.4032 | 42.8731 | 43.3405 | 43.7696 | 44.2821 | 44.6868 | 45.174 | 45.5326
Fast Change
Queensland
Summer
Price band | 2020-21 | 2021-22 | 2022-23 | 2023-24 | 2024-25 | 2025-26 | 2026-27 | 2027-28 | 2028-29 | 2029-30 | 2030-31 | 2031-32 | 2032-33 | 2033-34 | 2034-35 | 2035-36 | 2036-37 | 2037-38 | 2038-39 | 2039-40 | 2040-41 | 2041-42 | 2042-43 | 2043-44 | 2044-45 | 2045-46 | 2046-47 | 2047-48 | 2048-49 | 2049-50
$300 - $500 | 35.24 | 41.0002 | 46.0137 | 51.18 | 55.9927 | 61.1657 | 65.9814 | 71.206 | 76.3925 | 81.9194 | 87.2042 | 92.8874 | 98.5108 | 104.2334 | 110.6571 | 117.0664 | 123.2675 | 129.6928 | 135.9799 | 142.6844 | 149.7438 | 156.5541 | 162.976 | 170.1236 | 176.3002 | 183.4408 | 190.681 | 197.6139 | 204.2466 | 211.1208
$500 - $1,000 | 36.33 | 42.2683 | 47.4369 | 52.763 | 57.7246 | 63.0576 | 68.0223 | 73.4085 | 78.7554 | 84.4532 | 89.9015 | 95.7604 | 101.5578 | 107.4574 | 114.0798 | 120.6873 | 127.0803 | 133.7043 | 140.1859 | 147.0978 | 154.3755 | 161.3965 | 168.017 | 175.3856 | 181.7533 | 189.1148 | 196.5789 | 203.7263 | 210.5641 | 217.6509
$1,000 - $7,500 | 37.42 | 43.5365 | 48.8601 | 54.346 | 59.4565 | 64.9495 | 70.0631 | 75.6109 | 81.1183 | 86.9871 | 92.5988 | 98.6335 | 104.6049 | 110.6815 | 117.5025 | 124.3083 | 130.8931 | 137.7158 | 144.3919 | 151.5111 | 159.0072 | 166.2388 | 173.058 | 180.6477 | 187.2064 | 194.7887 | 202.4768 | 209.8386 | 216.8816 | 224.181
$7,500 + | 49.29 | 57.3467 | 64.3591 | 71.5852 | 78.3167 | 85.5521 | 92.2879 | 99.5955 | 106.8498 | 114.5803 | 121.9721 | 129.9211 | 137.7866 | 145.7907 | 154.7755 | 163.7401 | 172.4136 | 181.4007 | 190.1944 | 199.572 | 209.4459 | 218.9714 | 227.9537 | 237.9509 | 246.5901 | 256.5777 | 266.7044 | 276.4016 | 285.6786 | 295.2935
Reliability Response | 101.69 | 118.3117 | 132.7789 | 147.687 | 161.5748 | 176.5021 | 190.3988 | 205.475 | 220.4415 | 236.3901 | 251.6401 | 268.0396 | 284.2669 | 300.7802 | 319.3167 | 337.8116 | 355.7059 | 374.247 | 392.3893 | 411.7361 | 432.107 | 451.7591 | 470.2904 | 490.9156 | 508.739 | 529.3443 | 550.2368 | 570.243 | 589.3824 | 609.2188
Winter
Price band | 2021 | 2022 | 2023 | 2024 | 2025 | 2026 | 2027 | 2028 | 2029 | 2030 | 2031 | 2032 | 2033 | 2034 | 2035 | 2036 | 2037 | 2038 | 2039 | 2040 | 2041 | 2042 | 2043 | 2044 | 2045 | 2046 | 2047 | 2048 | 2049 | 2050
$300 - $500 | 35.24 | 45.0699 | 54.6118 | 64.2983 | 73.6691 | 83.221 | 92.9287 | 103.6262 | 113.5083 | 124.185 | 134.4078 | 145.7644 | 157.3142 | 169.8398 | 181.4854 | 194.7472 | 206.3506 | 219.3809 | 232.1774 | 244.6062 | 257.8795 | 270.8047 | 284.1562 | 296.4324 | 309.2318 | 322.1346 | 335.4577 | 347.3091 | 360.8966 | 372.1321
$500 - $1,000 | 36.33 | 46.464 | 56.301 | 66.2871 | 75.9477 | 85.7951 | 95.803 | 106.8314 | 117.0192 | 128.0261 | 138.5652 | 150.273 | 162.18 | 175.093 | 187.0988 | 200.7708 | 212.7332 | 226.1666 | 239.3589 | 252.1721 | 265.8559 | 279.1809 | 292.9454 | 305.6013 | 318.7966 | 332.0984 | 345.8337 | 358.0517 | 372.0594 | 383.6425
$1,000 - $7,500 | 37.42 | 47.858 | 57.9902 | 68.2759 | 78.2264 | 88.3692 | 98.6774 | 110.0367 | 120.5301 | 131.8673 | 142.7225 | 154.7816 | 167.0459 | 180.3463 | 192.7123 | 206.7945 | 219.1157 | 232.9522 | 246.5403 | 259.7379 | 273.8323 | 287.5571 | 301.7345 | 314.7702 | 328.3613 | 342.0623 | 356.2097 | 368.7942 | 383.2222 | 395.1528
$7,500 + | 49.29 | 63.0391 | 76.3853 | 89.9337 | 103.0405 | 116.4008 | 129.9788 | 144.9414 | 158.7635 | 173.6969 | 187.9955 | 203.8799 | 220.0345 | 237.554 | 253.8426 | 272.3918 | 288.6215 | 306.8469 | 324.7453 | 342.1294 | 360.6947 | 378.7731 | 397.4478 | 414.6185 | 432.5209 | 450.5679 | 469.2029 | 485.7794 | 504.7841 | 520.4993
Reliability Response | 49.29 | 63.0391 | 76.3853 | 89.9337 | 103.0405 | 116.4008 | 129.9788 | 144.9414 | 158.7635 | 173.6969 | 187.9955 | 203.8799 | 220.0345 | 237.554 | 253.8426 | 272.3918 | 288.6215 | 306.8469 | 324.7453 | 342.1294 | 360.6947 | 378.7731 | 397.4478 | 414.6185 | 432.5209 | 450.5679 | 469.2029 | 485.7794 | 504.7841 | 520.4993
New South Wales
Summer
Price band | 2020-21 | 2021-22 | 2022-23 | 2023-24 | 2024-25 | 2025-26 | 2026-27 | 2027-28 | 2028-29 | 2029-30 | 2030-31 | 2031-32 | 2032-33 | 2033-34 | 2034-35 | 2035-36 | 2036-37 | 2037-38 | 2038-39 | 2039-40 | 2040-41 | 2041-42 | 2042-43 | 2043-44 | 2044-45 | 2045-46 | 2046-47 | 2047-48 | 2048-49 | 2049-50
$300 - $500 | 29.59 | 31.9181 | 33.5931 | 35.3319 | 36.6997 | 38.1609 | 39.6029 | 40.9882 | 42.6813 | 44.3121 | 45.82 | 47.5462 | 49.372 | 51.4696 | 53.5863 | 55.7358 | 57.5673 | 59.9412 | 61.7978 | 64.0696 | 66.41 | 68.5477 | 70.3859 | 72.8481 | 74.8686 | 77.32 | 79.4324 | 81.2726 | 84.0862 | 85.8765
$500 - $1,000 | 35.06 | 37.8184 | 39.8031 | 41.8633 | 43.484 | 45.2154 | 46.9239 | 48.5653 | 50.5713 | 52.5036 | 54.2903 | 56.3356 | 58.4989 | 60.9843 | 63.4923 | 66.0391 | 68.2091 | 71.022 | 73.2217 | 75.9135 | 78.6866 | 81.2194 | 83.3974 | 86.3148 | 88.7088 | 91.6133 | 94.1162 | 96.2966 | 99.6304 | 101.7516
$1,000 - $7,500 | 38.37 | 41.3889 | 43.5609 | 45.8156 | 47.5893 | 49.4841 | 51.3539 | 53.1503 | 55.3458 | 57.4604 | 59.4158 | 61.6542 | 64.0218 | 66.7418 | 69.4866 | 72.2739 | 74.6487 | 77.7271 | 80.1345 | 83.0805 | 86.1153 | 88.8873 | 91.271 | 94.4637 | 97.0838 | 100.2625 | 103.0017 | 105.3879 | 109.0365 | 111.3579
$7,500 + | 42.97 | 46.3508 | 48.7832 | 51.3082 | 53.2945 | 55.4166 | 57.5105 | 59.5223 | 61.9809 | 64.3491 | 66.5389 | 69.0456 | 71.697 | 74.7431 | 77.817 | 80.9384 | 83.598 | 87.0455 | 89.7414 | 93.0406 | 96.4393 | 99.5436 | 102.213 | 105.7885 | 108.7227 | 112.2825 | 115.3501 | 118.0224 | 122.1083 | 124.7081
Reliability Response | 284.97 | 307.3908 | 323.5222 | 340.2676 | 353.4405 | 367.5135 | 381.4003 | 394.7419 | 411.0472 | 426.7526 | 441.2751 | 457.8991 | 475.4831 | 495.6842 | 516.0697 | 536.7704 | 554.4083 | 577.2712 | 595.1506 | 617.03 | 639.5696 | 660.1565 | 677.8599 | 701.5723 | 721.0313 | 744.639 | 764.9827 | 782.7051 | 809.8025 | 827.0436
Winter
Price band | 2021 | 2022 | 2023 | 2024 | 2025 | 2026 | 2027 | 2028 | 2029 | 2030 | 2031 | 2032 | 2033 | 2034 | 2035 | 2036 | 2037 | 2038 | 2039 | 2040 | 2041 | 2042 | 2043 | 2044 | 2045 | 2046 | 2047 | 2048 | 2049 | 2050
$300 - $500 | 29.59 | 31.4976 | 32.9489 | 34.3277 | 35.5385 | 36.783 | 38.0302 | 39.4405 | 40.7288 | 42.1106 | 43.5142 | 45.1647 | 46.6542 | 48.4929 | 50.2897 | 52.3711 | 54.1632 | 56.0705 | 57.9846 | 59.8257 | 61.5996 | 63.5142 | 65.2824 | 67.0484 | 68.8448 | 70.6453 | 72.6155 | 74.3237 | 76.2713 | 77.7118
$500 - $1,000 | 35.06 | 37.3202 | 39.0398 | 40.6735 | 42.1082 | 43.5826 | 45.0605 | 46.7315 | 48.2579 | 49.8952 | 51.5582 | 53.5139 | 55.2787 | 57.4573 | 59.5862 | 62.0524 | 64.1758 | 66.4356 | 68.7036 | 70.8851 | 72.9869 | 75.2554 | 77.3504 | 79.4429 | 81.5714 | 83.7047 | 86.0392 | 88.0631 | 90.3708 | 92.0776
$1,000 - $7,500 | 38.37 | 40.8436 | 42.7255 | 44.5134 | 46.0836 | 47.6973 | 49.3146 | 51.1434 | 52.8139 | 54.6057 | 56.4258 | 58.5661 | 60.4976 | 62.8818 | 65.2117 | 67.9108 | 70.2346 | 72.7078 | 75.1899 | 77.5773 | 79.8775 | 82.3603 | 84.6531 | 86.9431 | 89.2725 | 91.6073 | 94.1621 | 96.3771 | 98.9027 | 100.7706
$7,500 + | 42.97 | 45.7402 | 47.8477 | 49.8499 | 51.6083 | 53.4155 | 55.2267 | 57.2748 | 59.1455 | 61.1522 | 63.1904 | 65.5873 | 67.7503 | 70.4204 | 73.0297 | 76.0523 | 78.6547 | 81.4244 | 84.2041 | 86.8777 | 89.4537 | 92.2341 | 94.8017 | 97.3663 | 99.975 | 102.5896 | 105.4508 | 107.9313 | 110.7597 | 112.8515
Reliability Response | 284.97 | 303.3412 | 317.3181 | 330.5966 | 342.2579 | 354.2426 | 366.2547 | 379.8368 | 392.2432 | 405.5511 | 419.0682 | 434.9642 | 449.3091 | 467.0165 | 484.3208 | 504.3664 | 521.6251 | 539.9933 | 558.4278 | 576.1584 | 593.2421 | 611.6812 | 628.7095 | 645.7174 | 663.0176 | 680.3576 | 699.3321 | 715.7827 | 734.5399 | 748.4129
Victoria
Summer
Price band | 2020-21 | 2021-22 | 2022-23 | 2023-24 | 2024-25 | 2025-26 | 2026-27 | 2027-28 | 2028-29 | 2029-30 | 2030-31 | 2031-32 | 2032-33 | 2033-34 | 2034-35 | 2035-36 | 2036-37 | 2037-38 | 2038-39 | 2039-40 | 2040-41 | 2041-42 | 2042-43 | 2043-44 | 2044-45 | 2045-46 | 2046-47 | 2047-48 | 2048-49 | 2049-50
$300 - $500 | 0.68 | 0.70413 | 0.73396 | 0.76276 | 0.79058 | 0.82461 | 0.86246 | 0.8989 | 0.94226 | 0.98375 | 1.0231 | 1.0644 | 1.114 | 1.1659 | 1.2042 | 1.2653 | 1.3212 | 1.3804 | 1.4295 | 1.4829 | 1.5425 | 1.6029 | 1.6534 | 1.7148 | 1.775 | 1.8344 | 1.8927 | 1.95 | 2.0153 | 2.0791
$500 - $1,000 | 26.23 | 27.1609 | 28.3113 | 29.4224 | 30.4956 | 31.8081 | 33.2682 | 34.6738 | 36.3464 | 37.9465 | 39.4641 | 41.0577 | 42.9706 | 44.9741 | 46.4517 | 48.8062 | 50.9635 | 53.2471 | 55.1394 | 57.2007 | 59.4985 | 61.8311 | 63.776 | 66.1476 | 68.4662 | 70.7581 | 73.0063 | 75.2169 | 77.7366 | 80.1983
$1,000 - $7,500 | 29.7 | 30.7541 | 32.0566 | 33.3147 | 34.5299 | 36.0161 | 37.6693 | 39.2609 | 41.1548 | 42.9665 | 44.6848 | 46.4893 | 48.6552 | 50.9238 | 52.5969 | 55.2628 | 57.7056 | 60.2913 | 62.4339 | 64.7678 | 67.3697 | 70.0109 | 72.213 | 74.8983 | 77.5237 | 80.1188 | 82.6644 | 85.1675 | 88.0205 | 90.8079
$7,500 + | 53.1 | 54.9845 | 57.3133 | 59.5626 | 61.7353 | 64.3923 | 67.3481 | 70.1937 | 73.5797 | 76.819 | 79.891 | 83.1173 | 86.9896 | 91.0456 | 94.0368 | 98.8032 | 103.1705 | 107.7935 | 111.6242 | 115.7971 | 120.4488 | 125.1709 | 129.1081 | 133.9091 | 138.6029 | 143.2426 | 147.7938 | 152.2691 | 157.37 | 162.3534
Reliability Response | 200.1 | 207.2016 | 215.9772 | 224.4534 | 232.6408 | 242.6536 | 253.792 | 264.5152 | 277.275 | 289.4816 | 301.0582 | 313.216 | 327.8083 | 343.0928 | 354.3646 | 372.3262 | 388.7839 | 406.2048 | 420.6404 | 436.3652 | 453.8948 | 471.6894 | 486.5262 | 504.618 | 522.3059 | 539.79 | 556.9407 | 573.805 | 593.027 | 611.8064
Winter
Price band | 2021 | 2022 | 2023 | 2024 | 2025 | 2026 | 2027 | 2028 | 2029 | 2030 | 2031 | 2032 | 2033 | 2034 | 2035 | 2036 | 2037 | 2038 | 2039 | 2040 | 2041 | 2042 | 2043 | 2044 | 2045 | 2046 | 2047 | 2048 | 2049 | 2050
$300 - $500 | 0.68 | 0.6961 | 0.71903 | 0.74234 | 0.76566 | 0.79414 | 0.82569 | 0.85868 | 0.89296 | 0.92917 | 0.96251 | 0.99761 | 1.0384 | 1.0801 | 1.1296 | 1.1781 | 1.2313 | 1.2834 | 1.333 | 1.3813 | 1.4277 | 1.4749 | 1.5232 | 1.5672 | 1.6149 | 1.6606 | 1.7071 | 1.7486 | 1.797 | 1.8293
$500 - $1,000 | 26.23 | 26.8511 | 27.7356 | 28.6346 | 29.5343 | 30.6329 | 31.8498 | 33.1224 | 34.4444 | 35.8415 | 37.1273 | 38.4812 | 40.0538 | 41.6618 | 43.571 | 45.4446 | 47.4939 | 49.5064 | 51.4173 | 53.2819 | 55.0723 | 56.8933 | 58.7558 | 60.4542 | 62.2905 | 64.0549 | 65.8502 | 67.4499 | 69.3154 | 70.5639
$1,000 - $7,500 | 29.7 | 30.4032 | 31.4048 | 32.4227 | 33.4414 | 34.6853 | 36.0632 | 37.5042 | 39.0011 | 40.5831 | 42.0389 | 43.5719 | 45.3526 | 47.1733 | 49.335 | 51.4565 | 53.7769 | 56.0557 | 58.2193 | 60.3307 | 62.3579 | 64.4198 | 66.5286 | 68.4518 | 70.531 | 72.5288 | 74.5616 | 76.373 | 78.4852 | 79.8989
$7,500 + | 53.1 | 54.3573 | 56.1479 | 57.9678 | 59.7892 | 62.0132 | 64.4766 | 67.053 | 69.7293 | 72.5576 | 75.1604 | 77.9012 | 81.0849 | 84.3401 | 88.205 | 91.998 | 96.1466 | 100.2207 | 104.0891 | 107.8639 | 111.4884 | 115.1749 | 118.9451 | 122.3835 | 126.1009 | 129.6726 | 133.3071 | 136.5456 | 140.322 | 142.8495
Reliability Response | 175.1 | 179.2459 | 185.1508 | 191.1518 | 197.1581 | 204.4917 | 212.615 | 221.1107 | 229.936 | 239.2624 | 247.8453 | 256.8833 | 267.3816 | 278.1159 | 290.8606 | 303.3683 | 317.0485 | 330.483 | 343.2392 | 355.687 | 367.6388 | 379.7951 | 392.2277 | 403.566 | 415.8242 | 427.6022 | 439.587 | 450.2661 | 462.7192 | 471.0538
South Australia
Summer
Price band | 2020-21 | 2021-22 | 2022-23 | 2023-24 | 2024-25 | 2025-26 | 2026-27 | 2027-28 | 2028-29 | 2029-30 | 2030-31 | 2031-32 | 2032-33 | 2033-34 | 2034-35 | 2035-36 | 2036-37 | 2037-38 | 2038-39 | 2039-40 | 2040-41 | 2041-42 | 2042-43 | 2043-44 | 2044-45 | 2045-46 | 2046-47 | 2047-48 | 2048-49 | 2049-50
$300 - $500 | 12.18 | 12.8941 | 13.6769 | 14.5225 | 15.2094 | 15.8424 | 16.6056 | 17.2357 | 18.0289 | 18.7924 | 19.6139 | 20.4166 | 21.2534 | 22.207 | 23.0218 | 24.0905 | 25.0803 | 26.1472 | 27.0434 | 28.0046 | 28.8683 | 29.853 | 30.9084 | 31.6959 | 32.5954 | 33.5692 | 34.519 | 35.5795 | 36.4976 | 37.4564
$500 - $1,000 | 27.03 | 28.6147 | 30.352 | 32.2284 | 33.7529 | 35.1576 | 36.8514 | 38.2496 | 40.01 | 41.7043 | 43.5274 | 45.3088 | 47.1659 | 49.2821 | 51.0902 | 53.4619 | 55.6584 | 58.0263 | 60.015 | 62.1481 | 64.065 | 66.2501 | 68.5922 | 70.34 | 72.3362 | 74.4971 | 76.605 | 78.9585 | 80.996 | 83.1237
$1,000 - $7,500 | 33.03 | 34.9664 | 37.0894 | 39.3823 | 41.2452 | 42.9617 | 45.0315 | 46.74 | 48.8913 | 50.9617 | 53.1894 | 55.3662 | 57.6355 | 60.2215 | 62.431 | 65.3292 | 68.0132 | 70.9067 | 73.3368 | 75.9434 | 78.2858 | 80.9559 | 83.818 | 85.9538 | 88.393 | 91.0336 | 93.6094 | 96.4854 | 98.9752 | 101.5752
$7,500 + | 60.87 | 64.4386 | 68.351 | 72.5765 | 76.0095 | 79.1728 | 82.9872 | 86.1358 | 90.1002 | 93.9157 | 98.0211 | 102.0328 | 106.2148 | 110.9804 | 115.0523 | 120.3931 | 125.3395 | 130.6718 | 135.1503 | 139.9539 | 144.2706 | 149.1913 | 154.4656 | 158.4016 | 162.8969 | 167.7631 | 172.51 | 177.81 | 182.3983 | 187.1899
Reliability Response | 60.87 | 64.4386 | 68.351 | 72.5765 | 76.0095 | 79.1728 | 82.9872 | 86.1358 | 90.1002 | 93.9157 | 98.0211 | 102.0328 | 106.2148 | 110.9804 | 115.0523 | 120.3931 | 125.3395 | 130.6718 | 135.1503 | 139.9539 | 144.2706 | 149.1913 | 154.4656 | 158.4016 | 162.8969 | 167.7631 | 172.51 | 177.81 | 182.3983 | 187.1899
Winter
Price band | 2021 | 2022 | 2023 | 2024 | 2025 | 2026 | 2027 | 2028 | 2029 | 2030 | 2031 | 2032 | 2033 | 2034 | 2035 | 2036 | 2037 | 2038 | 2039 | 2040 | 2041 | 2042 | 2043 | 2044 | 2045 | 2046 | 2047 | 2048 | 2049 | 2050
$300 - $500 | 12.18 | 12.5291 | 13.0134 | 13.4901 | 13.8496 | 14.2743 | 14.6779 | 15.1383 | 15.5945 | 16.0996 | 16.6031 | 17.1005 | 17.6536 | 18.2678 | 18.9657 | 19.6915 | 20.2948 | 20.995 | 21.5961 | 22.22 | 22.8283 | 23.3754 | 23.9895 | 24.4795 | 25.0754 | 25.626 | 26.1777 | 26.7093 | 27.2217 | 27.6879
$500 - $1,000 | 27.03 | 27.8047 | 28.8794 | 29.9374 | 30.7351 | 31.6778 | 32.5735 | 33.5952 | 34.6075 | 35.7284 | 36.8458 | 37.9497 | 39.1771 | 40.54 | 42.0888 | 43.6996 | 45.0385 | 46.5924 | 47.9263 | 49.3108 | 50.6608 | 51.8749 | 53.2378 | 54.3253 | 55.6477 | 56.8695 | 58.0938 | 59.2737 | 60.4108 | 61.4454
$1,000 - $7,500 | 33.03 | 33.9766 | 35.2899 | 36.5827 | 37.5576 | 38.7095 | 39.804 | 41.0525 | 42.2895 | 43.6592 | 45.0247 | 46.3736 | 47.8734 | 49.5389 | 51.4315 | 53.3998 | 55.036 | 56.9348 | 58.5648 | 60.2566 | 61.9063 | 63.3898 | 65.0552 | 66.3842 | 68.0001 | 69.4931 | 70.9892 | 72.431 | 73.8205 | 75.0848
$7,500 + | 60.87 | 62.6145 | 65.0347 | 67.4172 | 69.2137 | 71.3366 | 73.3536 | 75.6544 | 77.9341 | 80.4582 | 82.9747 | 85.4604 | 88.2245 | 91.2938 | 94.7816 | 98.4089 | 101.4242 | 104.9234 | 107.9273 | 111.0451 | 114.0853 | 116.8192 | 119.8884 | 122.3374 | 125.3154 | 128.0667 | 130.8239 | 133.4809 | 136.0417 | 138.3715
Reliability Response | 60.87 | 62.6145 | 65.0347 | 67.4172 | 69.2137 | 71.3366 | 73.3536 | 75.6544 | 77.9341 | 80.4582 | 82.9747 | 85.4604 | 88.2245 | 91.2938 | 94.7816 | 98.4089 | 101.4242 | 104.9234 | 107.9273 | 111.0451 | 114.0853 | 116.8192 | 119.8884 | 122.3374 | 125.3154 | 128.0667 | 130.8239 | 133.4809 | 136.0417 | 138.3715
Tasmania
Summer
Price band | 2020-21 | 2021-22 | 2022-23 | 2023-24 | 2024-25 | 2025-26 | 2026-27 | 2027-28 | 2028-29 | 2029-30 | 2030-31 | 2031-32 | 2032-33 | 2033-34 | 2034-35 | 2035-36 | 2036-37 | 2037-38 | 2038-39 | 2039-40 | 2040-41 | 2041-42 | 2042-43 | 2043-44 | 2044-45 | 2045-46 | 2046-47 | 2047-48 | 2048-49 | 2049-50
$300 - $500 | 0.28 | 0.28531 | 0.28696 | 0.28757 | 0.28767 | 0.28703 | 0.28633 | 0.2866 | 0.28715 | 0.28644 | 0.28631 | 0.28665 | 0.28711 | 0.28784 | 0.28867 | 0.28969 | 0.29097 | 0.29136 | 0.29152 | 0.29313 | 0.29396 | 0.29556 | 0.2956 | 0.29564 | 0.29727 | 0.29824 | 0.29856 | 0.29947 | 0.3007 | 0.30103
$500 - $1,000 | 28.19 | 28.7249 | 28.8903 | 28.9522 | 28.9624 | 28.8974 | 28.8271 | 28.8546 | 28.9101 | 28.8381 | 28.8255 | 28.8595 | 28.9063 | 28.9793 | 29.0628 | 29.1653 | 29.2945 | 29.3339 | 29.3499 | 29.5118 | 29.5952 | 29.7568 | 29.7607 | 29.7651 | 29.929 | 30.026 | 30.0587 | 30.1507 | 30.2743 | 30.3073
$1,000 - $7,500 | 33.37 | 34.0032 | 34.199 | 34.2723 | 34.2843 | 34.2073 | 34.1242 | 34.1568 | 34.2225 | 34.1372 | 34.1223 | 34.1625 | 34.218 | 34.3044 | 34.4031 | 34.5246 | 34.6775 | 34.7241 | 34.7431 | 34.9347 | 35.0334 | 35.2247 | 35.2293 | 35.2345 | 35.4286 | 35.5434 | 35.5821 | 35.691 | 35.8373 | 35.8764
$7,500 + | 33.37 | 34.0032 | 34.199 | 34.2723 | 34.2843 | 34.2073 | 34.1242 | 34.1568 | 34.2225 | 34.1372 | 34.1223 | 34.1625 | 34.218 | 34.3044 | 34.4031 | 34.5246 | 34.6775 | 34.7241 | 34.7431 | 34.9347 | 35.0334 | 35.2247 | 35.2293 | 35.2345 | 35.4286 | 35.5434 | 35.5821 | 35.691 | 35.8373 | 35.8764
Reliability Response | 33.37 | 34.0032 | 34.199 | 34.2723 | 34.2843 | 34.2073 | 34.1242 | 34.1568 | 34.2225 | 34.1372 | 34.1223 | 34.1625 | 34.218 | 34.3044 | 34.4031 | 34.5246 | 34.6775 | 34.7241 | 34.7431 | 34.9347 | 35.0334 | 35.2247 | 35.2293 | 35.2345 | 35.4286 | 35.5434 | 35.5821 | 35.691 | 35.8373 | 35.8764
Winter
Price band | 2021 | 2022 | 2023 | 2024 | 2025 | 2026 | 2027 | 2028 | 2029 | 2030 | 2031 | 2032 | 2033 | 2034 | 2035 | 2036 | 2037 | 2038 | 2039 | 2040 | 2041 | 2042 | 2043 | 2044 | 2045 | 2046 | 2047 | 2048 | 2049 | 2050
$300 - $500 | 0.28 | 0.28379 | 0.28764 | 0.29114 | 0.29344 | 0.29624 | 0.29892 | 0.30149 | 0.30434 | 0.3072 | 0.31015 | 0.31315 | 0.31668 | 0.32062 | 0.3241 | 0.32823 | 0.33244 | 0.33644 | 0.34028 | 0.34457 | 0.3484 | 0.35223 | 0.3558 | 0.35974 | 0.36366 | 0.36726 | 0.37156 | 0.37496 | 0.37904 | 0.38205
$500 - $1,000 | 28.19 | 28.5716 | 28.9595 | 29.3114 | 29.543 | 29.8248 | 30.095 | 30.3539 | 30.6408 | 30.9281 | 31.2253 | 31.5276 | 31.8829 | 32.2793 | 32.6294 | 33.0459 | 33.4699 | 33.8722 | 34.2592 | 34.6908 | 35.0765 | 35.4624 | 35.821 | 36.218 | 36.6128 | 36.9753 | 37.4082 | 37.7501 | 38.1617 | 38.4646
$1,000 - $7,500 | 33.37 | 33.8218 | 34.2809 | 34.6974 | 34.9716 | 35.3052 | 35.625 | 35.9315 | 36.2711 | 36.6113 | 36.9631 | 37.3209 | 37.7415 | 38.2107 | 38.6252 | 39.1182 | 39.6201 | 40.0964 | 40.5545 | 41.0654 | 41.5219 | 41.9788 | 42.4032 | 42.8731 | 43.3405 | 43.7696 | 44.2821 | 44.6868 | 45.174 | 45.5326
$7,500 + | 33.37 | 33.8218 | 34.2809 | 34.6974 | 34.9716 | 35.3052 | 35.625 | 35.9315 | 36.2711 | 36.6113 | 36.9631 | 37.3209 | 37.7415 | 38.2107 | 38.6252 | 39.1182 | 39.6201 | 40.0964 | 40.5545 | 41.0654 | 41.5219 | 41.9788 | 42.4032 | 42.8731 | 43.3405 | 43.7696 | 44.2821 | 44.6868 | 45.174 | 45.5326
Reliability Response | 33.37 | 33.8218 | 34.2809 | 34.6974 | 34.9716 | 35.3052 | 35.625 | 35.9315 | 36.2711 | 36.6113 | 36.9631 | 37.3209 | 37.7415 | 38.2107 | 38.6252 | 39.1182 | 39.6201 | 40.0964 | 40.5545 | 41.0654 | 41.5219 | 41.9788 | 42.4032 | 42.8731 | 43.3405 | 43.7696 | 44.2821 | 44.6868 | 45.174 | 45.5326
Step Change
Queensland
Summer
Price band | 2020-21 | 2021-22 | 2022-23 | 2023-24 | 2024-25 | 2025-26 | 2026-27 | 2027-28 | 2028-29 | 2029-30 | 2030-31 | 2031-32 | 2032-33 | 2033-34 | 2034-35 | 2035-36 | 2036-37 | 2037-38 | 2038-39 | 2039-40 | 2040-41 | 2041-42 | 2042-43 | 2043-44 | 2044-45 | 2045-46 | 2046-47 | 2047-48 | 2048-49 | 2049-50
$300 - $500 | 35.24 | 45.2742 | 54.6604 | 64.3106 | 73.5679 | 83.3371 | 92.6513 | 102.5658 | 112.4596 | 122.8909 | 132.9925 | 143.733 | 154.4151 | 165.2824 | 177.3005 | 189.3404 | 201.0799 | 213.217 | 225.1563 | 237.816 | 251.1013 | 264.0005 | 276.2676 | 289.788 | 301.674 | 315.2269 | 328.9742 | 342.2115 | 354.9434 | 368.108
$500 - $1,000 | 36.33 | 46.6746 | 56.3511 | 66.2998 | 75.8434 | 85.9148 | 95.5171 | 105.7382 | 115.938 | 126.692 | 137.1061 | 148.1788 | 159.1913 | 170.3947 | 182.7845 | 195.1968 | 207.2994 | 219.8119 | 232.1206 | 245.1719 | 258.8681 | 272.1663 | 284.8128 | 298.7514 | 311.005 | 324.9771 | 339.1496 | 352.7964 | 365.922 | 379.4939
$1,000 - $7,500 | 37.42 | 48.075 | 58.0418 | 68.2889 | 78.119 | 88.4925 | 98.3828 | 108.9107 | 119.4165 | 130.4931 | 141.2196 | 152.6246 | 163.9675 | 175.507 | 188.2685 | 201.0532 | 213.519 | 226.4069 | 239.0849 | 252.5277 | 266.6348 | 280.332 | 293.3579 | 307.7147 | 320.336 | 334.7273 | 349.325 | 363.3813 | 376.9007 | 390.8797
$7,500 + | 49.29 | 63.3248 | 76.4532 | 89.9509 | 102.8991 | 116.5631 | 129.5909 | 143.4582 | 157.2966 | 171.8868 | 186.0159 | 201.0386 | 215.9796 | 231.1796 | 247.9892 | 264.8294 | 281.2493 | 298.2254 | 314.925 | 332.632 | 351.2141 | 369.2561 | 386.414 | 405.3249 | 421.9498 | 440.9062 | 460.1344 | 478.6494 | 496.4574 | 514.8707
Reliability Response | 101.69 | 130.6452 | 157.7303 | 185.5773 | 212.2907 | 240.481 | 267.3584 | 295.9681 | 324.518 | 354.6191 | 383.7687 | 414.7619 | 445.5866 | 476.9457 | 511.6255 | 546.3684 | 580.2443 | 615.2677 | 649.7205 | 686.2518 | 724.5883 | 761.8108 | 797.2092 | 836.2242 | 870.5229 | 909.6317 | 949.3015 | 987.4997 | 1024.2393 | 1062.2276
Winter
Price band | 2021 | 2022 | 2023 | 2024 | 2025 | 2026 | 2027 | 2028 | 2029 | 2030 | 2031 | 2032 | 2033 | 2034 | 2035 | 2036 | 2037 | 2038 | 2039 | 2040 | 2041 | 2042 | 2043 | 2044 | 2045 | 2046 | 2047 | 2048 | 2049 | 2050
$300 - $500 | 35.24 | 52.5443 | 69.7661 | 87.3033 | 104.4851 | 121.9648 | 139.7149 | 159.0203 | 177.1321 | 196.526 | 215.2428 | 235.8185 | 256.7624 | 279.3597 | 300.5621 | 324.4923 | 345.7033 | 369.3399 | 392.6227 | 415.3141 | 439.469 | 463.0597 | 487.4055 | 509.927 | 533.3636 | 556.9951 | 581.3703 | 603.2062 | 628.0684 | 648.8458
$500 - $1,000 | 36.33 | 54.1695 | 71.924 | 90.0036 | 107.7169 | 125.7372 | 144.0364 | 163.939 | 182.6109 | 202.6047 | 221.9004 | 243.1125 | 264.7042 | 288.0005 | 309.8587 | 334.5291 | 356.3962 | 380.7639 | 404.7668 | 428.1601 | 453.0621 | 477.3825 | 502.4813 | 525.6994 | 549.861 | 574.2233 | 599.3525 | 621.8638 | 647.495 | 668.9151
$1,000 - $7,500 | 37.42 | 55.7948 | 74.082 | 92.704 | 110.9487 | 129.5097 | 148.3579 | 168.8576 | 188.0897 | 208.6834 | 228.558 | 250.4066 | 272.6461 | 296.6413 | 319.1553 | 344.5659 | 367.089 | 392.1879 | 416.911 | 441.0061 | 466.6552 | 491.7053 | 517.5572 | 541.4719 | 566.3583 | 591.4516 | 617.3347 | 640.5215 | 666.9217 | 688.9844
$7,500 + | 49.29 | 73.4934 | 97.5815 | 122.1106 | 146.1428 | 170.5915 | 195.4185 | 222.4209 | 247.7537 | 274.8799 | 301.0589 | 329.8381 | 359.1321 | 390.7389 | 420.3946 | 453.8657 | 483.5334 | 516.5938 | 549.1593 | 580.8976 | 614.6829 | 647.6792 | 681.7315 | 713.2322 | 746.0129 | 779.066 | 813.1595 | 843.7013 | 878.4759 | 907.5372
Reliability Response | 49.29 | 73.4934 | 97.5815 | 122.1106 | 146.1428 | 170.5915 | 195.4185 | 222.4209 | 247.7537 | 274.8799 | 301.0589 | 329.8381 | 359.1321 | 390.7389 | 420.3946 | 453.8657 | 483.5334 | 516.5938 | 549.1593 | 580.8976 | 614.6829 | 647.6792 | 681.7315 | 713.2322 | 746.0129 | 779.066 | 813.1595 | 843.7013 | 878.4759 | 907.5372
New South Wales
Summer
Price band | 2020-21 | 2021-22 | 2022-23 | 2023-24 | 2024-25 | 2025-26 | 2026-27 | 2027-28 | 2028-29 | 2029-30 | 2030-31 | 2031-32 | 2032-33 | 2033-34 | 2034-35 | 2035-36 | 2036-37 | 2037-38 | 2038-39 | 2039-40 | 2040-41 | 2041-42 | 2042-43 | 2043-44 | 2044-45 | 2045-46 | 2046-47 | 2047-48 | 2048-49 | 2049-50
$300 - $500 | 29.59 | 33.7619 | 37.3079 | 40.9519 | 44.176 | 47.5097 | 50.8196 | 54.0544 | 57.701 | 61.2769 | 64.6895 | 68.4187 | 72.3075 | 76.6179 | 80.9852 | 85.4293 | 89.4051 | 94.2455 | 98.2932 | 103.0189 | 107.8792 | 112.4306 | 116.5024 | 121.6222 | 126.0215 | 131.1615 | 135.7425 | 139.8657 | 145.6792 | 149.7333
$500 - $1,000 | 35.06 | 40.0031 | 44.2047 | 48.5222 | 52.3424 | 56.2924 | 60.2141 | 64.0469 | 68.3676 | 72.6045 | 76.648 | 81.0666 | 85.6742 | 90.7814 | 95.9561 | 101.2217 | 105.9325 | 111.6677 | 116.4637 | 122.063 | 127.8218 | 133.2145 | 138.039 | 144.1052 | 149.3178 | 155.408 | 160.8358 | 165.7212 | 172.6094 | 177.413
$1,000 - $7,500 | 38.37 | 43.7797 | 48.378 | 53.1032 | 57.284 | 61.6069 | 65.8989 | 70.0935 | 74.8222 | 79.459 | 83.8843 | 88.7201 | 93.7627 | 99.3521 | 105.0153 | 110.778 | 115.9336 | 122.2102 | 127.4589 | 133.5869 | 139.8893 | 145.7913 | 151.0712 | 157.7101 | 163.4149 | 170.08 | 176.0202 | 181.3669 | 188.9054 | 194.1625
$7,500 + | 42.97 | 49.0283 | 54.1778 | 59.4695 | 64.1516 | 68.9927 | 73.7992 | 78.4967 | 83.7923 | 88.985 | 93.9408 | 99.3563 | 105.0035 | 111.2629 | 117.6051 | 124.0587 | 129.8323 | 136.8614 | 142.7394 | 149.602 | 156.66 | 163.2695 | 169.1824 | 176.6173 | 183.0059 | 190.4701 | 197.1225 | 203.1101 | 211.5524 | 217.4397
Reliability Response | 284.97 | 325.1476 | 359.2985 | 394.3918 | 425.4426 | 457.548 | 489.4243 | 520.5772 | 555.6967 | 590.1341 | 622.9999 | 658.9148 | 696.3657 | 737.8776 | 779.9378 | 822.7367 | 861.0267 | 907.6424 | 946.6243 | 992.1362 | 1038.9437 | 1082.7765 | 1121.9901 | 1171.2968 | 1213.6652 | 1263.1667 | 1307.284 | 1346.993 | 1402.9806 | 1442.0247
Winter
Price band | 2021 | 2022 | 2023 | 2024 | 2025 | 2026 | 2027 | 2028 | 2029 | 2030 | 2031 | 2032 | 2033 | 2034 | 2035 | 2036 | 2037 | 2038 | 2039 | 2040 | 2041 | 2042 | 2043 | 2044 | 2045 | 2046 | 2047 | 2048 | 2049 | 2050
$300 - $500 | 29.59 | 33.1767 | 36.3315 | 39.4248 | 42.3314 | 45.278 | 48.2293 | 51.3945 | 54.4084 | 57.5537 | 60.7377 | 64.2822 | 67.6144 | 71.4726 | 75.2951 | 79.5731 | 83.4387 | 87.5033 | 91.6013 | 95.6035 | 99.5144 | 103.6688 | 107.5992 | 111.5378 | 115.5385 | 119.5574 | 123.8764 | 127.7595 | 132.0644 | 135.4975
$500 - $1,000 | 35.06 | 39.3098 | 43.0478 | 46.7129 | 50.1568 | 53.648 | 57.145 | 60.8953 | 64.4664 | 68.193 | 71.9656 | 76.1654 | 80.1136 | 84.6851 | 89.2142 | 94.283 | 98.8631 | 103.6792 | 108.5347 | 113.2768 | 117.9106 | 122.833 | 127.4899 | 132.1567 | 136.8969 | 141.6587 | 146.7762 | 151.3771 | 156.4778 | 160.5456
$1,000 - $7,500 | 38.37 | 43.021 | 47.1119 | 51.123 | 54.8921 | 58.7129 | 62.54 | 66.6444 | 70.5526 | 74.6311 | 78.7599 | 83.3561 | 87.6771 | 92.6801 | 97.6368 | 103.1842 | 108.1968 | 113.4675 | 118.7814 | 123.9712 | 129.0425 | 134.4296 | 139.5262 | 144.6335 | 149.8213 | 155.0326 | 160.6333 | 165.6686 | 171.2508 | 175.7026
$7,500 + | 42.97 | 48.1786 | 52.7599 | 57.252 | 61.4728 | 65.7517 | 70.0377 | 74.634 | 79.0109 | 83.5783 | 88.202 | 93.3493 | 98.1882 | 103.7911 | 109.3421 | 115.5545 | 121.168 | 127.0706 | 133.0215 | 138.8335 | 144.5128 | 150.5458 | 156.2534 | 161.973 | 167.7826 | 173.6188 | 179.8908 | 185.5298 | 191.7813 | 196.7668
Reliability Response | 284.97 | 319.5125 | 349.8953 | 379.6856 | 407.6778 | 436.0547 | 464.4784 | 494.9608 | 523.987 | 554.2774 | 584.9413 | 619.0774 | 651.1684 | 688.3258 | 725.1387 | 766.3383 | 803.5661 | 842.7114 | 882.1769 | 920.7211 | 958.3854 | 998.3948 | 1036.2466 | 1074.1783 | 1112.7069 | 1151.4112 | 1193.0066 | 1230.4033 | 1271.862 | 1304.9251
Victoria
Summer
Price band | 2020-21 | 2021-22 | 2022-23 | 2023-24 | 2024-25 | 2025-26 | 2026-27 | 2027-28 | 2028-29 | 2029-30 | 2030-31 | 2031-32 | 2032-33 | 2033-34 | 2034-35 | 2035-36 | 2036-37 | 2037-38 | 2038-39 | 2039-40 | 2040-41 | 2041-42 | 2042-43 | 2043-44 | 2044-45 | 2045-46 | 2046-47 | 2047-48 | 2048-49 | 2049-50
$300 - $500 | 0.68 | 0.7455 | 0.81639 | 0.88584 | 0.95378 | 1.0291 | 1.1095 | 1.1884 | 1.277 | 1.3637 | 1.4478 | 1.5352 | 1.635 | 1.7392 | 1.8235 | 1.9428 | 2.0553 | 2.1737 | 2.2768 | 2.3874 | 2.5085 | 2.6317 | 2.739 | 2.8651 | 2.9894 | 3.1132 | 3.2355 | 3.3566 | 3.4919 | 3.6251
$500 - $1,000 | 26.23 | 28.7565 | 31.491 | 34.1699 | 36.7908 | 39.6963 | 42.7975 | 45.8426 | 49.26 | 52.603 | 55.8484 | 59.2165 | 63.0688 | 67.0859 | 70.3377 | 74.942 | 79.2805 | 83.8479 | 87.8244 | 92.0895 | 96.76 | 101.5142 | 105.6518 | 110.5154 | 115.3135 | 120.087 | 124.8046 | 129.4741 | 134.6939 | 139.833
$1,000 - $7,500 | 29.7 | 32.5608 | 35.657 | 38.6903 | 41.6579 | 44.9478 | 48.4592 | 51.9072 | 55.7767 | 59.5619 | 63.2366 | 67.0504 | 71.4122 | 75.9608 | 79.6427 | 84.8561 | 89.7686 | 94.9403 | 99.4429 | 104.2721 | 109.5605 | 114.9436 | 119.6287 | 125.1356 | 130.5685 | 135.9735 | 141.3152 | 146.6024 | 152.5127 | 158.3316
$7,500 + | 53.1 | 58.2147 | 63.7504 | 69.1736 | 74.4793 | 80.3612 | 86.6393 | 92.8037 | 99.722 | 106.4895 | 113.0594 | 119.8779 | 127.6764 | 135.8087 | 142.3915 | 151.7125 | 160.4954 | 169.7417 | 177.7918 | 186.4259 | 195.8809 | 205.5052 | 213.8815 | 223.7274 | 233.4406 | 243.1041 | 252.6544 | 262.1074 | 272.6742 | 283.0778
Reliability Response | 200.1 | 219.374 | 240.2346 | 260.671 | 280.6649 | 302.8299 | 326.488 | 349.718 | 375.7886 | 401.2909 | 426.0486 | 451.7434 | 481.1309 | 511.7763 | 536.5827 | 571.7076 | 604.8047 | 639.6482 | 669.9837 | 702.5201 | 738.15 | 774.4181 | 805.9829 | 843.0856 | 879.6887 | 916.1043 | 952.0931 | 987.7154 | 1027.5349 | 1066.7394
Winter
Price band | 2021 | 2022 | 2023 | 2024 | 2025 | 2026 | 2027 | 2028 | 2029 | 2030 | 2031 | 2032 | 2033 | 2034 | 2035 | 2036 | 2037 | 2038 | 2039 | 2040 | 2041 | 2042 | 2043 | 2044 | 2045 | 2046 | 2047 | 2048 | 2049 | 2050
$300 - $500 | 0.68 | 0.73147 | 0.78963 | 0.84809 | 0.90648 | 0.9711 | 1.0399 | 1.111 | 1.1844 | 1.261 | 1.3343 | 1.4105 | 1.4953 | 1.5823 | 1.6815 | 1.7805 | 1.8873 | 1.9937 | 2.0969 | 2.1989 | 2.2986 | 2.4001 | 2.5039 | 2.6013 | 2.7051 | 2.8061 | 2.909 | 3.0036 | 3.1103 | 3.1896
$500 - $1,000 | 26.23 | 28.2155 | 30.459 | 32.7138 | 34.9662 | 37.4587 | 40.1121 | 42.8565 | 45.6875 | 48.6426 | 51.4681 | 54.4069 | 57.6798 | 61.033 | 64.8627 | 68.6786 | 72.7992 | 76.903 | 80.8832 | 84.82 | 88.6637 | 92.5795 | 96.5854 | 100.3412 | 104.3435 | 108.2431 | 112.2112 | 115.8591 | 119.9767 | 123.0345
$1,000 - $7,500 | 29.7 | 31.9482 | 34.4884 | 37.0415 | 39.5919 | 42.4142 | 45.4186 | 48.5261 | 51.7315 | 55.0776 | 58.2769 | 61.6045 | 65.3103 | 69.1071 | 73.4435 | 77.7641 | 82.4299 | 87.0766 | 91.5834 | 96.041 | 100.3931 | 104.827 | 109.3628 | 113.6154 | 118.1472 | 122.5627 | 127.0557 | 131.1862 | 135.8485 | 139.3109
$7,500 + | 53.1 | 57.1195 | 61.6611 | 66.2258 | 70.7856 | 75.8315 | 81.2029 | 86.7588 | 92.4897 | 98.472 | 104.1921 | 110.1413 | 116.7669 | 123.5551 | 131.308 | 139.0329 | 147.3747 | 155.6824 | 163.74 | 171.7096 | 179.4908 | 187.418 | 195.5275 | 203.1306 | 211.2328 | 219.1272 | 227.1603 | 234.5451 | 242.8807 | 249.071
Reliability Response | 175.1 | 188.3546 | 203.3307 | 218.383 | 233.4191 | 250.0582 | 267.7707 | 286.0915 | 304.9896 | 324.7165 | 343.5788 | 363.1967 | 385.0448 | 407.4294 | 432.9951 | 458.4681 | 485.9757 | 513.3709 | 539.9411 | 566.2213 | 591.8801 | 618.0205 | 644.762 | 669.8338 | 696.5513 | 722.5833 | 749.0727 | 773.4245 | 800.9116 | 821.3246
South Australia
Summer
Price band | 2020-21 | 2021-22 | 2022-23 | 2023-24 | 2024-25 | 2025-26 | 2026-27 | 2027-28 | 2028-29 | 2029-30 | 2030-31 | 2031-32 | 2032-33 | 2033-34 | 2034-35 | 2035-36 | 2036-37 | 2037-38 | 2038-39 | 2039-40 | 2040-41 | 2041-42 | 2042-43 | 2043-44 | 2044-45 | 2045-46 | 2046-47 | 2047-48 | 2048-49 | 2049-50
$300 - $500 | 12.18 | 13.7083 | 15.3186 | 17.0135 | 18.5307 | 19.9799 | 21.5943 | 23.0363 | 24.6981 | 26.3248 | 28.0387 | 29.7321 | 31.4814 | 33.4126 | 35.1429 | 37.2702 | 39.2875 | 41.4368 | 43.3239 | 45.3212 | 47.166 | 49.2131 | 51.3843 | 53.1145 | 55.0341 | 57.083 | 59.0957 | 61.3029 | 63.269 | 65.3086
$500 - $1,000 | 27.03 | 30.4217 | 33.9952 | 37.7565 | 41.1236 | 44.3397 | 47.9224 | 51.1225 | 54.8104 | 58.4204 | 62.2238 | 65.9819 | 69.8638 | 74.1497 | 77.9896 | 82.7105 | 87.1873 | 91.9571 | 96.1449 | 100.5774 | 104.6713 | 109.2144 | 114.0327 | 117.8724 | 122.1324 | 126.6794 | 131.1459 | 136.044 | 140.4073 | 144.9337
$1,000 - $7,500 | 33.03 | 37.1746 | 41.5413 | 46.1375 | 50.252 | 54.182 | 58.5599 | 62.4705 | 66.9769 | 71.3883 | 76.036 | 80.6283 | 85.3719 | 90.6092 | 95.3014 | 101.0702 | 106.5408 | 112.3693 | 117.4867 | 122.9031 | 127.9057 | 133.4573 | 139.3452 | 144.0372 | 149.2428 | 154.7991 | 160.2571 | 166.2425 | 171.5743 | 177.1055
$7,500 + | 60.87 | 68.5079 | 76.5551 | 85.0254 | 92.608 | 99.8504 | 107.9184 | 115.125 | 123.4298 | 131.5593 | 140.1244 | 148.5875 | 157.3293 | 166.9809 | 175.6281 | 186.2593 | 196.3408 | 207.0821 | 216.5128 | 226.4945 | 235.7137 | 245.9445 | 256.7951 | 265.4419 | 275.0351 | 285.2746 | 295.333 | 306.3633 | 316.1891 | 326.3823
Reliability Response | 60.87 | 68.5079 | 76.5551 | 85.0254 | 92.608 | 99.8504 | 107.9184 | 115.125 | 123.4298 | 131.5593 | 140.1244 | 148.5875 | 157.3293 | 166.9809 | 175.6281 | 186.2593 | 196.3408 | 207.0821 | 216.5128 | 226.4945 | 235.7137 | 245.9445 | 256.7951 | 265.4419 | 275.0351 | 285.2746 | 295.333 | 306.3633 | 316.1891 | 326.3823
Winter
Price band | 2021 | 2022 | 2023 | 2024 | 2025 | 2026 | 2027 | 2028 | 2029 | 2030 | 2031 | 2032 | 2033 | 2034 | 2035 | 2036 | 2037 | 2038 | 2039 | 2040 | 2041 | 2042 | 2043 | 2044 | 2045 | 2046 | 2047 | 2048 | 2049 | 2050
$300 - $500 | 12.18 | 13.1369 | 14.237 | 15.3358 | 16.3026 | 17.3454 | 18.3633 | 19.4541 | 20.5431 | 21.7012 | 22.8629 | 24.0212 | 25.2638 | 26.6023 | 28.0743 | 29.601 | 30.9541 | 32.464 | 33.8292 | 35.2368 | 36.626 | 37.9214 | 39.3301 | 40.5385 | 41.925 | 43.2391 | 44.5579 | 45.8448 | 47.1003 | 48.2764
$500 - $1,000 | 27.03 | 29.1535 | 31.5949 | 34.0333 | 36.1789 | 38.4931 | 40.752 | 43.1729 | 45.5896 | 48.1595 | 50.7376 | 53.3081 | 56.0657 | 59.0362 | 62.3029 | 65.6909 | 68.6937 | 72.0444 | 75.0743 | 78.1979 | 81.2808 | 84.1557 | 87.2818 | 89.9636 | 93.0404 | 95.9567 | 98.8834 | 101.7393 | 104.5254 | 107.1355
$1,000 - $7,500 | 33.03 | 35.6249 | 38.6081 | 41.5879 | 44.2097 | 47.0376 | 49.7979 | 52.7562 | 55.7093 | 58.8498 | 62.0001 | 65.1412 | 68.5109 | 72.1408 | 76.1326 | 80.2727 | 83.942 | 88.0365 | 91.7389 | 95.5559 | 99.3231 | 102.8362 | 106.6562 | 109.9333 | 113.6931 | 117.2568 | 120.833 | 124.3229 | 127.7275 | 130.917
$7,500 + | 60.87 | 65.652 | 71.1498 | 76.6411 | 81.4728 | 86.6842 | 91.7711 | 97.2228 | 102.6651 | 108.4525 | 114.2581 | 120.0468 | 126.2566 | 132.9461 | 140.3025 | 147.9322 | 154.6941 | 162.2399 | 169.0629 | 176.0971 | 183.0397 | 189.5137 | 196.5536 | 202.5928 | 209.5216 | 216.089 | 222.6796 | 229.111 | 235.3853 | 241.2631
Reliability Response | 60.87 | 65.652 | 71.1498 | 76.6411 | 81.4728 | 86.6842 | 91.7711 | 97.2228 | 102.6651 | 108.4525 | 114.2581 | 120.0468 | 126.2566 | 132.9461 | 140.3025 | 147.9322 | 154.6941 | 162.2399 | 169.0629 | 176.0971 | 183.0397 | 189.5137 | 196.5536 | 202.5928 | 209.5216 | 216.089 | 222.6796 | 229.111 | 235.3853 | 241.2631
Tasmania
Summer
Price band | 2020-21 | 2021-22 | 2022-23 | 2023-24 | 2024-25 | 2025-26 | 2026-27 | 2027-28 | 2028-29 | 2029-30 | 2030-31 | 2031-32 | 2032-33 | 2033-34 | 2034-35 | 2035-36 | 2036-37 | 2037-38 | 2038-39 | 2039-40 | 2040-41 | 2041-42 | 2042-43 | 2043-44 | 2044-45 | 2045-46 | 2046-47 | 2047-48 | 2048-49 | 2049-50
$300 - $500 | 0.28 | 0.29265 | 0.30171 | 0.30975 | 0.31725 | 0.32391 | 0.33048 | 0.33816 | 0.34618 | 0.35267 | 0.35987 | 0.36765 | 0.37561 | 0.38394 | 0.39245 | 0.40127 | 0.4105 | 0.41852 | 0.42622 | 0.43608 | 0.44484 | 0.45484 | 0.46247 | 0.47011 | 0.4803 | 0.48949 | 0.49766 | 0.50685 | 0.51661 | 0.52487
$500 - $1,000 | 28.19 | 29.4636 | 30.3759 | 31.1852 | 31.9404 | 32.6112 | 33.2724 | 34.0453 | 34.8532 | 35.5066 | 36.2311 | 37.0143 | 37.816 | 38.6549 | 39.5115 | 40.3988 | 41.3288 | 42.1361 | 42.9112 | 43.904 | 44.7861 | 45.7927 | 46.5608 | 47.3296 | 48.3563 | 49.2813 | 50.104 | 51.0285 | 52.0119 | 52.8436
$1,000 - $7,500 | 33.37 | 34.8776 | 35.9576 | 36.9156 | 37.8096 | 38.6037 | 39.3864 | 40.3012 | 41.2575 | 42.0311 | 42.8886 | 43.8158 | 44.7648 | 45.7578 | 46.7719 | 47.8222 | 48.9231 | 49.8787 | 50.7963 | 51.9715 | 53.0157 | 54.2073 | 55.1165 | 56.0266 | 57.2419 | 58.3369 | 59.3107 | 60.4052 | 61.5692 | 62.5537
$7,500 + | 33.37 | 34.8776 | 35.9576 | 36.9156 | 37.8096 | 38.6037 | 39.3864 | 40.3012 | 41.2575 | 42.0311 | 42.8886 | 43.8158 | 44.7648 | 45.7578 | 46.7719 | 47.8222 | 48.9231 | 49.8787 | 50.7963 | 51.9715 | 53.0157 | 54.2073 | 55.1165 | 56.0266 | 57.2419 | 58.3369 | 59.3107 | 60.4052 | 61.5692 | 62.5537
Reliability Response | 33.37 | 34.8776 | 35.9576 | 36.9156 | 37.8096 | 38.6037 | 39.3864 | 40.3012 | 41.2575 | 42.0311 | 42.8886 | 43.8158 | 44.7648 | 45.7578 | 46.7719 | 47.8222 | 48.9231 | 49.8787 | 50.7963 | 51.9715 | 53.0157 | 54.2073 | 55.1165 | 56.0266 | 57.2419 | 58.3369 | 59.3107 | 60.4052 | 61.5692 | 62.5537
Winter
Price band | 2021 | 2022 | 2023 | 2024 | 2025 | 2026 | 2027 | 2028 | 2029 | 2030 | 2031 | 2032 | 2033 | 2034 | 2035 | 2036 | 2037 | 2038 | 2039 | 2040 | 2041 | 2042 | 2043 | 2044 | 2045 | 2046 | 2047 | 2048 | 2049 | 2050
$300 - $500 | 0.28 | 0.29313 | 0.30638 | 0.3193 | 0.33091 | 0.34307 | 0.35508 | 0.36695 | 0.37914 | 0.39134 | 0.40367 | 0.41607 | 0.42918 | 0.4429 | 0.45602 | 0.47012 | 0.48439 | 0.4984 | 0.51223 | 0.52679 | 0.5407 | 0.55465 | 0.56821 | 0.58241 | 0.59662 | 0.61034 | 0.62526 | 0.6387 | 0.65334 | 0.66614
$500 - $1,000 | 28.19 | 29.5115 | 30.8457 | 32.1467 | 33.3159 | 34.5396 | 35.7492 | 36.9438 | 38.1716 | 39.3998 | 40.6407 | 41.8888 | 43.2095 | 44.5903 | 45.9117 | 47.3309 | 48.7673 | 50.1781 | 51.571 | 53.0363 | 54.4367 | 55.8416 | 57.2067 | 58.6367 | 60.0673 | 61.4484 | 62.9505 | 64.303 | 65.7773 | 67.0665
$1,000 - $7,500 | 33.37 | 34.9343 | 36.5137 | 38.0537 | 39.4378 | 40.8864 | 42.3182 | 43.7323 | 45.1858 | 46.6396 | 48.1085 | 49.586 | 51.1494 | 52.7839 | 54.3481 | 56.0281 | 57.7285 | 59.3985 | 61.0473 | 62.7819 | 64.4397 | 66.1027 | 67.7186 | 69.4113 | 71.1049 | 72.7397 | 74.5178 | 76.1189 | 77.8641 | 79.3902
$7,500 + | 33.37 | 34.9343 | 36.5137 | 38.0537 | 39.4378 | 40.8864 | 42.3182 | 43.7323 | 45.1858 | 46.6396 | 48.1085 | 49.586 | 51.1494 | 52.7839 | 54.3481 | 56.0281 | 57.7285 | 59.3985 | 61.0473 | 62.7819 | 64.4397 | 66.1027 | 67.7186 | 69.4113 | 71.1049 | 72.7397 | 74.5178 | 76.1189 | 77.8641 | 79.3902
Reliability Response | 33.37 | 34.9343 | 36.5137 | 38.0537 | 39.4378 | 40.8864 | 42.3182 | 43.7323 | 45.1858 | 46.6396 | 48.1085 | 49.586 | 51.1494 | 52.7839 | 54.3481 | 56.0281 | 57.7285 | 59.3985 | 61.0473 | 62.7819 | 64.4397 | 66.1027 | 67.7186 | 69.4113 | 71.1049 | 72.7397 | 74.5178 | 76.1189 | 77.8641 | 79.3902

## Electric Vehicles
Go to Assumptions Summary
Distributed Energy Resources: Electric Vehicles | [13 empty] | Note: | Further information is available at http://forecasting.aemo.com.au
Electric Vehicle forecasts based on 2020 CSIRO trajectories developed for AEMO
Consultant forecast mapping
| Slow Change | Central | Fast Change | High DER | Step Change
Consultant's scenario | CSIRO Slow Change | CSIRO Central | CSIRO Fast Change | CSIRO High DER | CSIRO Step Change
Electric Vehicles (Energy, GWh)
Amount of energy consumed by electric vehicles
Slow Change
| 2020-21 | 2021-22 | 2022-23 | 2023-24 | 2024-25 | 2025-26 | 2026-27 | 2027-28 | 2028-29 | 2029-30 | 2030-31 | 2031-32 | 2032-33 | 2033-34 | 2034-35 | 2035-36 | 2036-37 | 2037-38 | 2038-39 | 2039-40 | 2040-41 | 2041-42 | 2042-43 | 2043-44 | 2044-45 | 2045-46 | 2046-47 | 2047-48 | 2048-49
NSW | 13.6372 | 13.5126 | 13.4355 | 13.5733 | 14.82 | 18.3464 | 25.7926 | 40.3328 | 67.4703 | 115.8465 | 198.2203 | 336.8855 | 564.1333 | 906.8089 | 1382.725 | 2083.3886 | 2729.1573 | 3330.9331 | 3895.9297 | 4443.9434 | 4973.7347 | 5493.8423 | 6004.5901 | 6519.3617 | 7039.061 | 7527.8043 | 7987.6443 | 8421.3511 | 8830.5822
QLD | 7.3592 | 7.3617 | 7.4051 | 7.6079 | 8.5455 | 10.8988 | 15.5293 | 24.141 | 39.8755 | 67.806 | 115.2274 | 194.77 | 329.1423 | 545.6018 | 856.3359 | 1288.9733 | 1696.1123 | 2081.2997 | 2447.8344 | 2807.4803 | 3158.1889 | 3505.3702 | 3850.2349 | 4202.5084 | 4565.1754 | 4911.448 | 5241.7766 | 5556.2751 | 5856.0022
SA | 6.4684 | 6.4145 | 6.3638 | 6.3414 | 6.8725 | 7.8777 | 10.1777 | 14.1348 | 20.6126 | 30.9822 | 46.3723 | 69.4197 | 105.4209 | 160.4047 | 238.1298 | 340.9503 | 435.4674 | 522.9372 | 604.4124 | 682.5197 | 756.6322 | 827.9354 | 895.3808 | 963.3126 | 1031.3391 | 1094.8585 | 1154.4448 | 1209.5894 | 1260.98
TAS | 0.84541 | 0.83273 | 0.82051 | 0.80873 | 0.82734 | 0.90141 | 1.0901 | 1.5784 | 2.1758 | 3.4235 | 5.3651 | 8.5487 | 13.8393 | 22.5158 | 36.2132 | 51.4441 | 65.5632 | 78.82 | 91.0375 | 102.9629 | 114.2168 | 125.1528 | 135.5526 | 146.0226 | 156.7492 | 166.7529 | 176.0277 | 184.588 | 192.3827
VIC | 14.0834 | 14.0699 | 14.0992 | 14.3134 | 16.0153 | 19.4104 | 26.5771 | 39.4633 | 62.7512 | 103.6101 | 175.6043 | 299.0189 | 506.949 | 828.3727 | 1277.1905 | 1930.8139 | 2533.8474 | 3095.345 | 3620.4667 | 4125.7591 | 4609.3355 | 5077.5892 | 5529.9414 | 5980.4769 | 6430.9431 | 6853.391 | 7250.1544 | 7622.8472 | 7974.2564
Central
| 2020-21 | 2021-22 | 2022-23 | 2023-24 | 2024-25 | 2025-26 | 2026-27 | 2027-28 | 2028-29 | 2029-30 | 2030-31 | 2031-32 | 2032-33 | 2033-34 | 2034-35 | 2035-36 | 2036-37 | 2037-38 | 2038-39 | 2039-40 | 2040-41 | 2041-42 | 2042-43 | 2043-44 | 2044-45 | 2045-46 | 2046-47 | 2047-48 | 2048-49
NSW | 14.1333 | 15.4398 | 17.3208 | 19.7846 | 34.9056 | 74.9816 | 161.6559 | 303.9286 | 512.8145 | 802.6687 | 1148.3873 | 1558.2708 | 2045.5541 | 2649.9918 | 3353.8116 | 4273.9498 | 5144.6699 | 5974.3467 | 6777.5707 | 7572.908 | 8320.9464 | 9023.9126 | 9676.9233 | 10285.9054 | 10855.2924 | 11380.8187 | 11874.9646 | 12328.7013 | 12748.5856
QLD | 7.6267 | 8.4339 | 9.6959 | 11.3981 | 21.2225 | 48.7496 | 107.2378 | 202.9922 | 344.1874 | 546.4704 | 782.0903 | 1055.8697 | 1379.3219 | 1777.5238 | 2243.9641 | 2854.5042 | 3441.9711 | 4016.5949 | 4587.2433 | 5172.4335 | 5734.5893 | 6273.8159 | 6782.288 | 7262.8917 | 7716.1419 | 8140.0019 | 8541.308 | 8916.1238 | 9267.6709
SA | 6.7038 | 7.1708 | 7.7597 | 8.712 | 13.2289 | 23.3338 | 41.155 | 67.1772 | 104.9637 | 158.1997 | 220.1056 | 291.4128 | 374.6102 | 475.6693 | 591.7526 | 742.8253 | 885.5594 | 1022.0349 | 1153.8939 | 1284.3593 | 1407.4586 | 1522.8933 | 1629.1571 | 1729.0255 | 1823.0872 | 1910.8153 | 1993.9308 | 2069.8407 | 2139.6691
TAS | 0.87604 | 0.90754 | 0.94721 | 0.99674 | 1.3917 | 2.6764 | 5.2457 | 9.5639 | 15.8302 | 24.4174 | 34.562 | 46.2592 | 59.9182 | 77.0544 | 97.3397 | 120.8874 | 143.9 | 166.6009 | 189.4724 | 213.4329 | 237.1082 | 260.3101 | 281.9797 | 302.6803 | 322.2274 | 340.473 | 357.9148 | 374.0005 | 389.0456
VIC | 14.5952 | 16.3168 | 18.804 | 22.2939 | 39.8155 | 81.648 | 166.3272 | 297.3846 | 486.5284 | 751.4703 | 1066.6786 | 1440.6196 | 1885.9276 | 2440.1733 | 3085.4799 | 3918.1448 | 4702.9575 | 5447.4992 | 6166.994 | 6880.3029 | 7554.4356 | 8190.8552 | 8783.8586 | 9339.2748 | 9858.9901 | 10338.3289 | 10788.8059 | 11202.7528 | 11586.5401
High DER
| 2020-21 | 2021-22 | 2022-23 | 2023-24 | 2024-25 | 2025-26 | 2026-27 | 2027-28 | 2028-29 | 2029-30 | 2030-31 | 2031-32 | 2032-33 | 2033-34 | 2034-35 | 2035-36 | 2036-37 | 2037-38 | 2038-39 | 2039-40 | 2040-41 | 2041-42 | 2042-43 | 2043-44 | 2044-45 | 2045-46 | 2046-47 | 2047-48 | 2048-49
NSW | 14.1333 | 29.0154 | 70.4709 | 193.1195 | 486.0243 | 837.9415 | 1275.3835 | 1833.8946 | 2543.645 | 3436.5193 | 4767.5202 | 5945.2559 | 7002.3258 | 8004.9787 | 8869.9101 | 9726.0352 | 10486.4922 | 11167.9324 | 11776.8942 | 12337.938 | 12863.7938 | 13356.9766 | 13794.0701 | 14185.1905 | 14547.6456 | 14875.4734 | 15165.2306 | 15413.5627 | 15624.1477
QLD | 7.6267 | 17.8239 | 48.9898 | 146.3844 | 384.3839 | 670.9461 | 1024.2144 | 1473.5813 | 2050.3928 | 2770.379 | 3737.5663 | 4596.5568 | 5394.0491 | 6188.648 | 6908.0104 | 7633.6766 | 8295.8966 | 8903.4644 | 9460.6833 | 9989.8095 | 10499.815 | 10992.7801 | 11444.5265 | 11861.6694 | 12253.925 | 12613.793 | 12937.1207 | 13227.1545 | 13485.2663
SA | 6.7038 | 10.9271 | 20.0592 | 40.8815 | 96.0199 | 163.0635 | 246.032 | 350.0339 | 481.1819 | 641.6928 | 886.0122 | 1095.9414 | 1282.7219 | 1460.4333 | 1614.3407 | 1768.7084 | 1906.4434 | 2030.2871 | 2140.8591 | 2243.7658 | 2340.8747 | 2432.9558 | 2513.6521 | 2586.7049 | 2654.3444 | 2715.1811 | 2768.0361 | 2812.1615 | 2848.3888
TAS | 0.87604 | 1.5887 | 3.1835 | 7.0148 | 20.7731 | 37.2405 | 57.6008 | 82.6656 | 113.5586 | 149.3831 | 190.8797 | 226.6242 | 258.3792 | 290.257 | 320.932 | 352.7387 | 381.8627 | 408.498 | 432.4921 | 456.0295 | 478.9758 | 501.6981 | 521.7695 | 539.8329 | 556.1068 | 569.8673 | 580.2646 | 588.4097 | 594.3353
VIC | 14.5952 | 29.2939 | 69.1835 | 182.7655 | 451.0347 | 774.5025 | 1176.8844 | 1687.1013 | 2341.3751 | 3171.7692 | 4386.1986 | 5460.551 | 6428.7201 | 7357.3869 | 8170.6162 | 8978.9446 | 9699.6389 | 10354.3369 | 10948.244 | 11520.0965 | 12078.8609 | 12626.2597 | 13125.3412 | 13585.6424 | 14013.3435 | 14402.8073 | 14749.3844 | 15059.3099 | 15334.0126
Fast Change
| 2020-21 | 2021-22 | 2022-23 | 2023-24 | 2024-25 | 2025-26 | 2026-27 | 2027-28 | 2028-29 | 2029-30 | 2030-31 | 2031-32 | 2032-33 | 2033-34 | 2034-35 | 2035-36 | 2036-37 | 2037-38 | 2038-39 | 2039-40 | 2040-41 | 2041-42 | 2042-43 | 2043-44 | 2044-45 | 2045-46 | 2046-47 | 2047-48 | 2048-49
NSW | 14.1333 | 27.745 | 63.6289 | 165.2869 | 377.3314 | 649.4817 | 1003.7743 | 1470.484 | 2080.2806 | 2854.9996 | 3759.433 | 4767.457 | 5795.5957 | 6799.0934 | 7706.8399 | 8611.6681 | 9418.0074 | 10140.8193 | 10786.1032 | 11368.8214 | 11906.5642 | 12398.5548 | 12826.0596 | 13203.2321 | 13552.3957 | 13864.8341 | 14147.7421 | 14386.0829 | 14586.694
QLD | 7.6267 | 16.3178 | 40.6199 | 111.6379 | 281.1659 | 498.3599 | 778.8703 | 1146.0359 | 1619.3818 | 2199.8505 | 2852.4956 | 3553.7709 | 4278.0829 | 5022.939 | 5734.5479 | 6456.3285 | 7122.2575 | 7738.0264 | 8306.1091 | 8843.1884 | 9357.7998 | 9850.1178 | 10298.975 | 10712.6008 | 11104.6567 | 11465.9303 | 11799.3443 | 12099.3085 | 12368.7452
SA | 6.7038 | 10.5073 | 18.3296 | 35.5759 | 75.9512 | 127.863 | 195.0332 | 282.9766 | 396.7832 | 537.2279 | 692.6794 | 852.1725 | 1012.1401 | 1170.7009 | 1317.0499 | 1464.56 | 1597.243 | 1716.5313 | 1822.9914 | 1920.7525 | 2011.7676 | 2095.8707 | 2167.9066 | 2232.0399 | 2291.2838 | 2343.2264 | 2389.5432 | 2427.1413 | 2457.251
TAS | 0.87604 | 1.4072 | 2.5178 | 5.0186 | 14.087 | 25.3967 | 39.6776 | 58.0417 | 80.5281 | 107.0863 | 134.5083 | 160.5155 | 184.927 | 209.9531 | 234.4229 | 259.7516 | 282.9331 | 304.337 | 323.4522 | 342.0884 | 360.2655 | 377.837 | 393.3601 | 407.218 | 419.6452 | 430.0584 | 438.1278 | 444.1529 | 448.3304
VIC | 14.5952 | 27.9595 | 62.3772 | 157.3892 | 349.1356 | 597.0289 | 921.3552 | 1350.0371 | 1912.0852 | 2632.361 | 3472.7885 | 4403.7142 | 5343.2433 | 6265.8824 | 7105.1942 | 7941.58 | 8688.407 | 9365.6177 | 9978.9693 | 10555.7431 | 11111.0526 | 11643.0985 | 12120.5717 | 12557.076 | 12964.7046 | 13333.8339 | 13672.3341 | 13972.4874 | 14238.5689
Step Change
| 2020-21 | 2021-22 | 2022-23 | 2023-24 | 2024-25 | 2025-26 | 2026-27 | 2027-28 | 2028-29 | 2029-30 | 2030-31 | 2031-32 | 2032-33 | 2033-34 | 2034-35 | 2035-36 | 2036-37 | 2037-38 | 2038-39 | 2039-40 | 2040-41 | 2041-42 | 2042-43 | 2043-44 | 2044-45 | 2045-46 | 2046-47 | 2047-48 | 2048-49
NSW | 14.4548 | 31.6132 | 82.0535 | 240.2519 | 605.2613 | 1056.0712 | 1655.9944 | 2380.6413 | 3347.5065 | 4562.7748 | 6350.4779 | 8065.574 | 9713.3083 | 11350.674 | 12884.4868 | 14524.3566 | 16103.5345 | 17680.3289 | 19253.5487 | 20822.0154 | 22365.6929 | 23938.9672 | 25444.5017 | 26944.4664 | 28470.8217 | 29862.6307 | 31209.7162 | 32509.7819 | 33795.1673
QLD | 7.8 | 19.5428 | 56.6331 | 177.9678 | 480.5026 | 841.9702 | 1325.7159 | 1913.4365 | 2700.9302 | 3695.2071 | 5150.9716 | 6551.9515 | 7901.9765 | 9247.0828 | 10511.1448 | 11866.9245 | 13176.584 | 14487.5521 | 15798.7197 | 17108.9892 | 18403.0531 | 19724.3602 | 20992.5956 | 22258.7988 | 23549.2954 | 24733.7236 | 25883.3251 | 26995.9703 | 28098.3282
SA | 6.8564 | 12.384 | 24.623 | 53.5319 | 136.9922 | 238.5603 | 373.3705 | 535.7648 | 752.0086 | 1023.229 | 1419.4672 | 1797.0769 | 2157.4806 | 2513.5316 | 2844.8051 | 3197.4931 | 3535.0102 | 3870.3028 | 4203.1798 | 4533.4521 | 4856.7074 | 5184.9432 | 5497.135 | 5806.8408 | 6120.987 | 6406.5019 | 6681.5075 | 6945.605 | 7205.7804
TAS | 0.8959 | 1.9047 | 4.3839 | 10.8287 | 41.4788 | 71.9979 | 112.3274 | 160.685 | 224.8589 | 305.0532 | 421.8051 | 532.3103 | 637.0655 | 739.9238 | 834.9375 | 936.7412 | 1033.7698 | 1129.8364 | 1224.8979 | 1318.9117 | 1411.2088 | 1504.7557 | 1593.4588 | 1681.2653 | 1770.1861 | 1850.9798 | 1928.6184 | 2002.9989 | 2076.1457
VIC | 14.9269 | 31.8634 | 80.283 | 225.7109 | 560.8808 | 980.4411 | 1540.1463 | 2217.9268 | 3123.9298 | 4264.9402 | 5947.5862 | 7568.2093 | 9131.0943 | 10689.3308 | 12154.2345 | 13722.0671 | 15236.5923 | 16752.6523 | 18268.9636 | 19784.2559 | 21274.9864 | 22796.5724 | 24256.215 | 25712.9444 | 27197.1879 | 28554.0059 | 29869.8794 | 31142.4261 | 32402.4727
Electric Vehicles (Uptake, Number of EV's)
Number of Electric vehicles in use.
Slow Change
| 2020-21 | 2021-22 | 2022-23 | 2023-24 | 2024-25 | 2025-26 | 2026-27 | 2027-28 | 2028-29 | 2029-30 | 2030-31 | 2031-32 | 2032-33 | 2033-34 | 2034-35 | 2035-36 | 2036-37 | 2037-38 | 2038-39 | 2039-40 | 2040-41 | 2041-42 | 2042-43 | 2043-44 | 2044-45 | 2045-46 | 2046-47 | 2047-48 | 2048-49
NSW | 3923 | 3887 | 3864 | 3843 | 4167 | 4983 | 6830 | 10491 | 17464 | 30188 | 52636 | 91709 | 158231 | 261693 | 410471 | 613335 | 796557 | 962917 | 1113730 | 1253889 | 1382202 | 1500031 | 1606724 | 1705476 | 1796322 | 1881575 | 1961847 | 2037207 | 2108160
QLD | 2051 | 2054 | 2062 | 2073 | 2290 | 2789 | 3832 | 5773 | 9385 | 15912 | 27273 | 46858 | 81122 | 138144 | 223322 | 333346 | 434493 | 527398 | 612464 | 692210 | 765631 | 833443 | 895311 | 953075 | 1006901 | 1058215 | 1107271 | 1153723 | 1197858
SA | 1930 | 1917 | 1910 | 1903 | 2017 | 2291 | 2888 | 3944 | 5722 | 8610 | 13061 | 19910 | 31008 | 48455 | 74083 | 105142 | 133124 | 158445 | 181238 | 202282 | 221305 | 238514 | 253510 | 267426 | 280004 | 291655 | 302515 | 312382 | 321424
TAS | 304 | 303 | 295 | 294 | 301 | 326 | 385 | 489 | 689 | 1035 | 1608 | 2544 | 4142 | 6856 | 11252 | 15913 | 20120 | 23937 | 27356 | 30525 | 33365 | 35913 | 38068 | 40049 | 41810 | 43430 | 44927 | 46249 | 47433
VIC | 3788 | 3790 | 3799 | 3812 | 4187 | 4983 | 6659 | 9691 | 15321 | 25449 | 43819 | 76219 | 132680 | 222565 | 352577 | 528743 | 688531 | 834118 | 966349 | 1089206 | 1201526 | 1304391 | 1397017 | 1482494 | 1560703 | 1633735 | 1702164 | 1765882 | 1825597
Central
| 2020-21 | 2021-22 | 2022-23 | 2023-24 | 2024-25 | 2025-26 | 2026-27 | 2027-28 | 2028-29 | 2029-30 | 2030-31 | 2031-32 | 2032-33 | 2033-34 | 2034-35 | 2035-36 | 2036-37 | 2037-38 | 2038-39 | 2039-40 | 2040-41 | 2041-42 | 2042-43 | 2043-44 | 2044-45 | 2045-46 | 2046-47 | 2047-48 | 2048-49
NSW | 4058 | 4406 | 4858 | 5453 | 9406 | 20517 | 45909 | 88809 | 150103 | 231625 | 328923 | 444565 | 581886 | 750877 | 947164 | 1184956 | 1396938 | 1585551 | 1754848 | 1910583 | 2056960 | 2194226 | 2320926 | 2438706 | 2548239 | 2648357 | 2742131 | 2826941 | 2904082
QLD | 2123 | 2328 | 2604 | 2974 | 5310 | 12046 | 27275 | 53127 | 90625 | 141376 | 200839 | 270097 | 351192 | 449041 | 562798 | 699093 | 822023 | 933413 | 1034957 | 1130428 | 1222163 | 1310045 | 1392363 | 1469947 | 1542680 | 1609987 | 1673404 | 1731649 | 1785255
SA | 1995 | 2133 | 2307 | 2536 | 3789 | 6727 | 12183 | 20281 | 31782 | 47342 | 65556 | 86577 | 111002 | 140348 | 173873 | 214022 | 249966 | 282273 | 311378 | 338190 | 363388 | 386938 | 408279 | 428317 | 447033 | 464232 | 480398 | 494758 | 507598
TAS | 315 | 325 | 339 | 357 | 488 | 855 | 1674 | 3090 | 5103 | 7769 | 10902 | 14526 | 18670 | 23761 | 29657 | 35889 | 41553 | 46699 | 51388 | 55866 | 60282 | 64624 | 68611 | 72418 | 75979 | 79276 | 82369 | 85163 | 87667
VIC | 3920 | 4361 | 4953 | 5760 | 10037 | 20826 | 43642 | 80168 | 132224 | 202439 | 286610 | 387100 | 506548 | 653608 | 824569 | 1027986 | 1210227 | 1373102 | 1519780 | 1655220 | 1783044 | 1903414 | 2014651 | 2118407 | 2214710 | 2302474 | 2384382 | 2458182 | 2525213
High DER
| 2020-21 | 2021-22 | 2022-23 | 2023-24 | 2024-25 | 2025-26 | 2026-27 | 2027-28 | 2028-29 | 2029-30 | 2030-31 | 2031-32 | 2032-33 | 2033-34 | 2034-35 | 2035-36 | 2036-37 | 2037-38 | 2038-39 | 2039-40 | 2040-41 | 2041-42 | 2042-43 | 2043-44 | 2044-45 | 2045-46 | 2046-47 | 2047-48 | 2048-49
NSW | 4058 | 8377 | 21132 | 60691 | 144867 | 245864 | 369514 | 524679 | 720428 | 963943 | 1337802 | 1664067 | 1951738 | 2218794 | 2455782 | 2671124 | 2862097 | 3033045 | 3185264 | 3325603 | 3456933 | 3579980 | 3688087 | 3784221 | 3872285 | 3950047 | 4017701 | 4074226 | 4120893
QLD | 2123 | 4864 | 13528 | 41829 | 103569 | 178137 | 269845 | 385640 | 532531 | 712344 | 952925 | 1160755 | 1346591 | 1523636 | 1684620 | 1835125 | 1972711 | 2099210 | 2215164 | 2325914 | 2432971 | 2536953 | 2632080 | 2720005 | 2802338 | 2876457 | 2942431 | 3000946 | 3052348
SA | 1995 | 3298 | 6224 | 13136 | 29450 | 49209 | 73490 | 103887 | 142072 | 188429 | 259076 | 319326 | 372193 | 421807 | 466552 | 507673 | 544383 | 577289 | 606544 | 633804 | 659466 | 683716 | 704716 | 723576 | 740744 | 755671 | 768347 | 778477 | 786342
TAS | 315 | 556 | 1111 | 2446 | 6731 | 11910 | 18221 | 25995 | 35353 | 45870 | 57679 | 67474 | 75810 | 83666 | 91041 | 98051 | 104436 | 110237 | 115407 | 120462 | 125381 | 130199 | 134346 | 138034 | 141254 | 143693 | 145228 | 146125 | 146464
VIC | 3920 | 7877 | 19162 | 52736 | 123658 | 209130 | 314525 | 447187 | 615632 | 827690 | 1149377 | 1431844 | 1682359 | 1917701 | 2129111 | 2321863 | 2493306 | 2648667 | 2789037 | 2924149 | 3055999 | 3185025 | 3301761 | 3408983 | 3507777 | 3596066 | 3674014 | 3742729 | 3802893
Fast Change
| 2020-21 | 2021-22 | 2022-23 | 2023-24 | 2024-25 | 2025-26 | 2026-27 | 2027-28 | 2028-29 | 2029-30 | 2030-31 | 2031-32 | 2032-33 | 2033-34 | 2034-35 | 2035-36 | 2036-37 | 2037-38 | 2038-39 | 2039-40 | 2040-41 | 2041-42 | 2042-43 | 2043-44 | 2044-45 | 2045-46 | 2046-47 | 2047-48 | 2048-49
NSW | 4058 | 7991 | 18904 | 51239 | 108454 | 181897 | 276619 | 400034 | 559614 | 760097 | 990234 | 1239607 | 1484650 | 1713817 | 1920391 | 2109951 | 2278167 | 2428304 | 2561120 | 2680352 | 2789413 | 2888364 | 2972232 | 3044700 | 3110182 | 3165545 | 3214519 | 3253121 | 3283176
QLD | 2123 | 4455 | 11117 | 31224 | 71985 | 124339 | 191665 | 278953 | 389914 | 523158 | 667014 | 812880 | 953665 | 1089791 | 1216642 | 1337069 | 1448333 | 1551270 | 1645982 | 1735468 | 1821034 | 1902792 | 1976369 | 2043719 | 2106941 | 2163071 | 2214248 | 2258942 | 2297870
SA | 1995 | 3175 | 5700 | 11460 | 22683 | 37130 | 55780 | 80075 | 111438 | 149771 | 190997 | 231401 | 269645 | 305822 | 339042 | 369922 | 397532 | 422181 | 443874 | 463635 | 481787 | 498339 | 511911 | 523714 | 534159 | 542430 | 549428 | 554256 | 557272
TAS | 315 | 495 | 875 | 1736 | 4255 | 7414 | 11333 | 16276 | 22240 | 28967 | 35435 | 41179 | 46199 | 50892 | 55262 | 59442 | 63255 | 66722 | 69795 | 72783 | 75663 | 78448 | 80767 | 82818 | 84559 | 85770 | 86472 | 86725 | 86614
VIC | 3920 | 7517 | 17196 | 44949 | 93049 | 155231 | 236051 | 342201 | 480526 | 656263 | 858430 | 1077270 | 1290874 | 1492610 | 1675962 | 1844189 | 1993762 | 2128831 | 2250242 | 2364263 | 2473627 | 2578177 | 2670528 | 2754059 | 2830791 | 2897678 | 2958392 | 3010620 | 3055520
Step Change
| 2020-21 | 2021-22 | 2022-23 | 2023-24 | 2024-25 | 2025-26 | 2026-27 | 2027-28 | 2028-29 | 2029-30 | 2030-31 | 2031-32 | 2032-33 | 2033-34 | 2034-35 | 2035-36 | 2036-37 | 2037-38 | 2038-39 | 2039-40 | 2040-41 | 2041-42 | 2042-43 | 2043-44 | 2044-45 | 2045-46 | 2046-47 | 2047-48 | 2048-49
NSW | 4143 | 9144 | 24517 | 74556 | 141472 | 247212 | 388261 | 559091 | 787521 | 1075358 | 1498120 | 1904709 | 2296413 | 2686762 | 3068450 | 3444433 | 3803214 | 4158794 | 4511003 | 4859665 | 5198099 | 5540948 | 5865785 | 6187151 | 6512459 | 6802166 | 7079778 | 7344960 | 7605186
QLD | 2166 | 5378 | 15747 | 50823 | 102670 | 180385 | 284799 | 412205 | 583517 | 800656 | 1117549 | 1423501 | 1719370 | 2015214 | 2305512 | 2592900 | 2868288 | 3142152 | 3414333 | 3684661 | 3948716 | 4216969 | 4472318 | 4725775 | 4982977 | 5214031 | 5436442 | 5649891 | 5860070
SA | 2039 | 3726 | 7606 | 17004 | 33522 | 58430 | 91541 | 131496 | 184787 | 251738 | 349166 | 442013 | 530652 | 618261 | 703190 | 786032 | 864306 | 941244 | 1016834 | 1091060 | 1162513 | 1234443 | 1301873 | 1368071 | 1434697 | 1493421 | 1549151 | 1601846 | 1653162
TAS | 321 | 664 | 1521 | 3752 | 10812 | 18777 | 29304 | 41943 | 58727 | 79719 | 110157 | 138927 | 166173 | 192899 | 218600 | 243903 | 267698 | 290997 | 313799 | 336103 | 357693 | 379381 | 399640 | 419480 | 439407 | 456986 | 473623 | 489306 | 504545
VIC | 4005 | 8576 | 22137 | 64376 | 121571 | 213009 | 335412 | 484211 | 683736 | 935891 | 1307732 | 1667515 | 2016185 | 2365483 | 2708894 | 3048410 | 3374175 | 3698485 | 4021135 | 4341910 | 4654164 | 4971487 | 5273714 | 5573822 | 5878452 | 6151546 | 6414472 | 6666858 | 6915414
Electric vehicle consumption share of operational demand
Slow Change
| 2020-21 | 2021-22 | 2022-23 | 2023-24 | 2024-25 | 2025-26 | 2026-27 | 2027-28 | 2028-29 | 2029-30 | 2030-31 | 2031-32 | 2032-33 | 2033-34 | 2034-35 | 2035-36 | 2036-37 | 2037-38 | 2038-39 | 2039-40 | 2040-41 | 2041-42 | 2042-43 | 2043-44 | 2044-45 | 2045-46 | 2046-47 | 2047-48 | 2048-49 | 2049-50
NSW | 0.02218% | 0.02191% | 0.02164% | 0.02182% | 0.02382% | 0.02951% | 0.04163% | 0.06532% | 0.1096% | 0.219% | 0.3753% | 0.6398% | 1.068% | 1.707% | 2.579% | 3.881% | 5.023% | 6.064% | 7.031% | 7.951% | 8.817% | 9.649% | 10.45% | 11.26% | 12.05% | 12.78% | 13.46% | 14.1% | 14.7% | #REF!
QLD | 0.01593% | 0.01573% | 0.01573% | 0.01612% | 0.01802% | 0.02293% | 0.03268% | 0.05085% | 0.08416% | 0.1739% | 0.2984% | 0.5114% | 0.8739% | 1.46% | 2.291% | 3.43% | 4.473% | 5.449% | 6.406% | 7.304% | 8.152% | 8.983% | 9.798% | 10.63% | 11.46% | 12.26% | 13.01% | 13.73% | 14.4% | #REF!
SA | 0.05748% | 0.05909% | 0.05913% | 0.05909% | 0.06429% | 0.07399% | 0.09602% | 0.1339% | 0.1964% | 0.2963% | 0.4439% | 0.6654% | 1.011% | 1.532% | 2.258% | 3.214% | 4.09% | 4.887% | 5.621% | 6.33% | 7.012% | 7.662% | 8.275% | 8.903% | 9.537% | 10.12% | 10.67% | 11.2% | 11.71% | #REF!
TAS | 0.00933% | 0.009371% | 0.009212% | 0.009105% | 0.009335% | 0.01019% | 0.0192% | 0.0279% | 0.03859% | 0.06094% | 0.09565% | 0.1529% | 0.2473% | 0.4021% | 0.6456% | 0.9154% | 1.164% | 1.397% | 1.614% | 1.822% | 2.021% | 2.215% | 2.399% | 2.586% | 2.778% | 2.956% | 3.122% | 3.277% | 3.42% | #REF!
VIC | 0.03627% | 0.04305% | 0.0448% | 0.04668% | 0.05363% | 0.06627% | 0.09212% | 0.1389% | 0.222% | 0.3696% | 0.6281% | 1.069% | 1.801% | 2.9% | 4.404% | 6.535% | 8.397% | 10.06% | 11.52% | 12.93% | 14.22% | 15.44% | 16.57% | 17.7% | 18.78% | 19.77% | 20.68% | 21.54% | 22.32% | #REF!
Central
| 2020-21 | 2021-22 | 2022-23 | 2023-24 | 2024-25 | 2025-26 | 2026-27 | 2027-28 | 2028-29 | 2029-30 | 2030-31 | 2031-32 | 2032-33 | 2033-34 | 2034-35 | 2035-36 | 2036-37 | 2037-38 | 2038-39 | 2039-40 | 2040-41 | 2041-42 | 2042-43 | 2043-44 | 2044-45 | 2045-46 | 2046-47 | 2047-48 | 2048-49 | 2049-50
NSW | 0.02191% | 0.02351% | 0.02631% | 0.03003% | 0.05325% | 0.1149% | 0.2488% | 0.4687% | 0.7909% | 1.236% | 1.765% | 2.385% | 3.113% | 3.996% | 5.017% | 6.312% | 7.509% | 8.63% | 9.674% | 10.69% | 11.63% | 12.48% | 13.25% | 13.98% | 14.65% | 15.25% | 15.82% | 16.33% | 16.78% | #REF!
QLD | 0.01551% | 0.01684% | 0.01923% | 0.02251% | 0.04185% | 0.09611% | 0.2115% | 0.3993% | 0.6743% | 1.066% | 1.519% | 2.044% | 2.655% | 3.398% | 4.261% | 5.372% | 6.414% | 7.422% | 8.393% | 9.372% | 10.28% | 11.13% | 11.92% | 12.67% | 13.36% | 14.01% | 14.62% | 15.2% | 15.71% | #REF!
SA | 0.05787% | 0.06366% | 0.06885% | 0.07747% | 0.1187% | 0.211% | 0.3748% | 0.615% | 0.9651% | 1.455% | 2.016% | 2.663% | 3.406% | 4.291% | 5.296% | 6.593% | 7.794% | 8.915% | 9.956% | 10.98% | 11.95% | 12.83% | 13.64% | 14.42% | 15.17% | 15.86% | 16.51% | 17.12% | 17.68% | #REF!
TAS | 0.008467% | 0.008783% | 0.009145% | 0.009633% | 0.01348% | 0.02597% | 0.05101% | 0.09317% | 0.1544% | 0.2383% | 0.3373% | 0.4519% | 0.5844% | 0.7503% | 0.9461% | 1.173% | 1.393% | 1.611% | 1.829% | 2.055% | 2.279% | 2.497% | 2.699% | 2.894% | 3.077% | 3.247% | 3.41% | 3.561% | 3.7% | #REF!
VIC | 0.03639% | 0.04214% | 0.04971% | 0.06018% | 0.1101% | 0.2291% | 0.4728% | 0.8551% | 1.399% | 2.155% | 3.034% | 4.064% | 5.256% | 6.696% | 8.322% | 10.34% | 12.16% | 13.81% | 15.31% | 16.76% | 18.05% | 19.21% | 20.24% | 21.21% | 22.09% | 22.88% | 23.6% | 24.26% | 24.82% | #REF!
Fast Change
| 2020-21 | 2021-22 | 2022-23 | 2023-24 | 2024-25 | 2025-26 | 2026-27 | 2027-28 | 2028-29 | 2029-30 | 2030-31 | 2031-32 | 2032-33 | 2033-34 | 2034-35 | 2035-36 | 2036-37 | 2037-38 | 2038-39 | 2039-40 | 2040-41 | 2041-42 | 2042-43 | 2043-44 | 2044-45 | 2045-46 | 2046-47 | 2047-48 | 2048-49 | 2049-50
NSW | 0.02191% | 0.04228% | 0.09698% | 0.2523% | 0.5794% | 1.004% | 1.557% | 2.278% | 3.206% | 4.364% | 5.691% | 7.126% | 8.549% | 9.883% | 11.08% | 12.25% | 13.28% | 14.21% | 15.01% | 15.74% | 16.39% | 16.99% | 17.52% | 18.01% | 18.43% | 18.8% | 19.14% | 19.43% | 19.66% | #REF!
QLD | 0.01551% | 0.0326% | 0.08075% | 0.2213% | 0.5559% | 0.985% | 1.536% | 2.248% | 3.146% | 4.23% | 5.42% | 6.672% | 7.927% | 9.184% | 10.37% | 11.57% | 12.64% | 13.64% | 14.52% | 15.35% | 16.11% | 16.83% | 17.5% | 18.12% | 18.69% | 19.21% | 19.7% | 20.15% | 20.54% | #REF!
SA | 0.05787% | 0.09334% | 0.1631% | 0.3178% | 0.6853% | 1.165% | 1.789% | 2.603% | 3.649% | 4.908% | 6.253% | 7.61% | 8.935% | 10.21% | 11.39% | 12.6% | 13.69% | 14.65% | 15.45% | 16.21% | 16.94% | 17.61% | 18.24% | 18.84% | 19.38% | 19.85% | 20.28% | 20.67% | 21.01% | #REF!
TAS | 0.008467% | 0.01362% | 0.02434% | 0.04859% | 0.1367% | 0.2474% | 0.3873% | 0.5671% | 0.7868% | 1.046% | 1.311% | 1.564% | 1.798% | 2.038% | 2.271% | 2.513% | 2.734% | 2.939% | 3.123% | 3.301% | 3.476% | 3.643% | 3.793% | 3.928% | 4.048% | 4.149% | 4.228% | 4.289% | 4.332% | #REF!
VIC | 0.03639% | 0.0722% | 0.1649% | 0.4245% | 0.961% | 1.661% | 2.582% | 3.801% | 5.337% | 7.242% | 9.351% | 11.59% | 13.74% | 15.74% | 17.5% | 19.22% | 20.69% | 22% | 23.14% | 24.2% | 25.16% | 26.05% | 26.87% | 27.62% | 28.27% | 28.84% | 29.36% | 29.83% | 30.22% | #REF!
High DER
| 2020-21 | 2021-22 | 2022-23 | 2023-24 | 2024-25 | 2025-26 | 2026-27 | 2027-28 | 2028-29 | 2029-30 | 2030-31 | 2031-32 | 2032-33 | 2033-34 | 2034-35 | 2035-36 | 2036-37 | 2037-38 | 2038-39 | 2039-40 | 2040-41 | 2041-42 | 2042-43 | 2043-44 | 2044-45 | 2045-46 | 2046-47 | 2047-48 | 2048-49 | 2049-50
NSW | 0.02196% | 0.04436% | 0.1077% | 0.2955% | 0.7485% | 1.3% | 1.988% | 2.866% | 3.976% | 5.352% | 7.35% | 9.1% | 10.66% | 12.09% | 13.33% | 14.54% | 15.59% | 16.58% | 17.41% | 18.2% | 18.94% | 19.61% | 20.24% | 20.83% | 21.34% | 21.83% | 22.27% | 22.68% | 23.01% | #REF!
QLD | 0.01551% | 0.03564% | 0.09763% | 0.2915% | 0.7657% | 1.341% | 2.053% | 2.952% | 4.095% | 5.503% | 7.341% | 8.982% | 10.49% | 11.96% | 13.27% | 14.6% | 15.78% | 16.92% | 17.9% | 18.87% | 19.75% | 20.59% | 21.39% | 22.16% | 22.86% | 23.54% | 24.17% | 24.79% | 25.31% | #REF!
SA | 0.05813% | 0.09742% | 0.1791% | 0.3682% | 0.8784% | 1.514% | 2.309% | 3.312% | 4.575% | 6.101% | 8.332% | 10.27% | 11.98% | 13.56% | 14.92% | 16.33% | 17.58% | 18.76% | 19.77% | 20.78% | 21.75% | 22.65% | 23.52% | 24.39% | 25.18% | 25.94% | 26.67% | 27.42% | 28.06% | #REF!
TAS | 0.008468% | 0.01538% | 0.03077% | 0.0679% | 0.2015% | 0.3619% | 0.5601% | 0.8046% | 1.106% | 1.453% | 1.852% | 2.2% | 2.504% | 2.806% | 3.096% | 3.396% | 3.669% | 3.925% | 4.15% | 4.37% | 4.586% | 4.796% | 4.985% | 5.157% | 5.311% | 5.442% | 5.543% | 5.625% | 5.685% | #REF!
VIC | 0.03653% | 0.07619% | 0.1846% | 0.4989% | 1.259% | 2.19% | 3.362% | 4.858% | 6.715% | 9.014% | 12.19% | 14.95% | 17.38% | 19.59% | 21.48% | 23.31% | 24.89% | 26.35% | 27.56% | 28.76% | 29.88% | 30.91% | 31.89% | 32.84% | 33.67% | 34.43% | 35.13% | 35.82% | 36.38% | #REF!
Step Change
| 2020-21 | 2021-22 | 2022-23 | 2023-24 | 2024-25 | 2025-26 | 2026-27 | 2027-28 | 2028-29 | 2029-30 | 2030-31 | 2031-32 | 2032-33 | 2033-34 | 2034-35 | 2035-36 | 2036-37 | 2037-38 | 2038-39 | 2039-40 | 2040-41 | 2041-42 | 2042-43 | 2043-44 | 2044-45 | 2045-46 | 2046-47 | 2047-48 | 2048-49 | 2049-50
NSW | 0.02163% | 0.04679% | 0.1219% | 0.3598% | 0.9121% | 1.602% | 2.522% | 3.635% | 5.1% | 6.913% | 9.479% | 11.89% | 14.14% | 16.3% | 18.22% | 20.26% | 22.05% | 23.81% | 25.44% | 27% | 28.5% | 29.9% | 31.2% | 32.47% | 33.64% | 34.67% | 35.61% | 36.49% | 37.25% | #REF!
QLD | 0.01531% | 0.03805% | 0.1106% | 0.3491% | 0.9435% | 1.658% | 2.607% | 3.758% | 5.26% | 7.118% | 9.716% | 12.14% | 14.41% | 16.62% | 18.58% | 20.61% | 22.45% | 24.31% | 26.08% | 27.74% | 29.31% | 30.77% | 32.16% | 33.54% | 34.84% | 36.04% | 37.19% | 38.32% | 39.34% | #REF!
SA | 0.05692% | 0.1091% | 0.2197% | 0.4882% | 1.274% | 2.255% | 3.565% | 5.153% | 7.232% | 9.798% | 13.29% | 16.47% | 19.39% | 22.16% | 24.53% | 26.99% | 29.2% | 31.36% | 33.24% | 35.13% | 36.97% | 38.65% | 40.25% | 41.84% | 43.32% | 44.65% | 45.93% | 47.22% | 48.36% | #REF!
TAS | 0.008514% | 0.0182% | 0.04218% | 0.1048% | 0.4033% | 0.7031% | 1.1% | 1.577% | 2.206% | 2.988% | 4.102% | 5.149% | 6.125% | 7.076% | 7.936% | 8.843% | 9.687% | 10.52% | 11.32% | 12.1% | 12.86% | 13.61% | 14.32% | 15.02% | 15.72% | 16.34% | 16.93% | 17.5% | 18.04% | #REF!
VIC | 0.03567% | 0.07961% | 0.2064% | 0.5978% | 1.518% | 2.703% | 4.277% | 6.193% | 8.641% | 11.65% | 15.77% | 19.53% | 23.02% | 26.25% | 29.06% | 31.85% | 34.29% | 36.6% | 38.61% | 40.57% | 42.4% | 44.02% | 45.53% | 46.97% | 48.27% | 49.39% | 50.42% | 51.4% | 52.21% | #REF!
Electric Vehicle (Charge Type, % of fleet)
Split between time of day electric vehicles are charged
Slow Change
| 2020-21 | 2021-22 | 2022-23 | 2023-24 | 2024-25 | 2025-26 | 2026-27 | 2027-28 | 2028-29 | 2029-30 | 2030-31 | 2031-32 | 2032-33 | 2033-34 | 2034-35 | 2035-36 | 2036-37 | 2037-38 | 2038-39 | 2039-40 | 2040-41 | 2041-42 | 2042-43 | 2043-44 | 2044-45 | 2045-46 | 2046-47 | 2047-48 | 2048-49 | 2049-50
Bus, Convenience Charging | 98.2% | 97.59% | 96.99% | 96.39% | 95.79% | 95.19% | 94.59% | 93.98% | 93.38% | 92.78% | 92.18% | 91.58% | 90.98% | 90.38% | 89.77% | 89.17% | 88.57% | 87.97% | 87.37% | 86.77% | 86.16% | 85.56% | 84.96% | 84.36% | 83.76% | 83.16% | 82.55% | 81.95% | 81.35% | 80.75%
Bus, Daytime Charging | 1.427% | 1.869% | 2.311% | 2.753% | 3.195% | 3.637% | 4.08% | 4.522% | 4.964% | 5.406% | 5.848% | 6.291% | 6.733% | 7.175% | 7.617% | 8.059% | 8.502% | 8.944% | 9.386% | 9.828% | 10.27% | 10.71% | 11.15% | 11.6% | 12.04% | 12.48% | 12.92% | 13.37% | 13.81% | 14.25%
Bus, Highway Fast Charging | 0.2875% | 0.45% | 0.6125% | 0.775% | 0.9375% | 1.1% | 1.263% | 1.425% | 1.587% | 1.75% | 1.912% | 2.075% | 2.237% | 2.4% | 2.562% | 2.725% | 2.888% | 3.05% | 3.212% | 3.375% | 3.537% | 3.7% | 3.862% | 4.025% | 4.188% | 4.35% | 4.513% | 4.675% | 4.838% | 5%
Bus, Nighttime Charging | 0.09063% | 0.0875% | 0.08438% | 0.08125% | 0.07812% | 0.075% | 0.07187% | 0.06875% | 0.06563% | 0.0625% | 0.05937% | 0.05625% | 0.05313% | 0.05% | 0.04688% | 0.04375% | 0.04063% | 0.0375% | 0.03437% | 0.03125% | 0.02812% | 0.025% | 0.02188% | 0.01875% | 0.01562% | 0.0125% | 0.009375% | 0.00625% | 0.003125% | 0%
Articulated Truck, Convenience Charging | 98.2% | 97.59% | 96.99% | 96.39% | 95.79% | 95.19% | 94.59% | 93.98% | 93.38% | 92.78% | 92.18% | 91.58% | 90.98% | 90.38% | 89.77% | 89.17% | 88.57% | 87.97% | 87.37% | 86.77% | 86.16% | 85.56% | 84.96% | 84.36% | 83.76% | 83.16% | 82.55% | 81.95% | 81.35% | 80.75%
Articulated Truck, Daytime Charging | 1.427% | 1.869% | 2.311% | 2.753% | 3.195% | 3.637% | 4.08% | 4.522% | 4.964% | 5.406% | 5.848% | 6.291% | 6.733% | 7.175% | 7.617% | 8.059% | 8.502% | 8.944% | 9.386% | 9.828% | 10.27% | 10.71% | 11.15% | 11.6% | 12.04% | 12.48% | 12.92% | 13.37% | 13.81% | 14.25%
Articulated Truck, Highway Fast Charging | 0.2875% | 0.45% | 0.6125% | 0.775% | 0.9375% | 1.1% | 1.263% | 1.425% | 1.587% | 1.75% | 1.912% | 2.075% | 2.237% | 2.4% | 2.562% | 2.725% | 2.888% | 3.05% | 3.212% | 3.375% | 3.537% | 3.7% | 3.862% | 4.025% | 4.188% | 4.35% | 4.513% | 4.675% | 4.838% | 5%
Articulated Truck, Nighttime Charging | 0.09063% | 0.0875% | 0.08438% | 0.08125% | 0.07812% | 0.075% | 0.07187% | 0.06875% | 0.06563% | 0.0625% | 0.05937% | 0.05625% | 0.05313% | 0.05% | 0.04688% | 0.04375% | 0.04063% | 0.0375% | 0.03437% | 0.03125% | 0.02812% | 0.025% | 0.02188% | 0.01875% | 0.01562% | 0.0125% | 0.009375% | 0.00625% | 0.003125% | 0%
Large Light Commercial, Convenience Charging | 98% | 97.33% | 96.66% | 95.99% | 95.32% | 94.66% | 93.99% | 93.32% | 92.65% | 91.98% | 91.32% | 90.65% | 89.98% | 89.31% | 88.64% | 87.98% | 87.31% | 86.64% | 85.97% | 85.3% | 84.64% | 83.97% | 83.3% | 82.63% | 81.96% | 81.3% | 80.63% | 79.96% | 79.29% | 78.62%
Large Light Commercial, Daytime Charging | 1.391% | 1.822% | 2.252% | 2.683% | 3.113% | 3.544% | 3.974% | 4.405% | 4.835% | 5.266% | 5.696% | 6.127% | 6.557% | 6.988% | 7.418% | 7.848% | 8.279% | 8.709% | 9.14% | 9.57% | 10% | 10.43% | 10.86% | 11.29% | 11.72% | 12.15% | 12.58% | 13.01% | 13.44% | 13.88%
Large Light Commercial, Highway Fast Charging | 0.5219% | 0.7625% | 1.003% | 1.244% | 1.484% | 1.725% | 1.966% | 2.206% | 2.447% | 2.688% | 2.928% | 3.169% | 3.409% | 3.65% | 3.891% | 4.131% | 4.372% | 4.612% | 4.853% | 5.094% | 5.334% | 5.575% | 5.816% | 6.056% | 6.297% | 6.538% | 6.778% | 7.019% | 7.259% | 7.5%
Large Light Commercial, Nighttime Charging | 0.09063% | 0.0875% | 0.08438% | 0.08125% | 0.07812% | 0.075% | 0.07187% | 0.06875% | 0.06563% | 0.0625% | 0.05937% | 0.05625% | 0.05313% | 0.05% | 0.04688% | 0.04375% | 0.04063% | 0.0375% | 0.03437% | 0.03125% | 0.02812% | 0.025% | 0.02188% | 0.01875% | 0.01562% | 0.0125% | 0.009375% | 0.00625% | 0.003125% | 0%
Medium Light Commercial, Convenience Charging | 98% | 97.33% | 96.66% | 95.99% | 95.32% | 94.66% | 93.99% | 93.32% | 92.65% | 91.98% | 91.32% | 90.65% | 89.98% | 89.31% | 88.64% | 87.98% | 87.31% | 86.64% | 85.97% | 85.3% | 84.64% | 83.97% | 83.3% | 82.63% | 81.96% | 81.3% | 80.63% | 79.96% | 79.29% | 78.62%
Medium Light Commercial, Daytime Charging | 1.391% | 1.822% | 2.252% | 2.683% | 3.113% | 3.544% | 3.974% | 4.405% | 4.835% | 5.266% | 5.696% | 6.127% | 6.557% | 6.988% | 7.418% | 7.848% | 8.279% | 8.709% | 9.14% | 9.57% | 10% | 10.43% | 10.86% | 11.29% | 11.72% | 12.15% | 12.58% | 13.01% | 13.44% | 13.88%
Medium Light Commercial, Highway Fast Charging | 0.5219% | 0.7625% | 1.003% | 1.244% | 1.484% | 1.725% | 1.966% | 2.206% | 2.447% | 2.688% | 2.928% | 3.169% | 3.409% | 3.65% | 3.891% | 4.131% | 4.372% | 4.612% | 4.853% | 5.094% | 5.334% | 5.575% | 5.816% | 6.056% | 6.297% | 6.538% | 6.778% | 7.019% | 7.259% | 7.5%
Medium Light Commercial, Nighttime Charging | 0.09063% | 0.0875% | 0.08438% | 0.08125% | 0.07812% | 0.075% | 0.07187% | 0.06875% | 0.06563% | 0.0625% | 0.05937% | 0.05625% | 0.05313% | 0.05% | 0.04688% | 0.04375% | 0.04063% | 0.0375% | 0.03437% | 0.03125% | 0.02812% | 0.025% | 0.02188% | 0.01875% | 0.01562% | 0.0125% | 0.009375% | 0.00625% | 0.003125% | 0%
Small Light Commercial, Convenience Charging | 98% | 97.33% | 96.66% | 95.99% | 95.32% | 94.66% | 93.99% | 93.32% | 92.65% | 91.98% | 91.32% | 90.65% | 89.98% | 89.31% | 88.64% | 87.98% | 87.31% | 86.64% | 85.97% | 85.3% | 84.64% | 83.97% | 83.3% | 82.63% | 81.96% | 81.3% | 80.63% | 79.96% | 79.29% | 78.62%
Small Light Commercial, Daytime Charging | 1.391% | 1.822% | 2.252% | 2.683% | 3.113% | 3.544% | 3.974% | 4.405% | 4.835% | 5.266% | 5.696% | 6.127% | 6.557% | 6.988% | 7.418% | 7.848% | 8.279% | 8.709% | 9.14% | 9.57% | 10% | 10.43% | 10.86% | 11.29% | 11.72% | 12.15% | 12.58% | 13.01% | 13.44% | 13.88%
Small Light Commercial, Highway Fast Charging | 0.5219% | 0.7625% | 1.003% | 1.244% | 1.484% | 1.725% | 1.966% | 2.206% | 2.447% | 2.688% | 2.928% | 3.169% | 3.409% | 3.65% | 3.891% | 4.131% | 4.372% | 4.612% | 4.853% | 5.094% | 5.334% | 5.575% | 5.816% | 6.056% | 6.297% | 6.538% | 6.778% | 7.019% | 7.259% | 7.5%
Small Light Commercial, Nighttime Charging | 0.09063% | 0.0875% | 0.08438% | 0.08125% | 0.07812% | 0.075% | 0.07187% | 0.06875% | 0.06563% | 0.0625% | 0.05937% | 0.05625% | 0.05313% | 0.05% | 0.04688% | 0.04375% | 0.04063% | 0.0375% | 0.03437% | 0.03125% | 0.02812% | 0.025% | 0.02188% | 0.01875% | 0.01562% | 0.0125% | 0.009375% | 0.00625% | 0.003125% | 0%
Ridged Truck, Convenience Charging | 98.2% | 97.59% | 96.99% | 96.39% | 95.79% | 95.19% | 94.59% | 93.98% | 93.38% | 92.78% | 92.18% | 91.58% | 90.98% | 90.38% | 89.77% | 89.17% | 88.57% | 87.97% | 87.37% | 86.77% | 86.16% | 85.56% | 84.96% | 84.36% | 83.76% | 83.16% | 82.55% | 81.95% | 81.35% | 80.75%
Ridged Truck, Daytime Charging | 1.427% | 1.869% | 2.311% | 2.753% | 3.195% | 3.637% | 4.08% | 4.522% | 4.964% | 5.406% | 5.848% | 6.291% | 6.733% | 7.175% | 7.617% | 8.059% | 8.502% | 8.944% | 9.386% | 9.828% | 10.27% | 10.71% | 11.15% | 11.6% | 12.04% | 12.48% | 12.92% | 13.37% | 13.81% | 14.25%
Ridged Truck, Highway Fast Charging | 0.2875% | 0.45% | 0.6125% | 0.775% | 0.9375% | 1.1% | 1.263% | 1.425% | 1.587% | 1.75% | 1.912% | 2.075% | 2.237% | 2.4% | 2.562% | 2.725% | 2.888% | 3.05% | 3.212% | 3.375% | 3.537% | 3.7% | 3.862% | 4.025% | 4.188% | 4.35% | 4.513% | 4.675% | 4.838% | 5%
Ridged Truck, Nighttime Charging | 0.09063% | 0.0875% | 0.08438% | 0.08125% | 0.07812% | 0.075% | 0.07187% | 0.06875% | 0.06563% | 0.0625% | 0.05937% | 0.05625% | 0.05313% | 0.05% | 0.04688% | 0.04375% | 0.04063% | 0.0375% | 0.03437% | 0.03125% | 0.02812% | 0.025% | 0.02188% | 0.01875% | 0.01562% | 0.0125% | 0.009375% | 0.00625% | 0.003125% | 0%
Large Residential, Convenience Charging | 93.56% | 91.42% | 89.27% | 87.12% | 84.98% | 82.83% | 80.68% | 78.54% | 76.39% | 74.25% | 72.1% | 69.95% | 67.81% | 65.66% | 63.52% | 61.37% | 59.22% | 57.08% | 54.93% | 52.78% | 50.64% | 48.49% | 46.35% | 44.2% | 42.05% | 39.91% | 37.76% | 35.62% | 33.47% | 31.32%
Large Residential, Daytime Charging | 5.542% | 7.356% | 9.17% | 10.98% | 12.8% | 14.61% | 16.43% | 18.24% | 20.05% | 21.87% | 23.68% | 25.5% | 27.31% | 29.12% | 30.94% | 32.75% | 34.57% | 36.38% | 38.19% | 40.01% | 41.82% | 43.64% | 45.45% | 47.26% | 49.08% | 50.89% | 52.71% | 54.52% | 56.33% | 58.15%
Large Residential, Highway Fast Charging | 0.2875% | 0.45% | 0.6125% | 0.775% | 0.9375% | 1.1% | 1.263% | 1.425% | 1.587% | 1.75% | 1.912% | 2.075% | 2.237% | 2.4% | 2.562% | 2.725% | 2.888% | 3.05% | 3.212% | 3.375% | 3.537% | 3.7% | 3.862% | 4.025% | 4.188% | 4.35% | 4.513% | 4.675% | 4.838% | 5%
Large Residential, Nighttime Charging | 0.6088% | 0.7785% | 0.9481% | 1.118% | 1.287% | 1.457% | 1.627% | 1.796% | 1.966% | 2.135% | 2.305% | 2.475% | 2.644% | 2.814% | 2.983% | 3.153% | 3.323% | 3.492% | 3.662% | 3.832% | 4.001% | 4.171% | 4.34% | 4.51% | 4.68% | 4.849% | 5.019% | 5.188% | 5.358% | 5.528%
Medium Residential, Convenience Charging | 93.56% | 91.42% | 89.27% | 87.12% | 84.98% | 82.83% | 80.68% | 78.54% | 76.39% | 74.25% | 72.1% | 69.95% | 67.81% | 65.66% | 63.52% | 61.37% | 59.22% | 57.08% | 54.93% | 52.78% | 50.64% | 48.49% | 46.35% | 44.2% | 42.05% | 39.91% | 37.76% | 35.62% | 33.47% | 31.32%
Medium Residential, Daytime Charging | 5.542% | 7.356% | 9.17% | 10.98% | 12.8% | 14.61% | 16.43% | 18.24% | 20.05% | 21.87% | 23.68% | 25.5% | 27.31% | 29.12% | 30.94% | 32.75% | 34.57% | 36.38% | 38.19% | 40.01% | 41.82% | 43.64% | 45.45% | 47.26% | 49.08% | 50.89% | 52.71% | 54.52% | 56.33% | 58.15%
Medium Residential, Highway Fast Charging | 0.2875% | 0.45% | 0.6125% | 0.775% | 0.9375% | 1.1% | 1.263% | 1.425% | 1.587% | 1.75% | 1.912% | 2.075% | 2.237% | 2.4% | 2.562% | 2.725% | 2.888% | 3.05% | 3.212% | 3.375% | 3.537% | 3.7% | 3.862% | 4.025% | 4.188% | 4.35% | 4.513% | 4.675% | 4.838% | 5%
Medium Residential, Nighttime Charging | 0.6088% | 0.7785% | 0.9481% | 1.118% | 1.287% | 1.457% | 1.627% | 1.796% | 1.966% | 2.135% | 2.305% | 2.475% | 2.644% | 2.814% | 2.983% | 3.153% | 3.323% | 3.492% | 3.662% | 3.832% | 4.001% | 4.171% | 4.34% | 4.51% | 4.68% | 4.849% | 5.019% | 5.188% | 5.358% | 5.528%
Small Residential, Convenience Charging | 93.56% | 91.42% | 89.27% | 87.12% | 84.98% | 82.83% | 80.68% | 78.54% | 76.39% | 74.25% | 72.1% | 69.95% | 67.81% | 65.66% | 63.52% | 61.37% | 59.22% | 57.08% | 54.93% | 52.78% | 50.64% | 48.49% | 46.35% | 44.2% | 42.05% | 39.91% | 37.76% | 35.62% | 33.47% | 31.32%
Small Residential, Daytime Charging | 5.542% | 7.356% | 9.17% | 10.98% | 12.8% | 14.61% | 16.43% | 18.24% | 20.05% | 21.87% | 23.68% | 25.5% | 27.31% | 29.12% | 30.94% | 32.75% | 34.57% | 36.38% | 38.19% | 40.01% | 41.82% | 43.64% | 45.45% | 47.26% | 49.08% | 50.89% | 52.71% | 54.52% | 56.33% | 58.15%
Small Residential, Highway Fast Charging | 0.2875% | 0.45% | 0.6125% | 0.775% | 0.9375% | 1.1% | 1.263% | 1.425% | 1.587% | 1.75% | 1.912% | 2.075% | 2.237% | 2.4% | 2.562% | 2.725% | 2.888% | 3.05% | 3.212% | 3.375% | 3.537% | 3.7% | 3.862% | 4.025% | 4.188% | 4.35% | 4.513% | 4.675% | 4.838% | 5%
Small Residential, Nighttime Charging | 0.6088% | 0.7785% | 0.9481% | 1.118% | 1.287% | 1.457% | 1.627% | 1.796% | 1.966% | 2.135% | 2.305% | 2.475% | 2.644% | 2.814% | 2.983% | 3.153% | 3.323% | 3.492% | 3.662% | 3.832% | 4.001% | 4.171% | 4.34% | 4.51% | 4.68% | 4.849% | 5.019% | 5.188% | 5.358% | 5.528%
Central
| 2020-21 | 2021-22 | 2022-23 | 2023-24 | 2024-25 | 2025-26 | 2026-27 | 2027-28 | 2028-29 | 2029-30 | 2030-31 | 2031-32 | 2032-33 | 2033-34 | 2034-35 | 2035-36 | 2036-37 | 2037-38 | 2038-39 | 2039-40 | 2040-41 | 2041-42 | 2042-43 | 2043-44 | 2044-45 | 2045-46 | 2046-47 | 2047-48 | 2048-49 | 2049-50
Bus, Convenience Charging | 97.75% | 97% | 96.25% | 95.5% | 94.75% | 94% | 93.25% | 92.5% | 91.75% | 91% | 90.25% | 89.5% | 88.75% | 88% | 87.25% | 86.5% | 85.75% | 85% | 84.25% | 83.5% | 82.75% | 82% | 81.25% | 80.5% | 79.75% | 79% | 78.25% | 77.5% | 76.75% | 76%
Bus, Daytime Charging | 1.872% | 2.462% | 3.053% | 3.644% | 4.234% | 4.825% | 5.416% | 6.006% | 6.597% | 7.187% | 7.778% | 8.369% | 8.959% | 9.55% | 10.14% | 10.73% | 11.32% | 11.91% | 12.5% | 13.09% | 13.68% | 14.27% | 14.87% | 15.46% | 16.05% | 16.64% | 17.23% | 17.82% | 18.41% | 19%
Bus, Highway Fast Charging | 0.2875% | 0.45% | 0.6125% | 0.775% | 0.9375% | 1.1% | 1.263% | 1.425% | 1.587% | 1.75% | 1.912% | 2.075% | 2.237% | 2.4% | 2.562% | 2.725% | 2.888% | 3.05% | 3.212% | 3.375% | 3.537% | 3.7% | 3.862% | 4.025% | 4.188% | 4.35% | 4.513% | 4.675% | 4.838% | 5%
Bus, Nighttime Charging | 0.09063% | 0.0875% | 0.08438% | 0.08125% | 0.07812% | 0.075% | 0.07187% | 0.06875% | 0.06563% | 0.0625% | 0.05937% | 0.05625% | 0.05313% | 0.05% | 0.04688% | 0.04375% | 0.04063% | 0.0375% | 0.03437% | 0.03125% | 0.02812% | 0.025% | 0.02188% | 0.01875% | 0.01562% | 0.0125% | 0.009375% | 0.00625% | 0.003125% | 0%
Articulated Truck, Convenience Charging | 97.75% | 97% | 96.25% | 95.5% | 94.75% | 94% | 93.25% | 92.5% | 91.75% | 91% | 90.25% | 89.5% | 88.75% | 88% | 87.25% | 86.5% | 85.75% | 85% | 84.25% | 83.5% | 82.75% | 82% | 81.25% | 80.5% | 79.75% | 79% | 78.25% | 77.5% | 76.75% | 76%
Articulated Truck, Daytime Charging | 1.872% | 2.462% | 3.053% | 3.644% | 4.234% | 4.825% | 5.416% | 6.006% | 6.597% | 7.187% | 7.778% | 8.369% | 8.959% | 9.55% | 10.14% | 10.73% | 11.32% | 11.91% | 12.5% | 13.09% | 13.68% | 14.27% | 14.87% | 15.46% | 16.05% | 16.64% | 17.23% | 17.82% | 18.41% | 19%
Articulated Truck, Highway Fast Charging | 0.2875% | 0.45% | 0.6125% | 0.775% | 0.9375% | 1.1% | 1.263% | 1.425% | 1.587% | 1.75% | 1.912% | 2.075% | 2.237% | 2.4% | 2.562% | 2.725% | 2.888% | 3.05% | 3.212% | 3.375% | 3.537% | 3.7% | 3.862% | 4.025% | 4.188% | 4.35% | 4.513% | 4.675% | 4.838% | 5%
Articulated Truck, Nighttime Charging | 0.09063% | 0.0875% | 0.08438% | 0.08125% | 0.07812% | 0.075% | 0.07187% | 0.06875% | 0.06563% | 0.0625% | 0.05937% | 0.05625% | 0.05313% | 0.05% | 0.04688% | 0.04375% | 0.04063% | 0.0375% | 0.03437% | 0.03125% | 0.02812% | 0.025% | 0.02188% | 0.01875% | 0.01562% | 0.0125% | 0.009375% | 0.00625% | 0.003125% | 0%
Large Light Commercial, Convenience Charging | 97.56% | 96.75% | 95.94% | 95.12% | 94.31% | 93.5% | 92.69% | 91.88% | 91.06% | 90.25% | 89.44% | 88.62% | 87.81% | 87% | 86.19% | 85.38% | 84.56% | 83.75% | 82.94% | 82.12% | 81.31% | 80.5% | 79.69% | 78.88% | 78.06% | 77.25% | 76.44% | 75.62% | 74.81% | 74%
Large Light Commercial, Daytime Charging | 1.825% | 2.4% | 2.975% | 3.55% | 4.125% | 4.7% | 5.275% | 5.85% | 6.425% | 7% | 7.575% | 8.15% | 8.725% | 9.3% | 9.875% | 10.45% | 11.03% | 11.6% | 12.17% | 12.75% | 13.33% | 13.9% | 14.47% | 15.05% | 15.62% | 16.2% | 16.78% | 17.35% | 17.93% | 18.5%
Large Light Commercial, Highway Fast Charging | 0.5219% | 0.7625% | 1.003% | 1.244% | 1.484% | 1.725% | 1.966% | 2.206% | 2.447% | 2.688% | 2.928% | 3.169% | 3.409% | 3.65% | 3.891% | 4.131% | 4.372% | 4.612% | 4.853% | 5.094% | 5.334% | 5.575% | 5.816% | 6.056% | 6.297% | 6.538% | 6.778% | 7.019% | 7.259% | 7.5%
Large Light Commercial, Nighttime Charging | 0.09063% | 0.0875% | 0.08438% | 0.08125% | 0.07812% | 0.075% | 0.07187% | 0.06875% | 0.06563% | 0.0625% | 0.05937% | 0.05625% | 0.05313% | 0.05% | 0.04688% | 0.04375% | 0.04063% | 0.0375% | 0.03437% | 0.03125% | 0.02812% | 0.025% | 0.02188% | 0.01875% | 0.01562% | 0.0125% | 0.009375% | 0.00625% | 0.003125% | 0%
Medium Light Commercial, Convenience Charging | 97.56% | 96.75% | 95.94% | 95.12% | 94.31% | 93.5% | 92.69% | 91.88% | 91.06% | 90.25% | 89.44% | 88.62% | 87.81% | 87% | 86.19% | 85.38% | 84.56% | 83.75% | 82.94% | 82.12% | 81.31% | 80.5% | 79.69% | 78.88% | 78.06% | 77.25% | 76.44% | 75.62% | 74.81% | 74%
Medium Light Commercial, Daytime Charging | 1.825% | 2.4% | 2.975% | 3.55% | 4.125% | 4.7% | 5.275% | 5.85% | 6.425% | 7% | 7.575% | 8.15% | 8.725% | 9.3% | 9.875% | 10.45% | 11.03% | 11.6% | 12.17% | 12.75% | 13.33% | 13.9% | 14.47% | 15.05% | 15.62% | 16.2% | 16.78% | 17.35% | 17.93% | 18.5%
Medium Light Commercial, Highway Fast Charging | 0.5219% | 0.7625% | 1.003% | 1.244% | 1.484% | 1.725% | 1.966% | 2.206% | 2.447% | 2.688% | 2.928% | 3.169% | 3.409% | 3.65% | 3.891% | 4.131% | 4.372% | 4.612% | 4.853% | 5.094% | 5.334% | 5.575% | 5.816% | 6.056% | 6.297% | 6.538% | 6.778% | 7.019% | 7.259% | 7.5%
Medium Light Commercial, Nighttime Charging | 0.09063% | 0.0875% | 0.08438% | 0.08125% | 0.07812% | 0.075% | 0.07187% | 0.06875% | 0.06563% | 0.0625% | 0.05937% | 0.05625% | 0.05313% | 0.05% | 0.04688% | 0.04375% | 0.04063% | 0.0375% | 0.03437% | 0.03125% | 0.02812% | 0.025% | 0.02188% | 0.01875% | 0.01562% | 0.0125% | 0.009375% | 0.00625% | 0.003125% | 0%
Small Light Commercial, Convenience Charging | 97.56% | 96.75% | 95.94% | 95.12% | 94.31% | 93.5% | 92.69% | 91.88% | 91.06% | 90.25% | 89.44% | 88.62% | 87.81% | 87% | 86.19% | 85.38% | 84.56% | 83.75% | 82.94% | 82.12% | 81.31% | 80.5% | 79.69% | 78.88% | 78.06% | 77.25% | 76.44% | 75.62% | 74.81% | 74%
Small Light Commercial, Daytime Charging | 1.825% | 2.4% | 2.975% | 3.55% | 4.125% | 4.7% | 5.275% | 5.85% | 6.425% | 7% | 7.575% | 8.15% | 8.725% | 9.3% | 9.875% | 10.45% | 11.03% | 11.6% | 12.17% | 12.75% | 13.33% | 13.9% | 14.47% | 15.05% | 15.62% | 16.2% | 16.78% | 17.35% | 17.93% | 18.5%
Small Light Commercial, Highway Fast Charging | 0.5219% | 0.7625% | 1.003% | 1.244% | 1.484% | 1.725% | 1.966% | 2.206% | 2.447% | 2.688% | 2.928% | 3.169% | 3.409% | 3.65% | 3.891% | 4.131% | 4.372% | 4.612% | 4.853% | 5.094% | 5.334% | 5.575% | 5.816% | 6.056% | 6.297% | 6.538% | 6.778% | 7.019% | 7.259% | 7.5%
Small Light Commercial, Nighttime Charging | 0.09063% | 0.0875% | 0.08438% | 0.08125% | 0.07812% | 0.075% | 0.07187% | 0.06875% | 0.06563% | 0.0625% | 0.05937% | 0.05625% | 0.05313% | 0.05% | 0.04688% | 0.04375% | 0.04063% | 0.0375% | 0.03437% | 0.03125% | 0.02812% | 0.025% | 0.02188% | 0.01875% | 0.01562% | 0.0125% | 0.009375% | 0.00625% | 0.003125% | 0%
Ridged Truck, Convenience Charging | 97.75% | 97% | 96.25% | 95.5% | 94.75% | 94% | 93.25% | 92.5% | 91.75% | 91% | 90.25% | 89.5% | 88.75% | 88% | 87.25% | 86.5% | 85.75% | 85% | 84.25% | 83.5% | 82.75% | 82% | 81.25% | 80.5% | 79.75% | 79% | 78.25% | 77.5% | 76.75% | 76%
Ridged Truck, Daytime Charging | 1.872% | 2.462% | 3.053% | 3.644% | 4.234% | 4.825% | 5.416% | 6.006% | 6.597% | 7.187% | 7.778% | 8.369% | 8.959% | 9.55% | 10.14% | 10.73% | 11.32% | 11.91% | 12.5% | 13.09% | 13.68% | 14.27% | 14.87% | 15.46% | 16.05% | 16.64% | 17.23% | 17.82% | 18.41% | 19%
Ridged Truck, Highway Fast Charging | 0.2875% | 0.45% | 0.6125% | 0.775% | 0.9375% | 1.1% | 1.263% | 1.425% | 1.587% | 1.75% | 1.912% | 2.075% | 2.237% | 2.4% | 2.562% | 2.725% | 2.888% | 3.05% | 3.212% | 3.375% | 3.537% | 3.7% | 3.862% | 4.025% | 4.188% | 4.35% | 4.513% | 4.675% | 4.838% | 5%
Ridged Truck, Nighttime Charging | 0.09063% | 0.0875% | 0.08438% | 0.08125% | 0.07812% | 0.075% | 0.07187% | 0.06875% | 0.06563% | 0.0625% | 0.05937% | 0.05625% | 0.05313% | 0.05% | 0.04688% | 0.04375% | 0.04063% | 0.0375% | 0.03437% | 0.03125% | 0.02812% | 0.025% | 0.02188% | 0.01875% | 0.01562% | 0.0125% | 0.009375% | 0.00625% | 0.003125% | 0%
Large Residential, Convenience Charging | 93.69% | 91.58% | 89.48% | 87.38% | 85.27% | 83.17% | 81.07% | 78.96% | 76.86% | 74.75% | 72.65% | 70.55% | 68.44% | 66.34% | 64.23% | 62.13% | 60.03% | 57.92% | 55.82% | 53.72% | 51.61% | 49.51% | 47.4% | 45.3% | 43.2% | 41.09% | 38.99% | 36.88% | 34.78% | 32.68%
Large Residential, Daytime Charging | 5.168% | 6.857% | 8.546% | 10.24% | 11.92% | 13.61% | 15.3% | 16.99% | 18.68% | 20.37% | 22.06% | 23.75% | 25.44% | 27.13% | 28.82% | 30.51% | 32.19% | 33.88% | 35.57% | 37.26% | 38.95% | 40.64% | 42.33% | 44.02% | 45.71% | 47.4% | 49.09% | 50.78% | 52.46% | 54.15%
Large Residential, Highway Fast Charging | 0.2875% | 0.45% | 0.6125% | 0.775% | 0.9375% | 1.1% | 1.263% | 1.425% | 1.587% | 1.75% | 1.912% | 2.075% | 2.237% | 2.4% | 2.562% | 2.725% | 2.888% | 3.05% | 3.212% | 3.375% | 3.537% | 3.7% | 3.862% | 4.025% | 4.188% | 4.35% | 4.513% | 4.675% | 4.838% | 5%
Large Residential, Nighttime Charging | 0.8565% | 1.109% | 1.361% | 1.613% | 1.865% | 2.117% | 2.369% | 2.622% | 2.874% | 3.126% | 3.378% | 3.63% | 3.882% | 4.135% | 4.387% | 4.639% | 4.891% | 5.143% | 5.395% | 5.648% | 5.9% | 6.152% | 6.404% | 6.656% | 6.908% | 7.161% | 7.413% | 7.665% | 7.917% | 8.169%
Medium Residential, Convenience Charging | 93.69% | 91.58% | 89.48% | 87.38% | 85.27% | 83.17% | 81.07% | 78.96% | 76.86% | 74.75% | 72.65% | 70.55% | 68.44% | 66.34% | 64.23% | 62.13% | 60.03% | 57.92% | 55.82% | 53.72% | 51.61% | 49.51% | 47.4% | 45.3% | 43.2% | 41.09% | 38.99% | 36.88% | 34.78% | 32.68%
Medium Residential, Daytime Charging | 5.168% | 6.857% | 8.546% | 10.24% | 11.92% | 13.61% | 15.3% | 16.99% | 18.68% | 20.37% | 22.06% | 23.75% | 25.44% | 27.13% | 28.82% | 30.51% | 32.19% | 33.88% | 35.57% | 37.26% | 38.95% | 40.64% | 42.33% | 44.02% | 45.71% | 47.4% | 49.09% | 50.78% | 52.46% | 54.15%
Medium Residential, Highway Fast Charging | 0.2875% | 0.45% | 0.6125% | 0.775% | 0.9375% | 1.1% | 1.263% | 1.425% | 1.587% | 1.75% | 1.912% | 2.075% | 2.237% | 2.4% | 2.562% | 2.725% | 2.888% | 3.05% | 3.212% | 3.375% | 3.537% | 3.7% | 3.862% | 4.025% | 4.188% | 4.35% | 4.513% | 4.675% | 4.838% | 5%
Medium Residential, Nighttime Charging | 0.8565% | 1.109% | 1.361% | 1.613% | 1.865% | 2.117% | 2.369% | 2.622% | 2.874% | 3.126% | 3.378% | 3.63% | 3.882% | 4.135% | 4.387% | 4.639% | 4.891% | 5.143% | 5.395% | 5.648% | 5.9% | 6.152% | 6.404% | 6.656% | 6.908% | 7.161% | 7.413% | 7.665% | 7.917% | 8.169%
Small Residential, Convenience Charging | 93.69% | 91.58% | 89.48% | 87.38% | 85.27% | 83.17% | 81.07% | 78.96% | 76.86% | 74.75% | 72.65% | 70.55% | 68.44% | 66.34% | 64.23% | 62.13% | 60.03% | 57.92% | 55.82% | 53.72% | 51.61% | 49.51% | 47.4% | 45.3% | 43.2% | 41.09% | 38.99% | 36.88% | 34.78% | 32.68%
Small Residential, Daytime Charging | 5.168% | 6.857% | 8.546% | 10.24% | 11.92% | 13.61% | 15.3% | 16.99% | 18.68% | 20.37% | 22.06% | 23.75% | 25.44% | 27.13% | 28.82% | 30.51% | 32.19% | 33.88% | 35.57% | 37.26% | 38.95% | 40.64% | 42.33% | 44.02% | 45.71% | 47.4% | 49.09% | 50.78% | 52.46% | 54.15%
Small Residential, Highway Fast Charging | 0.2875% | 0.45% | 0.6125% | 0.775% | 0.9375% | 1.1% | 1.263% | 1.425% | 1.587% | 1.75% | 1.912% | 2.075% | 2.237% | 2.4% | 2.562% | 2.725% | 2.888% | 3.05% | 3.212% | 3.375% | 3.537% | 3.7% | 3.862% | 4.025% | 4.188% | 4.35% | 4.513% | 4.675% | 4.838% | 5%
Small Residential, Nighttime Charging | 0.8565% | 1.109% | 1.361% | 1.613% | 1.865% | 2.117% | 2.369% | 2.622% | 2.874% | 3.126% | 3.378% | 3.63% | 3.882% | 4.135% | 4.387% | 4.639% | 4.891% | 5.143% | 5.395% | 5.648% | 5.9% | 6.152% | 6.404% | 6.656% | 6.908% | 7.161% | 7.413% | 7.665% | 7.917% | 8.169%
Fast Change
| 2020-21 | 2021-22 | 2022-23 | 2023-24 | 2024-25 | 2025-26 | 2026-27 | 2027-28 | 2028-29 | 2029-30 | 2030-31 | 2031-32 | 2032-33 | 2033-34 | 2034-35 | 2035-36 | 2036-37 | 2037-38 | 2038-39 | 2039-40 | 2040-41 | 2041-42 | 2042-43 | 2043-44 | 2044-45 | 2045-46 | 2046-47 | 2047-48 | 2048-49 | 2049-50
Bus, Convenience Charging | 93.3% | 91.06% | 88.83% | 86.59% | 84.36% | 82.12% | 79.89% | 77.66% | 75.42% | 73.19% | 70.95% | 68.72% | 66.48% | 64.25% | 62.02% | 59.78% | 57.55% | 55.31% | 53.08% | 50.84% | 48.61% | 46.38% | 44.14% | 41.91% | 39.67% | 37.44% | 35.2% | 32.97% | 30.73% | 28.5%
Bus, Daytime Charging | 6.325% | 8.4% | 10.47% | 12.55% | 14.62% | 16.7% | 18.77% | 20.85% | 22.93% | 25% | 27.07% | 29.15% | 31.23% | 33.3% | 35.38% | 37.45% | 39.52% | 41.6% | 43.68% | 45.75% | 47.83% | 49.9% | 51.98% | 54.05% | 56.12% | 58.2% | 60.27% | 62.35% | 64.42% | 66.5%
Bus, Highway Fast Charging | 0.2875% | 0.45% | 0.6125% | 0.775% | 0.9375% | 1.1% | 1.263% | 1.425% | 1.587% | 1.75% | 1.912% | 2.075% | 2.237% | 2.4% | 2.562% | 2.725% | 2.888% | 3.05% | 3.212% | 3.375% | 3.537% | 3.7% | 3.862% | 4.025% | 4.188% | 4.35% | 4.513% | 4.675% | 4.838% | 5%
Bus, Nighttime Charging | 0.09063% | 0.0875% | 0.08438% | 0.08125% | 0.07812% | 0.075% | 0.07187% | 0.06875% | 0.06563% | 0.0625% | 0.05937% | 0.05625% | 0.05313% | 0.05% | 0.04688% | 0.04375% | 0.04063% | 0.0375% | 0.03437% | 0.03125% | 0.02812% | 0.025% | 0.02188% | 0.01875% | 0.01562% | 0.0125% | 0.009375% | 0.00625% | 0.003125% | 0%
Articulated Truck, Convenience Charging | 93.3% | 91.06% | 88.83% | 86.59% | 84.36% | 82.12% | 79.89% | 77.66% | 75.42% | 73.19% | 70.95% | 68.72% | 66.48% | 64.25% | 62.02% | 59.78% | 57.55% | 55.31% | 53.08% | 50.84% | 48.61% | 46.38% | 44.14% | 41.91% | 39.67% | 37.44% | 35.2% | 32.97% | 30.73% | 28.5%
Articulated Truck, Daytime Charging | 6.325% | 8.4% | 10.47% | 12.55% | 14.62% | 16.7% | 18.77% | 20.85% | 22.93% | 25% | 27.07% | 29.15% | 31.23% | 33.3% | 35.38% | 37.45% | 39.52% | 41.6% | 43.68% | 45.75% | 47.83% | 49.9% | 51.98% | 54.05% | 56.12% | 58.2% | 60.27% | 62.35% | 64.42% | 66.5%
Articulated Truck, Highway Fast Charging | 0.2875% | 0.45% | 0.6125% | 0.775% | 0.9375% | 1.1% | 1.263% | 1.425% | 1.587% | 1.75% | 1.912% | 2.075% | 2.237% | 2.4% | 2.562% | 2.725% | 2.888% | 3.05% | 3.212% | 3.375% | 3.537% | 3.7% | 3.862% | 4.025% | 4.188% | 4.35% | 4.513% | 4.675% | 4.838% | 5%
Articulated Truck, Nighttime Charging | 0.09063% | 0.0875% | 0.08438% | 0.08125% | 0.07812% | 0.075% | 0.07187% | 0.06875% | 0.06563% | 0.0625% | 0.05937% | 0.05625% | 0.05313% | 0.05% | 0.04688% | 0.04375% | 0.04063% | 0.0375% | 0.03437% | 0.03125% | 0.02812% | 0.025% | 0.02188% | 0.01875% | 0.01562% | 0.0125% | 0.009375% | 0.00625% | 0.003125% | 0%
Large Light Commercial, Convenience Charging | 93.23% | 90.97% | 88.71% | 86.45% | 84.2% | 81.94% | 79.68% | 77.42% | 75.16% | 72.91% | 70.65% | 68.39% | 66.13% | 63.88% | 61.62% | 59.36% | 57.1% | 54.84% | 52.59% | 50.33% | 48.07% | 45.81% | 43.55% | 41.3% | 39.04% | 36.78% | 34.52% | 32.27% | 30.01% | 27.75%
Large Light Commercial, Daytime Charging | 6.161% | 8.181% | 10.2% | 12.22% | 14.24% | 16.26% | 18.28% | 20.3% | 22.32% | 24.34% | 26.36% | 28.38% | 30.4% | 32.42% | 34.45% | 36.47% | 38.49% | 40.51% | 42.53% | 44.55% | 46.57% | 48.59% | 50.61% | 52.63% | 54.65% | 56.67% | 58.69% | 60.71% | 62.73% | 64.75%
Large Light Commercial, Highway Fast Charging | 0.5219% | 0.7625% | 1.003% | 1.244% | 1.484% | 1.725% | 1.966% | 2.206% | 2.447% | 2.688% | 2.928% | 3.169% | 3.409% | 3.65% | 3.891% | 4.131% | 4.372% | 4.612% | 4.853% | 5.094% | 5.334% | 5.575% | 5.816% | 6.056% | 6.297% | 6.538% | 6.778% | 7.019% | 7.259% | 7.5%
Large Light Commercial, Nighttime Charging | 0.09063% | 0.0875% | 0.08438% | 0.08125% | 0.07812% | 0.075% | 0.07187% | 0.06875% | 0.06563% | 0.0625% | 0.05937% | 0.05625% | 0.05313% | 0.05% | 0.04688% | 0.04375% | 0.04063% | 0.0375% | 0.03437% | 0.03125% | 0.02812% | 0.025% | 0.02188% | 0.01875% | 0.01562% | 0.0125% | 0.009375% | 0.00625% | 0.003125% | 0%
Medium Light Commercial, Convenience Charging | 93.23% | 90.97% | 88.71% | 86.45% | 84.2% | 81.94% | 79.68% | 77.42% | 75.16% | 72.91% | 70.65% | 68.39% | 66.13% | 63.88% | 61.62% | 59.36% | 57.1% | 54.84% | 52.59% | 50.33% | 48.07% | 45.81% | 43.55% | 41.3% | 39.04% | 36.78% | 34.52% | 32.27% | 30.01% | 27.75%
Medium Light Commercial, Daytime Charging | 6.161% | 8.181% | 10.2% | 12.22% | 14.24% | 16.26% | 18.28% | 20.3% | 22.32% | 24.34% | 26.36% | 28.38% | 30.4% | 32.42% | 34.45% | 36.47% | 38.49% | 40.51% | 42.53% | 44.55% | 46.57% | 48.59% | 50.61% | 52.63% | 54.65% | 56.67% | 58.69% | 60.71% | 62.73% | 64.75%
Medium Light Commercial, Highway Fast Charging | 0.5219% | 0.7625% | 1.003% | 1.244% | 1.484% | 1.725% | 1.966% | 2.206% | 2.447% | 2.688% | 2.928% | 3.169% | 3.409% | 3.65% | 3.891% | 4.131% | 4.372% | 4.612% | 4.853% | 5.094% | 5.334% | 5.575% | 5.816% | 6.056% | 6.297% | 6.538% | 6.778% | 7.019% | 7.259% | 7.5%
Medium Light Commercial, Nighttime Charging | 0.09063% | 0.0875% | 0.08438% | 0.08125% | 0.07812% | 0.075% | 0.07187% | 0.06875% | 0.06563% | 0.0625% | 0.05937% | 0.05625% | 0.05313% | 0.05% | 0.04688% | 0.04375% | 0.04063% | 0.0375% | 0.03437% | 0.03125% | 0.02812% | 0.025% | 0.02188% | 0.01875% | 0.01562% | 0.0125% | 0.009375% | 0.00625% | 0.003125% | 0%
Small Light Commercial, Convenience Charging | 93.23% | 90.97% | 88.71% | 86.45% | 84.2% | 81.94% | 79.68% | 77.42% | 75.16% | 72.91% | 70.65% | 68.39% | 66.13% | 63.88% | 61.62% | 59.36% | 57.1% | 54.84% | 52.59% | 50.33% | 48.07% | 45.81% | 43.55% | 41.3% | 39.04% | 36.78% | 34.52% | 32.27% | 30.01% | 27.75%
Small Light Commercial, Daytime Charging | 6.161% | 8.181% | 10.2% | 12.22% | 14.24% | 16.26% | 18.28% | 20.3% | 22.32% | 24.34% | 26.36% | 28.38% | 30.4% | 32.42% | 34.45% | 36.47% | 38.49% | 40.51% | 42.53% | 44.55% | 46.57% | 48.59% | 50.61% | 52.63% | 54.65% | 56.67% | 58.69% | 60.71% | 62.73% | 64.75%
Small Light Commercial, Highway Fast Charging | 0.5219% | 0.7625% | 1.003% | 1.244% | 1.484% | 1.725% | 1.966% | 2.206% | 2.447% | 2.688% | 2.928% | 3.169% | 3.409% | 3.65% | 3.891% | 4.131% | 4.372% | 4.612% | 4.853% | 5.094% | 5.334% | 5.575% | 5.816% | 6.056% | 6.297% | 6.538% | 6.778% | 7.019% | 7.259% | 7.5%
Small Light Commercial, Nighttime Charging | 0.09063% | 0.0875% | 0.08438% | 0.08125% | 0.07812% | 0.075% | 0.07187% | 0.06875% | 0.06563% | 0.0625% | 0.05937% | 0.05625% | 0.05313% | 0.05% | 0.04688% | 0.04375% | 0.04063% | 0.0375% | 0.03437% | 0.03125% | 0.02812% | 0.025% | 0.02188% | 0.01875% | 0.01562% | 0.0125% | 0.009375% | 0.00625% | 0.003125% | 0%
Ridged Truck, Convenience Charging | 93.3% | 91.06% | 88.83% | 86.59% | 84.36% | 82.12% | 79.89% | 77.66% | 75.42% | 73.19% | 70.95% | 68.72% | 66.48% | 64.25% | 62.02% | 59.78% | 57.55% | 55.31% | 53.08% | 50.84% | 48.61% | 46.38% | 44.14% | 41.91% | 39.67% | 37.44% | 35.2% | 32.97% | 30.73% | 28.5%
Ridged Truck, Daytime Charging | 6.325% | 8.4% | 10.47% | 12.55% | 14.62% | 16.7% | 18.77% | 20.85% | 22.93% | 25% | 27.07% | 29.15% | 31.23% | 33.3% | 35.38% | 37.45% | 39.52% | 41.6% | 43.68% | 45.75% | 47.83% | 49.9% | 51.98% | 54.05% | 56.12% | 58.2% | 60.27% | 62.35% | 64.42% | 66.5%
Ridged Truck, Highway Fast Charging | 0.2875% | 0.45% | 0.6125% | 0.775% | 0.9375% | 1.1% | 1.263% | 1.425% | 1.587% | 1.75% | 1.912% | 2.075% | 2.237% | 2.4% | 2.562% | 2.725% | 2.888% | 3.05% | 3.212% | 3.375% | 3.537% | 3.7% | 3.862% | 4.025% | 4.188% | 4.35% | 4.513% | 4.675% | 4.838% | 5%
Ridged Truck, Nighttime Charging | 0.09063% | 0.0875% | 0.08438% | 0.08125% | 0.07812% | 0.075% | 0.07187% | 0.06875% | 0.06563% | 0.0625% | 0.05937% | 0.05625% | 0.05313% | 0.05% | 0.04688% | 0.04375% | 0.04063% | 0.0375% | 0.03437% | 0.03125% | 0.02812% | 0.025% | 0.02188% | 0.01875% | 0.01562% | 0.0125% | 0.009375% | 0.00625% | 0.003125% | 0%
Large Residential, Convenience Charging | 91.88% | 89.18% | 86.47% | 83.77% | 81.06% | 78.35% | 75.65% | 72.94% | 70.24% | 67.53% | 64.83% | 62.12% | 59.41% | 56.71% | 54% | 51.3% | 48.59% | 45.89% | 43.18% | 40.47% | 37.77% | 35.06% | 32.36% | 29.65% | 26.95% | 24.24% | 21.53% | 18.83% | 16.12% | 13.42%
Large Residential, Daytime Charging | 4.804% | 6.372% | 7.94% | 9.508% | 11.08% | 12.64% | 14.21% | 15.78% | 17.35% | 18.92% | 20.48% | 22.05% | 23.62% | 25.19% | 26.75% | 28.32% | 29.89% | 31.46% | 33.03% | 34.59% | 36.16% | 37.73% | 39.3% | 40.87% | 42.43% | 44% | 45.57% | 47.14% | 48.71% | 50.27%
Large Residential, Highway Fast Charging | 0.2875% | 0.45% | 0.6125% | 0.775% | 0.9375% | 1.1% | 1.263% | 1.425% | 1.587% | 1.75% | 1.912% | 2.075% | 2.237% | 2.4% | 2.562% | 2.725% | 2.888% | 3.05% | 3.212% | 3.375% | 3.537% | 3.7% | 3.862% | 4.025% | 4.188% | 4.35% | 4.513% | 4.675% | 4.838% | 5%
Large Residential, Nighttime Charging | 3.026% | 4.001% | 4.976% | 5.952% | 6.927% | 7.902% | 8.877% | 9.853% | 10.83% | 11.8% | 12.78% | 13.75% | 14.73% | 15.7% | 16.68% | 17.65% | 18.63% | 19.61% | 20.58% | 21.56% | 22.53% | 23.51% | 24.48% | 25.46% | 26.43% | 27.41% | 28.38% | 29.36% | 30.33% | 31.31%
Medium Residential, Convenience Charging | 91.88% | 89.18% | 86.47% | 83.77% | 81.06% | 78.35% | 75.65% | 72.94% | 70.24% | 67.53% | 64.83% | 62.12% | 59.41% | 56.71% | 54% | 51.3% | 48.59% | 45.89% | 43.18% | 40.47% | 37.77% | 35.06% | 32.36% | 29.65% | 26.95% | 24.24% | 21.53% | 18.83% | 16.12% | 13.42%
Medium Residential, Daytime Charging | 4.804% | 6.372% | 7.94% | 9.508% | 11.08% | 12.64% | 14.21% | 15.78% | 17.35% | 18.92% | 20.48% | 22.05% | 23.62% | 25.19% | 26.75% | 28.32% | 29.89% | 31.46% | 33.03% | 34.59% | 36.16% | 37.73% | 39.3% | 40.87% | 42.43% | 44% | 45.57% | 47.14% | 48.71% | 50.27%
Medium Residential, Highway Fast Charging | 0.2875% | 0.45% | 0.6125% | 0.775% | 0.9375% | 1.1% | 1.263% | 1.425% | 1.587% | 1.75% | 1.912% | 2.075% | 2.237% | 2.4% | 2.562% | 2.725% | 2.888% | 3.05% | 3.212% | 3.375% | 3.537% | 3.7% | 3.862% | 4.025% | 4.188% | 4.35% | 4.513% | 4.675% | 4.838% | 5%
Medium Residential, Nighttime Charging | 3.026% | 4.001% | 4.976% | 5.952% | 6.927% | 7.902% | 8.877% | 9.853% | 10.83% | 11.8% | 12.78% | 13.75% | 14.73% | 15.7% | 16.68% | 17.65% | 18.63% | 19.61% | 20.58% | 21.56% | 22.53% | 23.51% | 24.48% | 25.46% | 26.43% | 27.41% | 28.38% | 29.36% | 30.33% | 31.31%
Small Residential, Convenience Charging | 91.88% | 89.18% | 86.47% | 83.77% | 81.06% | 78.35% | 75.65% | 72.94% | 70.24% | 67.53% | 64.83% | 62.12% | 59.41% | 56.71% | 54% | 51.3% | 48.59% | 45.89% | 43.18% | 40.47% | 37.77% | 35.06% | 32.36% | 29.65% | 26.95% | 24.24% | 21.53% | 18.83% | 16.12% | 13.42%
Small Residential, Daytime Charging | 4.804% | 6.372% | 7.94% | 9.508% | 11.08% | 12.64% | 14.21% | 15.78% | 17.35% | 18.92% | 20.48% | 22.05% | 23.62% | 25.19% | 26.75% | 28.32% | 29.89% | 31.46% | 33.03% | 34.59% | 36.16% | 37.73% | 39.3% | 40.87% | 42.43% | 44% | 45.57% | 47.14% | 48.71% | 50.27%
Small Residential, Highway Fast Charging | 0.2875% | 0.45% | 0.6125% | 0.775% | 0.9375% | 1.1% | 1.263% | 1.425% | 1.587% | 1.75% | 1.912% | 2.075% | 2.237% | 2.4% | 2.562% | 2.725% | 2.888% | 3.05% | 3.212% | 3.375% | 3.537% | 3.7% | 3.862% | 4.025% | 4.188% | 4.35% | 4.513% | 4.675% | 4.838% | 5%
Small Residential, Nighttime Charging | 3.026% | 4.001% | 4.976% | 5.952% | 6.927% | 7.902% | 8.877% | 9.853% | 10.83% | 11.8% | 12.78% | 13.75% | 14.73% | 15.7% | 16.68% | 17.65% | 18.63% | 19.61% | 20.58% | 21.56% | 22.53% | 23.51% | 24.48% | 25.46% | 26.43% | 27.41% | 28.38% | 29.36% | 30.33% | 31.31%
High DER
| 2020-21 | 2021-22 | 2022-23 | 2023-24 | 2024-25 | 2025-26 | 2026-27 | 2027-28 | 2028-29 | 2029-30 | 2030-31 | 2031-32 | 2032-33 | 2033-34 | 2034-35 | 2035-36 | 2036-37 | 2037-38 | 2038-39 | 2039-40 | 2040-41 | 2041-42 | 2042-43 | 2043-44 | 2044-45 | 2045-46 | 2046-47 | 2047-48 | 2048-49 | 2049-50
Bus, Convenience Charging | 92.85% | 90.47% | 88.09% | 85.7% | 83.32% | 80.94% | 78.55% | 76.17% | 73.79% | 71.41% | 69.02% | 66.64% | 64.26% | 61.88% | 59.49% | 57.11% | 54.73% | 52.34% | 49.96% | 47.58% | 45.2% | 42.81% | 40.43% | 38.05% | 35.66% | 33.28% | 30.9% | 28.52% | 26.13% | 23.75%
Bus, Daytime Charging | 6.77% | 8.994% | 11.22% | 13.44% | 15.66% | 17.89% | 20.11% | 22.33% | 24.56% | 26.78% | 29% | 31.23% | 33.45% | 35.68% | 37.9% | 40.12% | 42.35% | 44.57% | 46.79% | 49.02% | 51.24% | 53.46% | 55.69% | 57.91% | 60.13% | 62.36% | 64.58% | 66.8% | 69.03% | 71.25%
Bus, Highway Fast Charging | 0.2875% | 0.45% | 0.6125% | 0.775% | 0.9375% | 1.1% | 1.263% | 1.425% | 1.587% | 1.75% | 1.912% | 2.075% | 2.237% | 2.4% | 2.562% | 2.725% | 2.888% | 3.05% | 3.212% | 3.375% | 3.537% | 3.7% | 3.862% | 4.025% | 4.188% | 4.35% | 4.513% | 4.675% | 4.838% | 5%
Bus, Nighttime Charging | 0.09063% | 0.0875% | 0.08438% | 0.08125% | 0.07812% | 0.075% | 0.07187% | 0.06875% | 0.06563% | 0.0625% | 0.05937% | 0.05625% | 0.05313% | 0.05% | 0.04688% | 0.04375% | 0.04063% | 0.0375% | 0.03437% | 0.03125% | 0.02812% | 0.025% | 0.02188% | 0.01875% | 0.01562% | 0.0125% | 0.009375% | 0.00625% | 0.003125% | 0%
Articulated Truck, Convenience Charging | 92.85% | 90.47% | 88.09% | 85.7% | 83.32% | 80.94% | 78.55% | 76.17% | 73.79% | 71.41% | 69.02% | 66.64% | 64.26% | 61.88% | 59.49% | 57.11% | 54.73% | 52.34% | 49.96% | 47.58% | 45.2% | 42.81% | 40.43% | 38.05% | 35.66% | 33.28% | 30.9% | 28.52% | 26.13% | 23.75%
Articulated Truck, Daytime Charging | 6.77% | 8.994% | 11.22% | 13.44% | 15.66% | 17.89% | 20.11% | 22.33% | 24.56% | 26.78% | 29% | 31.23% | 33.45% | 35.68% | 37.9% | 40.12% | 42.35% | 44.57% | 46.79% | 49.02% | 51.24% | 53.46% | 55.69% | 57.91% | 60.13% | 62.36% | 64.58% | 66.8% | 69.03% | 71.25%
Articulated Truck, Highway Fast Charging | 0.2875% | 0.45% | 0.6125% | 0.775% | 0.9375% | 1.1% | 1.263% | 1.425% | 1.587% | 1.75% | 1.912% | 2.075% | 2.237% | 2.4% | 2.562% | 2.725% | 2.888% | 3.05% | 3.212% | 3.375% | 3.537% | 3.7% | 3.862% | 4.025% | 4.188% | 4.35% | 4.513% | 4.675% | 4.838% | 5%
Articulated Truck, Nighttime Charging | 0.09063% | 0.0875% | 0.08438% | 0.08125% | 0.07812% | 0.075% | 0.07187% | 0.06875% | 0.06563% | 0.0625% | 0.05937% | 0.05625% | 0.05313% | 0.05% | 0.04688% | 0.04375% | 0.04063% | 0.0375% | 0.03437% | 0.03125% | 0.02812% | 0.025% | 0.02188% | 0.01875% | 0.01562% | 0.0125% | 0.009375% | 0.00625% | 0.003125% | 0%
Large Light Commercial, Convenience Charging | 92.79% | 90.39% | 87.99% | 85.59% | 83.18% | 80.78% | 78.38% | 75.98% | 73.57% | 71.17% | 68.77% | 66.37% | 63.96% | 61.56% | 59.16% | 56.76% | 54.36% | 51.95% | 49.55% | 47.15% | 44.75% | 42.34% | 39.94% | 37.54% | 35.14% | 32.73% | 30.33% | 27.93% | 25.53% | 23.12%
Large Light Commercial, Daytime Charging | 6.595% | 8.759% | 10.92% | 13.09% | 15.25% | 17.42% | 19.58% | 21.75% | 23.91% | 26.08% | 28.24% | 30.41% | 32.57% | 34.74% | 36.9% | 39.07% | 41.23% | 43.4% | 45.56% | 47.73% | 49.89% | 52.06% | 54.22% | 56.39% | 58.55% | 60.72% | 62.88% | 65.05% | 67.21% | 69.38%
Large Light Commercial, Highway Fast Charging | 0.5219% | 0.7625% | 1.003% | 1.244% | 1.484% | 1.725% | 1.966% | 2.206% | 2.447% | 2.688% | 2.928% | 3.169% | 3.409% | 3.65% | 3.891% | 4.131% | 4.372% | 4.612% | 4.853% | 5.094% | 5.334% | 5.575% | 5.816% | 6.056% | 6.297% | 6.538% | 6.778% | 7.019% | 7.259% | 7.5%
Large Light Commercial, Nighttime Charging | 0.09063% | 0.0875% | 0.08438% | 0.08125% | 0.07812% | 0.075% | 0.07187% | 0.06875% | 0.06563% | 0.0625% | 0.05937% | 0.05625% | 0.05313% | 0.05% | 0.04688% | 0.04375% | 0.04063% | 0.0375% | 0.03437% | 0.03125% | 0.02812% | 0.025% | 0.02188% | 0.01875% | 0.01562% | 0.0125% | 0.009375% | 0.00625% | 0.003125% | 0%
Medium Light Commercial, Convenience Charging | 92.79% | 90.39% | 87.99% | 85.59% | 83.18% | 80.78% | 78.38% | 75.98% | 73.57% | 71.17% | 68.77% | 66.37% | 63.96% | 61.56% | 59.16% | 56.76% | 54.36% | 51.95% | 49.55% | 47.15% | 44.75% | 42.34% | 39.94% | 37.54% | 35.14% | 32.73% | 30.33% | 27.93% | 25.53% | 23.12%
Medium Light Commercial, Daytime Charging | 6.595% | 8.759% | 10.92% | 13.09% | 15.25% | 17.42% | 19.58% | 21.75% | 23.91% | 26.08% | 28.24% | 30.41% | 32.57% | 34.74% | 36.9% | 39.07% | 41.23% | 43.4% | 45.56% | 47.73% | 49.89% | 52.06% | 54.22% | 56.39% | 58.55% | 60.72% | 62.88% | 65.05% | 67.21% | 69.38%
Medium Light Commercial, Highway Fast Charging | 0.5219% | 0.7625% | 1.003% | 1.244% | 1.484% | 1.725% | 1.966% | 2.206% | 2.447% | 2.688% | 2.928% | 3.169% | 3.409% | 3.65% | 3.891% | 4.131% | 4.372% | 4.612% | 4.853% | 5.094% | 5.334% | 5.575% | 5.816% | 6.056% | 6.297% | 6.538% | 6.778% | 7.019% | 7.259% | 7.5%
Medium Light Commercial, Nighttime Charging | 0.09063% | 0.0875% | 0.08438% | 0.08125% | 0.07812% | 0.075% | 0.07187% | 0.06875% | 0.06563% | 0.0625% | 0.05937% | 0.05625% | 0.05313% | 0.05% | 0.04688% | 0.04375% | 0.04063% | 0.0375% | 0.03437% | 0.03125% | 0.02812% | 0.025% | 0.02188% | 0.01875% | 0.01562% | 0.0125% | 0.009375% | 0.00625% | 0.003125% | 0%
Small Light Commercial, Convenience Charging | 92.79% | 90.39% | 87.99% | 85.59% | 83.18% | 80.78% | 78.38% | 75.98% | 73.57% | 71.17% | 68.77% | 66.37% | 63.96% | 61.56% | 59.16% | 56.76% | 54.36% | 51.95% | 49.55% | 47.15% | 44.75% | 42.34% | 39.94% | 37.54% | 35.14% | 32.73% | 30.33% | 27.93% | 25.53% | 23.12%
Small Light Commercial, Daytime Charging | 6.595% | 8.759% | 10.92% | 13.09% | 15.25% | 17.42% | 19.58% | 21.75% | 23.91% | 26.08% | 28.24% | 30.41% | 32.57% | 34.74% | 36.9% | 39.07% | 41.23% | 43.4% | 45.56% | 47.73% | 49.89% | 52.06% | 54.22% | 56.39% | 58.55% | 60.72% | 62.88% | 65.05% | 67.21% | 69.38%
Small Light Commercial, Highway Fast Charging | 0.5219% | 0.7625% | 1.003% | 1.244% | 1.484% | 1.725% | 1.966% | 2.206% | 2.447% | 2.688% | 2.928% | 3.169% | 3.409% | 3.65% | 3.891% | 4.131% | 4.372% | 4.612% | 4.853% | 5.094% | 5.334% | 5.575% | 5.816% | 6.056% | 6.297% | 6.538% | 6.778% | 7.019% | 7.259% | 7.5%
Small Light Commercial, Nighttime Charging | 0.09063% | 0.0875% | 0.08438% | 0.08125% | 0.07812% | 0.075% | 0.07187% | 0.06875% | 0.06563% | 0.0625% | 0.05937% | 0.05625% | 0.05313% | 0.05% | 0.04688% | 0.04375% | 0.04063% | 0.0375% | 0.03437% | 0.03125% | 0.02812% | 0.025% | 0.02188% | 0.01875% | 0.01562% | 0.0125% | 0.009375% | 0.00625% | 0.003125% | 0%
Ridged Truck, Convenience Charging | 92.85% | 90.47% | 88.09% | 85.7% | 83.32% | 80.94% | 78.55% | 76.17% | 73.79% | 71.41% | 69.02% | 66.64% | 64.26% | 61.88% | 59.49% | 57.11% | 54.73% | 52.34% | 49.96% | 47.58% | 45.2% | 42.81% | 40.43% | 38.05% | 35.66% | 33.28% | 30.9% | 28.52% | 26.13% | 23.75%
Ridged Truck, Daytime Charging | 6.77% | 8.994% | 11.22% | 13.44% | 15.66% | 17.89% | 20.11% | 22.33% | 24.56% | 26.78% | 29% | 31.23% | 33.45% | 35.68% | 37.9% | 40.12% | 42.35% | 44.57% | 46.79% | 49.02% | 51.24% | 53.46% | 55.69% | 57.91% | 60.13% | 62.36% | 64.58% | 66.8% | 69.03% | 71.25%
Ridged Truck, Highway Fast Charging | 0.2875% | 0.45% | 0.6125% | 0.775% | 0.9375% | 1.1% | 1.263% | 1.425% | 1.587% | 1.75% | 1.912% | 2.075% | 2.237% | 2.4% | 2.562% | 2.725% | 2.888% | 3.05% | 3.212% | 3.375% | 3.537% | 3.7% | 3.862% | 4.025% | 4.188% | 4.35% | 4.513% | 4.675% | 4.838% | 5%
Ridged Truck, Nighttime Charging | 0.09063% | 0.0875% | 0.08438% | 0.08125% | 0.07812% | 0.075% | 0.07187% | 0.06875% | 0.06563% | 0.0625% | 0.05937% | 0.05625% | 0.05313% | 0.05% | 0.04688% | 0.04375% | 0.04063% | 0.0375% | 0.03437% | 0.03125% | 0.02812% | 0.025% | 0.02188% | 0.01875% | 0.01562% | 0.0125% | 0.009375% | 0.00625% | 0.003125% | 0%
Large Residential, Convenience Charging | 91.27% | 88.36% | 85.45% | 82.54% | 79.63% | 76.72% | 73.81% | 70.9% | 67.99% | 65.08% | 62.17% | 59.26% | 56.35% | 53.44% | 50.53% | 47.62% | 44.71% | 41.8% | 38.89% | 35.98% | 33.07% | 30.16% | 27.25% | 24.34% | 21.43% | 18.52% | 15.61% | 12.7% | 9.785% | 6.875%
Large Residential, Daytime Charging | 3.841% | 5.087% | 6.334% | 7.581% | 8.828% | 10.08% | 11.32% | 12.57% | 13.82% | 15.06% | 16.31% | 17.56% | 18.8% | 20.05% | 21.3% | 22.54% | 23.79% | 25.04% | 26.28% | 27.86% | 29.99% | 32.12% | 34.26% | 36.39% | 38.52% | 40.65% | 42.78% | 44.91% | 47.04% | 49.17%
Large Residential, Highway Fast Charging | 2.866% | 3.888% | 4.909% | 5.931% | 6.953% | 7.975% | 8.997% | 10.02% | 11.04% | 12.06% | 13.08% | 14.11% | 15.13% | 16.15% | 17.17% | 18.19% | 19.22% | 20.24% | 21.26% | 21.61% | 20.87% | 20.12% | 19.38% | 18.64% | 17.89% | 17.15% | 16.4% | 15.66% | 14.91% | 14.17%
Large Residential, Nighttime Charging | 2.024% | 2.666% | 3.307% | 3.948% | 4.59% | 5.231% | 5.873% | 6.514% | 7.155% | 7.797% | 8.438% | 9.08% | 9.721% | 10.36% | 11% | 11.65% | 12.29% | 12.93% | 13.57% | 14.54% | 16.07% | 17.59% | 19.12% | 20.64% | 22.17% | 23.69% | 25.22% | 26.74% | 28.27% | 29.79%
Medium Residential, Convenience Charging | 91.27% | 88.36% | 85.45% | 82.54% | 79.63% | 76.72% | 73.81% | 70.9% | 67.99% | 65.08% | 62.17% | 59.26% | 56.35% | 53.44% | 50.53% | 47.62% | 44.71% | 41.8% | 38.89% | 35.98% | 33.07% | 30.16% | 27.25% | 24.34% | 21.43% | 18.52% | 15.61% | 12.7% | 9.785% | 6.875%
Medium Residential, Daytime Charging | 3.841% | 5.087% | 6.334% | 7.581% | 8.828% | 10.08% | 11.32% | 12.57% | 13.82% | 15.06% | 16.31% | 17.56% | 18.8% | 20.05% | 21.3% | 22.54% | 23.79% | 25.04% | 26.28% | 27.86% | 29.99% | 32.12% | 34.26% | 36.39% | 38.52% | 40.65% | 42.78% | 44.91% | 47.04% | 49.17%
Medium Residential, Highway Fast Charging | 2.866% | 3.888% | 4.909% | 5.931% | 6.953% | 7.975% | 8.997% | 10.02% | 11.04% | 12.06% | 13.08% | 14.11% | 15.13% | 16.15% | 17.17% | 18.19% | 19.22% | 20.24% | 21.26% | 21.61% | 20.87% | 20.12% | 19.38% | 18.64% | 17.89% | 17.15% | 16.4% | 15.66% | 14.91% | 14.17%
Medium Residential, Nighttime Charging | 2.024% | 2.666% | 3.307% | 3.948% | 4.59% | 5.231% | 5.873% | 6.514% | 7.155% | 7.797% | 8.438% | 9.08% | 9.721% | 10.36% | 11% | 11.65% | 12.29% | 12.93% | 13.57% | 14.54% | 16.07% | 17.59% | 19.12% | 20.64% | 22.17% | 23.69% | 25.22% | 26.74% | 28.27% | 29.79%
Small Residential, Convenience Charging | 91.27% | 88.36% | 85.45% | 82.54% | 79.63% | 76.72% | 73.81% | 70.9% | 67.99% | 65.08% | 62.17% | 59.26% | 56.35% | 53.44% | 50.53% | 47.62% | 44.71% | 41.8% | 38.89% | 35.98% | 33.07% | 30.16% | 27.25% | 24.34% | 21.43% | 18.52% | 15.61% | 12.7% | 9.785% | 6.875%
Small Residential, Daytime Charging | 3.841% | 5.087% | 6.334% | 7.581% | 8.828% | 10.08% | 11.32% | 12.57% | 13.82% | 15.06% | 16.31% | 17.56% | 18.8% | 20.05% | 21.3% | 22.54% | 23.79% | 25.04% | 26.28% | 27.86% | 29.99% | 32.12% | 34.26% | 36.39% | 38.52% | 40.65% | 42.78% | 44.91% | 47.04% | 49.17%
Small Residential, Highway Fast Charging | 2.866% | 3.888% | 4.909% | 5.931% | 6.953% | 7.975% | 8.997% | 10.02% | 11.04% | 12.06% | 13.08% | 14.11% | 15.13% | 16.15% | 17.17% | 18.19% | 19.22% | 20.24% | 21.26% | 21.61% | 20.87% | 20.12% | 19.38% | 18.64% | 17.89% | 17.15% | 16.4% | 15.66% | 14.91% | 14.17%
Small Residential, Nighttime Charging | 2.024% | 2.666% | 3.307% | 3.948% | 4.59% | 5.231% | 5.873% | 6.514% | 7.155% | 7.797% | 8.438% | 9.08% | 9.721% | 10.36% | 11% | 11.65% | 12.29% | 12.93% | 13.57% | 14.54% | 16.07% | 17.59% | 19.12% | 20.64% | 22.17% | 23.69% | 25.22% | 26.74% | 28.27% | 29.79%
Step Change
| 2020-21 | 2021-22 | 2022-23 | 2023-24 | 2024-25 | 2025-26 | 2026-27 | 2027-28 | 2028-29 | 2029-30 | 2030-31 | 2031-32 | 2032-33 | 2033-34 | 2034-35 | 2035-36 | 2036-37 | 2037-38 | 2038-39 | 2039-40 | 2040-41 | 2041-42 | 2042-43 | 2043-44 | 2044-45 | 2045-46 | 2046-47 | 2047-48 | 2048-49 | 2049-50
Bus, Convenience Charging | 92.41% | 89.88% | 87.34% | 84.81% | 82.28% | 79.75% | 77.22% | 74.69% | 72.16% | 69.62% | 67.09% | 64.56% | 62.03% | 59.5% | 56.97% | 54.44% | 51.91% | 49.38% | 46.84% | 44.31% | 41.78% | 39.25% | 36.72% | 34.19% | 31.66% | 29.12% | 26.59% | 24.06% | 21.53% | 19%
Bus, Daytime Charging | 7.216% | 9.588% | 11.96% | 14.33% | 16.7% | 19.07% | 21.45% | 23.82% | 26.19% | 28.56% | 30.93% | 33.31% | 35.68% | 38.05% | 40.42% | 42.79% | 45.17% | 47.54% | 49.91% | 52.28% | 54.65% | 57.03% | 59.4% | 61.77% | 64.14% | 66.51% | 68.88% | 71.26% | 73.63% | 76%
Bus, Highway Fast Charging | 0.2875% | 0.45% | 0.6125% | 0.775% | 0.9375% | 1.1% | 1.263% | 1.425% | 1.587% | 1.75% | 1.912% | 2.075% | 2.237% | 2.4% | 2.562% | 2.725% | 2.888% | 3.05% | 3.212% | 3.375% | 3.537% | 3.7% | 3.862% | 4.025% | 4.188% | 4.35% | 4.513% | 4.675% | 4.838% | 5%
Bus, Nighttime Charging | 0.09063% | 0.0875% | 0.08438% | 0.08125% | 0.07812% | 0.075% | 0.07187% | 0.06875% | 0.06563% | 0.0625% | 0.05937% | 0.05625% | 0.05313% | 0.05% | 0.04688% | 0.04375% | 0.04063% | 0.0375% | 0.03437% | 0.03125% | 0.02812% | 0.025% | 0.02188% | 0.01875% | 0.01562% | 0.0125% | 0.009375% | 0.00625% | 0.003125% | 0%
Articulated Truck, Convenience Charging | 92.41% | 89.88% | 87.34% | 84.81% | 82.28% | 79.75% | 77.22% | 74.69% | 72.16% | 69.62% | 67.09% | 64.56% | 62.03% | 59.5% | 56.97% | 54.44% | 51.91% | 49.38% | 46.84% | 44.31% | 41.78% | 39.25% | 36.72% | 34.19% | 31.66% | 29.12% | 26.59% | 24.06% | 21.53% | 19%
Articulated Truck, Daytime Charging | 7.216% | 9.588% | 11.96% | 14.33% | 16.7% | 19.07% | 21.45% | 23.82% | 26.19% | 28.56% | 30.93% | 33.31% | 35.68% | 38.05% | 40.42% | 42.79% | 45.17% | 47.54% | 49.91% | 52.28% | 54.65% | 57.03% | 59.4% | 61.77% | 64.14% | 66.51% | 68.88% | 71.26% | 73.63% | 76%
Articulated Truck, Highway Fast Charging | 0.2875% | 0.45% | 0.6125% | 0.775% | 0.9375% | 1.1% | 1.263% | 1.425% | 1.587% | 1.75% | 1.912% | 2.075% | 2.237% | 2.4% | 2.562% | 2.725% | 2.888% | 3.05% | 3.212% | 3.375% | 3.537% | 3.7% | 3.862% | 4.025% | 4.188% | 4.35% | 4.513% | 4.675% | 4.838% | 5%
Articulated Truck, Nighttime Charging | 0.09063% | 0.0875% | 0.08438% | 0.08125% | 0.07812% | 0.075% | 0.07187% | 0.06875% | 0.06563% | 0.0625% | 0.05937% | 0.05625% | 0.05313% | 0.05% | 0.04688% | 0.04375% | 0.04063% | 0.0375% | 0.03437% | 0.03125% | 0.02812% | 0.025% | 0.02188% | 0.01875% | 0.01562% | 0.0125% | 0.009375% | 0.00625% | 0.003125% | 0%
Large Light Commercial, Convenience Charging | 92.36% | 89.81% | 87.27% | 84.72% | 82.17% | 79.62% | 77.08% | 74.53% | 71.98% | 69.44% | 66.89% | 64.34% | 61.8% | 59.25% | 56.7% | 54.16% | 51.61% | 49.06% | 46.52% | 43.97% | 41.42% | 38.88% | 36.33% | 33.78% | 31.23% | 28.69% | 26.14% | 23.59% | 21.05% | 18.5%
Large Light Commercial, Daytime Charging | 7.028% | 9.338% | 11.65% | 13.96% | 16.27% | 18.57% | 20.88% | 23.19% | 25.5% | 27.81% | 30.12% | 32.43% | 34.74% | 37.05% | 39.36% | 41.67% | 43.98% | 46.29% | 48.6% | 50.91% | 53.22% | 55.53% | 57.83% | 60.14% | 62.45% | 64.76% | 67.07% | 69.38% | 71.69% | 74%
Large Light Commercial, Highway Fast Charging | 0.5219% | 0.7625% | 1.003% | 1.244% | 1.484% | 1.725% | 1.966% | 2.206% | 2.447% | 2.688% | 2.928% | 3.169% | 3.409% | 3.65% | 3.891% | 4.131% | 4.372% | 4.612% | 4.853% | 5.094% | 5.334% | 5.575% | 5.816% | 6.056% | 6.297% | 6.538% | 6.778% | 7.019% | 7.259% | 7.5%
Large Light Commercial, Nighttime Charging | 0.09063% | 0.0875% | 0.08438% | 0.08125% | 0.07812% | 0.075% | 0.07187% | 0.06875% | 0.06563% | 0.0625% | 0.05937% | 0.05625% | 0.05313% | 0.05% | 0.04688% | 0.04375% | 0.04063% | 0.0375% | 0.03437% | 0.03125% | 0.02812% | 0.025% | 0.02188% | 0.01875% | 0.01562% | 0.0125% | 0.009375% | 0.00625% | 0.003125% | 0%
Medium Light Commercial, Convenience Charging | 92.36% | 89.81% | 87.27% | 84.72% | 82.17% | 79.62% | 77.08% | 74.53% | 71.98% | 69.44% | 66.89% | 64.34% | 61.8% | 59.25% | 56.7% | 54.16% | 51.61% | 49.06% | 46.52% | 43.97% | 41.42% | 38.88% | 36.33% | 33.78% | 31.23% | 28.69% | 26.14% | 23.59% | 21.05% | 18.5%
Medium Light Commercial, Daytime Charging | 7.028% | 9.338% | 11.65% | 13.96% | 16.27% | 18.57% | 20.88% | 23.19% | 25.5% | 27.81% | 30.12% | 32.43% | 34.74% | 37.05% | 39.36% | 41.67% | 43.98% | 46.29% | 48.6% | 50.91% | 53.22% | 55.53% | 57.83% | 60.14% | 62.45% | 64.76% | 67.07% | 69.38% | 71.69% | 74%
Medium Light Commercial, Highway Fast Charging | 0.5219% | 0.7625% | 1.003% | 1.244% | 1.484% | 1.725% | 1.966% | 2.206% | 2.447% | 2.688% | 2.928% | 3.169% | 3.409% | 3.65% | 3.891% | 4.131% | 4.372% | 4.612% | 4.853% | 5.094% | 5.334% | 5.575% | 5.816% | 6.056% | 6.297% | 6.538% | 6.778% | 7.019% | 7.259% | 7.5%
Medium Light Commercial, Nighttime Charging | 0.09063% | 0.0875% | 0.08438% | 0.08125% | 0.07812% | 0.075% | 0.07187% | 0.06875% | 0.06563% | 0.0625% | 0.05937% | 0.05625% | 0.05313% | 0.05% | 0.04688% | 0.04375% | 0.04063% | 0.0375% | 0.03437% | 0.03125% | 0.02812% | 0.025% | 0.02188% | 0.01875% | 0.01562% | 0.0125% | 0.009375% | 0.00625% | 0.003125% | 0%
Small Light Commercial, Convenience Charging | 92.36% | 89.81% | 87.27% | 84.72% | 82.17% | 79.62% | 77.08% | 74.53% | 71.98% | 69.44% | 66.89% | 64.34% | 61.8% | 59.25% | 56.7% | 54.16% | 51.61% | 49.06% | 46.52% | 43.97% | 41.42% | 38.88% | 36.33% | 33.78% | 31.23% | 28.69% | 26.14% | 23.59% | 21.05% | 18.5%
Small Light Commercial, Daytime Charging | 7.028% | 9.338% | 11.65% | 13.96% | 16.27% | 18.57% | 20.88% | 23.19% | 25.5% | 27.81% | 30.12% | 32.43% | 34.74% | 37.05% | 39.36% | 41.67% | 43.98% | 46.29% | 48.6% | 50.91% | 53.22% | 55.53% | 57.83% | 60.14% | 62.45% | 64.76% | 67.07% | 69.38% | 71.69% | 74%
Small Light Commercial, Highway Fast Charging | 0.5219% | 0.7625% | 1.003% | 1.244% | 1.484% | 1.725% | 1.966% | 2.206% | 2.447% | 2.688% | 2.928% | 3.169% | 3.409% | 3.65% | 3.891% | 4.131% | 4.372% | 4.612% | 4.853% | 5.094% | 5.334% | 5.575% | 5.816% | 6.056% | 6.297% | 6.538% | 6.778% | 7.019% | 7.259% | 7.5%
Small Light Commercial, Nighttime Charging | 0.09063% | 0.0875% | 0.08438% | 0.08125% | 0.07812% | 0.075% | 0.07187% | 0.06875% | 0.06563% | 0.0625% | 0.05937% | 0.05625% | 0.05313% | 0.05% | 0.04688% | 0.04375% | 0.04063% | 0.0375% | 0.03437% | 0.03125% | 0.02812% | 0.025% | 0.02188% | 0.01875% | 0.01562% | 0.0125% | 0.009375% | 0.00625% | 0.003125% | 0%
Ridged Truck, Convenience Charging | 92.41% | 89.88% | 87.34% | 84.81% | 82.28% | 79.75% | 77.22% | 74.69% | 72.16% | 69.62% | 67.09% | 64.56% | 62.03% | 59.5% | 56.97% | 54.44% | 51.91% | 49.38% | 46.84% | 44.31% | 41.78% | 39.25% | 36.72% | 34.19% | 31.66% | 29.12% | 26.59% | 24.06% | 21.53% | 19%
Ridged Truck, Daytime Charging | 7.216% | 9.588% | 11.96% | 14.33% | 16.7% | 19.07% | 21.45% | 23.82% | 26.19% | 28.56% | 30.93% | 33.31% | 35.68% | 38.05% | 40.42% | 42.79% | 45.17% | 47.54% | 49.91% | 52.28% | 54.65% | 57.03% | 59.4% | 61.77% | 64.14% | 66.51% | 68.88% | 71.26% | 73.63% | 76%
Ridged Truck, Highway Fast Charging | 0.2875% | 0.45% | 0.6125% | 0.775% | 0.9375% | 1.1% | 1.263% | 1.425% | 1.587% | 1.75% | 1.912% | 2.075% | 2.237% | 2.4% | 2.562% | 2.725% | 2.888% | 3.05% | 3.212% | 3.375% | 3.537% | 3.7% | 3.862% | 4.025% | 4.188% | 4.35% | 4.513% | 4.675% | 4.838% | 5%
Ridged Truck, Nighttime Charging | 0.09063% | 0.0875% | 0.08438% | 0.08125% | 0.07812% | 0.075% | 0.07187% | 0.06875% | 0.06563% | 0.0625% | 0.05937% | 0.05625% | 0.05313% | 0.05% | 0.04688% | 0.04375% | 0.04063% | 0.0375% | 0.03437% | 0.03125% | 0.02812% | 0.025% | 0.02188% | 0.01875% | 0.01562% | 0.0125% | 0.009375% | 0.00625% | 0.003125% | 0%
Large Residential, Convenience Charging | 91.17% | 88.23% | 85.29% | 82.35% | 79.4% | 76.46% | 73.52% | 70.58% | 67.64% | 64.69% | 61.75% | 58.81% | 55.87% | 52.92% | 49.98% | 47.04% | 44.1% | 41.16% | 38.21% | 35.27% | 32.33% | 29.39% | 26.45% | 23.5% | 20.56% | 17.62% | 14.68% | 11.73% | 8.792% | 5.85%
Large Residential, Daytime Charging | 2.903% | 3.837% | 4.772% | 5.706% | 6.641% | 7.575% | 8.509% | 9.444% | 10.38% | 11.31% | 12.25% | 13.18% | 14.12% | 15.05% | 15.98% | 16.92% | 17.85% | 18.79% | 19.72% | 20.66% | 21.59% | 22.53% | 23.46% | 24.39% | 25.33% | 26.26% | 27.2% | 28.13% | 29.07% | 30%
Large Residential, Highway Fast Charging | 3.639% | 4.919% | 6.198% | 7.478% | 8.758% | 10.04% | 11.32% | 12.6% | 13.88% | 15.16% | 16.44% | 17.72% | 19% | 20.28% | 20.55% | 21.57% | 22.5% | 23.35% | 24.08% | 24.66% | 25.05% | 25.21% | 25.06% | 24.52% | 23.5% | 21.86% | 19.43% | 16% | 11.3% | 5%
Large Residential, Nighttime Charging | 2.284% | 3.012% | 3.741% | 4.469% | 5.197% | 5.925% | 6.653% | 7.381% | 8.109% | 8.838% | 9.566% | 10.29% | 11.02% | 11.75% | 12.48% | 13.21% | 13.93% | 14.66% | 15.39% | 16.12% | 16.85% | 17.57% | 18.3% | 19.03% | 19.76% | 20.49% | 21.22% | 21.94% | 22.67% | 23.4%
Medium Residential, Convenience Charging | 91.17% | 88.23% | 85.29% | 82.35% | 79.4% | 76.46% | 73.52% | 70.58% | 67.64% | 64.69% | 61.75% | 58.81% | 55.87% | 52.92% | 49.98% | 47.04% | 44.1% | 41.16% | 38.21% | 35.27% | 32.33% | 29.39% | 26.45% | 23.5% | 20.56% | 17.62% | 14.68% | 11.73% | 8.792% | 5.85%
Medium Residential, Daytime Charging | 2.903% | 3.837% | 4.772% | 5.706% | 6.641% | 7.575% | 8.509% | 9.444% | 10.38% | 11.31% | 12.25% | 13.18% | 14.12% | 15.05% | 15.98% | 16.92% | 17.85% | 18.79% | 19.72% | 20.66% | 21.59% | 22.53% | 23.46% | 24.39% | 25.33% | 26.26% | 27.2% | 28.13% | 29.07% | 30%
Medium Residential, Highway Fast Charging | 3.639% | 4.919% | 6.198% | 7.478% | 8.758% | 10.04% | 11.32% | 12.6% | 13.88% | 15.16% | 16.44% | 17.72% | 19% | 20.28% | 20.55% | 21.57% | 22.5% | 23.35% | 24.08% | 24.66% | 25.05% | 25.21% | 25.06% | 24.52% | 23.5% | 21.86% | 19.43% | 16% | 11.3% | 5%
Medium Residential, Nighttime Charging | 2.284% | 3.012% | 3.741% | 4.469% | 5.197% | 5.925% | 6.653% | 7.381% | 8.109% | 8.838% | 9.566% | 10.29% | 11.02% | 11.75% | 12.48% | 13.21% | 13.93% | 14.66% | 15.39% | 16.12% | 16.85% | 17.57% | 18.3% | 19.03% | 19.76% | 20.49% | 21.22% | 21.94% | 22.67% | 23.4%
Small Residential, Convenience Charging | 91.17% | 88.23% | 85.29% | 82.35% | 79.4% | 76.46% | 73.52% | 70.58% | 67.64% | 64.69% | 61.75% | 58.81% | 55.87% | 52.92% | 49.98% | 47.04% | 44.1% | 41.16% | 38.21% | 35.27% | 32.33% | 29.39% | 26.45% | 23.5% | 20.56% | 17.62% | 14.68% | 11.73% | 8.792% | 5.85%
Small Residential, Daytime Charging | 2.903% | 3.837% | 4.772% | 5.706% | 6.641% | 7.575% | 8.509% | 9.444% | 10.38% | 11.31% | 12.25% | 13.18% | 14.12% | 15.05% | 15.98% | 16.92% | 17.85% | 18.79% | 19.72% | 20.66% | 21.59% | 22.53% | 23.46% | 24.39% | 25.33% | 26.26% | 27.2% | 28.13% | 29.07% | 30%
Small Residential, Highway Fast Charging | 3.639% | 4.919% | 6.198% | 7.478% | 8.758% | 10.04% | 11.32% | 12.6% | 13.88% | 15.16% | 16.44% | 17.72% | 19% | 20.28% | 20.55% | 21.57% | 22.5% | 23.35% | 24.08% | 24.66% | 25.05% | 25.21% | 25.06% | 24.52% | 23.5% | 21.86% | 19.43% | 16% | 11.3% | 5%
Small Residential, Nighttime Charging | 2.284% | 3.012% | 3.741% | 4.469% | 5.197% | 5.925% | 6.653% | 7.381% | 8.109% | 8.838% | 9.566% | 10.29% | 11.02% | 11.75% | 12.48% | 13.21% | 13.93% | 14.66% | 15.39% | 16.12% | 16.85% | 17.57% | 18.3% | 19.03% | 19.76% | 20.49% | 21.22% | 21.94% | 22.67% | 23.4%
Residential, Vehicle to Home | 0% | 0% | 0% | 0% | 0% | 0% | 0% | 0% | 0% | 0% | 0% | 0% | 0% | 0% | 1% | 1.269% | 1.611% | 2.045% | 2.595% | 3.294% | 4.181% | 5.307% | 6.736% | 8.55% | 10.85% | 13.77% | 17.48% | 22.19% | 28.17% | 35.75%
1. Average vehicle to home charge profiles are not included below as the energy and demand forecasts captured vehicle to home behaviour on an interval basis using market modelling software.
Electric Vehicles (Coordinated Charging %)
The proportion of Daytime Charging and Nighttime Charging that is assumed to be Coordinated (Highway Fast Charging and Convenience Charging do not have a coordinated proportion)
Daytime Charging Coordinated %
| 2020-21 | 2021-22 | 2022-23 | 2023-24 | 2024-25 | 2025-26 | 2026-27 | 2027-28 | 2028-29 | 2029-30 | 2030-31 | 2031-32 | 2032-33 | 2033-34 | 2034-35 | 2035-36 | 2036-37 | 2037-38 | 2038-39 | 2039-40 | 2040-41 | 2041-42 | 2042-43 | 2043-44 | 2044-45 | 2045-46 | 2046-47 | 2047-48 | 2048-49 | 2049-50
Slow Change | bar: 2020-21 to 2049-50
Central | 0% | 0% | 0% | 0% | 0% | 0% | 0% | 0% | 0% | 0% | 4% | 8% | 12% | 16% | 20% | 24% | 28% | 32% | 36% | 40% | 44% | 48% | 52% | 56% | 60% | 64% | 68% | 72% | 76% | 80%
Fast Change | 0% | 0% | 0% | 0% | 0% | 0% | 0% | 0% | 0% | 0% | 4% | 8% | 12% | 16% | 20% | 24% | 28% | 32% | 36% | 40% | 44% | 48% | 52% | 56% | 60% | 64% | 68% | 72% | 76% | 80%
High DER | 0% | 0% | 0% | 0% | 0% | 0% | 0% | 0% | 0% | 0% | 5% | 10% | 15% | 20% | 25% | 30% | 35% | 40% | 45% | 50% | 55% | 60% | 65% | 70% | 75% | 80% | 85% | 90% | 95% | 100%
Step Change | 0% | 0% | 0% | 0% | 0% | 0% | 0% | 0% | 0% | 0% | 5% | 10% | 15% | 20% | 25% | 30% | 35% | 40% | 45% | 50% | 55% | 60% | 65% | 70% | 75% | 80% | 85% | 90% | 95% | 100%
Nighttime Charging Coordinated %
| 2020-21 | 2021-22 | 2022-23 | 2023-24 | 2024-25 | 2025-26 | 2026-27 | 2027-28 | 2028-29 | 2029-30 | 2030-31 | 2031-32 | 2032-33 | 2033-34 | 2034-35 | 2035-36 | 2036-37 | 2037-38 | 2038-39 | 2039-40 | 2040-41 | 2041-42 | 2042-43 | 2043-44 | 2044-45 | 2045-46 | 2046-47 | 2047-48 | 2048-49 | 2049-50
Slow Change | bar: 2020-21 to 2049-50
Central | 0% | 0% | 0% | 0% | 0% | 0% | 0% | 0% | 0% | 0% | 3% | 6% | 9% | 12% | 15% | 18% | 21% | 24% | 27% | 30% | 33% | 36% | 39% | 42% | 45% | 48% | 51% | 54% | 57% | 60%
Fast Change | 0% | 0% | 0% | 0% | 0% | 0% | 0% | 0% | 0% | 0% | 3% | 6% | 9% | 12% | 15% | 18% | 21% | 24% | 27% | 30% | 33% | 36% | 39% | 42% | 45% | 48% | 51% | 54% | 57% | 60%
High DER | 0% | 0% | 0% | 0% | 0% | 0% | 0% | 0% | 0% | 0% | 5% | 10% | 15% | 20% | 25% | 30% | 35% | 40% | 45% | 50% | 55% | 60% | 65% | 70% | 75% | 80% | 85% | 90% | 95% | 100%
Step Change | 0% | 0% | 0% | 0% | 0% | 0% | 0% | 0% | 0% | 0% | 5% | 10% | 15% | 20% | 25% | 30% | 35% | 40% | 45% | 50% | 55% | 60% | 65% | 70% | 75% | 80% | 85% | 90% | 95% | 100%
Electric Vehicles (Uncoordinated Average Half Hour Charge Profile, kW/Vehicle)1
1. Average split between time of day uncoordinated electric vehicles are charged by state. These values are indicative. In practice half hourly EV profiles vary over the forecast period by day of week, monthly variations in distance travelled, and yearly efficiency improvements over the forecast period.
New South Wales
| 0:00 | 0:30 | 1:00 | 1:30 | 2:00 | 2:30 | 3:00 | 3:30 | 4:00 | 4:30 | 5:00 | 5:30 | 6:00 | 6:30 | 7:00 | 7:30 | 8:00 | 8:30 | 9:00 | 9:30 | 10:00 | 10:30 | 11:00 | 11:30 | 12:00 | 12:30 | 13:00 | 13:30 | 14:00 | 14:30 | 15:00 | 15:30 | 16:00 | 16:30 | 17:00 | 17:30 | 18:00 | 18:30 | 19:00 | 19:30 | 20:00 | 20:30 | 21:00 | 21:30 | 22:00 | 22:30 | 23:00 | 23:30
Bus, Convenience Charging | 3.1964 | 3.8357 | 4.475 | 5.1143 | 5.4339 | 5.7535 | 5.6896 | 5.6257 | 5.6001 | 5.5745 | 5.549 | 5.5234 | 5.4978 | 5.4722 | 5.4467 | 5.4211 | 5.3955 | 5.37 | 5.2421 | 5.1143 | 4.7946 | 4.475 | 4.1553 | 3.8357 | 3.6759 | 3.516 | 3.4841 | 3.4521 | 3.8357 | 4.2193 | 4.1873 | 4.1553 | 4.0914 | 4.0275 | 3.9316 | 3.8357 | 3.6759 | 3.516 | 3.3562 | 3.1964 | 2.8768 | 2.5571 | 2.3653 | 2.1736 | 2.2055 | 2.2375 | 2.3973 | 2.5571
Bus, Daytime Charging | 2.2686 | 3.8357 | 4.475 | 5.1143 | 5.4339 | 5.7535 | 5.6896 | 5.6257 | 5.6001 | 5.5745 | 5.549 | 5.5234 | 3.2718 | 1.0202 | 0.97757 | 0.93492 | 1.0518 | 1.1686 | 2.135 | 3.1014 | 5.6859 | 8.2704 | 9.8212 | 11.3719 | 12.1472 | 12.9226 | 12.1472 | 11.3719 | 9.8212 | 8.2704 | 5.6859 | 3.1014 | 2.0433 | 0.98522 | 0.98522 | 0.98522 | 0.98522 | 0.98522 | 0.98522 | 0.98522 | 0.98522 | 0.98522 | 0.98522 | 0.98522 | 0.98522 | 0.98522 | 0.84339 | 0.70157
Bus, Highway Fast Charging | 0.85997 | 0.57331 | 0.57331 | 0.57331 | 0.31532 | 0.057331 | 0.057331 | 0.057331 | 0.057331 | 0.057331 | 0.057331 | 0.057331 | 0.60198 | 1.1466 | 1.7199 | 2.2932 | 3.4399 | 4.5865 | 5.7331 | 6.8797 | 8.0264 | 9.173 | 8.5997 | 8.0264 | 8.0264 | 8.0264 | 7.7397 | 7.4531 | 7.7397 | 8.0264 | 8.0264 | 8.0264 | 8.0264 | 8.0264 | 7.7397 | 7.4531 | 6.0198 | 4.5865 | 4.2998 | 4.0132 | 4.0132 | 4.0132 | 3.7265 | 3.4399 | 3.1532 | 2.8666 | 2.0066 | 1.1466
Bus, Nighttime Charging | 2.5018 | 3.4694 | 6.5051 | 9.5408 | 9.5408 | 9.5408 | 9.5408 | 9.5408 | 9.5408 | 9.5408 | 9.5408 | 9.5408 | 7.3724 | 5.204 | 5.204 | 5.204 | 5.204 | 5.204 | 4.7704 | 4.3367 | 3.903 | 3.4694 | 2.8854 | 2.3014 | 2.2055 | 2.1096 | 2.0904 | 2.0713 | 2.3014 | 2.5316 | 2.5124 | 2.4932 | 2.4548 | 2.4165 | 2.3589 | 2.3014 | 2.2055 | 2.1096 | 2.0137 | 1.9178 | 1.7261 | 1.5343 | 1.4192 | 1.3041 | 1.3233 | 1.3425 | 1.4384 | 1.5343
Articulated Truck, Convenience Charging | 13.2518 | 15.9022 | 18.5526 | 21.2029 | 22.5281 | 23.8533 | 23.5883 | 23.3232 | 23.2172 | 23.1112 | 23.0052 | 22.8992 | 22.7932 | 22.6871 | 22.5811 | 22.4751 | 22.3691 | 22.2631 | 21.733 | 21.2029 | 19.8778 | 18.5526 | 17.2274 | 15.9022 | 15.2396 | 14.577 | 14.4445 | 14.312 | 15.9022 | 17.4924 | 17.3599 | 17.2274 | 16.9623 | 16.6973 | 16.2998 | 15.9022 | 15.2396 | 14.577 | 13.9144 | 13.2518 | 11.9267 | 10.6015 | 9.8064 | 9.0112 | 9.1438 | 9.2763 | 9.9389 | 10.6015
Articulated Truck, Daytime Charging | 9.4987 | 16.0907 | 18.6468 | 21.2029 | 22.5281 | 23.8533 | 23.5883 | 23.3232 | 23.2172 | 23.1112 | 23.0052 | 22.8992 | 13.563 | 4.2269 | 4.0502 | 3.8735 | 4.3577 | 4.8419 | 8.8457 | 12.8496 | 23.5575 | 34.2655 | 40.6903 | 47.1151 | 50.3275 | 53.5398 | 50.3275 | 47.1151 | 40.6903 | 34.2655 | 23.5575 | 12.8496 | 8.4657 | 4.0819 | 4.0819 | 4.0819 | 4.0819 | 4.0819 | 4.0819 | 4.0819 | 4.0819 | 4.0819 | 4.0819 | 4.0819 | 4.0819 | 4.0819 | 3.4943 | 2.9067
Articulated Truck, Highway Fast Charging | 3.5653 | 2.3769 | 2.3769 | 2.3769 | 1.3073 | 0.23769 | 0.23769 | 0.23769 | 0.23769 | 0.23769 | 0.23769 | 0.23769 | 2.4957 | 4.7537 | 7.1306 | 9.5075 | 14.2612 | 19.0149 | 23.7687 | 28.5224 | 33.2762 | 38.0299 | 35.653 | 33.2762 | 33.2762 | 33.2762 | 32.0877 | 30.8993 | 32.0877 | 33.2762 | 33.2762 | 33.2762 | 33.2762 | 33.2762 | 32.0877 | 30.8993 | 24.9571 | 19.0149 | 17.8265 | 16.6381 | 16.6381 | 16.6381 | 15.4496 | 14.2612 | 13.0728 | 11.8843 | 8.319 | 4.7537
Articulated Truck, Nighttime Charging | 10.3722 | 14.3835 | 26.969 | 39.5546 | 39.5546 | 39.5546 | 39.5546 | 39.5546 | 39.5546 | 39.5546 | 39.5546 | 39.5546 | 30.5649 | 21.5752 | 21.5752 | 21.5752 | 21.5752 | 21.5752 | 19.7773 | 17.9794 | 16.1814 | 14.3835 | 11.9624 | 9.5413 | 9.1438 | 8.7462 | 8.6667 | 8.5872 | 9.5413 | 10.4955 | 10.4159 | 10.3364 | 10.1774 | 10.0184 | 9.7799 | 9.5413 | 9.1438 | 8.7462 | 8.3487 | 7.9511 | 7.156 | 6.3609 | 5.8838 | 5.4067 | 5.4863 | 5.5658 | 5.9633 | 6.3609
Large Light Commercial, Convenience Charging | 0.1291 | 0.10328 | 0.10328 | 0.10328 | 0.090367 | 0.077457 | 0.064548 | 0.051638 | 0.077457 | 0.10328 | 0.1291 | 0.15491 | 0.18073 | 0.20655 | 0.29692 | 0.38729 | 0.58093 | 0.77457 | 0.90367 | 1.0328 | 1.0844 | 1.136 | 1.1877 | 1.2393 | 1.2135 | 1.1877 | 1.1877 | 1.1877 | 1.2651 | 1.3426 | 1.4459 | 1.5491 | 1.4717 | 1.3942 | 1.3168 | 1.2393 | 1.0328 | 0.82621 | 0.72293 | 0.61966 | 0.51638 | 0.4131 | 0.33565 | 0.25819 | 0.23237 | 0.20655 | 0.18073 | 0.15491
Large Light Commercial, Daytime Charging | 0.12276 | 0.10328 | 0.10328 | 0.10328 | 0.090367 | 0.077457 | 0.064548 | 0.051638 | 0.077457 | 0.10328 | 0.1291 | 0.15491 | 0.18073 | 0.20655 | 0.29692 | 0.38729 | 0.58093 | 0.77457 | 0.90367 | 1.0328 | 1.3548 | 1.6769 | 1.9913 | 2.3057 | 2.4629 | 2.6201 | 2.4629 | 2.3057 | 1.9913 | 1.6769 | 1.1528 | 0.62882 | 0.41429 | 0.19976 | 0.19976 | 0.19976 | 0.19976 | 0.19976 | 0.19976 | 0.19976 | 0.19976 | 0.19976 | 0.19976 | 0.19976 | 0.19976 | 0.19976 | 0.171 | 0.14225
Large Light Commercial, Highway Fast Charging | 0.13469 | 0.089793 | 0.089793 | 0.089793 | 0.049386 | 0.0089793 | 0.0089793 | 0.0089793 | 0.0089793 | 0.0089793 | 0.0089793 | 0.0089793 | 0.094282 | 0.17959 | 0.26938 | 0.35917 | 0.53876 | 0.71834 | 0.89793 | 1.0775 | 1.2571 | 1.4367 | 1.3469 | 1.2571 | 1.2571 | 1.2571 | 1.2122 | 1.1673 | 1.2122 | 1.2571 | 1.2571 | 1.2571 | 1.2571 | 1.2571 | 1.2122 | 1.1673 | 0.94282 | 0.71834 | 0.67344 | 0.62855 | 0.62855 | 0.62855 | 0.58365 | 0.53876 | 0.49386 | 0.44896 | 0.31427 | 0.17959
Large Light Commercial, Nighttime Charging | 0.49404 | 0.83317 | 0.86124 | 0.88931 | 0.88931 | 0.88931 | 0.88931 | 0.88931 | 0.88931 | 0.88931 | 0.88931 | 0.88931 | 0.76982 | 0.65032 | 0.65032 | 0.65032 | 0.71245 | 0.77457 | 0.90367 | 1.0328 | 1.0844 | 1.136 | 1.1877 | 1.2393 | 1.2135 | 1.1877 | 0.98577 | 0.78387 | 0.65061 | 0.51735 | 0.4294 | 0.34145 | 0.32438 | 0.30731 | 0.30731 | 0.30731 | 0.30731 | 0.30731 | 0.30731 | 0.30731 | 0.30731 | 0.30731 | 0.28275 | 0.25819 | 0.23237 | 0.20655 | 0.18073 | 0.15491
Medium Light Commercial, Convenience Charging | 0.088177 | 0.070542 | 0.070542 | 0.070542 | 0.061724 | 0.052906 | 0.044089 | 0.035271 | 0.052906 | 0.070542 | 0.088177 | 0.10581 | 0.12345 | 0.14108 | 0.20281 | 0.26453 | 0.3968 | 0.52906 | 0.61724 | 0.70542 | 0.74069 | 0.77596 | 0.81123 | 0.8465 | 0.82887 | 0.81123 | 0.81123 | 0.81123 | 0.86414 | 0.91705 | 0.98759 | 1.0581 | 1.0052 | 0.95232 | 0.89941 | 0.8465 | 0.70542 | 0.56434 | 0.49379 | 0.42325 | 0.35271 | 0.28217 | 0.22926 | 0.17635 | 0.15872 | 0.14108 | 0.12345 | 0.10581
Medium Light Commercial, Daytime Charging | 0.083851 | 0.070542 | 0.070542 | 0.070542 | 0.061724 | 0.052906 | 0.044089 | 0.035271 | 0.052906 | 0.070542 | 0.088177 | 0.10581 | 0.12345 | 0.14108 | 0.20281 | 0.26453 | 0.3968 | 0.52906 | 0.61724 | 0.70542 | 0.9254 | 1.1454 | 1.3601 | 1.5749 | 1.6823 | 1.7896 | 1.6823 | 1.5749 | 1.3601 | 1.1454 | 0.78744 | 0.42951 | 0.28298 | 0.13644 | 0.13644 | 0.13644 | 0.13644 | 0.13644 | 0.13644 | 0.13644 | 0.13644 | 0.13644 | 0.13644 | 0.13644 | 0.13644 | 0.13644 | 0.1168 | 0.09716
Medium Light Commercial, Highway Fast Charging | 0.091998 | 0.061332 | 0.061332 | 0.061332 | 0.033733 | 0.0061332 | 0.0061332 | 0.0061332 | 0.0061332 | 0.0061332 | 0.0061332 | 0.0061332 | 0.064399 | 0.12266 | 0.184 | 0.24533 | 0.36799 | 0.49066 | 0.61332 | 0.73599 | 0.85865 | 0.98131 | 0.91998 | 0.85865 | 0.85865 | 0.85865 | 0.82798 | 0.79732 | 0.82798 | 0.85865 | 0.85865 | 0.85865 | 0.85865 | 0.85865 | 0.82798 | 0.79732 | 0.64399 | 0.49066 | 0.45999 | 0.42932 | 0.42932 | 0.42932 | 0.39866 | 0.36799 | 0.33733 | 0.30666 | 0.21466 | 0.12266
Medium Light Commercial, Nighttime Charging | 0.33745 | 0.56909 | 0.58826 | 0.60744 | 0.60744 | 0.60744 | 0.60744 | 0.60744 | 0.60744 | 0.60744 | 0.60744 | 0.60744 | 0.52582 | 0.4442 | 0.4442 | 0.4442 | 0.48663 | 0.52906 | 0.61724 | 0.70542 | 0.74069 | 0.77596 | 0.81123 | 0.8465 | 0.82887 | 0.81123 | 0.67332 | 0.53541 | 0.44439 | 0.35337 | 0.2933 | 0.23323 | 0.22156 | 0.2099 | 0.2099 | 0.2099 | 0.2099 | 0.2099 | 0.2099 | 0.2099 | 0.2099 | 0.2099 | 0.19313 | 0.17635 | 0.15872 | 0.14108 | 0.12345 | 0.10581
Small Light Commercial, Convenience Charging | 0.061329 | 0.049063 | 0.049063 | 0.049063 | 0.04293 | 0.036797 | 0.030664 | 0.024531 | 0.036797 | 0.049063 | 0.061329 | 0.073594 | 0.08586 | 0.098126 | 0.14106 | 0.18399 | 0.27598 | 0.36797 | 0.4293 | 0.49063 | 0.51516 | 0.53969 | 0.56422 | 0.58875 | 0.57649 | 0.56422 | 0.56422 | 0.56422 | 0.60102 | 0.63782 | 0.68688 | 0.73594 | 0.69915 | 0.66235 | 0.62555 | 0.58875 | 0.49063 | 0.3925 | 0.34344 | 0.29438 | 0.24531 | 0.19625 | 0.15945 | 0.12266 | 0.11039 | 0.098126 | 0.08586 | 0.073594
Small Light Commercial, Daytime Charging | 0.05832 | 0.049063 | 0.049063 | 0.049063 | 0.04293 | 0.036797 | 0.030664 | 0.024531 | 0.036797 | 0.049063 | 0.061329 | 0.073594 | 0.08586 | 0.098126 | 0.14106 | 0.18399 | 0.27598 | 0.36797 | 0.4293 | 0.49063 | 0.64362 | 0.79662 | 0.94599 | 1.0954 | 1.17 | 1.2447 | 1.17 | 1.0954 | 0.94599 | 0.79662 | 0.54768 | 0.29873 | 0.19681 | 0.094897 | 0.094897 | 0.094897 | 0.094897 | 0.094897 | 0.094897 | 0.094897 | 0.094897 | 0.094897 | 0.094897 | 0.094897 | 0.094897 | 0.094897 | 0.081237 | 0.067576
Small Light Commercial, Highway Fast Charging | 0.063986 | 0.042657 | 0.042657 | 0.042657 | 0.023461 | 0.0042657 | 0.0042657 | 0.0042657 | 0.0042657 | 0.0042657 | 0.0042657 | 0.0042657 | 0.04479 | 0.085314 | 0.12797 | 0.17063 | 0.25594 | 0.34126 | 0.42657 | 0.51189 | 0.5972 | 0.68252 | 0.63986 | 0.5972 | 0.5972 | 0.5972 | 0.57587 | 0.55454 | 0.57587 | 0.5972 | 0.5972 | 0.5972 | 0.5972 | 0.5972 | 0.57587 | 0.55454 | 0.4479 | 0.34126 | 0.31993 | 0.2986 | 0.2986 | 0.2986 | 0.27727 | 0.25594 | 0.23461 | 0.21329 | 0.1493 | 0.085314
Small Light Commercial, Nighttime Charging | 0.2347 | 0.39581 | 0.40914 | 0.42248 | 0.42248 | 0.42248 | 0.42248 | 0.42248 | 0.42248 | 0.42248 | 0.42248 | 0.42248 | 0.36571 | 0.30894 | 0.30894 | 0.30894 | 0.33846 | 0.36797 | 0.4293 | 0.49063 | 0.51516 | 0.53969 | 0.56422 | 0.58875 | 0.57649 | 0.56422 | 0.4683 | 0.37239 | 0.30908 | 0.24578 | 0.20399 | 0.16221 | 0.1541 | 0.14599 | 0.14599 | 0.14599 | 0.14599 | 0.14599 | 0.14599 | 0.14599 | 0.14599 | 0.14599 | 0.13432 | 0.12266 | 0.11039 | 0.098126 | 0.08586 | 0.073594
Ridged Truck, Convenience Charging | 1.9605 | 2.3526 | 2.7447 | 3.1368 | 3.3329 | 3.529 | 3.4897 | 3.4505 | 3.4348 | 3.4192 | 3.4035 | 3.3878 | 3.3721 | 3.3564 | 3.3407 | 3.3251 | 3.3094 | 3.2937 | 3.2153 | 3.1368 | 2.9408 | 2.7447 | 2.5487 | 2.3526 | 2.2546 | 2.1566 | 2.137 | 2.1174 | 2.3526 | 2.5879 | 2.5683 | 2.5487 | 2.5095 | 2.4703 | 2.4115 | 2.3526 | 2.2546 | 2.1566 | 2.0586 | 1.9605 | 1.7645 | 1.5684 | 1.4508 | 1.3332 | 1.3528 | 1.3724 | 1.4704 | 1.5684
Ridged Truck, Daytime Charging | 0.58259 | 0.58816 | 0.68619 | 0.78421 | 0.83322 | 0.88224 | 0.87244 | 0.86263 | 0.85871 | 0.85479 | 0.85087 | 0.84695 | 0.84303 | 0.83911 | 0.80403 | 0.76895 | 0.86507 | 0.96118 | 1.756 | 2.5508 | 4.6765 | 6.8022 | 8.0777 | 9.3531 | 9.9908 | 10.6285 | 9.9908 | 9.3531 | 8.0777 | 6.8022 | 4.6765 | 2.5508 | 1.6806 | 0.81032 | 0.81032 | 0.81032 | 0.81032 | 0.81032 | 0.81032 | 0.81032 | 0.81032 | 0.81032 | 0.81032 | 0.81032 | 0.81032 | 0.81032 | 0.69367 | 0.57703
Ridged Truck, Highway Fast Charging | 0.52746 | 0.35164 | 0.35164 | 0.35164 | 0.1934 | 0.035164 | 0.035164 | 0.035164 | 0.035164 | 0.035164 | 0.035164 | 0.035164 | 0.36923 | 0.70329 | 1.0549 | 1.4066 | 2.1099 | 2.8131 | 3.5164 | 4.2197 | 4.923 | 5.6263 | 5.2746 | 4.923 | 4.923 | 4.923 | 4.7472 | 4.5714 | 4.7472 | 4.923 | 4.923 | 4.923 | 4.923 | 4.923 | 4.7472 | 4.5714 | 3.6923 | 2.8131 | 2.6373 | 2.4615 | 2.4615 | 2.4615 | 2.2857 | 2.1099 | 1.934 | 1.7582 | 1.2308 | 0.70329
Ridged Truck, Nighttime Charging | 1.5345 | 2.1279 | 3.9899 | 5.8519 | 5.8519 | 5.8519 | 5.8519 | 5.8519 | 5.8519 | 5.8519 | 5.8519 | 5.8519 | 4.5219 | 3.1919 | 3.1919 | 3.1919 | 3.1919 | 3.1919 | 2.9259 | 2.6599 | 2.3939 | 2.1279 | 1.7698 | 1.4116 | 1.3528 | 1.2939 | 1.2822 | 1.2704 | 1.4116 | 1.5527 | 1.541 | 1.5292 | 1.5057 | 1.4822 | 1.4469 | 1.4116 | 1.3528 | 1.2939 | 1.2351 | 1.1763 | 1.0587 | 0.94105 | 0.87047 | 0.7999 | 0.81166 | 0.82342 | 0.88224 | 0.94105
Large Residential, Convenience Charging | 0.11075 | 0.10717 | 0.096455 | 0.085738 | 0.075021 | 0.064304 | 0.057159 | 0.050014 | 0.042869 | 0.035724 | 0.032152 | 0.028579 | 0.025721 | 0.022864 | 0.087602 | 0.15234 | 0.17138 | 0.19043 | 0.2666 | 0.34277 | 0.37704 | 0.41132 | 0.41894 | 0.42655 | 0.41894 | 0.41132 | 0.39608 | 0.38085 | 0.41894 | 0.45702 | 0.43417 | 0.41132 | 0.43417 | 0.45702 | 0.49511 | 0.53319 | 0.59032 | 0.64745 | 1.149 | 1.6505 | 1.789 | 1.9275 | 1.8676 | 1.8076 | 1.2923 | 0.77694 | 0.44563 | 0.11432
Large Residential, Daytime Charging | 0.11075 | 0.10717 | 0.096455 | 0.085738 | 0.075021 | 0.064304 | 0.057159 | 0.050014 | 0.042869 | 0.035724 | 0.032152 | 0.028579 | 0.025721 | 0.022864 | 0.087602 | 0.15234 | 0.17138 | 0.19043 | 0.34789 | 0.50536 | 0.92649 | 1.3476 | 1.6003 | 1.853 | 1.9793 | 2.1057 | 1.9793 | 1.853 | 1.6003 | 1.3476 | 0.92649 | 0.50536 | 0.33295 | 0.16054 | 0.16054 | 0.16054 | 0.16054 | 0.16054 | 0.16054 | 0.16054 | 0.16054 | 0.16054 | 0.16054 | 0.16054 | 0.16054 | 0.16054 | 0.13743 | 0.11432
Large Residential, Highway Fast Charging | 0.098285 | 0.065524 | 0.065524 | 0.065524 | 0.036038 | 0.0065524 | 0.0065524 | 0.0065524 | 0.0065524 | 0.0065524 | 0.0065524 | 0.0065524 | 0.0688 | 0.13105 | 0.19657 | 0.26209 | 0.39314 | 0.52419 | 0.65524 | 0.78628 | 0.91733 | 1.0484 | 0.98285 | 0.91733 | 0.91733 | 0.91733 | 0.88457 | 0.85181 | 0.88457 | 0.91733 | 0.91733 | 0.91733 | 0.91733 | 0.91733 | 0.88457 | 0.85181 | 0.688 | 0.52419 | 0.49143 | 0.45867 | 0.45867 | 0.45867 | 0.4259 | 0.39314 | 0.36038 | 0.32762 | 0.22933 | 0.13105
Large Residential, Nighttime Charging | 0.60522 | 0.8646 | 0.91432 | 0.96403 | 0.96403 | 0.96403 | 0.96403 | 0.96403 | 0.96403 | 0.96403 | 0.96403 | 0.96403 | 0.91432 | 0.8646 | 0.69168 | 0.51876 | 0.49282 | 0.46688 | 0.40483 | 0.34277 | 0.37704 | 0.41132 | 0.41894 | 0.42655 | 0.41894 | 0.41132 | 0.39608 | 0.38085 | 0.41894 | 0.45702 | 0.43417 | 0.41132 | 0.28593 | 0.16054 | 0.1235 | 0.08646 | 0.08646 | 0.08646 | 0.08646 | 0.08646 | 0.08646 | 0.08646 | 0.08646 | 0.08646 | 0.12969 | 0.17292 | 0.25938 | 0.34584
Medium Residential, Convenience Charging | 0.075644 | 0.073204 | 0.065883 | 0.058563 | 0.051242 | 0.043922 | 0.039042 | 0.034162 | 0.029281 | 0.024401 | 0.021961 | 0.019521 | 0.017569 | 0.015617 | 0.059836 | 0.10405 | 0.11706 | 0.13007 | 0.1821 | 0.23412 | 0.25754 | 0.28095 | 0.28615 | 0.29135 | 0.28615 | 0.28095 | 0.27054 | 0.26014 | 0.28615 | 0.31216 | 0.29656 | 0.28095 | 0.29656 | 0.31216 | 0.33818 | 0.36419 | 0.40321 | 0.44223 | 0.78478 | 1.1273 | 1.222 | 1.3166 | 1.2756 | 1.2347 | 0.88269 | 0.53068 | 0.30438 | 0.078084
Medium Residential, Daytime Charging | 0.075644 | 0.073204 | 0.065883 | 0.058563 | 0.051242 | 0.043922 | 0.039042 | 0.034162 | 0.029281 | 0.024401 | 0.021961 | 0.019521 | 0.017569 | 0.015617 | 0.059836 | 0.10405 | 0.11706 | 0.13007 | 0.23763 | 0.34518 | 0.63283 | 0.92049 | 1.0931 | 1.2657 | 1.352 | 1.4383 | 1.352 | 1.2657 | 1.0931 | 0.92049 | 0.63283 | 0.34518 | 0.22742 | 0.10965 | 0.10965 | 0.10965 | 0.10965 | 0.10965 | 0.10965 | 0.10965 | 0.10965 | 0.10965 | 0.10965 | 0.10965 | 0.10965 | 0.10965 | 0.093868 | 0.078084
Medium Residential, Highway Fast Charging | 0.067133 | 0.044755 | 0.044755 | 0.044755 | 0.024615 | 0.0044755 | 0.0044755 | 0.0044755 | 0.0044755 | 0.0044755 | 0.0044755 | 0.0044755 | 0.046993 | 0.089511 | 0.13427 | 0.17902 | 0.26853 | 0.35804 | 0.44755 | 0.53707 | 0.62658 | 0.71609 | 0.67133 | 0.62658 | 0.62658 | 0.62658 | 0.6042 | 0.58182 | 0.6042 | 0.62658 | 0.62658 | 0.62658 | 0.62658 | 0.62658 | 0.6042 | 0.58182 | 0.46993 | 0.35804 | 0.33567 | 0.31329 | 0.31329 | 0.31329 | 0.29091 | 0.26853 | 0.24615 | 0.22378 | 0.15664 | 0.089511
Medium Residential, Nighttime Charging | 0.41339 | 0.59056 | 0.62452 | 0.65847 | 0.65847 | 0.65847 | 0.65847 | 0.65847 | 0.65847 | 0.65847 | 0.65847 | 0.65847 | 0.62452 | 0.59056 | 0.47245 | 0.35434 | 0.33662 | 0.3189 | 0.27651 | 0.23412 | 0.25754 | 0.28095 | 0.28615 | 0.29135 | 0.28615 | 0.28095 | 0.27054 | 0.26014 | 0.28615 | 0.31216 | 0.29656 | 0.28095 | 0.1953 | 0.10965 | 0.084354 | 0.059056 | 0.059056 | 0.059056 | 0.059056 | 0.059056 | 0.059056 | 0.059056 | 0.059056 | 0.059056 | 0.088584 | 0.11811 | 0.17717 | 0.23622
Small Residential, Convenience Charging | 0.052611 | 0.050914 | 0.045823 | 0.040731 | 0.03564 | 0.030548 | 0.027154 | 0.02376 | 0.020366 | 0.016971 | 0.015274 | 0.013577 | 0.012219 | 0.010862 | 0.041617 | 0.072371 | 0.081418 | 0.090464 | 0.12665 | 0.16284 | 0.17912 | 0.1954 | 0.19902 | 0.20264 | 0.19902 | 0.1954 | 0.18817 | 0.18093 | 0.19902 | 0.21711 | 0.20626 | 0.1954 | 0.20626 | 0.21711 | 0.23521 | 0.2533 | 0.28044 | 0.30758 | 0.54583 | 0.78408 | 0.84989 | 0.9157 | 0.88722 | 0.85875 | 0.61392 | 0.36909 | 0.2117 | 0.054308
Small Residential, Daytime Charging | 0.052611 | 0.050914 | 0.045823 | 0.040731 | 0.03564 | 0.030548 | 0.027154 | 0.02376 | 0.020366 | 0.016971 | 0.015274 | 0.013577 | 0.012219 | 0.010862 | 0.041617 | 0.072371 | 0.081418 | 0.090464 | 0.16527 | 0.24008 | 0.44014 | 0.64021 | 0.76025 | 0.88029 | 0.94031 | 1.0003 | 0.94031 | 0.88029 | 0.76025 | 0.64021 | 0.44014 | 0.24008 | 0.15817 | 0.076265 | 0.076265 | 0.076265 | 0.076265 | 0.076265 | 0.076265 | 0.076265 | 0.076265 | 0.076265 | 0.076265 | 0.076265 | 0.076265 | 0.076265 | 0.065287 | 0.054308
Small Residential, Highway Fast Charging | 0.046692 | 0.031128 | 0.031128 | 0.031128 | 0.01712 | 0.0031128 | 0.0031128 | 0.0031128 | 0.0031128 | 0.0031128 | 0.0031128 | 0.0031128 | 0.032684 | 0.062256 | 0.093384 | 0.12451 | 0.18677 | 0.24902 | 0.31128 | 0.37354 | 0.43579 | 0.49805 | 0.46692 | 0.43579 | 0.43579 | 0.43579 | 0.42023 | 0.40466 | 0.42023 | 0.43579 | 0.43579 | 0.43579 | 0.43579 | 0.43579 | 0.42023 | 0.40466 | 0.32684 | 0.24902 | 0.23346 | 0.2179 | 0.2179 | 0.2179 | 0.20233 | 0.18677 | 0.1712 | 0.15564 | 0.10895 | 0.062256
Small Residential, Nighttime Charging | 0.28752 | 0.41074 | 0.43436 | 0.45798 | 0.45798 | 0.45798 | 0.45798 | 0.45798 | 0.45798 | 0.45798 | 0.45798 | 0.45798 | 0.43436 | 0.41074 | 0.32859 | 0.24644 | 0.23412 | 0.2218 | 0.19232 | 0.16284 | 0.17912 | 0.1954 | 0.19902 | 0.20264 | 0.19902 | 0.1954 | 0.18817 | 0.18093 | 0.19902 | 0.21711 | 0.20626 | 0.1954 | 0.13583 | 0.076265 | 0.05867 | 0.041074 | 0.041074 | 0.041074 | 0.041074 | 0.041074 | 0.041074 | 0.041074 | 0.041074 | 0.041074 | 0.061611 | 0.082148 | 0.12322 | 0.1643
Queensland
| 0:00 | 0:30 | 1:00 | 1:30 | 2:00 | 2:30 | 3:00 | 3:30 | 4:00 | 4:30 | 5:00 | 5:30 | 6:00 | 6:30 | 7:00 | 7:30 | 8:00 | 8:30 | 9:00 | 9:30 | 10:00 | 10:30 | 11:00 | 11:30 | 12:00 | 12:30 | 13:00 | 13:30 | 14:00 | 14:30 | 15:00 | 15:30 | 16:00 | 16:30 | 17:00 | 17:30 | 18:00 | 18:30 | 19:00 | 19:30 | 20:00 | 20:30 | 21:00 | 21:30 | 22:00 | 22:30 | 23:00 | 23:30
Bus, Convenience Charging | 2.8539 | 3.4247 | 3.9955 | 4.5663 | 4.8517 | 5.1371 | 5.08 | 5.0229 | 5.0001 | 4.9773 | 4.9544 | 4.9316 | 4.9088 | 4.8859 | 4.8631 | 4.8403 | 4.8174 | 4.7946 | 4.6805 | 4.5663 | 4.2809 | 3.9955 | 3.7101 | 3.4247 | 3.282 | 3.1393 | 3.1108 | 3.0822 | 3.4247 | 3.7672 | 3.7387 | 3.7101 | 3.653 | 3.596 | 3.5103 | 3.4247 | 3.282 | 3.1393 | 2.9966 | 2.8539 | 2.5685 | 2.2831 | 2.1119 | 1.9407 | 1.9692 | 1.9978 | 2.1405 | 2.2831
Bus, Daytime Charging | 2.0256 | 3.4247 | 3.9955 | 4.5663 | 4.8517 | 5.1371 | 5.08 | 5.0229 | 5.0001 | 4.9773 | 4.9544 | 4.9316 | 2.9213 | 0.91091 | 0.87283 | 0.83475 | 0.93909 | 1.0434 | 1.9063 | 2.7691 | 5.0767 | 7.3843 | 8.7689 | 10.1534 | 10.8457 | 11.538 | 10.8457 | 10.1534 | 8.7689 | 7.3843 | 5.0767 | 2.7691 | 1.8244 | 0.87966 | 0.87966 | 0.87966 | 0.87966 | 0.87966 | 0.87966 | 0.87966 | 0.87966 | 0.87966 | 0.87966 | 0.87966 | 0.87966 | 0.87966 | 0.75303 | 0.6264
Bus, Highway Fast Charging | 0.76783 | 0.51189 | 0.51189 | 0.51189 | 0.28154 | 0.051189 | 0.051189 | 0.051189 | 0.051189 | 0.051189 | 0.051189 | 0.051189 | 0.53748 | 1.0238 | 1.5357 | 2.0475 | 3.0713 | 4.0951 | 5.1189 | 6.1426 | 7.1664 | 8.1902 | 7.6783 | 7.1664 | 7.1664 | 7.1664 | 6.9105 | 6.6545 | 6.9105 | 7.1664 | 7.1664 | 7.1664 | 7.1664 | 7.1664 | 6.9105 | 6.6545 | 5.3748 | 4.0951 | 3.8391 | 3.5832 | 3.5832 | 3.5832 | 3.3273 | 3.0713 | 2.8154 | 2.5594 | 1.7916 | 1.0238
Bus, Nighttime Charging | 2.2338 | 3.0976 | 5.8081 | 8.5185 | 8.5185 | 8.5185 | 8.5185 | 8.5185 | 8.5185 | 8.5185 | 8.5185 | 8.5185 | 6.5825 | 4.6465 | 4.6465 | 4.6465 | 4.6465 | 4.6465 | 4.2593 | 3.8721 | 3.4849 | 3.0976 | 2.5762 | 2.0548 | 1.9692 | 1.8836 | 1.8665 | 1.8493 | 2.0548 | 2.2603 | 2.2432 | 2.2261 | 2.1918 | 2.1576 | 2.1062 | 2.0548 | 1.9692 | 1.8836 | 1.798 | 1.7124 | 1.5411 | 1.3699 | 1.2671 | 1.1644 | 1.1815 | 1.1987 | 1.2843 | 1.3699
Articulated Truck, Convenience Charging | 13.5233 | 16.2279 | 18.9326 | 21.6372 | 22.9895 | 24.3419 | 24.0714 | 23.8009 | 23.6927 | 23.5846 | 23.4764 | 23.3682 | 23.26 | 23.1518 | 23.0436 | 22.9354 | 22.8273 | 22.7191 | 22.1781 | 21.6372 | 20.2849 | 18.9326 | 17.5802 | 16.2279 | 15.5517 | 14.8756 | 14.7404 | 14.6051 | 16.2279 | 17.8507 | 17.7155 | 17.5802 | 17.3098 | 17.0393 | 16.6336 | 16.2279 | 15.5517 | 14.8756 | 14.1994 | 13.5233 | 12.1709 | 10.8186 | 10.0072 | 9.1958 | 9.331 | 9.4663 | 10.1424 | 10.8186
Articulated Truck, Daytime Charging | 9.6933 | 16.4203 | 19.0288 | 21.6372 | 22.9895 | 24.3419 | 24.0714 | 23.8009 | 23.6927 | 23.5846 | 23.4764 | 23.3682 | 13.8408 | 4.3135 | 4.1332 | 3.9528 | 4.4469 | 4.941 | 9.0269 | 13.1127 | 24.04 | 34.9673 | 41.5237 | 48.0801 | 51.3583 | 54.6364 | 51.3583 | 48.0801 | 41.5237 | 34.9673 | 24.04 | 13.1127 | 8.6391 | 4.1655 | 4.1655 | 4.1655 | 4.1655 | 4.1655 | 4.1655 | 4.1655 | 4.1655 | 4.1655 | 4.1655 | 4.1655 | 4.1655 | 4.1655 | 3.5659 | 2.9662
Articulated Truck, Highway Fast Charging | 3.6383 | 2.4256 | 2.4256 | 2.4256 | 1.3341 | 0.24256 | 0.24256 | 0.24256 | 0.24256 | 0.24256 | 0.24256 | 0.24256 | 2.5468 | 4.8511 | 7.2767 | 9.7022 | 14.5533 | 19.4044 | 24.2555 | 29.1066 | 33.9577 | 38.8088 | 36.3833 | 33.9577 | 33.9577 | 33.9577 | 32.7449 | 31.5322 | 32.7449 | 33.9577 | 33.9577 | 33.9577 | 33.9577 | 33.9577 | 32.7449 | 31.5322 | 25.4683 | 19.4044 | 18.1916 | 16.9789 | 16.9789 | 16.9789 | 15.7661 | 14.5533 | 13.3405 | 12.1278 | 8.4894 | 4.8511
Articulated Truck, Nighttime Charging | 10.5846 | 14.6781 | 27.5214 | 40.3647 | 40.3647 | 40.3647 | 40.3647 | 40.3647 | 40.3647 | 40.3647 | 40.3647 | 40.3647 | 31.1909 | 22.0171 | 22.0171 | 22.0171 | 22.0171 | 22.0171 | 20.1824 | 18.3476 | 16.5128 | 14.6781 | 12.2074 | 9.7367 | 9.331 | 8.9254 | 8.8442 | 8.7631 | 9.7367 | 10.7104 | 10.6293 | 10.5481 | 10.3859 | 10.2236 | 9.9802 | 9.7367 | 9.331 | 8.9254 | 8.5197 | 8.114 | 7.3026 | 6.4912 | 6.0043 | 5.5175 | 5.5986 | 5.6798 | 6.0855 | 6.4912
Large Light Commercial, Convenience Charging | 0.1291 | 0.10328 | 0.10328 | 0.10328 | 0.090367 | 0.077457 | 0.064548 | 0.051638 | 0.077457 | 0.10328 | 0.1291 | 0.15491 | 0.18073 | 0.20655 | 0.29692 | 0.38729 | 0.58093 | 0.77457 | 0.90367 | 1.0328 | 1.0844 | 1.136 | 1.1877 | 1.2393 | 1.2135 | 1.1877 | 1.1877 | 1.1877 | 1.2651 | 1.3426 | 1.4459 | 1.5491 | 1.4717 | 1.3942 | 1.3168 | 1.2393 | 1.0328 | 0.82621 | 0.72293 | 0.61966 | 0.51638 | 0.4131 | 0.33565 | 0.25819 | 0.23237 | 0.20655 | 0.18073 | 0.15491
Large Light Commercial, Daytime Charging | 0.12276 | 0.10328 | 0.10328 | 0.10328 | 0.090367 | 0.077457 | 0.064548 | 0.051638 | 0.077457 | 0.10328 | 0.1291 | 0.15491 | 0.18073 | 0.20655 | 0.29692 | 0.38729 | 0.58093 | 0.77457 | 0.90367 | 1.0328 | 1.3548 | 1.6769 | 1.9913 | 2.3057 | 2.4629 | 2.6201 | 2.4629 | 2.3057 | 1.9913 | 1.6769 | 1.1528 | 0.62882 | 0.41429 | 0.19976 | 0.19976 | 0.19976 | 0.19976 | 0.19976 | 0.19976 | 0.19976 | 0.19976 | 0.19976 | 0.19976 | 0.19976 | 0.19976 | 0.19976 | 0.171 | 0.14225
Large Light Commercial, Highway Fast Charging | 0.13469 | 0.089793 | 0.089793 | 0.089793 | 0.049386 | 0.0089793 | 0.0089793 | 0.0089793 | 0.0089793 | 0.0089793 | 0.0089793 | 0.0089793 | 0.094282 | 0.17959 | 0.26938 | 0.35917 | 0.53876 | 0.71834 | 0.89793 | 1.0775 | 1.2571 | 1.4367 | 1.3469 | 1.2571 | 1.2571 | 1.2571 | 1.2122 | 1.1673 | 1.2122 | 1.2571 | 1.2571 | 1.2571 | 1.2571 | 1.2571 | 1.2122 | 1.1673 | 0.94282 | 0.71834 | 0.67344 | 0.62855 | 0.62855 | 0.62855 | 0.58365 | 0.53876 | 0.49386 | 0.44896 | 0.31427 | 0.17959
Large Light Commercial, Nighttime Charging | 0.49404 | 0.83317 | 0.86124 | 0.88931 | 0.88931 | 0.88931 | 0.88931 | 0.88931 | 0.88931 | 0.88931 | 0.88931 | 0.88931 | 0.76982 | 0.65032 | 0.65032 | 0.65032 | 0.71245 | 0.77457 | 0.90367 | 1.0328 | 1.0844 | 1.136 | 1.1877 | 1.2393 | 1.2135 | 1.1877 | 0.98577 | 0.78387 | 0.65061 | 0.51735 | 0.4294 | 0.34145 | 0.32438 | 0.30731 | 0.30731 | 0.30731 | 0.30731 | 0.30731 | 0.30731 | 0.30731 | 0.30731 | 0.30731 | 0.28275 | 0.25819 | 0.23237 | 0.20655 | 0.18073 | 0.15491
Medium Light Commercial, Convenience Charging | 0.088177 | 0.070542 | 0.070542 | 0.070542 | 0.061724 | 0.052906 | 0.044089 | 0.035271 | 0.052906 | 0.070542 | 0.088177 | 0.10581 | 0.12345 | 0.14108 | 0.20281 | 0.26453 | 0.3968 | 0.52906 | 0.61724 | 0.70542 | 0.74069 | 0.77596 | 0.81123 | 0.8465 | 0.82887 | 0.81123 | 0.81123 | 0.81123 | 0.86414 | 0.91705 | 0.98759 | 1.0581 | 1.0052 | 0.95232 | 0.89941 | 0.8465 | 0.70542 | 0.56434 | 0.49379 | 0.42325 | 0.35271 | 0.28217 | 0.22926 | 0.17635 | 0.15872 | 0.14108 | 0.12345 | 0.10581
Medium Light Commercial, Daytime Charging | 0.083851 | 0.070542 | 0.070542 | 0.070542 | 0.061724 | 0.052906 | 0.044089 | 0.035271 | 0.052906 | 0.070542 | 0.088177 | 0.10581 | 0.12345 | 0.14108 | 0.20281 | 0.26453 | 0.3968 | 0.52906 | 0.61724 | 0.70542 | 0.9254 | 1.1454 | 1.3601 | 1.5749 | 1.6823 | 1.7896 | 1.6823 | 1.5749 | 1.3601 | 1.1454 | 0.78744 | 0.42951 | 0.28298 | 0.13644 | 0.13644 | 0.13644 | 0.13644 | 0.13644 | 0.13644 | 0.13644 | 0.13644 | 0.13644 | 0.13644 | 0.13644 | 0.13644 | 0.13644 | 0.1168 | 0.09716
Medium Light Commercial, Highway Fast Charging | 0.091998 | 0.061332 | 0.061332 | 0.061332 | 0.033733 | 0.0061332 | 0.0061332 | 0.0061332 | 0.0061332 | 0.0061332 | 0.0061332 | 0.0061332 | 0.064399 | 0.12266 | 0.184 | 0.24533 | 0.36799 | 0.49066 | 0.61332 | 0.73599 | 0.85865 | 0.98131 | 0.91998 | 0.85865 | 0.85865 | 0.85865 | 0.82798 | 0.79732 | 0.82798 | 0.85865 | 0.85865 | 0.85865 | 0.85865 | 0.85865 | 0.82798 | 0.79732 | 0.64399 | 0.49066 | 0.45999 | 0.42932 | 0.42932 | 0.42932 | 0.39866 | 0.36799 | 0.33733 | 0.30666 | 0.21466 | 0.12266
Medium Light Commercial, Nighttime Charging | 0.33745 | 0.56909 | 0.58826 | 0.60744 | 0.60744 | 0.60744 | 0.60744 | 0.60744 | 0.60744 | 0.60744 | 0.60744 | 0.60744 | 0.52582 | 0.4442 | 0.4442 | 0.4442 | 0.48663 | 0.52906 | 0.61724 | 0.70542 | 0.74069 | 0.77596 | 0.81123 | 0.8465 | 0.82887 | 0.81123 | 0.67332 | 0.53541 | 0.44439 | 0.35337 | 0.2933 | 0.23323 | 0.22156 | 0.2099 | 0.2099 | 0.2099 | 0.2099 | 0.2099 | 0.2099 | 0.2099 | 0.2099 | 0.2099 | 0.19313 | 0.17635 | 0.15872 | 0.14108 | 0.12345 | 0.10581
Small Light Commercial, Convenience Charging | 0.061329 | 0.049063 | 0.049063 | 0.049063 | 0.04293 | 0.036797 | 0.030664 | 0.024531 | 0.036797 | 0.049063 | 0.061329 | 0.073594 | 0.08586 | 0.098126 | 0.14106 | 0.18399 | 0.27598 | 0.36797 | 0.4293 | 0.49063 | 0.51516 | 0.53969 | 0.56422 | 0.58875 | 0.57649 | 0.56422 | 0.56422 | 0.56422 | 0.60102 | 0.63782 | 0.68688 | 0.73594 | 0.69915 | 0.66235 | 0.62555 | 0.58875 | 0.49063 | 0.3925 | 0.34344 | 0.29438 | 0.24531 | 0.19625 | 0.15945 | 0.12266 | 0.11039 | 0.098126 | 0.08586 | 0.073594
Small Light Commercial, Daytime Charging | 0.05832 | 0.049063 | 0.049063 | 0.049063 | 0.04293 | 0.036797 | 0.030664 | 0.024531 | 0.036797 | 0.049063 | 0.061329 | 0.073594 | 0.08586 | 0.098126 | 0.14106 | 0.18399 | 0.27598 | 0.36797 | 0.4293 | 0.49063 | 0.64362 | 0.79662 | 0.94599 | 1.0954 | 1.17 | 1.2447 | 1.17 | 1.0954 | 0.94599 | 0.79662 | 0.54768 | 0.29873 | 0.19681 | 0.094897 | 0.094897 | 0.094897 | 0.094897 | 0.094897 | 0.094897 | 0.094897 | 0.094897 | 0.094897 | 0.094897 | 0.094897 | 0.094897 | 0.094897 | 0.081237 | 0.067576
Small Light Commercial, Highway Fast Charging | 0.063986 | 0.042657 | 0.042657 | 0.042657 | 0.023461 | 0.0042657 | 0.0042657 | 0.0042657 | 0.0042657 | 0.0042657 | 0.0042657 | 0.0042657 | 0.04479 | 0.085314 | 0.12797 | 0.17063 | 0.25594 | 0.34126 | 0.42657 | 0.51189 | 0.5972 | 0.68252 | 0.63986 | 0.5972 | 0.5972 | 0.5972 | 0.57587 | 0.55454 | 0.57587 | 0.5972 | 0.5972 | 0.5972 | 0.5972 | 0.5972 | 0.57587 | 0.55454 | 0.4479 | 0.34126 | 0.31993 | 0.2986 | 0.2986 | 0.2986 | 0.27727 | 0.25594 | 0.23461 | 0.21329 | 0.1493 | 0.085314
Small Light Commercial, Nighttime Charging | 0.2347 | 0.39581 | 0.40914 | 0.42248 | 0.42248 | 0.42248 | 0.42248 | 0.42248 | 0.42248 | 0.42248 | 0.42248 | 0.42248 | 0.36571 | 0.30894 | 0.30894 | 0.30894 | 0.33846 | 0.36797 | 0.4293 | 0.49063 | 0.51516 | 0.53969 | 0.56422 | 0.58875 | 0.57649 | 0.56422 | 0.4683 | 0.37239 | 0.30908 | 0.24578 | 0.20399 | 0.16221 | 0.1541 | 0.14599 | 0.14599 | 0.14599 | 0.14599 | 0.14599 | 0.14599 | 0.14599 | 0.14599 | 0.14599 | 0.13432 | 0.12266 | 0.11039 | 0.098126 | 0.08586 | 0.073594
Ridged Truck, Convenience Charging | 1.9357 | 2.3229 | 2.71 | 3.0971 | 3.2907 | 3.4843 | 3.4456 | 3.4069 | 3.3914 | 3.3759 | 3.3604 | 3.3449 | 3.3294 | 3.3139 | 3.2985 | 3.283 | 3.2675 | 3.252 | 3.1746 | 3.0971 | 2.9036 | 2.71 | 2.5164 | 2.3229 | 2.2261 | 2.1293 | 2.1099 | 2.0906 | 2.3229 | 2.5551 | 2.5358 | 2.5164 | 2.4777 | 2.439 | 2.3809 | 2.3229 | 2.2261 | 2.1293 | 2.0325 | 1.9357 | 1.7421 | 1.5486 | 1.4324 | 1.3163 | 1.3356 | 1.355 | 1.4518 | 1.5486
Ridged Truck, Daytime Charging | 0.57522 | 0.58071 | 0.6775 | 0.77428 | 0.82268 | 0.87107 | 0.86139 | 0.85171 | 0.84784 | 0.84397 | 0.8401 | 0.83623 | 0.83236 | 0.82848 | 0.79385 | 0.75921 | 0.85412 | 0.94902 | 1.7338 | 2.5185 | 4.6173 | 6.7161 | 7.9754 | 9.2347 | 9.8643 | 10.494 | 9.8643 | 9.2347 | 7.9754 | 6.7161 | 4.6173 | 2.5185 | 1.6593 | 0.80006 | 0.80006 | 0.80006 | 0.80006 | 0.80006 | 0.80006 | 0.80006 | 0.80006 | 0.80006 | 0.80006 | 0.80006 | 0.80006 | 0.80006 | 0.68489 | 0.56972
Ridged Truck, Highway Fast Charging | 0.52079 | 0.34719 | 0.34719 | 0.34719 | 0.19096 | 0.034719 | 0.034719 | 0.034719 | 0.034719 | 0.034719 | 0.034719 | 0.034719 | 0.36455 | 0.69438 | 1.0416 | 1.3888 | 2.0832 | 2.7775 | 3.4719 | 4.1663 | 4.8607 | 5.5551 | 5.2079 | 4.8607 | 4.8607 | 4.8607 | 4.6871 | 4.5135 | 4.6871 | 4.8607 | 4.8607 | 4.8607 | 4.8607 | 4.8607 | 4.6871 | 4.5135 | 3.6455 | 2.7775 | 2.6039 | 2.4303 | 2.4303 | 2.4303 | 2.2567 | 2.0832 | 1.9096 | 1.736 | 1.2152 | 0.69438
Ridged Truck, Nighttime Charging | 1.5151 | 2.101 | 3.9394 | 5.7778 | 5.7778 | 5.7778 | 5.7778 | 5.7778 | 5.7778 | 5.7778 | 5.7778 | 5.7778 | 4.4647 | 3.1515 | 3.1515 | 3.1515 | 3.1515 | 3.1515 | 2.8889 | 2.6263 | 2.3636 | 2.101 | 1.7474 | 1.3937 | 1.3356 | 1.2776 | 1.266 | 1.2543 | 1.3937 | 1.5331 | 1.5215 | 1.5099 | 1.4866 | 1.4634 | 1.4286 | 1.3937 | 1.3356 | 1.2776 | 1.2195 | 1.1614 | 1.0453 | 0.92914 | 0.85946 | 0.78977 | 0.80138 | 0.813 | 0.87107 | 0.92914
Large Residential, Convenience Charging | 0.11975 | 0.11589 | 0.1043 | 0.092709 | 0.08112 | 0.069532 | 0.061806 | 0.05408 | 0.046354 | 0.038629 | 0.034766 | 0.030903 | 0.027813 | 0.024722 | 0.094724 | 0.16473 | 0.18532 | 0.20591 | 0.28827 | 0.37063 | 0.4077 | 0.44476 | 0.453 | 0.46123 | 0.453 | 0.44476 | 0.42829 | 0.41181 | 0.453 | 0.49418 | 0.46947 | 0.44476 | 0.46947 | 0.49418 | 0.53536 | 0.57654 | 0.63831 | 0.70008 | 1.2424 | 1.7846 | 1.9344 | 2.0842 | 2.0194 | 1.9546 | 1.3974 | 0.8401 | 0.48186 | 0.12361
Large Residential, Daytime Charging | 0.11975 | 0.11589 | 0.1043 | 0.092709 | 0.08112 | 0.069532 | 0.061806 | 0.05408 | 0.046354 | 0.038629 | 0.034766 | 0.030903 | 0.027813 | 0.024722 | 0.094724 | 0.16473 | 0.18532 | 0.20591 | 0.37618 | 0.54645 | 1.0018 | 1.4572 | 1.7304 | 2.0036 | 2.1402 | 2.2769 | 2.1402 | 2.0036 | 1.7304 | 1.4572 | 1.0018 | 0.54645 | 0.36002 | 0.17359 | 0.17359 | 0.17359 | 0.17359 | 0.17359 | 0.17359 | 0.17359 | 0.17359 | 0.17359 | 0.17359 | 0.17359 | 0.17359 | 0.17359 | 0.1486 | 0.12361
Large Residential, Highway Fast Charging | 0.10628 | 0.070851 | 0.070851 | 0.070851 | 0.038968 | 0.0070851 | 0.0070851 | 0.0070851 | 0.0070851 | 0.0070851 | 0.0070851 | 0.0070851 | 0.074393 | 0.1417 | 0.21255 | 0.2834 | 0.4251 | 0.56681 | 0.70851 | 0.85021 | 0.99191 | 1.1336 | 1.0628 | 0.99191 | 0.99191 | 0.99191 | 0.95649 | 0.92106 | 0.95649 | 0.99191 | 0.99191 | 0.99191 | 0.99191 | 0.99191 | 0.95649 | 0.92106 | 0.74393 | 0.56681 | 0.53138 | 0.49596 | 0.49596 | 0.49596 | 0.46053 | 0.4251 | 0.38968 | 0.35425 | 0.24798 | 0.1417
Large Residential, Nighttime Charging | 0.65443 | 0.93489 | 0.98865 | 1.0424 | 1.0424 | 1.0424 | 1.0424 | 1.0424 | 1.0424 | 1.0424 | 1.0424 | 1.0424 | 0.98865 | 0.93489 | 0.74791 | 0.56094 | 0.53289 | 0.50484 | 0.43774 | 0.37063 | 0.4077 | 0.44476 | 0.453 | 0.46123 | 0.453 | 0.44476 | 0.42829 | 0.41181 | 0.453 | 0.49418 | 0.46947 | 0.44476 | 0.30917 | 0.17359 | 0.13354 | 0.093489 | 0.093489 | 0.093489 | 0.093489 | 0.093489 | 0.093489 | 0.093489 | 0.093489 | 0.093489 | 0.14023 | 0.18698 | 0.28047 | 0.37396
Medium Residential, Convenience Charging | 0.081794 | 0.079155 | 0.07124 | 0.063324 | 0.055409 | 0.047493 | 0.042216 | 0.036939 | 0.031662 | 0.026385 | 0.023747 | 0.021108 | 0.018997 | 0.016886 | 0.064701 | 0.11251 | 0.12658 | 0.14064 | 0.1969 | 0.25316 | 0.27847 | 0.30379 | 0.30942 | 0.31504 | 0.30942 | 0.30379 | 0.29254 | 0.28129 | 0.30942 | 0.33754 | 0.32067 | 0.30379 | 0.32067 | 0.33754 | 0.36567 | 0.3938 | 0.43599 | 0.47819 | 0.84859 | 1.219 | 1.3213 | 1.4236 | 1.3794 | 1.3351 | 0.95445 | 0.57382 | 0.32913 | 0.084432
Medium Residential, Daytime Charging | 0.081794 | 0.079155 | 0.07124 | 0.063324 | 0.055409 | 0.047493 | 0.042216 | 0.036939 | 0.031662 | 0.026385 | 0.023747 | 0.021108 | 0.018997 | 0.016886 | 0.064701 | 0.11251 | 0.12658 | 0.14064 | 0.25694 | 0.37325 | 0.68428 | 0.99532 | 1.1819 | 1.3686 | 1.4619 | 1.5552 | 1.4619 | 1.3686 | 1.1819 | 0.99532 | 0.68428 | 0.37325 | 0.24591 | 0.11857 | 0.11857 | 0.11857 | 0.11857 | 0.11857 | 0.11857 | 0.11857 | 0.11857 | 0.11857 | 0.11857 | 0.11857 | 0.11857 | 0.11857 | 0.1015 | 0.084432
Medium Residential, Highway Fast Charging | 0.072591 | 0.048394 | 0.048394 | 0.048394 | 0.026617 | 0.0048394 | 0.0048394 | 0.0048394 | 0.0048394 | 0.0048394 | 0.0048394 | 0.0048394 | 0.050814 | 0.096788 | 0.14518 | 0.19358 | 0.29036 | 0.38715 | 0.48394 | 0.58073 | 0.67752 | 0.77431 | 0.72591 | 0.67752 | 0.67752 | 0.67752 | 0.65332 | 0.62912 | 0.65332 | 0.67752 | 0.67752 | 0.67752 | 0.67752 | 0.67752 | 0.65332 | 0.62912 | 0.50814 | 0.38715 | 0.36296 | 0.33876 | 0.33876 | 0.33876 | 0.31456 | 0.29036 | 0.26617 | 0.24197 | 0.16938 | 0.096788
Medium Residential, Nighttime Charging | 0.447 | 0.63857 | 0.67529 | 0.71201 | 0.71201 | 0.71201 | 0.71201 | 0.71201 | 0.71201 | 0.71201 | 0.71201 | 0.71201 | 0.67529 | 0.63857 | 0.51086 | 0.38314 | 0.36399 | 0.34483 | 0.29899 | 0.25316 | 0.27847 | 0.30379 | 0.30942 | 0.31504 | 0.30942 | 0.30379 | 0.29254 | 0.28129 | 0.30942 | 0.33754 | 0.32067 | 0.30379 | 0.21118 | 0.11857 | 0.091213 | 0.063857 | 0.063857 | 0.063857 | 0.063857 | 0.063857 | 0.063857 | 0.063857 | 0.063857 | 0.063857 | 0.095786 | 0.12771 | 0.19157 | 0.25543
Small Residential, Convenience Charging | 0.056888 | 0.055053 | 0.049548 | 0.044043 | 0.038537 | 0.033032 | 0.029362 | 0.025692 | 0.022021 | 0.018351 | 0.016516 | 0.014681 | 0.013213 | 0.011745 | 0.045 | 0.078255 | 0.088037 | 0.097819 | 0.13695 | 0.17607 | 0.19368 | 0.21129 | 0.2152 | 0.21911 | 0.2152 | 0.21129 | 0.20346 | 0.19564 | 0.2152 | 0.23477 | 0.22303 | 0.21129 | 0.22303 | 0.23477 | 0.25433 | 0.27389 | 0.30324 | 0.33259 | 0.5902 | 0.84782 | 0.91898 | 0.99014 | 0.95936 | 0.92857 | 0.66383 | 0.3991 | 0.22891 | 0.058724
Small Residential, Daytime Charging | 0.056888 | 0.055053 | 0.049548 | 0.044043 | 0.038537 | 0.033032 | 0.029362 | 0.025692 | 0.022021 | 0.018351 | 0.016516 | 0.014681 | 0.013213 | 0.011745 | 0.045 | 0.078255 | 0.088037 | 0.097819 | 0.17871 | 0.2596 | 0.47593 | 0.69226 | 0.82206 | 0.95186 | 1.0168 | 1.0817 | 1.0168 | 0.95186 | 0.82206 | 0.69226 | 0.47593 | 0.2596 | 0.17103 | 0.082465 | 0.082465 | 0.082465 | 0.082465 | 0.082465 | 0.082465 | 0.082465 | 0.082465 | 0.082465 | 0.082465 | 0.082465 | 0.082465 | 0.082465 | 0.070594 | 0.058724
Small Residential, Highway Fast Charging | 0.050488 | 0.033659 | 0.033659 | 0.033659 | 0.018512 | 0.0033659 | 0.0033659 | 0.0033659 | 0.0033659 | 0.0033659 | 0.0033659 | 0.0033659 | 0.035342 | 0.067317 | 0.10098 | 0.13463 | 0.20195 | 0.26927 | 0.33659 | 0.4039 | 0.47122 | 0.53854 | 0.50488 | 0.47122 | 0.47122 | 0.47122 | 0.45439 | 0.43756 | 0.45439 | 0.47122 | 0.47122 | 0.47122 | 0.47122 | 0.47122 | 0.45439 | 0.43756 | 0.35342 | 0.26927 | 0.25244 | 0.23561 | 0.23561 | 0.23561 | 0.21878 | 0.20195 | 0.18512 | 0.16829 | 0.11781 | 0.067317
Small Residential, Nighttime Charging | 0.31089 | 0.44413 | 0.46967 | 0.49521 | 0.49521 | 0.49521 | 0.49521 | 0.49521 | 0.49521 | 0.49521 | 0.49521 | 0.49521 | 0.46967 | 0.44413 | 0.35531 | 0.26648 | 0.25316 | 0.23983 | 0.20795 | 0.17607 | 0.19368 | 0.21129 | 0.2152 | 0.21911 | 0.2152 | 0.21129 | 0.20346 | 0.19564 | 0.2152 | 0.23477 | 0.22303 | 0.21129 | 0.14688 | 0.082465 | 0.063439 | 0.044413 | 0.044413 | 0.044413 | 0.044413 | 0.044413 | 0.044413 | 0.044413 | 0.044413 | 0.044413 | 0.06662 | 0.088827 | 0.13324 | 0.17765
South Australia
| 0:00 | 0:30 | 1:00 | 1:30 | 2:00 | 2:30 | 3:00 | 3:30 | 4:00 | 4:30 | 5:00 | 5:30 | 6:00 | 6:30 | 7:00 | 7:30 | 8:00 | 8:30 | 9:00 | 9:30 | 10:00 | 10:30 | 11:00 | 11:30 | 12:00 | 12:30 | 13:00 | 13:30 | 14:00 | 14:30 | 15:00 | 15:30 | 16:00 | 16:30 | 17:00 | 17:30 | 18:00 | 18:30 | 19:00 | 19:30 | 20:00 | 20:30 | 21:00 | 21:30 | 22:00 | 22:30 | 23:00 | 23:30
Bus, Convenience Charging | 2.6922 | 3.2307 | 3.7691 | 4.3075 | 4.5768 | 4.846 | 4.7921 | 4.7383 | 4.7168 | 4.6952 | 4.6737 | 4.6521 | 4.6306 | 4.6091 | 4.5875 | 4.566 | 4.5445 | 4.5229 | 4.4152 | 4.3075 | 4.0383 | 3.7691 | 3.4999 | 3.2307 | 3.096 | 2.9614 | 2.9345 | 2.9076 | 3.2307 | 3.5537 | 3.5268 | 3.4999 | 3.446 | 3.3922 | 3.3114 | 3.2307 | 3.096 | 2.9614 | 2.8268 | 2.6922 | 2.423 | 2.1538 | 1.9922 | 1.8307 | 1.8576 | 1.8845 | 2.0192 | 2.1538
Bus, Daytime Charging | 1.9108 | 3.2307 | 3.7691 | 4.3075 | 4.5768 | 4.846 | 4.7921 | 4.7383 | 4.7168 | 4.6952 | 4.6737 | 4.6521 | 2.7557 | 0.85929 | 0.82337 | 0.78745 | 0.88588 | 0.98431 | 1.7983 | 2.6122 | 4.789 | 6.9659 | 8.272 | 9.5781 | 10.2311 | 10.8842 | 10.2311 | 9.5781 | 8.272 | 6.9659 | 4.789 | 2.6122 | 1.721 | 0.82981 | 0.82981 | 0.82981 | 0.82981 | 0.82981 | 0.82981 | 0.82981 | 0.82981 | 0.82981 | 0.82981 | 0.82981 | 0.82981 | 0.82981 | 0.71036 | 0.59091
Bus, Highway Fast Charging | 0.72432 | 0.48288 | 0.48288 | 0.48288 | 0.26558 | 0.048288 | 0.048288 | 0.048288 | 0.048288 | 0.048288 | 0.048288 | 0.048288 | 0.50702 | 0.96576 | 1.4486 | 1.9315 | 2.8973 | 3.863 | 4.8288 | 5.7945 | 6.7603 | 7.7261 | 7.2432 | 6.7603 | 6.7603 | 6.7603 | 6.5189 | 6.2774 | 6.5189 | 6.7603 | 6.7603 | 6.7603 | 6.7603 | 6.7603 | 6.5189 | 6.2774 | 5.0702 | 3.863 | 3.6216 | 3.3802 | 3.3802 | 3.3802 | 3.1387 | 2.8973 | 2.6558 | 2.4144 | 1.6901 | 0.96576
Bus, Nighttime Charging | 2.1072 | 2.9221 | 5.479 | 8.0358 | 8.0358 | 8.0358 | 8.0358 | 8.0358 | 8.0358 | 8.0358 | 8.0358 | 8.0358 | 6.2095 | 4.3832 | 4.3832 | 4.3832 | 4.3832 | 4.3832 | 4.0179 | 3.6526 | 3.2874 | 2.9221 | 2.4303 | 1.9384 | 1.8576 | 1.7769 | 1.7607 | 1.7446 | 1.9384 | 2.1322 | 2.1161 | 2.0999 | 2.0676 | 2.0353 | 1.9869 | 1.9384 | 1.8576 | 1.7769 | 1.6961 | 1.6153 | 1.4538 | 1.2923 | 1.1953 | 1.0984 | 1.1146 | 1.1307 | 1.2115 | 1.2923
Articulated Truck, Convenience Charging | 12.3737 | 14.8484 | 17.3232 | 19.7979 | 21.0353 | 22.2727 | 22.0252 | 21.7777 | 21.6787 | 21.5797 | 21.4807 | 21.3818 | 21.2828 | 21.1838 | 21.0848 | 20.9858 | 20.8868 | 20.7878 | 20.2929 | 19.7979 | 18.5606 | 17.3232 | 16.0858 | 14.8484 | 14.2298 | 13.6111 | 13.4873 | 13.3636 | 14.8484 | 16.3333 | 16.2095 | 16.0858 | 15.8383 | 15.5909 | 15.2197 | 14.8484 | 14.2298 | 13.6111 | 12.9924 | 12.3737 | 11.1363 | 9.899 | 9.1565 | 8.4141 | 8.5379 | 8.6616 | 9.2803 | 9.899
Articulated Truck, Daytime Charging | 8.8693 | 15.0245 | 17.4112 | 19.7979 | 21.0353 | 22.2727 | 22.0252 | 21.7777 | 21.6787 | 21.5797 | 21.4807 | 21.3818 | 12.6643 | 3.9468 | 3.7818 | 3.6168 | 4.0689 | 4.521 | 8.2595 | 11.9981 | 21.9965 | 31.9949 | 37.9939 | 43.993 | 46.9925 | 49.992 | 46.9925 | 43.993 | 37.9939 | 31.9949 | 21.9965 | 11.9981 | 7.9047 | 3.8114 | 3.8114 | 3.8114 | 3.8114 | 3.8114 | 3.8114 | 3.8114 | 3.8114 | 3.8114 | 3.8114 | 3.8114 | 3.8114 | 3.8114 | 3.2627 | 2.7141
Articulated Truck, Highway Fast Charging | 3.329 | 2.2194 | 2.2194 | 2.2194 | 1.2207 | 0.22194 | 0.22194 | 0.22194 | 0.22194 | 0.22194 | 0.22194 | 0.22194 | 2.3303 | 4.4387 | 6.6581 | 8.8775 | 13.3162 | 17.7549 | 22.1937 | 26.6324 | 31.0711 | 35.5098 | 33.2905 | 31.0711 | 31.0711 | 31.0711 | 29.9614 | 28.8517 | 29.9614 | 31.0711 | 31.0711 | 31.0711 | 31.0711 | 31.0711 | 29.9614 | 28.8517 | 23.3033 | 17.7549 | 16.6452 | 15.5356 | 15.5356 | 15.5356 | 14.4259 | 13.3162 | 12.2065 | 11.0968 | 7.7678 | 4.4387
Articulated Truck, Nighttime Charging | 9.6849 | 13.4304 | 25.1819 | 36.9335 | 36.9335 | 36.9335 | 36.9335 | 36.9335 | 36.9335 | 36.9335 | 36.9335 | 36.9335 | 28.5395 | 20.1455 | 20.1455 | 20.1455 | 20.1455 | 20.1455 | 18.4667 | 16.7879 | 15.1092 | 13.4304 | 11.1697 | 8.9091 | 8.5379 | 8.1666 | 8.0924 | 8.0182 | 8.9091 | 9.8 | 9.7257 | 9.6515 | 9.503 | 9.3545 | 9.1318 | 8.9091 | 8.5379 | 8.1666 | 7.7954 | 7.4242 | 6.6818 | 5.9394 | 5.4939 | 5.0485 | 5.1227 | 5.197 | 5.5682 | 5.9394
Large Light Commercial, Convenience Charging | 0.12608 | 0.10086 | 0.10086 | 0.10086 | 0.088253 | 0.075645 | 0.063038 | 0.05043 | 0.075645 | 0.10086 | 0.12608 | 0.15129 | 0.17651 | 0.20172 | 0.28997 | 0.37823 | 0.56734 | 0.75645 | 0.88253 | 1.0086 | 1.059 | 1.1095 | 1.1599 | 1.2103 | 1.1851 | 1.1599 | 1.1599 | 1.1599 | 1.2355 | 1.3112 | 1.412 | 1.5129 | 1.4373 | 1.3616 | 1.286 | 1.2103 | 1.0086 | 0.80688 | 0.70602 | 0.60516 | 0.5043 | 0.40344 | 0.3278 | 0.25215 | 0.22694 | 0.20172 | 0.17651 | 0.15129
Large Light Commercial, Daytime Charging | 0.11989 | 0.10086 | 0.10086 | 0.10086 | 0.088253 | 0.075645 | 0.063038 | 0.05043 | 0.075645 | 0.10086 | 0.12608 | 0.15129 | 0.17651 | 0.20172 | 0.28997 | 0.37823 | 0.56734 | 0.75645 | 0.88253 | 1.0086 | 1.3231 | 1.6376 | 1.9447 | 2.2518 | 2.4053 | 2.5588 | 2.4053 | 2.2518 | 1.9447 | 1.6376 | 1.1259 | 0.61412 | 0.4046 | 0.19508 | 0.19508 | 0.19508 | 0.19508 | 0.19508 | 0.19508 | 0.19508 | 0.19508 | 0.19508 | 0.19508 | 0.19508 | 0.19508 | 0.19508 | 0.167 | 0.13892
Large Light Commercial, Highway Fast Charging | 0.13154 | 0.087692 | 0.087692 | 0.087692 | 0.048231 | 0.0087692 | 0.0087692 | 0.0087692 | 0.0087692 | 0.0087692 | 0.0087692 | 0.0087692 | 0.092077 | 0.17538 | 0.26308 | 0.35077 | 0.52615 | 0.70154 | 0.87692 | 1.0523 | 1.2277 | 1.4031 | 1.3154 | 1.2277 | 1.2277 | 1.2277 | 1.1838 | 1.14 | 1.1838 | 1.2277 | 1.2277 | 1.2277 | 1.2277 | 1.2277 | 1.1838 | 1.14 | 0.92077 | 0.70154 | 0.65769 | 0.61384 | 0.61384 | 0.61384 | 0.57 | 0.52615 | 0.48231 | 0.43846 | 0.30692 | 0.17538
Large Light Commercial, Nighttime Charging | 0.48248 | 0.81368 | 0.84109 | 0.86851 | 0.86851 | 0.86851 | 0.86851 | 0.86851 | 0.86851 | 0.86851 | 0.86851 | 0.86851 | 0.75181 | 0.63511 | 0.63511 | 0.63511 | 0.69578 | 0.75645 | 0.88253 | 1.0086 | 1.059 | 1.1095 | 1.1599 | 1.2103 | 1.1851 | 1.1599 | 0.96271 | 0.76553 | 0.63539 | 0.50525 | 0.41936 | 0.33346 | 0.31679 | 0.30012 | 0.30012 | 0.30012 | 0.30012 | 0.30012 | 0.30012 | 0.30012 | 0.30012 | 0.30012 | 0.27613 | 0.25215 | 0.22694 | 0.20172 | 0.17651 | 0.15129
Medium Light Commercial, Convenience Charging | 0.086115 | 0.068892 | 0.068892 | 0.068892 | 0.06028 | 0.051669 | 0.043057 | 0.034446 | 0.051669 | 0.068892 | 0.086115 | 0.10334 | 0.12056 | 0.13778 | 0.19806 | 0.25834 | 0.38752 | 0.51669 | 0.6028 | 0.68892 | 0.72336 | 0.75781 | 0.79226 | 0.8267 | 0.80948 | 0.79226 | 0.79226 | 0.79226 | 0.84393 | 0.89559 | 0.96449 | 1.0334 | 0.98171 | 0.93004 | 0.87837 | 0.8267 | 0.68892 | 0.55114 | 0.48224 | 0.41335 | 0.34446 | 0.27557 | 0.2239 | 0.17223 | 0.15501 | 0.13778 | 0.12056 | 0.10334
Medium Light Commercial, Daytime Charging | 0.08189 | 0.068892 | 0.068892 | 0.068892 | 0.06028 | 0.051669 | 0.043057 | 0.034446 | 0.051669 | 0.068892 | 0.086115 | 0.10334 | 0.12056 | 0.13778 | 0.19806 | 0.25834 | 0.38752 | 0.51669 | 0.6028 | 0.68892 | 0.90375 | 1.1186 | 1.3283 | 1.538 | 1.6429 | 1.7478 | 1.6429 | 1.538 | 1.3283 | 1.1186 | 0.76902 | 0.41947 | 0.27636 | 0.13325 | 0.13325 | 0.13325 | 0.13325 | 0.13325 | 0.13325 | 0.13325 | 0.13325 | 0.13325 | 0.13325 | 0.13325 | 0.13325 | 0.13325 | 0.11407 | 0.094888
Medium Light Commercial, Highway Fast Charging | 0.089846 | 0.059897 | 0.059897 | 0.059897 | 0.032944 | 0.0059897 | 0.0059897 | 0.0059897 | 0.0059897 | 0.0059897 | 0.0059897 | 0.0059897 | 0.062892 | 0.11979 | 0.17969 | 0.23959 | 0.35938 | 0.47918 | 0.59897 | 0.71877 | 0.83856 | 0.95836 | 0.89846 | 0.83856 | 0.83856 | 0.83856 | 0.80862 | 0.77867 | 0.80862 | 0.83856 | 0.83856 | 0.83856 | 0.83856 | 0.83856 | 0.80862 | 0.77867 | 0.62892 | 0.47918 | 0.44923 | 0.41928 | 0.41928 | 0.41928 | 0.38933 | 0.35938 | 0.32944 | 0.29949 | 0.20964 | 0.11979
Medium Light Commercial, Nighttime Charging | 0.32956 | 0.55578 | 0.5745 | 0.59323 | 0.59323 | 0.59323 | 0.59323 | 0.59323 | 0.59323 | 0.59323 | 0.59323 | 0.59323 | 0.51352 | 0.43381 | 0.43381 | 0.43381 | 0.47525 | 0.51669 | 0.6028 | 0.68892 | 0.72336 | 0.75781 | 0.79226 | 0.8267 | 0.80948 | 0.79226 | 0.65757 | 0.52289 | 0.434 | 0.34511 | 0.28644 | 0.22777 | 0.21638 | 0.20499 | 0.20499 | 0.20499 | 0.20499 | 0.20499 | 0.20499 | 0.20499 | 0.20499 | 0.20499 | 0.18861 | 0.17223 | 0.15501 | 0.13778 | 0.12056 | 0.10334
Small Light Commercial, Convenience Charging | 0.059894 | 0.047915 | 0.047915 | 0.047915 | 0.041926 | 0.035936 | 0.029947 | 0.023958 | 0.035936 | 0.047915 | 0.059894 | 0.071873 | 0.083852 | 0.09583 | 0.13776 | 0.17968 | 0.26952 | 0.35936 | 0.41926 | 0.47915 | 0.50311 | 0.52707 | 0.55102 | 0.57498 | 0.563 | 0.55102 | 0.55102 | 0.55102 | 0.58696 | 0.6229 | 0.67081 | 0.71873 | 0.68279 | 0.64685 | 0.61092 | 0.57498 | 0.47915 | 0.38332 | 0.33541 | 0.28749 | 0.23958 | 0.19166 | 0.15572 | 0.11979 | 0.10781 | 0.09583 | 0.083852 | 0.071873
Small Light Commercial, Daytime Charging | 0.056955 | 0.047915 | 0.047915 | 0.047915 | 0.041926 | 0.035936 | 0.029947 | 0.023958 | 0.035936 | 0.047915 | 0.059894 | 0.071873 | 0.083852 | 0.09583 | 0.13776 | 0.17968 | 0.26952 | 0.35936 | 0.41926 | 0.47915 | 0.62857 | 0.77799 | 0.92386 | 1.0697 | 1.1427 | 1.2156 | 1.1427 | 1.0697 | 0.92386 | 0.77799 | 0.53487 | 0.29174 | 0.19221 | 0.092678 | 0.092678 | 0.092678 | 0.092678 | 0.092678 | 0.092678 | 0.092678 | 0.092678 | 0.092678 | 0.092678 | 0.092678 | 0.092678 | 0.092678 | 0.079337 | 0.065996
Small Light Commercial, Highway Fast Charging | 0.062489 | 0.041659 | 0.041659 | 0.041659 | 0.022913 | 0.0041659 | 0.0041659 | 0.0041659 | 0.0041659 | 0.0041659 | 0.0041659 | 0.0041659 | 0.043742 | 0.083319 | 0.12498 | 0.16664 | 0.24996 | 0.33328 | 0.41659 | 0.49991 | 0.58323 | 0.66655 | 0.62489 | 0.58323 | 0.58323 | 0.58323 | 0.5624 | 0.54157 | 0.5624 | 0.58323 | 0.58323 | 0.58323 | 0.58323 | 0.58323 | 0.5624 | 0.54157 | 0.43742 | 0.33328 | 0.31245 | 0.29162 | 0.29162 | 0.29162 | 0.27079 | 0.24996 | 0.22913 | 0.2083 | 0.14581 | 0.083319
Small Light Commercial, Nighttime Charging | 0.22921 | 0.38655 | 0.39957 | 0.4126 | 0.4126 | 0.4126 | 0.4126 | 0.4126 | 0.4126 | 0.4126 | 0.4126 | 0.4126 | 0.35716 | 0.30172 | 0.30172 | 0.30172 | 0.33054 | 0.35936 | 0.41926 | 0.47915 | 0.50311 | 0.52707 | 0.55102 | 0.57498 | 0.563 | 0.55102 | 0.45735 | 0.36368 | 0.30185 | 0.24003 | 0.19922 | 0.15842 | 0.1505 | 0.14258 | 0.14258 | 0.14258 | 0.14258 | 0.14258 | 0.14258 | 0.14258 | 0.14258 | 0.14258 | 0.13118 | 0.11979 | 0.10781 | 0.09583 | 0.083852 | 0.071873
Ridged Truck, Convenience Charging | 1.4063 | 1.6875 | 1.9688 | 2.2501 | 2.3907 | 2.5313 | 2.5032 | 2.4751 | 2.4638 | 2.4526 | 2.4413 | 2.4301 | 2.4188 | 2.4076 | 2.3963 | 2.3851 | 2.3738 | 2.3626 | 2.3063 | 2.2501 | 2.1094 | 1.9688 | 1.8282 | 1.6875 | 1.6172 | 1.5469 | 1.5329 | 1.5188 | 1.6875 | 1.8563 | 1.8422 | 1.8282 | 1.8 | 1.7719 | 1.7297 | 1.6875 | 1.6172 | 1.5469 | 1.4766 | 1.4063 | 1.2657 | 1.125 | 1.0407 | 0.95627 | 0.97034 | 0.9844 | 1.0547 | 1.125
Ridged Truck, Daytime Charging | 0.41789 | 0.42189 | 0.4922 | 0.56251 | 0.59767 | 0.63283 | 0.6258 | 0.61877 | 0.61595 | 0.61314 | 0.61033 | 0.60752 | 0.6047 | 0.60189 | 0.57673 | 0.55157 | 0.62051 | 0.68946 | 1.2596 | 1.8297 | 3.3545 | 4.8792 | 5.7941 | 6.709 | 7.1664 | 7.6238 | 7.1664 | 6.709 | 5.7941 | 4.8792 | 3.3545 | 1.8297 | 1.2055 | 0.58124 | 0.58124 | 0.58124 | 0.58124 | 0.58124 | 0.58124 | 0.58124 | 0.58124 | 0.58124 | 0.58124 | 0.58124 | 0.58124 | 0.58124 | 0.49757 | 0.4139
Ridged Truck, Highway Fast Charging | 0.37835 | 0.25223 | 0.25223 | 0.25223 | 0.13873 | 0.025223 | 0.025223 | 0.025223 | 0.025223 | 0.025223 | 0.025223 | 0.025223 | 0.26485 | 0.50447 | 0.7567 | 1.0089 | 1.5134 | 2.0179 | 2.5223 | 3.0268 | 3.5313 | 4.0357 | 3.7835 | 3.5313 | 3.5313 | 3.5313 | 3.4052 | 3.279 | 3.4052 | 3.5313 | 3.5313 | 3.5313 | 3.5313 | 3.5313 | 3.4052 | 3.279 | 2.6485 | 2.0179 | 1.8918 | 1.7656 | 1.7656 | 1.7656 | 1.6395 | 1.5134 | 1.3873 | 1.2612 | 0.88282 | 0.50447
Ridged Truck, Nighttime Charging | 1.1007 | 1.5264 | 2.862 | 4.1975 | 4.1975 | 4.1975 | 4.1975 | 4.1975 | 4.1975 | 4.1975 | 4.1975 | 4.1975 | 3.2436 | 2.2896 | 2.2896 | 2.2896 | 2.2896 | 2.2896 | 2.0988 | 1.908 | 1.7172 | 1.5264 | 1.2695 | 1.0125 | 0.97034 | 0.92815 | 0.91971 | 0.91127 | 1.0125 | 1.1138 | 1.1053 | 1.0969 | 1.08 | 1.0632 | 1.0378 | 1.0125 | 0.97034 | 0.92815 | 0.88596 | 0.84377 | 0.75939 | 0.67502 | 0.62439 | 0.57376 | 0.5822 | 0.59064 | 0.63283 | 0.67502
Large Residential, Convenience Charging | 0.10444 | 0.10107 | 0.090966 | 0.080859 | 0.070751 | 0.060644 | 0.053906 | 0.047168 | 0.040429 | 0.033691 | 0.030322 | 0.026953 | 0.024258 | 0.021562 | 0.082616 | 0.14367 | 0.16163 | 0.17959 | 0.25142 | 0.32326 | 0.35558 | 0.38791 | 0.39509 | 0.40228 | 0.39509 | 0.38791 | 0.37354 | 0.35918 | 0.39509 | 0.43101 | 0.40946 | 0.38791 | 0.40946 | 0.43101 | 0.46693 | 0.50285 | 0.55672 | 0.6106 | 1.0836 | 1.5565 | 1.6872 | 1.8178 | 1.7613 | 1.7048 | 1.2187 | 0.73272 | 0.42027 | 0.10781
Large Residential, Daytime Charging | 0.10444 | 0.10107 | 0.090966 | 0.080859 | 0.070751 | 0.060644 | 0.053906 | 0.047168 | 0.040429 | 0.033691 | 0.030322 | 0.026953 | 0.024258 | 0.021562 | 0.082616 | 0.14367 | 0.16163 | 0.17959 | 0.32809 | 0.4766 | 0.87377 | 1.2709 | 1.5092 | 1.7475 | 1.8667 | 1.9858 | 1.8667 | 1.7475 | 1.5092 | 1.2709 | 0.87377 | 0.4766 | 0.314 | 0.1514 | 0.1514 | 0.1514 | 0.1514 | 0.1514 | 0.1514 | 0.1514 | 0.1514 | 0.1514 | 0.1514 | 0.1514 | 0.1514 | 0.1514 | 0.12961 | 0.10781
Large Residential, Highway Fast Charging | 0.092692 | 0.061795 | 0.061795 | 0.061795 | 0.033987 | 0.0061795 | 0.0061795 | 0.0061795 | 0.0061795 | 0.0061795 | 0.0061795 | 0.0061795 | 0.064884 | 0.12359 | 0.18538 | 0.24718 | 0.37077 | 0.49436 | 0.61795 | 0.74154 | 0.86513 | 0.98871 | 0.92692 | 0.86513 | 0.86513 | 0.86513 | 0.83423 | 0.80333 | 0.83423 | 0.86513 | 0.86513 | 0.86513 | 0.86513 | 0.86513 | 0.83423 | 0.80333 | 0.64884 | 0.49436 | 0.46346 | 0.43256 | 0.43256 | 0.43256 | 0.40167 | 0.37077 | 0.33987 | 0.30897 | 0.21628 | 0.12359
Large Residential, Nighttime Charging | 0.57078 | 0.8154 | 0.86228 | 0.90917 | 0.90917 | 0.90917 | 0.90917 | 0.90917 | 0.90917 | 0.90917 | 0.90917 | 0.90917 | 0.86228 | 0.8154 | 0.65232 | 0.48924 | 0.46478 | 0.44031 | 0.38179 | 0.32326 | 0.35558 | 0.38791 | 0.39509 | 0.40228 | 0.39509 | 0.38791 | 0.37354 | 0.35918 | 0.39509 | 0.43101 | 0.40946 | 0.38791 | 0.26966 | 0.1514 | 0.11647 | 0.08154 | 0.08154 | 0.08154 | 0.08154 | 0.08154 | 0.08154 | 0.08154 | 0.08154 | 0.08154 | 0.12231 | 0.16308 | 0.24462 | 0.32616
Medium Residential, Convenience Charging | 0.071339 | 0.069037 | 0.062134 | 0.05523 | 0.048326 | 0.041422 | 0.03682 | 0.032217 | 0.027615 | 0.023012 | 0.020711 | 0.01841 | 0.016569 | 0.014728 | 0.056431 | 0.098133 | 0.1104 | 0.12267 | 0.17173 | 0.2208 | 0.24288 | 0.26496 | 0.26987 | 0.27477 | 0.26987 | 0.26496 | 0.25515 | 0.24533 | 0.26987 | 0.2944 | 0.27968 | 0.26496 | 0.27968 | 0.2944 | 0.31893 | 0.34347 | 0.38027 | 0.41707 | 0.74012 | 1.0632 | 1.1524 | 1.2417 | 1.203 | 1.1644 | 0.83246 | 0.50048 | 0.28706 | 0.07364
Medium Residential, Daytime Charging | 0.071339 | 0.069037 | 0.062134 | 0.05523 | 0.048326 | 0.041422 | 0.03682 | 0.032217 | 0.027615 | 0.023012 | 0.020711 | 0.01841 | 0.016569 | 0.014728 | 0.056431 | 0.098133 | 0.1104 | 0.12267 | 0.2241 | 0.32554 | 0.59682 | 0.8681 | 1.0309 | 1.1936 | 1.275 | 1.3564 | 1.275 | 1.1936 | 1.0309 | 0.8681 | 0.59682 | 0.32554 | 0.21448 | 0.10341 | 0.10341 | 0.10341 | 0.10341 | 0.10341 | 0.10341 | 0.10341 | 0.10341 | 0.10341 | 0.10341 | 0.10341 | 0.10341 | 0.10341 | 0.088526 | 0.07364
Medium Residential, Highway Fast Charging | 0.063313 | 0.042208 | 0.042208 | 0.042208 | 0.023215 | 0.0042208 | 0.0042208 | 0.0042208 | 0.0042208 | 0.0042208 | 0.0042208 | 0.0042208 | 0.044319 | 0.084417 | 0.12663 | 0.16883 | 0.25325 | 0.33767 | 0.42208 | 0.5065 | 0.59092 | 0.67533 | 0.63313 | 0.59092 | 0.59092 | 0.59092 | 0.56981 | 0.54871 | 0.56981 | 0.59092 | 0.59092 | 0.59092 | 0.59092 | 0.59092 | 0.56981 | 0.54871 | 0.44319 | 0.33767 | 0.31656 | 0.29546 | 0.29546 | 0.29546 | 0.27435 | 0.25325 | 0.23215 | 0.21104 | 0.14773 | 0.084417
Medium Residential, Nighttime Charging | 0.38987 | 0.55695 | 0.58897 | 0.621 | 0.621 | 0.621 | 0.621 | 0.621 | 0.621 | 0.621 | 0.621 | 0.621 | 0.58897 | 0.55695 | 0.44556 | 0.33417 | 0.31746 | 0.30075 | 0.26078 | 0.2208 | 0.24288 | 0.26496 | 0.26987 | 0.27477 | 0.26987 | 0.26496 | 0.25515 | 0.24533 | 0.26987 | 0.2944 | 0.27968 | 0.26496 | 0.18419 | 0.10341 | 0.079554 | 0.055695 | 0.055695 | 0.055695 | 0.055695 | 0.055695 | 0.055695 | 0.055695 | 0.055695 | 0.055695 | 0.083543 | 0.11139 | 0.16709 | 0.22278
Small Residential, Convenience Charging | 0.049617 | 0.048016 | 0.043215 | 0.038413 | 0.033612 | 0.02881 | 0.025609 | 0.022408 | 0.019207 | 0.016005 | 0.014405 | 0.012804 | 0.011524 | 0.010244 | 0.039248 | 0.068253 | 0.076784 | 0.085316 | 0.11944 | 0.15357 | 0.16893 | 0.18428 | 0.1877 | 0.19111 | 0.1877 | 0.18428 | 0.17746 | 0.17063 | 0.1877 | 0.20476 | 0.19452 | 0.18428 | 0.19452 | 0.20476 | 0.22182 | 0.23888 | 0.26448 | 0.29007 | 0.51476 | 0.73945 | 0.80152 | 0.86358 | 0.83673 | 0.80988 | 0.57898 | 0.34809 | 0.19965 | 0.051218
Small Residential, Daytime Charging | 0.049617 | 0.048016 | 0.043215 | 0.038413 | 0.033612 | 0.02881 | 0.025609 | 0.022408 | 0.019207 | 0.016005 | 0.014405 | 0.012804 | 0.011524 | 0.010244 | 0.039248 | 0.068253 | 0.076784 | 0.085316 | 0.15587 | 0.22642 | 0.4151 | 0.60378 | 0.71698 | 0.83019 | 0.88679 | 0.9434 | 0.88679 | 0.83019 | 0.71698 | 0.60378 | 0.4151 | 0.22642 | 0.14917 | 0.071925 | 0.071925 | 0.071925 | 0.071925 | 0.071925 | 0.071925 | 0.071925 | 0.071925 | 0.071925 | 0.071925 | 0.071925 | 0.071925 | 0.071925 | 0.061571 | 0.051218
Small Residential, Highway Fast Charging | 0.044035 | 0.029356 | 0.029356 | 0.029356 | 0.016146 | 0.0029356 | 0.0029356 | 0.0029356 | 0.0029356 | 0.0029356 | 0.0029356 | 0.0029356 | 0.030824 | 0.058713 | 0.088069 | 0.11743 | 0.17614 | 0.23485 | 0.29356 | 0.35228 | 0.41099 | 0.4697 | 0.44035 | 0.41099 | 0.41099 | 0.41099 | 0.39631 | 0.38163 | 0.39631 | 0.41099 | 0.41099 | 0.41099 | 0.41099 | 0.41099 | 0.39631 | 0.38163 | 0.30824 | 0.23485 | 0.22017 | 0.2055 | 0.2055 | 0.2055 | 0.19082 | 0.17614 | 0.16146 | 0.14678 | 0.10275 | 0.058713
Small Residential, Nighttime Charging | 0.27116 | 0.38737 | 0.40964 | 0.43191 | 0.43191 | 0.43191 | 0.43191 | 0.43191 | 0.43191 | 0.43191 | 0.43191 | 0.43191 | 0.40964 | 0.38737 | 0.30989 | 0.23242 | 0.2208 | 0.20918 | 0.18137 | 0.15357 | 0.16893 | 0.18428 | 0.1877 | 0.19111 | 0.1877 | 0.18428 | 0.17746 | 0.17063 | 0.1877 | 0.20476 | 0.19452 | 0.18428 | 0.1281 | 0.071925 | 0.055331 | 0.038737 | 0.038737 | 0.038737 | 0.038737 | 0.038737 | 0.038737 | 0.038737 | 0.038737 | 0.038737 | 0.058105 | 0.077473 | 0.11621 | 0.15495
Tasmania
| 0:00 | 0:30 | 1:00 | 1:30 | 2:00 | 2:30 | 3:00 | 3:30 | 4:00 | 4:30 | 5:00 | 5:30 | 6:00 | 6:30 | 7:00 | 7:30 | 8:00 | 8:30 | 9:00 | 9:30 | 10:00 | 10:30 | 11:00 | 11:30 | 12:00 | 12:30 | 13:00 | 13:30 | 14:00 | 14:30 | 15:00 | 15:30 | 16:00 | 16:30 | 17:00 | 17:30 | 18:00 | 18:30 | 19:00 | 19:30 | 20:00 | 20:30 | 21:00 | 21:30 | 22:00 | 22:30 | 23:00 | 23:30
Bus, Convenience Charging | 2.4163 | 2.8996 | 3.3829 | 3.8661 | 4.1078 | 4.3494 | 4.3011 | 4.2527 | 4.2334 | 4.2141 | 4.1948 | 4.1754 | 4.1561 | 4.1368 | 4.1174 | 4.0981 | 4.0788 | 4.0594 | 3.9628 | 3.8661 | 3.6245 | 3.3829 | 3.1412 | 2.8996 | 2.7788 | 2.658 | 2.6338 | 2.6096 | 2.8996 | 3.1896 | 3.1654 | 3.1412 | 3.0929 | 3.0446 | 2.9721 | 2.8996 | 2.7788 | 2.658 | 2.5371 | 2.4163 | 2.1747 | 1.9331 | 1.7881 | 1.6431 | 1.6673 | 1.6914 | 1.8122 | 1.9331
Bus, Daytime Charging | 1.715 | 2.8996 | 3.3829 | 3.8661 | 4.1078 | 4.3494 | 4.3011 | 4.2527 | 4.2334 | 4.2141 | 4.1948 | 4.1754 | 2.4733 | 0.77124 | 0.739 | 0.70675 | 0.7951 | 0.88344 | 1.614 | 2.3445 | 4.2983 | 6.2521 | 7.4243 | 8.5966 | 9.1827 | 9.7688 | 9.1827 | 8.5966 | 7.4243 | 6.2521 | 4.2983 | 2.3445 | 1.5446 | 0.74478 | 0.74478 | 0.74478 | 0.74478 | 0.74478 | 0.74478 | 0.74478 | 0.74478 | 0.74478 | 0.74478 | 0.74478 | 0.74478 | 0.74478 | 0.63757 | 0.53035
Bus, Highway Fast Charging | 0.6501 | 0.4334 | 0.4334 | 0.4334 | 0.23837 | 0.04334 | 0.04334 | 0.04334 | 0.04334 | 0.04334 | 0.04334 | 0.04334 | 0.45507 | 0.86679 | 1.3002 | 1.7336 | 2.6004 | 3.4672 | 4.334 | 5.2008 | 6.0676 | 6.9343 | 6.501 | 6.0676 | 6.0676 | 6.0676 | 5.8509 | 5.6342 | 5.8509 | 6.0676 | 6.0676 | 6.0676 | 6.0676 | 6.0676 | 5.8509 | 5.6342 | 4.5507 | 3.4672 | 3.2505 | 3.0338 | 3.0338 | 3.0338 | 2.8171 | 2.6004 | 2.3837 | 2.167 | 1.5169 | 0.86679
Bus, Nighttime Charging | 1.8913 | 2.6227 | 4.9175 | 7.2124 | 7.2124 | 7.2124 | 7.2124 | 7.2124 | 7.2124 | 7.2124 | 7.2124 | 7.2124 | 5.5732 | 3.934 | 3.934 | 3.934 | 3.934 | 3.934 | 3.6062 | 3.2783 | 2.9505 | 2.6227 | 2.1812 | 1.7398 | 1.6673 | 1.5948 | 1.5803 | 1.5658 | 1.7398 | 1.9137 | 1.8992 | 1.8847 | 1.8557 | 1.8267 | 1.7833 | 1.7398 | 1.6673 | 1.5948 | 1.5223 | 1.4498 | 1.3048 | 1.1598 | 1.0729 | 0.98586 | 1.0004 | 1.0149 | 1.0873 | 1.1598
Articulated Truck, Convenience Charging | 12.4535 | 14.9442 | 17.4349 | 19.9257 | 21.171 | 22.4164 | 22.1673 | 21.9182 | 21.8186 | 21.719 | 21.6193 | 21.5197 | 21.4201 | 21.3204 | 21.2208 | 21.1212 | 21.0216 | 20.9219 | 20.4238 | 19.9257 | 18.6803 | 17.4349 | 16.1896 | 14.9442 | 14.3216 | 13.6989 | 13.5744 | 13.4498 | 14.9442 | 16.4387 | 16.3141 | 16.1896 | 15.9405 | 15.6915 | 15.3178 | 14.9442 | 14.3216 | 13.6989 | 13.0762 | 12.4535 | 11.2082 | 9.9628 | 9.2156 | 8.4684 | 8.5929 | 8.7175 | 9.3401 | 9.9628
Articulated Truck, Daytime Charging | 8.9265 | 15.1214 | 17.5235 | 19.9257 | 21.171 | 22.4164 | 22.1673 | 21.9182 | 21.8186 | 21.719 | 21.6193 | 21.5197 | 12.746 | 3.9723 | 3.8062 | 3.6401 | 4.0952 | 4.5502 | 8.3128 | 12.0755 | 22.1384 | 32.2013 | 38.2391 | 44.2768 | 47.2957 | 50.3146 | 47.2957 | 44.2768 | 38.2391 | 32.2013 | 22.1384 | 12.0755 | 7.9557 | 3.836 | 3.836 | 3.836 | 3.836 | 3.836 | 3.836 | 3.836 | 3.836 | 3.836 | 3.836 | 3.836 | 3.836 | 3.836 | 3.2838 | 2.7316
Articulated Truck, Highway Fast Charging | 3.3505 | 2.2337 | 2.2337 | 2.2337 | 1.2285 | 0.22337 | 0.22337 | 0.22337 | 0.22337 | 0.22337 | 0.22337 | 0.22337 | 2.3454 | 4.4674 | 6.7011 | 8.9347 | 13.4021 | 17.8695 | 22.3368 | 26.8042 | 31.2716 | 35.7389 | 33.5053 | 31.2716 | 31.2716 | 31.2716 | 30.1547 | 29.0379 | 30.1547 | 31.2716 | 31.2716 | 31.2716 | 31.2716 | 31.2716 | 30.1547 | 29.0379 | 23.4537 | 17.8695 | 16.7526 | 15.6358 | 15.6358 | 15.6358 | 14.5189 | 13.4021 | 12.2853 | 11.1684 | 7.8179 | 4.4674
Articulated Truck, Nighttime Charging | 9.7474 | 13.517 | 25.3444 | 37.1718 | 37.1718 | 37.1718 | 37.1718 | 37.1718 | 37.1718 | 37.1718 | 37.1718 | 37.1718 | 28.7236 | 20.2755 | 20.2755 | 20.2755 | 20.2755 | 20.2755 | 18.5859 | 16.8963 | 15.2066 | 13.517 | 11.2418 | 8.9665 | 8.5929 | 8.2193 | 8.1446 | 8.0699 | 8.9665 | 9.8632 | 9.7885 | 9.7138 | 9.5643 | 9.4149 | 9.1907 | 8.9665 | 8.5929 | 8.2193 | 7.8457 | 7.4721 | 6.7249 | 5.9777 | 5.5294 | 5.081 | 5.1558 | 5.2305 | 5.6041 | 5.9777
Large Light Commercial, Convenience Charging | 0.091348 | 0.073078 | 0.073078 | 0.073078 | 0.063944 | 0.054809 | 0.045674 | 0.036539 | 0.054809 | 0.073078 | 0.091348 | 0.10962 | 0.12789 | 0.14616 | 0.2101 | 0.27404 | 0.41107 | 0.54809 | 0.63944 | 0.73078 | 0.76732 | 0.80386 | 0.8404 | 0.87694 | 0.85867 | 0.8404 | 0.8404 | 0.8404 | 0.89521 | 0.95002 | 1.0231 | 1.0962 | 1.0414 | 0.98656 | 0.93175 | 0.87694 | 0.73078 | 0.58463 | 0.51155 | 0.43847 | 0.36539 | 0.29231 | 0.2375 | 0.1827 | 0.16443 | 0.14616 | 0.12789 | 0.10962
Large Light Commercial, Daytime Charging | 0.086866 | 0.073078 | 0.073078 | 0.073078 | 0.063944 | 0.054809 | 0.045674 | 0.036539 | 0.054809 | 0.073078 | 0.091348 | 0.10962 | 0.12789 | 0.14616 | 0.2101 | 0.27404 | 0.41107 | 0.54809 | 0.63944 | 0.73078 | 0.95867 | 1.1866 | 1.409 | 1.6315 | 1.7428 | 1.854 | 1.7428 | 1.6315 | 1.409 | 1.1866 | 0.81576 | 0.44496 | 0.29315 | 0.14135 | 0.14135 | 0.14135 | 0.14135 | 0.14135 | 0.14135 | 0.14135 | 0.14135 | 0.14135 | 0.14135 | 0.14135 | 0.14135 | 0.14135 | 0.121 | 0.10065
Large Light Commercial, Highway Fast Charging | 0.095306 | 0.063537 | 0.063537 | 0.063537 | 0.034946 | 0.0063537 | 0.0063537 | 0.0063537 | 0.0063537 | 0.0063537 | 0.0063537 | 0.0063537 | 0.066714 | 0.12707 | 0.19061 | 0.25415 | 0.38122 | 0.5083 | 0.63537 | 0.76245 | 0.88952 | 1.0166 | 0.95306 | 0.88952 | 0.88952 | 0.88952 | 0.85775 | 0.82599 | 0.85775 | 0.88952 | 0.88952 | 0.88952 | 0.88952 | 0.88952 | 0.85775 | 0.82599 | 0.66714 | 0.5083 | 0.47653 | 0.44476 | 0.44476 | 0.44476 | 0.41299 | 0.38122 | 0.34946 | 0.31769 | 0.22238 | 0.12707
Large Light Commercial, Nighttime Charging | 0.34958 | 0.58955 | 0.60942 | 0.62928 | 0.62928 | 0.62928 | 0.62928 | 0.62928 | 0.62928 | 0.62928 | 0.62928 | 0.62928 | 0.54472 | 0.46017 | 0.46017 | 0.46017 | 0.50413 | 0.54809 | 0.63944 | 0.73078 | 0.76732 | 0.80386 | 0.8404 | 0.87694 | 0.85867 | 0.8404 | 0.69753 | 0.55467 | 0.46037 | 0.36608 | 0.30385 | 0.24161 | 0.22953 | 0.21745 | 0.21745 | 0.21745 | 0.21745 | 0.21745 | 0.21745 | 0.21745 | 0.21745 | 0.21745 | 0.20007 | 0.1827 | 0.16443 | 0.14616 | 0.12789 | 0.10962
Medium Light Commercial, Convenience Charging | 0.062395 | 0.049916 | 0.049916 | 0.049916 | 0.043676 | 0.037437 | 0.031197 | 0.024958 | 0.037437 | 0.049916 | 0.062395 | 0.074874 | 0.087352 | 0.099831 | 0.14351 | 0.18718 | 0.28078 | 0.37437 | 0.43676 | 0.49916 | 0.52411 | 0.54907 | 0.57403 | 0.59899 | 0.58651 | 0.57403 | 0.57403 | 0.57403 | 0.61147 | 0.6489 | 0.69882 | 0.74874 | 0.7113 | 0.67386 | 0.63642 | 0.59899 | 0.49916 | 0.39933 | 0.34941 | 0.29949 | 0.24958 | 0.19966 | 0.16223 | 0.12479 | 0.11231 | 0.099831 | 0.087352 | 0.074874
Medium Light Commercial, Daytime Charging | 0.059333 | 0.049916 | 0.049916 | 0.049916 | 0.043676 | 0.037437 | 0.031197 | 0.024958 | 0.037437 | 0.049916 | 0.062395 | 0.074874 | 0.087352 | 0.099831 | 0.14351 | 0.18718 | 0.28078 | 0.37437 | 0.43676 | 0.49916 | 0.65481 | 0.81047 | 0.96243 | 1.1144 | 1.1904 | 1.2664 | 1.1904 | 1.1144 | 0.96243 | 0.81047 | 0.5572 | 0.30393 | 0.20024 | 0.096547 | 0.096547 | 0.096547 | 0.096547 | 0.096547 | 0.096547 | 0.096547 | 0.096547 | 0.096547 | 0.096547 | 0.096547 | 0.096547 | 0.096547 | 0.082649 | 0.068751
Medium Light Commercial, Highway Fast Charging | 0.065098 | 0.043399 | 0.043399 | 0.043399 | 0.023869 | 0.0043399 | 0.0043399 | 0.0043399 | 0.0043399 | 0.0043399 | 0.0043399 | 0.0043399 | 0.045569 | 0.086797 | 0.1302 | 0.17359 | 0.26039 | 0.34719 | 0.43399 | 0.52078 | 0.60758 | 0.69438 | 0.65098 | 0.60758 | 0.60758 | 0.60758 | 0.58588 | 0.56418 | 0.58588 | 0.60758 | 0.60758 | 0.60758 | 0.60758 | 0.60758 | 0.58588 | 0.56418 | 0.45569 | 0.34719 | 0.32549 | 0.30379 | 0.30379 | 0.30379 | 0.28209 | 0.26039 | 0.23869 | 0.21699 | 0.1519 | 0.086797
Medium Light Commercial, Nighttime Charging | 0.23878 | 0.40269 | 0.41626 | 0.42983 | 0.42983 | 0.42983 | 0.42983 | 0.42983 | 0.42983 | 0.42983 | 0.42983 | 0.42983 | 0.37207 | 0.31431 | 0.31431 | 0.31431 | 0.34434 | 0.37437 | 0.43676 | 0.49916 | 0.52411 | 0.54907 | 0.57403 | 0.59899 | 0.58651 | 0.57403 | 0.47645 | 0.37886 | 0.31445 | 0.25005 | 0.20754 | 0.16503 | 0.15678 | 0.14853 | 0.14853 | 0.14853 | 0.14853 | 0.14853 | 0.14853 | 0.14853 | 0.14853 | 0.14853 | 0.13666 | 0.12479 | 0.11231 | 0.099831 | 0.087352 | 0.074874
Small Light Commercial, Convenience Charging | 0.043396 | 0.034717 | 0.034717 | 0.034717 | 0.030377 | 0.026038 | 0.021698 | 0.017358 | 0.026038 | 0.034717 | 0.043396 | 0.052075 | 0.060755 | 0.069434 | 0.099811 | 0.13019 | 0.19528 | 0.26038 | 0.30377 | 0.34717 | 0.36453 | 0.38189 | 0.39925 | 0.4166 | 0.40792 | 0.39925 | 0.39925 | 0.39925 | 0.42528 | 0.45132 | 0.48604 | 0.52075 | 0.49472 | 0.46868 | 0.44264 | 0.4166 | 0.34717 | 0.27774 | 0.24302 | 0.2083 | 0.17358 | 0.13887 | 0.11283 | 0.086792 | 0.078113 | 0.069434 | 0.060755 | 0.052075
Small Light Commercial, Daytime Charging | 0.041267 | 0.034717 | 0.034717 | 0.034717 | 0.030377 | 0.026038 | 0.021698 | 0.017358 | 0.026038 | 0.034717 | 0.043396 | 0.052075 | 0.060755 | 0.069434 | 0.099811 | 0.13019 | 0.19528 | 0.26038 | 0.30377 | 0.34717 | 0.45543 | 0.56369 | 0.66938 | 0.77507 | 0.82792 | 0.88077 | 0.82792 | 0.77507 | 0.66938 | 0.56369 | 0.38754 | 0.21138 | 0.13927 | 0.06715 | 0.06715 | 0.06715 | 0.06715 | 0.06715 | 0.06715 | 0.06715 | 0.06715 | 0.06715 | 0.06715 | 0.06715 | 0.06715 | 0.06715 | 0.057483 | 0.047817
Small Light Commercial, Highway Fast Charging | 0.045277 | 0.030184 | 0.030184 | 0.030184 | 0.016601 | 0.0030184 | 0.0030184 | 0.0030184 | 0.0030184 | 0.0030184 | 0.0030184 | 0.0030184 | 0.031694 | 0.060369 | 0.090553 | 0.12074 | 0.18111 | 0.24147 | 0.30184 | 0.36221 | 0.42258 | 0.48295 | 0.45277 | 0.42258 | 0.42258 | 0.42258 | 0.40749 | 0.3924 | 0.40749 | 0.42258 | 0.42258 | 0.42258 | 0.42258 | 0.42258 | 0.40749 | 0.3924 | 0.31694 | 0.24147 | 0.22638 | 0.21129 | 0.21129 | 0.21129 | 0.1962 | 0.18111 | 0.16601 | 0.15092 | 0.10565 | 0.060369
Small Light Commercial, Nighttime Charging | 0.16607 | 0.28007 | 0.28951 | 0.29895 | 0.29895 | 0.29895 | 0.29895 | 0.29895 | 0.29895 | 0.29895 | 0.29895 | 0.29895 | 0.25878 | 0.21861 | 0.21861 | 0.21861 | 0.23949 | 0.26038 | 0.30377 | 0.34717 | 0.36453 | 0.38189 | 0.39925 | 0.4166 | 0.40792 | 0.39925 | 0.33137 | 0.2635 | 0.21871 | 0.17391 | 0.14435 | 0.11478 | 0.10904 | 0.1033 | 0.1033 | 0.1033 | 0.1033 | 0.1033 | 0.1033 | 0.1033 | 0.1033 | 0.1033 | 0.095048 | 0.086792 | 0.078113 | 0.069434 | 0.060755 | 0.052075
Ridged Truck, Convenience Charging | 1.398 | 1.6776 | 1.9572 | 2.2368 | 2.3766 | 2.5164 | 2.4885 | 2.4605 | 2.4493 | 2.4381 | 2.427 | 2.4158 | 2.4046 | 2.3934 | 2.3822 | 2.371 | 2.3598 | 2.3487 | 2.2927 | 2.2368 | 2.097 | 1.9572 | 1.8174 | 1.6776 | 1.6077 | 1.5378 | 1.5238 | 1.5099 | 1.6776 | 1.8454 | 1.8314 | 1.8174 | 1.7895 | 1.7615 | 1.7196 | 1.6776 | 1.6077 | 1.5378 | 1.4679 | 1.398 | 1.2582 | 1.1184 | 1.0345 | 0.95065 | 0.96463 | 0.97861 | 1.0485 | 1.1184
Ridged Truck, Daytime Charging | 0.41543 | 0.4194 | 0.4893 | 0.55921 | 0.59416 | 0.62911 | 0.62212 | 0.61513 | 0.61233 | 0.60953 | 0.60674 | 0.60394 | 0.60115 | 0.59835 | 0.57334 | 0.54832 | 0.61686 | 0.6854 | 1.2522 | 1.819 | 3.3347 | 4.8505 | 5.76 | 6.6695 | 7.1242 | 7.579 | 7.1242 | 6.6695 | 5.76 | 4.8505 | 3.3347 | 1.819 | 1.1984 | 0.57782 | 0.57782 | 0.57782 | 0.57782 | 0.57782 | 0.57782 | 0.57782 | 0.57782 | 0.57782 | 0.57782 | 0.57782 | 0.57782 | 0.57782 | 0.49464 | 0.41147
Ridged Truck, Highway Fast Charging | 0.37612 | 0.25075 | 0.25075 | 0.25075 | 0.13791 | 0.025075 | 0.025075 | 0.025075 | 0.025075 | 0.025075 | 0.025075 | 0.025075 | 0.26329 | 0.5015 | 0.75225 | 1.003 | 1.5045 | 2.006 | 2.5075 | 3.009 | 3.5105 | 4.012 | 3.7612 | 3.5105 | 3.5105 | 3.5105 | 3.3851 | 3.2597 | 3.3851 | 3.5105 | 3.5105 | 3.5105 | 3.5105 | 3.5105 | 3.3851 | 3.2597 | 2.6329 | 2.006 | 1.8806 | 1.7552 | 1.7552 | 1.7552 | 1.6299 | 1.5045 | 1.3791 | 1.2537 | 0.87762 | 0.5015
Ridged Truck, Nighttime Charging | 1.0942 | 1.5174 | 2.8451 | 4.1728 | 4.1728 | 4.1728 | 4.1728 | 4.1728 | 4.1728 | 4.1728 | 4.1728 | 4.1728 | 3.2245 | 2.2761 | 2.2761 | 2.2761 | 2.2761 | 2.2761 | 2.0864 | 1.8967 | 1.7071 | 1.5174 | 1.262 | 1.0066 | 0.96463 | 0.92269 | 0.9143 | 0.90591 | 1.0066 | 1.1072 | 1.0988 | 1.0905 | 1.0737 | 1.0569 | 1.0317 | 1.0066 | 0.96463 | 0.92269 | 0.88075 | 0.83881 | 0.75493 | 0.67105 | 0.62072 | 0.57039 | 0.57878 | 0.58717 | 0.62911 | 0.67105
Large Residential, Convenience Charging | 0.10444 | 0.10107 | 0.090966 | 0.080859 | 0.070751 | 0.060644 | 0.053906 | 0.047168 | 0.040429 | 0.033691 | 0.030322 | 0.026953 | 0.024258 | 0.021562 | 0.082616 | 0.14367 | 0.16163 | 0.17959 | 0.25142 | 0.32326 | 0.35558 | 0.38791 | 0.39509 | 0.40228 | 0.39509 | 0.38791 | 0.37354 | 0.35918 | 0.39509 | 0.43101 | 0.40946 | 0.38791 | 0.40946 | 0.43101 | 0.46693 | 0.50285 | 0.55672 | 0.6106 | 1.0836 | 1.5565 | 1.6872 | 1.8178 | 1.7613 | 1.7048 | 1.2187 | 0.73272 | 0.42027 | 0.10781
Large Residential, Daytime Charging | 0.10444 | 0.10107 | 0.090966 | 0.080859 | 0.070751 | 0.060644 | 0.053906 | 0.047168 | 0.040429 | 0.033691 | 0.030322 | 0.026953 | 0.024258 | 0.021562 | 0.082616 | 0.14367 | 0.16163 | 0.17959 | 0.32809 | 0.4766 | 0.87377 | 1.2709 | 1.5092 | 1.7475 | 1.8667 | 1.9858 | 1.8667 | 1.7475 | 1.5092 | 1.2709 | 0.87377 | 0.4766 | 0.314 | 0.1514 | 0.1514 | 0.1514 | 0.1514 | 0.1514 | 0.1514 | 0.1514 | 0.1514 | 0.1514 | 0.1514 | 0.1514 | 0.1514 | 0.1514 | 0.12961 | 0.10781
Large Residential, Highway Fast Charging | 0.092692 | 0.061795 | 0.061795 | 0.061795 | 0.033987 | 0.0061795 | 0.0061795 | 0.0061795 | 0.0061795 | 0.0061795 | 0.0061795 | 0.0061795 | 0.064884 | 0.12359 | 0.18538 | 0.24718 | 0.37077 | 0.49436 | 0.61795 | 0.74154 | 0.86513 | 0.98871 | 0.92692 | 0.86513 | 0.86513 | 0.86513 | 0.83423 | 0.80333 | 0.83423 | 0.86513 | 0.86513 | 0.86513 | 0.86513 | 0.86513 | 0.83423 | 0.80333 | 0.64884 | 0.49436 | 0.46346 | 0.43256 | 0.43256 | 0.43256 | 0.40167 | 0.37077 | 0.33987 | 0.30897 | 0.21628 | 0.12359
Large Residential, Nighttime Charging | 0.57078 | 0.8154 | 0.86228 | 0.90917 | 0.90917 | 0.90917 | 0.90917 | 0.90917 | 0.90917 | 0.90917 | 0.90917 | 0.90917 | 0.86228 | 0.8154 | 0.65232 | 0.48924 | 0.46478 | 0.44031 | 0.38179 | 0.32326 | 0.35558 | 0.38791 | 0.39509 | 0.40228 | 0.39509 | 0.38791 | 0.37354 | 0.35918 | 0.39509 | 0.43101 | 0.40946 | 0.38791 | 0.26966 | 0.1514 | 0.11647 | 0.08154 | 0.08154 | 0.08154 | 0.08154 | 0.08154 | 0.08154 | 0.08154 | 0.08154 | 0.08154 | 0.12231 | 0.16308 | 0.24462 | 0.32616
Medium Residential, Convenience Charging | 0.071339 | 0.069037 | 0.062134 | 0.05523 | 0.048326 | 0.041422 | 0.03682 | 0.032217 | 0.027615 | 0.023012 | 0.020711 | 0.01841 | 0.016569 | 0.014728 | 0.056431 | 0.098133 | 0.1104 | 0.12267 | 0.17173 | 0.2208 | 0.24288 | 0.26496 | 0.26987 | 0.27477 | 0.26987 | 0.26496 | 0.25515 | 0.24533 | 0.26987 | 0.2944 | 0.27968 | 0.26496 | 0.27968 | 0.2944 | 0.31893 | 0.34347 | 0.38027 | 0.41707 | 0.74012 | 1.0632 | 1.1524 | 1.2417 | 1.203 | 1.1644 | 0.83246 | 0.50048 | 0.28706 | 0.07364
Medium Residential, Daytime Charging | 0.071339 | 0.069037 | 0.062134 | 0.05523 | 0.048326 | 0.041422 | 0.03682 | 0.032217 | 0.027615 | 0.023012 | 0.020711 | 0.01841 | 0.016569 | 0.014728 | 0.056431 | 0.098133 | 0.1104 | 0.12267 | 0.2241 | 0.32554 | 0.59682 | 0.8681 | 1.0309 | 1.1936 | 1.275 | 1.3564 | 1.275 | 1.1936 | 1.0309 | 0.8681 | 0.59682 | 0.32554 | 0.21448 | 0.10341 | 0.10341 | 0.10341 | 0.10341 | 0.10341 | 0.10341 | 0.10341 | 0.10341 | 0.10341 | 0.10341 | 0.10341 | 0.10341 | 0.10341 | 0.088526 | 0.07364
Medium Residential, Highway Fast Charging | 0.063313 | 0.042208 | 0.042208 | 0.042208 | 0.023215 | 0.0042208 | 0.0042208 | 0.0042208 | 0.0042208 | 0.0042208 | 0.0042208 | 0.0042208 | 0.044319 | 0.084417 | 0.12663 | 0.16883 | 0.25325 | 0.33767 | 0.42208 | 0.5065 | 0.59092 | 0.67533 | 0.63313 | 0.59092 | 0.59092 | 0.59092 | 0.56981 | 0.54871 | 0.56981 | 0.59092 | 0.59092 | 0.59092 | 0.59092 | 0.59092 | 0.56981 | 0.54871 | 0.44319 | 0.33767 | 0.31656 | 0.29546 | 0.29546 | 0.29546 | 0.27435 | 0.25325 | 0.23215 | 0.21104 | 0.14773 | 0.084417
Medium Residential, Nighttime Charging | 0.38987 | 0.55695 | 0.58897 | 0.621 | 0.621 | 0.621 | 0.621 | 0.621 | 0.621 | 0.621 | 0.621 | 0.621 | 0.58897 | 0.55695 | 0.44556 | 0.33417 | 0.31746 | 0.30075 | 0.26078 | 0.2208 | 0.24288 | 0.26496 | 0.26987 | 0.27477 | 0.26987 | 0.26496 | 0.25515 | 0.24533 | 0.26987 | 0.2944 | 0.27968 | 0.26496 | 0.18419 | 0.10341 | 0.079554 | 0.055695 | 0.055695 | 0.055695 | 0.055695 | 0.055695 | 0.055695 | 0.055695 | 0.055695 | 0.055695 | 0.083543 | 0.11139 | 0.16709 | 0.22278
Small Residential, Convenience Charging | 0.049617 | 0.048016 | 0.043215 | 0.038413 | 0.033612 | 0.02881 | 0.025609 | 0.022408 | 0.019207 | 0.016005 | 0.014405 | 0.012804 | 0.011524 | 0.010244 | 0.039248 | 0.068253 | 0.076784 | 0.085316 | 0.11944 | 0.15357 | 0.16893 | 0.18428 | 0.1877 | 0.19111 | 0.1877 | 0.18428 | 0.17746 | 0.17063 | 0.1877 | 0.20476 | 0.19452 | 0.18428 | 0.19452 | 0.20476 | 0.22182 | 0.23888 | 0.26448 | 0.29007 | 0.51476 | 0.73945 | 0.80152 | 0.86358 | 0.83673 | 0.80988 | 0.57898 | 0.34809 | 0.19965 | 0.051218
Small Residential, Daytime Charging | 0.049617 | 0.048016 | 0.043215 | 0.038413 | 0.033612 | 0.02881 | 0.025609 | 0.022408 | 0.019207 | 0.016005 | 0.014405 | 0.012804 | 0.011524 | 0.010244 | 0.039248 | 0.068253 | 0.076784 | 0.085316 | 0.15587 | 0.22642 | 0.4151 | 0.60378 | 0.71698 | 0.83019 | 0.88679 | 0.9434 | 0.88679 | 0.83019 | 0.71698 | 0.60378 | 0.4151 | 0.22642 | 0.14917 | 0.071925 | 0.071925 | 0.071925 | 0.071925 | 0.071925 | 0.071925 | 0.071925 | 0.071925 | 0.071925 | 0.071925 | 0.071925 | 0.071925 | 0.071925 | 0.061571 | 0.051218
Small Residential, Highway Fast Charging | 0.044035 | 0.029356 | 0.029356 | 0.029356 | 0.016146 | 0.0029356 | 0.0029356 | 0.0029356 | 0.0029356 | 0.0029356 | 0.0029356 | 0.0029356 | 0.030824 | 0.058713 | 0.088069 | 0.11743 | 0.17614 | 0.23485 | 0.29356 | 0.35228 | 0.41099 | 0.4697 | 0.44035 | 0.41099 | 0.41099 | 0.41099 | 0.39631 | 0.38163 | 0.39631 | 0.41099 | 0.41099 | 0.41099 | 0.41099 | 0.41099 | 0.39631 | 0.38163 | 0.30824 | 0.23485 | 0.22017 | 0.2055 | 0.2055 | 0.2055 | 0.19082 | 0.17614 | 0.16146 | 0.14678 | 0.10275 | 0.058713
Small Residential, Nighttime Charging | 0.27116 | 0.38737 | 0.40964 | 0.43191 | 0.43191 | 0.43191 | 0.43191 | 0.43191 | 0.43191 | 0.43191 | 0.43191 | 0.43191 | 0.40964 | 0.38737 | 0.30989 | 0.23242 | 0.2208 | 0.20918 | 0.18137 | 0.15357 | 0.16893 | 0.18428 | 0.1877 | 0.19111 | 0.1877 | 0.18428 | 0.17746 | 0.17063 | 0.1877 | 0.20476 | 0.19452 | 0.18428 | 0.1281 | 0.071925 | 0.055331 | 0.038737 | 0.038737 | 0.038737 | 0.038737 | 0.038737 | 0.038737 | 0.038737 | 0.038737 | 0.038737 | 0.058105 | 0.077473 | 0.11621 | 0.15495
Victoria
| 0:00 | 0:30 | 1:00 | 1:30 | 2:00 | 2:30 | 3:00 | 3:30 | 4:00 | 4:30 | 5:00 | 5:30 | 6:00 | 6:30 | 7:00 | 7:30 | 8:00 | 8:30 | 9:00 | 9:30 | 10:00 | 10:30 | 11:00 | 11:30 | 12:00 | 12:30 | 13:00 | 13:30 | 14:00 | 14:30 | 15:00 | 15:30 | 16:00 | 16:30 | 17:00 | 17:30 | 18:00 | 18:30 | 19:00 | 19:30 | 20:00 | 20:30 | 21:00 | 21:30 | 22:00 | 22:30 | 23:00 | 23:30
Bus, Convenience Charging | 2.873 | 3.4476 | 4.0221 | 4.5967 | 4.884 | 5.1713 | 5.1139 | 5.0564 | 5.0334 | 5.0104 | 4.9875 | 4.9645 | 4.9415 | 4.9185 | 4.8955 | 4.8725 | 4.8496 | 4.8266 | 4.7117 | 4.5967 | 4.3094 | 4.0221 | 3.7348 | 3.4476 | 3.3039 | 3.1603 | 3.1315 | 3.1028 | 3.4476 | 3.7923 | 3.7636 | 3.7348 | 3.6774 | 3.6199 | 3.5337 | 3.4476 | 3.3039 | 3.1603 | 3.0166 | 2.873 | 2.5857 | 2.2984 | 2.126 | 1.9536 | 1.9823 | 2.0111 | 2.1547 | 2.2984
Bus, Daytime Charging | 2.0391 | 3.4476 | 4.0221 | 4.5967 | 4.884 | 5.1713 | 5.1139 | 5.0564 | 5.0334 | 5.0104 | 4.9875 | 4.9645 | 2.9407 | 0.91698 | 0.87865 | 0.84031 | 0.94535 | 1.0504 | 1.919 | 2.7876 | 5.1106 | 7.4336 | 8.8273 | 10.2211 | 10.918 | 11.6149 | 10.918 | 10.2211 | 8.8273 | 7.4336 | 5.1106 | 2.7876 | 1.8366 | 0.88552 | 0.88552 | 0.88552 | 0.88552 | 0.88552 | 0.88552 | 0.88552 | 0.88552 | 0.88552 | 0.88552 | 0.88552 | 0.88552 | 0.88552 | 0.75805 | 0.63058
Bus, Highway Fast Charging | 0.77295 | 0.5153 | 0.5153 | 0.5153 | 0.28341 | 0.05153 | 0.05153 | 0.05153 | 0.05153 | 0.05153 | 0.05153 | 0.05153 | 0.54106 | 1.0306 | 1.5459 | 2.0612 | 3.0918 | 4.1224 | 5.153 | 6.1836 | 7.2142 | 8.2448 | 7.7295 | 7.2142 | 7.2142 | 7.2142 | 6.9565 | 6.6989 | 6.9565 | 7.2142 | 7.2142 | 7.2142 | 7.2142 | 7.2142 | 6.9565 | 6.6989 | 5.4106 | 4.1224 | 3.8647 | 3.6071 | 3.6071 | 3.6071 | 3.3494 | 3.0918 | 2.8341 | 2.5765 | 1.8035 | 1.0306
Bus, Nighttime Charging | 2.2487 | 3.1183 | 5.8468 | 8.5753 | 8.5753 | 8.5753 | 8.5753 | 8.5753 | 8.5753 | 8.5753 | 8.5753 | 8.5753 | 6.6264 | 4.6774 | 4.6774 | 4.6774 | 4.6774 | 4.6774 | 4.2877 | 3.8979 | 3.5081 | 3.1183 | 2.5934 | 2.0685 | 1.9823 | 1.8962 | 1.8789 | 1.8617 | 2.0685 | 2.2754 | 2.2581 | 2.2409 | 2.2064 | 2.172 | 2.1202 | 2.0685 | 1.9823 | 1.8962 | 1.81 | 1.7238 | 1.5514 | 1.379 | 1.2756 | 1.1722 | 1.1894 | 1.2066 | 1.2928 | 1.379
Articulated Truck, Convenience Charging | 12.6292 | 15.155 | 17.6808 | 20.2067 | 21.4696 | 22.7325 | 22.4799 | 22.2273 | 22.1263 | 22.0253 | 21.9242 | 21.8232 | 21.7222 | 21.6211 | 21.5201 | 21.4191 | 21.318 | 21.217 | 20.7118 | 20.2067 | 18.9437 | 17.6808 | 16.4179 | 15.155 | 14.5235 | 13.8921 | 13.7658 | 13.6395 | 15.155 | 16.6705 | 16.5442 | 16.4179 | 16.1653 | 15.9127 | 15.5339 | 15.155 | 14.5235 | 13.8921 | 13.2606 | 12.6292 | 11.3662 | 10.1033 | 9.3456 | 8.5878 | 8.7141 | 8.8404 | 9.4719 | 10.1033
Articulated Truck, Daytime Charging | 9.0524 | 15.3346 | 17.7707 | 20.2067 | 21.4696 | 22.7325 | 22.4799 | 22.2273 | 22.1263 | 22.0253 | 21.9242 | 21.8232 | 12.9257 | 4.0283 | 3.8599 | 3.6915 | 4.1529 | 4.6144 | 8.4301 | 12.2458 | 22.4506 | 32.6554 | 38.7783 | 44.9012 | 47.9627 | 51.0241 | 47.9627 | 44.9012 | 38.7783 | 32.6554 | 22.4506 | 12.2458 | 8.0679 | 3.8901 | 3.8901 | 3.8901 | 3.8901 | 3.8901 | 3.8901 | 3.8901 | 3.8901 | 3.8901 | 3.8901 | 3.8901 | 3.8901 | 3.8901 | 3.3301 | 2.7701
Articulated Truck, Highway Fast Charging | 3.3978 | 2.2652 | 2.2652 | 2.2652 | 1.2459 | 0.22652 | 0.22652 | 0.22652 | 0.22652 | 0.22652 | 0.22652 | 0.22652 | 2.3784 | 4.5304 | 6.7956 | 9.0607 | 13.5911 | 18.1215 | 22.6518 | 27.1822 | 31.7126 | 36.243 | 33.9778 | 31.7126 | 31.7126 | 31.7126 | 30.58 | 29.4474 | 30.58 | 31.7126 | 31.7126 | 31.7126 | 31.7126 | 31.7126 | 30.58 | 29.4474 | 23.7844 | 18.1215 | 16.9889 | 15.8563 | 15.8563 | 15.8563 | 14.7237 | 13.5911 | 12.4585 | 11.3259 | 7.9281 | 4.5304
Articulated Truck, Nighttime Charging | 9.8848 | 13.7076 | 25.7018 | 37.696 | 37.696 | 37.696 | 37.696 | 37.696 | 37.696 | 37.696 | 37.696 | 37.696 | 29.1287 | 20.5614 | 20.5614 | 20.5614 | 20.5614 | 20.5614 | 18.848 | 17.1345 | 15.4211 | 13.7076 | 11.4003 | 9.093 | 8.7141 | 8.3352 | 8.2595 | 8.1837 | 9.093 | 10.0023 | 9.9265 | 9.8507 | 9.6992 | 9.5476 | 9.3203 | 9.093 | 8.7141 | 8.3352 | 7.9564 | 7.5775 | 6.8197 | 6.062 | 5.6073 | 5.1527 | 5.2285 | 5.3042 | 5.6831 | 6.062
Large Light Commercial, Convenience Charging | 0.13362 | 0.1069 | 0.1069 | 0.1069 | 0.093537 | 0.080175 | 0.066812 | 0.05345 | 0.080175 | 0.1069 | 0.13362 | 0.16035 | 0.18707 | 0.2138 | 0.30734 | 0.40087 | 0.60131 | 0.80175 | 0.93537 | 1.069 | 1.1224 | 1.1759 | 1.2293 | 1.2828 | 1.2561 | 1.2293 | 1.2293 | 1.2293 | 1.3095 | 1.3897 | 1.4966 | 1.6035 | 1.5233 | 1.4431 | 1.363 | 1.2828 | 1.069 | 0.8552 | 0.7483 | 0.6414 | 0.5345 | 0.4276 | 0.34742 | 0.26725 | 0.24052 | 0.2138 | 0.18707 | 0.16035
Large Light Commercial, Daytime Charging | 0.12707 | 0.1069 | 0.1069 | 0.1069 | 0.093537 | 0.080175 | 0.066812 | 0.05345 | 0.080175 | 0.1069 | 0.13362 | 0.16035 | 0.18707 | 0.2138 | 0.30734 | 0.40087 | 0.60131 | 0.80175 | 0.93537 | 1.069 | 1.4024 | 1.7357 | 2.0611 | 2.3866 | 2.5493 | 2.712 | 2.5493 | 2.3866 | 2.0611 | 1.7357 | 1.1933 | 0.65089 | 0.42883 | 0.20677 | 0.20677 | 0.20677 | 0.20677 | 0.20677 | 0.20677 | 0.20677 | 0.20677 | 0.20677 | 0.20677 | 0.20677 | 0.20677 | 0.20677 | 0.177 | 0.14724
Large Light Commercial, Highway Fast Charging | 0.13941 | 0.092943 | 0.092943 | 0.092943 | 0.051119 | 0.0092943 | 0.0092943 | 0.0092943 | 0.0092943 | 0.0092943 | 0.0092943 | 0.0092943 | 0.09759 | 0.18589 | 0.27883 | 0.37177 | 0.55766 | 0.74354 | 0.92943 | 1.1153 | 1.3012 | 1.4871 | 1.3941 | 1.3012 | 1.3012 | 1.3012 | 1.2547 | 1.2083 | 1.2547 | 1.3012 | 1.3012 | 1.3012 | 1.3012 | 1.3012 | 1.2547 | 1.2083 | 0.9759 | 0.74354 | 0.69707 | 0.6506 | 0.6506 | 0.6506 | 0.60413 | 0.55766 | 0.51119 | 0.46472 | 0.3253 | 0.18589
Large Light Commercial, Nighttime Charging | 0.51137 | 0.8624 | 0.89146 | 0.92052 | 0.92052 | 0.92052 | 0.92052 | 0.92052 | 0.92052 | 0.92052 | 0.92052 | 0.92052 | 0.79683 | 0.67314 | 0.67314 | 0.67314 | 0.73744 | 0.80175 | 0.93537 | 1.069 | 1.1224 | 1.1759 | 1.2293 | 1.2828 | 1.2561 | 1.2293 | 1.0204 | 0.81137 | 0.67344 | 0.5355 | 0.44447 | 0.35343 | 0.33576 | 0.31809 | 0.31809 | 0.31809 | 0.31809 | 0.31809 | 0.31809 | 0.31809 | 0.31809 | 0.31809 | 0.29267 | 0.26725 | 0.24052 | 0.2138 | 0.18707 | 0.16035
Medium Light Commercial, Convenience Charging | 0.091271 | 0.073017 | 0.073017 | 0.073017 | 0.06389 | 0.054763 | 0.045636 | 0.036509 | 0.054763 | 0.073017 | 0.091271 | 0.10953 | 0.12778 | 0.14603 | 0.20992 | 0.27381 | 0.41072 | 0.54763 | 0.6389 | 0.73017 | 0.76668 | 0.80319 | 0.8397 | 0.87621 | 0.85795 | 0.8397 | 0.8397 | 0.8397 | 0.89446 | 0.94922 | 1.0222 | 1.0953 | 1.0405 | 0.98573 | 0.93097 | 0.87621 | 0.73017 | 0.58414 | 0.51112 | 0.4381 | 0.36509 | 0.29207 | 0.23731 | 0.18254 | 0.16429 | 0.14603 | 0.12778 | 0.10953
Medium Light Commercial, Daytime Charging | 0.086793 | 0.073017 | 0.073017 | 0.073017 | 0.06389 | 0.054763 | 0.045636 | 0.036509 | 0.054763 | 0.073017 | 0.091271 | 0.10953 | 0.12778 | 0.14603 | 0.20992 | 0.27381 | 0.41072 | 0.54763 | 0.6389 | 0.73017 | 0.95787 | 1.1856 | 1.4079 | 1.6301 | 1.7413 | 1.8524 | 1.7413 | 1.6301 | 1.4079 | 1.1856 | 0.81507 | 0.44458 | 0.29291 | 0.14123 | 0.14123 | 0.14123 | 0.14123 | 0.14123 | 0.14123 | 0.14123 | 0.14123 | 0.14123 | 0.14123 | 0.14123 | 0.14123 | 0.14123 | 0.1209 | 0.10057
Medium Light Commercial, Highway Fast Charging | 0.095226 | 0.063484 | 0.063484 | 0.063484 | 0.034916 | 0.0063484 | 0.0063484 | 0.0063484 | 0.0063484 | 0.0063484 | 0.0063484 | 0.0063484 | 0.066658 | 0.12697 | 0.19045 | 0.25394 | 0.3809 | 0.50787 | 0.63484 | 0.76181 | 0.88878 | 1.0157 | 0.95226 | 0.88878 | 0.88878 | 0.88878 | 0.85704 | 0.82529 | 0.85704 | 0.88878 | 0.88878 | 0.88878 | 0.88878 | 0.88878 | 0.85704 | 0.82529 | 0.66658 | 0.50787 | 0.47613 | 0.44439 | 0.44439 | 0.44439 | 0.41265 | 0.3809 | 0.34916 | 0.31742 | 0.22219 | 0.12697
Medium Light Commercial, Nighttime Charging | 0.34929 | 0.58906 | 0.6089 | 0.62875 | 0.62875 | 0.62875 | 0.62875 | 0.62875 | 0.62875 | 0.62875 | 0.62875 | 0.62875 | 0.54427 | 0.45978 | 0.45978 | 0.45978 | 0.50371 | 0.54763 | 0.6389 | 0.73017 | 0.76668 | 0.80319 | 0.8397 | 0.87621 | 0.85795 | 0.8397 | 0.69695 | 0.5542 | 0.45999 | 0.36577 | 0.30359 | 0.24141 | 0.22934 | 0.21727 | 0.21727 | 0.21727 | 0.21727 | 0.21727 | 0.21727 | 0.21727 | 0.21727 | 0.21727 | 0.19991 | 0.18254 | 0.16429 | 0.14603 | 0.12778 | 0.10953
Small Light Commercial, Convenience Charging | 0.06348 | 0.050784 | 0.050784 | 0.050784 | 0.044436 | 0.038088 | 0.03174 | 0.025392 | 0.038088 | 0.050784 | 0.06348 | 0.076176 | 0.088873 | 0.10157 | 0.146 | 0.19044 | 0.28566 | 0.38088 | 0.44436 | 0.50784 | 0.53324 | 0.55863 | 0.58402 | 0.60941 | 0.59672 | 0.58402 | 0.58402 | 0.58402 | 0.62211 | 0.6602 | 0.71098 | 0.76176 | 0.72368 | 0.68559 | 0.6475 | 0.60941 | 0.50784 | 0.40627 | 0.35549 | 0.30471 | 0.25392 | 0.20314 | 0.16505 | 0.12696 | 0.11426 | 0.10157 | 0.088873 | 0.076176
Small Light Commercial, Daytime Charging | 0.060366 | 0.050784 | 0.050784 | 0.050784 | 0.044436 | 0.038088 | 0.03174 | 0.025392 | 0.038088 | 0.050784 | 0.06348 | 0.076176 | 0.088873 | 0.10157 | 0.146 | 0.19044 | 0.28566 | 0.38088 | 0.44436 | 0.50784 | 0.66621 | 0.82457 | 0.97918 | 1.1338 | 1.2111 | 1.2884 | 1.2111 | 1.1338 | 0.97918 | 0.82457 | 0.56689 | 0.30921 | 0.20372 | 0.098227 | 0.098227 | 0.098227 | 0.098227 | 0.098227 | 0.098227 | 0.098227 | 0.098227 | 0.098227 | 0.098227 | 0.098227 | 0.098227 | 0.098227 | 0.084087 | 0.069947
Small Light Commercial, Highway Fast Charging | 0.066231 | 0.044154 | 0.044154 | 0.044154 | 0.024285 | 0.0044154 | 0.0044154 | 0.0044154 | 0.0044154 | 0.0044154 | 0.0044154 | 0.0044154 | 0.046362 | 0.088308 | 0.13246 | 0.17662 | 0.26492 | 0.35323 | 0.44154 | 0.52985 | 0.61816 | 0.70646 | 0.66231 | 0.61816 | 0.61816 | 0.61816 | 0.59608 | 0.574 | 0.59608 | 0.61816 | 0.61816 | 0.61816 | 0.61816 | 0.61816 | 0.59608 | 0.574 | 0.46362 | 0.35323 | 0.33115 | 0.30908 | 0.30908 | 0.30908 | 0.287 | 0.26492 | 0.24285 | 0.22077 | 0.15454 | 0.088308
Small Light Commercial, Nighttime Charging | 0.24294 | 0.4097 | 0.4235 | 0.43731 | 0.43731 | 0.43731 | 0.43731 | 0.43731 | 0.43731 | 0.43731 | 0.43731 | 0.43731 | 0.37855 | 0.31978 | 0.31978 | 0.31978 | 0.35033 | 0.38088 | 0.44436 | 0.50784 | 0.53324 | 0.55863 | 0.58402 | 0.60941 | 0.59672 | 0.58402 | 0.48474 | 0.38545 | 0.31993 | 0.2544 | 0.21115 | 0.1679 | 0.15951 | 0.15111 | 0.15111 | 0.15111 | 0.15111 | 0.15111 | 0.15111 | 0.15111 | 0.15111 | 0.15111 | 0.13904 | 0.12696 | 0.11426 | 0.10157 | 0.088873 | 0.076176
Ridged Truck, Convenience Charging | 1.8778 | 2.2534 | 2.6289 | 3.0045 | 3.1923 | 3.3801 | 3.3425 | 3.3049 | 3.2899 | 3.2749 | 3.2599 | 3.2448 | 3.2298 | 3.2148 | 3.1998 | 3.1848 | 3.1697 | 3.1547 | 3.0796 | 3.0045 | 2.8167 | 2.6289 | 2.4411 | 2.2534 | 2.1595 | 2.0656 | 2.0468 | 2.028 | 2.2534 | 2.4787 | 2.4599 | 2.4411 | 2.4036 | 2.366 | 2.3097 | 2.2534 | 2.1595 | 2.0656 | 1.9717 | 1.8778 | 1.69 | 1.5022 | 1.3896 | 1.2769 | 1.2957 | 1.3145 | 1.4084 | 1.5022
Ridged Truck, Daytime Charging | 0.55801 | 0.56334 | 0.65723 | 0.75112 | 0.79807 | 0.84501 | 0.83562 | 0.82623 | 0.82248 | 0.81872 | 0.81497 | 0.81121 | 0.80746 | 0.8037 | 0.7701 | 0.7365 | 0.82857 | 0.92063 | 1.6819 | 2.4432 | 4.4792 | 6.5152 | 7.7368 | 8.9584 | 9.5692 | 10.18 | 9.5692 | 8.9584 | 7.7368 | 6.5152 | 4.4792 | 2.4432 | 1.6097 | 0.77613 | 0.77613 | 0.77613 | 0.77613 | 0.77613 | 0.77613 | 0.77613 | 0.77613 | 0.77613 | 0.77613 | 0.77613 | 0.77613 | 0.77613 | 0.6644 | 0.55268
Ridged Truck, Highway Fast Charging | 0.50521 | 0.33681 | 0.33681 | 0.33681 | 0.18524 | 0.033681 | 0.033681 | 0.033681 | 0.033681 | 0.033681 | 0.033681 | 0.033681 | 0.35365 | 0.67361 | 1.0104 | 1.3472 | 2.0208 | 2.6944 | 3.3681 | 4.0417 | 4.7153 | 5.3889 | 5.0521 | 4.7153 | 4.7153 | 4.7153 | 4.5469 | 4.3785 | 4.5469 | 4.7153 | 4.7153 | 4.7153 | 4.7153 | 4.7153 | 4.5469 | 4.3785 | 3.5365 | 2.6944 | 2.526 | 2.3576 | 2.3576 | 2.3576 | 2.1892 | 2.0208 | 1.8524 | 1.684 | 1.1788 | 0.67361
Ridged Truck, Nighttime Charging | 1.4698 | 2.0382 | 3.8216 | 5.6049 | 5.6049 | 5.6049 | 5.6049 | 5.6049 | 5.6049 | 5.6049 | 5.6049 | 5.6049 | 4.3311 | 3.0572 | 3.0572 | 3.0572 | 3.0572 | 3.0572 | 2.8025 | 2.5477 | 2.2929 | 2.0382 | 1.6951 | 1.352 | 1.2957 | 1.2394 | 1.2281 | 1.2168 | 1.352 | 1.4872 | 1.476 | 1.4647 | 1.4422 | 1.4196 | 1.3858 | 1.352 | 1.2957 | 1.2394 | 1.183 | 1.1267 | 1.014 | 0.90135 | 0.83375 | 0.76614 | 0.77741 | 0.78868 | 0.84501 | 0.90135
Large Residential, Convenience Charging | 0.12425 | 0.12024 | 0.10822 | 0.096194 | 0.08417 | 0.072146 | 0.064129 | 0.056113 | 0.048097 | 0.040081 | 0.036073 | 0.032065 | 0.028858 | 0.025652 | 0.098285 | 0.17092 | 0.19228 | 0.21365 | 0.29911 | 0.38457 | 0.42302 | 0.46148 | 0.47003 | 0.47857 | 0.47003 | 0.46148 | 0.44439 | 0.4273 | 0.47003 | 0.51276 | 0.48712 | 0.46148 | 0.48712 | 0.51276 | 0.55548 | 0.59821 | 0.66231 | 0.7264 | 1.2891 | 1.8517 | 2.0072 | 2.1626 | 2.0953 | 2.0281 | 1.4499 | 0.87168 | 0.49997 | 0.12826
Large Residential, Daytime Charging | 0.12425 | 0.12024 | 0.10822 | 0.096194 | 0.08417 | 0.072146 | 0.064129 | 0.056113 | 0.048097 | 0.040081 | 0.036073 | 0.032065 | 0.028858 | 0.025652 | 0.098285 | 0.17092 | 0.19228 | 0.21365 | 0.39032 | 0.56699 | 1.0395 | 1.512 | 1.7955 | 2.079 | 2.2207 | 2.3625 | 2.2207 | 2.079 | 1.7955 | 1.512 | 1.0395 | 0.56699 | 0.37355 | 0.18011 | 0.18011 | 0.18011 | 0.18011 | 0.18011 | 0.18011 | 0.18011 | 0.18011 | 0.18011 | 0.18011 | 0.18011 | 0.18011 | 0.18011 | 0.15419 | 0.12826
Large Residential, Highway Fast Charging | 0.11027 | 0.073514 | 0.073514 | 0.073514 | 0.040433 | 0.0073514 | 0.0073514 | 0.0073514 | 0.0073514 | 0.0073514 | 0.0073514 | 0.0073514 | 0.07719 | 0.14703 | 0.22054 | 0.29406 | 0.44109 | 0.58811 | 0.73514 | 0.88217 | 1.0292 | 1.1762 | 1.1027 | 1.0292 | 1.0292 | 1.0292 | 0.99244 | 0.95569 | 0.99244 | 1.0292 | 1.0292 | 1.0292 | 1.0292 | 1.0292 | 0.99244 | 0.95569 | 0.7719 | 0.58811 | 0.55136 | 0.5146 | 0.5146 | 0.5146 | 0.47784 | 0.44109 | 0.40433 | 0.36757 | 0.2573 | 0.14703
Large Residential, Nighttime Charging | 0.67903 | 0.97004 | 1.0258 | 1.0816 | 1.0816 | 1.0816 | 1.0816 | 1.0816 | 1.0816 | 1.0816 | 1.0816 | 1.0816 | 1.0258 | 0.97004 | 0.77603 | 0.58202 | 0.55292 | 0.52382 | 0.45419 | 0.38457 | 0.42302 | 0.46148 | 0.47003 | 0.47857 | 0.47003 | 0.46148 | 0.44439 | 0.4273 | 0.47003 | 0.51276 | 0.48712 | 0.46148 | 0.3208 | 0.18011 | 0.13856 | 0.097004 | 0.097004 | 0.097004 | 0.097004 | 0.097004 | 0.097004 | 0.097004 | 0.097004 | 0.097004 | 0.14551 | 0.19401 | 0.29101 | 0.38802
Medium Residential, Convenience Charging | 0.084869 | 0.082131 | 0.073918 | 0.065705 | 0.057492 | 0.049278 | 0.043803 | 0.038328 | 0.032852 | 0.027377 | 0.024639 | 0.021902 | 0.019711 | 0.017521 | 0.067133 | 0.11674 | 0.13134 | 0.14593 | 0.2043 | 0.26268 | 0.28894 | 0.31521 | 0.32105 | 0.32688 | 0.32105 | 0.31521 | 0.30354 | 0.29186 | 0.32105 | 0.35023 | 0.33272 | 0.31521 | 0.33272 | 0.35023 | 0.37942 | 0.40861 | 0.45239 | 0.49616 | 0.88049 | 1.2648 | 1.371 | 1.4771 | 1.4312 | 1.3853 | 0.99034 | 0.5954 | 0.3415 | 0.087606
Medium Residential, Daytime Charging | 0.084869 | 0.082131 | 0.073918 | 0.065705 | 0.057492 | 0.049278 | 0.043803 | 0.038328 | 0.032852 | 0.027377 | 0.024639 | 0.021902 | 0.019711 | 0.017521 | 0.067133 | 0.11674 | 0.13134 | 0.14593 | 0.2666 | 0.38728 | 0.71001 | 1.0327 | 1.2264 | 1.42 | 1.5168 | 1.6137 | 1.5168 | 1.42 | 1.2264 | 1.0327 | 0.71001 | 0.38728 | 0.25515 | 0.12303 | 0.12303 | 0.12303 | 0.12303 | 0.12303 | 0.12303 | 0.12303 | 0.12303 | 0.12303 | 0.12303 | 0.12303 | 0.12303 | 0.12303 | 0.10532 | 0.087606
Medium Residential, Highway Fast Charging | 0.07532 | 0.050213 | 0.050213 | 0.050213 | 0.027617 | 0.0050213 | 0.0050213 | 0.0050213 | 0.0050213 | 0.0050213 | 0.0050213 | 0.0050213 | 0.052724 | 0.10043 | 0.15064 | 0.20085 | 0.30128 | 0.40171 | 0.50213 | 0.60256 | 0.70299 | 0.80341 | 0.7532 | 0.70299 | 0.70299 | 0.70299 | 0.67788 | 0.65277 | 0.67788 | 0.70299 | 0.70299 | 0.70299 | 0.70299 | 0.70299 | 0.67788 | 0.65277 | 0.52724 | 0.40171 | 0.3766 | 0.35149 | 0.35149 | 0.35149 | 0.32639 | 0.30128 | 0.27617 | 0.25107 | 0.17575 | 0.10043
Medium Residential, Nighttime Charging | 0.46381 | 0.66258 | 0.70068 | 0.73878 | 0.73878 | 0.73878 | 0.73878 | 0.73878 | 0.73878 | 0.73878 | 0.73878 | 0.73878 | 0.70068 | 0.66258 | 0.53006 | 0.39755 | 0.37767 | 0.35779 | 0.31023 | 0.26268 | 0.28894 | 0.31521 | 0.32105 | 0.32688 | 0.32105 | 0.31521 | 0.30354 | 0.29186 | 0.32105 | 0.35023 | 0.33272 | 0.31521 | 0.21912 | 0.12303 | 0.094642 | 0.066258 | 0.066258 | 0.066258 | 0.066258 | 0.066258 | 0.066258 | 0.066258 | 0.066258 | 0.066258 | 0.099387 | 0.13252 | 0.19877 | 0.26503
Small Residential, Convenience Charging | 0.059027 | 0.057123 | 0.051411 | 0.045698 | 0.039986 | 0.034274 | 0.030466 | 0.026657 | 0.022849 | 0.019041 | 0.017137 | 0.015233 | 0.01371 | 0.012186 | 0.046692 | 0.081197 | 0.091347 | 0.1015 | 0.1421 | 0.18269 | 0.20096 | 0.21923 | 0.22329 | 0.22735 | 0.22329 | 0.21923 | 0.21111 | 0.20299 | 0.22329 | 0.24359 | 0.23141 | 0.21923 | 0.23141 | 0.24359 | 0.26389 | 0.28419 | 0.31464 | 0.34509 | 0.61239 | 0.87969 | 0.95353 | 1.0274 | 0.99542 | 0.96347 | 0.68879 | 0.41411 | 0.23752 | 0.060931
Small Residential, Daytime Charging | 0.059027 | 0.057123 | 0.051411 | 0.045698 | 0.039986 | 0.034274 | 0.030466 | 0.026657 | 0.022849 | 0.019041 | 0.017137 | 0.015233 | 0.01371 | 0.012186 | 0.046692 | 0.081197 | 0.091347 | 0.1015 | 0.18543 | 0.26936 | 0.49382 | 0.71828 | 0.85296 | 0.98764 | 1.055 | 1.1223 | 1.055 | 0.98764 | 0.85296 | 0.71828 | 0.49382 | 0.26936 | 0.17746 | 0.085566 | 0.085566 | 0.085566 | 0.085566 | 0.085566 | 0.085566 | 0.085566 | 0.085566 | 0.085566 | 0.085566 | 0.085566 | 0.085566 | 0.085566 | 0.073248 | 0.060931
Small Residential, Highway Fast Charging | 0.052386 | 0.034924 | 0.034924 | 0.034924 | 0.019208 | 0.0034924 | 0.0034924 | 0.0034924 | 0.0034924 | 0.0034924 | 0.0034924 | 0.0034924 | 0.03667 | 0.069848 | 0.10477 | 0.1397 | 0.20954 | 0.27939 | 0.34924 | 0.41909 | 0.48894 | 0.55878 | 0.52386 | 0.48894 | 0.48894 | 0.48894 | 0.47147 | 0.45401 | 0.47147 | 0.48894 | 0.48894 | 0.48894 | 0.48894 | 0.48894 | 0.47147 | 0.45401 | 0.3667 | 0.27939 | 0.26193 | 0.24447 | 0.24447 | 0.24447 | 0.22701 | 0.20954 | 0.19208 | 0.17462 | 0.12223 | 0.069848
Small Residential, Nighttime Charging | 0.32258 | 0.46083 | 0.48733 | 0.51383 | 0.51383 | 0.51383 | 0.51383 | 0.51383 | 0.51383 | 0.51383 | 0.51383 | 0.51383 | 0.48733 | 0.46083 | 0.36867 | 0.2765 | 0.26267 | 0.24885 | 0.21577 | 0.18269 | 0.20096 | 0.21923 | 0.22329 | 0.22735 | 0.22329 | 0.21923 | 0.21111 | 0.20299 | 0.22329 | 0.24359 | 0.23141 | 0.21923 | 0.1524 | 0.085566 | 0.065824 | 0.046083 | 0.046083 | 0.046083 | 0.046083 | 0.046083 | 0.046083 | 0.046083 | 0.046083 | 0.046083 | 0.069125 | 0.092166 | 0.13825 | 0.18433

## Embedded energy storages
Go to Assumptions Summary
Distributed Energy Resources: Total embedded energy storage systems (aggregated and non-aggregated) | [16 empty] | Note: | Further information is available at http://forecasting.aemo.com.au
Embedded energy storage forecasts based on 2020 CSIRO and Green Energy Markets (GEM) trajectories developed for AEMO
Consultant forecast mapping
| Slow Change | Central | Fast Change | High DER | Step Change
Consultant's scenario | CSIRO Slow Change | Average of CSIRO and GEM Central | Average of CSIRO and GEM Fast Change | GEM High DER | GEM Step Change
Embedded energy storages (small-scale batteries, MW)
Embedded battery installations by NEM region. The use of batteries in managing consumer demand is 'netted' off the operational demand forecasts if 'non-aggregated', whereas the 'aggregated' share is modelled like a Virtual Power Plant, operated by a retailer / aggregator and an alternative supply source for arbitrage or emergency response.
Battery power (MW) of Embedded battery installations by NEM region.
Embedded battery storages are the cumulative total of "aggregated" and "non-aggregated" battery installations in the NEM.
Slow Change
| 2020-21 | 2021-22 | 2022-23 | 2023-24 | 2024-25 | 2025-26 | 2026-27 | 2027-28 | 2028-29 | 2029-30 | 2030-31 | 2031-32 | 2032-33 | 2033-34 | 2034-35 | 2035-36 | 2036-37 | 2037-38 | 2038-39 | 2039-40 | 2040-41 | 2041-42 | 2042-43 | 2043-44 | 2044-45 | 2045-46 | 2046-47 | 2047-48 | 2048-49 | 2049-50
NSW | 170.3093 | 208.4005 | 223.8816 | 226.724 | 281.1139 | 323.4872 | 364.6681 | 397.7375 | 428.2469 | 455.2785 | 477.4325 | 572.0049 | 630.2165 | 694.7801 | 730.7408 | 745.5145 | 754.647 | 762.0967 | 770.3269 | 781.2028 | 792.1051 | 801.7107 | 811.6667 | 823.4574 | 834.7722 | 844.8747 | 853.8981 | 861.9887 | 869.9768 | 878.2015
QLD | 72.8378 | 81.7649 | 83.3626 | 84.2813 | 97.3619 | 121.6311 | 138.0469 | 156.6637 | 168.9389 | 181.8614 | 191.9655 | 241.0878 | 257.7134 | 287.635 | 303.2264 | 310.2526 | 315.1474 | 320.0018 | 325.8081 | 332.2191 | 337.5065 | 341.6861 | 346.2109 | 352.0055 | 357.5818 | 362.5713 | 367.0433 | 371.0407 | 375.0821 | 379.2081
SA | 72.2381 | 107.2097 | 150.4828 | 158.9393 | 167.59 | 177.0812 | 192.1529 | 205.1933 | 215.6384 | 222.7475 | 229.7779 | 237.1494 | 244.8532 | 253.6247 | 262.3375 | 269.0258 | 275.2705 | 281.4382 | 287.8563 | 294.734 | 301.7751 | 308.8588 | 316.1769 | 323.8655 | 331.701 | 339.6298 | 347.6777 | 355.8576 | 364.2992 | 373.0032
TAS | 12.0582 | 13.925 | 14.1044 | 14.0903 | 16.3165 | 18.855 | 21.7317 | 24.6299 | 26.2078 | 28.0466 | 29.4691 | 36.404 | 38.5316 | 42.473 | 44.5579 | 45.1942 | 45.4534 | 45.5933 | 45.7382 | 46.0438 | 46.3863 | 46.6722 | 46.9559 | 47.2794 | 47.5252 | 47.69 | 47.7872 | 47.8518 | 47.921 | 47.9991
VIC | 89.7911 | 119.4703 | 137.3005 | 140.5728 | 163.1621 | 193.5719 | 215.4573 | 241.0104 | 259.9493 | 282.2185 | 301.173 | 387.6568 | 433.1535 | 500.319 | 532.0298 | 548.8521 | 561.345 | 572.2436 | 583.8047 | 597.5085 | 611.9436 | 625.9344 | 640.2478 | 655.3635 | 669.6799 | 683.2061 | 696.0753 | 708.1991 | 720.4419 | 732.9847
Central
| 2020-21 | 2021-22 | 2022-23 | 2023-24 | 2024-25 | 2025-26 | 2026-27 | 2027-28 | 2028-29 | 2029-30 | 2030-31 | 2031-32 | 2032-33 | 2033-34 | 2034-35 | 2035-36 | 2036-37 | 2037-38 | 2038-39 | 2039-40 | 2040-41 | 2041-42 | 2042-43 | 2043-44 | 2044-45 | 2045-46 | 2046-47 | 2047-48 | 2048-49 | 2049-50
NSW | 179.7157 | 220.0963 | 250.3316 | 309.0545 | 381.465 | 472.2094 | 575.5429 | 648.8402 | 735.6931 | 874.9786 | 1017.2996 | 1240.933 | 1375.3675 | 1532.5069 | 1674.1849 | 1814.4788 | 1942.5516 | 2063.6877 | 2181.4609 | 2293.146 | 2402.5639 | 2516.4438 | 2634.8332 | 2752.8092 | 2827.609 | 2903.1461 | 2979.1838 | 3055.2537 | 3129.5888 | 3202.7779
QLD | 84.0268 | 98.9798 | 113.8626 | 142.8088 | 179.0948 | 223.5046 | 276.6354 | 320.834 | 369.1119 | 440.2037 | 543.0746 | 689.8162 | 793.3759 | 910.8428 | 1019.7599 | 1127.4336 | 1231.616 | 1334.3315 | 1432.3376 | 1525.6001 | 1618.0963 | 1711.0663 | 1806.8595 | 1902.7246 | 1960.8295 | 2019.3723 | 2078.4169 | 2137.7322 | 2196.581 | 2254.9678
SA | 92.0348 | 119.152 | 163.3499 | 177.2554 | 192.8578 | 209.2101 | 233.2781 | 257.2688 | 283.0834 | 321.5123 | 360.0921 | 430.8452 | 464.9896 | 505.3716 | 542.1781 | 578.6483 | 612.0902 | 641.6172 | 668.8765 | 695.4077 | 720.8198 | 746.512 | 775.158 | 803.1421 | 819.9841 | 836.6649 | 853.3084 | 869.8002 | 885.7404 | 901.167
TAS | 13.1208 | 15.7345 | 18.0027 | 21.675 | 27.0492 | 33.7268 | 42.0134 | 49.4024 | 57.0714 | 66.1626 | 75.3331 | 90.3252 | 99.2557 | 109.3643 | 118.454 | 127.5594 | 136.2052 | 144.5706 | 152.0915 | 159.1384 | 165.9618 | 172.7868 | 179.944 | 187.0055 | 191.1683 | 195.3034 | 199.4177 | 203.4825 | 207.4288 | 211.2618
VIC | 98.1905 | 127.2888 | 156.652 | 192.6038 | 236.7821 | 298.0717 | 375.3667 | 453.5959 | 539.0924 | 680.5971 | 808.6262 | 1013.2743 | 1164.1061 | 1311.9305 | 1443.8727 | 1573.2086 | 1694.8325 | 1815.5955 | 1937.4944 | 2057.7771 | 2176.3587 | 2298.4966 | 2422.7134 | 2542.8452 | 2616.4673 | 2690.9245 | 2765.7827 | 2840.6539 | 2914.3097 | 2986.7841
High DER
| 2020-21 | 2021-22 | 2022-23 | 2023-24 | 2024-25 | 2025-26 | 2026-27 | 2027-28 | 2028-29 | 2029-30 | 2030-31 | 2031-32 | 2032-33 | 2033-34 | 2034-35 | 2035-36 | 2036-37 | 2037-38 | 2038-39 | 2039-40 | 2040-41 | 2041-42 | 2042-43 | 2043-44 | 2044-45 | 2045-46 | 2046-47 | 2047-48 | 2048-49 | 2049-50
NSW | 185.9703 | 234.4229 | 442.9749 | 669.2269 | 932.5909 | 1250.5949 | 1539.7029 | 1848.7749 | 2180.0189 | 2537.4869 | 2883.5509 | 3264.4709 | 3668.1989 | 4096.4709 | 4479.6349 | 4866.6829 | 5020.7669 | 5178.9629 | 5337.2949 | 5498.0349 | 5661.5029 | 5824.3789 | 5987.6629 | 6154.6469 | 6324.2029 | 6495.0789 | 6667.3829 | 6842.8589 | 7017.1149 | 7191.2469
QLD | 101.0074 | 130.9202 | 308.3842 | 499.0242 | 724.2002 | 1002.6402 | 1253.1202 | 1522.2602 | 1819.9162 | 2137.8162 | 2436.5602 | 2767.4122 | 3120.4242 | 3495.5962 | 3814.5362 | 4135.6762 | 4251.7882 | 4370.6402 | 4491.1122 | 4612.1562 | 4736.8802 | 4862.7042 | 4987.4762 | 5114.9722 | 5246.2202 | 5377.0602 | 5511.4522 | 5648.7762 | 5783.8202 | 5921.1362
SA | 111.3301 | 137.9698 | 205.9658 | 279.2858 | 364.2898 | 450.4298 | 525.7898 | 605.9578 | 690.0778 | 778.1338 | 856.5618 | 943.1138 | 1035.8738 | 1134.1258 | 1218.0258 | 1302.3298 | 1334.3218 | 1367.1378 | 1400.0498 | 1433.8818 | 1468.0018 | 1502.4458 | 1536.7858 | 1571.8538 | 1607.1258 | 1643.1778 | 1679.4218 | 1716.6458 | 1753.5218 | 1790.9538
TAS | 14.0208 | 17.2903 | 21.0056 | 25.5223 | 30.9367 | 37.4388 | 45.5382 | 55.263 | 66.9408 | 79.4768 | 92.4168 | 105.9288 | 120.1088 | 135.0408 | 150.4088 | 165.7448 | 172.7768 | 179.8528 | 186.9248 | 194.0408 | 201.2208 | 208.3688 | 215.5168 | 222.7568 | 230.0488 | 237.3648 | 244.7168 | 252.0768 | 259.3968 | 266.7088
VIC | 106.1226 | 148.1916 | 338.0036 | 711.1196 | 1101.2556 | 1505.7716 | 1930.6276 | 2377.7796 | 2766.4916 | 3115.3876 | 3455.7236 | 3834.1156 | 4241.1436 | 4669.9396 | 5042.2276 | 5416.1196 | 5552.8956 | 5689.9396 | 5828.7996 | 5968.0796 | 6111.1356 | 6255.4436 | 6400.5196 | 6548.5116 | 6700.3476 | 6851.9436 | 7007.3156 | 7165.6876 | 7322.0596 | 7480.8916
Fast Change
| 2020-21 | 2021-22 | 2022-23 | 2023-24 | 2024-25 | 2025-26 | 2026-27 | 2027-28 | 2028-29 | 2029-30 | 2030-31 | 2031-32 | 2032-33 | 2033-34 | 2034-35 | 2035-36 | 2036-37 | 2037-38 | 2038-39 | 2039-40 | 2040-41 | 2041-42 | 2042-43 | 2043-44 | 2044-45 | 2045-46 | 2046-47 | 2047-48 | 2048-49 | 2049-50
NSW | 185.1575 | 236.0615 | 300.3065 | 385.3712 | 495.8428 | 633.5117 | 795.2661 | 966.9414 | 1138.9152 | 1349.0114 | 1578.4114 | 1875.2908 | 2140.9295 | 2371.5516 | 2549.7485 | 2702.2776 | 2833.3636 | 2955.9608 | 3078.0697 | 3207.8826 | 3358.8002 | 3504.3397 | 3648.9871 | 3793.0338 | 3883.5602 | 3975.7608 | 4068.243 | 4164.1651 | 4258.7493 | 4352.5928
QLD | 93.7206 | 111.8196 | 143.167 | 183.3809 | 236.8784 | 304.7783 | 385.8305 | 469.7078 | 561.9729 | 672.2771 | 820.225 | 1027.9577 | 1197.2617 | 1370.265 | 1512.1113 | 1635.2243 | 1739.4434 | 1836.9292 | 1933.7795 | 2031.8692 | 2143.4976 | 2254.3749 | 2364.5632 | 2473.778 | 2539.0356 | 2605.5394 | 2672.5329 | 2741.965 | 2810.489 | 2879.1098
SA | 97.5166 | 120.4658 | 164.7829 | 180.4754 | 198.446 | 233.46 | 290.0795 | 347.6516 | 394.3067 | 447.4526 | 510.3894 | 606.7769 | 677.7143 | 741.8881 | 790.0796 | 829.0353 | 858.6062 | 886.3156 | 913.7142 | 941.7284 | 978.4682 | 1013.5958 | 1047.9158 | 1081.1139 | 1100.4565 | 1120.1368 | 1139.6596 | 1160.2618 | 1179.4733 | 1198.2804
TAS | 13.3765 | 16.496 | 19.8849 | 25.0725 | 31.786 | 40.3497 | 51.4079 | 65.5093 | 78.4129 | 91.0599 | 105.5592 | 126.6536 | 143.8955 | 159.5481 | 172.1404 | 182.4321 | 190.5029 | 198.0306 | 205.4457 | 213.0563 | 222.0504 | 230.76 | 239.319 | 247.7249 | 252.399 | 257.1125 | 261.8185 | 266.688 | 271.3819 | 275.9729
VIC | 100.3686 | 132.2969 | 173.2881 | 219.9432 | 285.7254 | 372.205 | 484.7225 | 625.9674 | 796.7409 | 995.9826 | 1216.4253 | 1518.0428 | 1773.821 | 2011.9661 | 2215.1457 | 2396.9676 | 2543.0323 | 2673.2538 | 2799.0542 | 2926.9882 | 3082.2121 | 3232.7116 | 3381.2468 | 3527.9244 | 3618.9136 | 3711.8703 | 3805.1023 | 3904.1237 | 4001.1488 | 4094.716
Step Change
| 2020-21 | 2021-22 | 2022-23 | 2023-24 | 2024-25 | 2025-26 | 2026-27 | 2027-28 | 2028-29 | 2029-30 | 2030-31 | 2031-32 | 2032-33 | 2033-34 | 2034-35 | 2035-36 | 2036-37 | 2037-38 | 2038-39 | 2039-40 | 2040-41 | 2041-42 | 2042-43 | 2043-44 | 2044-45 | 2045-46 | 2046-47 | 2047-48 | 2048-49 | 2049-50
NSW | 183.7504 | 237.3303 | 468.5583 | 741.7503 | 1072.4623 | 1443.7783 | 1798.3663 | 2199.7783 | 2627.8303 | 3073.8263 | 3529.8103 | 4010.5343 | 4514.9503 | 5033.5663 | 5498.6223 | 5961.0103 | 6133.5863 | 6316.3383 | 6492.4343 | 6681.2063 | 6868.7903 | 7055.5463 | 7243.1983 | 7432.8263 | 7627.2463 | 7821.2463 | 8009.4783 | 8192.3423 | 8374.7903 | 8551.9383
QLD | 100.1636 | 131.7917 | 326.0557 | 557.7677 | 840.0117 | 1145.5597 | 1421.2837 | 1735.5477 | 2083.0877 | 2442.5997 | 2799.6477 | 3185.4037 | 3580.4597 | 3987.1917 | 4342.6117 | 4701.7397 | 4813.8717 | 4934.1277 | 5052.3917 | 5178.9677 | 5307.6957 | 5435.4117 | 5566.8837 | 5703.5637 | 5848.9477 | 5995.7317 | 6150.8957 | 6306.7797 | 6458.5317 | 6610.5717
SA | 110.1139 | 138.5881 | 215.4081 | 305.3681 | 411.1961 | 494.8961 | 572.9761 | 663.4641 | 765.6601 | 873.8401 | 972.4761 | 1082.4241 | 1195.4641 | 1310.9961 | 1397.3761 | 1484.9521 | 1515.4121 | 1548.0041 | 1579.5921 | 1613.2881 | 1647.5361 | 1681.7201 | 1717.0441 | 1752.8241 | 1790.6681 | 1828.9601 | 1869.5401 | 1910.7161 | 1952.1161 | 1992.4761
TAS | 14.0256 | 18.1072 | 34.0912 | 52.9112 | 75.9072 | 99.1072 | 121.7752 | 147.0872 | 173.3592 | 200.8432 | 229.7032 | 260.1312 | 292.0472 | 325.4232 | 356.2392 | 386.7592 | 398.4032 | 410.5912 | 422.4592 | 434.8272 | 447.0752 | 459.3912 | 471.5352 | 483.7992 | 495.8072 | 507.5752 | 518.8672 | 529.9192 | 540.7312 | 551.1272
VIC | 105.1004 | 149.2053 | 209.2293 | 583.3293 | 973.9893 | 1379.0373 | 1803.2253 | 2250.2813 | 2664.1253 | 3092.7133 | 3512.9293 | 3965.7693 | 4434.0413 | 4916.1533 | 5360.1653 | 5796.0773 | 5951.0973 | 6112.1653 | 6272.7053 | 6442.9093 | 6611.3533 | 6782.9373 | 6954.2373 | 7130.8013 | 7311.4493 | 7498.5973 | 7689.9653 | 7885.2333 | 8075.6213 | 8266.6733
Embedded energy storages (small-scale batteries, MWh)
Storage capacity (MWh) of Embedded battery installations by NEM region.
Embedded battery storages are the cumulative total of "aggregated" and "non-aggregated" battery installations in the NEM.
Slow Change
| 2020-21 | 2021-22 | 2022-23 | 2023-24 | 2024-25 | 2025-26 | 2026-27 | 2027-28 | 2028-29 | 2029-30 | 2030-31 | 2031-32 | 2032-33 | 2033-34 | 2034-35 | 2035-36 | 2036-37 | 2037-38 | 2038-39 | 2039-40 | 2040-41 | 2041-42 | 2042-43 | 2043-44 | 2044-45 | 2045-46 | 2046-47 | 2047-48 | 2048-49 | 2049-50
NSW | 406.6431 | 489.8891 | 532.595 | 530.9537 | 660.689 | 756.5783 | 847.6122 | 915.7843 | 976.0239 | 1025.7205 | 1062.7421 | 1287.171 | 1413.0786 | 1553.1666 | 1617.9631 | 1628.428 | 1624.7828 | 1617.1218 | 1611.6663 | 1613.2624 | 1614.9184 | 1613.1876 | 1612.3918 | 1616.3698 | 1619.0464 | 1618.5367 | 1615.2362 | 1609.566 | 1603.6871 | 1598.2091
QLD | 172.6642 | 192.8267 | 193.6514 | 192.6961 | 222.7365 | 280.4252 | 316.5538 | 357.6188 | 381.3829 | 406.1968 | 423.708 | 542.348 | 574.4528 | 640.4711 | 668.8755 | 675.3929 | 676.4523 | 677.5574 | 681.2037 | 686.419 | 688.6366 | 687.9685 | 688.2147 | 691.75 | 694.6604 | 696.0029 | 695.9825 | 694.7304 | 693.5097 | 692.4436
SA | 173.962 | 262.1183 | 359.8213 | 373.0087 | 385.738 | 400.2756 | 428.9299 | 452.6643 | 476.8489 | 499.2963 | 508.5516 | 518.3966 | 528.9776 | 542.1773 | 555.3006 | 563.4223 | 570.3612 | 577.131 | 584.4463 | 592.8444 | 601.549 | 610.2264 | 619.3734 | 629.3373 | 639.5271 | 649.8013 | 660.224 | 670.8263 | 681.8799 | 693.4101
TAS | 28.843 | 33.2515 | 33.2092 | 32.6309 | 37.7318 | 43.4318 | 49.8825 | 56.2653 | 59.1414 | 62.6417 | 65.1181 | 81.8737 | 85.8448 | 94.4336 | 98.1334 | 98.122 | 97.1765 | 95.9553 | 94.7741 | 94.0332 | 93.4035 | 92.6375 | 91.8782 | 91.2347 | 90.4 | 89.3697 | 88.181 | 86.9272 | 85.6983 | 84.498
VIC | 216.8219 | 286.0371 | 331.7905 | 334.2409 | 386.4392 | 457.9634 | 506.0724 | 562.2003 | 599.9889 | 645.5312 | 681.8547 | 892.8485 | 993.6393 | 1148.9735 | 1210.0297 | 1232.168 | 1243.2612 | 1250.4266 | 1259.4072 | 1273.9952 | 1290.3593 | 1305.3025 | 1320.8384 | 1338.2025 | 1353.2059 | 1365.9142 | 1376.7075 | 1385.3861 | 1394.16 | 1403.4483
Central
| 2020-21 | 2021-22 | 2022-23 | 2023-24 | 2024-25 | 2025-26 | 2026-27 | 2027-28 | 2028-29 | 2029-30 | 2030-31 | 2031-32 | 2032-33 | 2033-34 | 2034-35 | 2035-36 | 2036-37 | 2037-38 | 2038-39 | 2039-40 | 2040-41 | 2041-42 | 2042-43 | 2043-44 | 2044-45 | 2045-46 | 2046-47 | 2047-48 | 2048-49 | 2049-50
NSW | 423.4671 | 514.8996 | 576.2345 | 705.6494 | 865.8801 | 1069.3294 | 1303.0023 | 1454.7076 | 1630.0501 | 1925.8131 | 2215.2854 | 2703.4459 | 2941.0221 | 3223.396 | 3449.6636 | 3662.0114 | 3844.2825 | 4015.6341 | 4184.8783 | 4362.5109 | 4538.7175 | 4724.9499 | 4918.0064 | 5106.0051 | 5182.1736 | 5254.8138 | 5321.0901 | 5382.0533 | 5436.4969 | 5486.6101
QLD | 197.0689 | 228.8983 | 258.901 | 322.228 | 402.541 | 501.3671 | 620.3252 | 714.2256 | 814.1669 | 965.7871 | 1188.2163 | 1515.5313 | 1718.1831 | 1946.1611 | 2140.2359 | 2319.5836 | 2480.3122 | 2632.9454 | 2779.0049 | 2922.5935 | 3094.9827 | 3263.9986 | 3437.4743 | 3607.7865 | 3679.765 | 3747.6817 | 3809.3916 | 3866.3494 | 3919.691 | 3970.0485
SA | 219.1837 | 281.8199 | 387.2335 | 411.0949 | 437.1889 | 463.8629 | 510.0179 | 555.3376 | 605.9923 | 690.8291 | 774.0062 | 933.166 | 989.9347 | 1058.8417 | 1113.5494 | 1163.1816 | 1205.1201 | 1241.9724 | 1276.3503 | 1309.043 | 1340.579 | 1373.5713 | 1413.6023 | 1451.7693 | 1461.4476 | 1469.6811 | 1476.1088 | 1480.9493 | 1484.1926 | 1486.1786
TAS | 30.7394 | 36.4864 | 41.0934 | 48.9467 | 60.7443 | 75.428 | 93.8563 | 109.7022 | 125.6023 | 144.325 | 162.3526 | 194.9834 | 210.7977 | 228.8258 | 243.268 | 256.9384 | 269.3474 | 281.3359 | 292.7142 | 302.4972 | 312.2373 | 322.0936 | 332.6188 | 342.7703 | 345.5147 | 347.9442 | 349.9218 | 351.5103 | 352.7419 | 353.6655
VIC | 232.4578 | 299.6078 | 364.8813 | 443.7499 | 541.3414 | 679.1984 | 855.0087 | 1030.7854 | 1216.8674 | 1536.218 | 1808.053 | 2270.5595 | 2577.6375 | 2864.1236 | 3095.3716 | 3306.409 | 3487.986 | 3662.3364 | 3848.3062 | 4043.9992 | 4239.2716 | 4444.435 | 4657.6533 | 4861.3162 | 4945.5851 | 5025.7067 | 5097.7424 | 5163.347 | 5223.9485 | 5279.6861
High DER
| 2020-21 | 2021-22 | 2022-23 | 2023-24 | 2024-25 | 2025-26 | 2026-27 | 2027-28 | 2028-29 | 2029-30 | 2030-31 | 2031-32 | 2032-33 | 2033-34 | 2034-35 | 2035-36 | 2036-37 | 2037-38 | 2038-39 | 2039-40 | 2040-41 | 2041-42 | 2042-43 | 2043-44 | 2044-45 | 2045-46 | 2046-47 | 2047-48 | 2048-49 | 2049-50
NSW | 433.0527 | 537.7052 | 1028.441 | 1538.4444 | 2115.4655 | 2801.8992 | 3395.4113 | 4020.8075 | 4666.79 | 5341.2143 | 5957.481 | 6651.1944 | 7520.9094 | 8425.1396 | 9210.6972 | 10019.9729 | 10192.6262 | 10386.1146 | 10591.8309 | 10818.6313 | 11030.0318 | 11263.2206 | 11507.9743 | 11773.4434 | 11988.7853 | 12200.569 | 12181.1506 | 12174.3918 | 12165.1131 | 12158.3038
QLD | 237.2059 | 302.6972 | 725.524 | 1159.8828 | 1659.1241 | 2265.8436 | 2777.8784 | 3317.0633 | 3901.3767 | 4505.1914 | 5033.1878 | 5628.4465 | 6390.851 | 7182.833 | 7831.9661 | 8506.0443 | 8619.27 | 8751.6269 | 8908.9345 | 9079.447 | 9232.1716 | 9411.04 | 9599.9364 | 9807.5974 | 9960.1272 | 10106.3245 | 10056.6169 | 10019.1415 | 9979.4863 | 9947.8715
SA | 263.8833 | 319.9906 | 474.4076 | 634.2874 | 815.0982 | 990.5381 | 1133.6593 | 1285.4273 | 1446.3047 | 1618.1249 | 1762.1513 | 1917.0861 | 2119.4432 | 2330.4578 | 2507.3426 | 2677.6642 | 2701.457 | 2730.7305 | 2762.6137 | 2798.9771 | 2824.9956 | 2858.3575 | 2895.8131 | 2938.5059 | 2965.7899 | 2994.0356 | 2970.9941 | 2952.2669 | 2933.697 | 2918.2791
TAS | 32.5 | 39.4516 | 47.2127 | 56.5529 | 67.6857 | 81.027 | 98.107 | 119.4527 | 144.9406 | 171.0965 | 197.0307 | 224.0043 | 251.8946 | 281.0312 | 310.6738 | 339.837 | 348.8224 | 359.0414 | 370.6319 | 382.59 | 394.5091 | 406.3183 | 418.1937 | 430.4378 | 442.6304 | 454.2549 | 457.4027 | 460.4586 | 463.2635 | 465.9542
VIC | 248.7721 | 343.1691 | 793.9506 | 1670.6053 | 2547.5148 | 3417.952 | 4298.9928 | 5200.3416 | 5916.6359 | 6499.1803 | 7034.2704 | 7659.3695 | 8466.1622 | 9463.2366 | 10289.897 | 11093.9257 | 11298.8566 | 11515.8982 | 11670.4934 | 11780.2174 | 11885.5626 | 12025.4664 | 12187.9859 | 12370.6506 | 12499.3647 | 12622.7468 | 12520.9859 | 12431.7867 | 12343.8083 | 12266.545
the
Fast Change
| 2020-21 | 2021-22 | 2022-23 | 2023-24 | 2024-25 | 2025-26 | 2026-27 | 2027-28 | 2028-29 | 2029-30 | 2030-31 | 2031-32 | 2032-33 | 2033-34 | 2034-35 | 2035-36 | 2036-37 | 2037-38 | 2038-39 | 2039-40 | 2040-41 | 2041-42 | 2042-43 | 2043-44 | 2044-45 | 2045-46 | 2046-47 | 2047-48 | 2048-49 | 2049-50
NSW | 433.6963 | 550.0203 | 693.2827 | 882.2555 | 1127.9374 | 1433.2906 | 1789.6845 | 2155.9919 | 2494.9974 | 2898.6876 | 3321.0829 | 3891.3995 | 4367.8401 | 4756.1887 | 5043.6371 | 5290.4106 | 5485.9689 | 5661.1397 | 5838.7498 | 6041.1712 | 6292.1739 | 6523.2283 | 6746.7965 | 6962.3665 | 7038.5394 | 7113.5077 | 7179.243 | 7247.7476 | 7309.4995 | 7368.5653
QLD | 220.8723 | 259.6747 | 329.0244 | 417.4396 | 536.2392 | 686.9532 | 865.1341 | 1043.4617 | 1231.5508 | 1449.2721 | 1741.8721 | 2167.9767 | 2470.0684 | 2774.5711 | 3017.186 | 3223.5943 | 3386.9467 | 3534.5683 | 3680.4406 | 3832.1927 | 4040.3506 | 4239.337 | 4430.9662 | 4614.6274 | 4683.5225 | 4749.5505 | 4807.61 | 4865.0023 | 4917.0217 | 4967.7946
SA | 232.4418 | 283.7812 | 388.8505 | 415.0613 | 444.8853 | 516.4333 | 641.1079 | 764.0804 | 854.8096 | 958.758 | 1080.1293 | 1274.1979 | 1391.0048 | 1493.7982 | 1565.1047 | 1620.7075 | 1656.7886 | 1689.1496 | 1720.8651 | 1752.9101 | 1806.3542 | 1854.7617 | 1900.2989 | 1942.0371 | 1948.2339 | 1954.3326 | 1957.8021 | 1962.8527 | 1964.071 | 1964.5836
TAS | 31.1585 | 38.1125 | 45.3499 | 56.6303 | 71.2452 | 89.8723 | 114.1237 | 145.3282 | 171.8512 | 195.5756 | 221.7257 | 262.9101 | 292.1448 | 318.0704 | 337.2847 | 352.9918 | 364.4938 | 375.8172 | 386.424 | 396.9796 | 411.0179 | 424.1037 | 436.5877 | 448.362 | 450.4549 | 452.4236 | 453.7967 | 455.2173 | 456.0964 | 456.747
VIC | 236.4074 | 309.9476 | 403.0332 | 506.3876 | 653.6505 | 847.8073 | 1101.5301 | 1421.6126 | 1801.4305 | 2231.4482 | 2691.2149 | 3337.1236 | 3831.9982 | 4259.5703 | 4590.3735 | 4878.4901 | 5090.751 | 5274.7912 | 5463.6242 | 5670.8387 | 5944.5361 | 6201.7957 | 6448.4436 | 6684.0737 | 6774.0029 | 6862.2807 | 6939.3503 | 7023.5761 | 7099.5614 | 7165.3139
Step Change
| 2020-21 | 2021-22 | 2022-23 | 2023-24 | 2024-25 | 2025-26 | 2026-27 | 2027-28 | 2028-29 | 2029-30 | 2030-31 | 2031-32 | 2032-33 | 2033-34 | 2034-35 | 2035-36 | 2036-37 | 2037-38 | 2038-39 | 2039-40 | 2040-41 | 2041-42 | 2042-43 | 2043-44 | 2044-45 | 2045-46 | 2046-47 | 2047-48 | 2048-49 | 2049-50
NSW | 427.3544 | 544.5204 | 1090.043 | 1711.4448 | 2444.2871 | 3244.6301 | 3976.2173 | 4798.5732 | 5642.8074 | 6485.5629 | 7314.2894 | 8190.2133 | 9252.2951 | 10337.5816 | 11294.3477 | 12236.9385 | 12409.2015 | 12643.002 | 12874.7668 | 13143.4589 | 13405.7355 | 13676.9957 | 13960.004 | 14247.6844 | 14481.4376 | 14700.1716 | 14615.0366 | 14530.7447 | 14443.146 | 14359.0846
QLD | 235.0026 | 304.6609 | 768.3151 | 1300.8146 | 1932.4866 | 2591.9578 | 3149.6117 | 3780.763 | 4464.1794 | 5142.0413 | 5781.4121 | 6475.7855 | 7315.5658 | 8178.8983 | 8923.3208 | 9662.8655 | 9734.0146 | 9858.6511 | 10004.3737 | 10174.814 | 10339.8106 | 10521.9164 | 10713.2562 | 10919.2149 | 11086.9638 | 11253.5064 | 11194.5323 | 11148.023 | 11091.7717 | 11046.9775
SA | 260.7532 | 321.3408 | 497.1002 | 696.3778 | 924.8847 | 1088.8442 | 1233.6546 | 1405.5997 | 1604.62 | 1817.7232 | 2001.2205 | 2203.2528 | 2449.5235 | 2702.5019 | 2887.1651 | 3044.4172 | 3049.0097 | 3070.5361 | 3099.8318 | 3138.6093 | 3167.6498 | 3206.008 | 3248.2548 | 3291.951 | 3310.4821 | 3330.3541 | 3299.8435 | 3274.3335 | 3249.6506 | 3225.6627
TAS | 32.5172 | 41.453 | 79.0958 | 121.8287 | 172.7329 | 221.7425 | 267.545 | 318.6984 | 370.1109 | 421.7889 | 474.3732 | 529.91 | 598.0041 | 669.069 | 734.427 | 796.0642 | 808.0534 | 823.3321 | 838.0067 | 854.353 | 870.9323 | 888.3775 | 905.9829 | 924.427 | 938.879 | 951.7532 | 944.6578 | 937.8466 | 930.4736 | 922.926
VIC | 246.175 | 345.5291 | 478.926 | 1373.2473 | 2265.8362 | 3151.2061 | 4043.5176 | 4956.984 | 5746.4482 | 6531.9039 | 7260.4966 | 8058.2766 | 8870.107 | 9978.5328 | 10955.6398 | 11879.0588 | 12089.4232 | 12326.3071 | 12518.3416 | 12738.8036 | 12936.1289 | 13162.9001 | 13392.7558 | 13637.5689 | 13843.7073 | 14047.8543 | 13981.8405 | 13934.4065 | 13876.8579 | 13833.0506
Example average normalised1 residential non-aggregated battery daily charge/discharge profile for NSW in Summer (February)
NEM Time | 0:00 | 0:30 | 1:00 | 1:30 | 2:00 | 2:30 | 3:00 | 3:30 | 4:00 | 4:30 | 5:00 | 5:30 | 6:00 | 6:30 | 7:00 | 7:30 | 8:00 | 8:30 | 9:00 | 9:30 | 10:00 | 10:30 | 11:00 | 11:30 | 12:00 | 12:30 | 13:00 | 13:30 | 14:00 | 14:30 | 15:00 | 15:30 | 16:00 | 16:30 | 17:00 | 17:30 | 18:00 | 18:30 | 19:00 | 19:30 | 20:00 | 20:30 | 21:00 | 21:30 | 22:00 | 22:30 | 23:00 | 23:30
Battery (kW per kW)2 | -0.12232 | -0.12203 | -0.12236 | -0.11965 | -0.12016 | -0.11865 | -0.12443 | -0.12528 | -0.13414 | -0.14385 | -0.15669 | -0.16837 | -0.14405 | -0.058907 | 0.021688 | 0.075288 | 0.096664 | 0.1022 | 0.1179 | 0.133 | 0.14535 | 0.15666 | 0.16129 | 0.16866 | 0.17586 | 0.18176 | 0.18127 | 0.17161 | 0.16173 | 0.16164 | 0.14953 | 0.13955 | 0.12898 | 0.1105 | 0.085467 | 0.046187 | 0.012349 | -0.03449 | -0.10166 | -0.10296 | -0.11183 | -0.10821 | -0.099774 | -0.10241 | -0.10143 | -0.10584 | -0.11103 | -0.12143
Solar (kW per kW) | 0 | 0 | 0 | 0 | 0 | 0 | 0 | 0 | 0 | 0 | 6.2279e-05 | 0.00031925 | 0.0096415 | 0.04841 | 0.10329 | 0.17203 | 0.24005 | 0.30232 | 0.35645 | 0.40003 | 0.43937 | 0.47467 | 0.49874 | 0.51563 | 0.52469 | 0.52357 | 0.51492 | 0.49623 | 0.47141 | 0.43772 | 0.39716 | 0.3505 | 0.30064 | 0.2448 | 0.18404 | 0.11939 | 0.062291 | 0.023337 | 0.00055334 | 4.205e-05 | 0 | 0 | 0 | 0 | 0 | 0 | 0 | 0
1. kW per kW of installed capacity
2. Negative values indicate battery discharge
Example average normalised1 residential non-aggregated battery daily charge/discharge profile for NSW in Winter (July)
NEM Time | 0:00 | 0:30 | 1:00 | 1:30 | 2:00 | 2:30 | 3:00 | 3:30 | 4:00 | 4:30 | 5:00 | 5:30 | 6:00 | 6:30 | 7:00 | 7:30 | 8:00 | 8:30 | 9:00 | 9:30 | 10:00 | 10:30 | 11:00 | 11:30 | 12:00 | 12:30 | 13:00 | 13:30 | 14:00 | 14:30 | 15:00 | 15:30 | 16:00 | 16:30 | 17:00 | 17:30 | 18:00 | 18:30 | 19:00 | 19:30 | 20:00 | 20:30 | 21:00 | 21:30 | 22:00 | 22:30 | 23:00 | 23:30
Battery (kW per kW)2 | -0.11959 | -0.10201 | -0.083387 | -0.077431 | -0.075476 | -0.071127 | -0.068155 | -0.064322 | -0.064391 | -0.063327 | -0.065762 | -0.070251 | -0.074718 | -0.081111 | -0.058392 | 0.021887 | 0.076013 | 0.12468 | 0.15643 | 0.17527 | 0.20461 | 0.22987 | 0.24179 | 0.24711 | 0.24619 | 0.25084 | 0.2454 | 0.23881 | 0.23596 | 0.21069 | 0.1972 | 0.17001 | 0.11965 | 0.046013 | -0.049774 | -0.1215 | -0.1733 | -0.20246 | -0.2117 | -0.20837 | -0.20112 | -0.19077 | -0.1829 | -0.1782 | -0.17295 | -0.1571 | -0.15029 | -0.13321
Solar (kW per kW) | 0 | 0 | 0 | 0 | 0 | 0 | 0 | 0 | 0 | 0 | 0 | 0 | 4.6057e-05 | 0.0003871 | 0.012694 | 0.071841 | 0.14335 | 0.21836 | 0.28665 | 0.34298 | 0.39473 | 0.4359 | 0.46725 | 0.47856 | 0.48148 | 0.47438 | 0.46031 | 0.43501 | 0.40499 | 0.36664 | 0.32572 | 0.26624 | 0.19918 | 0.11505 | 0.044414 | 0.011266 | 1.5412e-05 | 0 | 0 | 0 | 0 | 0 | 0 | 0 | 0 | 0 | 0 | 0
1. kW per kW of installed capacity
2. Negative values indicate battery discharge
Example average normalised non-aggregated battery daily charge/discharge profile for NSW in Summery (February) | 2031-32: Example average normalised non-aggregated July daily charge/discharge profile for NSW in Winter (July)
Average daily February profile. Actual charge / discharge profile will depend on the actual availability of solar resources to charge the battery system. | 2031-32: Average daily July profile. Actual charge / discharge profile will depend on the actual availability of solar resources to charge the battery system.

## Aggregated energy storages
Go to Assumptions Summary
Distributed Energy Resources: Aggregated embedded energy storage systems | [13 empty] | Note: | Further information is available at http://forecasting.aemo.com.au
Aggregated embedded energy storage (VPP) forecasts based using the Embedded energy storage forecast.
Aggregated embedded energy storages (small-scale batteries, MW)
The use of batteries in managing consumer demand is 'netted' off the operational demand forecasts if 'non-aggregated', whereas the 'aggregated' share is modelled like a Virtual Power Plant (VPP), operated by a retailer / aggregator and an alternative supply source for arbitrage or emergency response.
Slow Change
| 2020-21 | 2021-22 | 2022-23 | 2023-24 | 2024-25 | 2025-26 | 2026-27 | 2027-28 | 2028-29 | 2029-30 | 2030-31 | 2031-32 | 2032-33 | 2033-34 | 2034-35 | 2035-36 | 2036-37 | 2037-38 | 2038-39 | 2039-40 | 2040-41 | 2041-42 | 2042-43 | 2043-44 | 2044-45 | 2045-46 | 2046-47 | 2047-48 | 2048-49 | 2049-50
NSW | 4.057 | 6.558 | 8.786 | 10.68 | 15.384 | 20.217 | 25.635 | 31.095 | 36.873 | 42.845 | 46.41 | 57.069 | 64.706 | 73.35 | 79.327 | 83.166 | 86.441 | 89.566 | 92.826 | 96.448 | 100.138 | 103.729 | 107.422 | 111.417 | 115.418 | 119.319 | 123.127 | 126.856 | 130.617 | 134.472
QLD | 1.749 | 2.603 | 3.317 | 4.026 | 5.403 | 7.677 | 9.803 | 12.359 | 14.691 | 17.29 | 18.852 | 24.22 | 26.67 | 30.579 | 33.136 | 34.83 | 36.323 | 37.834 | 39.483 | 41.237 | 42.889 | 44.434 | 46.046 | 47.854 | 49.667 | 51.432 | 53.152 | 54.833 | 56.545 | 58.297
SA | 1.713 | 3.332 | 5.788 | 7.33 | 9.022 | 10.892 | 13.305 | 15.805 | 18.292 | 20.649 | 22.005 | 23.441 | 24.951 | 26.615 | 28.315 | 29.831 | 31.335 | 32.863 | 34.455 | 36.142 | 37.889 | 39.684 | 41.551 | 43.511 | 45.537 | 47.623 | 49.772 | 51.99 | 54.295 | 56.693
TAS | 0.288 | 0.44 | 0.556 | 0.666 | 0.899 | 1.187 | 1.539 | 1.937 | 2.273 | 2.657 | 2.881 | 3.642 | 3.97 | 4.496 | 4.849 | 5.053 | 5.218 | 5.369 | 5.522 | 5.695 | 5.875 | 6.049 | 6.225 | 6.407 | 6.581 | 6.745 | 6.9 | 7.052 | 7.205 | 7.36
VIC | 2.128 | 3.731 | 5.337 | 6.562 | 8.868 | 11.994 | 15.011 | 18.664 | 22.177 | 26.3 | 29 | 38.307 | 44.082 | 52.345 | 57.273 | 60.753 | 63.832 | 66.791 | 69.883 | 73.295 | 76.876 | 80.486 | 84.222 | 88.149 | 92.06 | 95.945 | 99.82 | 103.664 | 107.599 | 111.657
Central
| 2020-21 | 2021-22 | 2022-23 | 2023-24 | 2024-25 | 2025-26 | 2026-27 | 2027-28 | 2028-29 | 2029-30 | 2030-31 | 2031-32 | 2032-33 | 2033-34 | 2034-35 | 2035-36 | 2036-37 | 2037-38 | 2038-39 | 2039-40 | 2040-41 | 2041-42 | 2042-43 | 2043-44 | 2044-45 | 2045-46 | 2046-47 | 2047-48 | 2048-49 | 2049-50
NSW | 8.589 | 13.897 | 19.697 | 29.162 | 42.001 | 59.431 | 81.633 | 103.019 | 129.604 | 168.832 | 203.169 | 255.242 | 292.839 | 337.193 | 380.779 | 426.084 | 469.969 | 513.223 | 556.711 | 599.309 | 642.059 | 686.952 | 734.321 | 783.025 | 821.133 | 860.401 | 900.734 | 941.995 | 983.641 | 1025.804
QLD | 4.015 | 6.283 | 9.038 | 13.648 | 20.047 | 28.646 | 39.92 | 51.776 | 66.05 | 86.234 | 109.423 | 142.449 | 168.902 | 199.702 | 230.441 | 262.576 | 295.532 | 329.475 | 362.967 | 395.859 | 429.33 | 463.784 | 499.933 | 537.296 | 565.416 | 594.354 | 624.143 | 654.722 | 685.861 | 717.549
SA | 4.33 | 7.403 | 12.575 | 16.369 | 20.818 | 25.878 | 32.539 | 40.105 | 48.895 | 60.853 | 70.614 | 87.129 | 97.388 | 109.546 | 121.655 | 134.326 | 146.657 | 158.138 | 169.176 | 180.255 | 191.186 | 202.356 | 214.599 | 227.014 | 236.682 | 246.511 | 256.534 | 266.715 | 276.923 | 287.161
TAS | 0.628 | 0.995 | 1.415 | 2.036 | 2.958 | 4.208 | 5.895 | 7.725 | 9.859 | 12.513 | 14.752 | 18.241 | 20.738 | 23.621 | 26.457 | 29.458 | 32.477 | 35.519 | 38.363 | 41.122 | 43.868 | 46.668 | 49.624 | 52.638 | 54.942 | 57.289 | 59.678 | 62.101 | 64.536 | 66.983
VIC | 4.659 | 7.967 | 12.184 | 18.007 | 25.892 | 37.312 | 52.961 | 71.587 | 94.075 | 129.773 | 159.421 | 205.486 | 243.58 | 283.23 | 321.698 | 361.635 | 401.73 | 443.322 | 486.699 | 530.824 | 575.442 | 621.935 | 669.907 | 718.015 | 754.911 | 792.922 | 831.94 | 871.864 | 912.314 | 953.272
High DER
| 2020-21 | 2021-22 | 2022-23 | 2023-24 | 2024-25 | 2025-26 | 2026-27 | 2027-28 | 2028-29 | 2029-30 | 2030-31 | 2031-32 | 2032-33 | 2033-34 | 2034-35 | 2035-36 | 2036-37 | 2037-38 | 2038-39 | 2039-40 | 2040-41 | 2041-42 | 2042-43 | 2043-44 | 2044-45 | 2045-46 | 2046-47 | 2047-48 | 2048-49 | 2049-50
NSW | 17.731 | 30.447 | 71.711 | 130.27 | 212.052 | 324.245 | 448.498 | 597.436 | 773.879 | 981.449 | 1142.61 | 1324.166 | 1522.276 | 1738.338 | 1943.716 | 2158.8 | 2279.379 | 2405.052 | 2533.802 | 2666.982 | 2804.598 | 2945.117 | 3088.977 | 3237.89 | 3391.457 | 3548.962 | 3710.466 | 3876.96 | 4046.071 | 4218.427
QLD | 9.569 | 17.092 | 49.567 | 96.139 | 162.616 | 256.35 | 359.913 | 485.039 | 636.85 | 815.002 | 952.311 | 1107.868 | 1278.662 | 1465.361 | 1636.076 | 1814.326 | 1909.678 | 2008.65 | 2110.638 | 2215.489 | 2324.452 | 2436.362 | 2550.228 | 2667.885 | 2790.022 | 2914.514 | 3043.485 | 3176.687 | 3311.313 | 3449.842
SA | 10.402 | 17.419 | 32.817 | 53.826 | 82.384 | 116.594 | 153.426 | 196.665 | 246.475 | 303.104 | 342.113 | 385.789 | 433.601 | 485.451 | 533.213 | 582.89 | 611.322 | 640.787 | 670.973 | 702.27 | 734.354 | 767.247 | 800.749 | 835.277 | 870.592 | 906.987 | 944.194 | 982.674 | 1021.681 | 1061.697
TAS | 1.336 | 2.174 | 3.275 | 4.751 | 6.692 | 9.222 | 12.637 | 17.058 | 22.751 | 29.515 | 35.278 | 41.516 | 48.287 | 55.645 | 63.485 | 71.629 | 76.469 | 81.473 | 86.616 | 91.923 | 97.401 | 103.005 | 108.753 | 114.687 | 120.793 | 127.056 | 133.484 | 140.061 | 146.762 | 153.603
VIC | 10.025 | 19.399 | 55.108 | 137.094 | 247.137 | 385.648 | 555.84 | 760.004 | 973.496 | 1197.186 | 1363.053 | 1550.223 | 1756.093 | 1978.399 | 2185.647 | 2401.223 | 2521.425 | 2644.546 | 2771.077 | 2900.618 | 3034.597 | 3171.904 | 3312.692 | 3457.707 | 3607.565 | 3760.185 | 3917.75 | 4079.908 | 4243.998 | 4412.456
Fast Change
| 2020-21 | 2021-22 | 2022-23 | 2023-24 | 2024-25 | 2025-26 | 2026-27 | 2027-28 | 2028-29 | 2029-30 | 2030-31 | 2031-32 | 2032-33 | 2033-34 | 2034-35 | 2035-36 | 2036-37 | 2037-38 | 2038-39 | 2039-40 | 2040-41 | 2041-42 | 2042-43 | 2043-44 | 2044-45 | 2045-46 | 2046-47 | 2047-48 | 2048-49 | 2049-50
NSW | 14.845 | 25.016 | 39.704 | 61.198 | 92.082 | 134.956 | 191.79 | 261.384 | 342.741 | 447.929 | 547.618 | 676.48 | 801.421 | 918.483 | 1016.733 | 1105.926 | 1189.857 | 1273.44 | 1359.675 | 1451.886 | 1556.035 | 1661.178 | 1769.148 | 1880.165 | 1968.649 | 2059.991 | 2153.575 | 2251.006 | 2349.97 | 2450.606
QLD | 7.457 | 11.842 | 19.005 | 29.354 | 44.463 | 65.595 | 93.907 | 128.112 | 170.331 | 224.366 | 284.64 | 369.218 | 447.067 | 529.742 | 601.988 | 668.155 | 728.965 | 789.088 | 851.264 | 916.154 | 989.029 | 1064.05 | 1141.22 | 1220.459 | 1281.193 | 1344.01 | 1408.583 | 1475.908 | 1544.303 | 1614.3
SA | 7.658 | 12.522 | 21.239 | 28.025 | 36.145 | 48.789 | 68.467 | 91.85 | 115.945 | 145.233 | 173.41 | 214.67 | 250.17 | 284.161 | 312.41 | 337.171 | 358.637 | 379.964 | 401.782 | 424.491 | 451.548 | 478.704 | 506.287 | 534.135 | 556.103 | 578.673 | 601.612 | 625.538 | 649.096 | 672.855
TAS | 1.074 | 1.748 | 2.626 | 3.972 | 5.879 | 8.542 | 12.288 | 17.466 | 23.187 | 29.703 | 36.035 | 45.02 | 53.326 | 61.287 | 68.28 | 74.383 | 79.703 | 84.964 | 90.341 | 95.968 | 102.343 | 108.789 | 115.358 | 122.052 | 127.155 | 132.383 | 137.714 | 143.234 | 148.767 | 154.348
VIC | 7.983 | 13.892 | 22.65 | 34.592 | 52.632 | 78.731 | 115.963 | 167.268 | 235.191 | 322.486 | 409.786 | 530.108 | 643.839 | 758.354 | 865.122 | 966.228 | 1055.392 | 1140.014 | 1225.155 | 1313.72 | 1416.74 | 1521.087 | 1627.899 | 1737.254 | 1823.498 | 1912.764 | 2004.294 | 2101.071 | 2199.016 | 2296.78
Step Change
| 2020-21 | 2021-22 | 2022-23 | 2023-24 | 2024-25 | 2025-26 | 2026-27 | 2027-28 | 2028-29 | 2029-30 | 2030-31 | 2031-32 | 2032-33 | 2033-34 | 2034-35 | 2035-36 | 2036-37 | 2037-38 | 2038-39 | 2039-40 | 2040-41 | 2041-42 | 2042-43 | 2043-44 | 2044-45 | 2045-46 | 2046-47 | 2047-48 | 2048-49 | 2049-50
NSW | 18.994 | 33.809 | 82.709 | 156.761 | 263.89 | 405.048 | 567.059 | 769.634 | 1010.103 | 1287.846 | 1513.002 | 1757.995 | 2022.753 | 2303.851 | 2570.371 | 2845.805 | 2993.4 | 3149.602 | 3306.082 | 3472.676 | 3642.499 | 3815.654 | 3993.212 | 4175.744 | 4364.782 | 4557.406 | 4750.507 | 4944.202 | 5141.238 | 5338.715
QLD | 10.294 | 18.792 | 56.93 | 116.312 | 203.741 | 316.675 | 441.512 | 598.097 | 788.338 | 1007.196 | 1181.67 | 1375.488 | 1581.047 | 1799.564 | 2003.201 | 2215.979 | 2320.634 | 2431.55 | 2543.859 | 2662.817 | 2785.438 | 2910.14 | 3039.448 | 3174.298 | 3316.831 | 3463.238 | 3617.549 | 3775.545 | 3934.38 | 4096.485
SA | 11.148 | 19.108 | 37.433 | 64.042 | 100.939 | 139.006 | 181.29 | 233.207 | 295.748 | 367.725 | 418.77 | 476.54 | 537.83 | 602.483 | 656.359 | 712.614 | 743.766 | 776.579 | 809.532 | 844.201 | 879.819 | 916.083 | 953.688 | 992.261 | 1032.719 | 1074.202 | 1117.797 | 1162.581 | 1208.344 | 1254.282
TAS | 1.447 | 2.531 | 5.899 | 10.956 | 18.307 | 27.272 | 37.668 | 50.497 | 65.412 | 82.598 | 96.729 | 112.111 | 128.748 | 146.674 | 164.112 | 182.073 | 191.8 | 202.034 | 212.356 | 223.178 | 234.193 | 245.494 | 256.958 | 268.736 | 280.622 | 292.616 | 304.576 | 316.626 | 328.756 | 340.864
VIC | 10.761 | 21.325 | 39.333 | 124.653 | 240.512 | 387.463 | 568.474 | 786.961 | 1024.836 | 1297.201 | 1508.376 | 1741.758 | 1990.85 | 2255.025 | 2511.472 | 2773.656 | 2913.049 | 3058.572 | 3207.325 | 3364.194 | 3523.546 | 3687.863 | 3855.463 | 4029.35 | 4209.115 | 4396.396 | 4589.935 | 4789.622 | 4990.38 | 5195.402
Aggregated embedded energy storages (small-scale batteries, MWh)
Amount of energy generated by aggregated battery installations by NEM region.
Slow Change
| 2020-21 | 2021-22 | 2022-23 | 2023-24 | 2024-25 | 2025-26 | 2026-27 | 2027-28 | 2028-29 | 2029-30 | 2030-31 | 2031-32 | 2032-33 | 2033-34 | 2034-35 | 2035-36 | 2036-37 | 2037-38 | 2038-39 | 2039-40 | 2040-41 | 2041-42 | 2042-43 | 2043-44 | 2044-45 | 2045-46 | 2046-47 | 2047-48 | 2048-49 | 2049-50
NSW | 9.369 | 14.991 | 20.342 | 24.337 | 35.265 | 46.139 | 58.146 | 69.836 | 81.92 | 94.002 | 100.636 | 125.49 | 141.946 | 160.612 | 172.16 | 178.161 | 182.633 | 186.614 | 190.805 | 195.807 | 200.824 | 205.426 | 210.137 | 215.475 | 220.66 | 225.422 | 229.788 | 233.793 | 237.734 | 241.71
QLD | 3.992 | 5.928 | 7.442 | 8.888 | 11.962 | 17.173 | 21.81 | 27.376 | 32.148 | 37.392 | 40.303 | 53.026 | 57.898 | 66.424 | 71.369 | 74.089 | 76.234 | 78.386 | 80.838 | 83.498 | 85.82 | 87.792 | 89.877 | 92.398 | 94.855 | 97.114 | 99.188 | 101.086 | 102.983 | 104.899
SA | 3.999 | 7.975 | 13.632 | 16.957 | 20.457 | 24.259 | 29.255 | 34.324 | 39.789 | 45.473 | 47.858 | 50.359 | 52.989 | 55.949 | 58.967 | 61.508 | 63.963 | 66.434 | 69.01 | 71.76 | 74.598 | 77.485 | 80.485 | 83.647 | 86.9 | 90.225 | 93.633 | 97.13 | 100.759 | 104.527
TAS | 0.665 | 1.018 | 1.271 | 1.498 | 2.022 | 2.658 | 3.433 | 4.301 | 4.979 | 5.758 | 6.181 | 7.99 | 8.635 | 9.775 | 10.452 | 10.744 | 10.932 | 11.081 | 11.228 | 11.421 | 11.623 | 11.804 | 11.981 | 12.168 | 12.327 | 12.453 | 12.551 | 12.633 | 12.711 | 12.785
VIC | 4.985 | 8.725 | 12.625 | 15.261 | 20.567 | 27.826 | 34.585 | 42.699 | 50.161 | 58.911 | 64.304 | 86.692 | 99.444 | 118.365 | 128.303 | 134.373 | 139.328 | 143.886 | 148.692 | 154.218 | 160.047 | 165.794 | 171.707 | 177.955 | 183.988 | 189.795 | 195.408 | 200.78 | 206.221 | 211.795
Central
| 2020-21 | 2021-22 | 2022-23 | 2023-24 | 2024-25 | 2025-26 | 2026-27 | 2027-28 | 2028-29 | 2029-30 | 2030-31 | 2031-32 | 2032-33 | 2033-34 | 2034-35 | 2035-36 | 2036-37 | 2037-38 | 2038-39 | 2039-40 | 2040-41 | 2041-42 | 2042-43 | 2043-44 | 2044-45 | 2045-46 | 2046-47 | 2047-48 | 2048-49 | 2049-50
NSW | 19.554 | 31.589 | 44.168 | 64.99 | 93.185 | 131.672 | 180.872 | 225.785 | 280.393 | 362.534 | 431.415 | 542.213 | 609.654 | 689.585 | 761.669 | 833.714 | 901.247 | 968.043 | 1036.2 | 1107.369 | 1179.583 | 1256.025 | 1336.316 | 1417.536 | 1469.842 | 1522.189 | 1573.6 | 1624.245 | 1673.698 | 1722.432
QLD | 9.107 | 14.121 | 20.049 | 30.118 | 44.151 | 63.014 | 87.791 | 112.957 | 142.65 | 185.073 | 234.312 | 306.491 | 358.103 | 417.597 | 473.051 | 527.939 | 581.077 | 634.432 | 687.566 | 741.13 | 803.058 | 865.875 | 931.65 | 998.752 | 1040.774 | 1082.51 | 1123.283 | 1163.394 | 1203.08 | 1242.459
SA | 10.049 | 17.157 | 29.359 | 37.414 | 46.489 | 56.478 | 69.98 | 85.103 | 102.794 | 128.222 | 148.667 | 184.78 | 202.652 | 223.947 | 243.275 | 262.335 | 280.151 | 297.036 | 313.557 | 329.89 | 346.112 | 362.873 | 381.847 | 400.834 | 412.381 | 423.646 | 434.495 | 444.962 | 455.001 | 464.688
TAS | 1.42 | 2.238 | 3.145 | 4.489 | 6.496 | 9.216 | 12.911 | 16.815 | 21.259 | 26.724 | 31.112 | 38.537 | 43.049 | 48.235 | 52.928 | 57.682 | 62.331 | 67.024 | 71.622 | 75.903 | 80.245 | 84.698 | 89.419 | 94.162 | 96.995 | 99.777 | 102.456 | 105.049 | 107.555 | 109.98
VIC | 10.7 | 18.304 | 27.806 | 40.757 | 58.272 | 83.77 | 118.93 | 160.401 | 209.284 | 288.674 | 351.231 | 453.692 | 531.054 | 608.41 | 677.946 | 746.238 | 810.82 | 876.381 | 946.825 | 1021.524 | 1097.775 | 1178.257 | 1262.627 | 1346.701 | 1400.686 | 1454.447 | 1506.801 | 1558.085 | 1608.666 | 1658.41
High DER
| 2020-21 | 2021-22 | 2022-23 | 2023-24 | 2024-25 | 2025-26 | 2026-27 | 2027-28 | 2028-29 | 2029-30 | 2030-31 | 2031-32 | 2032-33 | 2033-34 | 2034-35 | 2035-36 | 2036-37 | 2037-38 | 2038-39 | 2039-40 | 2040-41 | 2041-42 | 2042-43 | 2043-44 | 2044-45 | 2045-46 | 2046-47 | 2047-48 | 2048-49 | 2049-50
NSW | 39.977 | 68.281 | 164.601 | 297.344 | 478.663 | 723.627 | 985.497 | 1294.639 | 1650.756 | 2058.748 | 2352.945 | 2691.649 | 3114.789 | 3569.608 | 3992.195 | 4440.841 | 4625.264 | 4822.41 | 5028.438 | 5248.614 | 5465.164 | 5696.08 | 5936.768 | 6192.332 | 6426.663 | 6663.232 | 6778.793 | 6900.486 | 7019.926 | 7140.259
QLD | 21.862 | 38.822 | 115.702 | 222.392 | 371.315 | 577.738 | 795.909 | 1054.416 | 1361.989 | 1713.496 | 1962.943 | 2250.277 | 2615.616 | 3008.227 | 3357.146 | 3729.646 | 3870.755 | 4022.494 | 4187.788 | 4362.686 | 4532.016 | 4716.585 | 4909.281 | 5114.747 | 5295.628 | 5476.144 | 5554.277 | 5637.903 | 5719.238 | 5804.2
SA | 24.13 | 39.769 | 74.883 | 121.507 | 183.595 | 255.602 | 329.939 | 416.127 | 515.083 | 627.984 | 700.806 | 781.536 | 884.529 | 995.184 | 1095.835 | 1196.887 | 1236.938 | 1279.815 | 1324.386 | 1371.514 | 1414.175 | 1460.738 | 1509.821 | 1562.127 | 1607.16 | 1653.173 | 1672.054 | 1692.86 | 1713.311 | 1735.067
TAS | 2.999 | 4.832 | 7.207 | 10.35 | 14.437 | 19.735 | 26.99 | 36.622 | 48.993 | 63.263 | 74.946 | 87.521 | 100.984 | 115.51 | 130.82 | 146.536 | 154.113 | 162.428 | 171.568 | 181.133 | 190.897 | 200.826 | 211.007 | 221.599 | 232.399 | 243.14 | 249.564 | 255.991 | 262.327 | 268.645
VIC | 22.872 | 44.231 | 128.591 | 320.888 | 570.288 | 873.711 | 1235.712 | 1659.604 | 2079.198 | 2494.696 | 2771.925 | 3096.259 | 3505.699 | 4007.289 | 4458.229 | 4915.979 | 5129.634 | 5352.351 | 5550.3 | 5729.681 | 5908.021 | 6104.366 | 6314.732 | 6537.372 | 6735.156 | 6932.267 | 7010.985 | 7093.999 | 7175.291 | 7260.407
Fast Change
| 2020-21 | 2021-22 | 2022-23 | 2023-24 | 2024-25 | 2025-26 | 2026-27 | 2027-28 | 2028-29 | 2029-30 | 2030-31 | 2031-32 | 2032-33 | 2033-34 | 2034-35 | 2035-36 | 2036-37 | 2037-38 | 2038-39 | 2039-40 | 2040-41 | 2041-42 | 2042-43 | 2043-44 | 2044-45 | 2045-46 | 2046-47 | 2047-48 | 2048-49 | 2049-50
NSW | 33.48 | 56.432 | 88.919 | 136.015 | 203.374 | 296.263 | 418.139 | 562.969 | 722.349 | 921.816 | 1100.348 | 1338.044 | 1556.745 | 1753.758 | 1918.117 | 2070.44 | 2208.604 | 2343.414 | 2483.538 | 2637.726 | 2816.969 | 2992.929 | 3170.52 | 3349.386 | 3465.837 | 3583.399 | 3698.066 | 3815.629 | 3931.48 | 4047.195
QLD | 17.002 | 26.705 | 42.502 | 65.086 | 98.075 | 143.965 | 204.77 | 276.099 | 360.968 | 465.938 | 581.112 | 747.49 | 883.208 | 1026.198 | 1150.884 | 1265.033 | 1366.805 | 1465.714 | 1567.589 | 1675.032 | 1809.683 | 1944.847 | 2080.928 | 2217.595 | 2303.662 | 2389.772 | 2473.504 | 2558.081 | 2641.201 | 2724.88
SA | 17.773 | 28.846 | 49.238 | 63.216 | 79.304 | 105.456 | 147.716 | 196.668 | 243.938 | 300.462 | 352.842 | 432.198 | 490.574 | 545.888 | 590.76 | 630.255 | 663.085 | 695.356 | 728.162 | 761.693 | 804.995 | 847.245 | 889.28 | 930.57 | 955.785 | 981.09 | 1005.229 | 1030.24 | 1053.119 | 1075.652
TAS | 2.406 | 3.908 | 5.805 | 8.705 | 12.786 | 18.456 | 26.442 | 37.523 | 49.061 | 61.311 | 72.487 | 89.284 | 103.147 | 116.324 | 127.43 | 137.344 | 145.872 | 154.564 | 163.228 | 172.106 | 182.685 | 193.151 | 203.643 | 214.086 | 220.165 | 226.231 | 232.052 | 237.925 | 243.551 | 249.071
VIC | 18.185 | 31.67 | 51.434 | 77.921 | 117.866 | 175.564 | 257.881 | 371.346 | 518.935 | 703.536 | 881.153 | 1130.748 | 1346.108 | 1550.443 | 1729.049 | 1897.03 | 2040.343 | 2175.902 | 2317.006 | 2469.789 | 2655.163 | 2839.193 | 3023.997 | 3209.141 | 3330.245 | 3452.476 | 3571.074 | 3695.407 | 3817.389 | 3934.303
Step Change
| 2020-21 | 2021-22 | 2022-23 | 2023-24 | 2024-25 | 2025-26 | 2026-27 | 2027-28 | 2028-29 | 2029-30 | 2030-31 | 2031-32 | 2032-33 | 2033-34 | 2034-35 | 2035-36 | 2036-37 | 2037-38 | 2038-39 | 2039-40 | 2040-41 | 2041-42 | 2042-43 | 2043-44 | 2044-45 | 2045-46 | 2046-47 | 2047-48 | 2048-49 | 2049-50
NSW | 42.763 | 75.955 | 190.382 | 359.313 | 598.67 | 906.943 | 1249.699 | 1673.545 | 2162.375 | 2709.369 | 3126.445 | 3584.044 | 4138.91 | 4725.556 | 5274.03 | 5836.619 | 6053.056 | 6302.85 | 6555.703 | 6832.069 | 7109.575 | 7396.707 | 7695.344 | 8001.937 | 8283.238 | 8560.755 | 8666.674 | 8771.038 | 8871.027 | 8971.176
QLD | 23.494 | 42.707 | 133.155 | 270.052 | 467.255 | 714.707 | 976.236 | 1300.101 | 1685.802 | 2115.785 | 2435.259 | 2793.036 | 3226.95 | 3688.176 | 4113.435 | 4551.577 | 4691.667 | 4858.728 | 5038.139 | 5232.878 | 5427.572 | 5634.251 | 5849.156 | 6075.503 | 6284.737 | 6496.904 | 6583.502 | 6676.194 | 6762.067 | 6853.506
SA | 25.834 | 43.646 | 85.639 | 145.242 | 226.19 | 304.912 | 389.298 | 492.737 | 617.863 | 761.954 | 857.977 | 966.873 | 1099.058 | 1239.377 | 1354.222 | 1459.55 | 1496.012 | 1540.568 | 1589.151 | 1642.924 | 1692.224 | 1746.82 | 1804.221 | 1863.145 | 1908.952 | 1955.869 | 1974.193 | 1994.785 | 2015.269 | 2035.512
TAS | 3.25 | 5.667 | 13.526 | 25.04 | 41.446 | 60.777 | 82.482 | 109.076 | 139.238 | 172.969 | 199.219 | 227.955 | 263.188 | 301.135 | 337.942 | 374.395 | 388.774 | 404.973 | 421.157 | 438.468 | 456.199 | 474.7 | 493.622 | 513.334 | 531.171 | 548.415 | 554.447 | 560.48 | 566.013 | 571.304
VIC | 24.53 | 48.661 | 89.459 | 292.112 | 557.703 | 883.065 | 1271.794 | 1729.737 | 2206.091 | 2734.422 | 3111.751 | 3535.503 | 3983.328 | 4575.329 | 5130.535 | 5681.437 | 5916.394 | 6168.291 | 6403.183 | 6655.244 | 6898.747 | 7160.808 | 7428.336 | 7707.583 | 7969.669 | 8235.219 | 8349.753 | 8473.383 | 8589.814 | 8712.991
Aggregation trajectories (MW)
| 2020-21 | 2021-22 | 2022-23 | 2023-24 | 2024-25 | 2025-26 | 2026-27 | 2027-28 | 2028-29 | 2029-30 | 2030-31 | 2031-32 | 2032-33 | 2033-34 | 2034-35 | 2035-36 | 2036-37 | 2037-38 | 2038-39 | 2039-40 | 2040-41 | 2041-42 | 2042-43 | 2043-44 | 2044-45 | 2045-46 | 2046-47 | 2047-48 | 2048-49 | 2049-50
Slow Change | 9.935 | 16.664 | 23.784 | 29.264 | 39.576 | 51.967 | 65.293 | 79.86 | 94.306 | 109.741 | 119.148 | 146.679 | 164.379 | 187.385 | 202.9 | 213.633 | 223.149 | 232.423 | 242.169 | 252.817 | 263.667 | 274.382 | 285.466 | 297.338 | 309.263 | 321.064 | 332.771 | 344.395 | 356.261 | 368.479
Central | 22.221 | 36.545 | 54.909 | 79.222 | 111.716 | 155.475 | 212.948 | 274.212 | 348.483 | 458.205 | 557.379 | 708.547 | 823.447 | 953.292 | 1081.03 | 1214.079 | 1346.365 | 1479.677 | 1613.916 | 1747.369 | 1881.885 | 2021.695 | 2168.384 | 2317.988 | 2433.084 | 2551.477 | 2673.029 | 2797.397 | 2923.275 | 3050.769
High DER | 49.063 | 86.531 | 212.478 | 422.08 | 710.881 | 1092.059 | 1530.314 | 2056.202 | 2653.451 | 3326.256 | 3835.365 | 4409.562 | 5038.919 | 5723.194 | 6362.137 | 7028.868 | 7398.273 | 7780.508 | 8173.106 | 8577.282 | 8995.402 | 9423.635 | 9861.399 | 10313.446 | 10780.429 | 11257.704 | 11749.379 | 12256.29 | 12769.825 | 13296.025
Fast Change | 39.017 | 65.02 | 105.224 | 157.141 | 231.201 | 336.613 | 482.415 | 666.08 | 887.395 | 1169.717 | 1451.489 | 1835.496 | 2195.823 | 2552.027 | 2864.533 | 3151.863 | 3412.554 | 3667.47 | 3928.217 | 4202.219 | 4515.695 | 4833.808 | 5159.912 | 5494.065 | 5756.598 | 6027.821 | 6305.778 | 6596.757 | 6891.152 | 7188.889
Step Change | 52.644 | 95.565 | 222.304 | 472.724 | 827.389 | 1275.464 | 1796.003 | 2438.396 | 3184.437 | 4042.566 | 4718.547 | 5463.892 | 6261.228 | 7107.597 | 7905.515 | 8730.127 | 9162.649 | 9618.337 | 10079.154 | 10567.066 | 11065.495 | 11575.234 | 12098.769 | 12640.389 | 13204.069 | 13783.858 | 14380.364 | 14988.576 | 15603.098 | 16225.748
Aggregation trajectory

## Scenario Policy Settings
Go to Assumptions Summary
Renewable Policy Settings
Renewable Policy Setting across the five scenarios.
Policy | Slow Change | Central | Fast change | High DER | Step Change
VRET – 40% by 2025; 50% by 2030 | ü | ü | ü | ü | üü
TRET - 100% by 2022 | ü | ü | ü | ü | ü
TRET - 200% by 2040 | O | O | O | ü | ü
QRET – 50% by 2030 | O | ü | O | ü | üü
Central-West Orana REZ Transmission Link | ü | ü | ü | ü | ü
Snowy 2.0 | ü | ü | ü | ü | ü
Current DER and EE policies | ü | ü | ü | üü | üü
26% reduction in emissions by 2030 (NEM) | ü | ü | ü | ü | üü
NEM carbon budget to achieve 2050 emissions levels | O | O | ü | O | üü
Note:
ü - indicates that this setting will be included in the scenario
O - indicates that this setting will be excluded from the scenario
üü - indicates that the existing policy is included at a minimum, but volume likely to be exceeded based on scenario narrative.

## Renewable Policy Targets
Go to Assumptions Summary
Federal Large-scale Renewable Energy Target
Note: Small scale renewable energy policies (such as SRES) is captured within the DER forecasts.
Financial year | Australia-wide LRET Target (GWh) | Base NEM Target (including grandfathered hydro) (GWh) | GreenPower (GWh) | Desalination (GWh) | Effective Target (GWh) | Penalty Price ($/MWh)1
2020-21 | 33425 | 42269 | 395.2 | 101.2 | 42765.4 | 92.8571
2021-22 | 33000 | 41915 | 332.4 | 101.2 | 42348.6 | 90.5923
2022-23 | 33000 | 41915 | 279.7 | 101.2 | 42295.9 | 88.3828
2023-24 | 33000 | 41915 | 235.3 | 101.4 | 42251.7 | 86.2271
2024-25 | 33000 | 41915 | 197.9 | 101.2 | 42214.1 | 84.124
2025-26 | 33000 | 41915 | 166.5 | 101.2 | 42182.7 | 82.0722
2026-27 | 33000 | 41915 | 140.1 | 101.2 | 42156.3 | 80.0704
2027-28 | 33000 | 41915 | 117.8 | 101.4 | 42134.2 | 78.1175
2028-29 | 33000 | 41915 | 99.1 | 101.2 | 42115.3 | 76.2122
2029-30 | 33000 | 41915 | 83.4 | 101.2 | 42099.6 | 74.3533
1. Penalty price is calculated as an uplift of the $65 nominal penalty adjusted by a 30% corporate tax rate and a 2.5% annual CPI adjustment
Queensland Renewable Energy Target
50% of Queensland electricity consumption to be provided by renewable generation by 2030
The underlying consumption is used as a measure of comparing to the % trajectory - that means that small-scale generation from rooftop PV systems is included within the target.
Financial year | Slow Change | Central | High DER | Fast Change | Step Change
2020-21 | Q400 policy only (achieved through Anticipated projects) | 8% | 8% | Q400 policy only (achieved through Anticipated projects) | 8%
2021-22 |  | 12.67% | 12.67% |  | 12.67%
2022-23 |  | 17.33% | 17.33% |  | 17.33%
2023-24 |  | 22% | 22% |  | 22%
2024-25 |  | 26.67% | 26.67% |  | 26.67%
2025-26 |  | 31.33% | 31.33% |  | 31.33%
2026-27 |  | 36% | 36% |  | 36%
2027-28 |  | 40.67% | 40.67% |  | 40.67%
2028-29 |  | 45.33% | 45.33% |  | 45.33%
2029-30 |  | 50% | 50% |  | 50%
Source: AEMO Internal analysis to achieve a 50% renewable contribution of Queensland consumption by 2030
Victorian Renewable Energy Target
New entry renewable capacity required to meet a target of 40% renewable energy generation as a percentage of total Victorian generation by 2025 and 50% renewable energy generation as a percentage of total Victorian generation by 2030
Targets allow for a contribution of DER, lowering large-scale generation requirements.
Victorian renewable energy generation as a percentage of total Victorian generation
Financial year | Slow Change | Central | High DER | Fast Change | Step Change
2024-25 | 40% | 40% | 40% | 40% | 40%
2025-26 | 42% | 42% | 42% | 42% | 42%
2026-27 | 44% | 44% | 44% | 44% | 44%
2027-28 | 46% | 46% | 46% | 46% | 46%
2028-29 | 48% | 48% | 48% | 48% | 48%
2029-30 | 50% | 50% | 50% | 50% | 50%
Tasmania Renewable Energy Target
New entry renewable capacity required to meet a target of 100% renewable energy generation as a percentage of total Tasmania generation by 2022 and 200% renewable energy generation as a percentage of total Tasmania generation by 2040
Tasmanian renewable energy generation as a percentage of total Tasmania comsumption
Financial year | Slow Change | Central | High DER | Fast Change | Step Change
2021-22 | 100% | 100% | 100% | 100% | 100%
2022-23 | 100% | 100% | 105.6% | 100% | 105.6%
2023-24 | N/A | N/A | 111.1% | N/A | 111.1%
2024-25 | N/A | N/A | 116.7% | N/A | 116.7%
2025-26 | N/A | N/A | 122.2% | N/A | 122.2%
2026-27 | N/A | N/A | 127.8% | N/A | 127.8%
2027-28 | N/A | N/A | 133.3% | N/A | 133.3%
2028-29 | N/A | N/A | 138.9% | N/A | 138.9%
2029-30 | N/A | N/A | 144.4% | N/A | 144.4%
2030-31 | N/A | N/A | 150% | N/A | 150%
2031-32 | N/A | N/A | 155.6% | N/A | 155.6%
2032-33 | N/A | N/A | 161.1% | N/A | 161.1%
2033-34 | N/A | N/A | 166.7% | N/A | 166.7%
2034-35 | N/A | N/A | 172.2% | N/A | 172.2%
2035-36 | N/A | N/A | 177.8% | N/A | 177.8%
2036-37 | N/A | N/A | 183.3% | N/A | 183.3%
2037-38 | N/A | N/A | 188.9% | N/A | 188.9%
2038-39 | N/A | N/A | 194.4% | N/A | 194.4%
2039-40 | N/A | N/A | 200% | N/A | 200%

## Carbon Budgets
Go to Assumptions Summary
Cumulative Carbon Budgets
To model emissions reductions, cumulative carbon budgets have been determined to reflect the emissions reduction requirements of each scenario's representative concentration pathway (RCP). This carbon budget applies to the NEM only, for the period 2021 to 2050 (financial years ending).
| Slow Change | Central | High DER | Fast Change | Step Change
Cumulative NEM electricity sector emissions budget to 2050 (Mt CO2-e) | Note 1 | Note 2 | Note 3 | 2067.7594 | 1324.5
This table includes electricity NEM generation emissions only, including that portion of the transport sector that is electrified.
Note 1: The Slow Change scenario will not capture an explicit carbon budget, rather the emissions reductions will be an outcome of existing national energy policies and retirements which consider possible coal life extensions. Retirement outcomes may differ from closure years given extension of life decisions, or earlier closures where examination of operability of the power station identifies technical or economic retirement drivers.
Note 2: The Central scenario will not capture an explicit carbon budget, rather the emissions reductions will be an outcome of existing national energy policies and retirements in accordance with announced closure years (or earlier closures where examination of operability of the power station identities technical or economic retirement drivers). Retirement outcomes determined by the model will primarily be based on total system costs and operability of the power station which will consider a number of influences, such as revenue sufficiency.
Note 3: The High DER scenario will reflect the policy settings of the Central scenario. Emissions reductions may differ from the impact of higher DER installations and affect early closure decisions (in the same way as described in Note 2 above)

## Interconnector Capability
Go to Assumptions Summary
Interconnector Transfer Capability (MW)
|  | Constraints which typically limit transfer in the NEM (Note 1) |  | Worst case approximations for capacity expansion modelling (Note 2)
Interconnector | Forward Direction | Typical Forward Limiting Constraints | Typical Reverse Limiting Constraints | Forward capability Approximation | Reverse Capability Approximation
QNI (Note 3) | NSW to QLD | N>>N-NIL__3_OPENED N^^Q_NIL_B N^^Q_NIL_A N^^Q_NIL_B1, 2, 3, 4, 5, 6 | Q^^NIL_QNI_SRAR Q::N_NIL_AR_2L-G N>N-NIL_DC | 190 - 300 (With Sapphire gen at 0) 455 - 565 (With Sapphire gen at 270 MW) (Note 4) | 1095-1145 (With Sapphire gen at 0) 815 - 915 (With Sapphire gen at 270 MW) (Note 5)
Terranora | NSW to QLD | NQTE_ROC N>N-NIL_LSDU | QNTE_ROC N>N-NIL_MBDU Q>NIL_MUTE_757 N_NIL_TE_B | 50 | 150
VIC-NSW | VIC to NSW | V>>V_NIL_2A_R, V>>V_NIL_2B_R V>>V_NIL1A_R V>>V_NIL_5 V>>N-NIL_HA V^^N_NIL_1 V>>N-NIL_HG N^^N_NIL_1 V::N_NIL_xxx | N^^V_NIL_1 V>>V_NIL_1A V>>V_NIL_1B V>>V_NIL_3 N>>V-NIL_O | 700 | 400
Heywood (Note 6) | VIC to SA | V::S_NIL_MAXG_xxx, V::S_NIL_TBSE_xxx V::N_NIL_xxx V^^S_NIL_MAXG_xxx | V>>V_NIL_2A_R V>>V_NIL_2B_R | 650 | 650
Murraylink (Note 7) | VIC to SA | V>>V_NIL_2A_R V>>V_NIL_2B_R V>>V_NIL1A_R V>>V_NIL_5 V::N_NIL_xxx V^SML_NIL_3 V^^N_NIL_1 S>>NIL_RBTU_WEWT V^SML_NSWRB_2 V>SML_NSWRB_10 | S>V_NIL_NIL_RBNW S>NIL_NIL_NWMH2 V>>V_NIL_3 | 220 | 200
Basslink | TAS to VIC | T_V_NIL_FCSPS V>>V_NIL_2A_R V>>V_NIL_2B_R | V::N_NIL_xxx V_T_NIL_FCSPS V:T_NIL_BL_1 T>>T_NIL_BL_EXP_5F T::T_NIL_3 T::T_NIL_4 T::T_NIL_2 T>>T_NIL_BL_EXP_7C | 478 | 478
Notes
1. The actual transfer capability at any point in time is the result of all constraints invoked at the given time. See https://www.aemo.com.au/Electricity/National-Electricity-Market-NEM/Security-and-reliability/Congestion-information for further details. The actual interconnector limits for historical dispatch intervals and constraints can be found here: https://www.aemo.com.au/Electricity/National-Electricity-Market-NEM/Data/Market-Management-System-MMS/Dispatch
2. This represents worst-case transfer limits at times of peak demand in the receiving region. Time-sequential modelling uses higher thermal limits combined with constraint equations to better capture network conditions impacting flow capability. In real time operation transfer capability is determined by constraint equations.
3. For the purpose of describing limits on the NSW-QLD interconnector, NSW generation connected to the 330 kV network north of Armidale (e.g. Sapphire Wind Farm) is assumed to be located in the Queensland region.
4. QNI forward direction transfer is influenced by amount of load and renewable generation at 132 kV and below between Muswellbrook and Armidale. A nominal range is provided with Terranora interconnector northerly flow of 50 MW. 190 MW transfer limit is applied in capacity expansion modelling.
5. Higher transfer limit represents expected Queensland to New South Wales transfer with improvement in voltage control in the QNI corridor. Powerlink and AEMO actively engaged regarding voltage control and its relation to the operational limit. 1095 MW transfer limit is applied in capacity expansion modelling in the reverse direction.
6. Heywood interconnector currently operates at 600 MW forward capability and 500 MW reverse capability. AEMO and ElectraNet work towards to release the transfer capability to its designed capability of 650 MW in both directions.
7. Forward capability is limited by thermal limitations in the Victorian 220kV transmission network. Reverse capability is limited by thermal limitations in the South Australian 132kV transmission network.

## Proportioning factors
Go to Assumptions Summary
Proportioning Factors for Inter-Regional Losses
Losses due to interconnector flow are assigned asymmetrically to regions either side of the interconnector1
Existing Interconnectors
Interconnector | Interconnector | From region | From region loss proportion | To region loss proportion
Queensland - New South Wales (QNI) | NSW1-QLD1 | NSW1 | 0.56 | 0.44
Victoria - New South Wales (VNI) | VIC1-NSW1 | VIC1 | 0.54 | 0.46
Tasmania - Victoria (Basslink) | T-V-MNSP1 | TAS1 | 0.5 | 0.5
Victoria - South Australia (Heywood) | V-SA | VIC1 | 0.73 | 0.27
Victoria - South Australia (Murraylink) | V-S-MNSP1 | VIC1 | 0.73 | 0.27
Queensland - New South Wales (Terranora) | N-Q-MNSP1 | NSW1 | 0.54 | 0.46
1. For derivation of loss factors for existing interconnectors, see Regional Boundaries and Marginal Loss Factors for the 2018-19 Financial Year
Interconnector Augmentation Options
Option label | Existing Interconnector | Modelled as | From region | From region loss proportion | To region loss proportion
QNI-Option 1A | NSW1-QLD1 | Upgrade | NSW1 | 0.56 | 0.44
QNI-Option 1C |  | Upgrade | NSW1 | 0.56 | 0.44
QNI-Option 1D |  | Upgrade | NSW1 | 0.56 | 0.44
QNI-Option 2 |  | Upgrade | NSW1 | 0.52 | 0.48
QNI-Option 2E |  | Upgrade | NSW1 | 0.57 | 0.43
QNI-Option 3A |  | Upgrade | NSW1 | 0.56 | 0.44
QNI-Option 3B |  | Upgrade | NSW1 | 0.5 | 0.5
QNI-Option 3C |  | Upgrade | NSW1 | 0.49 | 0.51
QNI-Option 3D/3E |  | Upgrade | NSW1 | 0.49 | 0.51
QNI-Option 4A |  | Upgrade | NSW1 | 0.83 | 0.17
QNI-Option 4B |  | Upgrade | NSW1 | 0.49 | 0.51
QNI-Option 4C |  | Upgrade | NSW1 | 0.65 | 0.35
QNI-Option 5 |  | Upgrade | NSW1 | 0.56 | 0.44
VIC-NSW Option 1 (Dederang-Lower Tumut path VIC to NSW export) | VIC1-NSW1 | Upgrade | VIC1 | 0.54 | 0.46
VIC-NSW Option 3 (Dederang-Jindera-Wagga path) |  | Upgrade | VIC1 | 0.54 | 0.46
VIC-NSW Option 4 |  | Upgrade | VIC1 | 0.55 | 0.45
VIC-NSW Option 5 (South Morang-Murray path) |  | Upgrade | VIC1 | 0.59 | 0.41
VIC-NSW Option 5A (South Morang-Murray path) |  | Upgrade | VIC1 | 0.43 | 0.57
VIC-NSW Option 6 (Bendigo-Wagga path) |  | Upgrade | VIC1 | 0.65 | 0.35
VIC-NSW Option 7 (Kerang-Darlington path) |  | Upgrade | VIC1 | 0.61 | 0.39
VIC-NSW Option 8 |  | Upgrade | VIC1 | 0.49 | 0.51
VIC-NSW Option 9 |  | Upgrade | VIC1 | 0.63 | 0.37
VIC-NSW Option 10 |  | Upgrade | VIC1 | 0.54 | 0.46
VIC-NSW Option 11 |  | Upgrade | VIC1 | 0.22 | 0.78
SA-NSW (South Australia Energy Transformation RIT-T preferred option) | SA1-NSW1 (Note 2) | Upgrade | VIC1 | 0.63 | 0.37
SA-NSW (South Australia Energy Transformation RIT-T preferred option) |  | New Object | SA1 | 0.46 | 0.54
SA-QLD | SA-QLD | New Object | SA1 | 0.5 | 0.5
VIC-TAS Option 1 | N/A | New Object | TAS1 | 0.5 | 0.5
VIC-TAS Option 2 |  | New Object | TAS1 | 0.5 | 0.5
VIC-TAS Option 3 |  | New Object | TAS1 | 0.5 | 0.5
VIC-TAS Option 4 |  | New Object | TAS1 | 0.5 | 0.5
Note 1. These have been calculated by performing load flow studies to approximate the loss equation using a similar to the approach in Regional Boundaries and Marginal Loss Factors for the 2018-19 Financial Year
Note 2. The SA-NSW interconnector is modelled as an expansion of V-SA for ST simulations, and modelled as a new SA-NSW interconnector for expansion planning (i.e. IM and D-LT simulations).

## Augmentation options
Go to Assumptions Summary
Interconnector augmentation options
The transfer capacities shown in this table are notional limit at the time of high summer demand in the importing region. Tasmania peak demand occurs in winter and notional transfer capacity of VIC-TAS interconnector represents for winter as well.
These transfer capacities are modelled for generation capacity expansion modelling, however interconnector transfer capacities vary with generation dispatch, load and weather conditions.
All cost estimates are indicative and sourced from TNSP's RIT-T publications and/or AEMO calculation. A ±30% range is applied to cost estimate if a specific range is not provided.
Similar to the present interconnector capability, the transfer limits for the augmentations vary depending on system conditions and are determined by all constraint equations invoked at the time, which are modelled in hourly simulations.
Interconnector | Option label | Drivers for Project | Project description (Note 1 3) | Forward Direction | Notional Limit (Note 2) |  | Indicative Cost Estimate ($ millions) (Note 1) | Cost estimate used in modelling ($ millions) | Expected in service date
[5 empty] | Forward Direction (MW) | Reverse Direction (MW)
QNI (See note 1) | Do nothing |  | Do nothing | NSW to QLD | 190 - 300 (With Sapphire gen at 0) 455 - 565 (With Sapphire gen at 270 MW) (Note 3) | 1095-1145 (With Sapphire gen at 0) 815 - 915 (With Sapphire gen at 270 MW) (Note 4) | N/A | N/A | N/A
| QNI-Option 1A (Note 5) | Transmission line thermal capability limitation on Liddell-Muswellbrook-Tamworth and Liddell-Tamworth 330 kV lines for QNI northerly flow. Transient stability and voltage collapse limitations for QNI southerly QNI flow. | Uprating of Liddell-Muswellbrook (#83), Muswellbrook-Tamworth (#88) and Liddell-Tamworth (#84) 330 kV lines. Install SVCs at Dumaresq and Tamworth substations or alternative dynamic reactive plants. Install shunt capacitor banks at Tamworth, Armidale and Dumaresq substations. | NSW to QLD | 345 - 450 (With Sapphire gen at 0) 605 - 715 (With Sapphire gen at 270 MW) (Note 3) | 1310 (With Sapphire gen at 0) 1060 (with Sapphire gen at 270 MW) (Note 4) | Committed project | Committed project | Sep 2022
| QNI-Option 2 | Transmission line thermal capability limitation on Liddell-Muswellbrook-Tamworth and Liddell-Tamworth 330 kV lines for QNI northerly flow. For QNI southerly flow: Thermal capability of Tamworth-Armidale, Armidale-Dumaresq, Armidale-Sapphire-Dumaresq and Dumaresq-Bulli Creek 330 kV lines for QNI southerly flow. Transient and voltage collapse limit along QNI path for both northerly and southerly QNI flow. | A new single circuit 330 kV line from NSW to QLD Install a 330 kV single circuit from Liddell to Tamworth to Armidale to Dumaresq to Bulli Creek to Braemar. Install a 330/275 kV 1500 MVA transformer at Braemar. Install static and dynamic reactive plant at Armidale, Liddell, Tamworth, Dumaresq, Bulli Creek and Braemar substations. | NSW to QLD | 1110 (Note 6) | 1970 (With Sapphire gen at 0) 1740 (with Sapphire gen at 270 MW) (Note 6) | 777-1443 | 1,110 | 2024-25
| QNI-Option 3A | Transmission line thermal capability limitation on Liddell-Muswellbrook-Tamworth and Liddell-Tamworth 330 kV lines for QNI northerly flow. Thermal capability of Tamworth-Armidale, Armidale-Dumaresq, Armidale-Sapphire-Dumaresq and Dumaresq-Bulli Creek 330 kV lines for QNI southerly flow. Transient and voltage collapse limit along QNI path for southerly QNI flow. | New Armidale-Bulli Creek HVAC at 330 kV Install Armidale-Dumaresq and Dumaresq-Bulli Creek additional new 330 kV double circuit line. Uprate Liddell-Muswellbrook (#83), Muswellbrook-Tamworth (#88) and Liddell-Tamworth (#84) 330 kV lines. Uprate Armidale-Tamworth (#85 & #86) 330 kV lines. | NSW to QLD | 345 - 450 (With Sapphire gen at 0) 605 - 715 (With Sapphire gen at 270 MW) (Note 3) | 1410 (With Sapphire gen at 0) 1395 (with Sapphire gen at 270 MW) (Note 6) | 511-949 | 730 | 2024-25
| QNI-Option 3B | Project driver same as for QNI-Option 2. New 330 kV double circuit line between Liddell to Braemar This option allows increased QNI transfer capability and potential connection of renewable generation along the existing and new lines. | 330 kV double circuit line between Braemar and Liddell via Uralla Install double circuit 330 kV line from Liddell to Uralla to Sapphire to Dumaresq to Bulli Creek to Braemar. Establish a new 330 kV substation at Uralla (south of Armidale) cutting into existing Armidale-Tamworth 330 kV lines. Augment Sapphire substation to cut into Armidale to Dumaresq 330 kV line 8C. Install a 330/275 kV 1500 MVA transformer at Braemar. Install static and dynamic reactive plant at Uralla, Sapphire, Liddell, Dumaresq, Bulli Creek and Braemar substations. | NSW to QLD | 1545 (Note 6) | 2425 (Note 6) | 1372-2548 | 1,960 | 2025-26
| QNI-Option 3C | Project driver same as for QNI-Option 2. New 500 kV circuits from Bayswater to Uralla and from Wollar to Uralla and a double circuit 330 kV line between Uralla and Braemar. This option allows increased QNI transfer capability and potential connection of renewable generation along the existing and new lines. | 500 kV lines from Bayswater/Wollar to Uralla and 330 kV double circuit line between Uralla and Braemar. QNI Option 1A plus Install double circuit 330 kV line from Uralla to Sapphire to Dumaresq to Bulli Creek to Braemar substations. Install a 500 kV single circuit from Uralla to Bayswater and a 500 kV single circuit from Uralla to Wollar. Establish a new 330 kV substation at Uralla (south of Armidale) cutting into existing Armidale-Tamworth 330 kV lines. Install two 500/330 kV transformers at Uralla. Augment Sapphire substation to cut into Armidale to Dumaresq 330 kV line 8C. Install a 330/275 kV 1500 MVA transformer at Braemar. Install static and dynamic reactive plant at Uralla, Sapphire, Dumaresq, Bulli Creek and Braemar substations. | NSW to QLD | 1815 | 2575 | 1855-3445 | 2,650 | 2028-29
| QNI-Option 3D | Project driver same as for QNI-Option 2. New 500 kV circuits from Bayswater in NSW to Western Downs in Queensland via Gunnedah/Narrabri area in an alternative route to the existing QNI route. This option allows increased QNI transfer capability and potential connection of renewable generation along the existing and new lines. | 500 kV HVAC QLD-NSW interconnector QNI 1A option plus 2x500 kV lines from new substation near Wollar to Boggabri to west of Dumaresq to Bulli Creek to Western Downs. 1x330 kV line from Boggabri to Tamworth substation. 1x330 kV line from west of Dumaresq to Dumaresq substation. 1x 500/330 kV transformer at Boggabri. 1x500/330 kV transformer at west of Dumaresq. 1x500/330 kV transformer at Bulli Creek 2x500/275 kV transformers at Western Downs Cut-in second Armidale-Dumaresq 330 kV line at Sapphire. Install static and dynamic reactive plant at Wollar, Boggabri, west of Dumaresq, Bulli Creek and Western Downs. Power flow controllers along QNI path to control the power flow between parallel paths of QNI 330 kV and 500 kV. | NSW to QLD | 2770 | 3440 | 2177-4043 | 3,110 | 2028-29
| QNI-Option 2E | Project driver same as for QNI-Option 2. First 500 kV circuit from Wollar in NSW to Western Downs in Queensland via Gunnedah/Narrabri area in an alternative route to the existing QNI route. This option allows increased QNI transfer capability and potential connection of renewable generation along the existing and new lines. | 500 kV HVAC QLD-NSW interconnector (Stage 1) QNI 1A option plus 1x500 kV line from new substation near Wollar to Boggabri to west of Dumaresq to Bulli Creek to Western Downs (first circuit strung on a double circuit tower) 1x330 kV line from Boggabri to Tamworth substation. 1x330 kV line from west of Dumaresq to Dumaresq substation. 1x 500/330 kV transformer at Boggabri 1x500/330 kV transformer at west of Dumaresq. 1x500/330 kV transformer at Bulli Creek First 1x500/275 kV transformer at Western Downs Cut-in second Armidale-Dumaresq 330 kV line at Sapphire Install static and dynamic reactive plant at Wollar, Boggabri, west of Dumaresq, Bulli Creek and Western Downs. | NSW to QLD | 1230 | 2070 | 1481-2750 | 2,115 | 2028-29
| QNI-Option 3E | Project driver same as for QNI-Option 2. Second 500 kV circuit from Wollar in NSW to Western Downs in Queensland via Gunnedah/Narrabri area in an alternative route to the existing QNI route. This option allows increased QNI transfer capability and potential connection of renewable generation along the existing and new lines. | 500 kV HVAC QLD-NSW interconnector (Stage 2) QNI Option 2E plus Second 500 kV circuit from Wollar to Boggabri to west of Dumaresq to Bulli Creek to Western Downs (second circuit strung on stage 1 double circuit tower). Second 1x500/275 kV transformers at Western Downs. Additional new static reactive plan at Wollar, Boggabri, west of Dumaresq, Bulli Creek and Western Downs Power flow controllers along QNI path to control the power flow between parallel paths of QNI 330 kV and 500 kV. | NSW to QLD | 2770 | 3440 | 802-1489 | 1,145 | 2031-32
| QNI-Option 4A | Transmission line thermal capability limitation on Liddell-Muswellbrook-Tamworth and Liddell-Tamworth 330 kV lines for QNI northerly flow. For QNI southerly flow: Thermal capability of Tamworth-Armidale, Armidale-Dumaresq, Armidale-Sapphire-Dumaresq and Dumaresq-Bulli Creek 330 kV lines for QNI southerly flow. Transient and voltage collapse limit along QNI path for both northerly and southerly QNI flow. | HVDC back-to-back Install 3x666 MVA HVDC back-to-back converters at Bulli Creek. Install system integrity protection scheme (SIPS) to control transfer through converters to efficiently manage ac transmission asset. | NSW to QLD | 1195 | 1780 | 749-1391 | 1,070 | 2023-24
| QNI-Option 4B | Project driver same as for QNI-Option 4A. | HVDC between Mudgeeraba and Lismore Dismantle the Bungalora and Mullumbimby Directlink converter stations. Extend cable to Mudgeeraba 275 kV and Lismore 330 kV substations. Install 2x300 MVA converter stations at Mudgeeraba and Lismore substations. Augment existing substations at Lismore and Mudgeeraba to accommodate converter stations. System Integrity Protection Scheme to control transfer. | NSW to QLD | 765 | 1190 | 546-1014 | 780 | 2024-25
| QNI-Option 4C | Project driver same as for QNI-Option 4A. | HVDC between Western Downs and Bayswater Install 2x1000 MW HVDC VSC bipole half-bridge converter stations at both Wester Down and Bayswater substations. Install 1000 km 500 kV transmission line between Western Downs and Bayswater. Install system integrity protection scheme (SIPS) to control transfer through converters to efficiently manage ac transmission asset. Install static and dynamic reactive plant at Armidale, Tamworth and Dumaresq. | NSW to QLD | 2590 | 2990 | 1911-3549 | 2,730 | 2025-26
| QNI-Option 5 | Project driver same as for QNI-Option 4A. | Battery energy storage system (BESS) Install a BESS 600 MW at Halys and Liddell 330 kV substations System Integrity Protection Scheme to control power targets | NSW to QLD | 1135 | 1635 | 910-1690 | 1,300 | 2023-24
VIC-NSW | Do nothing |  | Do nothing | VIC-NSW | 700 Snowy to Sydney Power flow < 2700 MW (Note 7) | 400 | N/A | N/A | N/A
| VIC-NSW Option 1 (Dederang-Lower Tumut path VIC to NSW export) | Transmission line thermal capability limitation on South Morang-Dederang and Upper Tumut-Canberra, 330 kV lines. Thermal capability limitation on the South Morang 500/330 kV transformer. | Install a new 500/330 kV 1000 MVA transformer at South Morang. Uprate Dederang-South Morang 330 kV lines and series capacitors. Installation of modular power flow controllers on both the Upper Tumut – Canberra and Upper Tumut – Yass 330 kV lines to increase transfer capability between Lower Tumut/Upper Tumut and Canberra/Yass. | VIC-NSW | 870 Snowy to Sydney Power flow < 2870 MW (Note 7) | 400 | 74-137 | 105 | Sep 2022
| VIC-NSW Option 3 (Dederang-Jindera-Wagga path) | This option improves NSW to VIC transfer only. Transmission line thermal capacity limitations on Murray-Dederang 330 kV lines and Dederang-South Morang 330 kV lines. | Series compensation on Wodonga-Dederang 330 kV line (50% series compensation). Power flow controller on the Jindera-Wodonga 330 kV line (1000 MVA). Uprate Dederang-South Morang 330 kV lines and series capacitors. Install fourth 330/220 kV 340 MVA transformer at Dederang. 2x150 MVAr 330 kV shunt capacitor banks at Wodonga, Jindera or Wagga. | VIC-NSW | 700 Snowy to Sydney Power flow < 2700 MW (Note 7) | 700 | 126-234 | 180 | 2023-24
| VIC-NSW Option 4 | Transmission line thermal capability limitation on South Morang-Dederang, Murray-Upper Tumut, Murray-Lower Tumut, Yass-Marulan, Upper Tumut-Canberra and Bannaby-Sydney West 330 kV lines. Thermal capability limitation on the South Morang 500/330 kV and Dederang 330/220 kV transformers. Voltage stability limit at Wodonga/Jindera. | VIC-NSW Option 1 plus Install new Dederang-Jindera-Wagga-Yass 330 kV single circuit line. Power flow controller on Lower Tumut-Wagga 330 kV line (1000 MVA). Uprate Yass-Marulan 330 kV circuits. Power flow controller on the Bannaby-Sydney West 330 kV line. Install fourth 330/220 kV 340 MVA transformer at Dederang. 2x150 MVAr 330 kV shunt capacitor banks at Wodonga, Jindera or Wagga | VIC-NSW | 1300 Snowy to Sydney Power flow < 3300 MW (Note 7) | 700 | 634-1177 | 905 | 2025-26
| VIC-NSW Option 5 (South Morang-Murray path) | Transmission line thermal capability limitation on South Morang-Dederang, Dederang-Murray, Murray-Upper Tumut, Murray-Lower Tumut, Yass-Marulan, Upper Tumut-Canberra and Bannaby-Sydney West 330 kV lines. Thermal capability on the South Morang 500/330 kV and Dederang 330/220 kV transformers. Voltage stability limit at Wodonga/Jindera. | VIC-NSW Option 1 plus New Murray-Dederang 330 kV double circuit line. New Dederang-South Morang 330 kV single circuit with series capacitors. Uprate Canberra-Lower Tumut 330 kV circuit. Uprate Canberra-Yass 330 kV circuit. Uprate Yass-Marulan 330 kV circuits. Uprate Murray-Upper Tumut 330 kV line. Uprate Murray-Lower Tumut 330 kV line. Power flow controller on Bannaby-Sydney West 330 kV line. Install fourth 330/220 kV 340 MVA transformer at Dederang. 2x150 MVAr 330 kV shunt capacitor banks at Wodonga, Jindera or Wagga. | VIC-NSW | 1100 Snowy to Sydney Power flow < 3100 MW (Note 7) | 1400 | 798-1482 | 1,140 | 2025-26
| HumeLink | Transmission line thermal capability limitation on the Upper Tumut-Canberra, Lower Tumut-Canberra, Canberra-Yass, Yass-Marulan, Yass-Gullen Range-Crookwell-Bannaby, Marulan-Bannaby and Bannaby-Sydney West 330 kV lines. Voltage stability limit at between Snowy and Bannaby. Provides access to Snowy 2.0. | VIC-NSW Option 1 plus New Wagga-Maragle (Snowy 2.0)-Bannaby-Wagga 500 kV single circuit line. Cut-in Lower Tumut and Upper Tumut 330 kV line at Maragle. 2x500/330 kV 1500 MVA transformers at Wagga. 3x500/330 kV 1500 MVA transformers at Maragle. | VIC-NSW | 870 Snowy to Sydney Power flow < 5100 MW (Note 7) | 400 | 1470-2730 | 2,100 | 2025-26
| Western Victoria renewable integration | Transmission line thermal capability limitation on Horsham-Ararat-Waubra-Ballarat 220 kV line, Ballarat-Moorabool, Moorabool-Geelong 220 kV lines. | A new terminal station north of Ballarat Sydenham-North Ballarat 500 kV double circuit line. North Ballarat-Bulgana 220 kV double circuit line. Transfer Waubra Terminal Station connection from Ballarat-Ararat 220 kV line to the one of North Ballarat-Bulgana 220 kV line. Cut-in the existing Ballarat-Moorabool No.2 220 kV line at Elaine Terminal Station. Cut-in the Ballarat-Bendigo 220 kV line at North Ballarat. 2x500/220 kV 1000 MVA transformers at North Ballarat. | Intra-regional augmentation | N/A | N/A | Committed project | Committed project | 2025
| VIC-NSW Option 5A (South Morang-Murray path) | Transmission line thermal capability limitation on South Morang-Dederang, Dederang-Murray, Murray-Upper Tumut, Murray-Lower Tumut Thermal capability on the South Morang 500/330 kV and Dederang 330/220 kV transformers. Voltage stability limit at Wodonga/Jindera. | Humelink assumed to be in service. New Murray-Dederang 330 kV double circuit line. New Dederang-South Morang 330 kV single circuit with series capacitors. Uprate Murray-Upper Tumut 330 kV line. Uprate Murray-Lower Tumut 330 kV line. Install fourth 330/220 kV 340 MVA transformer at Dederang. One additional 330/220 kV transformer at South Morang (third transformer) Cut-in Rowville–Thomastown 220 kV line at South Morang to form third South Morang–Thomastown 220 kV line. 2x150 MVAr 330 kV shunt capacitor banks at Wodonga, Jindera or Wagga | VIC-NSW | 1250 Snowy to Sydney Power flow < 5100 MW (Note 7) | 1400 | 742-1378 | 1,060 | 2026-27
| VIC-NSW Option 6 (new Terminal Station north of Ballarat-Shepparton-Wagga path) "VNI West (Shepparton)" | Thermal and stability limitations on the existing VIC-NSW interconnection. A new 500 kV VIC-NSW interconnector from the new Terminal Station north of Ballarat to Shepparton to Wagga. Provides access to renewable generation in Western Victoria, Central North Victoria and Wagga Wagga REZs. | Humelink assumed to be in service. A new 500 kV line from the new Terminal Station north of Ballarat-Shepparton-Wagga 500 kV double circuit line. 2x500/220 kV 1000 MVA transformers at Shepparton. 1x500/330 kV 1500 MVA transformers at Wagga. Power flow controllers on Murray-Upper Tumut, Murray-Lower Tumut and Jindera-Wodonga or Wodonga-Dederang 330 kV lines. Reactive power plant along the route. | VIC-NSW | 2800 Snowy to Sydney power flow < 5100 MW (Note 7) | 2200 | 1211-2249 | 1,730 | 2027-28 to 2029-2030 (Note 9)
| VIC-NSW Option 7 (Kerang-Darlington path) "VNI West (Kerang)" (Note 13) | Thermal and stability limitations on the existing VIC-NSW interconnection. A new 500 kV VIC-NSW interconnector from the new Terminal Station north of Ballarat to Kerang to Darlington Point to Wagga. Provides access to renewable generation in Western Victoria, Murray, South West NSW and Wagga Wagga REZs. | Humelink assumed to be in place. A new 500 kV line from the new Terminal Station north of Ballarat-Bendigo-Kerang-Darlington Point-Wagga 500 kV double circuit line. 2x500/220 kV 1000 MVA transformers at Bendigo and Kerang. 2x500/330 kV 1500 MVA transformers at Darlington Point and 1x500/330 kV 1500 MVA transformer at Wagga. Power flow controllers on Murray-Upper Tumut, Murray-Lower Tumut and Jindera-Wodonga or Wodonga-Dederang 330 kV lines. Reactive power plant along the route. | VIC-NSW | 2800 Snowy to Sydney power flow < 5100 (Note 7) | 2200 | 1687-3133 | 2,410 | 2027-28 to 2029-2030 (Note 9) | 0.71598
| VIC-NSW Option 8 (Note 13) | Project drive same as for VIC-NSW Option 7. An alternative to VIC-NSW Option 7 at 330 kV voltage. | Humelink assumed to be in place. new Terminal Station north of Ballarat-Kerang-Darlington Point 330 kV double circuit high temperature line. Additional Darlington Point-Wagga 330 kV double circuit line. 2x330/220 kV 600 MVA transformers at Kerang. 2x500/330 kV 1000 MVA transformers at Ballarat. 1x500/330 kV 1500 MVA transformers at Wagga. Power flow controllers on Murray-Upper Tumut, Murray-Lower Tumut and Jindera-Wodonga or Wodonga-Dederang 330 kV lines. Reactive power plant along the route. | VIC-NSW | 2000 Snowy to Sydney power flow < 5100 (Note 7) | 1200 | 1316-2444 | 1,880 | 2027-28 to 2029-2030 (Note 9)
| VIC-NSW Option 9 | Project driver same as for VIC-NSW Option 7 and transmission line thermal capacity limitation on Bannaby-Sydney West, Marulan-Dapto, Dapto-Sydney South, Avon-Macarthur and Dapto-Avon. Humelink extends from Bannaby to South Creek. | Humelink assumed to be in place. VIC-NSW Option 6 or Option 7 plus Establish a new 500/330 kV substation at South Creek A new 500 kV single circuit from Bannaby to South Creek 2x500/330 kV 1500 MVA transformers at South Creek 1x500/330 kV 1500 MVA transformer at Bannaby A new 330 kV circuit from South Creek to Sydney West Cut-in Sydney West-Bayswater 330 kV line at South Creek Cut-in Sydney West-Regentville 330 kV line at South Creek | VIC-NSW | 3000 Snowy to Sydney power flow < 5600 (Note 7) | 2200 | 2135-3965 | 3,050 | 2027-28 to 2029-2030 (Note 9)
| VIC-NSW Option 10 | Project drive same as for VIC-NSW Option 9 and transmission line thermal capacity limitation between Wagga and Bannaby and, Snowy and Bannaby. Another 500 kV circuit from Snowy to Bannaby added to VIC-NSW Option 9. | VIC-NSW Option 9 plus Second 500 kV circuit from Maragle to Bannaby | VIC-NSW | 3000 | 2200 | 2212-4108 | 3,160 | 2027-28 to 2029-2030 (Note 9)
| VIC-NSW Option 11 HVDC | Project driver same as for VIC-NSW Option 7. | Humelink assumed to be in place. HVDC line between Donnybrook (VIC) and Wagga Wagga (NSW) with a mid-point connection for REZ 2x1000 MW HVDC VSC bi-pole overhead transmission lines from Donnybrook to Wagga Wagga via Shepparton route 2x1000 MW bi-pole converter station at Donnybrook 2x1000 MW bi-pole converter station at Wagga Wagga 2x1000 MW bi-pole converter station at mid-point (Shepparton area) 2x1000 MVA converter station ac voltage/220 kV transformers at mid-point station. A SVC at Dederang 330 kV (to allow increased transfer through ac network following an outage of a single HVDC pole) | VIC-NSW | 2620 Snowy to Sydney power flow < 5100 MW | 2150 MW with mid-point REZ 0 MW; 400 MW with mid-point REZ generation 2000 MW | 1875-3485 | 2,680 | 2027-28 to 2029-2030 (Note 9)
VIC - SA (Heywood) | Do nothing |  | Do nothing | VIC-SA | 650 | 650 | N/A | N/A | N/A
SA-NSW | SA-NSW South Australia Energy Transformation RIT-T preferred option "Project EnergyConnect" (Note 13) | Limitation of power transfer capability between South Australia and Victoria and, Victoria and New South Wales on the existing VIC-SA and VIC-NSW interconnectors. | Establish new terminal station at Bundey New 275 KV double circuit line between Robertstown and Bundey New Bundey-Buronga-Darlington Point 330 kV double circuit line. An additional 330 kV single circuit from Darlington Point-Wagga. A 220 kV single-circuit line from Buronga to Red Cliffs (using double-circuit towers). 3x275/330 kV transformers at Bundey. 3x330 kV Phase Shift transformers at Buronga. 2x330/220 kV transformers at Buronga. Turn Robertstown-Para 275 kV line into Tungkillo. Static and dynamic reactive plant at Robertstown, Buronga and Darlington Point. A special protection scheme to detect and manage loss of either interconnection of VIC-SA or NSW-SA. | NSW-SA (VIC-SA) ((NSW/VIC-SA)) | 800 (750) ((1300)) (Note 8) | 800 (750) ((1450)) (Note 8) | 1393-2587 | 1,990 | July 2024
SA-QLD | SA-QLD | A new SA-QLD interconnector to exchange power between the SA and QLD. | 2x700 MW HVDC transmission lines from Davenport (SA) to Western Downs (QLD) via Broken Hill (NSW). HVDC converter stations at Davenport and Western Downs. A HVDC converter station at Broken Hill to enable connection of generators | QLD-SA | 700 | 700 | 1803-3348 | 2,575 | TBD
VIC-TAS | Do nothing |  | Do nothing | TAS to VIC | 478 | 478 | N/A | N/A | N/A
| VIC-TAS Option 1 | 1x600 MW additional VIC-TAS interconnector to exchange power between Tasmania and mainland. | A 600 MW monopole high voltage direct current (HVDC link) between Burnie area in Tasmania and Latrobe Valley in Victoria. HVDC converter stations in Burnie area and Latrobe Valley area. A 220 kV double circuit line from Burnie area to Sheffield. A 220 kV double circuit line from Sheffield to Palmerston. A 500 kV line from converter station at Latrobe Valley to Hazelwood Terminal Station. | TAS to VIC | 1078 | 978 without pumped hydro 1078 with pumped hydro load > 100 MW | 1222-2269 | 1,745 | July 2028 for all except Step change Oct 2027 for Step change
| VIC-TAS Option 2 | 2x600 MW additional VIC-TAS interconnector to exchange power between Tasmania and mainland. | A 2x600 MW HVDC link between Burnie area in Tasmania and Latrobe Valley in Victoria. HVDC converter stations in Burnie area and Latrobe Valley area. A 220 kV double circuit line from Burnie area to Sheffield. A 220 kV double circuit line from Hampshire to Burnie area. A 220 kV double circuit line from Hampshire to Staverton. 220 kV switching stations at Staverton. Cut-in two Sheffield-Mersey Forth double circuit 220 kV lines at Staverton. A 220 kV double circuit line from Sheffield to Palmerston. A 500 kV line from converter station at Latrobe Valley to Hazelwood Terminal Station. | TAS to VIC | 1678 | 1578 without pumped hydro 1678 with pumped hydro load > 100 MW | 2079-3861 | 2,970 | July 2029 for all except Step change Oct 2028 for Step change
| VIC-TAS Option 3 | 1x750 MW additional VIC-TAS interconnector to exchange power between Tasmania and mainland. | A 750 MW monopole high voltage direct current (HVDC link) between Burnie area in Tasmania and Latrobe Valley in Victoria. HVDC converter stations in Burnie area and Latrobe Valley area. A 220 kV double circuit line from Burnie area to Sheffield. A 220 kV double circuit line from Sheffield to Palmerston. A 500 kV connection from converter station at Latrobe Valley to Hazelwood Terminal Station. | TAS to VIC | 1228 | 978 without pumped hydro 1228 with pumped hydro load > 250 MW | 1292-2399 | 1,845 | July 2028 for all except Step change Oct 2027 for Step change
| VIC-TAS - Option 4 | 2x750 MW additional VIC-TAS interconnector to exchange power between Tasmania and mainland. | A 2x750 MW HVDC link between Burnie area in Tasmania and Latrobe Valley in Victoria. HVDC converter stations in Burnie area and Latrobe Valley area. A 220 kV double circuit line from Burnie area to Sheffield. A 220 kV double circuit line from Hampshire to Burnie area. A 220 kV double circuit line from Hampshire to Staverton. 220 kV switching station at Staverton. Cut-in two Sheffield-Mersey Forth double circuit 220 kV lines at Staverton. A 220 kV double circuit line from Sheffield to Palmerston. A 500 kV connection from converter station at Latrobe Valley to Hazelwood Terminal Station. | TAS to VIC | 1978 | 1728 without pumped hydro 1978 with pumped hydro load > 250 MW | 2209-4102 | 3,155 | July 2029 for all except Step change Oct 2028 for Step change
Notes:
1. | The middle value of the cost estimate range is used in market modelling.
2. | These represent the total transfer limits between regions after each augmentation option. For clarity, the values presented in the ISP Report represent the improvement in transfer limits as a result of the augmentation option. For the purpose of describing limits on the NSW-QLD interconnector (QNI), NSW generation connected to the 330 kV network north of Armidale (e.g. Sapphire Wind Farm) is assumed to belong to the Queensland region.
3. | QNI forward direction transfer is influenced by amount of load and renewable generation at 132 kV and below between Muswellbrook and Armidale. A nominal range is provided with Terranora interconnector northerly flow of 50 MW.
4. | QNI reverse direction - Higher transfer limit represents expected Queensland to New South Wales transfer with improvement in voltage control in the QNI corridor.
5. | Following approval of the QNI-Minor RIT-T by the AER, this project is now treated as committed. The project is retained in this table for consistency. The timing includes an estimated 6-month inter-network testing period.
6. | The transfer capability was assessed assuming QNI 1A was not committed. This has not been updated to reflect the additional transfer capability provided by QNI 1A.
7. | VIC to NSW forward direction transfer is influenced by generation in Snowy region and transfer from SA to NSW. To maintain the transfer within the network capability a cut-set limit of Snowy to Sydney flow is defined as:
VIC to NSW forward direction flow + NSW to SA reverse direction flow + Upper/Lower Tumut generation + Snowy 2.0 generation
8. | With a second SA interconnector to eastern states, VIC-SA Heywood transfer limit would be raised. This is given within brackets ( )
Values in double bracket (( )) represent the total transfer level with the existing VIC-SA Heywood interconnector and a new SA interconnector to eastern states.
9. | This option cannot be selected earlier than Humelink. 2027-28 if expedited or 2029-30 if normal progression.
10. | VNI Options 6,7,8,9 and 10 assumes Sydenham–North Ballarat 500 kV double circuit line and two 500/220 kV transformers at North Ballarat will be in place as part of Western Victoria renewable integration project.
11. | With the introduction of Marinus Link, the capacities of the following generators increase: 100 MW across the west coast, 130 MW for Tarraleah and 90 MW capacity for Gordon.
12. | A 1% of capital cost is assumed as operation and maintenance cost of each of the interconnector options.
13. | Differences between this description and the description outlined in Appendix 3 Network Investment do not materially impact the cost or power transfer capability of the option.

## Interconnector representation
Go to Assumptions Summary
Interconnector representation in the Capacity Outlook market models (IM and DLT models)
Interconnector | Definition of interconnector in NEM operations | Interconnector representation in PLEXOS Capacity outlook model
Queensland-New South Wales (QNI) | Two 330 kV lines between Bulli Creek in Queensland and Dumaresq in New South Wales. | South Pine in Queensland and Sydney West in New South Wales
Queensland-New South Wales (Terranora) | Two 110 kV lines between Mudgeeraba in Queensland and Terranora in New South Wales. | South Pine in Queensland and Sydney West in New South Wales
Victoria-New South Wales (VNI) | The 330 kV line between Murray and Upper Tumut. The 330 kV line between Murray and Lower Tumut. The 330 kV line between Jindera and Wodonga. The 220 kV line between Buronga and Red Cliffs. The 132 kV bus tie at Guthega (which is normally open). | Thomastown in Victoria and Sydney West in New South Wales.
Victoria to South Australia (Heywood) | Two 275 kV lines between Heywood in Victoria and South East in South Australia. | Thomastown in Victoria and Torrens Island in South Australia.
Victoria to South Australia (Murraylink) | HVDC cable between Red Cliffs in Victoria and Monash in South Australia. | Thomastown in Victoria and Torrens Island in South Australia.
Victoria-Tasmania (Basslink) | HVDC cable between Loy Yang in Victoria and George Town in Tasmania. | Thomastown in Victoria and Georgetown in Tasmania.
Interconnector representation in the Time-sequential market models (ST models)
The time-sequential model uses detailed transmission constraint equations to represent the capability of the network to flow (intra- and inter-regionally)
For the cross-check for resilience in Victoria, a forced outage of the Basslink interconnector was modelled, that assumed this connection between Tasmania and Victoria was complete unavailable between 1 November 2027 to 30 May 2028.

## Transmission component costs
Go to Assumptions Summary
Indicative cost estimates of AC transmission assets
All costs are indicative and in 2020 dollars including project overhead.
Plant | Number of units | Indicative cost estimates ($ million)
500 kV double circuit transmission line (3040 MVA each) - Note 1 | $/km | 2.4578
500 kV single circuit transmission line (3200 MVA each) - Note 1 | $/km | 2.0545
330 kV double circuit transmission line (1200 MVA each) - Note 1 | $/km | 1.9203
330 kV single circuit transmission line (1200 MVA each) - Note 1 | $/km | 1.5388
275 kV double circuit transmission line (950 MVA each) - Note 1 | $/km | 1.79
275 kV single circuit transmission line (800 MVA each) - Note 1 | $/km | 1.4913
220 kV double circuit transmission line (800 MVA each) - Note 1 | $/km | 1.6632
220 kV single circuit transmission line (800 MVA each) - Note 1 | $/km | 1.4143
500/330 kV 1000 MVA transformer | 1 | 20.4261
500/220 kV 1000 MVA transformer | 1 | 20.2831
100 MVAr 500 kV line shunt reactor | 1 | 5.9335
50 MVAr 330 kV line shunt reactor | 1 | 4.0057
100 MVAr 330 kV line shunt capacitor | 1 | 4.0592
100 MVAr 220 kV line shunt capacitor | 1 | 3.1627
330 kV 300 MVAr SVC | 1 | 28.3934
220 kV 200 MVAr SVC | 1 | 23.1377
3CB diameter 3CBs – 500 kV | 1 | 11.1827
3CB diameter 2CBs – 500 kV | 1 | 8.7316
3CB diameter 3CBs – 330 kV | 1 | 7.4821
3CB diameter 2CBs – 330 kV | 1 | 5.7746
3CB diameter 3CBs – 275 kV | 1 | 6.2478
3CB diameter 2CBs – 275 kV | 1 | 4.8337
3CB diameter 3CBs – 220 kV | 1 | 4.2539
3CB diameter 2CBs – 220 kV | 1 | 3.3225
New substation establishment (10,000m2) - Note 2 | 1 | 16.1197
New substation establishment (20,000m2) - Note 2 | 1 | 23.3444
New substation establishment (30,000m2) - Note 2 | 1 | 31.4204
Notes
1. For transmission lines longer than 150 km, an economy of scale factor of 0.95 is applied to $/km cost estimate.
2. Earth works, secondary systems building, DC supply, AC supply auxiliary transformers/cabling, fire protection and communication systems.

## Maximum capacity
Go to Assumptions Summary
Generator nameplate capacity
Max Capacities of each existing and committed generating unit are based on July 2020 Generation Information. These values describe the nameplate capacity for the purpose of calculating operational costs. The operation/dispatch generation limts for each power station are provided by the seasonal ratings, not the below nameplate capacities.
https://www.aemo.com.au/Electricity/National-Electricity-Market-NEM/Planning-and-forecasting/Generation-information
Existing generators |  |  | Committed Projects 1 |  |  |  | Anticipated Projects 2,3 |  |  |  | Existing, Committed and Anticipated Batteries 4
Generator | Region | Installed capacity (MW) | Generator | Region | Installed capacity (MW) | Commissioning date | Generator | Region | Installed capacity (MW) | Indicative commissioning date | Storage | Region | Installed capacity (MW) | Energy (MWh) | Indicative commissioning date
Bayswater | NSW | 2640 | Bomen Solar Farm | NSW | 100 | 2020-04-01 | Berrybank Wind Farm - Stage 2 | VIC | 151 | 2022-07-01 | Hornsdale Power Reserve Unit 1 | SA | 150 | 187 | In service
Eraring | NSW | 2880 | Darlington Point Solar Farm | NSW | 274.968 | 2020-04-01 | Murra Warra Wind Farm - Stage 2 | VIC | 209 | 2022-07-01 | Dalrymple North BESS | SA | 30 | 8 | In service
Liddell | NSW | 2000 | Molong Solar Farm | NSW | 29.986 | 2021-01-01 | Broadsound Solar Farm | QLD | 355 | 2022-07-01 | Ballarat Energy Storage System | VIC | 30 | 30 | In service
Mt Piper | NSW | 1350 | Sunraysia Solar Farm | NSW | 228.8 | 2020-12-01 | Cape York Battery Power Plant - Solar | QLD | 55 | 2022-07-01 | Bulgana Green Power Hub - BESS | VIC | 20 | 20 | 2020-11-01
Vales Point B | NSW | 1320 | Limondale Solar Farm 1 | NSW | 220 | 2020-12-01 | Gunnedah Solar Farm | NSW | 115 | 2022-07-01 | Gannawarra Energy Storage System | VIC | 25.33 | 50 | In service
Callide B | QLD | 700 | Wellington Solar Farm | NSW | 211.2 | 2021-02-01 | Metz Solar Farm | NSW | 115 | 2022-07-01 | Lake Bonney BESS1 | SA | 25 | 52 | In service
Callide C | QLD | 840 | Snowy 2.0 | NSW | 2040 | 2025-03-01 | Suntop Solar Farm | NSW | 150 | 2022-07-01 | Cape York Battery Power Plant - Storage | QLD | 20 | 80 | 2022-03-01
Gladstone | QLD | 1680 | Goonumbla Solar Farm | NSW | 70 | 2020-05-01 | MacIntyre Wind Farm | QLD | 500 | 2022-07-01
Kogan Creek | QLD | 744 | Bango 973 Wind Farm | NSW | 159 | 2021-04-01 | Carwarp Solar Farm stage 1 | VIC | 100 | 2021-07-01 | 4. Cape York Battery Power Plant - Storage is considered as an Anticipated project.
Millmerran | QLD | 852 | Biala Wind Farm | NSW | 110.67 | 2020-12-01 | Mortlake South Wind Farm | VIC | 157.5 | 2021-07-01
Stanwell | QLD | 1460 | Collector | NSW | 226.8 | 2020-12-01
Tarong | QLD | 1400 | Crudine Ridge Wind Farm | NSW | 135 | 2021-04-01
Tarong North | QLD | 450 | Kennedy Energy Park Wind Farm | QLD | 43.2 | 2020-04-01 | 2. Carwarp Solar Farm and Mortlake South Wind Farm are successful projects for the Victorian Renewable Energy Auction Scheme (VREAS) as announced on Tuesday 11 September, 2018. Projects are assumed to be committed by the first year of the modelling horizon based on Generation Information updates.
Loy Yang A Power Station | VIC | 2210 | Maryrorough Solar Farm | QLD | 34.5 | 2020-07-01
Loy Yang B | VIC | 1115 | Kennedy Energy Park Solar Farm | QLD | 15 | 2020-04-01
Yallourn W | VIC | 1450 | Warwick Solar Farm | QLD | 64.16 | 2020-09-01 | 3. Anticipated projects reflects Maturing projects (progressing under 3 of the 5 commitment criteria) under Generation Information update from July 2020. Projects are assumed to be committed in July 2022 to allow commitment status as per Generation Information criteria.
Colongra | NSW | 724 | Gangarri Solar Farm | QLD | 120 | 2021-03-01
Smithfield Energy Facility | NSW | 184.999 | Middlemount Sun Farm | QLD | 26 | 2020-12-01
Tallawarra | NSW | 440 | Temporary Generation South | SA | 123 | 2020-08-01
Uranquinty | NSW | 664 | Lincoln Gap Wind Farm - stage 2 | SA | 86.4 | 2020-08-01
Barcaldine Power Station | QLD | 37 | Granville Harbour Wind Farm | TAS | 111.6 | 2020-06-01
Braemar | QLD | 504 | Berrybank Wind Farm | VIC | 181 | 2020-10-01
Braemar 2 Power Station | QLD | 519 | Bulgana Green Power Hub - Wind Farm | VIC | 204.4 | 2021-01-01
Condamine A | QLD | 143.4 | Glenrowan West Sun Farm | VIC | 132 | 2021-04-01
Darling Downs | QLD | 644.5 | Moorabool Wind Farm | VIC | 312 | 2020-12-01
Oakey Power Station | QLD | 346 | Stockyard Hill Wind Farm | VIC | 531.93 | 2020-12-01
Roma | QLD | 80 | Kiamal Solar Farm stage 1 | VIC | 199.95 | 2020-07-01
Swanbank E GT | QLD | 385 | Yatpool Solar Farm | VIC | 94 | 2020-03-01
Yabulu PS | QLD | 160 | Cohuna Solar Farm | VIC | 31.103 | 2020-04-01
Yabulu Steam Turbine | QLD | 84 | Winton Solar Farm | VIC | 85 | 2021-03-01
Yarwun Cogen | QLD | 180
Somerton | VIC | 170 | 1. Committed project list reflects Generation Information update from July 2020.
Bairnsdale | VIC | 94
Jeeralang A | VIC | 212
Jeeralang B | VIC | 228
Laverton North | VIC | 312
Mortlake | VIC | 584
Newport | VIC | 500
Valley Power | VIC | 300
Hallett GT | SA | 269.34
Dry Creek GT | SA | 156
Ladbroke Grove | SA | 80
Mintaro GT | SA | 90
Osborne | SA | 180
Pelican Point | SA | 529
Quarantine | SA | 229
Torrens Island A | SA | 480
Torrens Island B | SA | 800
Bell Bay Three | TAS | 120
Tamar Valley Combined Cycle | TAS | 208
Tamar Valley Peaking | TAS | 58
Hunter Valley GT | NSW | 50
Mackay GT | QLD | 34
Mt Stuart | QLD | 423.5
Angaston | SA | 50
Barker Inlet Power Station | SA | 210
Lonsdale | SA | 20.7
Port Lincoln GT | SA | 73.5
Port Stanvac 1 | SA | 57.6
Snuggery | SA | 63
Blowering | NSW | 80
Guthega | NSW | 60
Hume Dam NSW | NSW | 29
Hume Dam VIC | VIC | 29
Shoalhaven | NSW | 240
Upper Tumut | NSW | 616
Tumut 3 | NSW | 1500
Barron Gorge | QLD | 66
Kareeya | QLD | 86.4
Wivenhoe | QLD | 570
Bogong / Mackay | VIC | 302
Dartmouth | VIC | 185
Eildon | VIC | 135
Murray 1 | VIC | 950
Murray 2 | VIC | 552
West Kiewa | VIC | 68
Bastyan | TAS | 79.9
Catagunya / Liapootah / Wayatinah | TAS | 170.1
Cethana | TAS | 85
Devils Gate | TAS | 60
Fisher | TAS | 43.2
Gordon | TAS | 432
John Butters | TAS | 144
Lake Echo | TAS | 32.4
Lemonthyme / Wilmot | TAS | 81.6
Mackintosh | TAS | 79.9
Meadowbank | TAS | 40
Poatina | TAS | 300
Reece | TAS | 231.2
Tarraleah | TAS | 90
Trevallyn | TAS | 93
Tribute | TAS | 82.8
Tungatinah | TAS | 125
Boco Rock Wind Farm | NSW | 113
Bodangora Wind Farm | NSW | 113.19
Capital Wind Farm | NSW | 140.7
Crookwell 2 Wind Farm | NSW | 96.04
Cullerin Range Wind Farm | NSW | 30
Gullen Range Wind Farm | NSW | 165.5
Gunning Wind Farm | NSW | 46.5
Silverton Wind Farm | NSW | 198.94
Sapphire Wind Farm | NSW | 270
Taralga Wind Farm | NSW | 106.8
White Rock Wind Farm - Stage 1 | NSW | 172.48
Woodlawn Wind Farm | NSW | 48.3
Coopers Gap Wind Farm | QLD | 452.89
Mount Emerald | QLD | 180.518
Canunda Wind Farm | SA | 46
Cathedral Rocks Wind Farm | SA | 66
Clements Gap Wind Farm | SA | 56.7
Hallett Stage 1 Brown Hill | SA | 94.5
Hallett Stage 2 Hallett Hill | SA | 71.4
Hallett 4 North Brown Hill | SA | 132.3
Hallett 5 The Bluff WF | SA | 52.5
Hornsdale Wind Farm Stage 1 | SA | 102.4
Hornsdale Wind Farm Stage 2 | SA | 102.4
Hornsdale Wind Farm Stage 3 | SA | 112
Lake Bonney 1 Wind Farm | SA | 80.5
Lake Bonney 2 Wind Farm | SA | 159
Lake Bonney 3 Wind Farm | SA | 39
Lincoln Gap Wind Farm - stage 1 | SA | 126
Willogoleche Wind Farm | SA | 119.36
Mount Millar Wind Farm | SA | 70
Snowtown Wind Farm | SA | 98.7
Snowtown S2 Wind Farm - North | SA | 144
Snowtown S2 Wind Farm - South | SA | 126
Starfish Hill Wind Farm | SA | 33
Waterloo Wind Farm | SA | 130.8
Wattle Point Wind Farm | SA | 90.8
Cattle Hill Wind Farm | TAS | 153.6
Musselroe Wind Farm | TAS | 168
Woolnorth Wind Farm | TAS | 140
Ararat Wind Farm | VIC | 240
Bald Hills Wind Farm | VIC | 106.6
Challicum Hills Wind Farm | VIC | 52.5
Cherry Tree Wind Farm | VIC | 57.6
Crowlands Wind Farm | VIC | 79.95
Dundonnell Wind Farm | VIC | 336
Elaine Wind Farm | VIC | 83.6
Kiata Wind Farm | VIC | 31.05
Macarthur Wind Farm | VIC | 420
Mortons Lane Wind Farm | VIC | 19.5
Mt Gellibrand Wind Farm | VIC | 138.6
Mt Mercer Wind Farm | VIC | 131.2
Murra Warra Wind Farm - stage 1 | VIC | 225.7
Oaklands Hill Wind Farm | VIC | 67.2
Portland Wind Farm | VIC | 151.7
Salt Creek Wind Farm | VIC | 54
Waubra Wind Farm | VIC | 192
Yambuk Wind Farm | VIC | 30
Yaloak South Wind Farm | VIC | 28.7
Yendon Wind Farm | VIC | 144.4
Broken Hill Solar Plant | NSW | 53
Beryl solar farm | NSW | 98.4
Coleambally solar farm | NSW | 150.3
Finley Solar Farm | NSW | 162.36
Gullen Range solar farm | NSW | 10
Limondale Solar Farm 2 | NSW | 28.98
Manildra solar farm | NSW | 50
Moree solar farm | NSW | 56
Nevertire Solar Farm | NSW | 132
Nyngan Solar Plant | NSW | 102.025
Parkes solar farm | NSW | 50.5
White Rock solar farm | NSW | 20
Clare solar farm | QLD | 110.4
Childers solar farm | QLD | 55.87
Collinsville PV | QLD | 42.5
Clermont solar farm | QLD | 92.5
Darling Downs solar farm | QLD | 121
Daydream solar farm | QLD | 167.75
Emerald Solar Park | QLD | 72
Hamilton solar farm | QLD | 57.5
Haughton Solar Farm | QLD | 132.597
Hayman solar farm | QLD | 57.75
Hughenden solar farm | QLD | 18
Kidston Solar Project Phase One 50MW | QLD | 50
Lilyvale Solar Farm | QLD | 100.05
Longreach solar farm | QLD | 14
Oakey 1 Solar Farm | QLD | 25
Oakey 2 Solar Farm | QLD | 55.64
Ross River solar farm | QLD | 128
Rugby Run Solar Farm | QLD | 65
Susan River solar farm | QLD | 85.26
Sun Metals Corporation Solar Farm | QLD | 126.92
Whitsunday solar farm | QLD | 57.5
Yarranlea Solar Farm | QLD | 102.96
Gannawarra solar farm | VIC | 55
Bannerton Solar Park | VIC | 100
Bungala one solar farm | SA | 135
Bungala Two Solar Farm | SA | 135
Tailem Bend - Solar | SA | 108
Karadoc solar farm | VIC | 89.984
Numurkah Solar Farm | VIC | 112
Wemen solar farm | VIC | 97.5
Notes:
Bogong / Mackay - Bogong 140MW and Mckay 160MW
Catagunya / Liapootah / Wayatinah - Catagunya 48MW, Liapootah 84 MW and Wayatinah 38 MW
Lemonthyme / Wilmot - Lemonthyme 51 MW and Wilmot 31 MW
Bayswater - 25MW upgrade on one unit each year for the next 4 years, beginning with BW04 in November 2019
Mt Piper - 30MW upgrade in January 2021
With the introduction of Marinuslink, the capacities of the following generators increase by: 100 MW across the west coast, 130 MW for Tarraleah and 90 MW capacity for Gordon.

## Reserves
Go to Assumptions Summary
Initial Regional Reserve
In the Capacity Outlook models each region must have a minimum level of firm capacity available. Firm capacity is allowed to be shared across interconnected regions based on interconnector capabilities and available capacity in neighbouring regions. These reserve requirements are used in capacity outlook models to deliver sufficient capacity to meet reliability requirements, and the resulting capacity is validated through time-sequential modelling. The reserve requirements typically cover approximately the largest single generating unit.
The reserve requirements are met through the 'Firm Capacities' listed on the Firm Capacity worksheet.
These initial regional reserve requirements are subject to change over time based on detailed analysis of reliability outcomes from time-sequential modelling to ensure the Reliability Standard is maintained.
Region | Initial conditions: Regional Reserve Requirements (MW)
NSW | 673.2
QLD | 666.08
SA | 273
TAS | 194
VIC | 498
Current expectations are with: increased intraregional connections, greater penetration of DER, diversity in generation supply and the introduction of plants with greater flexibility, the reserve requirements may decline over time.

## Firm Capacity
Go to Assumptions Summary
Firm capacity (to meet reserve requirements)
Firm capacity is power assumed to be available at times of peak demand for the purpose of meeting reserve requirements in Capacity Outlook models. Firm capacities for existing and committed generators are given only for the thermal and hydro generators; these are procured from the generators' summer ratings given in the AEMO Generation Information page (2020 July release).
As the solar and wind generators can not be relied upon to provide during peak hours, a peak contribution factor is given instead of firm capacity.
Existing thermal generators | [10 empty] | Wind and solar peak contribution factor1,4
Generator | 2020-21 | 2021-22 | 2022-23 | 2023-24 | 2024-25 | 2025-26 | 2026-27 | 2027-28 | 2028-29 | 2029-30 | Generator | Summer5 | Winter6
Bayswater | 2545 | 2570 | 2595 | 2620 | 2620 | 2620 | 2620 | 2620 | 2620 | 2620 | NSW wind, existing2 | 9.944% | 9.203%
Eraring | 2700 | 2720 | 2720 | 2720 | 2720 | 2720 | 2720 | 2720 | 2720 | 2720 | NSW wind, new entrant2 | 9.341% | 9.834%
Liddell | 1800 | 1800 | 1350 | 0 | 0 | 0 | 0 | 0 | 0 | 0 | VIC wind, existing2 | 9.391% | 5.101%
Mt Piper | 1380 | 1380 | 1380 | 1380 | 1380 | 1380 | 1380 | 1380 | 1380 | 1380 | VIC wind, new entrant2 | 8.26% | 7.813%
Vales Point B | 1320 | 1320 | 1320 | 1320 | 1320 | 1320 | 1320 | 1320 | 1320 | 1320 | SA wind, existing2 | 12.05% | 6.218%
Callide B | 700 | 700 | 700 | 700 | 700 | 700 | 700 | 700 | 700 | 700 | SA wind, new entrant2 | 12.32% | 8.554%
Callide C | 840 | 840 | 840 | 840 | 840 | 840 | 840 | 840 | 840 | 840 | QLD wind2,3 | 13.97% | 20.14%
Gladstone | 1680 | 1680 | 1680 | 1680 | 1680 | 1680 | 1680 | 1680 | 1680 | 1680 | TAS wind2,3 | 13.08% | 14.88%
Kogan Creek | 709.2 | 720.6 | 720.6 | 720.6 | 720.6 | 720.6 | 720.6 | 720.6 | 720.6 | 720.6 | Solar4 | 0% | 0%
Millmerran | 672 | 672 | 672 | 672 | 672 | 672 | 672 | 672 | 672 | 672
Stanwell | 1460 | 1460 | 1460 | 1460 | 1460 | 1460 | 1460 | 1460 | 1460 | 1460 | 1. Peak contribution factor refers to the percentage of total capacity expected to be available at the time of peak demand, as used to measure the available generation reserves in the capacity outlook model
Tarong | 1400 | 1400 | 1400 | 1400 | 1400 | 1400 | 1400 | 1400 | 1400 | 1400 | 2. Calculated as the 85th percentile contribution of expected wind generation across seasonal peak periods, averaged over all reference years. Refer to AEMO's Market Modelling Methodology report for more information.
Tarong North | 443 | 443 | 443 | 443 | 443 | 443 | 443 | 443 | 443 | 443 | 3. QLD and TAS have a limited sample size of existing scheduled, semi-scheduled and/or significant non-scheduled wind generators. As such, AEMO applies the New Entrant contribution to peak for these regions
Loy Yang A Power Station | 2080 | 2080 | 2080 | 2080 | 2080 | 2080 | 2080 | 2080 | 2080 | 2080 | 4. Solar generation may contribute to peak demand, but applying the peak contribution factor methodology may result in a value of zero if at least 15% of peak demand periods are after sunset, when solar generation is zero.
Loy Yang B | 1070 | 1090 | 1090 | 1090 | 1090 | 1090 | 1090 | 1090 | 1090 | 1090 | 5. Summer is defined as November to March (inclusive).
Yallourn W | 1420 | 1420 | 1420 | 1420 | 1420 | 1420 | 1420 | 1420 | 1420 | 1420 | 6. Winter is defined as June to August (inclusive).
Colongra | 640 | 640 | 640 | 640 | 640 | 640 | 640 | 640 | 640 | 640 | 7. With the introduction of Marinuslink, the capacities of the following generators increase by: 100 MW across the west coast, 130 MW for Tarraleah and 90 MW capacity for Gordon.
Smithfield Energy Facility | 106.5 | 108 | 108 | 108 | 108 | 108 | 108 | 108 | 108 | 108
Tallawarra | 395 | 395 | 395 | 395 | 395 | 395 | 395 | 395 | 395 | 395
Uranquinty | 640 | 640 | 640 | 640 | 640 | 640 | 640 | 640 | 640 | 640
Barcaldine Power Station | 32 | 32 | 32 | 32 | 32 | 32 | 32 | 32 | 32 | 32
Braemar | 491 | 491 | 501 | 501 | 501 | 501 | 501 | 501 | 501 | 501
Braemar 2 Power Station | 480 | 480 | 480 | 480 | 480 | 480 | 480 | 480 | 480 | 480
Condamine A | 138.545 | 138.545 | 138.545 | 138.545 | 138.545 | 138.545 | 138.545 | 138.545 | 138.545 | 138.545
Darling Downs | 563 | 563 | 563 | 563 | 563 | 563 | 563 | 563 | 563 | 563
Oakey Power Station | 288 | 288 | 288 | 288 | 288 | 288 | 288 | 288 | 288 | 288
Roma | 54 | 54 | 54 | 54 | 54 | 54 | 54 | 54 | 54 | 54
Swanbank E GT | 350 | 350 | 350 | 350 | 350 | 350 | 350 | 350 | 350 | 350
Yabulu PS | 150 | 150 | 150 | 150 | 150 | 150 | 150 | 150 | 150 | 150
Yabulu Steam Turbine | 78 | 78 | 78 | 78 | 78 | 77 | 77 | 77 | 77 | 77
Yarwun Cogen | 0 | 0 | 0 | 0 | 0 | 0 | 0 | 0 | 0 | 0
Somerton | 140 | 140 | 140 | 140 | 140 | 140 | 140 | 140 | 140 | 140
Bairnsdale | 60 | 60 | 60 | 60 | 60 | 60 | 60 | 60 | 60 | 60
Jeeralang A | 182.4 | 182.4 | 182.4 | 182.4 | 182.4 | 182.4 | 182.4 | 182.4 | 182.4 | 182.4
Jeeralang B | 212.9 | 212.9 | 212.9 | 212.9 | 212.9 | 212.9 | 212.9 | 212.9 | 212.9 | 212.9
Laverton North | 300 | 300 | 300 | 300 | 300 | 300 | 300 | 300 | 300 | 300
Mortlake | 514 | 514 | 514 | 514 | 514 | 514 | 514 | 514 | 514 | 514
Newport | 475 | 475 | 475 | 475 | 475 | 475 | 475 | 475 | 475 | 475
Valley Power | 270 | 270 | 270 | 270 | 270 | 270 | 270 | 270 | 270 | 270
Hallett GT | 203 | 223 | 223 | 223 | 223 | 223 | 223 | 223 | 223 | 223
Dry Creek GT | 112 | 112 | 112 | 112 | 112 | 112 | 112 | 112 | 112 | 112
Ladbroke Grove | 70 | 70 | 70 | 70 | 70 | 70 | 70 | 70 | 70 | 70
Mintaro GT | 68 | 68 | 68 | 68 | 68 | 68 | 68 | 68 | 68 | 68
Osborne | 172 | 172 | 172 | 172 | 0 | 0 | 0 | 0 | 0 | 0
Pelican Point | 453 | 453 | 453 | 453 | 453 | 453 | 453 | 453 | 453 | 453
Quarantine | 186 | 189 | 192 | 195 | 195 | 195 | 195 | 195 | 195 | 195
Torrens Island A | 120 | 0 | 0 | 0 | 0 | 0 | 0 | 0 | 0 | 0
Torrens Island B | 780 | 780 | 780 | 780 | 780 | 780 | 780 | 780 | 780 | 780
Bell Bay Three | 85 | 85 | 85 | 85 | 85 | 85 | 85 | 85 | 85 | 85
Tamar Valley Combined Cycle | 0 | 0 | 0 | 0 | 0 | 0 | 0 | 0 | 0 | 0
Tamar Valley Peaking | 58 | 58 | 58 | 58 | 58 | 58 | 58 | 58 | 58 | 58
Hunter Valley GT | 30 | 30 | 30 | 30 | 30 | 30 | 30 | 30 | 30 | 30
Mackay GT | 34 | 34 | 0 | 0 | 0 | 0 | 0 | 0 | 0 | 0
Mt Stuart | 387 | 387 | 387 | 387 | 387 | 387 | 387 | 387 | 387 | 387
Angaston | 47.982 | 47.982 | 47.982 | 47.982 | 47.982 | 47.982 | 47.982 | 47.982 | 47.982 | 47.982
Lonsdale | 20.7 | 20.7 | 20.7 | 20.7 | 20.7 | 20.7 | 20.7 | 20.7 | 20.7 | 20.7
Port Lincoln GT | 56 | 56 | 56 | 56 | 56 | 56 | 56 | 56 | 56 | 56
Port Stanvac 1 | 57.6 | 57.6 | 57.6 | 57.6 | 57.6 | 57.6 | 57.6 | 57.6 | 57.6 | 57.6
Snuggery | 54 | 54 | 54 | 54 | 54 | 54 | 54 | 54 | 54 | 54
Blowering | 70 | 70 | 70 | 70 | 70 | 70 | 70 | 70 | 70 | 70
Guthega | 68 | 68 | 68 | 68 | 68 | 68 | 68 | 68 | 68 | 68
Hume Dam NSW | 29 | 29 | 29 | 29 | 29 | 29 | 29 | 29 | 29 | 29
Hume Dam VIC | 29 | 29 | 29 | 29 | 29 | 29 | 29 | 29 | 29 | 29
Shoalhaven | 240 | 240 | 240 | 240 | 240 | 240 | 240 | 240 | 240 | 240
Upper Tumut | 616 | 616 | 616 | 616 | 616 | 616 | 616 | 616 | 616 | 616
Tumut 3 | 1800 | 1800 | 1800 | 1800 | 1800 | 1800 | 1800 | 1800 | 1800 | 1800
Barron Gorge | 66 | 66 | 66 | 66 | 66 | 66 | 66 | 66 | 66 | 66
Kareeya | 86.4 | 86.4 | 86.4 | 86.4 | 86.4 | 86.4 | 86.4 | 86.4 | 86.4 | 86.4
Wivenhoe | 570 | 570 | 570 | 570 | 570 | 570 | 570 | 570 | 570 | 570
Bogong / Mackay | 300.02 | 300.02 | 300.02 | 300.02 | 300.02 | 300.02 | 300.02 | 300.02 | 300.02 | 300.02
Dartmouth | 170 | 170 | 170 | 170 | 170 | 170 | 170 | 170 | 170 | 170
Eildon | 120 | 120 | 120 | 120 | 120 | 120 | 120 | 120 | 120 | 120
Murray 1 | 1500 | 1500 | 1500 | 1500 | 1500 | 1500 | 1500 | 1500 | 1500 | 1500
Murray 2 | 1500 | 1500 | 1500 | 1500 | 1500 | 1500 | 1500 | 1500 | 1500 | 1500
West Kiewa | 68 | 68 | 68 | 68 | 68 | 68 | 68 | 68 | 68 | 68
Bastyan | 81 | 81 | 81 | 81 | 81 | 0 | 84 | 84 | 84 | 84
Catagunya / Liapootah / Wayatinah | 158 | 184 | 184 | 184 | 184 | 184 | 184 | 184 | 184 | 184
Cethana | 95 | 0 | 95 | 95 | 95 | 95 | 95 | 95 | 95 | 95
Devils Gate | 63 | 63 | 63 | 63 | 63 | 63 | 63 | 63 | 63 | 0
Fisher | 46 | 46 | 46 | 46 | 0 | 46 | 46 | 46 | 0 | 46
Gordon | 378 | 378 | 252 | 378 | 378 | 378 | 378 | 252 | 252 | 378
John Butters | 140 | 140 | 140 | 140 | 140 | 140 | 0 | 144 | 144 | 144
Lake Echo | 26 | 28 | 28 | 28 | 28 | 28 | 28 | 28 | 28 | 28
Lemonthyme / Wilmot | 86 | 32 | 32 | 87 | 87 | 87 | 87 | 87 | 32 | 87
Mackintosh | 81 | 81 | 81 | 81 | 0 | 84 | 84 | 84 | 84 | 84
Meadowbank | 43.8 | 43.8 | 43.8 | 43.8 | 43.8 | 0 | 43.8 | 43.8 | 43.8 | 43.8
Poatina | 342 | 342 | 285 | 285 | 342 | 342 | 285 | 342 | 342 | 342
Reece | 232 | 232 | 232 | 116 | 236 | 236 | 236 | 120 | 240 | 240
Tarraleah | 72 | 72 | 55 | 70 | 70 | 56 | 84 | 72 | 72 | 72
Trevallyn | 60 | 106 | 106 | 76 | 76 | 106 | 106 | 106 | 106 | 106
Tribute | 0 | 88 | 88 | 88 | 88 | 88 | 88 | 88 | 88 | 0
Tungatinah | 130 | 130 | 104 | 104 | 130 | 130 | 130 | 130 | 130 | 130
Barker Inlet Power Station | 205.2 | 205.2 | 205.2 | 205.2 | 205.2 | 205.2 | 205.2 | 205.2 | 205.2 | 205.2
Committed generators
Generator | 2020-21 | 2021-22 | 2022-23 | 2023-24 | 2024-25 | 2025-26 | 2026-27 | 2027-28 | 2028-29 | 2029-30
Snowy 2.0 | 0 | 0 | 0 | 0 | 1999.998 | 1999.998 | 1999.998 | 1999.998 | 1999.998 | 1999.998
Temporary Generation South | 95.2 | 95.2 | 95.2 | 95.2 | 95.2 | 95.2 | 95.2 | 95.2 | 95.2 | 95.2

## Generation limits
Go to Assumptions Summary
Generator operating limits and behaviours used in AEMO's Detailed Long Term (DLT) Model
The following modelling assumptions are based on GHD’s proposed minimum stable level and where variances were seen, AEMO applied operational experience to verify or substitute those values. The minimum and maximum operating levels are applied to target reasonable operating levels of units and/or power stations in the expansion models, reflecting physical constraints, such as fuel delivery constraints.
The source of data for Minimum Generation Up Time and Maximum Ramp Rates is both GHD, 2018 AEMO costs and technical parameter review, and ACIL Allen, 2014 fuel and technical cost review
For Minimum Stable Level values applied to AEMO's Time-sequential model, go to the GPG Minimum Stable Level Sheet. |  |  |  | Link: | GPG Minimum Stable Level
Coal Minimum Stable Level |  |  | Capacity factor constraints (Coal)1 |  |  |  | Minimum capacity factor constraints (GPG)1
Generator Station | Generating unit | Minimum Stable Level (MW) | Generator | Min Capacity Factors (%) | Max Capacity Factors (%) | Retirement Year/End Date | Station | 2020 | 2021 | 2022 | 2023 | 2024 | 2025 onwards (with Project EnergyConnect) | 2025 onwards (no Project EnergyConnect) | Change compared to with Project EnergyConnect
Bayswater | BW01 | 250 | NSW Coal |  | 75 |  | Condamine | 0.8% | 0.7% | 0.9% | 0.9% | 1.3% | 1.3% | 1.2% | -0.1%
Bayswater | BW02 | 250 |  |  |  |  | Darling Downs | 0.3% | 0.2% | 0.5% | 0.5% | 0.8% | 0.6% | 0.8% | 0.2%
Bayswater | BW03 | 250 |  |  |  |  | Osborne | 60.2% | 52.2% | 43.5% | 43.5% | 0% | 0% | 0% | 0%
Bayswater | BW04 | 250 |  |  |  |  | Pelican Point | 10% | 10% | 10% | 10% | 10% | 10% | 10% | 0%
Eraring | ER01 | 180 |  |  |  |  | Swanbank E | 1.2% | 0.9% | 1.1% | 1.1% | 2.1% | 1.5% | 1.4% | -0.1%
Eraring | ER02 | 180 | Notes: |  |  |  | Tallawarra | 1.7% | 0.6% | 0.9% | 0.9% | 2.7% | 1.7% | 1.8% | 0.1%
Eraring | ER03 | 180 | 1. The capacity outlook models are informed initially by applying capacity factors limits that reflect physical constraints and technical limits which are refined by more detailed time-sequential analysis. |  |  |  | Torrens Island A | 1.2% | 0.8% | 0.7% | 0.7% | 0% | 0% | 0% | 0%
Eraring | ER04 | 180 |  |  |  |  | Torrens Island B | 9.5% | 7.1% | 2.4% | 2.4% | 2.4% | 1.2% | 0.00%* | -1.2%
Liddell | LD01 | 220 |  |  |  |  | Yabulu | 9.3% | 5.2% | 5.2% | 5.2% | 10.3% | 10.2% | 8.5% | -1.7%
Liddell | LD02 | 220 | NSW Coal assumed to operate at a maximum capacity factor of 75%, representing coal rail limitations that broadly impact all regional generators. |  |  |  | Yarwun | 62.7% | 62.7% | 62.7% | 62.7% | 62.8% | 62.8% | 62.8% | 0%
Mt Piper | MP1 | 240 |  |  |  |  | Torrens Island B | Min load until Project EnergyConnect comes in then only MCF |  |  |  |  | no Min Load | Min Load throughout
Mt Piper | MP2 | 240 |  |  |  |  | *Torrents Island B: 2 units requirements is met (40 MW Min load each) until Project EnergyConnect is commissioned
Vales Point B | VP5 | 250
Vales Point B | VP6 | 250 |  |  |  |  | Note: Refer to the Market Modelling Methodology for further details
Callide B | CALL_B_1 | 140
Callide B | CALL_B_2 | 140
Callide C | CPP_3 | 121
Callide C | CPP_4 | 121
Gladstone | GSTONE1 | 110
Gladstone | GSTONE2 | 110
Gladstone | GSTONE3 | 110
Gladstone | GSTONE4 | 110
Kogan Creek | KPP_1 | 300
Millmerran | MPP_1 | 200
Millmerran | MPP_2 | 160
Stanwell | STAN-1 | 180
Stanwell | STAN-2 | 180
Stanwell | STAN-3 | 180
Tarong | TARONG#1 | 140
Tarong | TARONG#2 | 140
Tarong | TARONG#3 | 140
Tarong North | TNPS1 | 117
Loy Yang B | LOYYB1 | 200
Loy Yang B | LOYYB2 | 200
Loy Yang A Power Station | LYA1 | 280
Loy Yang A Power Station | LYA2 | 220
Loy Yang A Power Station | LYA3 | 280
Loy Yang A Power Station | LYA4 | 300
Yallourn | YWPS1 | 200
Yallourn | YWPS2 | 200
Yallourn | YWPS3 | 200
Yallourn | YWPS4 | 180
Note:
Minimum stable levels are defined by the minimum of observed historical performance of generators over the past several years, and the generator performance standards.

## Seasonal ratings
Go to Assumptions Summary
Seasonal ratings (available for dispatch in each season)
Seasonal ratings of each existing generating units are based on July 2020 Generation Information seasonal ratings:
https://www.aemo.com.au/Electricity/National-Electricity-Market-NEM/Planning-and-forecasting/Generation-information
Not all committed or advanced projects have ratings listed in Generation Information. Where information is absent nameplate capacity is used.
These ratings represent the summer and not summer ratings between the Summer 2020-21 and Winter 2030.
Jump to Summer Ratings
Jump to Winter Ratings
Existing Generators | [11 empty] | New generation technologies
Generator |  | Summer
|  | 2020-21 | 2021-22 | 2022-23 | 2023-24 | 2024-25 | 2025-26 | 2026-27 | 2027-28 | 2028-29 | 2029-30 | Generator type | Summer (% of nameplate) | Not Summer (% of nameplate)
Bayswater | BW01 | 630 | 630 | 630 | 655 | 655 | 655 | 655 | 655 | 655 | 655 | Black Coal (supercritical PC) | 94.79 | 96.33
Bayswater | BW02 | 630 | 655 | 655 | 655 | 655 | 655 | 655 | 655 | 655 | 655 | Brown Coal (supercritical PC) | 93.7333 | 94.59
Bayswater | BW03 | 630 | 630 | 655 | 655 | 655 | 655 | 655 | 655 | 655 | 655 | OCGT | 94.3534 | 98.3607
Bayswater | BW04 | 655 | 655 | 655 | 655 | 655 | 655 | 655 | 655 | 655 | 655 | CCGT | 94.027 | 97.4952
Eraring | ER01 | 680 | 680 | 680 | 680 | 680 | 680 | 680 | 680 | 680 | 680 | Biomass | 95 | 99.3333
Eraring | ER02 | 680 | 680 | 680 | 680 | 680 | 680 | 680 | 680 | 680 | 680 | Large scale Solar PV | 100 | 100
Eraring | ER03 | 680 | 680 | 680 | 680 | 680 | 680 | 680 | 680 | 680 | 680 | Solar Thermal (8hrs Storage) | 100 | 100
Eraring | ER04 | 660 | 680 | 680 | 680 | 680 | 680 | 680 | 680 | 680 | 680 | Battery storage (2hrs storage) | 100 | 100
Liddell | LD01 | 450 | 450 | 450 | 0 | 0 | 0 | 0 | 0 | 0 | 0 | Battery storage (4hrs storage) | 100 | 100
Liddell | LD02 | 450 | 450 | 450 | 0 | 0 | 0 | 0 | 0 | 0 | 0 | Wind | 100 | 100
Liddell | LD03 | 450 | 450 | 450 | 0 | 0 | 0 | 0 | 0 | 0 | 0 | Wind - offshore | 100 | 100
Liddell | LD04 | 450 | 450 | 0 | 0 | 0 | 0 | 0 | 0 | 0 | 0 | Pumped Hydro (6hrs storage) | 100 | 100
Mt Piper | MP1 | 705 | 705 | 705 | 705 | 705 | 705 | 705 | 705 | 705 | 705 | Pumped Hydro (12hrs storage) | 100 | 100
Mt Piper | MP2 | 675 | 675 | 675 | 675 | 675 | 675 | 675 | 675 | 675 | 675 | Pumped Hydro (24hrs storage) | 100 | 100
Vales Point B | VP5 | 660 | 660 | 660 | 660 | 660 | 660 | 660 | 660 | 660 | 660 | Pumped Hydro (48hrs storage) | 100 | 100
Vales Point B | VP6 | 660 | 660 | 660 | 660 | 660 | 660 | 660 | 660 | 660 | 660 | Note: The seasonal rating of renewable generators is captured within the renewable generation resource traces
Callide B | CALL_B_1 | 350 | 350 | 350 | 350 | 350 | 350 | 350 | 350 | 350 | 350 | Source: GHD cost and technical parameter review
Callide B | CALL_B_2 | 350 | 350 | 350 | 350 | 350 | 350 | 350 | 350 | 350 | 350
Callide C | CPP_3 | 420 | 420 | 420 | 420 | 420 | 420 | 420 | 420 | 420 | 420
Callide C | CPP_4 | 420 | 420 | 420 | 420 | 420 | 420 | 420 | 420 | 420 | 420
Gladstone | GSTONE1 | 280 | 280 | 280 | 280 | 280 | 280 | 280 | 280 | 280 | 280
Gladstone | GSTONE2 | 280 | 280 | 280 | 280 | 280 | 280 | 280 | 280 | 280 | 280
Gladstone | GSTONE3 | 280 | 280 | 280 | 280 | 280 | 280 | 280 | 280 | 280 | 280
Gladstone | GSTONE4 | 280 | 280 | 280 | 280 | 280 | 280 | 280 | 280 | 280 | 280
Gladstone | GSTONE5 | 280 | 280 | 280 | 280 | 280 | 280 | 280 | 280 | 280 | 280
Gladstone | GSTONE6 | 280 | 280 | 280 | 280 | 280 | 280 | 280 | 280 | 280 | 280
Kogan Creek | KPP_1 | 709.2 | 720.6 | 720.6 | 720.6 | 720.6 | 720.6 | 720.6 | 720.6 | 720.6 | 720.6
Millmerran | MPP_1 | 336 | 336 | 336 | 336 | 336 | 336 | 336 | 336 | 336 | 336
Millmerran | MPP_2 | 336 | 336 | 336 | 336 | 336 | 336 | 336 | 336 | 336 | 336
Stanwell | STAN-1 | 365 | 365 | 365 | 365 | 365 | 365 | 365 | 365 | 365 | 365
Stanwell | STAN-2 | 365 | 365 | 365 | 365 | 365 | 365 | 365 | 365 | 365 | 365
Stanwell | STAN-3 | 365 | 365 | 365 | 365 | 365 | 365 | 365 | 365 | 365 | 365
Stanwell | STAN-4 | 365 | 365 | 365 | 365 | 365 | 365 | 365 | 365 | 365 | 365
Tarong | TARONG#1 | 350 | 350 | 350 | 350 | 350 | 350 | 350 | 350 | 350 | 350
Tarong | TARONG#2 | 350 | 350 | 350 | 350 | 350 | 350 | 350 | 350 | 350 | 350
Tarong | TARONG#3 | 350 | 350 | 350 | 350 | 350 | 350 | 350 | 350 | 350 | 350
Tarong | TARONG#4 | 350 | 350 | 350 | 350 | 350 | 350 | 350 | 350 | 350 | 350
Tarong North | TNPS1 | 443 | 443 | 443 | 443 | 443 | 443 | 443 | 443 | 443 | 443
Loy Yang B | LOYYB1 | 520 | 540 | 540 | 540 | 540 | 540 | 540 | 540 | 540 | 540
Loy Yang B | LOYYB2 | 550 | 550 | 550 | 550 | 550 | 550 | 550 | 550 | 550 | 550
Loy Yang A Power Station | LYA1 | 540 | 540 | 540 | 540 | 540 | 540 | 540 | 540 | 540 | 540
Loy Yang A Power Station | LYA2 | 500 | 500 | 500 | 500 | 500 | 500 | 500 | 500 | 500 | 500
Loy Yang A Power Station | LYA3 | 510 | 510 | 510 | 510 | 510 | 510 | 510 | 510 | 510 | 510
Loy Yang A Power Station | LYA4 | 530 | 530 | 530 | 530 | 530 | 530 | 530 | 530 | 530 | 530
Yallourn W | YWPS1 | 350 | 350 | 350 | 350 | 350 | 350 | 350 | 350 | 350 | 350
Yallourn W | YWPS2 | 350 | 350 | 350 | 350 | 350 | 350 | 350 | 350 | 350 | 350
Yallourn W | YWPS3 | 360 | 360 | 360 | 360 | 360 | 360 | 360 | 360 | 360 | 360
Yallourn W | YWPS4 | 360 | 360 | 360 | 360 | 360 | 360 | 360 | 360 | 360 | 360
Blowering | BLOWERNG | 70 | 70 | 70 | 70 | 70 | 70 | 70 | 70 | 70 | 70
Guthega | GUTHEGA | 68 | 68 | 68 | 68 | 68 | 68 | 68 | 68 | 68 | 68
Hume Dam NSW | HUMENSW | 29 | 29 | 29 | 29 | 29 | 29 | 29 | 29 | 29 | 29
Shoalhaven | SHGEN | 240 | 240 | 240 | 240 | 240 | 240 | 240 | 240 | 240 | 240
Upper Tumut | UPPTUMUT | 616 | 616 | 616 | 616 | 616 | 616 | 616 | 616 | 616 | 616
Tumut 3 | TUMUT3 | 1800 | 1800 | 1800 | 1800 | 1800 | 1800 | 1800 | 1800 | 1800 | 1800
Barron Gorge | BARRON-1 | 33 | 33 | 33 | 33 | 33 | 33 | 33 | 33 | 33 | 33
Barron Gorge | BARRON-2 | 33 | 33 | 33 | 33 | 33 | 33 | 33 | 33 | 33 | 33
Kareeya | KAREEYA1 | 21.6 | 21.6 | 21.6 | 21.6 | 21.6 | 21.6 | 21.6 | 21.6 | 21.6 | 21.6
Kareeya | KAREEYA2 | 21.6 | 21.6 | 21.6 | 21.6 | 21.6 | 21.6 | 21.6 | 21.6 | 21.6 | 21.6
Kareeya | KAREEYA3 | 21.6 | 21.6 | 21.6 | 21.6 | 21.6 | 21.6 | 21.6 | 21.6 | 21.6 | 21.6
Kareeya | KAREEYA4 | 21.6 | 21.6 | 21.6 | 21.6 | 21.6 | 21.6 | 21.6 | 21.6 | 21.6 | 21.6
Wivenhoe | W/HOE#1 | 285 | 285 | 285 | 285 | 285 | 285 | 285 | 285 | 285 | 285
Wivenhoe | W/HOE#2 | 285 | 285 | 285 | 285 | 285 | 285 | 285 | 285 | 285 | 285
Bogong / Mackay | MCKAY1 | 300.02 | 300.02 | 300.02 | 300.02 | 300.02 | 300.02 | 300.02 | 300.02 | 300.02 | 300.02
Dartmouth | DARTM1 | 170 | 170 | 170 | 170 | 170 | 170 | 170 | 170 | 170 | 170
Eildon | EILDON1 | 60 | 60 | 60 | 60 | 60 | 60 | 60 | 60 | 60 | 60
Eildon | EILDON2 | 60 | 60 | 60 | 60 | 60 | 60 | 60 | 60 | 60 | 60
Hume Dam VIC | HUMEV | 29 | 29 | 29 | 29 | 29 | 29 | 29 | 29 | 29 | 29
Murray 1 | MURRAY | 1500 | 1500 | 1500 | 1500 | 1500 | 1500 | 1500 | 1500 | 1500 | 1500
Murray 2 | MURRAY | 1500 | 1500 | 1500 | 1500 | 1500 | 1500 | 1500 | 1500 | 1500 | 1500
West Kiewa | WKIEWA1 | 34 | 34 | 34 | 34 | 34 | 34 | 34 | 34 | 34 | 34
West Kiewa | WKIEWA2 | 34 | 34 | 34 | 34 | 34 | 34 | 34 | 34 | 34 | 34
Bastyan | BASTYAN | 81 | 81 | 81 | 81 | 81 | 0 | 84 | 84 | 84 | 84
Catagunya / Liapootah / Wayatinah | LI_WY_CA | 158 | 184 | 184 | 184 | 184 | 184 | 184 | 184 | 184 | 184
Cethana | CETHANA | 95 | 0 | 95 | 95 | 95 | 95 | 95 | 95 | 95 | 95
Devils gate | DEVILS_G | 63 | 63 | 63 | 63 | 63 | 63 | 63 | 63 | 63 | 0
Fisher | FISHER | 46 | 46 | 46 | 46 | 0 | 46 | 46 | 46 | 0 | 46
Gordon | GORDON | 378 | 378 | 252 | 378 | 378 | 378 | 378 | 252 | 252 | 378
John Butters | JBUTTERS | 140 | 140 | 140 | 140 | 140 | 140 | 0 | 144 | 144 | 144
Lake Echo | LK_ECHO | 26 | 28 | 28 | 28 | 28 | 28 | 28 | 28 | 28 | 28
Lemonthyme / Wilmot | LEM_WIL | 86 | 32 | 32 | 87 | 87 | 87 | 87 | 87 | 32 | 87
Mackintosh | MACKNTSH | 81 | 81 | 81 | 81 | 0 | 84 | 84 | 84 | 84 | 84
Meadowbank | MEADOWBK | 43.8 | 43.8 | 43.8 | 43.8 | 43.8 | 0 | 43.8 | 43.8 | 43.8 | 43.8
Poatina | POAT110 | 114 | 114 | 114 | 57 | 114 | 114 | 114 | 114 | 114 | 114
Poatina | POAT220 | 228 | 228 | 171 | 228 | 228 | 228 | 171 | 228 | 228 | 228
Reece | REECE1 | 116 | 116 | 116 | 0 | 120 | 120 | 120 | 120 | 120 | 120
Reece | REECE2 | 116 | 116 | 116 | 116 | 116 | 116 | 116 | 0 | 120 | 120
Tarraleah | TARRALEA | 72 | 72 | 55 | 70 | 70 | 56 | 84 | 72 | 72 | 72
Trevallyn | TREVALLN | 60 | 106 | 106 | 76 | 76 | 106 | 106 | 106 | 106 | 106
Tribute | TRIBUTE | 0 | 88 | 88 | 88 | 88 | 88 | 88 | 88 | 88 | 0
Tungatinah | TUNGATIN | 130 | 130 | 104 | 104 | 130 | 130 | 130 | 130 | 130 | 130
Colongra | CG1 | 160 | 160 | 160 | 160 | 160 | 160 | 160 | 160 | 160 | 160
Colongra | CG2 | 160 | 160 | 160 | 160 | 160 | 160 | 160 | 160 | 160 | 160
Colongra | CG3 | 160 | 160 | 160 | 160 | 160 | 160 | 160 | 160 | 160 | 160
Colongra | CG4 | 160 | 160 | 160 | 160 | 160 | 160 | 160 | 160 | 160 | 160
Smithfield Energy Facility | SITHE01 | 106.5 | 108 | 108 | 108 | 108 | 108 | 108 | 108 | 108 | 108
Smithfield Energy Facility | SITHE04 | 0 | 0 | 0 | 0 | 0 | 0 | 0 | 0 | 0 | 0
Tallawarra | TALWA1 | 395 | 395 | 395 | 395 | 395 | 395 | 395 | 395 | 395 | 395
Uranquinty | URANQ11 | 160 | 160 | 160 | 160 | 160 | 160 | 160 | 160 | 160 | 160
Uranquinty | URANQ12 | 160 | 160 | 160 | 160 | 160 | 160 | 160 | 160 | 160 | 160
Uranquinty | URANQ13 | 160 | 160 | 160 | 160 | 160 | 160 | 160 | 160 | 160 | 160
Uranquinty | URANQ14 | 160 | 160 | 160 | 160 | 160 | 160 | 160 | 160 | 160 | 160
Barcaldine Power Station | BARCALDN | 32 | 32 | 32 | 32 | 32 | 32 | 32 | 32 | 32 | 32
Braemar | BRAEMAR1 | 157 | 157 | 167 | 167 | 167 | 167 | 167 | 167 | 167 | 167
Braemar | BRAEMAR2 | 167 | 167 | 167 | 167 | 167 | 167 | 167 | 167 | 167 | 167
Braemar | BRAEMAR3 | 167 | 167 | 167 | 167 | 167 | 167 | 167 | 167 | 167 | 167
Braemar 2 Power Station | BRAEMAR5 | 160 | 160 | 160 | 160 | 160 | 160 | 160 | 160 | 160 | 160
Braemar 2 Power Station | BRAEMAR6 | 160 | 160 | 160 | 160 | 160 | 160 | 160 | 160 | 160 | 160
Braemar 2 Power Station | BRAEMAR7 | 160 | 160 | 160 | 160 | 160 | 160 | 160 | 160 | 160 | 160
Condamine A | CPSA | 138.545 | 138.545 | 138.545 | 138.545 | 138.545 | 138.545 | 138.545 | 138.545 | 138.545 | 138.545
Darling Downs | DDPS1 | 563 | 563 | 563 | 563 | 563 | 563 | 563 | 563 | 563 | 563
Oakey Power Station | OAKEY1 | 144 | 144 | 144 | 144 | 144 | 144 | 144 | 144 | 144 | 144
Oakey Power Station | OAKEY2 | 144 | 144 | 144 | 144 | 144 | 144 | 144 | 144 | 144 | 144
Roma | ROMA_7 | 27 | 27 | 27 | 27 | 27 | 27 | 27 | 27 | 27 | 27
Roma | ROMA_8 | 27 | 27 | 27 | 27 | 27 | 27 | 27 | 27 | 27 | 27
Swanbank E GT | SWAN_E | 350 | 350 | 350 | 350 | 350 | 350 | 350 | 350 | 350 | 350
Yabulu PS | YABULU | 150 | 150 | 150 | 150 | 150 | 150 | 150 | 150 | 150 | 150
Yabulu Steam Turbine | YABULU2 | 78 | 78 | 78 | 78 | 78 | 77 | 77 | 77 | 77 | 77
Yarwun Cogen | YARWUN_1 | 0 | 0 | 0 | 0 | 0 | 0 | 0 | 0 | 0 | 0
Somerton | AGLSOM | 140 | 140 | 140 | 140 | 140 | 140 | 140 | 140 | 140 | 140
Bairnsdale | BDL01 | 30 | 30 | 30 | 30 | 30 | 30 | 30 | 30 | 30 | 30
Bairnsdale | BDL02 | 30 | 30 | 30 | 30 | 30 | 30 | 30 | 30 | 30 | 30
Jeeralang A | JLA01 | 46.6 | 46.6 | 46.6 | 46.6 | 46.6 | 46.6 | 46.6 | 46.6 | 46.6 | 46.6
Jeeralang A | JLA02 | 46.6 | 46.6 | 46.6 | 46.6 | 46.6 | 46.6 | 46.6 | 46.6 | 46.6 | 46.6
Jeeralang A | JLA03 | 46.6 | 46.6 | 46.6 | 46.6 | 46.6 | 46.6 | 46.6 | 46.6 | 46.6 | 46.6
Jeeralang A | JLA04 | 42.6 | 42.6 | 42.6 | 42.6 | 42.6 | 42.6 | 42.6 | 42.6 | 42.6 | 42.6
Jeeralang B | JLB01 | 70.3 | 70.3 | 70.3 | 70.3 | 70.3 | 70.3 | 70.3 | 70.3 | 70.3 | 70.3
Jeeralang B | JLB02 | 70.3 | 70.3 | 70.3 | 70.3 | 70.3 | 70.3 | 70.3 | 70.3 | 70.3 | 70.3
Jeeralang B | JLB03 | 72.3 | 72.3 | 72.3 | 72.3 | 72.3 | 72.3 | 72.3 | 72.3 | 72.3 | 72.3
Laverton North | LNGS1 | 150 | 150 | 150 | 150 | 150 | 150 | 150 | 150 | 150 | 150
Laverton North | LNGS2 | 150 | 150 | 150 | 150 | 150 | 150 | 150 | 150 | 150 | 150
Mortlake | MORTLK11 | 257 | 257 | 257 | 257 | 257 | 257 | 257 | 257 | 257 | 257
Mortlake | MORTLK12 | 257 | 257 | 257 | 257 | 257 | 257 | 257 | 257 | 257 | 257
Newport | NPS | 475 | 475 | 475 | 475 | 475 | 475 | 475 | 475 | 475 | 475
Valley Power | VPGS1 | 45 | 45 | 45 | 45 | 45 | 45 | 45 | 45 | 45 | 45
Valley Power | VPGS2 | 45 | 45 | 45 | 45 | 45 | 45 | 45 | 45 | 45 | 45
Valley Power | VPGS3 | 45 | 45 | 45 | 45 | 45 | 45 | 45 | 45 | 45 | 45
Valley Power | VPGS4 | 45 | 45 | 45 | 45 | 45 | 45 | 45 | 45 | 45 | 45
Valley Power | VPGS5 | 45 | 45 | 45 | 45 | 45 | 45 | 45 | 45 | 45 | 45
Valley Power | VPGS6 | 45 | 45 | 45 | 45 | 45 | 45 | 45 | 45 | 45 | 45
Hallett GT | AGLHAL | 203 | 223 | 223 | 223 | 223 | 223 | 223 | 223 | 223 | 223
Dry Creek GT | DRYCGT1 | 37 | 37 | 37 | 37 | 37 | 37 | 37 | 37 | 37 | 37
Dry Creek GT | DRYCGT2 | 37 | 37 | 37 | 37 | 37 | 37 | 37 | 37 | 37 | 37
Dry Creek GT | DRYCGT3 | 38 | 38 | 38 | 38 | 38 | 38 | 38 | 38 | 38 | 38
Ladbroke Grove | LADBROK1 | 35 | 35 | 35 | 35 | 35 | 35 | 35 | 35 | 35 | 35
Ladbroke Grove | LADBROK2 | 35 | 35 | 35 | 35 | 35 | 35 | 35 | 35 | 35 | 35
Mintaro GT | MINTARO | 68 | 68 | 68 | 68 | 68 | 68 | 68 | 68 | 68 | 68
Osborne | OSB-AG | 172 | 172 | 172 | 172 | 0 | 0 | 0 | 0 | 0 | 0
Pelican Point | PPCCGT | 453 | 453 | 453 | 453 | 453 | 453 | 453 | 453 | 453 | 453
Quarantine | QPS1 | 21 | 21 | 21 | 21 | 21 | 21 | 21 | 21 | 21 | 21
Quarantine | QPS2 | 18 | 18 | 21 | 21 | 21 | 21 | 21 | 21 | 21 | 21
Quarantine | QPS3 | 18 | 21 | 21 | 21 | 21 | 21 | 21 | 21 | 21 | 21
Quarantine | QPS4 | 18 | 18 | 18 | 21 | 21 | 21 | 21 | 21 | 21 | 21
Quarantine | QPS5 | 111 | 111 | 111 | 111 | 111 | 111 | 111 | 111 | 111 | 111
Torrens Island A | TORRA1 | 0 | 0 | 0 | 0 | 0 | 0 | 0 | 0 | 0 | 0
Torrens Island A | TORRA2 | 0 | 0 | 0 | 0 | 0 | 0 | 0 | 0 | 0 | 0
Torrens Island A | TORRA3 | 120 | 0 | 0 | 0 | 0 | 0 | 0 | 0 | 0 | 0
Torrens Island A | TORRA4 | 0 | 0 | 0 | 0 | 0 | 0 | 0 | 0 | 0 | 0
Torrens Island B | TORRB1 | 195 | 195 | 195 | 195 | 195 | 195 | 195 | 195 | 195 | 195
Torrens Island B | TORRB2 | 195 | 195 | 195 | 195 | 195 | 195 | 195 | 195 | 195 | 195
Torrens Island B | TORRB3 | 195 | 195 | 195 | 195 | 195 | 195 | 195 | 195 | 195 | 195
Torrens Island B | TORRB4 | 195 | 195 | 195 | 195 | 195 | 195 | 195 | 195 | 195 | 195
Bell Bay Three | BBTHREE1 | 25 | 25 | 25 | 25 | 25 | 25 | 25 | 25 | 25 | 25
Bell Bay Three | BBTHREE2 | 40 | 40 | 40 | 40 | 40 | 40 | 40 | 40 | 40 | 40
Bell Bay Three | BBTHREE3 | 20 | 20 | 20 | 20 | 20 | 20 | 20 | 20 | 20 | 20
Tamar Valley Combined Cycle | TVCC201 | 0 | 0 | 0 | 0 | 0 | 0 | 0 | 0 | 0 | 0
Tamar Valley Peaking | TVPP104 | 58 | 58 | 58 | 58 | 58 | 58 | 58 | 58 | 58 | 58
Hunter Valley GT | HVGTS | 15 | 15 | 15 | 15 | 15 | 15 | 15 | 15 | 15 | 15
Hunter Valley GT | HVGTS un | 15 | 15 | 15 | 15 | 15 | 15 | 15 | 15 | 15 | 15
Mackay GT | MACKAYGT | 34 | 34 | 0 | 0 | 0 | 0 | 0 | 0 | 0 | 0
Mt Stuart | MSTUART1 | 135 | 135 | 135 | 135 | 135 | 135 | 135 | 135 | 135 | 135
Mt Stuart | MSTUART2 | 135 | 135 | 135 | 135 | 135 | 135 | 135 | 135 | 135 | 135
Mt Stuart | MSTUART3 | 117 | 117 | 117 | 117 | 117 | 117 | 117 | 117 | 117 | 117
Angaston | ANGAST1 | 47.982 | 47.982 | 47.982 | 47.982 | 47.982 | 47.982 | 47.982 | 47.982 | 47.982 | 47.982
Barker Inlet Power Station | BARKIPS1 | 205.2 | 205.2 | 205.2 | 205.2 | 205.2 | 205.2 | 205.2 | 205.2 | 205.2 | 205.2
Lonsdale | LONSDALE | 20.7 | 20.7 | 20.7 | 20.7 | 20.7 | 20.7 | 20.7 | 20.7 | 20.7 | 20.7
Port Lincoln GT | POR01 | 38 | 38 | 38 | 38 | 38 | 38 | 38 | 38 | 38 | 38
Port Lincoln GT | POR03 | 18 | 18 | 18 | 18 | 18 | 18 | 18 | 18 | 18 | 18
Port Stanvac 1 | PTSTAN1 | 57.6 | 57.6 | 57.6 | 57.6 | 57.6 | 57.6 | 57.6 | 57.6 | 57.6 | 57.6
Snuggery | SNUG1 | 54 | 54 | 54 | 54 | 54 | 54 | 54 | 54 | 54 | 54
Boco Rock Wind Farm | BOCORWF1 | 104.088 | 104.088 | 104.088 | 104.088 | 104.088 | 104.088 | 104.088 | 104.088 | 104.088 | 104.088
Bodangora Wind Farm | BODWF1 | 113.19 | 113.19 | 113.19 | 113.19 | 113.19 | 113.19 | 113.19 | 113.19 | 113.19 | 113.19
Capital Wind Farm | CAPTL_WF | 141 | 141 | 141 | 141 | 141 | 141 | 141 | 141 | 141 | 141
Crookwell 2 Wind Farm | CROOKWF2 | 96.04 | 96.04 | 96.04 | 96.04 | 96.04 | 96.04 | 96.04 | 96.04 | 96.04 | 96.04
Cullerin Range Wind Farm | CULLRGWF | 138 | 138 | 138 | 138 | 138 | 138 | 138 | 138 | 138 | 138
Gullen Range Wind Farm | GULLRWF1 | 165.5 | 165.5 | 165.5 | 165.5 | 165.5 | 165.5 | 165.5 | 165.5 | 165.5 | 165.5
Gunning Wind Farm | GUNNING1 | 46.5 | 46.5 | 46.5 | 46.5 | 46.5 | 46.5 | 46.5 | 46.5 | 46.5 | 46.5
Sapphire Wind Farm | SAPHWF1 | 155.7 | 155.7 | 155.7 | 155.7 | 155.7 | 155.7 | 155.7 | 155.7 | 155.7 | 155.7
Silverton Wind Farm | STWF1 | 119.48 | 119.48 | 119.48 | 119.48 | 119.48 | 119.48 | 119.48 | 119.48 | 119.48 | 119.48
Taralga Wind Farm | TARALGA1 | 106.8 | 106.8 | 106.8 | 106.8 | 106.8 | 106.8 | 106.8 | 106.8 | 106.8 | 106.8
Woodlawn Wind Farm | WOODLWN1 | 48.3 | 48.3 | 48.3 | 48.3 | 48.3 | 48.3 | 48.3 | 48.3 | 48.3 | 48.3
White Rock Wind Farm - Stage 1 | WRWF1 | 172.48 | 172.48 | 172.48 | 172.48 | 172.48 | 172.48 | 172.48 | 172.48 | 172.48 | 172.48
Coopers Gap Wind Farm | COOPGWF1 | 452.974 | 452.974 | 452.974 | 452.974 | 452.974 | 452.974 | 452.974 | 452.974 | 452.974 | 452.974
Mount Emerald | MEWF1 | 180.465 | 180.465 | 180.465 | 180.465 | 180.465 | 180.465 | 180.465 | 180.465 | 180.465 | 180.465
Ararat Wind Farm | ARWF1 | 75 | 75 | 75 | 75 | 75 | 75 | 75 | 75 | 75 | 75
Bald Hills Wind Farm | BALDHWF1 | 106.6 | 106.6 | 106.6 | 106.6 | 106.6 | 106.6 | 106.6 | 106.6 | 106.6 | 106.6
Challicum Hills wind farm | CHALLHWF | 53 | 53 | 53 | 53 | 53 | 53 | 53 | 53 | 53 | 53
Cherry Tree Wind Farm | CHYTWF1 | 57.6 | 57.6 | 57.6 | 57.6 | 57.6 | 57.6 | 57.6 | 57.6 | 57.6 | 57.6
Crowlands Wind Farm | CROWLWF1 | 79.95 | 79.95 | 79.95 | 79.95 | 79.95 | 79.95 | 79.95 | 79.95 | 79.95 | 79.95
Dundonnell Wind Farm | DUNDWF1 | 108 | 108 | 108 | 108 | 108 | 108 | 108 | 108 | 108 | 108
Dundonnell Wind Farm | DUNDWF2 | 29.7 | 29.7 | 29.7 | 29.7 | 29.7 | 29.7 | 29.7 | 29.7 | 29.7 | 29.7
Dundonnell Wind Farm | DUNDWF3 | 78.3 | 78.3 | 78.3 | 78.3 | 78.3 | 78.3 | 78.3 | 78.3 | 78.3 | 78.3
Elaine Wind Farm | ELAINWF1 | 83.6 | 83.6 | 83.6 | 83.6 | 83.6 | 83.6 | 83.6 | 83.6 | 83.6 | 83.6
Kiata Wind Farm | KIATAWF1 | 27 | 27 | 27 | 27 | 27 | 27 | 27 | 27 | 27 | 27
MacArthur Wind Farm | MACARTH1 | 420 | 420 | 420 | 420 | 420 | 420 | 420 | 420 | 420 | 420
Mortons Lane Wind Farm | MLWF1 | 20 | 20 | 20 | 20 | 20 | 20 | 20 | 20 | 20 | 20
Mt Gellibrand Wind Farm | MTGELWF1 | 66 | 66 | 132 | 132 | 132 | 132 | 132 | 132 | 132 | 132
Mt Mercer Wind Farm | MERCER01 | 0 | 0 | 0 | 0 | 0 | 0 | 0 | 0 | 0 | 0
Murra Warra Wind Farm - stage 1 | MUWAWF1 | 225.7 | 225.7 | 225.7 | 225.7 | 225.7 | 225.7 | 225.7 | 225.7 | 225.7 | 225.7
Oaklands Hill Wind Farm | OAKLAND1 | 40.992 | 40.992 | 40.992 | 40.992 | 40.992 | 40.992 | 40.992 | 40.992 | 40.992 | 40.992
Portland Wind Farm | PORTWF | 152 | 152 | 152 | 152 | 152 | 152 | 152 | 152 | 152 | 152
Salt Creek Wind Farm | SALTCRK1 | 37.5 | 37.5 | 37.5 | 37.5 | 37.5 | 37.5 | 37.5 | 37.5 | 37.5 | 37.5
Waubra Wind Farm | WAUBRAWF | 192 | 192 | 192 | 192 | 192 | 192 | 192 | 192 | 192 | 192
Yambuk Wind Farm | YAMBUKWF | 30 | 30 | 30 | 30 | 30 | 30 | 30 | 30 | 30 | 30
Yaloak South Wind Farm | YSWF1 | 29 | 29 | 29 | 29 | 29 | 29 | 29 | 29 | 29 | 29
Yendon Wind Farm | YENDWF1 | 144.4 | 144.4 | 144.4 | 144.4 | 144.4 | 144.4 | 144.4 | 144.4 | 144.4 | 144.4
Hallett 5 The Bluff WF | BLUFF1 | 52.5 | 52.5 | 52.5 | 52.5 | 52.5 | 52.5 | 52.5 | 52.5 | 52.5 | 52.5
Cathedral Rocks Wind Farm | CATHROCK | 66 | 66 | 66 | 66 | 66 | 66 | 66 | 66 | 66 | 66
Clements Gap Wind Farm | CLEMGPWF | 56.7 | 56.7 | 56.7 | 56.7 | 56.7 | 56.7 | 56.7 | 56.7 | 56.7 | 56.7
Canunda Wind Farm | CNUNDAWF | 46 | 46 | 46 | 46 | 46 | 46 | 46 | 46 | 46 | 46
Hallett Stage 1 Brown Hill | HALLWF1 | 94.5 | 94.5 | 94.5 | 94.5 | 94.5 | 94.5 | 94.5 | 94.5 | 94.5 | 94.5
Hallett Stage 2 Hallett Hill | HALLWF2 | 71.4 | 71.4 | 71.4 | 71.4 | 71.4 | 71.4 | 71.4 | 71.4 | 71.4 | 71.4
Hornsdale Wind Farm Stage 1 | HDWF1 | 100 | 100 | 100 | 100 | 100 | 100 | 100 | 100 | 100 | 100
Hornsdale Wind Farm Stage 2 | HDWF2 | 100 | 100 | 100 | 100 | 100 | 100 | 100 | 100 | 100 | 100
Hornsdale Wind Farm Stage 3 | HDWF3 | 108.99 | 108.99 | 108.99 | 108.99 | 108.99 | 108.99 | 108.99 | 108.99 | 108.99 | 108.99
Lake Bonney 1 wind farm | LKBONNY1 | 81 | 81 | 81 | 81 | 81 | 81 | 81 | 81 | 81 | 81
Lake Bonney 2 wind farm | LKBONNY2 | 159 | 159 | 159 | 159 | 159 | 159 | 159 | 159 | 159 | 159
Lake Bonney 3 wind farm | LKBONNY3 | 39 | 39 | 39 | 39 | 39 | 39 | 39 | 39 | 39 | 39
Lincoln Gap Wind Farm - Stage 1 | LGAPWF1 | 212.4 | 212.4 | 212.4 | 212.4 | 212.4 | 212.4 | 212.4 | 212.4 | 212.4 | 212.4
Mount Millar wind farm | MTMILLAR | 70 | 70 | 70 | 70 | 70 | 70 | 70 | 70 | 70 | 70
Hallett 4 North Brown Hill | NBHWF1 | 131.985 | 131.985 | 131.985 | 131.985 | 131.985 | 131.985 | 131.985 | 131.985 | 131.985 | 131.985
Snowtown S2 Wind Farm - North | SNOWNTH1 | 133.2 | 133.2 | 133.2 | 133.2 | 133.2 | 133.2 | 133.2 | 133.2 | 133.2 | 133.2
Snowtown S2 Wind Farm - South | SNOWSTH1 | 116.55 | 116.55 | 116.55 | 116.55 | 116.55 | 116.55 | 116.55 | 116.55 | 116.55 | 116.55
Snowtown Wind Farm | SNOWTWN1 | 65.8 | 65.8 | 65.8 | 65.8 | 65.8 | 65.8 | 65.8 | 65.8 | 65.8 | 65.8
Starfish Hill Wind Farm | STARHLWF | 33 | 33 | 33 | 33 | 33 | 33 | 33 | 33 | 33 | 33
Waterloo Wind Farm | WATERLWF | 19.8 | 19.8 | 19.8 | 19.8 | 19.8 | 19.8 | 19.8 | 19.8 | 19.8 | 19.8
Willogoleche Wind Farm | WGWF1 | 0 | 0 | 0 | 0 | 0 | 0 | 0 | 0 | 0 | 0
Wattle Point Wind Farm | WPWF | 91 | 91 | 91 | 91 | 91 | 91 | 91 | 91 | 91 | 91
Cattle Hill Wind Farm | CTHLWF1 | 168.96 | 168.96 | 168.96 | 168.96 | 168.96 | 168.96 | 168.96 | 168.96 | 168.96 | 168.96
Musselroe Wind Farm | MUSSELR1 | 168 | 168 | 168 | 168 | 168 | 168 | 168 | 168 | 168 | 168
Woolnorth wind farm | WOOLNTH1 | 140 | 140 | 140 | 140 | 140 | 140 | 140 | 140 | 140 | 140
Beryl Solar Farm | BERYLSF1 | 87 | 87 | 87 | 87 | 87 | 87 | 87 | 87 | 87 | 87
Broken Hill Solar Plant | BROKENH1 | 53 | 53 | 53 | 53 | 53 | 53 | 53 | 53 | 53 | 53
Coleambally Solar Farm | COLEASF1 | 150.03 | 150.03 | 150.03 | 150.03 | 150.03 | 150.03 | 150.03 | 150.03 | 150.03 | 150.93
Finley Solar Farm | FINLEYSF1 | 117 | 117 | 117 | 117 | 117 | 117 | 117 | 117 | 117 | 117
Gullen Range Solar Farm | GULLRSF1 | 10 | 10 | 10 | 10 | 10 | 10 | 10 | 10 | 10 | 10
Limondale Solar Farm 2 | LIMOSF21 | 28.994 | 28.994 | 28.994 | 28.994 | 28.994 | 28.994 | 28.994 | 28.994 | 28.994 | 28.994
Manildra Solar Farm | MANSLR1 | 46.7 | 46.7 | 46.7 | 46.7 | 46.7 | 46.7 | 46.7 | 46.7 | 46.7 | 46.7
Moree Solar Farm | MOREESF1 | 56 | 56 | 56 | 56 | 56 | 56 | 56 | 56 | 56 | 56
Nevertire Solar Farm | NEVERSF1 | 132 | 132 | 132 | 132 | 132 | 132 | 132 | 132 | 132 | 132
Nyngan Solar Plant | NYNGAN1 | 102.025 | 102.025 | 102.025 | 102.025 | 102.025 | 102.025 | 102.025 | 102.025 | 102.025 | 102.025
Parkes Solar Farm | PARSF1 | 50.5 | 50.5 | 50.5 | 50.5 | 50.5 | 50.5 | 50.5 | 50.5 | 50.5 | 50.5
White Rock Solar Farm | WRSF1 | 20 | 20 | 20 | 20 | 20 | 20 | 20 | 20 | 20 | 20
Childers Solar Farm | CHILDSF1 | 55.87 | 55.87 | 55.87 | 55.87 | 55.87 | 55.87 | 55.87 | 55.87 | 55.87 | 55.87
Clare Solar Farm | CLARESF1 | 109.986 | 109.986 | 109.986 | 109.986 | 109.986 | 109.986 | 109.986 | 109.986 | 109.986 | 109.986
Clermont Solar Farm | CLERMSF1 | 88.06 | 88.06 | 88.06 | 88.06 | 88.06 | 88.06 | 88.06 | 88.06 | 88.06 | 88.06
Collinsville PV | CSPVPS1 | 39.95 | 39.95 | 39.95 | 39.95 | 39.95 | 39.95 | 39.95 | 39.95 | 39.95 | 39.95
Daydream Solar Farm | DAYDSF1 | 146.217 | 146.217 | 146.217 | 146.217 | 146.217 | 146.217 | 146.217 | 146.217 | 146.217 | 146.217
Darling Downs Solar Farm | DDSF1 | 108.504 | 108.504 | 108.504 | 108.504 | 108.504 | 108.504 | 108.504 | 108.504 | 108.504 | 108.504
Emerald Solar Park | EMERASF1 | 84.16 | 84.16 | 84.16 | 84.16 | 84.16 | 84.16 | 84.16 | 84.16 | 84.16 | 84.16
Hamilton Solar Farm | HAMISF1 | 57.224 | 57.224 | 57.224 | 57.224 | 57.224 | 57.224 | 57.224 | 57.224 | 57.224 | 57.224
Haughton Solar Farm | Haughton Solar Farm | 100 | 100 | 100 | 100 | 100 | 100 | 100 | 100 | 100 | 100
Hayman Solar Farm | HAYMSF1 | 47.838 | 47.838 | 47.838 | 47.838 | 47.838 | 47.838 | 47.838 | 47.838 | 47.838 | 47.838
Hughenden Solar Farm | HUGSF1 | 18 | 18 | 18 | 18 | 18 | 18 | 18 | 18 | 18 | 18
Kidston Solar Project Phase One 50MW | KSP1 | 48.5 | 48.5 | 48.5 | 48.5 | 48.5 | 48.5 | 48.5 | 48.5 | 48.5 | 48.5
Lilyvale Solar Farm | LILYSF1 | 106.56 | 105.82 | 105.08 | 104.34 | 103.6 | 102.86 | 102.12 | 101.38 | 100.64 | 99.9
Longreach Solar Farm | LRSF1 | 14 | 14 | 14 | 14 | 14 | 14 | 14 | 14 | 14 | 14
Oakey 1 Solar Farm | OAKEY1SF | 42 | 42 | 42 | 42 | 42 | 42 | 42 | 42 | 42 | 42
Oakey 2 Solar Farm | OAKEY2SF | 51.532 | 51.532 | 51.532 | 51.532 | 51.532 | 51.532 | 51.532 | 51.532 | 51.532 | 51.532
Ross River Solar Farm | RRSF1 | 116.032 | 116.032 | 116.032 | 116.032 | 116.032 | 116.032 | 116.032 | 116.032 | 116.032 | 116.032
Rugby Run Solar Farm | RUGBYR1 | 65 | 65 | 65 | 65 | 65 | 65 | 65 | 65 | 65 | 65
Sun Metals Corporation Solar Farm | SMCSF1 | 91.2 | 91.2 | 91.2 | 91.2 | 91.2 | 91.2 | 91.2 | 91.2 | 91.2 | 91.2
Susan River Solar Farm | SRSF1 | 73.5 | 73.5 | 73.5 | 73.5 | 73.5 | 73.5 | 73.5 | 73.5 | 73.5 | 73.5
Whitsunday Solar Farm | WHITSF1 | 57.224 | 57.224 | 57.224 | 57.224 | 57.224 | 57.224 | 57.224 | 57.224 | 57.224 | 57.224
Yarranlea Solar Farm | YARANSF1 | 103 | 103 | 103 | 103 | 103 | 103 | 103 | 103 | 103 | 103
Bannerton Solar Park | BANN1 | 88 | 88 | 88 | 88 | 88 | 88 | 88 | 88 | 88 | 88
Gannawarra Solar Farm | GANNSF1 | 46.882 | 46.882 | 46.882 | 46.882 | 46.882 | 46.882 | 46.882 | 46.882 | 46.882 | 46.882
Bungala one Solar Farm | BNGSF1 | 125.28 | 125.28 | 125.28 | 125.28 | 125.28 | 125.28 | 125.28 | 125.28 | 125.28 | 125.28
Bungala Two Solar Farm | BNGSF2 | 102.08 | 102.08 | 102.08 | 102.08 | 102.08 | 102.08 | 102.08 | 102.08 | 102.08 | 102.08
Tailem Bend - Solar | TBSF1 | 94.9968 | 94.9968 | 94.9968 | 94.9968 | 94.9968 | 94.9968 | 94.9968 | 94.9968 | 94.9968 | 94.9968
Karadoc Solar Farm | KARSF1 | 87.4 | 87.4 | 87.4 | 87.4 | 87.4 | 87.4 | 87.4 | 87.4 | 87.4 | 87.4
Numurkah Solar Farm | NUMURSF1 | 107.52 | 107.52 | 107.52 | 107.52 | 107.52 | 107.52 | 107.52 | 107.52 | 107.52 | 107.52
Wemen Solar Farm | WEMENSF1 | 92.625 | 92.625 | 92.625 | 92.625 | 92.625 | 92.625 | 92.625 | 92.625 | 92.625 | 92.625
Committed Generators
Generator |  | Summer 2020-21: Summer
|  | 2020-21 | 2021-22 | 2022-23 | 2023-24 | 2024-25 | 2025-26 | 2026-27 | 2027-28 | 2028-29 | 2029-30
Bomen Solar Farm |  | 113.96 | 113.96 | 113.96 | 113.96 | 113.96 | 113.96 | 113.96 | 113.96 | 113.96 | 113.96
Darlington Point Solar Farm |  | 263.304 | 263.304 | 263.304 | 263.304 | 263.304 | 263.304 | 263.304 | 263.304 | 263.304 | 263.304
Molong Solar Farm |  | 32.406 | 32.406 | 32.406 | 32.406 | 32.406 | 32.406 | 32.406 | 32.406 | 32.406 | 32.406
Sunraysia Solar Farm |  | 199.68 | 199.68 | 199.68 | 199.68 | 199.68 | 199.68 | 199.68 | 199.68 | 199.68 | 199.68
Limondale Solar Farm 1 |  | 220 | 220 | 220 | 220 | 220 | 220 | 220 | 220 | 220 | 220
Wellington Solar Farm |  | 211.2 | 211.2 | 211.2 | 211.2 | 211.2 | 211.2 | 211.2 | 211.2 | 211.2 | 211.2
Snowy 2.0 |  | 0 | 0 | 0 | 0 | 1999.998 | 1999.998 | 1999.998 | 1999.998 | 1999.998 | 1999.998
Goonumbla Solar Farm |  | 69.75 | 69.75 | 69.75 | 69.75 | 69.75 | 69.75 | 69.75 | 69.75 | 69.75 | 69.75
Bango 973 Wind Farm |  | 0 | 159 | 159 | 159 | 159 | 159 | 159 | 159 | 159 | 159
Biala Wind Farm |  | 110.67 | 110.67 | 110.67 | 110.67 | 110.67 | 110.67 | 110.67 | 110.67 | 110.67 | 110.67
Collector |  | 227 | 227 | 227 | 227 | 227 | 227 | 227 | 227 | 227 | 227
Crudine Ridge Wind Farm |  | 138.01 | 138.01 | 138.01 | 138.01 | 138.01 | 138.01 | 138.01 | 138.01 | 138.01 | 138.01
Kennedy Energy Park Wind Farm |  | 36 | 36 | 36 | 36 | 36 | 36 | 36 | 36 | 36 | 36
Maryrorough Solar Farm |  | 27.3 | 27.3 | 27.3 | 27.3 | 27.3 | 27.3 | 27.3 | 27.3 | 27.3 | 27.3
Kennedy Energy Park Solar Farm |  | 17 | 17 | 17 | 17 | 17 | 17 | 17 | 17 | 17 | 17
Warwick Solar Farm |  | 64.208 | 64.208 | 64.208 | 64.208 | 64.208 | 64.208 | 64.208 | 64.208 | 64.208 | 64.208
Gangarri Solar Farm |  | 119.88 | 119.88 | 119.88 | 119.88 | 119.88 | 119.88 | 119.88 | 119.88 | 119.88 | 119.88
Middlemount Sun Farm |  | 26 | 26 | 26 | 26 | 26 | 26 | 26 | 26 | 26 | 26
Temporary Generation South |  | 95.2 | 95.2 | 95.2 | 95.2 | 95.2 | 95.2 | 95.2 | 95.2 | 95.2 | 95.2
Lincoln Gap Wind Farm - stage 2 |  | 86.4 | 86.4 | 86.4 | 86.4 | 86.4 | 86.4 | 86.4 | 86.4 | 86.4 | 86.4
Granville Harbour Wind Farm |  | 111.6 | 111.6 | 111.6 | 111.6 | 111.6 | 111.6 | 111.6 | 111.6 | 111.6 | 111.6
Berrybank Wind Farm |  | 180.6 | 180.6 | 180.6 | 180.6 | 180.6 | 180.6 | 180.6 | 180.6 | 180.6 | 180.6
Bulgana Green Power Hub - Wind Farm |  | 204 | 204 | 204 | 204 | 204 | 204 | 204 | 204 | 204 | 204
Glenrowan West Sun Farm |  | 0 | 124.32 | 124.32 | 124.32 | 124.32 | 124.32 | 124.32 | 124.32 | 124.32 | 124.32
Moorabool Wind Farm |  | 343.2 | 343.2 | 343.2 | 343.2 | 343.2 | 343.2 | 343.2 | 343.2 | 343.2 | 343.2
Stockyard Hill Wind Farm |  | 585.123 | 585.123 | 585.123 | 585.123 | 585.123 | 585.123 | 585.123 | 585.123 | 585.123 | 585.123
Kiamal Solar Farm stage 1 |  | 200 | 200 | 200 | 200 | 200 | 200 | 200 | 200 | 200 | 200
Yatpool Solar Farm |  | 94 | 94 | 94 | 94 | 94 | 94 | 94 | 94 | 94 | 94
Cohuna Solar Farm |  | 0 | 27.265 | 27.265 | 27.265 | 27.265 | 27.265 | 27.265 | 27.265 | 27.265 | 27.265
Winton Solar Farm |  | 90.38 | 90.38 | 90.38 | 90.38 | 90.38 | 90.38 | 90.38 | 90.38 | 90.38 | 90.38
Anticipated Projects 1,2
Generator |  | Summer 2020-21: Summer
|  | 2020-21 | 2021-22 | 2022-23 | 2023-24 | 2024-25 | 2025-26 | 2026-27 | 2027-28 | 2028-29 | 2029-30
Berrybank Wind Farm - Stage 2 |  | 0 | 0 | 151 | 151 | 151 | 151 | 151 | 151 | 151 | 151
Murra Warra Wind Farm - Stage 2 |  | 0 | 0 | 209 | 209 | 209 | 209 | 209 | 209 | 209 | 209
Broadsound Solar Farm |  | 0 | 0 | 355 | 355 | 355 | 355 | 355 | 355 | 355 | 355
Cape York Battery Power Plant - Solar |  | 0 | 0 | 55 | 55 | 55 | 55 | 55 | 55 | 55 | 55
Gunnedah Solar Farm |  | 0 | 0 | 115 | 115 | 115 | 115 | 115 | 115 | 115 | 115
Metz Solar Farm |  | 0 | 0 | 115 | 115 | 115 | 115 | 115 | 115 | 115 | 115
Suntop Solar Farm |  | 0 | 0 | 150 | 150 | 150 | 150 | 150 | 150 | 150 | 150
MacIntyre Wind Farm |  | 0 | 0 | 500 | 500 | 500 | 500 | 500 | 500 | 500 | 500
Carwarp Solar Farm stage 1 |  | 0 | 100 | 100 | 100 | 100 | 100 | 100 | 100 | 100 | 100
Mortlake South Wind Farm |  | 0 | 157.5 | 157.5 | 157.5 | 157.5 | 157.5 | 157.5 | 157.5 | 157.5 | 157.5
Existing, Committed and Anticipated Batteries 3
Generator |  | Summer 2020-21: Summer
|  | 2020-21 | 2021-22 | 2022-23 | 2023-24 | 2024-25 | 2025-26 | 2026-27 | 2027-28 | 2028-29 | 2029-30
Hornsdale Power Reserve Unit 1 | HPRG1 | 150 | 150 | 150 | 150 | 150 | 150 | 150 | 150 | 150 | 150
Dalrymple North BESS | DALNTH01 | 30 | 30 | 30 | 30 | 30 | 30 | 30 | 30 | 30 | 30
Ballarat Energy Storage System | BALBG1 | 28.8 | 28.8 | 28.8 | 28.8 | 28.8 | 28.8 | 28.8 | 28.8 | 28.8 | 28.8
Bulgana Green Power Hub - BESS | BULGANA2 | 20 | 20 | 20 | 20 | 20 | 20 | 20 | 20 | 20 | 20
Gannawarra Energy Storage System | GANNBG1 | 25.33 | 25.33 | 25.33 | 25.33 | 25.33 | 25.33 | 25.33 | 25.33 | 25.33 | 25.33
Lake Bonney BESS1 | LBBG1 | 25 | 25 | 25 | 25 | 25 | 25 | 25 | 25 | 25 | 25
Cape York Battery Power Plant - Storage |  | 0 | 0 | 20 | 20 | 20 | 20 | 20 | 20 | 20 | 20
Jump to Summer Ratings
Existing Generators
Generator |  | Summer 2020-21: Winter
|  | 2021 | 2022 | 2023 | 2024 | 2025 | 2026 | 2027 | 2028 | 2029 | 2030
Bayswater | BW01 | 660 | 660 | 660 | 685 | 685 | 685 | 685 | 685 | 685 | 685
Bayswater | BW02 | 660 | 685 | 685 | 685 | 685 | 685 | 685 | 685 | 685 | 685
Bayswater | BW03 | 660 | 660 | 685 | 685 | 685 | 685 | 685 | 685 | 685 | 685
Bayswater | BW04 | 685 | 685 | 685 | 685 | 685 | 685 | 685 | 685 | 685 | 685
Eraring | ER01 | 720 | 720 | 720 | 720 | 720 | 720 | 720 | 720 | 720 | 720
Eraring | ER02 | 720 | 720 | 720 | 720 | 720 | 720 | 720 | 720 | 720 | 720
Eraring | ER03 | 720 | 720 | 720 | 720 | 720 | 720 | 720 | 720 | 720 | 720
Eraring | ER04 | 720 | 720 | 720 | 720 | 720 | 720 | 720 | 720 | 720 | 720
Liddell | LD01 | 450 | 450 | 450 | 0 | 0 | 0 | 0 | 0 | 0 | 0
Liddell | LD02 | 450 | 450 | 450 | 0 | 0 | 0 | 0 | 0 | 0 | 0
Liddell | LD03 | 450 | 450 | 450 | 0 | 0 | 0 | 0 | 0 | 0 | 0
Liddell | LD04 | 450 | 450 | 0 | 0 | 0 | 0 | 0 | 0 | 0 | 0
Mt Piper | MP1 | 700 | 730 | 730 | 730 | 730 | 730 | 730 | 730 | 730 | 730
Mt Piper | MP2 | 700 | 700 | 700 | 700 | 700 | 700 | 700 | 700 | 700 | 700
Vales Point B | VP5 | 660 | 660 | 660 | 660 | 660 | 660 | 660 | 660 | 660 | 660
Vales Point B | VP6 | 660 | 660 | 660 | 660 | 660 | 660 | 660 | 660 | 660 | 660
Callide B | CALL_B_1 | 350 | 350 | 350 | 350 | 350 | 350 | 350 | 350 | 350 | 350
Callide B | CALL_B_2 | 350 | 350 | 350 | 350 | 350 | 350 | 350 | 350 | 350 | 350
Callide C | CPP_3 | 420 | 420 | 420 | 420 | 420 | 420 | 420 | 420 | 420 | 420
Callide C | CPP_4 | 420 | 420 | 420 | 420 | 420 | 420 | 420 | 420 | 420 | 420
Gladstone | GSTONE1 | 280 | 280 | 280 | 280 | 280 | 280 | 280 | 280 | 280 | 280
Gladstone | GSTONE2 | 280 | 280 | 280 | 280 | 280 | 280 | 280 | 280 | 280 | 280
Gladstone | GSTONE3 | 280 | 280 | 280 | 280 | 280 | 280 | 280 | 280 | 280 | 280
Gladstone | GSTONE4 | 280 | 280 | 280 | 280 | 280 | 280 | 280 | 280 | 280 | 280
Gladstone | GSTONE5 | 280 | 280 | 280 | 280 | 280 | 280 | 280 | 280 | 280 | 280
Gladstone | GSTONE6 | 280 | 280 | 280 | 280 | 280 | 280 | 280 | 280 | 280 | 280
Kogan Creek | KPP_1 | 750 | 750 | 750 | 750 | 750 | 750 | 750 | 750 | 750 | 750
Millmerran | MPP_1 | 426 | 426 | 426 | 426 | 426 | 426 | 426 | 426 | 426 | 426
Millmerran | MPP_2 | 426 | 426 | 426 | 426 | 426 | 426 | 426 | 426 | 426 | 426
Stanwell | STAN-1 | 365 | 365 | 365 | 365 | 365 | 365 | 365 | 365 | 365 | 365
Stanwell | STAN-2 | 365 | 365 | 365 | 365 | 365 | 365 | 365 | 365 | 365 | 365
Stanwell | STAN-3 | 365 | 365 | 365 | 365 | 365 | 365 | 365 | 365 | 365 | 365
Stanwell | STAN-4 | 365 | 365 | 365 | 365 | 365 | 365 | 365 | 365 | 365 | 365
Tarong | TARONG#1 | 350 | 350 | 350 | 350 | 350 | 350 | 350 | 350 | 350 | 350
Tarong | TARONG#2 | 350 | 350 | 350 | 350 | 350 | 350 | 350 | 350 | 350 | 350
Tarong | TARONG#3 | 350 | 350 | 350 | 350 | 350 | 350 | 350 | 350 | 350 | 350
Tarong | TARONG#4 | 350 | 350 | 350 | 350 | 350 | 350 | 350 | 350 | 350 | 350
Tarong North | TNPS1 | 443 | 443 | 443 | 443 | 443 | 443 | 443 | 443 | 443 | 443
Loy Yang B | LOYYB1 | 535 | 580 | 580 | 580 | 580 | 580 | 580 | 580 | 580 | 580
Loy Yang B | LOYYB2 | 580 | 580 | 580 | 580 | 580 | 580 | 580 | 580 | 580 | 580
Loy Yang A Power Station | LYA1 | 560 | 560 | 560 | 560 | 560 | 560 | 560 | 560 | 560 | 560
Loy Yang A Power Station | LYA2 | 530 | 530 | 530 | 530 | 530 | 530 | 530 | 530 | 530 | 530
Loy Yang A Power Station | LYA3 | 560 | 560 | 560 | 560 | 560 | 560 | 560 | 560 | 560 | 560
Loy Yang A Power Station | LYA4 | 560 | 560 | 560 | 560 | 560 | 560 | 560 | 560 | 560 | 560
Yallourn W | YWPS1 | 372 | 372 | 372 | 372 | 372 | 372 | 372 | 372 | 372 | 372
Yallourn W | YWPS2 | 372 | 372 | 372 | 372 | 372 | 372 | 372 | 372 | 372 | 372
Yallourn W | YWPS3 | 392 | 392 | 392 | 392 | 392 | 392 | 392 | 392 | 392 | 392
Yallourn W | YWPS4 | 392 | 392 | 392 | 392 | 392 | 392 | 392 | 392 | 392 | 392
Blowering | BLOWERNG | 70 | 70 | 70 | 70 | 70 | 70 | 70 | 70 | 70 | 70
Guthega | GUTHEGA | 68 | 68 | 68 | 68 | 68 | 68 | 34 | 68 | 68 | 68
Hume Dam NSW | HUMENSW | 0 | 0 | 0 | 0 | 0 | 0 | 0 | 0 | 0 | 0
Shoalhaven | SHGEN | 240 | 240 | 240 | 240 | 240 | 240 | 240 | 240 | 240 | 240
Upper Tumut | UPPTUMUT | 616 | 616 | 616 | 616 | 616 | 452 | 534 | 472 | 544 | 616
Tumut 3 | TUMUT3 | 1800 | 1800 | 1800 | 1800 | 1800 | 1800 | 1800 | 1800 | 1800 | 1800
Barron Gorge | BARRON-1 | 33 | 33 | 33 | 33 | 33 | 33 | 33 | 33 | 33 | 33
Barron Gorge | BARRON-2 | 33 | 33 | 33 | 33 | 33 | 33 | 33 | 33 | 33 | 33
Kareeya | KAREEYA1 | 21.6 | 21.6 | 21.6 | 21.6 | 21.6 | 21.6 | 21.6 | 21.6 | 21.6 | 21.6
Kareeya | KAREEYA2 | 21.6 | 21.6 | 21.6 | 21.6 | 21.6 | 21.6 | 21.6 | 21.6 | 21.6 | 21.6
Kareeya | KAREEYA3 | 21.6 | 21.6 | 21.6 | 21.6 | 21.6 | 21.6 | 21.6 | 21.6 | 21.6 | 21.6
Kareeya | KAREEYA4 | 21.6 | 21.6 | 21.6 | 21.6 | 21.6 | 21.6 | 21.6 | 21.6 | 21.6 | 21.6
Wivenhoe | W/HOE#1 | 285 | 285 | 285 | 285 | 285 | 285 | 285 | 285 | 285 | 285
Wivenhoe | W/HOE#2 | 285 | 285 | 285 | 285 | 285 | 285 | 285 | 285 | 285 | 285
Bogong / Mackay | MCKAY1 | 300.02 | 300.02 | 300.02 | 300.02 | 300.02 | 300.02 | 300.02 | 300.02 | 300.02 | 300.02
Dartmouth | DARTM1 | 170 | 170 | 170 | 170 | 170 | 170 | 170 | 170 | 170 | 170
Eildon | EILDON1 | 60 | 60 | 60 | 60 | 60 | 60 | 60 | 60 | 60 | 60
Eildon | EILDON2 | 60 | 60 | 60 | 60 | 60 | 60 | 60 | 60 | 60 | 60
Hume Dam VIC | HUMEV | 0 | 0 | 0 | 0 | 0 | 0 | 0 | 0 | 0 | 0
Murray 1 | MURRAY | 1500 | 1267.5 | 1172.5 | 1172.5 | 1310 | 1310 | 1405 | 1405 | 1500 | 1500
Murray 2 | MURRAY | 1500 | 1267.5 | 1172.5 | 1172.5 | 1310 | 1310 | 1405 | 1405 | 1500 | 1500
West Kiewa | WKIEWA1 | 34 | 34 | 34 | 34 | 34 | 34 | 34 | 34 | 34 | 34
West Kiewa | WKIEWA2 | 34 | 34 | 34 | 34 | 34 | 34 | 34 | 34 | 34 | 34
Bastyan | BASTYAN | 81 | 81 | 81 | 81 | 81 | 81 | 0 | 84 | 84 | 84
Catagunya / Liapootah / Wayatinah | LI_WY_CA | 156 | 158 | 184 | 184 | 184 | 184 | 184 | 184 | 184 | 184
Cethana | CETHANA | 95 | 95 | 95 | 95 | 95 | 95 | 95 | 95 | 95 | 95
Devils gate | DEVILS_G | 63 | 63 | 63 | 63 | 63 | 63 | 63 | 63 | 63 | 63
Fisher | FISHER | 46 | 46 | 46 | 46 | 46 | 46 | 46 | 46 | 46 | 46
Gordon | GORDON | 378 | 378 | 378 | 252 | 378 | 378 | 378 | 378 | 378 | 378
John Butters | JBUTTERS | 140 | 140 | 140 | 140 | 140 | 140 | 140 | 0 | 144 | 144
Lake Echo | LK_ECHO | 26 | 0 | 28 | 28 | 0 | 28 | 28 | 28 | 28 | 28
Lemonthyme / Wilmot | LEM_WIL | 54 | 86 | 86 | 32 | 87 | 87 | 87 | 87 | 87 | 87
Mackintosh | MACKNTSH | 81 | 81 | 81 | 81 | 81 | 0 | 84 | 84 | 84 | 84
Meadowbank | MEADOWBK | 0 | 43.8 | 43.8 | 43.8 | 43.8 | 43.8 | 43.8 | 43.8 | 43.8 | 43.8
Poatina | POAT110 | 114 | 114 | 57 | 57 | 114 | 57 | 114 | 114 | 114 | 114
Poatina | POAT220 | 228 | 228 | 228 | 228 | 228 | 228 | 228 | 228 | 228 | 171
Reece | REECE1 | 116 | 116 | 116 | 116 | 0 | 120 | 120 | 120 | 120 | 120
Reece | REECE2 | 116 | 116 | 116 | 116 | 116 | 116 | 116 | 116 | 0 | 120
Tarraleah | TARRALEA | 72 | 72 | 70 | 70 | 70 | 70 | 70 | 72 | 72 | 72
Trevallyn | TREVALLN | 80 | 83 | 106 | 106 | 106 | 106 | 106 | 106 | 106 | 106
Tribute | TRIBUTE | 88 | 88 | 88 | 88 | 88 | 88 | 88 | 88 | 88 | 88
Tungatinah | TUNGATIN | 130 | 130 | 130 | 130 | 130 | 130 | 130 | 130 | 130 | 130
Colongra | CG1 | 160 | 160 | 160 | 160 | 160 | 160 | 160 | 160 | 160 | 160
Colongra | CG2 | 160 | 160 | 160 | 160 | 160 | 160 | 160 | 160 | 160 | 160
Colongra | CG3 | 160 | 160 | 160 | 160 | 160 | 160 | 160 | 160 | 160 | 160
Colongra | CG4 | 160 | 160 | 160 | 160 | 160 | 160 | 160 | 160 | 160 | 160
Smithfield Energy Facility | SITHE01 | 123.7 | 125.7 | 125.7 | 125.7 | 125.7 | 125.7 | 125.7 | 125.7 | 125.7 | 125.7
Smithfield Energy Facility | SITHE04 | 0 | 0 | 0 | 0 | 0 | 0 | 0 | 0 | 0 | 0
Tallawarra | TALWA1 | 440 | 440 | 440 | 440 | 440 | 440 | 440 | 440 | 440 | 440
Uranquinty | URANQ11 | 166 | 166 | 166 | 166 | 166 | 166 | 166 | 166 | 166 | 166
Uranquinty | URANQ12 | 166 | 166 | 166 | 166 | 166 | 166 | 166 | 166 | 166 | 166
Uranquinty | URANQ13 | 166 | 166 | 166 | 166 | 166 | 166 | 166 | 166 | 166 | 166
Uranquinty | URANQ14 | 166 | 166 | 166 | 166 | 166 | 166 | 166 | 166 | 166 | 166
Barcaldine Power Station | BARCALDN | 37 | 37 | 37 | 37 | 37 | 37 | 37 | 37 | 37 | 37
Braemar | BRAEMAR1 | 168 | 168 | 181 | 181 | 181 | 181 | 181 | 181 | 181 | 181
Braemar | BRAEMAR2 | 181 | 181 | 181 | 181 | 181 | 181 | 181 | 181 | 181 | 181
Braemar | BRAEMAR3 | 181 | 181 | 181 | 181 | 181 | 181 | 181 | 181 | 181 | 181
Braemar 2 Power Station | BRAEMAR5 | 173 | 173 | 173 | 173 | 173 | 173 | 173 | 173 | 173 | 173
Braemar 2 Power Station | BRAEMAR6 | 173 | 173 | 173 | 173 | 173 | 173 | 173 | 173 | 173 | 173
Braemar 2 Power Station | BRAEMAR7 | 173 | 173 | 173 | 173 | 173 | 173 | 173 | 173 | 173 | 173
Condamine A | CPSA | 144.247 | 144.247 | 144.247 | 144.247 | 144.247 | 144.247 | 144.247 | 144.247 | 144.247 | 144.247
Darling Downs | DDPS1 | 630 | 630 | 630 | 630 | 630 | 630 | 630 | 630 | 630 | 630
Oakey Power Station | OAKEY1 | 173 | 173 | 173 | 173 | 173 | 173 | 173 | 173 | 173 | 173
Oakey Power Station | OAKEY2 | 173 | 173 | 173 | 173 | 173 | 173 | 173 | 173 | 173 | 173
Roma | ROMA_7 | 34 | 34 | 34 | 34 | 34 | 34 | 34 | 34 | 34 | 34
Roma | ROMA_8 | 34 | 34 | 34 | 34 | 34 | 34 | 34 | 34 | 34 | 34
Swanbank E GT | SWAN_E | 365 | 365 | 365 | 365 | 365 | 365 | 365 | 365 | 365 | 365
Yabulu PS | YABULU | 165 | 165 | 165 | 165 | 165 | 165 | 165 | 165 | 165 | 165
Yabulu Steam Turbine | YABULU2 | 82 | 82 | 82 | 82 | 82 | 81 | 81 | 81 | 81 | 81
Yarwun Cogen | YARWUN_1 | 0 | 0 | 0 | 0 | 0 | 0 | 0 | 0 | 0 | 0
Somerton | AGLSOM | 170 | 170 | 170 | 170 | 170 | 170 | 170 | 170 | 170 | 170
Bairnsdale | BDL01 | 42 | 42 | 42 | 42 | 42 | 42 | 42 | 42 | 42 | 42
Bairnsdale | BDL02 | 42 | 42 | 42 | 42 | 42 | 42 | 42 | 42 | 42 | 42
Jeeralang A | JLA01 | 56 | 56 | 56 | 56 | 56 | 56 | 56 | 56 | 56 | 56
Jeeralang A | JLA02 | 56 | 56 | 56 | 56 | 56 | 56 | 56 | 56 | 56 | 56
Jeeralang A | JLA03 | 55 | 55 | 55 | 55 | 55 | 55 | 55 | 55 | 55 | 55
Jeeralang A | JLA04 | 50 | 50 | 50 | 50 | 50 | 50 | 50 | 50 | 50 | 50
Jeeralang B | JLB01 | 85 | 85 | 85 | 85 | 85 | 85 | 85 | 85 | 85 | 85
Jeeralang B | JLB02 | 85 | 85 | 85 | 85 | 85 | 85 | 85 | 85 | 85 | 85
Jeeralang B | JLB03 | 87 | 87 | 87 | 87 | 87 | 87 | 87 | 87 | 87 | 87
Laverton North | LNGS1 | 170 | 170 | 170 | 170 | 170 | 170 | 170 | 170 | 170 | 170
Laverton North | LNGS2 | 170 | 170 | 170 | 170 | 170 | 170 | 170 | 170 | 170 | 170
Mortlake | MORTLK11 | 292 | 292 | 292 | 292 | 292 | 292 | 292 | 292 | 292 | 292
Mortlake | MORTLK12 | 292 | 292 | 292 | 292 | 292 | 292 | 292 | 292 | 292 | 292
Newport | NPS | 510 | 510 | 510 | 510 | 510 | 510 | 510 | 510 | 510 | 510
Valley Power | VPGS1 | 56 | 56 | 56 | 56 | 56 | 56 | 56 | 56 | 56 | 56
Valley Power | VPGS2 | 56 | 56 | 56 | 56 | 56 | 56 | 56 | 56 | 56 | 56
Valley Power | VPGS3 | 56 | 56 | 56 | 56 | 56 | 56 | 56 | 56 | 56 | 56
Valley Power | VPGS4 | 56 | 56 | 56 | 56 | 56 | 56 | 56 | 56 | 56 | 56
Valley Power | VPGS5 | 56 | 56 | 56 | 56 | 56 | 56 | 56 | 56 | 56 | 56
Valley Power | VPGS6 | 56 | 56 | 56 | 56 | 56 | 56 | 56 | 56 | 56 | 56
Hallett GT | AGLHAL | 226 | 249 | 249 | 249 | 249 | 249 | 249 | 249 | 249 | 249
Dry Creek GT | DRYCGT1 | 47 | 47 | 47 | 47 | 47 | 47 | 47 | 47 | 47 | 47
Dry Creek GT | DRYCGT2 | 47 | 47 | 47 | 47 | 47 | 47 | 47 | 47 | 47 | 47
Dry Creek GT | DRYCGT3 | 49 | 49 | 49 | 49 | 49 | 49 | 49 | 49 | 49 | 49
Ladbroke Grove | LADBROK1 | 42 | 42 | 42 | 42 | 42 | 42 | 42 | 42 | 42 | 42
Ladbroke Grove | LADBROK2 | 42 | 42 | 42 | 42 | 42 | 42 | 42 | 42 | 42 | 42
Mintaro GT | MINTARO | 90 | 90 | 90 | 90 | 90 | 90 | 90 | 90 | 90 | 90
Osborne | OSB-AG | 186 | 186 | 186 | 186 | 0 | 0 | 0 | 0 | 0 | 0
Pelican Point | PPCCGT | 498 | 498 | 498 | 498 | 498 | 498 | 498 | 498 | 498 | 498
Quarantine | QPS1 | 29 | 29 | 29 | 29 | 29 | 29 | 29 | 29 | 29 | 29
Quarantine | QPS2 | 24 | 24 | 29 | 29 | 29 | 29 | 29 | 29 | 29 | 29
Quarantine | QPS3 | 24 | 29 | 29 | 29 | 29 | 29 | 29 | 29 | 29 | 29
Quarantine | QPS4 | 23 | 23 | 23 | 23 | 29 | 29 | 29 | 29 | 29 | 29
Quarantine | QPS5 | 120 | 120 | 120 | 120 | 120 | 120 | 120 | 120 | 120 | 120
Torrens Island A | TORRA1 | 120 | 0 | 0 | 0 | 0 | 0 | 0 | 0 | 0 | 0
Torrens Island A | TORRA2 | 0 | 0 | 0 | 0 | 0 | 0 | 0 | 0 | 0 | 0
Torrens Island A | TORRA3 | 120 | 120 | 0 | 0 | 0 | 0 | 0 | 0 | 0 | 0
Torrens Island A | TORRA4 | 120 | 0 | 0 | 0 | 0 | 0 | 0 | 0 | 0 | 0
Torrens Island B | TORRB1 | 200 | 200 | 200 | 200 | 200 | 200 | 200 | 200 | 200 | 200
Torrens Island B | TORRB2 | 200 | 200 | 200 | 200 | 200 | 200 | 200 | 200 | 200 | 200
Torrens Island B | TORRB3 | 200 | 200 | 200 | 200 | 200 | 200 | 200 | 200 | 200 | 200
Torrens Island B | TORRB4 | 200 | 200 | 200 | 200 | 200 | 200 | 200 | 200 | 200 | 200
Bell Bay Three | BBTHREE1 | 25 | 25 | 25 | 25 | 25 | 25 | 25 | 25 | 25 | 25
Bell Bay Three | BBTHREE2 | 40 | 40 | 40 | 40 | 40 | 40 | 40 | 40 | 40 | 40
Bell Bay Three | BBTHREE3 | 20 | 20 | 20 | 20 | 20 | 20 | 20 | 20 | 20 | 20
Tamar Valley Combined Cycle | TVCC201 | 0 | 0 | 0 | 0 | 0 | 0 | 0 | 0 | 0 | 0
Tamar Valley Peaking | TVPP104 | 58 | 58 | 58 | 58 | 58 | 58 | 58 | 58 | 58 | 58
Hunter Valley GT | HVGTS | 20 | 20 | 20 | 20 | 20 | 20 | 20 | 20 | 20 | 20
Hunter Valley GT | HVGTS un | 20 | 20 | 20 | 20 | 20 | 20 | 20 | 20 | 20 | 20
Mackay GT | MACKAYGT | 34 | 34 | 0 | 0 | 0 | 0 | 0 | 0 | 0 | 0
Mt Stuart | MSTUART1 | 140 | 140 | 140 | 140 | 140 | 140 | 140 | 140 | 140 | 140
Mt Stuart | MSTUART2 | 140 | 140 | 140 | 140 | 140 | 140 | 140 | 140 | 140 | 140
Mt Stuart | MSTUART3 | 120 | 120 | 120 | 120 | 120 | 120 | 120 | 120 | 120 | 120
Angaston | ANGAST1 | 47.982 | 47.982 | 47.982 | 47.982 | 47.982 | 47.982 | 47.982 | 47.982 | 47.982 | 47.982
Barker Inlet Power Station | BARKIPS1 | 210 | 210 | 210 | 210 | 210 | 210 | 210 | 210 | 210 | 210
Lonsdale | LONSDALE | 20.7 | 20.7 | 20.7 | 20.7 | 20.7 | 20.7 | 20.7 | 20.7 | 20.7 | 20.7
Port Lincoln GT | POR01 | 50 | 50 | 50 | 50 | 50 | 50 | 50 | 50 | 50 | 50
Port Lincoln GT | POR03 | 23.5 | 23.5 | 23.5 | 23.5 | 23.5 | 23.5 | 23.5 | 23.5 | 23.5 | 23.5
Port Stanvac 1 | PTSTAN1 | 57.6 | 57.6 | 57.6 | 57.6 | 57.6 | 57.6 | 57.6 | 57.6 | 57.6 | 57.6
Snuggery | SNUG1 | 63 | 63 | 63 | 63 | 63 | 63 | 63 | 63 | 63 | 63
Boco Rock Wind Farm | BOCORWF1 | 113.18 | 113.18 | 113.18 | 113.18 | 113.18 | 113.18 | 113.18 | 113.18 | 113.18 | 113.18
Bodangora Wind Farm | BODWF1 | 113.19 | 113.19 | 113.19 | 113.19 | 113.19 | 113.19 | 113.19 | 113.19 | 113.19 | 113.19
Capital Wind Farm | CAPTL_WF | 141 | 141 | 141 | 141 | 141 | 141 | 141 | 141 | 141 | 141
Crookwell 2 Wind Farm | CROOKWF2 | 96.04 | 96.04 | 96.04 | 96.04 | 96.04 | 96.04 | 96.04 | 96.04 | 96.04 | 96.04
Cullerin Range Wind Farm | CULLRGWF | 0 | 138.01 | 138.01 | 138.01 | 138.01 | 138.01 | 138.01 | 138.01 | 138.01 | 138.01
Gullen Range Wind Farm | GULLRWF1 | 165.5 | 165.5 | 165.5 | 165.5 | 165.5 | 165.5 | 165.5 | 165.5 | 165.5 | 165.5
Gunning Wind Farm | GUNNING1 | 46.5 | 46.5 | 46.5 | 46.5 | 46.5 | 46.5 | 46.5 | 46.5 | 46.5 | 46.5
Sapphire Wind Farm | SAPHWF1 | 270 | 270 | 270 | 270 | 270 | 270 | 270 | 270 | 270 | 270
Silverton Wind Farm | STWF1 | 198.012 | 198.012 | 198.012 | 198.012 | 198.012 | 198.012 | 198.012 | 198.012 | 198.012 | 198.012
Taralga Wind Farm | TARALGA1 | 106.8 | 106.8 | 106.8 | 106.8 | 106.8 | 106.8 | 106.8 | 106.8 | 106.8 | 106.8
Woodlawn Wind Farm | WOODLWN1 | 48.3 | 48.3 | 48.3 | 48.3 | 48.3 | 48.3 | 48.3 | 48.3 | 48.3 | 48.3
White Rock Wind Farm - Stage 1 | WRWF1 | 172.48 | 172.48 | 172.48 | 172.48 | 172.48 | 172.48 | 172.48 | 172.48 | 172.48 | 172.48
Coopers Gap Wind Farm | COOPGWF1 | 408.36 | 452.974 | 452.974 | 452.974 | 452.974 | 452.974 | 452.974 | 452.974 | 452.974 | 452.974
Mount Emerald | MEWF1 | 180.465 | 180.465 | 180.465 | 180.465 | 180.465 | 180.465 | 180.465 | 180.465 | 180.465 | 180.465
Ararat Wind Farm | ARWF1 | 240 | 240 | 240 | 240 | 240 | 240 | 240 | 240 | 240 | 240
Bald Hills Wind Farm | BALDHWF1 | 106.6 | 106.6 | 106.6 | 106.6 | 106.6 | 106.6 | 106.6 | 106.6 | 106.6 | 106.6
Challicum Hills wind farm | CHALLHWF | 53 | 53 | 53 | 53 | 53 | 53 | 53 | 53 | 53 | 53
Cherry Tree Wind Farm | CHYTWF1 | 57.6 | 57.6 | 57.6 | 57.6 | 57.6 | 57.6 | 57.6 | 57.6 | 57.6 | 57.6
Crowlands Wind Farm | CROWLWF1 | 79.95 | 79.95 | 79.95 | 79.95 | 79.95 | 79.95 | 79.95 | 79.95 | 79.95 | 79.95
Dundonnell Wind Farm | DUNDWF1 | 168 | 168 | 168 | 168 | 168 | 168 | 168 | 168 | 168 | 168
Dundonnell Wind Farm | DUNDWF2 | 46.2 | 46.2 | 46.2 | 46.2 | 46.2 | 46.2 | 46.2 | 46.2 | 46.2 | 46.2
Dundonnell Wind Farm | DUNDWF3 | 121.8 | 121.8 | 121.8 | 121.8 | 121.8 | 121.8 | 121.8 | 121.8 | 121.8 | 121.8
Elaine Wind Farm | ELAINWF1 | 83.6 | 83.6 | 83.6 | 83.6 | 83.6 | 83.6 | 83.6 | 83.6 | 83.6 | 83.6
Kiata Wind Farm | KIATAWF1 | 31.05 | 31.05 | 31.05 | 31.05 | 31.05 | 31.05 | 31.05 | 31.05 | 31.05 | 31.05
MacArthur Wind Farm | MACARTH1 | 420 | 420 | 420 | 420 | 420 | 420 | 420 | 420 | 420 | 420
Mortons Lane Wind Farm | MLWF1 | 20 | 20 | 20 | 20 | 20 | 20 | 20 | 20 | 20 | 20
Mt Gellibrand Wind Farm | MTGELWF1 | 66 | 66 | 132 | 132 | 132 | 132 | 132 | 132 | 132 | 132
Mt Mercer Wind Farm | MERCER01 | 131.2 | 131.2 | 131.2 | 131.2 | 131.2 | 131.2 | 131.2 | 131.2 | 131.2 | 131.2
Murra Warra Wind Farm - stage 1 | MUWAWF1 | 225.7 | 225.7 | 225.7 | 225.7 | 225.7 | 225.7 | 225.7 | 225.7 | 225.7 | 225.7
Oaklands Hill Wind Farm | OAKLAND1 | 63.008 | 63.008 | 63.008 | 63.008 | 63.008 | 63.008 | 63.008 | 63.008 | 63.008 | 63.008
Portland Wind Farm | PORTWF | 152 | 152 | 152 | 152 | 152 | 152 | 152 | 152 | 152 | 152
Salt Creek Wind Farm | SALTCRK1 | 54 | 54 | 54 | 54 | 54 | 54 | 54 | 54 | 54 | 54
Waubra Wind Farm | WAUBRAWF | 192 | 192 | 192 | 192 | 192 | 192 | 192 | 192 | 192 | 192
Yambuk Wind Farm | YAMBUKWF | 30 | 30 | 30 | 30 | 30 | 30 | 30 | 30 | 30 | 30
Yaloak South Wind Farm | YSWF1 | 29 | 29 | 29 | 29 | 29 | 29 | 29 | 29 | 29 | 29
Yendon Wind Farm | YENDWF1 | 144.4 | 144.4 | 144.4 | 144.4 | 144.4 | 144.4 | 144.4 | 144.4 | 144.4 | 144.4
Hallett 5 The Bluff WF | BLUFF1 | 52.5 | 52.5 | 52.5 | 52.5 | 52.5 | 52.5 | 52.5 | 52.5 | 52.5 | 52.5
Cathedral Rocks Wind Farm | CATHROCK | 66 | 66 | 66 | 66 | 66 | 66 | 66 | 66 | 66 | 66
Clements Gap Wind Farm | CLEMGPWF | 56.7 | 56.7 | 56.7 | 56.7 | 56.7 | 56.7 | 56.7 | 56.7 | 56.7 | 56.7
Canunda Wind Farm | CNUNDAWF | 46 | 46 | 46 | 46 | 46 | 46 | 46 | 46 | 46 | 46
Hallett Stage 1 Brown Hill | HALLWF1 | 94.5 | 94.5 | 94.5 | 94.5 | 94.5 | 94.5 | 94.5 | 94.5 | 94.5 | 94.5
Hallett Stage 2 Hallett Hill | HALLWF2 | 71.4 | 71.4 | 71.4 | 71.4 | 71.4 | 71.4 | 71.4 | 71.4 | 71.4 | 71.4
Hornsdale Wind Farm Stage 1 | HDWF1 | 100 | 100 | 100 | 100 | 100 | 100 | 100 | 100 | 100 | 100
Hornsdale Wind Farm Stage 2 | HDWF2 | 100 | 100 | 100 | 100 | 100 | 100 | 100 | 100 | 100 | 100
Hornsdale Wind Farm Stage 3 | HDWF3 | 108.99 | 108.99 | 108.99 | 108.99 | 108.99 | 108.99 | 108.99 | 108.99 | 108.99 | 108.99
Lake Bonney 1 wind farm | LKBONNY1 | 81 | 81 | 81 | 81 | 81 | 81 | 81 | 81 | 81 | 81
Lake Bonney 2 wind farm | LKBONNY2 | 159 | 159 | 159 | 159 | 159 | 159 | 159 | 159 | 159 | 159
Lake Bonney 3 wind farm | LKBONNY3 | 39 | 39 | 39 | 39 | 39 | 39 | 39 | 39 | 39 | 39
Lincoln Gap Wind Farm - Stage 1 | LGAPWF1 | 126 | 212.4 | 212.4 | 212.4 | 212.4 | 212.4 | 212.4 | 212.4 | 212.4 | 212.4
Mount Millar wind farm | MTMILLAR | 70 | 70 | 70 | 70 | 70 | 70 | 70 | 70 | 70 | 70
Hallett 4 North Brown Hill | NBHWF1 | 131.985 | 131.985 | 131.985 | 131.985 | 131.985 | 131.985 | 131.985 | 131.985 | 131.985 | 131.985
Snowtown S2 Wind Farm - North | SNOWNTH1 | 144 | 144 | 144 | 144 | 144 | 144 | 144 | 144 | 144 | 144
Snowtown S2 Wind Farm - South | SNOWSTH1 | 126 | 126 | 126 | 126 | 126 | 126 | 126 | 126 | 126 | 126
Snowtown Wind Farm | SNOWTWN1 | 98.7 | 98.7 | 98.7 | 98.7 | 98.7 | 98.7 | 98.7 | 98.7 | 98.7 | 98.7
Starfish Hill Wind Farm | STARHLWF | 33 | 33 | 33 | 33 | 33 | 33 | 33 | 33 | 33 | 33
Waterloo Wind Farm | WATERLWF | 130.8 | 130.8 | 130.8 | 130.8 | 130.8 | 130.8 | 130.8 | 130.8 | 130.8 | 130.8
Willogoleche Wind Farm | WGWF1 | 119.36 | 119.36 | 119.36 | 119.36 | 119.36 | 119.36 | 119.36 | 119.36 | 119.36 | 119.36
Wattle Point Wind Farm | WPWF | 91 | 91 | 91 | 91 | 91 | 91 | 91 | 91 | 91 | 91
Cattle Hill Wind Farm | CTHLWF1 | 168.96 | 168.96 | 168.96 | 168.96 | 168.96 | 168.96 | 168.96 | 168.96 | 168.96 | 168.96
Musselroe Wind Farm | MUSSELR1 | 168 | 168 | 168 | 168 | 168 | 168 | 168 | 168 | 168 | 168
Woolnorth wind farm | WOOLNTH1 | 140 | 140 | 140 | 140 | 140 | 140 | 140 | 140 | 140 | 140
Beryl Solar Farm | BERYLSF1 | 87 | 87 | 87 | 87 | 87 | 87 | 87 | 87 | 87 | 87
Broken Hill Solar Plant | BROKENH1 | 53 | 53 | 53 | 53 | 53 | 53 | 53 | 53 | 53 | 53
Coleambally Solar Farm | COLEASF1 | 150.03 | 150.03 | 150.03 | 150.03 | 150.03 | 150.03 | 150.03 | 150.03 | 150.03 | 150.03
Finley Solar Farm | FINLEYSF1 | 133 | 133 | 133 | 133 | 133 | 133 | 133 | 133 | 133 | 133
Gullen Range Solar Farm | GULLRSF1 | 10 | 10 | 10 | 10 | 10 | 10 | 10 | 10 | 10 | 10
Limondale Solar Farm 2 | LIMOSF21 | 28.994 | 28.994 | 28.994 | 28.994 | 28.994 | 28.994 | 28.994 | 28.994 | 28.994 | 28.994
Manildra Solar Farm | MANSLR1 | 46.7 | 46.7 | 46.7 | 46.7 | 46.7 | 46.7 | 46.7 | 46.7 | 46.7 | 46.7
Moree Solar Farm | MOREESF1 | 39.984 | 39.984 | 39.984 | 39.984 | 39.984 | 39.984 | 39.984 | 39.984 | 39.984 | 39.984
Nevertire Solar Farm | NEVERSF1 | 132 | 132 | 132 | 132 | 132 | 132 | 132 | 132 | 132 | 132
Nyngan Solar Plant | NYNGAN1 | 102.025 | 102.025 | 102.025 | 102.025 | 102.025 | 102.025 | 102.025 | 102.025 | 102.025 | 102.025
Parkes Solar Farm | PARSF1 | 50.5 | 50.5 | 50.5 | 50.5 | 50.5 | 50.5 | 50.5 | 50.5 | 50.5 | 50.5
White Rock Solar Farm | WRSF1 | 20 | 20 | 20 | 20 | 20 | 20 | 20 | 20 | 20 | 20
Childers Solar Farm | CHILDSF1 | 55.87 | 55.87 | 55.87 | 55.87 | 55.87 | 55.87 | 55.87 | 55.87 | 55.87 | 55.87
Clare Solar Farm | CLARESF1 | 77.97 | 77.97 | 77.97 | 77.97 | 77.97 | 77.97 | 77.97 | 77.97 | 77.97 | 77.97
Clermont Solar Farm | CLERMSF1 | 92.5 | 92.5 | 92.5 | 92.5 | 92.5 | 92.5 | 92.5 | 92.5 | 92.5 | 92.5
Collinsville PV | CSPVPS1 | 42.5 | 42.5 | 42.5 | 42.5 | 42.5 | 42.5 | 42.5 | 42.5 | 42.5 | 42.5
Daydream Solar Farm | DAYDSF1 | 149.999 | 149.999 | 149.999 | 149.999 | 149.999 | 149.999 | 149.999 | 149.999 | 149.999 | 149.999
Darling Downs Solar Farm | DDSF1 | 110 | 110 | 110 | 110 | 110 | 110 | 110 | 110 | 110 | 110
Emerald Solar Park | EMERASF1 | 88 | 88 | 88 | 88 | 88 | 88 | 88 | 88 | 88 | 88
Hamilton Solar Farm | HAMISF1 | 56.005 | 56.005 | 56.005 | 56.005 | 56.005 | 56.005 | 56.005 | 56.005 | 56.005 | 56.005
Haughton Solar Farm | Haughton Solar Farm | 100 | 100 | 100 | 100 | 100 | 100 | 100 | 100 | 100 | 100
Hayman Solar Farm | HAYMSF1 | 50.001 | 50.001 | 50.001 | 50.001 | 50.001 | 50.001 | 50.001 | 50.001 | 50.001 | 50.001
Hughenden Solar Farm | HUGSF1 | 18 | 18 | 18 | 18 | 18 | 18 | 18 | 18 | 18 | 18
Kidston Solar Project Phase One 50MW | KSP1 | 48.5 | 48.5 | 48.5 | 48.5 | 48.5 | 48.5 | 48.5 | 48.5 | 48.5 | 48.5
Lilyvale Solar Farm | LILYSF1 | 85.84 | 85.1 | 84.36 | 83.62 | 83.62 | 82.88 | 82.14 | 81.4 | 80.66 | 79.92
Longreach Solar Farm | LRSF1 | 14 | 14 | 14 | 14 | 14 | 14 | 14 | 14 | 14 | 14
Oakey 1 Solar Farm | OAKEY1SF | 25 | 25 | 25 | 25 | 25 | 25 | 25 | 25 | 25 | 25
Oakey 2 Solar Farm | OAKEY2SF | 54.99 | 54.99 | 54.99 | 54.99 | 54.99 | 54.99 | 54.99 | 54.99 | 54.99 | 54.99
Ross River Solar Farm | RRSF1 | 116.032 | 116.032 | 116.032 | 116.032 | 116.032 | 116.032 | 116.032 | 116.032 | 116.032 | 116.032
Rugby Run Solar Farm | RUGBYR1 | 65 | 65 | 65 | 65 | 65 | 65 | 65 | 65 | 65 | 65
Sun Metals Corporation Solar Farm | SMCSF1 | 107.236 | 107.236 | 107.236 | 107.236 | 107.236 | 107.236 | 107.236 | 107.236 | 107.236 | 107.236
Susan River Solar Farm | SRSF1 | 75.019 | 75.019 | 75.019 | 75.019 | 75.019 | 75.019 | 75.019 | 75.019 | 75.019 | 75.019
Whitsunday Solar Farm | WHITSF1 | 56.005 | 56.005 | 56.005 | 56.005 | 56.005 | 56.005 | 56.005 | 56.005 | 56.005 | 56.005
Yarranlea Solar Farm | YARANSF1 | 103 | 103 | 103 | 103 | 103 | 103 | 103 | 103 | 103 | 103
Bannerton Solar Park | BANN1 | 88 | 88 | 88 | 88 | 88 | 88 | 88 | 88 | 88 | 88
Gannawarra Solar Farm | GANNSF1 | 50.006 | 50.006 | 50.006 | 50.006 | 50.006 | 50.006 | 50.006 | 50.006 | 50.006 | 50.006
Bungala one Solar Farm | BNGSF1 | 135 | 135 | 135 | 135 | 135 | 135 | 135 | 135 | 135 | 135
Bungala Two Solar Farm | BNGSF2 | 110 | 110 | 110 | 110 | 110 | 110 | 110 | 110 | 110 | 110
Tailem Bend - Solar | TBSF1 | 94.9968 | 94.9968 | 94.9968 | 94.9968 | 94.9968 | 94.9968 | 94.9968 | 94.9968 | 94.9968 | 94.9968
Karadoc Solar Farm | KARSF1 | 96.9 | 96.9 | 96.9 | 96.9 | 96.9 | 96.9 | 96.9 | 96.9 | 96.9 | 96.9
Numurkah Solar Farm | NUMURSF1 | 107.52 | 107.52 | 107.52 | 107.52 | 107.52 | 107.52 | 107.52 | 107.52 | 107.52 | 107.52
Wemen Solar Farm | WEMENSF1 | 97.5 | 97.5 | 97.5 | 97.5 | 97.5 | 97.5 | 97.5 | 97.5 | 97.5 | 97.5
Committed Generators
Generator |  | Winter 2021: Winter
|  | 2021 | 2022 | 2023 | 2024 | 2025 | 2026 | 2027 | 2028 | 2029 | 2030
Bomen Solar Farm |  | 121 | 121 | 121 | 121 | 121 | 121 | 121 | 121 | 121 | 121
Darlington Point Solar Farm |  | 137.484 | 274.968 | 274.968 | 274.968 | 274.968 | 274.968 | 274.968 | 274.968 | 274.968 | 274.968
Molong Solar Farm |  | 0 | 36.014 | 36.014 | 36.014 | 36.014 | 36.014 | 36.014 | 36.014 | 36.014 | 36.014
Sunraysia Solar Farm |  | 5.2 | 184.08 | 184.08 | 183.04 | 180.96 | 179.92 | 178.88 | 176.8 | 175.76 | 174.72
Limondale Solar Farm 1 |  | 220 | 220 | 220 | 220 | 220 | 220 | 220 | 220 | 220 | 220
Wellington Solar Farm |  | 0 | 211.2 | 211.2 | 211.2 | 211.2 | 211.2 | 211.2 | 211.2 | 211.2 | 211.2
Snowy 2.0 |  | 0 | 0 | 0 | 0 | 0 | 1999.998 | 1999.998 | 1999.998 | 1999.998 | 1999.998
Goonumbla Solar Farm |  | 62.775 | 62.775 | 62.775 | 62.775 | 62.775 | 62.775 | 62.775 | 62.775 | 62.775 | 62.775
Bango 973 Wind Farm |  | 0 | 159 | 159 | 159 | 159 | 159 | 159 | 159 | 159 | 159
Biala Wind Farm |  | 110.67 | 110.67 | 110.67 | 110.67 | 110.67 | 110.67 | 110.67 | 110.67 | 110.67 | 110.67
Collector |  | 227 | 227 | 227 | 227 | 227 | 227 | 227 | 227 | 227 | 227
Crudine Ridge Wind Farm |  | 0 | 138.01 | 138.01 | 138.01 | 138.01 | 138.01 | 138.01 | 138.01 | 138.01 | 138.01
Kennedy Energy Park Wind Farm |  | 43 | 43 | 43 | 43 | 43 | 43 | 43 | 43 | 43 | 43
Maryrorough Solar Farm |  | 27.3 | 27.3 | 27.3 | 27.3 | 27.3 | 27.3 | 27.3 | 27.3 | 27.3 | 27.3
Kennedy Energy Park Solar Farm |  | 17 | 17 | 17 | 17 | 17 | 17 | 17 | 17 | 17 | 17
Warwick Solar Farm |  | 40.104 | 64.208 | 64.208 | 64.208 | 64.208 | 64.208 | 64.208 | 64.208 | 64.208 | 64.208
Gangarri Solar Farm |  | 0 | 119.88 | 119.88 | 119.88 | 119.88 | 119.88 | 119.88 | 119.88 | 119.88 | 119.88
Middlemount Sun Farm |  | 0 | 26 | 26 | 26 | 26 | 26 | 26 | 26 | 26 | 26
Temporary Generation South |  | 125.6 | 125.6 | 125.6 | 125.6 | 125.6 | 125.6 | 125.6 | 125.6 | 125.6 | 125.6
Lincoln Gap Wind Farm - stage 2 |  | 0 | 86.4 | 86.4 | 86.4 | 86.4 | 86.4 | 86.4 | 86.4 | 86.4 | 86.4
Granville Harbour Wind Farm |  | 111.6 | 111.6 | 111.6 | 111.6 | 111.6 | 111.6 | 111.6 | 111.6 | 111.6 | 111.6
Berrybank Wind Farm |  | 0 | 180.6 | 180.6 | 180.6 | 180.6 | 180.6 | 180.6 | 180.6 | 180.6 | 180.6
Bulgana Green Power Hub - Wind Farm |  | 0 | 204 | 204 | 204 | 204 | 204 | 204 | 204 | 204 | 204
Glenrowan West Sun Farm |  | 0 | 132 | 132 | 132 | 132 | 132 | 132 | 132 | 132 | 132
Moorabool Wind Farm |  | 0 | 343.2 | 343.2 | 343.2 | 343.2 | 343.2 | 343.2 | 343.2 | 343.2 | 343.2
Stockyard Hill Wind Farm |  | 0 | 585.123 | 585.123 | 585.123 | 585.123 | 585.123 | 585.123 | 585.123 | 585.123 | 585.123
Kiamal Solar Farm stage 1 |  | 200 | 200 | 200 | 200 | 200 | 200 | 200 | 200 | 200 | 200
Yatpool Solar Farm |  | 94 | 94 | 94 | 94 | 94 | 94 | 94 | 94 | 94 | 94
Cohuna Solar Farm |  | 0 | 27.265 | 27.265 | 27.265 | 27.265 | 27.265 | 27.265 | 27.265 | 27.265 | 27.265
Winton Solar Farm |  | 0 | 84.88 | 84.88 | 84.88 | 84.88 | 84.88 | 84.88 | 84.88 | 84.88 | 84.88
Anticipated Projects 1,2
Generator |  | Winter 2021: Winter
|  | 2021 | 2022 | 2023 | 2024 | 2025 | 2026 | 2027 | 2028 | 2029 | 2030
Berrybank Wind Farm - Stage 2 |  | 0 | 0 | 151 | 151 | 151 | 151 | 151 | 151 | 151 | 151
Murra Warra Wind Farm - Stage 2 |  | 0 | 0 | 209 | 209 | 209 | 209 | 209 | 209 | 209 | 209
Broadsound Solar Farm |  | 0 | 0 | 355 | 355 | 355 | 355 | 355 | 355 | 355 | 355
Cape York Battery Power Plant - Solar |  | 0 | 0 | 55 | 55 | 55 | 55 | 55 | 55 | 55 | 55
Gunnedah Solar Farm |  | 0 | 0 | 115 | 115 | 115 | 115 | 115 | 115 | 115 | 115
Metz Solar Farm |  | 0 | 0 | 115 | 115 | 115 | 115 | 115 | 115 | 115 | 115
Suntop Solar Farm |  | 0 | 0 | 150 | 150 | 150 | 150 | 150 | 150 | 150 | 150
MacIntyre Wind Farm |  | 0 | 0 | 500 | 500 | 500 | 500 | 500 | 500 | 500 | 500
Carwarp Solar Farm stage 1 |  | 0 | 100 | 100 | 100 | 100 | 100 | 100 | 100 | 100 | 100
Mortlake South Wind Farm |  | 0 | 157.5 | 157.5 | 157.5 | 157.5 | 157.5 | 157.5 | 157.5 | 157.5 | 157.5
Existing, Committed and Anticipated Batteries 3
Generator |  | Winter 2021: Winter
|  | 2021 | 2022 | 2023 | 2024 | 2025 | 2026 | 2027 | 2028 | 2029 | 2030
Hornsdale Power Reserve Unit 1 | HPRG1 | 150 | 150 | 150 | 150 | 150 | 150 | 150 | 150 | 150 | 150
Dalrymple North BESS | DALNTH01 | 30 | 30 | 30 | 30 | 30 | 30 | 30 | 30 | 30 | 30
Ballarat Energy Storage System | BALBG1 | 29.9 | 29.9 | 29.9 | 29.9 | 29.9 | 29.9 | 29.9 | 29.9 | 29.9 | 29.9
Bulgana Green Power Hub - BESS | BULGANA2 | 0 | 20 | 20 | 20 | 20 | 20 | 20 | 20 | 20 | 20
Gannawarra Energy Storage System | GANNBG1 | 25.33 | 25.33 | 25.33 | 25.33 | 25.33 | 25.33 | 25.33 | 25.33 | 25.33 | 25.33
Lake Bonney BESS1 | LBBG1 | 25 | 25 | 25 | 25 | 25 | 25 | 25 | 25 | 25 | 25
Cape York Battery Power Plant - Storage |  | 0 | 0 | 20 | 20 | 20 | 20 | 20 | 20 | 20 | 20
With the introduction of Marinus Link, the capacities of the following generators increase by: 100 MW across the west coast, 130 MW for Tarraleah and 90 MW capacity for Gordon.
Tamar Valley CCGT seasonal rating is based on being in a mothballed state. This unit can be recalled and may be explored in sensitivity analysis.
1. Carwarp Solar Farm and Mortlake South Wind Farm are successful projects for the Victorian Renewable Energy Auction Scheme (VREAS) as announced on Tuesday 11 September, 2018. Projects are assumed to be committed by the first year of the modelling horizon based on Generation Information updates.
2. Anticipated projects reflects Maturing projects (progressing under 3 of the 5 commitment criteria) under Generation Information update from February 2020. Projects are assumed to be committed in July 2022 to allow commitment status as per Generation Information criteria.
3. Cape York Battery Power Plant - Storage is considered as an Anticipated project.

## Maintenance
Go to Assumptions Summary
Maintenance rate
The percentage of time per year that a generator is expected to be out of service for maintenance.
Existing generators |  |  | New entrant technologies
Generator type | % of time out | Equivalent average days per year on planned outage | Generator type | % of time out | Equivalent average days per year on planned outage
Black Coal | 5.4795 | 20 | Black Coal (supercritical PC) | 5.7534 | 21
Brown Coal | 5.4795 | 20 | Brown Coal (supercritical PC) | 5.7534 | 21
Hydro | 0.27397 | 1 | OCGT | 1.0959 | 4
CCGT | 5.4795 | 20 | CCGT | 2.7397 | 10
OCGT | 1.3699 | 5 | Biomass | 8.2192 | 30
Gas-powered steam turbine | 0.68493 | 2.5 | Large scale Solar PV | 0 | 0
Reciprocating Engine | 1.6438 | 6 | Solar Thermal (8hrs Storage) | 0 | 0
Large scale Solar PV | 0 | 0 | Battery storage (2hrs storage) | 0 | 0
Solar Thermal | 0 | 0 | Battery storage (4hrs storage) | 0 | 0
Battery storage | 0 | 0 | Wind | 0 | 0
Wind | 0 | 0 | Wind - offshore | 0 | 0
Source: GHD cost and technical parameter review |  |  | Pumped Hydro (6hrs storage) | 0 | 0
Note: |  |  | Pumped Hydro (12hrs storage) | 0 | 0
Maintenance for wind and solar technologies has been considered in the renewable generation profiles. |  |  | Pumped Hydro (24hrs storage) | 0 | 0
|  |  | Pumped Hydro (48hrs storage) | 0 | 0
Source: GHD cost and technical parameter review
Note:
Maintenance for wind and solar technologies has been considered in the renewable generation profiles.

## Generator Reliability Settings
Go to Assumptions Summary
Generator Reliability Settings
All units take the outage rate of their respective fuel type.
HILP outages reflect full outages with duration of more than 5 months.
Existing generator outage rates are based on the most recent four years of outage data that have been calculated for the 2020 ESOO. The below rates represent a four year average for respective technology types.
Forecast full and partial outage rates are also provided below. All other technology rates reman flat.
Existing generators HILP
Fuel Type | Full outage (% of time) | Mean time to repair (hrs)
Brown Coal | 0.65 | 5290
Black Coal NSW | 0.84 | 5568
Black Coal QLD | 0.23 | 4656 |  |  |  |  | New entrant technologies
OCGT | 0.43 | 4032 |  |  |  |  | Fuel type | Forced Outage Rate (%) |  | Mean time to repair (hrs) |  | Partial Outage Derating Factor (%)
[8 empty] | Full outage (% of time) | Partial outage (% of time) | Full outage | Partial outage
[7 empty] | Black Coal (supercritical PC) | 2 | 1 |  |  | 30
Existing generators Outages (Outage rates for year 2020-21) | [6 empty] | Brown Coal (supercritical PC) | 2 | 1 |  |  | 30
Fuel type | Forced Outage Rate (%) |  | Mean time to repair (hrs) |  | Partial Outage Derating Factor (%) |  | OCGT | 1 | 1 |  |  | 10
| Full outage (% of time) | Partial outage (% of time) | Full outage | Partial outage |  |  | CCGT | 2 | 1 |  |  | 40
Black Coal QLD | 3 | 14.09 | 69 | 42 | 25.49 |  | Biomass | 3 | 2 |  |  | 30
Black Coal NSW | 5.44 | 39.91 | 161 | 44 | 18.33 |  | Large scale Solar PV
Brown Coal VIC | 5.51 | 9.72 | 94 | 10 | 20.46 |  | Solar Thermal (8hrs Storage)
Hydro | 2.52 | 0.07 | 27 | 48 | 31.08 |  | Battery storage (2hrs storage) | 1.5 | 3 | 48 | 96 | 20
Gas-powered steam turbine | 5.19 | 8.95 | 163 | 131 | 12.52 |  | Battery storage (4hrs storage) | 1.5 | 3 | 48 | 96 | 20
CCGT | 2.53 | 0.11 | 41 | 1 | 3.68 |  | Wind
OCGT | 2.42 | 0.72 | 9 | 13 | 4.05 |  | Wind - offshore
Small OCGT / Liquid Fuel | 4.57 | 0.49 | 53 | 24 | 15.86 |  | Pumped Hydro (6hrs storage) | 1 | 0 |  |  | 0
Notes: | [6 empty] | Pumped Hydro (12hrs storage) | 1 | 0 |  |  | 0
Gas-powered steam turbines - Newport and Torrens Island A and B | [6 empty] | Pumped Hydro (24hrs storage) | 1 | 0 |  |  | 0
Forced Outage Rate (%) - The percentage of time per year that a generator is expected to be out of service due to forced outage. | [6 empty] | Pumped Hydro (48hrs storage) | 1 | 0 |  |  | 0
Mean time to repair (hrs) - The average time take to return a generating unit to service | [6 empty] | Source: GHD cost and technical parameter review
Partial Outage Derating Factor - The loss of capacity during a partial outage, relative to generator unit rating. If the outage factor is 20%, the generator will operate at 80% capacity during a partial outage. | [6 empty] | Notes:
Small OCGT have been classified as less 150MW, but also includes Colongra GT. | [6 empty] | Outages for wind and solar technologies has been considered in the renewable generation profile.
OCGT have been classified as greater150MW, but also includes Bell Bay/Tamar OCGT.
Outages for wind and solar technologies has been considered in the renewable generation profile.
Existing generators Full Outage Rate Forecast
Fuel type | 2020-21 | 2021-22 | 2022-23 | 2023-24 | 2024-25 | 2025-26 | 2026-27 | 2027-28 | 2028-29 | 2029-30
Brown Coal | 5.51 | 5.51 | 5.56 | 5.67 | 5.77 | 5.86 | 5.93 | 6.11 | 6.27 | 6.51
Black coal QLD | 3 | 3.02 | 2.92 | 2.87 | 2.92 | 3.54 | 3.51 | 3.6 | 3.68 | 3.65
Black Coal NSW | 5.44 | 5.02 | 4.95 | 3.68 | 3.97 | 4.53 | 4.6 | 5.46 | 5.65 | 6.54
CCGT | 2.53 | 2.56 | 2.59 | 2.61 | 2.66 | 2.66 | 2.66 | 2.66 | 2.66 | 2.66
Steam Turbine | 5.19 | 5.41 | 5.41 | 5.5 | 5.59 | 5.68 | 5.77 | 5.87 | 5.96 | 6.05
Existing generators Partial Outage Rate Forecast
Fuel type | 2020-21 | 2021-22 | 2022-23 | 2023-24 | 2024-25 | 2025-26 | 2026-27 | 2027-28 | 2028-29 | 2029-30
Brown Coal | 9.72 | 9.74 | 9.83 | 9.92 | 10.01 | 10.11 | 10.2 | 10.93 | 11.79 | 12.91
Black coal QLD | 14.09 | 14.56 | 13.87 | 13.55 | 13.23 | 13.36 | 13.21 | 13.56 | 13.69 | 13.65
Black Coal NSW | 39.91 | 38.55 | 32.89 | 25.95 | 26.78 | 31.09 | 31.39 | 35.72 | 36.81 | 39.64
CCGT | 0.11 | 0.11 | 0.11 | 0.11 | 0.12 | 0.12 | 0.12 | 0.12 | 0.12 | 0.12
Steam Turbine | 8.95 | 8.54 | 8.28 | 8.28 | 8.28 | 8.28 | 8.28 | 8.28 | 8.28 | 8.28

## Hydro Climate Factor
Go to Assumptions Summary
Hydro Climate Factor
An inflow adjustment to capture climate risks is applied as a scalar to the historical inflow reference years
Mainland factors are developed using data for 'Southern Australia', where the majority of non-pumped hydro is located and should be applied to all mainland regions
Tasmanian factors consider a reduced drying expectation, as supported by numerous studies, particularly the Climate Futures for Tasmania dataset
A median trajectory is provided as are a high and low sensitivities (hot and dry, hot and wet).
All rainfall is further degraded by a factor recognising that streamflow's will reduce more than rainfall
AEMO's scenarios will apply the Median trajectories by default.
Slow Change
Mainland Regions | 2019-20 | 2020-21 | 2021-22 | 2022-23 | 2023-24 | 2024-25 | 2025-26 | 2026-27 | 2027-28 | 2028-29 | 2029-30 | 2030-31 | 2031-32 | 2032-33 | 2033-34 | 2034-35 | 2035-36 | 2036-37 | 2037-38 | 2038-39 | 2039-40 | 2040-41 | 2041-42 | 2042-43 | 2043-44 | 2044-45 | 2045-46 | 2046-47 | 2047-48 | 2048-49 | 2049-50
Hot and Dry | -7.715% | -9.001% | -10.29% | -11.57% | -12.86% | -14.14% | -15.43% | -16.72% | -18% | -19.29% | -20.57% | -21.86% | -23.15% | -24.43% | -25.72% | -27% | -28.29% | -29.57% | -30.86% | -32.15% | -33.43% | -34.72% | -36% | -37.29% | -38.58% | -39.86% | -41.15% | -42.43% | -43.72% | -45% | -46.29%
Median | -3.053% | -3.562% | -4.071% | -4.58% | -5.089% | -5.597% | -6.106% | -6.615% | -7.124% | -7.633% | -8.142% | -8.65% | -9.159% | -9.668% | -10.18% | -10.69% | -11.19% | -11.7% | -12.21% | -12.72% | -13.23% | -13.74% | -14.25% | -14.76% | -15.27% | -15.77% | -16.28% | -16.79% | -17.3% | -17.81% | -18.32%
Hot and Wet | 0.5652% | 0.6595% | 0.7537% | 0.8479% | 0.9421% | 1.036% | 1.13% | 1.225% | 1.319% | 1.413% | 1.507% | 1.602% | 1.696% | 1.79% | 1.884% | 1.978% | 2.073% | 2.167% | 2.261% | 2.355% | 2.449% | 2.544% | 2.638% | 2.732% | 2.826% | 2.92% | 3.015% | 3.109% | 3.203% | 3.297% | 3.391%
Central
Mainland Regions | 2019-20 | 2020-21 | 2021-22 | 2022-23 | 2023-24 | 2024-25 | 2025-26 | 2026-27 | 2027-28 | 2028-29 | 2029-30 | 2030-31 | 2031-32 | 2032-33 | 2033-34 | 2034-35 | 2035-36 | 2036-37 | 2037-38 | 2038-39 | 2039-40 | 2040-41 | 2041-42 | 2042-43 | 2043-44 | 2044-45 | 2045-46 | 2046-47 | 2047-48 | 2048-49 | 2049-50
Hot and Dry | -7.08% | -8.26% | -9.44% | -10.62% | -11.8% | -12.98% | -14.16% | -15.34% | -16.52% | -17.7% | -18.88% | -20.06% | -21.24% | -22.42% | -23.6% | -24.78% | -25.96% | -27.14% | -28.32% | -29.5% | -30.68% | -31.86% | -33.04% | -34.22% | -35.4% | -36.58% | -37.76% | -38.94% | -40.12% | -41.3% | -42.48%
Median | -2.349% | -2.741% | -3.132% | -3.524% | -3.915% | -4.307% | -4.698% | -5.09% | -5.481% | -5.873% | -6.264% | -6.656% | -7.047% | -7.439% | -7.83% | -8.222% | -8.613% | -9.005% | -9.396% | -9.788% | -10.18% | -10.57% | -10.96% | -11.35% | -11.75% | -12.14% | -12.53% | -12.92% | -13.31% | -13.7% | -14.09%
Hot and Wet | 0.3664% | 0.4275% | 0.4886% | 0.5496% | 0.6107% | 0.6718% | 0.7329% | 0.7939% | 0.855% | 0.9161% | 0.9771% | 1.038% | 1.099% | 1.16% | 1.221% | 1.282% | 1.344% | 1.405% | 1.466% | 1.527% | 1.588% | 1.649% | 1.71% | 1.771% | 1.832% | 1.893% | 1.954% | 2.015% | 2.076% | 2.137% | 2.199%
High DER
Mainland Regions | 2019-20 | 2020-21 | 2021-22 | 2022-23 | 2023-24 | 2024-25 | 2025-26 | 2026-27 | 2027-28 | 2028-29 | 2029-30 | 2030-31 | 2031-32 | 2032-33 | 2033-34 | 2034-35 | 2035-36 | 2036-37 | 2037-38 | 2038-39 | 2039-40 | 2040-41 | 2041-42 | 2042-43 | 2043-44 | 2044-45 | 2045-46 | 2046-47 | 2047-48 | 2048-49 | 2049-50
Hot and Dry | -7.08% | -8.26% | -9.44% | -10.62% | -11.8% | -12.98% | -14.16% | -15.34% | -16.52% | -17.7% | -18.88% | -20.06% | -21.24% | -22.42% | -23.6% | -24.78% | -25.96% | -27.14% | -28.32% | -29.5% | -30.68% | -31.86% | -33.04% | -34.22% | -35.4% | -36.58% | -37.76% | -38.94% | -40.12% | -41.3% | -42.48%
Median | -2.349% | -2.741% | -3.132% | -3.524% | -3.915% | -4.307% | -4.698% | -5.09% | -5.481% | -5.873% | -6.264% | -6.656% | -7.047% | -7.439% | -7.83% | -8.222% | -8.613% | -9.005% | -9.396% | -9.788% | -10.18% | -10.57% | -10.96% | -11.35% | -11.75% | -12.14% | -12.53% | -12.92% | -13.31% | -13.7% | -14.09%
Hot and Wet | 0.3664% | 0.4275% | 0.4886% | 0.5496% | 0.6107% | 0.6718% | 0.7329% | 0.7939% | 0.855% | 0.9161% | 0.9771% | 1.038% | 1.099% | 1.16% | 1.221% | 1.282% | 1.344% | 1.405% | 1.466% | 1.527% | 1.588% | 1.649% | 1.71% | 1.771% | 1.832% | 1.893% | 1.954% | 2.015% | 2.076% | 2.137% | 2.199%
Fast Change
Mainland Regions | 2019-20 | 2020-21 | 2021-22 | 2022-23 | 2023-24 | 2024-25 | 2025-26 | 2026-27 | 2027-28 | 2028-29 | 2029-30 | 2030-31 | 2031-32 | 2032-33 | 2033-34 | 2034-35 | 2035-36 | 2036-37 | 2037-38 | 2038-39 | 2039-40 | 2040-41 | 2041-42 | 2042-43 | 2043-44 | 2044-45 | 2045-46 | 2046-47 | 2047-48 | 2048-49 | 2049-50
Hot and Dry | -6.021% | -7.025% | -8.029% | -9.032% | -10.04% | -11.04% | -12.04% | -13.05% | -14.05% | -15.05% | -16.06% | -17.06% | -18.06% | -19.07% | -20.07% | -21.08% | -22.08% | -23.08% | -24.09% | -25.09% | -26.09% | -27.1% | -28.1% | -29.1% | -30.11% | -31.11% | -32.11% | -33.12% | -34.12% | -35.13% | -36.13%
Median | -1.176% | -1.372% | -1.568% | -1.763% | -1.959% | -2.155% | -2.351% | -2.547% | -2.743% | -2.939% | -3.135% | -3.331% | -3.527% | -3.723% | -3.919% | -4.115% | -4.311% | -4.507% | -4.703% | -4.898% | -5.094% | -5.29% | -5.486% | -5.682% | -5.878% | -6.074% | -6.27% | -6.466% | -6.662% | -6.858% | -7.054%
Hot and Wet | 0.03506% | 0.0409% | 0.04675% | 0.05259% | 0.05843% | 0.06428% | 0.07012% | 0.07597% | 0.08181% | 0.08765% | 0.0935% | 0.09934% | 0.1052% | 0.111% | 0.1169% | 0.1227% | 0.1286% | 0.1344% | 0.1402% | 0.1461% | 0.1519% | 0.1578% | 0.1636% | 0.1695% | 0.1753% | 0.1811% | 0.187% | 0.1928% | 0.1987% | 0.2045% | 0.2104%
Step Change
Mainland Regions | 2019-20 | 2020-21 | 2021-22 | 2022-23 | 2023-24 | 2024-25 | 2025-26 | 2026-27 | 2027-28 | 2028-29 | 2029-30 | 2030-31 | 2031-32 | 2032-33 | 2033-34 | 2034-35 | 2035-36 | 2036-37 | 2037-38 | 2038-39 | 2039-40 | 2040-41 | 2041-42 | 2042-43 | 2043-44 | 2044-45 | 2045-46 | 2046-47 | 2047-48 | 2048-49 | 2049-50
Hot and Dry | -3.479% | -4.059% | -4.639% | -5.219% | -5.798% | -6.378% | -6.958% | -7.538% | -8.118% | -8.698% | -9.278% | -9.857% | -10.44% | -11.02% | -11.6% | -12.18% | -12.76% | -13.34% | -13.92% | -14.5% | -15.08% | -15.66% | -16.24% | -16.82% | -17.4% | -17.98% | -18.56% | -19.13% | -19.71% | -20.29% | -20.87%
Median | -0.6793% | -0.7925% | -0.9057% | -1.019% | -1.132% | -1.245% | -1.359% | -1.472% | -1.585% | -1.698% | -1.811% | -1.925% | -2.038% | -2.151% | -2.264% | -2.377% | -2.491% | -2.604% | -2.717% | -2.83% | -2.943% | -3.057% | -3.17% | -3.283% | -3.396% | -3.509% | -3.623% | -3.736% | -3.849% | -3.962% | -4.076%
Hot and Wet | 0.02026% | 0.02363% | 0.02701% | 0.03039% | 0.03376% | 0.03714% | 0.04051% | 0.04389% | 0.04727% | 0.05064% | 0.05402% | 0.0574% | 0.06077% | 0.06415% | 0.06752% | 0.0709% | 0.07428% | 0.07765% | 0.08103% | 0.08441% | 0.08778% | 0.09116% | 0.09453% | 0.09791% | 0.1013% | 0.1047% | 0.108% | 0.1114% | 0.1148% | 0.1182% | 0.1215%
Slow Change
Tasmania | 2019-20 | 2020-21 | 2021-22 | 2022-23 | 2023-24 | 2024-25 | 2025-26 | 2026-27 | 2027-28 | 2028-29 | 2029-30 | 2030-31 | 2031-32 | 2032-33 | 2033-34 | 2034-35 | 2035-36 | 2036-37 | 2037-38 | 2038-39 | 2039-40 | 2040-41 | 2041-42 | 2042-43 | 2043-44 | 2044-45 | 2045-46 | 2046-47 | 2047-48 | 2048-49 | 2049-50
Hot and Dry | -6.667% | -7.111% | -7.556% | -8% | -8.444% | -8.889% | -9.333% | -9.778% | -10.22% | -10.67% | -11.11% | -11.56% | -12% | -12.44% | -12.89% | -13.33% | -13.78% | -14.22% | -14.67% | -15.11% | -15.56% | -16% | -16.44% | -16.89% | -17.33% | -17.78% | -18.22% | -18.67% | -19.11% | -19.56% | -20%
Median | -3% | -3.2% | -3.4% | -3.6% | -3.8% | -4% | -4.2% | -4.4% | -4.6% | -4.8% | -5% | -5.2% | -5.4% | -5.6% | -5.8% | -6% | -6.2% | -6.4% | -6.6% | -6.8% | -7% | -7.2% | -7.4% | -7.6% | -7.8% | -8% | -8.2% | -8.4% | -8.6% | -8.8% | -9%
Hot and Wet | 1.333% | 1.422% | 1.511% | 1.6% | 1.689% | 1.778% | 1.867% | 1.956% | 2.044% | 2.133% | 2.222% | 2.311% | 2.4% | 2.489% | 2.578% | 2.667% | 2.756% | 2.844% | 2.933% | 3.022% | 3.111% | 3.2% | 3.289% | 3.378% | 3.467% | 3.556% | 3.644% | 3.733% | 3.822% | 3.911% | 4%
Central
Tasmania | 2019-20 | 2020-21 | 2021-22 | 2022-23 | 2023-24 | 2024-25 | 2025-26 | 2026-27 | 2027-28 | 2028-29 | 2029-30 | 2030-31 | 2031-32 | 2032-33 | 2033-34 | 2034-35 | 2035-36 | 2036-37 | 2037-38 | 2038-39 | 2039-40 | 2040-41 | 2041-42 | 2042-43 | 2043-44 | 2044-45 | 2045-46 | 2046-47 | 2047-48 | 2048-49 | 2049-50
Hot and Dry | -5.49% | -5.856% | -6.222% | -6.588% | -6.954% | -7.32% | -7.686% | -8.052% | -8.418% | -8.784% | -9.15% | -9.516% | -9.882% | -10.25% | -10.61% | -10.98% | -11.35% | -11.71% | -12.08% | -12.44% | -12.81% | -13.18% | -13.54% | -13.91% | -14.27% | -14.64% | -15.01% | -15.37% | -15.74% | -16.1% | -16.47%
Median | -2.471% | -2.635% | -2.8% | -2.965% | -3.129% | -3.294% | -3.459% | -3.624% | -3.788% | -3.953% | -4.118% | -4.282% | -4.447% | -4.612% | -4.776% | -4.941% | -5.106% | -5.271% | -5.435% | -5.6% | -5.765% | -5.929% | -6.094% | -6.259% | -6.424% | -6.588% | -6.753% | -6.918% | -7.082% | -7.247% | -7.412%
Hot and Wet | 1.098% | 1.171% | 1.244% | 1.318% | 1.391% | 1.464% | 1.537% | 1.61% | 1.684% | 1.757% | 1.83% | 1.903% | 1.976% | 2.05% | 2.123% | 2.196% | 2.269% | 2.342% | 2.416% | 2.489% | 2.562% | 2.635% | 2.708% | 2.782% | 2.855% | 2.928% | 3.001% | 3.075% | 3.148% | 3.221% | 3.294%
High DER
Tasmania | 2019-20 | 2020-21 | 2021-22 | 2022-23 | 2023-24 | 2024-25 | 2025-26 | 2026-27 | 2027-28 | 2028-29 | 2029-30 | 2030-31 | 2031-32 | 2032-33 | 2033-34 | 2034-35 | 2035-36 | 2036-37 | 2037-38 | 2038-39 | 2039-40 | 2040-41 | 2041-42 | 2042-43 | 2043-44 | 2044-45 | 2045-46 | 2046-47 | 2047-48 | 2048-49 | 2049-50
Hot and Dry | -5.49% | -5.856% | -6.222% | -6.588% | -6.954% | -7.32% | -7.686% | -8.052% | -8.418% | -8.784% | -9.15% | -9.516% | -9.882% | -10.25% | -10.61% | -10.98% | -11.35% | -11.71% | -12.08% | -12.44% | -12.81% | -13.18% | -13.54% | -13.91% | -14.27% | -14.64% | -15.01% | -15.37% | -15.74% | -16.1% | -16.47%
Median | -2.471% | -2.635% | -2.8% | -2.965% | -3.129% | -3.294% | -3.459% | -3.624% | -3.788% | -3.953% | -4.118% | -4.282% | -4.447% | -4.612% | -4.776% | -4.941% | -5.106% | -5.271% | -5.435% | -5.6% | -5.765% | -5.929% | -6.094% | -6.259% | -6.424% | -6.588% | -6.753% | -6.918% | -7.082% | -7.247% | -7.412%
Hot and Wet | 1.098% | 1.171% | 1.244% | 1.318% | 1.391% | 1.464% | 1.537% | 1.61% | 1.684% | 1.757% | 1.83% | 1.903% | 1.976% | 2.05% | 2.123% | 2.196% | 2.269% | 2.342% | 2.416% | 2.489% | 2.562% | 2.635% | 2.708% | 2.782% | 2.855% | 2.928% | 3.001% | 3.075% | 3.148% | 3.221% | 3.294%
Fast Change
Tasmania | 2019-20 | 2020-21 | 2021-22 | 2022-23 | 2023-24 | 2024-25 | 2025-26 | 2026-27 | 2027-28 | 2028-29 | 2029-30 | 2030-31 | 2031-32 | 2032-33 | 2033-34 | 2034-35 | 2035-36 | 2036-37 | 2037-38 | 2038-39 | 2039-40 | 2040-41 | 2041-42 | 2042-43 | 2043-44 | 2044-45 | 2045-46 | 2046-47 | 2047-48 | 2048-49 | 2049-50
Hot and Dry | -3.529% | -3.765% | -4% | -4.235% | -4.471% | -4.706% | -4.941% | -5.176% | -5.412% | -5.647% | -5.882% | -6.118% | -6.353% | -6.588% | -6.824% | -7.059% | -7.294% | -7.529% | -7.765% | -8% | -8.235% | -8.471% | -8.706% | -8.941% | -9.176% | -9.412% | -9.647% | -9.882% | -10.12% | -10.35% | -10.59%
Median | -1.588% | -1.694% | -1.8% | -1.906% | -2.012% | -2.118% | -2.224% | -2.329% | -2.435% | -2.541% | -2.647% | -2.753% | -2.859% | -2.965% | -3.071% | -3.176% | -3.282% | -3.388% | -3.494% | -3.6% | -3.706% | -3.812% | -3.918% | -4.024% | -4.129% | -4.235% | -4.341% | -4.447% | -4.553% | -4.659% | -4.765%
Hot and Wet | 0.4706% | 0.549% | 0.6275% | 0.7059% | 0.7843% | 0.8627% | 0.9412% | 1.02% | 1.098% | 1.176% | 1.255% | 1.333% | 1.412% | 1.49% | 1.569% | 1.647% | 1.725% | 1.804% | 1.882% | 1.961% | 2.039% | 2.118% | 2.196% | 2.275% | 2.353% | 2.431% | 2.51% | 2.588% | 2.667% | 2.745% | 2.824%
Step Change
Tasmania | 2019-20 | 2020-21 | 2021-22 | 2022-23 | 2023-24 | 2024-25 | 2025-26 | 2026-27 | 2027-28 | 2028-29 | 2029-30 | 2030-31 | 2031-32 | 2032-33 | 2033-34 | 2034-35 | 2035-36 | 2036-37 | 2037-38 | 2038-39 | 2039-40 | 2040-41 | 2041-42 | 2042-43 | 2043-44 | 2044-45 | 2045-46 | 2046-47 | 2047-48 | 2048-49 | 2049-50
Hot and Dry | -2.039% | -2.175% | -2.311% | -2.447% | -2.583% | -2.719% | -2.855% | -2.991% | -3.127% | -3.263% | -3.399% | -3.535% | -3.671% | -3.807% | -3.942% | -4.078% | -4.214% | -4.35% | -4.486% | -4.622% | -4.758% | -4.894% | -5.03% | -5.166% | -5.302% | -5.438% | -5.574% | -5.71% | -5.846% | -5.982% | -6.118%
Median | -0.9176% | -0.9788% | -1.04% | -1.101% | -1.162% | -1.224% | -1.285% | -1.346% | -1.407% | -1.468% | -1.529% | -1.591% | -1.652% | -1.713% | -1.774% | -1.835% | -1.896% | -1.958% | -2.019% | -2.08% | -2.141% | -2.202% | -2.264% | -2.325% | -2.386% | -2.447% | -2.508% | -2.569% | -2.631% | -2.692% | -2.753%
Hot and Wet | 0.3529% | 0.4118% | 0.4706% | 0.5294% | 0.5882% | 0.6471% | 0.7059% | 0.7647% | 0.8235% | 0.8824% | 0.9412% | 1% | 1.059% | 1.118% | 1.176% | 1.235% | 1.294% | 1.353% | 1.412% | 1.471% | 1.529% | 1.588% | 1.647% | 1.706% | 1.765% | 1.824% | 1.882% | 1.941% | 2% | 2.059% | 2.118%
Note on mainland multipliers:
Precipitation trends sourced from climatechangeinaustralia.com.au with consideration for hydrological impacts as described in Potter et al. http://www.bom.gov.au/research/projects/vicci/docs/2016/PotterEtAl2016.pdf
Hot and Dry - Southern Australia, GFDL-ESM2M, x3 streamflow reduction
Median - Southern Australia, ACCESS1.0 x2.5 streamflow reduction
Hot and Wet - Souther Australia, NorESM1-M x2 streamflow increase
Note on Tasmanian multipliers:
Streamflow trends sourced from Chiew et al. https://publications.csiro.au/rpr/pub?list=SEA&pid=csiro:EP176302&sb=RECENT&expert=false&n=13&rpp=25&page=1&tr=167&q=Chiew%2C%20Francis&dr=all
Hot and Dry - 10th percentile of GCMs studied
Median - 50th percentile of GCMs studied
Hot and Wet - 90th percentile of GCMs studied

## Hydro Scheme Inflows
Go to Assumptions Summary
Hydroelectric Storage Inflows (GWh)
Queensland and Victoria schemes
Queensland and Victorian schemes will be based on long term historical inflows.
| Jul | Aug | Sep | Oct | Nov | Dec | Jan | Feb | Mar | Apr | May | Jun | Annual Total
Koombooloomba Dam | 35.9 | 72.8 | 62.7 | 50.7 | 35.9 | 44.5 | 15.6 | 21.5 | 22.6 | 16.8 | 22.5 | 40 | 441.5
Kuranda Weir | 17.4 | 12.5 | 30 | 18.5 | 16.3 | 12.6 | 31.2 | 25.3 | 29.4 | 17 | 28.7 | 27.3 | 266.2
Eildon | 33.7 | 45.7 | 48.6 | 33.4 | 16.5 | 6.5 | 3.8 | 1.8 | 1.9 | 3.4 | 5.5 | 18.8 | 219.6
Dartmouth | 32.1 | 42.7 | 58.8 | 50.8 | 26.4 | 16.7 | 10.1 | 7.7 | 4.1 | 5 | 9.7 | 20.9 | 285
Queensland | Feb: Victoria
Snowy scheme
The Snowy scheme will consider the influence of specific historical reference years. Data used in AEMO's 2019-20 modelling will reflect confidential submissions from Snowy Hydro. The data below reflects interpretation of public domain data, and may not match precisely with the confidential data. https://www.snowyhydro.com.au/our-energy/water/inflows/
Blowering, Eucumbene and Guthega
Reference Year (FYE) | Jul | Aug | Sep | Oct | Nov | Dec | Jan | Feb | Mar | Apr | May | Jun | Annual Total
2011 | 865.6913 | 527.6107 | 566.5134 | 663.1503 | 347.269 | 485.6217 | 380.4839 | 375.3992 | 113.0974 | 371.6624 | 498.06 | 861.1939 | 6055.753
2012 | 682.0511 | 421.4805 | 446.6444 | 504.7129 | 244.1462 | 340.1259 | 300.053 | 294.2977 | 88.4854 | 290.8707 | 391.582 | 677.1747 | 4681.6243
2013 | 549.7987 | 331.7523 | 348.0947 | 386.6747 | 181.5982 | 270.4208 | 241.4825 | 239.2594 | 72.1848 | 237.1639 | 316.7908 | 547.7091 | 3722.9299
2014 | 512.9528 | 324.3205 | 357.6385 | 439.9052 | 249.8547 | 317.6532 | 226.0187 | 219.4749 | 65.7618 | 216.2862 | 293.4551 | 507.5974 | 3730.9191
2015 | 475.341 | 282.5933 | 295.9449 | 328.7137 | 155.3044 | 238.8956 | 208.5735 | 207.9291 | 62.8622 | 206.47 | 274.4905 | 474.508 | 3211.6263
2016 | 665.0774 | 393.5352 | 408.6738 | 445.0444 | 201.0191 | 319.1451 | 291.737 | 291.3965 | 88.1532 | 289.5098 | 384.32 | 664.3393 | 4441.9507
2017 | 670.3907 | 413.2341 | 441.0653 | 507.4711 | 255.5108 | 353.3879 | 294.8726 | 289.53 | 87.0841 | 286.2484 | 385.0355 | 665.8372 | 4649.6679
2018 | 640.1975 | 383.8116 | 401.0828 | 441.9137 | 204.1451 | 310.8314 | 281.0664 | 279.2292 | 84.3201 | 276.9965 | 369.232 | 638.3369 | 4311.1631
Dry | 171.4276 | 99.9242 | 103.0243 | 110.6798 | 48.6636 | 81.243 | 75.1234 | 75.4922 | 22.8839 | 75.1319 | 99.2758 | 171.5853 | 1134.455
Snowy
Tasmania
The Tasmanian schemes will consider the influence of specific historical reference years.
Reference Year (FYE) | Jul | Aug | Sep | Oct | Nov | Dec | Jan | Feb | Mar | Apr | May | Jun | Annual Total
2011 | 970.1749 | 1455.9284 | 1505.3206 | 905.3462 | 771.1077 | 806.2957 | 463.9294 | 304.8288 | 521.4633 | 500.0618 | 516.3377 | 1375.2479 | 10096.0424
2012 | 1425.4192 | 1440.9424 | 1052.6016 | 682.2943 | 662.5936 | 278.0493 | 127.9772 | 112.8958 | 399.6492 | 560.9805 | 1125.9485 | 1134.5831 | 9003.9345
2013 | 957.7978 | 1439.927 | 1380.0416 | 698.0511 | 304.8322 | 253.7781 | 91.1495 | 38.1844 | 335.5951 | 434.1251 | 782.3947 | 515.1295 | 7231.0063
2014 | 1490.8282 | 2424.0436 | 1312.4226 | 1617.3336 | 670.739 | 456.4618 | 313.4369 | 111.8638 | 239.9889 | 509.8256 | 930.9748 | 852.1778 | 10930.0966
2015 | 1358.322 | 1084.5916 | 709.9207 | 756.8831 | 435.0832 | 256.7129 | 384.7401 | 54.6735 | 431.5881 | 212.9973 | 1395.8459 | 1021.5792 | 8102.9374
2016 | 1048.6194 | 1401.4453 | 668.6647 | 189.6248 | 183.3704 | 181.076 | 130.8927 | 110.5126 | 151.6746 | 312.9417 | 2034.0245 | 1885.0544 | 8297.9013
2017 | 2109.679 | 1434.8795 | 946.3263 | 1882.4127 | 980.8968 | 432.0662 | 224.1214 | 227.0856 | 148.3595 | 290.9807 | 710.8812 | 579.8891 | 9967.5781
2018 | 1143.0714 | 1387.4113 | 1642.4894 | 815.8003 | 263.8861 | 402.5502 | 72.4277 | 193.0176 | 516.4006 | 584.961 | 970.9925 | 1070.7253 | 9063.7335
Dry | 956.2991 | 796.0441 | 1005.8338 | 606.8945 | 195.8978 | 126.6986 | 272.9998 | 10.8285 | 146.9465 | 100.206 | 1381.4856 | 495.7629 | 6095.8971
Tasmania

## Build costs
Go to Assumptions Summary
Capital Cost Projections (real 2020 dollars)
Cost to construct new generation, not including connection costs.
These capital cost trajectories are developed by CSIRO's GALLM (see GenCost 2019-20 report for more details) based on the technology specific capital cost estimates provided by Aurecon (AEMO costs and technical parameter review).
Wind capital cost projections given by CSIRO have been adjusted to capture increasing wind turbine efficiency over time.
The scenarios bring forward or delay some or all technology cost improvements in some scenarios on the basis that, according to scenario narratives, global technology uptake will be slower or faster than CSIRO’s expectations.
Key technologies affected are wind, solar PV, batteries, pumped hydro and thermal generators. Any delay or bring forward of cost reductions in the scenarios is highlighted in red and will involve accelerating or slowing capital cost reductions by a magnitude of years. Further details are provided in the 2020 Scenario and Assumptions Report.
| Build costs - Central | Source: |  | 2020-21 | 2021-22 | 2022-23 | 2023-24 | 2024-25 | 2025-26 | 2026-27 | 2027-28 | 2028-29 | 2029-30 | 2030-31 | 2031-32 | 2032-33 | 2033-34 | 2034-35 | 2035-36 | 2036-37 | 2037-38 | 2038-39 | 2039-40 | 2040-41 | 2041-42 | 2042-43 | 2043-44 | 2044-45 | 2045-46 | 2046-47 | 2047-48 | 2048-49 | 2049-50 | 2050-51
CSIRO GenCost 2020_Black Coal (supercritical PC) | Black Coal (supercritical PC) | CSIRO GenCost 2020 | $/kW | 3302.1227 | 3301.7925 | 3301.4623 | 3301.1322 | 3300.8021 | 3300.472 | 3300.1419 | 3299.8119 | 3299.482 | 3299.152 | 3298.8221 | 3298.4922 | 3298.1624 | 3297.8325 | 3297.5028 | 3297.173 | 3296.8433 | 3296.5136 | 3296.184 | 3295.8543 | 3295.5248 | 3295.1952 | 3294.8657 | 3294.5362 | 3294.2067 | 3293.8773 | 3293.5479 | 3293.2186 | 3292.8893 | 3292.56 | 3292.3953
CSIRO GenCost 2020_Brown Coal (supercritical PC) | Brown Coal (supercritical PC) | CSIRO GenCost 2020 | $/kW | 5096.668 | 5096.1583 | 5095.6487 | 5095.1392 | 5094.6296 | 5094.1202 | 5093.6108 | 5093.1014 | 5092.5921 | 5092.0828 | 5091.5736 | 5091.0645 | 5090.5554 | 5090.0463 | 5089.5373 | 5089.0283 | 5088.5194 | 5088.0106 | 5087.5018 | 5086.993 | 5086.4843 | 5085.9757 | 5085.4671 | 5084.9585 | 5084.4501 | 5083.9416 | 5083.4332 | 5082.9249 | 5082.4166 | 5081.9083 | 5081.6542
CSIRO GenCost 2020_OCGT | OCGT | CSIRO GenCost 2020 | $/kW | 1411.1244 | 1410.9833 | 1410.8422 | 1410.7011 | 1410.56 | 1410.419 | 1410.2779 | 1410.1369 | 1409.9959 | 1409.8549 | 1409.7139 | 1409.5729 | 1409.432 | 1409.291 | 1409.1501 | 1409.0092 | 1408.8683 | 1408.7274 | 1408.5865 | 1408.4457 | 1408.3048 | 1408.164 | 1408.0232 | 1407.8824 | 1407.7416 | 1407.6008 | 1407.46 | 1407.3193 | 1407.1786 | 1407.0378 | 1406.9675
CSIRO GenCost 2020_CCGT | CCGT | CSIRO GenCost 2020 | $/kW | 1689.9216 | 1689.7526 | 1689.5836 | 1689.4147 | 1689.2457 | 1689.0768 | 1688.9079 | 1688.739 | 1688.5701 | 1688.4013 | 1688.2324 | 1688.0636 | 1687.8948 | 1687.726 | 1687.5572 | 1687.3885 | 1687.2197 | 1687.051 | 1686.8823 | 1686.7136 | 1686.545 | 1686.3763 | 1686.2077 | 1686.039 | 1685.8704 | 1685.7019 | 1685.5333 | 1685.3647 | 1685.1962 | 1685.0277 | 1684.9434
CSIRO GenCost 2020_Biomass | Biomass | CSIRO GenCost 2020 | $/kW | 12786.3786 | 12779.9169 | 12773.4552 | 12769.897 | 12769.897 | 12769.897 | 12769.897 | 12769.897 | 12769.897 | 12769.897 | 12769.2484 | 12768.5997 | 12767.9511 | 12767.9511 | 12767.9511 | 12767.9511 | 12767.9511 | 12767.9511 | 12767.9511 | 12767.8336 | 12767.7162 | 12767.5987 | 12767.5987 | 12767.5987 | 12767.5987 | 12767.5987 | 12767.5987 | 12767.5987 | 12767.5987 | 12767.5987 | 12767.5987
CSIRO GenCost 2020_Large scale Solar PV | Large scale Solar PV | CSIRO GenCost 2020 | $/kW | 1280.0962 | 1145.6995 | 1056.4273 | 1015.6117 | 980.756 | 950.6897 | 923.1959 | 897.8031 | 874.4966 | 850.7914 | 826.5119 | 804.7983 | 785.109 | 768.1515 | 751.8702 | 728.5732 | 709.7468 | 690.112 | 681.2514 | 671.0728 | 663.0502 | 655.2141 | 644.9138 | 631.5004 | 615.1739 | 598.7282 | 585.8657 | 576.1987 | 568.3737 | 561.3098 | 557.2237
CSIRO GenCost 2020_Solar Thermal (8hrs Storage) | Solar Thermal (8hrs Storage) | CSIRO GenCost 2020 | $/kW | 6598.1989 | 6573.9684 | 6573.9684 | 6573.9684 | 6573.9684 | 6573.9684 | 6573.9684 | 6573.9684 | 6573.9684 | 6573.9684 | 6573.9684 | 6570.2599 | 6555.9936 | 6524.9469 | 6449.4506 | 6318.0471 | 6129.3889 | 5916.8249 | 5724.1391 | 5521.4676 | 5336.8152 | 5161.1008 | 5041.701 | 4955.123 | 4889.4327 | 4837.8896 | 4796.3858 | 4762.2703 | 4714.9753 | 4650.7743 | 4609.9908
CSIRO GenCost 2020_Battery storage (2hrs storage) | Battery storage (2hrs storage) | CSIRO GenCost 2020 | $/kW | 1152.116 | 1125.7421 | 1113.892 | 1097.7498 | 1021.778 | 891.7251 | 776.5702 | 695.4065 | 643.7017 | 613.6433 | 539.8933 | 538.1569 | 536.696 | 535.0811 | 533.7393 | 532.276 | 531.0658 | 529.7503 | 528.6841 | 527.6459 | 526.8245 | 526.4214 | 526.0604 | 525.2486 | 524.6235 | 524.121 | 523.7135 | 523.4057 | 523.1382 | 522.9316 | 522.7475
CSIRO GenCost 2020_Battery storage (4hrs storage) | Battery storage (4hrs storage) | CSIRO GenCost 2020 | $/kW | 1798.994 | 1751.3632 | 1729.9554 | 1700.7938 | 1563.5468 | 1328.5994 | 1120.5661 | 973.9396 | 880.5322 | 826.2302 | 692.997 | 689.8602 | 687.221 | 684.3036 | 681.8795 | 679.236 | 677.0497 | 674.6731 | 672.7471 | 670.8716 | 669.3876 | 668.6594 | 668.0072 | 666.5407 | 665.4114 | 664.5036 | 663.7673 | 663.2114 | 662.7281 | 662.3548 | 662.0223
CSIRO GenCost 2020_Wind | Wind | CSIRO GenCost 2020 | $/kW | 1744.6834 | 1722.8217 | 1708.9531 | 1695.9234 | 1683.6163 | 1670.806 | 1658.8927 | 1646.1327 | 1633.6075 | 1620.5018 | 1602.7153 | 1592.9199 | 1583.9251 | 1571.6335 | 1559.4717 | 1544.7403 | 1533.5198 | 1522.4246 | 1514.1234 | 1505.9272 | 1489.3937 | 1478.7114 | 1468.1541 | 1460.459 | 1452.5431 | 1444.7328 | 1437.0275 | 1429.7476 | 1422.3147 | 1414.3513 | 1402.5805
CSIRO GenCost 2020_Wind - offshore | Wind - offshore | CSIRO GenCost 2020 | $/kW | 6041.5396 | 6017.859 | 5994.1784 | 5977.6091 | 5977.6091 | 5977.6091 | 5977.6091 | 5966.0719 | 5922.4061 | 5840.0891 | 5736.4543 | 5664.9481 | 5632.093 | 5632.093 | 5632.093 | 5632.093 | 5632.093 | 5615.6609 | 5599.2287 | 5562.7014 | 5542.6062 | 5522.511 | 5522.511 | 5515.1551 | 5502.0156 | 5464.8524 | 5421.5102 | 5370.1073 | 5332.9616 | 5298.9725 | 5284.017
Notes
1. The capital costs are overnight costs for construction in Melbourne. To calculate the capital costs of these technologies elsewhere in Australia use Regional costs adjustments factors given in the Regional Cost Factors worksheet.
| Build costs - High VRE | Source: |  | 2020-21 | 2021-22 | 2022-23 | 2023-24 | 2024-25 | 2025-26 | 2026-27 | 2027-28 | 2028-29 | 2029-30 | 2030-31 | 2031-32 | 2032-33 | 2033-34 | 2034-35 | 2035-36 | 2036-37 | 2037-38 | 2038-39 | 2039-40 | 2040-41 | 2041-42 | 2042-43 | 2043-44 | 2044-45 | 2045-46 | 2046-47 | 2047-48 | 2048-49 | 2049-50 | 2050-51
CSIRO GenCost 2020_Black Coal (supercritical PC) | Black Coal (supercritical PC) | CSIRO GenCost 2020 | $/kW | 3302.1227 | 3301.7925 | 3301.4623 | 3301.1322 | 3300.8021 | 3300.472 | 3300.1419 | 3299.8119 | 3299.482 | 3299.152 | 3298.8221 | 3298.4922 | 3298.1624 | 3297.8325 | 3297.5028 | 3297.173 | 3296.8433 | 3296.5136 | 3296.184 | 3295.8543 | 3295.5248 | 3295.1952 | 3294.8657 | 3294.5362 | 3294.2067 | 3293.8773 | 3293.5479 | 3293.2186 | 3292.8893 | 3292.56 | 3292.3953
CSIRO GenCost 2020_Brown Coal (supercritical PC) | Brown Coal (supercritical PC) | CSIRO GenCost 2020 | $/kW | 5096.668 | 5096.1583 | 5095.6487 | 5095.1392 | 5094.6296 | 5094.1202 | 5093.6108 | 5093.1014 | 5092.5921 | 5092.0828 | 5091.5736 | 5091.0645 | 5090.5554 | 5090.0463 | 5089.5373 | 5089.0283 | 5088.5194 | 5088.0106 | 5087.5018 | 5086.993 | 5086.4843 | 5085.9757 | 5085.4671 | 5084.9585 | 5084.4501 | 5083.9416 | 5083.4332 | 5082.9249 | 5082.4166 | 5081.9083 | 5081.6542
CSIRO GenCost 2020_OCGT | OCGT | CSIRO GenCost 2020 | $/kW | 1411.1244 | 1410.9833 | 1410.8422 | 1410.7011 | 1410.56 | 1410.419 | 1410.2779 | 1410.1369 | 1409.9959 | 1409.8549 | 1409.7139 | 1409.5729 | 1409.432 | 1409.291 | 1409.1501 | 1409.0092 | 1408.8683 | 1408.7274 | 1408.5865 | 1408.4457 | 1408.3048 | 1408.164 | 1408.0232 | 1407.8824 | 1407.7416 | 1407.6008 | 1407.46 | 1407.3193 | 1407.1786 | 1407.0378 | 1406.9675
CSIRO GenCost 2020_CCGT | CCGT | CSIRO GenCost 2020 | $/kW | 1689.9216 | 1689.7526 | 1689.5836 | 1689.4147 | 1689.2457 | 1689.0768 | 1688.9079 | 1688.739 | 1688.5701 | 1688.4013 | 1688.2324 | 1688.0636 | 1687.8948 | 1687.726 | 1687.5572 | 1687.3885 | 1687.2197 | 1687.051 | 1686.8823 | 1686.7136 | 1686.545 | 1686.3763 | 1686.2077 | 1686.039 | 1685.8704 | 1685.7019 | 1685.5333 | 1685.3647 | 1685.1962 | 1685.0277 | 1684.9434
CSIRO GenCost 2020_Biomass | Biomass | CSIRO GenCost 2020 | $/kW | 12721.5785 | 12682.755 | 12676.3428 | 12672.8122 | 12672.8125 | 12672.8128 | 12672.8128 | 12672.8128 | 12672.8128 | 12672.8125 | 12672.8121 | 12672.8118 | 12672.8118 | 12672.8118 | 12672.4474 | 12672.083 | 12671.5772 | 12671.4358 | 12643.9638 | 12576.3111 | 12467.2618 | 12384.5275 | 12338.13 | 12333.129 | 12329.1437 | 12329.1437 | 12329.1437 | 12329.1437 | 12329.1437 | 12329.1437 | 12329.1437
CSIRO GenCost 2020_Large scale Solar PV | Large scale Solar PV | CSIRO GenCost 2020 | $/kW | 1284.3411 | 1171.6097 | 1096.1805 | 1014.5064 | 939.1319 | 894.3879 | 865.8174 | 840.425 | 816.236 | 796.133 | 775.9401 | 762.7874 | 752.1289 | 742.2695 | 718.7056 | 695.174 | 663.042 | 644.7839 | 618.2945 | 603.9235 | 588.1365 | 579.5687 | 571.6939 | 562.4427 | 555.2192 | 546.0692 | 538.8392 | 531.2018 | 525.092 | 516.3525 | 511.6771
CSIRO GenCost 2020_Solar Thermal (8hrs Storage) | Solar Thermal (8hrs Storage) | CSIRO GenCost 2020 | $/kW | 6190.7041 | 5962.7262 | 5962.7262 | 5962.7262 | 5962.7262 | 5962.7262 | 5962.7262 | 5959.9877 | 5947.7867 | 5918.5266 | 5846.1353 | 5723.0909 | 5594.1205 | 5420.2081 | 5262.4594 | 5075.5885 | 4925.208 | 4780.3252 | 4658.9215 | 4569.7171 | 4501.376 | 4447.3538 | 4403.5972 | 4367.4571 | 4337.1269 | 4311.3313 | 4270.4736 | 4215.1902 | 4146.9888 | 4085.8428 | 4056.6125
CSIRO GenCost 2020_Battery storage (2hrs storage) | Battery storage (2hrs storage) | CSIRO GenCost 2020 | $/kW | 1101.5027 | 1026.6109 | 988.1438 | 875.4009 | 776.2064 | 711.5886 | 666.4088 | 631.8905 | 605.1278 | 587.9785 | 537.6191 | 535.8478 | 534.4927 | 532.8926 | 531.5688 | 530.1025 | 528.986 | 527.8261 | 526.9096 | 525.9365 | 525.1937 | 524.9087 | 524.6399 | 524.1903 | 523.8148 | 523.5417 | 523.2991 | 523.1006 | 522.9205 | 522.7973 | 522.6799
CSIRO GenCost 2020_Battery storage (4hrs storage) | Battery storage (4hrs storage) | CSIRO GenCost 2020 | $/kW | 1707.5585 | 1572.2776 | 1502.7849 | 1299.1089 | 1119.9089 | 1003.1735 | 921.5538 | 859.1948 | 810.8465 | 779.8654 | 688.8886 | 685.6886 | 683.2406 | 680.3499 | 677.9584 | 675.3094 | 673.2925 | 671.197 | 669.5413 | 667.7834 | 666.4414 | 665.9266 | 665.4409 | 664.6287 | 663.9504 | 663.457 | 663.0187 | 662.6602 | 662.3349 | 662.1122 | 661.9002
CSIRO GenCost 2020_Wind | Wind | CSIRO GenCost 2020 | $/kW | 1751.1766 | 1731.3861 | 1715.3507 | 1700.5697 | 1686.8333 | 1673.9779 | 1661.8736 | 1650.4163 | 1638.2112 | 1625.323 | 1605.4409 | 1591.5599 | 1578.33 | 1564.2355 | 1551.2128 | 1537.7988 | 1525.6673 | 1513.9219 | 1502.9817 | 1491.7006 | 1469.4462 | 1451.9007 | 1434.4755 | 1422.3641 | 1410.8636 | 1399.8759 | 1389.715 | 1379.9345 | 1370.7475 | 1361.175 | 1349.2346
CSIRO GenCost 2020_Wind - offshore | Wind - offshore | CSIRO GenCost 2020 | $/kW | 6041.5396 | 6017.859 | 5994.1784 | 5977.6091 | 5967.0124 | 5940.7553 | 5898.6598 | 5849.8429 | 5779.2305 | 5695.0592 | 5606.4375 | 5523.9211 | 5447.0927 | 5376.1863 | 5325.3007 | 5289.6284 | 5263.2015 | 5238.4872 | 5207.8042 | 5171.7024 | 5135.0804 | 5104.2663 | 5078.0015 | 5055.3674 | 5035.6777 | 5018.4092 | 5003.156 | 4989.5981 | 4977.48 | 4966.595 | 4961.356
Notes
1. The capital costs are overnight costs for construction in Melbourne. To calculate the capital costs of these technologies elsewhere in Australia use Regional costs adjustments factors given in the Regional Cost Factors worksheet.
| Build costs - pumped storage hydro | Source: |  | 2020-21 | 2021-22 | 2022-23 | 2023-24 | 2024-25 | 2025-26 | 2026-27 | 2027-28 | 2028-29 | 2029-30 | 2030-31 | 2031-32 | 2032-33 | 2033-34 | 2034-35 | 2035-36 | 2036-37 | 2037-38 | 2038-39 | 2039-40 | 2040-41 | 2041-42 | 2042-43 | 2043-44 | 2044-45 | 2045-46 | 2046-47 | 2047-48 | 2048-49 | 2049-50 | 2050-51
Entura 2018 (modified as noted)_Pumped Hydro (6hrs storage) | Pumped Hydro (6hrs storage) | Entura 2018 (modified as noted) | $/kW | 2314.1796 | 2311.005 | 2307.8355 | 2304.6711 | 2301.5117 | 2298.3574 | 2295.2081 | 2292.0638 | 2288.9246 | 2285.7905 | 2282.6613 | 2279.5371 | 2276.418 | 2273.3038 | 2270.1946 | 2267.0904 | 2263.9911 | 2260.8968 | 2257.8075 | 2254.7231 | 2251.6436 | 2248.5691 | 2245.4995 | 2242.4348 | 2239.375 | 2236.3201 | 2233.2701 | 2230.2249 | 2227.1846 | 2224.1492 | 2221.1187
Entura 2018 (modified as noted)_Pumped Hydro (12hrs storage) | Pumped Hydro (12hrs storage) | Entura 2018 (modified as noted) | $/kW | 2647.8097 | 2644.1774 | 2640.551 | 2636.9303 | 2633.3155 | 2629.7064 | 2626.1031 | 2622.5056 | 2618.9138 | 2615.3277 | 2611.7474 | 2608.1729 | 2604.604 | 2601.0409 | 2597.4835 | 2593.9317 | 2590.3856 | 2586.8453 | 2583.3105 | 2579.7815 | 2576.258 | 2572.7403 | 2569.2281 | 2565.7216 | 2562.2206 | 2558.7253 | 2555.2356 | 2551.7514 | 2548.2729 | 2544.7999 | 2541.3324
Entura 2018 (modified as noted)_Pumped Hydro (24hrs storage) | Pumped Hydro (24hrs storage) | Entura 2018 (modified as noted) | $/kW | 3403.0269 | 3398.3586 | 3393.6978 | 3389.0445 | 3384.3986 | 3379.7601 | 3375.1291 | 3370.5054 | 3365.8892 | 3361.2803 | 3356.6788 | 3352.0847 | 3347.498 | 3342.9185 | 3338.3464 | 3333.7816 | 3329.2242 | 3324.674 | 3320.1311 | 3315.5954 | 3311.067 | 3306.5459 | 3302.032 | 3297.5253 | 3293.0258 | 3288.5336 | 3284.0485 | 3279.5706 | 3275.0998 | 3270.6362 | 3266.1798
Entura 2018 (modified as noted)_Pumped Hydro (48hrs storage) | Pumped Hydro (48hrs storage) | Entura 2018 (modified as noted) | $/kW | 5113.6394 | 5106.6245 | 5099.6208 | 5092.6283 | 5085.6471 | 5078.6769 | 5071.718 | 5064.7702 | 5057.8335 | 5050.9079 | 5043.9933 | 5037.0899 | 5030.1975 | 5023.3161 | 5016.4457 | 5009.5863 | 5002.7379 | 4995.9005 | 4989.074 | 4982.2584 | 4975.4537 | 4968.6599 | 4961.877 | 4955.1049 | 4948.3437 | 4941.5932 | 4934.8536 | 4928.1248 | 4921.4067 | 4914.6994 | 4908.0028
Notes
1. Based on consultation feedback Pumped hydro cost estimates given in Entura were increased by 50% and trajectories are derived from the 50 % increased in Pumped Hydro regional capital cost estimates provided by Entura and capital cost projections given by CSIRO. | bar: 2020-21 to 2029-30
| Cost Trajectory | Scenario | Cost | 2020-21 | 2021-22 | 2022-23 | 2023-24 | 2024-25 | 2025-26 | 2026-27 | 2027-28 | 2028-29 | 2029-30 | 2030-31 | 2031-32 | 2032-33 | 2033-34 | 2034-35 | 2035-36 | 2036-37 | 2037-38 | 2038-39 | 2039-40 | 2040-41 | 2041-42 | 2042-43 | 2043-44 | 2044-45 | 2045-46 | 2046-47 | 2047-48 | 2048-49 | 2049-50
Central-CSIRO 2020_Solar Thermal (8hrs Storage) | Solar Thermal (8hrs Storage) | Central-CSIRO 2020 | $/kW | 6598.1989 | 6573.9684 | 6573.9684 | 6573.9684 | 6573.9684 | 6573.9684 | 6573.9684 | 6573.9684 | 6573.9684 | 6573.9684 | 6573.9684 | 6570.2599 | 6555.9936 | 6524.9469 | 6449.4506 | 6318.0471 | 6129.3889 | 5916.8249 | 5724.1391 | 5521.4676 | 5336.8152 | 5161.1008 | 5041.701 | 4955.123 | 4889.4327 | 4837.8896 | 4796.3858 | 4762.2703 | 4714.9753 | 4650.7743
High VRE-CSIRO 2020_Solar Thermal (8hrs Storage) | Solar Thermal (8hrs Storage) | High VRE-CSIRO 2020 | $/kW | 6190.7041 | 5962.7262 | 5962.7262 | 5962.7262 | 5962.7262 | 5962.7262 | 5962.7262 | 5959.9877 | 5947.7867 | 5918.5266 | 5846.1353 | 5723.0909 | 5594.1205 | 5420.2081 | 5262.4594 | 5075.5885 | 4925.208 | 4780.3252 | 4658.9215 | 4569.7171 | 4501.376 | 4447.3538 | 4403.5972 | 4367.4571 | 4337.1269 | 4311.3313 | 4270.4736 | 4215.1902 | 4146.9888 | 4085.8428
Slow Change_Solar Thermal (8hrs Storage) | Solar Thermal (8hrs Storage) | Slow Change | $/kW | 6598.1989 | 6573.9684 | 6573.9684 | 6573.9684 | 6573.9684 | 6573.9684 | 6573.9684 | 6573.9684 | 6573.9684 | 6573.9684 | 6573.9684 | 6573.9684 | 6573.9684 | 6573.9684 | 6573.9684 | 6573.9684 | 6573.9684 | 6570.2599 | 6555.9936 | 6524.9469 | 6449.4506 | 6318.0471 | 6129.3889 | 5916.8249 | 5724.1391 | 5521.4676 | 5336.8152 | 5161.1008 | 5041.701 | 4955.123
Central_Solar Thermal (8hrs Storage) | Solar Thermal (8hrs Storage) | Central | $/kW | 6598.1989 | 6573.9684 | 6573.9684 | 6573.9684 | 6573.9684 | 6573.9684 | 6573.9684 | 6573.9684 | 6573.9684 | 6573.9684 | 6573.9684 | 6570.2599 | 6555.9936 | 6524.9469 | 6449.4506 | 6318.0471 | 6129.3889 | 5916.8249 | 5724.1391 | 5521.4676 | 5336.8152 | 5161.1008 | 5041.701 | 4955.123 | 4889.4327 | 4837.8896 | 4796.3858 | 4762.2703 | 4714.9753 | 4650.7743
Fast Change_Solar Thermal (8hrs Storage) | Solar Thermal (8hrs Storage) | Fast Change | $/kW | 6190.7041 | 5962.7262 | 5962.7262 | 5962.7262 | 5962.7262 | 5962.7262 | 5962.7262 | 5959.9877 | 5947.7867 | 5918.5266 | 5846.1353 | 5723.0909 | 5594.1205 | 5420.2081 | 5262.4594 | 5075.5885 | 4925.208 | 4780.3252 | 4658.9215 | 4569.7171 | 4501.376 | 4447.3538 | 4403.5972 | 4367.4571 | 4337.1269 | 4311.3313 | 4270.4736 | 4215.1902 | 4146.9888 | 4085.8428
High DER_Solar Thermal (8hrs Storage) | Solar Thermal (8hrs Storage) | High DER | $/kW | 6598.1989 | 6573.9684 | 6573.9684 | 6573.9684 | 6573.9684 | 6573.9684 | 6573.9684 | 6573.9684 | 6573.9684 | 6573.9684 | 6573.9684 | 6570.2599 | 6555.9936 | 6524.9469 | 6449.4506 | 6318.0471 | 6129.3889 | 5916.8249 | 5724.1391 | 5521.4676 | 5336.8152 | 5161.1008 | 5041.701 | 4955.123 | 4889.4327 | 4837.8896 | 4796.3858 | 4762.2703 | 4714.9753 | 4650.7743
Step Change_Solar Thermal (8hrs Storage) | Solar Thermal (8hrs Storage) | Step Change | $/kW | 6190.7041 | 5962.7262 | 5962.7262 | 5962.7262 | 5918.5266 | 5846.1353 | 5723.0909 | 5594.1205 | 5420.2081 | 5262.4594 | 5075.5885 | 4925.208 | 4780.3252 | 4658.9215 | 4569.7171 | 4501.376 | 4447.3538 | 4403.5972 | 4367.4571 | 4337.1269 | 4311.3313 | 4270.4736 | 4215.1902 | 4146.9888 | 4085.8428 | 4085.8428 | 4085.8428 | 4085.8428 | 4085.8428 | 4085.8428
| Cost Trajectory | Scenario | Cost | 2020-21 | 2021-22 | 2022-23 | 2023-24 | 2024-25 | 2025-26 | 2026-27 | 2027-28 | 2028-29 | 2029-30 | 2030-31 | 2031-32 | 2032-33 | 2033-34 | 2034-35 | 2035-36 | 2036-37 | 2037-38 | 2038-39 | 2039-40 | 2040-41 | 2041-42 | 2042-43 | 2043-44 | 2044-45 | 2045-46 | 2046-47 | 2047-48 | 2048-49 | 2049-50
Central-CSIRO 2020_Black Coal (supercritical PC) | Black Coal (supercritical PC) | Central-CSIRO 2020 | $/kW | 3302.1227 | 3301.7925 | 3301.4623 | 3301.1322 | 3300.8021 | 3300.472 | 3300.1419 | 3299.8119 | 3299.482 | 3299.152 | 3298.8221 | 3298.4922 | 3298.1624 | 3297.8325 | 3297.5028 | 3297.173 | 3296.8433 | 3296.5136 | 3296.184 | 3295.8543 | 3295.5248 | 3295.1952 | 3294.8657 | 3294.5362 | 3294.2067 | 3293.8773 | 3293.5479 | 3293.2186 | 3292.8893 | 3292.56
High VRE-CSIRO 2020_Black Coal (supercritical PC) | Black Coal (supercritical PC) | High VRE-CSIRO 2020 | $/kW | 3302.1227 | 3301.7925 | 3301.4623 | 3301.1322 | 3300.8021 | 3300.472 | 3300.1419 | 3299.8119 | 3299.482 | 3299.152 | 3298.8221 | 3298.4922 | 3298.1624 | 3297.8325 | 3297.5028 | 3297.173 | 3296.8433 | 3296.5136 | 3296.184 | 3295.8543 | 3295.5248 | 3295.1952 | 3294.8657 | 3294.5362 | 3294.2067 | 3293.8773 | 3293.5479 | 3293.2186 | 3292.8893 | 3292.56
Slow Change_Black Coal (supercritical PC) | Black Coal (supercritical PC) | Slow Change | $/kW | 3302.1227 | 3301.7925 | 3301.4623 | 3301.1322 | 3300.8021 | 3300.472 | 3300.1419 | 3299.8119 | 3299.482 | 3299.152 | 3298.8221 | 3298.4922 | 3298.1624 | 3297.8325 | 3297.5028 | 3297.173 | 3296.8433 | 3296.5136 | 3296.184 | 3295.8543 | 3295.5248 | 3295.1952 | 3294.8657 | 3294.5362 | 3294.2067 | 3293.8773 | 3293.5479 | 3293.2186 | 3292.8893 | 3292.56
Central_Black Coal (supercritical PC) | Black Coal (supercritical PC) | Central | $/kW | 3302.1227 | 3301.7925 | 3301.4623 | 3301.1322 | 3300.8021 | 3300.472 | 3300.1419 | 3299.8119 | 3299.482 | 3299.152 | 3298.8221 | 3298.4922 | 3298.1624 | 3297.8325 | 3297.5028 | 3297.173 | 3296.8433 | 3296.5136 | 3296.184 | 3295.8543 | 3295.5248 | 3295.1952 | 3294.8657 | 3294.5362 | 3294.2067 | 3293.8773 | 3293.5479 | 3293.2186 | 3292.8893 | 3292.56
Fast Change_Black Coal (supercritical PC) | Black Coal (supercritical PC) | Fast Change | $/kW | 3302.1227 | 3301.7925 | 3301.4623 | 3301.1322 | 3300.8021 | 3300.472 | 3300.1419 | 3299.8119 | 3299.482 | 3299.152 | 3298.8221 | 3298.4922 | 3298.1624 | 3297.8325 | 3297.5028 | 3297.173 | 3296.8433 | 3296.5136 | 3296.184 | 3295.8543 | 3295.5248 | 3295.1952 | 3294.8657 | 3294.5362 | 3294.2067 | 3293.8773 | 3293.5479 | 3293.2186 | 3292.8893 | 3292.56
High DER_Black Coal (supercritical PC) | Black Coal (supercritical PC) | High DER | $/kW | 3302.1227 | 3301.7925 | 3301.4623 | 3301.1322 | 3300.8021 | 3300.472 | 3300.1419 | 3299.8119 | 3299.482 | 3299.152 | 3298.8221 | 3298.4922 | 3298.1624 | 3297.8325 | 3297.5028 | 3297.173 | 3296.8433 | 3296.5136 | 3296.184 | 3295.8543 | 3295.5248 | 3295.1952 | 3294.8657 | 3294.5362 | 3294.2067 | 3293.8773 | 3293.5479 | 3293.2186 | 3292.8893 | 3292.56
Step Change_Black Coal (supercritical PC) | Black Coal (supercritical PC) | Step Change | $/kW | 3302.1227 | 3301.7925 | 3301.4623 | 3301.1322 | 3300.8021 | 3300.472 | 3300.1419 | 3299.8119 | 3299.482 | 3299.152 | 3298.8221 | 3298.4922 | 3298.1624 | 3297.8325 | 3297.5028 | 3297.173 | 3296.8433 | 3296.5136 | 3296.184 | 3295.8543 | 3295.5248 | 3295.1952 | 3294.8657 | 3294.5362 | 3294.2067 | 3293.8773 | 3293.5479 | 3293.2186 | 3292.8893 | 3292.56
| Cost Trajectory | Scenario | Cost | 2020-21 | 2021-22 | 2022-23 | 2023-24 | 2024-25 | 2025-26 | 2026-27 | 2027-28 | 2028-29 | 2029-30 | 2030-31 | 2031-32 | 2032-33 | 2033-34 | 2034-35 | 2035-36 | 2036-37 | 2037-38 | 2038-39 | 2039-40 | 2040-41 | 2041-42 | 2042-43 | 2043-44 | 2044-45 | 2045-46 | 2046-47 | 2047-48 | 2048-49 | 2049-50
Central-CSIRO 2020_Biomass | Biomass | Central-CSIRO 2020 | $/kW | 12786.3786 | 12779.9169 | 12773.4552 | 12769.897 | 12769.897 | 12769.897 | 12769.897 | 12769.897 | 12769.897 | 12769.897 | 12769.2484 | 12768.5997 | 12767.9511 | 12767.9511 | 12767.9511 | 12767.9511 | 12767.9511 | 12767.9511 | 12767.9511 | 12767.8336 | 12767.7162 | 12767.5987 | 12767.5987 | 12767.5987 | 12767.5987 | 12767.5987 | 12767.5987 | 12767.5987 | 12767.5987 | 12767.5987
High VRE-CSIRO 2020_Biomass | Biomass | High VRE-CSIRO 2020 | $/kW | 12721.5785 | 12682.755 | 12676.3428 | 12672.8122 | 12672.8125 | 12672.8128 | 12672.8128 | 12672.8128 | 12672.8128 | 12672.8125 | 12672.8121 | 12672.8118 | 12672.8118 | 12672.8118 | 12672.4474 | 12672.083 | 12671.5772 | 12671.4358 | 12643.9638 | 12576.3111 | 12467.2618 | 12384.5275 | 12338.13 | 12333.129 | 12329.1437 | 12329.1437 | 12329.1437 | 12329.1437 | 12329.1437 | 12329.1437
Slow Change_Biomass | Biomass | Slow Change | $/kW | 12786.3786 | 12779.9169 | 12773.4552 | 12769.897 | 12769.897 | 12769.897 | 12769.897 | 12769.897 | 12769.897 | 12769.897 | 12769.2484 | 12768.5997 | 12767.9511 | 12767.9511 | 12767.9511 | 12767.9511 | 12767.9511 | 12767.9511 | 12767.9511 | 12767.8336 | 12767.7162 | 12767.5987 | 12767.5987 | 12767.5987 | 12767.5987 | 12767.5987 | 12767.5987 | 12767.5987 | 12767.5987 | 12767.5987
Central_Biomass | Biomass | Central | $/kW | 12786.3786 | 12779.9169 | 12773.4552 | 12769.897 | 12769.897 | 12769.897 | 12769.897 | 12769.897 | 12769.897 | 12769.897 | 12769.2484 | 12768.5997 | 12767.9511 | 12767.9511 | 12767.9511 | 12767.9511 | 12767.9511 | 12767.9511 | 12767.9511 | 12767.8336 | 12767.7162 | 12767.5987 | 12767.5987 | 12767.5987 | 12767.5987 | 12767.5987 | 12767.5987 | 12767.5987 | 12767.5987 | 12767.5987
Fast Change_Biomass | Biomass | Fast Change | $/kW | 12721.5785 | 12682.755 | 12676.3428 | 12672.8122 | 12672.8125 | 12672.8128 | 12672.8128 | 12672.8128 | 12672.8128 | 12672.8125 | 12672.8121 | 12672.8118 | 12672.8118 | 12672.8118 | 12672.4474 | 12672.083 | 12671.5772 | 12671.4358 | 12643.9638 | 12576.3111 | 12467.2618 | 12384.5275 | 12338.13 | 12333.129 | 12329.1437 | 12329.1437 | 12329.1437 | 12329.1437 | 12329.1437 | 12329.1437
High DER_Biomass | Biomass | High DER | $/kW | 12786.3786 | 12779.9169 | 12773.4552 | 12769.897 | 12769.897 | 12769.897 | 12769.897 | 12769.897 | 12769.897 | 12769.897 | 12769.2484 | 12768.5997 | 12767.9511 | 12767.9511 | 12767.9511 | 12767.9511 | 12767.9511 | 12767.9511 | 12767.9511 | 12767.8336 | 12767.7162 | 12767.5987 | 12767.5987 | 12767.5987 | 12767.5987 | 12767.5987 | 12767.5987 | 12767.5987 | 12767.5987 | 12767.5987
Step Change_Biomass | Biomass | Step Change | $/kW | 12721.5785 | 12682.755 | 12676.3428 | 12672.8122 | 12672.8125 | 12672.8128 | 12672.8128 | 12672.8128 | 12672.8128 | 12672.8125 | 12672.8121 | 12672.8118 | 12672.8118 | 12672.8118 | 12672.4474 | 12672.083 | 12671.5772 | 12671.4358 | 12643.9638 | 12576.3111 | 12467.2618 | 12384.5275 | 12338.13 | 12333.129 | 12329.1437 | 12329.1437 | 12329.1437 | 12329.1437 | 12329.1437 | 12329.1437
| Cost Trajectory | Scenario | Cost | 2020-21 | 2021-22 | 2022-23 | 2023-24 | 2024-25 | 2025-26 | 2026-27 | 2027-28 | 2028-29 | 2029-30 | 2030-31 | 2031-32 | 2032-33 | 2033-34 | 2034-35 | 2035-36 | 2036-37 | 2037-38 | 2038-39 | 2039-40 | 2040-41 | 2041-42 | 2042-43 | 2043-44 | 2044-45 | 2045-46 | 2046-47 | 2047-48 | 2048-49 | 2049-50
Central-CSIRO 2020_Brown Coal (supercritical PC) | Brown Coal (supercritical PC) | Central-CSIRO 2020 | $/kW | 5096.668 | 5096.1583 | 5095.6487 | 5095.1392 | 5094.6296 | 5094.1202 | 5093.6108 | 5093.1014 | 5092.5921 | 5092.0828 | 5091.5736 | 5091.0645 | 5090.5554 | 5090.0463 | 5089.5373 | 5089.0283 | 5088.5194 | 5088.0106 | 5087.5018 | 5086.993 | 5086.4843 | 5085.9757 | 5085.4671 | 5084.9585 | 5084.4501 | 5083.9416 | 5083.4332 | 5082.9249 | 5082.4166 | 5081.9083
Central-CSIRO 2020_Brown Coal (supercritical PC) | Brown Coal (supercritical PC) | Central-CSIRO 2020 | $/kW | 5096.668 | 5096.1583 | 5095.6487 | 5095.1392 | 5094.6296 | 5094.1202 | 5093.6108 | 5093.1014 | 5092.5921 | 5092.0828 | 5091.5736 | 5091.0645 | 5090.5554 | 5090.0463 | 5089.5373 | 5089.0283 | 5088.5194 | 5088.0106 | 5087.5018 | 5086.993 | 5086.4843 | 5085.9757 | 5085.4671 | 5084.9585 | 5084.4501 | 5083.9416 | 5083.4332 | 5082.9249 | 5082.4166 | 5081.9083
Slow Change_Brown Coal (supercritical PC) | Brown Coal (supercritical PC) | Slow Change | $/kW | 5096.668 | 5096.1583 | 5095.6487 | 5095.1392 | 5094.6296 | 5094.1202 | 5093.6108 | 5093.1014 | 5092.5921 | 5092.0828 | 5091.5736 | 5091.0645 | 5090.5554 | 5090.0463 | 5089.5373 | 5089.0283 | 5088.5194 | 5088.0106 | 5087.5018 | 5086.993 | 5086.4843 | 5085.9757 | 5085.4671 | 5084.9585 | 5084.4501 | 5083.9416 | 5083.4332 | 5082.9249 | 5082.4166 | 5081.9083
Central_Brown Coal (supercritical PC) | Brown Coal (supercritical PC) | Central | $/kW | 5096.668 | 5096.1583 | 5095.6487 | 5095.1392 | 5094.6296 | 5094.1202 | 5093.6108 | 5093.1014 | 5092.5921 | 5092.0828 | 5091.5736 | 5091.0645 | 5090.5554 | 5090.0463 | 5089.5373 | 5089.0283 | 5088.5194 | 5088.0106 | 5087.5018 | 5086.993 | 5086.4843 | 5085.9757 | 5085.4671 | 5084.9585 | 5084.4501 | 5083.9416 | 5083.4332 | 5082.9249 | 5082.4166 | 5081.9083
Fast Change_Brown Coal (supercritical PC) | Brown Coal (supercritical PC) | Fast Change | $/kW | 5096.668 | 5096.1583 | 5095.6487 | 5095.1392 | 5094.6296 | 5094.1202 | 5093.6108 | 5093.1014 | 5092.5921 | 5092.0828 | 5091.5736 | 5091.0645 | 5090.5554 | 5090.0463 | 5089.5373 | 5089.0283 | 5088.5194 | 5088.0106 | 5087.5018 | 5086.993 | 5086.4843 | 5085.9757 | 5085.4671 | 5084.9585 | 5084.4501 | 5083.9416 | 5083.4332 | 5082.9249 | 5082.4166 | 5081.9083
High DER_Brown Coal (supercritical PC) | Brown Coal (supercritical PC) | High DER | $/kW | 5096.668 | 5096.1583 | 5095.6487 | 5095.1392 | 5094.6296 | 5094.1202 | 5093.6108 | 5093.1014 | 5092.5921 | 5092.0828 | 5091.5736 | 5091.0645 | 5090.5554 | 5090.0463 | 5089.5373 | 5089.0283 | 5088.5194 | 5088.0106 | 5087.5018 | 5086.993 | 5086.4843 | 5085.9757 | 5085.4671 | 5084.9585 | 5084.4501 | 5083.9416 | 5083.4332 | 5082.9249 | 5082.4166 | 5081.9083
Step Change_Brown Coal (supercritical PC) | Brown Coal (supercritical PC) | Step Change | $/kW | 5096.668 | 5096.1583 | 5095.6487 | 5095.1392 | 5094.6296 | 5094.1202 | 5093.6108 | 5093.1014 | 5092.5921 | 5092.0828 | 5091.5736 | 5091.0645 | 5090.5554 | 5090.0463 | 5089.5373 | 5089.0283 | 5088.5194 | 5088.0106 | 5087.5018 | 5086.993 | 5086.4843 | 5085.9757 | 5085.4671 | 5084.9585 | 5084.4501 | 5083.9416 | 5083.4332 | 5082.9249 | 5082.4166 | 5081.9083
| Cost Trajectory | Scenario | Cost | 2020-21 | 2021-22 | 2022-23 | 2023-24 | 2024-25 | 2025-26 | 2026-27 | 2027-28 | 2028-29 | 2029-30 | 2030-31 | 2031-32 | 2032-33 | 2033-34 | 2034-35 | 2035-36 | 2036-37 | 2037-38 | 2038-39 | 2039-40 | 2040-41 | 2041-42 | 2042-43 | 2043-44 | 2044-45 | 2045-46 | 2046-47 | 2047-48 | 2048-49 | 2049-50
Central-CSIRO 2020_CCGT | CCGT | Central-CSIRO 2020 | $/kW | 1689.9216 | 1689.7526 | 1689.5836 | 1689.4147 | 1689.2457 | 1689.0768 | 1688.9079 | 1688.739 | 1688.5701 | 1688.4013 | 1688.2324 | 1688.0636 | 1687.8948 | 1687.726 | 1687.5572 | 1687.3885 | 1687.2197 | 1687.051 | 1686.8823 | 1686.7136 | 1686.545 | 1686.3763 | 1686.2077 | 1686.039 | 1685.8704 | 1685.7019 | 1685.5333 | 1685.3647 | 1685.1962 | 1685.0277
Central-CSIRO 2020_CCGT | CCGT | Central-CSIRO 2020 | $/kW | 1689.9216 | 1689.7526 | 1689.5836 | 1689.4147 | 1689.2457 | 1689.0768 | 1688.9079 | 1688.739 | 1688.5701 | 1688.4013 | 1688.2324 | 1688.0636 | 1687.8948 | 1687.726 | 1687.5572 | 1687.3885 | 1687.2197 | 1687.051 | 1686.8823 | 1686.7136 | 1686.545 | 1686.3763 | 1686.2077 | 1686.039 | 1685.8704 | 1685.7019 | 1685.5333 | 1685.3647 | 1685.1962 | 1685.0277
Slow Change_CCGT | CCGT | Slow Change | $/kW | 1689.9216 | 1689.7526 | 1689.5836 | 1689.4147 | 1689.2457 | 1689.0768 | 1688.9079 | 1688.739 | 1688.5701 | 1688.4013 | 1688.2324 | 1688.0636 | 1687.8948 | 1687.726 | 1687.5572 | 1687.3885 | 1687.2197 | 1687.051 | 1686.8823 | 1686.7136 | 1686.545 | 1686.3763 | 1686.2077 | 1686.039 | 1685.8704 | 1685.7019 | 1685.5333 | 1685.3647 | 1685.1962 | 1685.0277
Central_CCGT | CCGT | Central | $/kW | 1689.9216 | 1689.7526 | 1689.5836 | 1689.4147 | 1689.2457 | 1689.0768 | 1688.9079 | 1688.739 | 1688.5701 | 1688.4013 | 1688.2324 | 1688.0636 | 1687.8948 | 1687.726 | 1687.5572 | 1687.3885 | 1687.2197 | 1687.051 | 1686.8823 | 1686.7136 | 1686.545 | 1686.3763 | 1686.2077 | 1686.039 | 1685.8704 | 1685.7019 | 1685.5333 | 1685.3647 | 1685.1962 | 1685.0277
Fast Change_CCGT | CCGT | Fast Change | $/kW | 1689.9216 | 1689.7526 | 1689.5836 | 1689.4147 | 1689.2457 | 1689.0768 | 1688.9079 | 1688.739 | 1688.5701 | 1688.4013 | 1688.2324 | 1688.0636 | 1687.8948 | 1687.726 | 1687.5572 | 1687.3885 | 1687.2197 | 1687.051 | 1686.8823 | 1686.7136 | 1686.545 | 1686.3763 | 1686.2077 | 1686.039 | 1685.8704 | 1685.7019 | 1685.5333 | 1685.3647 | 1685.1962 | 1685.0277
High DER_CCGT | CCGT | High DER | $/kW | 1689.9216 | 1689.7526 | 1689.5836 | 1689.4147 | 1689.2457 | 1689.0768 | 1688.9079 | 1688.739 | 1688.5701 | 1688.4013 | 1688.2324 | 1688.0636 | 1687.8948 | 1687.726 | 1687.5572 | 1687.3885 | 1687.2197 | 1687.051 | 1686.8823 | 1686.7136 | 1686.545 | 1686.3763 | 1686.2077 | 1686.039 | 1685.8704 | 1685.7019 | 1685.5333 | 1685.3647 | 1685.1962 | 1685.0277
Step Change_CCGT | CCGT | Step Change | $/kW | 1689.9216 | 1689.7526 | 1689.5836 | 1689.4147 | 1689.2457 | 1689.0768 | 1688.9079 | 1688.739 | 1688.5701 | 1688.4013 | 1688.2324 | 1688.0636 | 1687.8948 | 1687.726 | 1687.5572 | 1687.3885 | 1687.2197 | 1687.051 | 1686.8823 | 1686.7136 | 1686.545 | 1686.3763 | 1686.2077 | 1686.039 | 1685.8704 | 1685.7019 | 1685.5333 | 1685.3647 | 1685.1962 | 1685.0277
| Cost Trajectory | Scenario | Cost | 2020-21 | 2021-22 | 2022-23 | 2023-24 | 2024-25 | 2025-26 | 2026-27 | 2027-28 | 2028-29 | 2029-30 | 2030-31 | 2031-32 | 2032-33 | 2033-34 | 2034-35 | 2035-36 | 2036-37 | 2037-38 | 2038-39 | 2039-40 | 2040-41 | 2041-42 | 2042-43 | 2043-44 | 2044-45 | 2045-46 | 2046-47 | 2047-48 | 2048-49 | 2049-50
Central-CSIRO 2020_OCGT | OCGT | Central-CSIRO 2020 | $/kW | 1411.1244 | 1410.9833 | 1410.8422 | 1410.7011 | 1410.56 | 1410.419 | 1410.2779 | 1410.1369 | 1409.9959 | 1409.8549 | 1409.7139 | 1409.5729 | 1409.432 | 1409.291 | 1409.1501 | 1409.0092 | 1408.8683 | 1408.7274 | 1408.5865 | 1408.4457 | 1408.3048 | 1408.164 | 1408.0232 | 1407.8824 | 1407.7416 | 1407.6008 | 1407.46 | 1407.3193 | 1407.1786 | 1407.0378
High VRE-CSIRO 2020_OCGT | OCGT | High VRE-CSIRO 2020 | $/kW | 1411.1244 | 1410.9833 | 1410.8422 | 1410.7011 | 1410.56 | 1410.419 | 1410.2779 | 1410.1369 | 1409.9959 | 1409.8549 | 1409.7139 | 1409.5729 | 1409.432 | 1409.291 | 1409.1501 | 1409.0092 | 1408.8683 | 1408.7274 | 1408.5865 | 1408.4457 | 1408.3048 | 1408.164 | 1408.0232 | 1407.8824 | 1407.7416 | 1407.6008 | 1407.46 | 1407.3193 | 1407.1786 | 1407.0378
Slow Change_OCGT | OCGT | Slow Change | $/kW | 1411.1244 | 1410.9833 | 1410.8422 | 1410.7011 | 1410.56 | 1410.419 | 1410.2779 | 1410.1369 | 1409.9959 | 1409.8549 | 1409.7139 | 1409.5729 | 1409.432 | 1409.291 | 1409.1501 | 1409.0092 | 1408.8683 | 1408.7274 | 1408.5865 | 1408.4457 | 1408.3048 | 1408.164 | 1408.0232 | 1407.8824 | 1407.7416 | 1407.6008 | 1407.46 | 1407.3193 | 1407.1786 | 1407.0378
Central_OCGT | OCGT | Central | $/kW | 1411.1244 | 1410.9833 | 1410.8422 | 1410.7011 | 1410.56 | 1410.419 | 1410.2779 | 1410.1369 | 1409.9959 | 1409.8549 | 1409.7139 | 1409.5729 | 1409.432 | 1409.291 | 1409.1501 | 1409.0092 | 1408.8683 | 1408.7274 | 1408.5865 | 1408.4457 | 1408.3048 | 1408.164 | 1408.0232 | 1407.8824 | 1407.7416 | 1407.6008 | 1407.46 | 1407.3193 | 1407.1786 | 1407.0378
Fast Change_OCGT | OCGT | Fast Change | $/kW | 1411.1244 | 1410.9833 | 1410.8422 | 1410.7011 | 1410.56 | 1410.419 | 1410.2779 | 1410.1369 | 1409.9959 | 1409.8549 | 1409.7139 | 1409.5729 | 1409.432 | 1409.291 | 1409.1501 | 1409.0092 | 1408.8683 | 1408.7274 | 1408.5865 | 1408.4457 | 1408.3048 | 1408.164 | 1408.0232 | 1407.8824 | 1407.7416 | 1407.6008 | 1407.46 | 1407.3193 | 1407.1786 | 1407.0378
High DER_OCGT | OCGT | High DER | $/kW | 1411.1244 | 1410.9833 | 1410.8422 | 1410.7011 | 1410.56 | 1410.419 | 1410.2779 | 1410.1369 | 1409.9959 | 1409.8549 | 1409.7139 | 1409.5729 | 1409.432 | 1409.291 | 1409.1501 | 1409.0092 | 1408.8683 | 1408.7274 | 1408.5865 | 1408.4457 | 1408.3048 | 1408.164 | 1408.0232 | 1407.8824 | 1407.7416 | 1407.6008 | 1407.46 | 1407.3193 | 1407.1786 | 1407.0378
Step Change_OCGT | OCGT | Step Change | $/kW | 1411.1244 | 1410.9833 | 1410.8422 | 1410.7011 | 1410.56 | 1410.419 | 1410.2779 | 1410.1369 | 1409.9959 | 1409.8549 | 1409.7139 | 1409.5729 | 1409.432 | 1409.291 | 1409.1501 | 1409.0092 | 1408.8683 | 1408.7274 | 1408.5865 | 1408.4457 | 1408.3048 | 1408.164 | 1408.0232 | 1407.8824 | 1407.7416 | 1407.6008 | 1407.46 | 1407.3193 | 1407.1786 | 1407.0378
| Cost Trajectory | Scenario | Cost | 2020-21 | 2021-22 | 2022-23 | 2023-24 | 2024-25 | 2025-26 | 2026-27 | 2027-28 | 2028-29 | 2029-30 | 2030-31 | 2031-32 | 2032-33 | 2033-34 | 2034-35 | 2035-36 | 2036-37 | 2037-38 | 2038-39 | 2039-40 | 2040-41 | 2041-42 | 2042-43 | 2043-44 | 2044-45 | 2045-46 | 2046-47 | 2047-48 | 2048-49 | 2049-50
Central-CSIRO 2020_Battery storage (2hrs storage) | Battery storage (2hrs storage) | Central-CSIRO 2020 | $/kW | 1152.116 | 1125.7421 | 1113.892 | 1097.7498 | 1021.778 | 891.7251 | 776.5702 | 695.4065 | 643.7017 | 613.6433 | 539.8933 | 538.1569 | 536.696 | 535.0811 | 533.7393 | 532.276 | 531.0658 | 529.7503 | 528.6841 | 527.6459 | 526.8245 | 526.4214 | 526.0604 | 525.2486 | 524.6235 | 524.121 | 523.7135 | 523.4057 | 523.1382 | 522.9316
High VRE-CSIRO 2020_Battery storage (2hrs storage) | Battery storage (2hrs storage) | High VRE-CSIRO 2020 | $/kW | 1101.5027 | 1026.6109 | 988.1438 | 875.4009 | 776.2064 | 711.5886 | 666.4088 | 631.8905 | 605.1278 | 587.9785 | 537.6191 | 535.8478 | 534.4927 | 532.8926 | 531.5688 | 530.1025 | 528.986 | 527.8261 | 526.9096 | 525.9365 | 525.1937 | 524.9087 | 524.6399 | 524.1903 | 523.8148 | 523.5417 | 523.2991 | 523.1006 | 522.9205 | 522.7973
Slow Change_Battery storage (2hrs storage) | Battery storage (2hrs storage) | Slow Change | $/kW | 1152.116 | 1125.7421 | 1113.892 | 1097.7498 | 1021.778 | 891.7251 | 776.5702 | 695.4065 | 643.7017 | 613.6433 | 539.8933 | 538.1569 | 536.696 | 535.0811 | 533.7393 | 532.276 | 531.0658 | 529.7503 | 528.6841 | 527.6459 | 526.8245 | 526.4214 | 526.0604 | 525.2486 | 524.6235 | 524.121 | 523.7135 | 523.4057 | 523.1382 | 522.9316
Central_Battery storage (2hrs storage) | Battery storage (2hrs storage) | Central | $/kW | 1152.116 | 1125.7421 | 1113.892 | 1097.7498 | 1021.778 | 891.7251 | 776.5702 | 695.4065 | 643.7017 | 613.6433 | 539.8933 | 538.1569 | 536.696 | 535.0811 | 533.7393 | 532.276 | 531.0658 | 529.7503 | 528.6841 | 527.6459 | 526.8245 | 526.4214 | 526.0604 | 525.2486 | 524.6235 | 524.121 | 523.7135 | 523.4057 | 523.1382 | 522.9316
Fast Change_Battery storage (2hrs storage) | Battery storage (2hrs storage) | Fast Change | $/kW | 1101.5027 | 1026.6109 | 988.1438 | 875.4009 | 776.2064 | 711.5886 | 666.4088 | 631.8905 | 605.1278 | 587.9785 | 537.6191 | 535.8478 | 534.4927 | 532.8926 | 531.5688 | 530.1025 | 528.986 | 527.8261 | 526.9096 | 525.9365 | 525.1937 | 524.9087 | 524.6399 | 524.1903 | 523.8148 | 523.5417 | 523.2991 | 523.1006 | 522.9205 | 522.7973
High DER_Battery storage (2hrs storage) | Battery storage (2hrs storage) | High DER | $/kW | 1152.116 | 1125.7421 | 1113.892 | 1097.7498 | 1021.778 | 891.7251 | 776.5702 | 695.4065 | 643.7017 | 613.6433 | 539.8933 | 538.1569 | 536.696 | 535.0811 | 533.7393 | 532.276 | 531.0658 | 529.7503 | 528.6841 | 527.6459 | 526.8245 | 526.4214 | 526.0604 | 525.2486 | 524.6235 | 524.121 | 523.7135 | 523.4057 | 523.1382 | 522.9316
Step Change_Battery storage (2hrs storage) | Battery storage (2hrs storage) | Step Change | $/kW | 1101.5027 | 1026.6109 | 927.6025 | 828.5941 | 729.5857 | 630.5772 | 531.5688 | 530.1025 | 528.986 | 527.8261 | 526.9096 | 525.9365 | 525.1937 | 524.9087 | 524.6399 | 524.1903 | 523.8148 | 523.5417 | 523.2991 | 523.1006 | 522.9205 | 522.7973 | 522.7973 | 522.7973 | 522.7973 | 522.7973 | 522.7973 | 522.7973 | 522.7973 | 522.7973
| Cost Trajectory | Scenario | Cost | 2020-21 | 2021-22 | 2022-23 | 2023-24 | 2024-25 | 2025-26 | 2026-27 | 2027-28 | 2028-29 | 2029-30 | 2030-31 | 2031-32 | 2032-33 | 2033-34 | 2034-35 | 2035-36 | 2036-37 | 2037-38 | 2038-39 | 2039-40 | 2040-41 | 2041-42 | 2042-43 | 2043-44 | 2044-45 | 2045-46 | 2046-47 | 2047-48 | 2048-49 | 2049-50
Central-CSIRO 2020_Battery storage (4hrs storage) | Battery storage (4hrs storage) | Central-CSIRO 2020 | $/kW | 1798.994 | 1751.3632 | 1729.9554 | 1700.7938 | 1563.5468 | 1328.5994 | 1120.5661 | 973.9396 | 880.5322 | 826.2302 | 692.997 | 689.8602 | 687.221 | 684.3036 | 681.8795 | 679.236 | 677.0497 | 674.6731 | 672.7471 | 670.8716 | 669.3876 | 668.6594 | 668.0072 | 666.5407 | 665.4114 | 664.5036 | 663.7673 | 663.2114 | 662.7281 | 662.3548
High VRE-CSIRO 2020_Battery storage (4hrs storage) | Battery storage (4hrs storage) | High VRE-CSIRO 2020 | $/kW | 1707.5585 | 1572.2776 | 1502.7849 | 1299.1089 | 1119.9089 | 1003.1735 | 921.5538 | 859.1948 | 810.8465 | 779.8654 | 688.8886 | 685.6886 | 683.2406 | 680.3499 | 677.9584 | 675.3094 | 673.2925 | 671.197 | 669.5413 | 667.7834 | 666.4414 | 665.9266 | 665.4409 | 664.6287 | 663.9504 | 663.457 | 663.0187 | 662.6602 | 662.3349 | 662.1122
Slow Change_Battery storage (4hrs storage) | Battery storage (4hrs storage) | Slow Change | $/kW | 1798.994 | 1751.3632 | 1729.9554 | 1700.7938 | 1563.5468 | 1328.5994 | 1120.5661 | 973.9396 | 880.5322 | 826.2302 | 692.997 | 689.8602 | 687.221 | 684.3036 | 681.8795 | 679.236 | 677.0497 | 674.6731 | 672.7471 | 670.8716 | 669.3876 | 668.6594 | 668.0072 | 666.5407 | 665.4114 | 664.5036 | 663.7673 | 663.2114 | 662.7281 | 662.3548
Central_Battery storage (4hrs storage) | Battery storage (4hrs storage) | Central | $/kW | 1798.994 | 1751.3632 | 1729.9554 | 1700.7938 | 1563.5468 | 1328.5994 | 1120.5661 | 973.9396 | 880.5322 | 826.2302 | 692.997 | 689.8602 | 687.221 | 684.3036 | 681.8795 | 679.236 | 677.0497 | 674.6731 | 672.7471 | 670.8716 | 669.3876 | 668.6594 | 668.0072 | 666.5407 | 665.4114 | 664.5036 | 663.7673 | 663.2114 | 662.7281 | 662.3548
Fast Change_Battery storage (4hrs storage) | Battery storage (4hrs storage) | Fast Change | $/kW | 1707.5585 | 1572.2776 | 1502.7849 | 1299.1089 | 1119.9089 | 1003.1735 | 921.5538 | 859.1948 | 810.8465 | 779.8654 | 688.8886 | 685.6886 | 683.2406 | 680.3499 | 677.9584 | 675.3094 | 673.2925 | 671.197 | 669.5413 | 667.7834 | 666.4414 | 665.9266 | 665.4409 | 664.6287 | 663.9504 | 663.457 | 663.0187 | 662.6602 | 662.3349 | 662.1122
High DER_Battery storage (4hrs storage) | Battery storage (4hrs storage) | High DER | $/kW | 1798.994 | 1751.3632 | 1729.9554 | 1700.7938 | 1563.5468 | 1328.5994 | 1120.5661 | 973.9396 | 880.5322 | 826.2302 | 692.997 | 689.8602 | 687.221 | 684.3036 | 681.8795 | 679.236 | 677.0497 | 674.6731 | 672.7471 | 670.8716 | 669.3876 | 668.6594 | 668.0072 | 666.5407 | 665.4114 | 664.5036 | 663.7673 | 663.2114 | 662.7281 | 662.3548
Step Change_Battery storage (4hrs storage) | Battery storage (4hrs storage) | Step Change | $/kW | 1707.5585 | 1572.2776 | 1393.4138 | 1214.5499 | 1035.6861 | 856.8223 | 677.9584 | 675.3094 | 673.2925 | 671.197 | 669.5413 | 667.7834 | 666.4414 | 665.9266 | 665.4409 | 664.6287 | 663.9504 | 663.457 | 663.0187 | 662.6602 | 662.3349 | 662.1122 | 662.1122 | 662.1122 | 662.1122 | 662.1122 | 662.1122 | 662.1122 | 662.1122 | 662.1122
| Cost Trajectory | Scenario | Cost | 2020-21 | 2021-22 | 2022-23 | 2023-24 | 2024-25 | 2025-26 | 2026-27 | 2027-28 | 2028-29 | 2029-30 | 2030-31 | 2031-32 | 2032-33 | 2033-34 | 2034-35 | 2035-36 | 2036-37 | 2037-38 | 2038-39 | 2039-40 | 2040-41 | 2041-42 | 2042-43 | 2043-44 | 2044-45 | 2045-46 | 2046-47 | 2047-48 | 2048-49 | 2049-50
Central-CSIRO 2020_Wind | Wind | Central-CSIRO 2020 | $/kW | 1744.6834 | 1722.8217 | 1708.9531 | 1695.9234 | 1683.6163 | 1670.806 | 1658.8927 | 1646.1327 | 1633.6075 | 1620.5018 | 1602.7153 | 1592.9199 | 1583.9251 | 1571.6335 | 1559.4717 | 1544.7403 | 1533.5198 | 1522.4246 | 1514.1234 | 1505.9272 | 1489.3937 | 1478.7114 | 1468.1541 | 1460.459 | 1452.5431 | 1444.7328 | 1437.0275 | 1429.7476 | 1422.3147 | 1414.3513
High VRE-CSIRO 2020_Wind | Wind | High VRE-CSIRO 2020 | $/kW | 1751.1766 | 1731.3861 | 1715.3507 | 1700.5697 | 1686.8333 | 1673.9779 | 1661.8736 | 1650.4163 | 1638.2112 | 1625.323 | 1605.4409 | 1591.5599 | 1578.33 | 1564.2355 | 1551.2128 | 1537.7988 | 1525.6673 | 1513.9219 | 1502.9817 | 1491.7006 | 1469.4462 | 1451.9007 | 1434.4755 | 1422.3641 | 1410.8636 | 1399.8759 | 1389.715 | 1379.9345 | 1370.7475 | 1361.175
Slow Change_Wind | Wind | Slow Change | $/kW | 1744.6834 | 1722.8217 | 1720.8405 | 1718.8592 | 1716.878 | 1714.8968 | 1712.9156 | 1710.9344 | 1708.9531 | 1695.9234 | 1683.6163 | 1670.806 | 1658.8927 | 1646.1327 | 1633.6075 | 1620.5018 | 1602.7153 | 1592.9199 | 1583.9251 | 1571.6335 | 1559.4717 | 1544.7403 | 1533.5198 | 1522.4246 | 1514.1234 | 1505.9272 | 1489.3937 | 1478.7114 | 1468.1541 | 1460.459
Central_Wind | Wind | Central | $/kW | 1744.6834 | 1722.8217 | 1708.9531 | 1695.9234 | 1683.6163 | 1670.806 | 1658.8927 | 1646.1327 | 1633.6075 | 1620.5018 | 1602.7153 | 1592.9199 | 1583.9251 | 1571.6335 | 1559.4717 | 1544.7403 | 1533.5198 | 1522.4246 | 1514.1234 | 1505.9272 | 1489.3937 | 1478.7114 | 1468.1541 | 1460.459 | 1452.5431 | 1444.7328 | 1437.0275 | 1429.7476 | 1422.3147 | 1414.3513
Fast Change_Wind | Wind | Fast Change | $/kW | 1751.1766 | 1731.3861 | 1715.3507 | 1700.5697 | 1686.8333 | 1673.9779 | 1661.8736 | 1650.4163 | 1638.2112 | 1625.323 | 1605.4409 | 1591.5599 | 1578.33 | 1564.2355 | 1551.2128 | 1537.7988 | 1525.6673 | 1513.9219 | 1502.9817 | 1491.7006 | 1469.4462 | 1451.9007 | 1434.4755 | 1422.3641 | 1410.8636 | 1399.8759 | 1389.715 | 1379.9345 | 1370.7475 | 1361.175
High DER_Wind | Wind | High DER | $/kW | 1744.6834 | 1722.8217 | 1708.9531 | 1695.9234 | 1683.6163 | 1670.806 | 1658.8927 | 1646.1327 | 1633.6075 | 1620.5018 | 1602.7153 | 1592.9199 | 1583.9251 | 1571.6335 | 1559.4717 | 1544.7403 | 1533.5198 | 1522.4246 | 1514.1234 | 1505.9272 | 1489.3937 | 1478.7114 | 1468.1541 | 1460.459 | 1452.5431 | 1444.7328 | 1437.0275 | 1429.7476 | 1422.3147 | 1414.3513
Step Change_Wind | Wind | Step Change | $/kW | 1751.1766 | 1731.3861 | 1695.3514 | 1659.3168 | 1623.2821 | 1587.2475 | 1551.2128 | 1537.7988 | 1525.6673 | 1513.9219 | 1502.9817 | 1491.7006 | 1469.4462 | 1451.9007 | 1434.4755 | 1422.3641 | 1410.8636 | 1399.8759 | 1389.715 | 1379.9345 | 1370.7475 | 1361.175 | 1361.175 | 1361.175 | 1361.175 | 1361.175 | 1361.175 | 1361.175 | 1361.175 | 1361.175
| Cost Trajectory | Scenario | Cost | 2020-21 | 2021-22 | 2022-23 | 2023-24 | 2024-25 | 2025-26 | 2026-27 | 2027-28 | 2028-29 | 2029-30 | 2030-31 | 2031-32 | 2032-33 | 2033-34 | 2034-35 | 2035-36 | 2036-37 | 2037-38 | 2038-39 | 2039-40 | 2040-41 | 2041-42 | 2042-43 | 2043-44 | 2044-45 | 2045-46 | 2046-47 | 2047-48 | 2048-49 | 2049-50
Central-CSIRO 2020_Wind - offshore | Wind - offshore | Central-CSIRO 2020 | $/kW | 6041.5396 | 6017.859 | 5994.1784 | 5977.6091 | 5977.6091 | 5977.6091 | 5977.6091 | 5966.0719 | 5922.4061 | 5840.0891 | 5736.4543 | 5664.9481 | 5632.093 | 5632.093 | 5632.093 | 5632.093 | 5632.093 | 5615.6609 | 5599.2287 | 5562.7014 | 5542.6062 | 5522.511 | 5522.511 | 5515.1551 | 5502.0156 | 5464.8524 | 5421.5102 | 5370.1073 | 5332.9616 | 5298.9725
High VRE-CSIRO 2020_Wind - offshore | Wind - offshore | High VRE-CSIRO 2020 | $/kW | 6041.5396 | 6017.859 | 5994.1784 | 5977.6091 | 5967.0124 | 5940.7553 | 5898.6598 | 5849.8429 | 5779.2305 | 5695.0592 | 5606.4375 | 5523.9211 | 5447.0927 | 5376.1863 | 5325.3007 | 5289.6284 | 5263.2015 | 5238.4872 | 5207.8042 | 5171.7024 | 5135.0804 | 5104.2663 | 5078.0015 | 5055.3674 | 5035.6777 | 5018.4092 | 5003.156 | 4989.5981 | 4977.48 | 4966.595
Slow Change_Wind - offshore | Wind - offshore | Slow Change | $/kW | 6041.5396 | 6017.859 | 6014.476 | 6011.0931 | 6007.7102 | 6004.3272 | 6000.9443 | 5997.5613 | 5994.1784 | 5977.6091 | 5977.6091 | 5977.6091 | 5977.6091 | 5966.0719 | 5922.4061 | 5840.0891 | 5736.4543 | 5664.9481 | 5632.093 | 5632.093 | 5632.093 | 5632.093 | 5632.093 | 5615.6609 | 5599.2287 | 5562.7014 | 5542.6062 | 5522.511 | 5522.511 | 5515.1551
Central_Wind - offshore | Wind - offshore | Central | $/kW | 6041.5396 | 6017.859 | 5994.1784 | 5977.6091 | 5977.6091 | 5977.6091 | 5977.6091 | 5966.0719 | 5922.4061 | 5840.0891 | 5736.4543 | 5664.9481 | 5632.093 | 5632.093 | 5632.093 | 5632.093 | 5632.093 | 5615.6609 | 5599.2287 | 5562.7014 | 5542.6062 | 5522.511 | 5522.511 | 5515.1551 | 5502.0156 | 5464.8524 | 5421.5102 | 5370.1073 | 5332.9616 | 5298.9725
Fast Change_Wind - offshore | Wind - offshore | Fast Change | $/kW | 6041.5396 | 6017.859 | 5994.1784 | 5977.6091 | 5967.0124 | 5940.7553 | 5898.6598 | 5849.8429 | 5779.2305 | 5695.0592 | 5606.4375 | 5523.9211 | 5447.0927 | 5376.1863 | 5325.3007 | 5289.6284 | 5263.2015 | 5238.4872 | 5207.8042 | 5171.7024 | 5135.0804 | 5104.2663 | 5078.0015 | 5055.3674 | 5035.6777 | 5018.4092 | 5003.156 | 4989.5981 | 4977.48 | 4966.595
High DER_Wind - offshore | Wind - offshore | High DER | $/kW | 6041.5396 | 6017.859 | 5994.1784 | 5977.6091 | 5977.6091 | 5977.6091 | 5977.6091 | 5966.0719 | 5922.4061 | 5840.0891 | 5736.4543 | 5664.9481 | 5632.093 | 5632.093 | 5632.093 | 5632.093 | 5632.093 | 5615.6609 | 5599.2287 | 5562.7014 | 5542.6062 | 5522.511 | 5522.511 | 5515.1551 | 5502.0156 | 5464.8524 | 5421.5102 | 5370.1073 | 5332.9616 | 5298.9725
Step Change_Wind - offshore | Wind - offshore | Step Change | $/kW | 6041.5396 | 6017.859 | 5879.3473 | 5740.8357 | 5602.324 | 5463.8124 | 5325.3007 | 5289.6284 | 5263.2015 | 5238.4872 | 5207.8042 | 5171.7024 | 5135.0804 | 5104.2663 | 5078.0015 | 5055.3674 | 5035.6777 | 5018.4092 | 5003.156 | 4989.5981 | 4977.48 | 4966.595 | 4966.595 | 4966.595 | 4966.595 | 4966.595 | 4966.595 | 4966.595 | 4966.595 | 4966.595
| Cost Trajectory | Scenario | Cost | 2020-21 | 2021-22 | 2022-23 | 2023-24 | 2024-25 | 2025-26 | 2026-27 | 2027-28 | 2028-29 | 2029-30 | 2030-31 | 2031-32 | 2032-33 | 2033-34 | 2034-35 | 2035-36 | 2036-37 | 2037-38 | 2038-39 | 2039-40 | 2040-41 | 2041-42 | 2042-43 | 2043-44 | 2044-45 | 2045-46 | 2046-47 | 2047-48 | 2048-49 | 2049-50
Central-CSIRO 2020_Large scale Solar PV | Large scale Solar PV | Central-CSIRO 2020 | $/kW | 1280.0962 | 1145.6995 | 1056.4273 | 1015.6117 | 980.756 | 950.6897 | 923.1959 | 897.8031 | 874.4966 | 850.7914 | 826.5119 | 804.7983 | 785.109 | 768.1515 | 751.8702 | 728.5732 | 709.7468 | 690.112 | 681.2514 | 671.0728 | 663.0502 | 655.2141 | 644.9138 | 631.5004 | 615.1739 | 598.7282 | 585.8657 | 576.1987 | 568.3737 | 561.3098
High VRE-CSIRO 2020_Large scale Solar PV | Large scale Solar PV | High VRE-CSIRO 2020 | $/kW | 1284.3411 | 1171.6097 | 1096.1805 | 1014.5064 | 939.1319 | 894.3879 | 865.8174 | 840.425 | 816.236 | 796.133 | 775.9401 | 762.7874 | 752.1289 | 742.2695 | 718.7056 | 695.174 | 663.042 | 644.7839 | 618.2945 | 603.9235 | 588.1365 | 579.5687 | 571.6939 | 562.4427 | 555.2192 | 546.0692 | 538.8392 | 531.2018 | 525.092 | 516.3525
Slow Change_Large scale Solar PV | Large scale Solar PV | Slow Change | $/kW | 1280.0962 | 1145.6995 | 1132.9463 | 1120.1931 | 1107.44 | 1094.6868 | 1081.9337 | 1069.1805 | 1056.4273 | 1015.6117 | 980.756 | 950.6897 | 923.1959 | 897.8031 | 874.4966 | 850.7914 | 826.5119 | 804.7983 | 785.109 | 768.1515 | 751.8702 | 728.5732 | 709.7468 | 690.112 | 681.2514 | 671.0728 | 663.0502 | 655.2141 | 644.9138 | 631.5004
Central_Large scale Solar PV | Large scale Solar PV | Central | $/kW | 1280.0962 | 1145.6995 | 1056.4273 | 1015.6117 | 980.756 | 950.6897 | 923.1959 | 897.8031 | 874.4966 | 850.7914 | 826.5119 | 804.7983 | 785.109 | 768.1515 | 751.8702 | 728.5732 | 709.7468 | 690.112 | 681.2514 | 671.0728 | 663.0502 | 655.2141 | 644.9138 | 631.5004 | 615.1739 | 598.7282 | 585.8657 | 576.1987 | 568.3737 | 561.3098
Fast Change_Large scale Solar PV | Large scale Solar PV | Fast Change | $/kW | 1284.3411 | 1171.6097 | 1096.1805 | 1014.5064 | 939.1319 | 894.3879 | 865.8174 | 840.425 | 816.236 | 796.133 | 775.9401 | 762.7874 | 752.1289 | 742.2695 | 718.7056 | 695.174 | 663.042 | 644.7839 | 618.2945 | 603.9235 | 588.1365 | 579.5687 | 571.6939 | 562.4427 | 555.2192 | 546.0692 | 538.8392 | 531.2018 | 525.092 | 516.3525
High DER_Large scale Solar PV | Large scale Solar PV | High DER | $/kW | 1280.0962 | 1145.6995 | 1056.4273 | 1015.6117 | 980.756 | 950.6897 | 923.1959 | 897.8031 | 874.4966 | 850.7914 | 826.5119 | 804.7983 | 785.109 | 768.1515 | 751.8702 | 728.5732 | 709.7468 | 690.112 | 681.2514 | 671.0728 | 663.0502 | 655.2141 | 644.9138 | 631.5004 | 615.1739 | 598.7282 | 585.8657 | 576.1987 | 568.3737 | 561.3098
Step Change_Large scale Solar PV | Large scale Solar PV | Step Change | $/kW | 1284.3411 | 1171.6097 | 1081.0289 | 990.4481 | 899.8673 | 809.2864 | 718.7056 | 695.174 | 663.042 | 644.7839 | 618.2945 | 603.9235 | 588.1365 | 579.5687 | 571.6939 | 562.4427 | 555.2192 | 546.0692 | 538.8392 | 531.2018 | 525.092 | 516.3525 | 516.3525 | 516.3525 | 516.3525 | 516.3525 | 516.3525 | 516.3525 | 516.3525 | 516.3525
| Cost Trajectory | Scenario | Cost | 2020-21 | 2021-22 | 2022-23 | 2023-24 | 2024-25 | 2025-26 | 2026-27 | 2027-28 | 2028-29 | 2029-30 | 2030-31 | 2031-32 | 2032-33 | 2033-34 | 2034-35 | 2035-36 | 2036-37 | 2037-38 | 2038-39 | 2039-40 | 2040-41 | 2041-42 | 2042-43 | 2043-44 | 2044-45 | 2045-46 | 2046-47 | 2047-48 | 2048-49 | 2049-50
Entura 2018 (modified as noted)_Pumped Hydro (6hrs storage) | Pumped Hydro (6hrs storage) | Entura 2018 (modified as noted) | $/kW | 2314.1796 | 2311.005 | 2307.8355 | 2304.6711 | 2301.5117 | 2298.3574 | 2295.2081 | 2292.0638 | 2288.9246 | 2285.7905 | 2282.6613 | 2279.5371 | 2276.418 | 2273.3038 | 2270.1946 | 2267.0904 | 2263.9911 | 2260.8968 | 2257.8075 | 2254.7231 | 2251.6436 | 2248.5691 | 2245.4995 | 2242.4348 | 2239.375 | 2236.3201 | 2233.2701 | 2230.2249 | 2227.1846 | 2224.1492
Slow Change_Pumped Hydro (6hrs storage) | Pumped Hydro (6hrs storage) | Slow Change | $/kW | 2314.1796 | 2311.005 | 2307.8355 | 2304.6711 | 2301.5117 | 2298.3574 | 2295.2081 | 2292.0638 | 2288.9246 | 2285.7905 | 2282.6613 | 2279.5371 | 2276.418 | 2273.3038 | 2270.1946 | 2267.0904 | 2263.9911 | 2260.8968 | 2257.8075 | 2254.7231 | 2251.6436 | 2248.5691 | 2245.4995 | 2242.4348 | 2239.375 | 2236.3201 | 2233.2701 | 2230.2249 | 2227.1846 | 2224.1492
Central_Pumped Hydro (6hrs storage) | Pumped Hydro (6hrs storage) | Central | $/kW | 2314.1796 | 2311.005 | 2307.8355 | 2304.6711 | 2301.5117 | 2298.3574 | 2295.2081 | 2292.0638 | 2288.9246 | 2285.7905 | 2282.6613 | 2279.5371 | 2276.418 | 2273.3038 | 2270.1946 | 2267.0904 | 2263.9911 | 2260.8968 | 2257.8075 | 2254.7231 | 2251.6436 | 2248.5691 | 2245.4995 | 2242.4348 | 2239.375 | 2236.3201 | 2233.2701 | 2230.2249 | 2227.1846 | 2224.1492
Fast Change_Pumped Hydro (6hrs storage) | Pumped Hydro (6hrs storage) | Fast Change | $/kW | 2314.1796 | 2311.005 | 2307.8355 | 2304.6711 | 2301.5117 | 2298.3574 | 2295.2081 | 2292.0638 | 2288.9246 | 2285.7905 | 2282.6613 | 2279.5371 | 2276.418 | 2273.3038 | 2270.1946 | 2267.0904 | 2263.9911 | 2260.8968 | 2257.8075 | 2254.7231 | 2251.6436 | 2248.5691 | 2245.4995 | 2242.4348 | 2239.375 | 2236.3201 | 2233.2701 | 2230.2249 | 2227.1846 | 2224.1492
High DER_Pumped Hydro (6hrs storage) | Pumped Hydro (6hrs storage) | High DER | $/kW | 2314.1796 | 2311.005 | 2307.8355 | 2304.6711 | 2301.5117 | 2298.3574 | 2295.2081 | 2292.0638 | 2288.9246 | 2285.7905 | 2282.6613 | 2279.5371 | 2276.418 | 2273.3038 | 2270.1946 | 2267.0904 | 2263.9911 | 2260.8968 | 2257.8075 | 2254.7231 | 2251.6436 | 2248.5691 | 2245.4995 | 2242.4348 | 2239.375 | 2236.3201 | 2233.2701 | 2230.2249 | 2227.1846 | 2224.1492
Step Change_Pumped Hydro (6hrs storage) | Pumped Hydro (6hrs storage) | Step Change | $/kW | 2314.1796 | 2311.005 | 2307.8355 | 2304.6711 | 2301.5117 | 2298.3574 | 2295.2081 | 2292.0638 | 2288.9246 | 2285.7905 | 2282.6613 | 2279.5371 | 2276.418 | 2273.3038 | 2270.1946 | 2267.0904 | 2263.9911 | 2260.8968 | 2257.8075 | 2254.7231 | 2251.6436 | 2248.5691 | 2245.4995 | 2242.4348 | 2239.375 | 2236.3201 | 2233.2701 | 2230.2249 | 2227.1846 | 2224.1492
| Cost Trajectory | Scenario | Cost | 2020-21 | 2021-22 | 2022-23 | 2023-24 | 2024-25 | 2025-26 | 2026-27 | 2027-28 | 2028-29 | 2029-30 | 2030-31 | 2031-32 | 2032-33 | 2033-34 | 2034-35 | 2035-36 | 2036-37 | 2037-38 | 2038-39 | 2039-40 | 2040-41 | 2041-42 | 2042-43 | 2043-44 | 2044-45 | 2045-46 | 2046-47 | 2047-48 | 2048-49 | 2049-50
Entura 2018 (modified as noted)_Pumped Hydro (12hrs storage) | Pumped Hydro (12hrs storage) | Entura 2018 (modified as noted) | $/kW | 2647.8097 | 2644.1774 | 2640.551 | 2636.9303 | 2633.3155 | 2629.7064 | 2626.1031 | 2622.5056 | 2618.9138 | 2615.3277 | 2611.7474 | 2608.1729 | 2604.604 | 2601.0409 | 2597.4835 | 2593.9317 | 2590.3856 | 2586.8453 | 2583.3105 | 2579.7815 | 2576.258 | 2572.7403 | 2569.2281 | 2565.7216 | 2562.2206 | 2558.7253 | 2555.2356 | 2551.7514 | 2548.2729 | 2544.7999
Slow Change_Pumped Hydro (12hrs storage) | Pumped Hydro (12hrs storage) | Slow Change | $/kW | 2647.8097 | 2644.1774 | 2640.551 | 2636.9303 | 2633.3155 | 2629.7064 | 2626.1031 | 2622.5056 | 2618.9138 | 2615.3277 | 2611.7474 | 2608.1729 | 2604.604 | 2601.0409 | 2597.4835 | 2593.9317 | 2590.3856 | 2586.8453 | 2583.3105 | 2579.7815 | 2576.258 | 2572.7403 | 2569.2281 | 2565.7216 | 2562.2206 | 2558.7253 | 2555.2356 | 2551.7514 | 2548.2729 | 2544.7999
Central_Pumped Hydro (12hrs storage) | Pumped Hydro (12hrs storage) | Central | $/kW | 2647.8097 | 2644.1774 | 2640.551 | 2636.9303 | 2633.3155 | 2629.7064 | 2626.1031 | 2622.5056 | 2618.9138 | 2615.3277 | 2611.7474 | 2608.1729 | 2604.604 | 2601.0409 | 2597.4835 | 2593.9317 | 2590.3856 | 2586.8453 | 2583.3105 | 2579.7815 | 2576.258 | 2572.7403 | 2569.2281 | 2565.7216 | 2562.2206 | 2558.7253 | 2555.2356 | 2551.7514 | 2548.2729 | 2544.7999
Fast Change_Pumped Hydro (12hrs storage) | Pumped Hydro (12hrs storage) | Fast Change | $/kW | 2647.8097 | 2644.1774 | 2640.551 | 2636.9303 | 2633.3155 | 2629.7064 | 2626.1031 | 2622.5056 | 2618.9138 | 2615.3277 | 2611.7474 | 2608.1729 | 2604.604 | 2601.0409 | 2597.4835 | 2593.9317 | 2590.3856 | 2586.8453 | 2583.3105 | 2579.7815 | 2576.258 | 2572.7403 | 2569.2281 | 2565.7216 | 2562.2206 | 2558.7253 | 2555.2356 | 2551.7514 | 2548.2729 | 2544.7999
High DER_Pumped Hydro (12hrs storage) | Pumped Hydro (12hrs storage) | High DER | $/kW | 2647.8097 | 2644.1774 | 2640.551 | 2636.9303 | 2633.3155 | 2629.7064 | 2626.1031 | 2622.5056 | 2618.9138 | 2615.3277 | 2611.7474 | 2608.1729 | 2604.604 | 2601.0409 | 2597.4835 | 2593.9317 | 2590.3856 | 2586.8453 | 2583.3105 | 2579.7815 | 2576.258 | 2572.7403 | 2569.2281 | 2565.7216 | 2562.2206 | 2558.7253 | 2555.2356 | 2551.7514 | 2548.2729 | 2544.7999
Step Change_Pumped Hydro (12hrs storage) | Pumped Hydro (12hrs storage) | Step Change | $/kW | 2647.8097 | 2644.1774 | 2640.551 | 2636.9303 | 2633.3155 | 2629.7064 | 2626.1031 | 2622.5056 | 2618.9138 | 2615.3277 | 2611.7474 | 2608.1729 | 2604.604 | 2601.0409 | 2597.4835 | 2593.9317 | 2590.3856 | 2586.8453 | 2583.3105 | 2579.7815 | 2576.258 | 2572.7403 | 2569.2281 | 2565.7216 | 2562.2206 | 2558.7253 | 2555.2356 | 2551.7514 | 2548.2729 | 2544.7999
| Cost Trajectory | Scenario | Cost | 2020-21 | 2021-22 | 2022-23 | 2023-24 | 2024-25 | 2025-26 | 2026-27 | 2027-28 | 2028-29 | 2029-30 | 2030-31 | 2031-32 | 2032-33 | 2033-34 | 2034-35 | 2035-36 | 2036-37 | 2037-38 | 2038-39 | 2039-40 | 2040-41 | 2041-42 | 2042-43 | 2043-44 | 2044-45 | 2045-46 | 2046-47 | 2047-48 | 2048-49 | 2049-50
Entura 2018 (modified as noted)_Pumped Hydro (24hrs storage) | Pumped Hydro (24hrs storage) | Entura 2018 (modified as noted) | $/kW | 3403.0269 | 3398.3586 | 3393.6978 | 3389.0445 | 3384.3986 | 3379.7601 | 3375.1291 | 3370.5054 | 3365.8892 | 3361.2803 | 3356.6788 | 3352.0847 | 3347.498 | 3342.9185 | 3338.3464 | 3333.7816 | 3329.2242 | 3324.674 | 3320.1311 | 3315.5954 | 3311.067 | 3306.5459 | 3302.032 | 3297.5253 | 3293.0258 | 3288.5336 | 3284.0485 | 3279.5706 | 3275.0998 | 3270.6362
Slow Change_Pumped Hydro (24hrs storage) | Pumped Hydro (24hrs storage) | Slow Change | $/kW | 3403.0269 | 3398.3586 | 3393.6978 | 3389.0445 | 3384.3986 | 3379.7601 | 3375.1291 | 3370.5054 | 3365.8892 | 3361.2803 | 3356.6788 | 3352.0847 | 3347.498 | 3342.9185 | 3338.3464 | 3333.7816 | 3329.2242 | 3324.674 | 3320.1311 | 3315.5954 | 3311.067 | 3306.5459 | 3302.032 | 3297.5253 | 3293.0258 | 3288.5336 | 3284.0485 | 3279.5706 | 3275.0998 | 3270.6362
Central_Pumped Hydro (24hrs storage) | Pumped Hydro (24hrs storage) | Central | $/kW | 3403.0269 | 3398.3586 | 3393.6978 | 3389.0445 | 3384.3986 | 3379.7601 | 3375.1291 | 3370.5054 | 3365.8892 | 3361.2803 | 3356.6788 | 3352.0847 | 3347.498 | 3342.9185 | 3338.3464 | 3333.7816 | 3329.2242 | 3324.674 | 3320.1311 | 3315.5954 | 3311.067 | 3306.5459 | 3302.032 | 3297.5253 | 3293.0258 | 3288.5336 | 3284.0485 | 3279.5706 | 3275.0998 | 3270.6362
Fast Change_Pumped Hydro (24hrs storage) | Pumped Hydro (24hrs storage) | Fast Change | $/kW | 3403.0269 | 3398.3586 | 3393.6978 | 3389.0445 | 3384.3986 | 3379.7601 | 3375.1291 | 3370.5054 | 3365.8892 | 3361.2803 | 3356.6788 | 3352.0847 | 3347.498 | 3342.9185 | 3338.3464 | 3333.7816 | 3329.2242 | 3324.674 | 3320.1311 | 3315.5954 | 3311.067 | 3306.5459 | 3302.032 | 3297.5253 | 3293.0258 | 3288.5336 | 3284.0485 | 3279.5706 | 3275.0998 | 3270.6362
High DER_Pumped Hydro (24hrs storage) | Pumped Hydro (24hrs storage) | High DER | $/kW | 3403.0269 | 3398.3586 | 3393.6978 | 3389.0445 | 3384.3986 | 3379.7601 | 3375.1291 | 3370.5054 | 3365.8892 | 3361.2803 | 3356.6788 | 3352.0847 | 3347.498 | 3342.9185 | 3338.3464 | 3333.7816 | 3329.2242 | 3324.674 | 3320.1311 | 3315.5954 | 3311.067 | 3306.5459 | 3302.032 | 3297.5253 | 3293.0258 | 3288.5336 | 3284.0485 | 3279.5706 | 3275.0998 | 3270.6362
Step Change_Pumped Hydro (24hrs storage) | Pumped Hydro (24hrs storage) | Step Change | $/kW | 3403.0269 | 3398.3586 | 3393.6978 | 3389.0445 | 3384.3986 | 3379.7601 | 3375.1291 | 3370.5054 | 3365.8892 | 3361.2803 | 3356.6788 | 3352.0847 | 3347.498 | 3342.9185 | 3338.3464 | 3333.7816 | 3329.2242 | 3324.674 | 3320.1311 | 3315.5954 | 3311.067 | 3306.5459 | 3302.032 | 3297.5253 | 3293.0258 | 3288.5336 | 3284.0485 | 3279.5706 | 3275.0998 | 3270.6362
| Cost Trajectory | Scenario | Cost | 2020-21 | 2021-22 | 2022-23 | 2023-24 | 2024-25 | 2025-26 | 2026-27 | 2027-28 | 2028-29 | 2029-30 | 2030-31 | 2031-32 | 2032-33 | 2033-34 | 2034-35 | 2035-36 | 2036-37 | 2037-38 | 2038-39 | 2039-40 | 2040-41 | 2041-42 | 2042-43 | 2043-44 | 2044-45 | 2045-46 | 2046-47 | 2047-48 | 2048-49 | 2049-50
Entura 2018 (modified as noted)_Pumped Hydro (48hrs storage) | Pumped Hydro (48hrs storage) | Entura 2018 (modified as noted) | $/kW | 5113.6394 | 5106.6245 | 5099.6208 | 5092.6283 | 5085.6471 | 5078.6769 | 5071.718 | 5064.7702 | 5057.8335 | 5050.9079 | 5043.9933 | 5037.0899 | 5030.1975 | 5023.3161 | 5016.4457 | 5009.5863 | 5002.7379 | 4995.9005 | 4989.074 | 4982.2584 | 4975.4537 | 4968.6599 | 4961.877 | 4955.1049 | 4948.3437 | 4941.5932 | 4934.8536 | 4928.1248 | 4921.4067 | 4914.6994
Slow Change_Pumped Hydro (48hrs storage) | Pumped Hydro (48hrs storage) | Slow Change | $/kW | 5113.6394 | 5106.6245 | 5099.6208 | 5092.6283 | 5085.6471 | 5078.6769 | 5071.718 | 5064.7702 | 5057.8335 | 5050.9079 | 5043.9933 | 5037.0899 | 5030.1975 | 5023.3161 | 5016.4457 | 5009.5863 | 5002.7379 | 4995.9005 | 4989.074 | 4982.2584 | 4975.4537 | 4968.6599 | 4961.877 | 4955.1049 | 4948.3437 | 4941.5932 | 4934.8536 | 4928.1248 | 4921.4067 | 4914.6994
Central_Pumped Hydro (48hrs storage) | Pumped Hydro (48hrs storage) | Central | $/kW | 5113.6394 | 5106.6245 | 5099.6208 | 5092.6283 | 5085.6471 | 5078.6769 | 5071.718 | 5064.7702 | 5057.8335 | 5050.9079 | 5043.9933 | 5037.0899 | 5030.1975 | 5023.3161 | 5016.4457 | 5009.5863 | 5002.7379 | 4995.9005 | 4989.074 | 4982.2584 | 4975.4537 | 4968.6599 | 4961.877 | 4955.1049 | 4948.3437 | 4941.5932 | 4934.8536 | 4928.1248 | 4921.4067 | 4914.6994
Fast Change_Pumped Hydro (48hrs storage) | Pumped Hydro (48hrs storage) | Fast Change | $/kW | 5113.6394 | 5106.6245 | 5099.6208 | 5092.6283 | 5085.6471 | 5078.6769 | 5071.718 | 5064.7702 | 5057.8335 | 5050.9079 | 5043.9933 | 5037.0899 | 5030.1975 | 5023.3161 | 5016.4457 | 5009.5863 | 5002.7379 | 4995.9005 | 4989.074 | 4982.2584 | 4975.4537 | 4968.6599 | 4961.877 | 4955.1049 | 4948.3437 | 4941.5932 | 4934.8536 | 4928.1248 | 4921.4067 | 4914.6994
High DER_Pumped Hydro (48hrs storage) | Pumped Hydro (48hrs storage) | High DER | $/kW | 5113.6394 | 5106.6245 | 5099.6208 | 5092.6283 | 5085.6471 | 5078.6769 | 5071.718 | 5064.7702 | 5057.8335 | 5050.9079 | 5043.9933 | 5037.0899 | 5030.1975 | 5023.3161 | 5016.4457 | 5009.5863 | 5002.7379 | 4995.9005 | 4989.074 | 4982.2584 | 4975.4537 | 4968.6599 | 4961.877 | 4955.1049 | 4948.3437 | 4941.5932 | 4934.8536 | 4928.1248 | 4921.4067 | 4914.6994
Step Change_Pumped Hydro (48hrs storage) | Pumped Hydro (48hrs storage) | Step Change | $/kW | 5113.6394 | 5106.6245 | 5099.6208 | 5092.6283 | 5085.6471 | 5078.6769 | 5071.718 | 5064.7702 | 5057.8335 | 5050.9079 | 5043.9933 | 5037.0899 | 5030.1975 | 5023.3161 | 5016.4457 | 5009.5863 | 5002.7379 | 4995.9005 | 4989.074 | 4982.2584 | 4975.4537 | 4968.6599 | 4961.877 | 4955.1049 | 4948.3437 | 4941.5932 | 4934.8536 | 4928.1248 | 4921.4067 | 4914.6994

## Regional Cost Factors
Go to Assumptions Summary
Regional Cost Factors
The Regional cost factors and technology cost for each of the cost components have been estimated by GHD to provide an indication of the variation in each cost component of the project costs between geographic regions.
Technology cost break down ratios are estimated from the technology cost for each of the cost components given by GHD.
The technology specific regional cost adjustment factors are calculated as the sum of the regional cost adjustment factors of each technology cost component, which is calculated by multiplying its share in total capital cost of the technology by the regional cost. factor.
CSIRO build costs projections for new entrants are overnight costs for construction in Melbourne. These regional cost factors are used to convert the Melbourne cost estimates to each region-specific cost estimate.
Refer to the REZ Sheet for the definition of each geographic area.
Regional cost factors
Region | Equipment costs | Fuel connection costs | Cost of land and development | Installation costs | O&M costs 1
Vic Low | 1 | 1 | 1 | 1 | 1
Vic Medium | 1.03 | 1.03 | 1 | 1.03 | 1.03
Vic High | 1.05 | 1.05 | 1 | 1.05 | 1.05
Qld Low | 1 | 1.05 | 1 | 1.1 | 1.07
Qld Medium | 1.05 | 1.16 | 1 | 1.27 | 1.2
Qld High | 1.1 | 1.27 | 1 | 1.44 | 1.34
NSW Low | 1 | 1.09 | 1 | 1.18 | 1.13
NSW Medium | 1.05 | 1.17 | 1 | 1.3 | 1.22
NSW High | 1.1 | 1.26 | 1 | 1.42 | 1.32
SA Low | 1 | 1.01 | 1 | 1.02 | 1.01
SA Medium | 1.05 | 1.11 | 1 | 1.17 | 1.13
SA High | 1.1 | 1.21 | 1 | 1.32 | 1.25
Tas Low | 1 | 1.04 | 1 | 1.07 | 1.05
Tas Medium | 1.05 | 1.11 | 1 | 1.18 | 1.14
Tas High | 1.1 | 1.19 | 1 | 1.29 | 1.23
1. New entry technology O&M costs are applied to fixed and variable operations and maintenance costs independent to capital costs.
Technology Cost breakdown ratios
Technology | Equipment costs | Fuel connection costs | Cost of land and development | Installation costs
CCGT | 85.07% | 0.01055% | 8.256% | 6.667%
OCGT | 85.77% | 0.01426% | 8.256% | 5.962%
Black Coal (supercritical PC) | 70.59% | 3.933% | 16.01% | 9.469%
Brown Coal (supercritical PC) | 72.6% | 0% | 16.67% | 10.73%
Battery storage (2hrs storage) | 70.65% | 0% | 6% | 23.35%
Battery storage (4hrs storage) | 70.65% | 0% | 6% | 23.35%
Biomass | 29.83% | 0% | 16.67% | 53.5%
Large scale Solar PV | 87.42% | 0% | 6% | 6.58%
Solar Thermal (8hrs Storage) | 83.44% | 0% | 5.648% | 10.91%
Wind | 82.13% | 0% | 3.382% | 14.49%
Wind - offshore | 77.29% | 0% | 3.382% | 19.32%
Technology Regional cost adjustment factors
| CCGT | OCGT | Black Coal (supercritical PC) | Brown Coal (supercritical PC) | Battery storage (2hrs storage) | Battery storage (4hrs storage) | Biomass | Large scale Solar PV | Solar Thermal (8hrs Storage) | Wind | Wind - offshore | Pumped Hydro (6hrs storage) | Pumped Hydro (12hrs storage) | Pumped Hydro (24hrs storage) | Pumped Hydro (48hrs storage)
Vic Low | 1 | 1 | 1 | 1 | 1 | 1 | 1 | 1 | 1 | 1 | 1
Vic Medium | 1.0275 | 1.0275 | 1.0252 | 1.025 | 1.0282 | 1.0282 | 1.025 | 1.0282 | 1.0283 | 1.029 | 1.029
Vic High | 1.0459 | 1.0459 | 1.042 | 1.0417 | 1.047 | 1.047 | 1.0417 | 1.047 | 1.0472 | 1.0483 | 1.0483
Qld Low | 1.0067 | 1.006 | 1.0114 | 1.0107 | 1.0234 | 1.0234 | 1.0535 | 1.0066 | 1.0109 | 1.0145 | 1.0193
Qld Medium | 1.0606 | 1.059 | 1.0672 | 1.0653 | 1.0984 | 1.0984 | 1.1594 | 1.0615 | 1.0712 | 1.0802 | 1.0908
Qld High | 1.1144 | 1.112 | 1.1229 | 1.1198 | 1.1734 | 1.1734 | 1.2652 | 1.1164 | 1.1315 | 1.1459 | 1.1623
NSW Low | 1.012 | 1.0107 | 1.0206 | 1.0193 | 1.042 | 1.042 | 1.0963 | 1.0118 | 1.0196 | 1.0261 | 1.0348
NSW Medium | 1.0626 | 1.0608 | 1.0704 | 1.0685 | 1.1054 | 1.1054 | 1.1754 | 1.0634 | 1.0745 | 1.0845 | 1.0966
NSW High | 1.1131 | 1.1108 | 1.1206 | 1.1177 | 1.1687 | 1.1687 | 1.2545 | 1.1151 | 1.1293 | 1.143 | 1.1585
SA Low | 1.0013 | 1.0012 | 1.0023 | 1.0021 | 1.0047 | 1.0047 | 1.0107 | 1.0013 | 1.0022 | 1.0029 | 1.0039
SA Medium | 1.0539 | 1.053 | 1.0557 | 1.0545 | 1.075 | 1.075 | 1.1059 | 1.0549 | 1.0603 | 1.0657 | 1.0715
SA High | 1.1064 | 1.1049 | 1.1091 | 1.1069 | 1.1454 | 1.1454 | 1.201 | 1.1085 | 1.1184 | 1.1285 | 1.1391
Tas Low | 1.0047 | 1.0042 | 1.0082 | 1.0075 | 1.0163 | 1.0163 | 1.0375 | 1.0046 | 1.0076 | 1.0101 | 1.0135
Tas Medium | 1.0545 | 1.0536 | 1.0567 | 1.0556 | 1.0774 | 1.0774 | 1.1112 | 1.0556 | 1.0614 | 1.0671 | 1.0734
Tas High | 1.1044 | 1.1031 | 1.1055 | 1.1037 | 1.1384 | 1.1384 | 1.185 | 1.1065 | 1.1151 | 1.1242 | 1.1333
VIC | [11 empty] | 1 | 1 | 1 | 1
QLD | [11 empty] | 1 | 1.0457 | 0.92606 | 0.87101
NSW | [11 empty] | 1.0315 | 1.0316 | 0.94163 | 0.74326
SA | [11 empty] | 1.2614 | 1.5086 | 1.6667
TAS | [11 empty] | 0.75817 | 0.73143 | 0.61778 | 0.4645
Notes
1. Pumped hydro regional costs adjustments are derived from the build costs provided in the Entura report. The cost adjustments are relative to the VIC cost for the specified storage size.
2. Regional costs were calculated from the Volume Weighted Average cost for the regions that have subregional costs.

## Connection cost
Go to Assumptions Summary
Initial connection costs ($/kW) real 2020 dollars
Connection costs increase the build costs of new technologies to cater for transmission infrastructure to connect to the grid, and varies depending on the proximity to transmission assets
Final connection costs will be subject to modelling outcomes
Renewable Energy Zone/ NEM Region | Large scale Solar PV | Wind | Wind - offshore | Solar Thermal (8hrs Storage) | CCGT | OCGT | Black Coal (supercritical PC) | Brown Coal (supercritical PC) | Biomass | Battery Storage (2hrs storage) | Battery Storage (4hrs storage) | Pumped Hydro
Far North QLD | 96.4022 | 96.4022 | 0 | 96.4022
North Qld Clean Energy Hub | 109.4994 | 109.4994 | 0 | 109.4994
Northern Qld | 96.4022 | 96.4022 | 0 | 96.4022
Isaac | 96.4022 | 96.4022 | 0 | 96.4022
Barcaldine | 109.4994 | 109.4994 | 0 | 109.4994
Fitzroy | 96.4022 | 96.4022 | 0 | 96.4022
Wide Bay | 96.4022 | 96.4022 | 0 | 96.4022
Darling Downs | 96.4022 | 96.4022 | 0 | 96.4022
North West NSW | 84.1076 | 84.1076 | 0 | 84.1076
New England | 84.1076 | 84.1076 | 0 | 84.1076
Central-West Orana | 84.1076 | 84.1076 | 0 | 84.1076
Southern NSW Tablelands | 74.2847 | 74.2847 | 0 | 74.2847
Broken Hill | 106.2744 | 106.2744 | 0 | 106.2744
South West NSW | 84.1076 | 84.1076 | 0 | 84.1076
Wagga Wagga | 84.1076 | 84.1076 | 0 | 84.1076
Tumut | 74.2847 | 74.2847 | 0 | 74.2847
Cooma-Monaro | 74.2847 | 74.2847 | 0 | 74.2847
Ovens Murray | 98.4161 | 98.4161 | 0 | 98.4161
Murray River | 98.4161 | 98.4161 | 0 | 98.4161
Western Victoria | 98.4161 | 98.4161 | 0 | 98.4161
South West Victoria | 70.3049 | 70.3049 | 0 | 70.3049
Gippsland | 106.2744 | 106.2744 | $0 (note 1) | 106.2744
Central North Vic | 98.4161 | 98.4161 | 0 | 98.4161
South East SA | 109.4994 | 109.4994 | 0 | 109.4994
Riverland | 109.4994 | 109.4994 | 0 | 109.4994
Mid-North SA | 96.4022 | 96.4022 | 0 | 96.4022
Yorke Peninsula | 96.4022 | 96.4022 | 0 | 96.4022
Northern SA | 96.4022 | 96.4022 | 0 | 96.4022
Leigh Creek | 109.4994 | 109.4994 | 0 | 109.4994
Roxby Downs | 109.4994 | 109.4994 | 0 | 109.4994
Eastern Eyre Peninsula | 109.4994 | 109.4994 | 0 | 109.4994
Western Eyre Peninsula | 109.4994 | 109.4994 | 0 | 109.4994
North West Tasmania | 98.4161 | 98.4161 | 0 | 98.4161
North East Tasmania | 98.4161 | 98.4161 | 0 | 98.4161
Tasmania Midlands | 98.4161 | 98.4161 | 0 | 98.4161
QLD |  |  |  |  | 80.8345 | 80.8345 | 42.0206 | 0 | 96.4054 | 9.9652 | 9.9652 | 0
NSW |  |  |  |  | 85.1287 | 85.1287 | 52.988 | 0 | 84.11 | 9.9652 | 9.9652 | 0
VIC |  |  |  |  | 72.256 | 72.256 | 0 | 58.5357 | 98.412 | 9.9652 | 9.9652 | 0
SA |  |  |  |  | 80.8345 | 80.8345 | 0 | 0 | 96.4054 | 9.9652 | 9.9652 | 0
TAS |  |  |  |  | 72.256 | 72.256 | 0 | 0 | 98.412 | 9.9652 | 9.9652 | 0
Notes:
1. Connection cost for offshore has be included in generation cost offshore wind candidate
CCGT and OCGT - The physical location of these regional connections will depend on fuel / network infrastructure
Pumped Hydro - Connection costs for Pumped Hydro are included in the capital costs provided by Entura.

## Build limits
Go to Assumptions Summary
Initial Build limits (MW)
Potential in each NEM region to build different thermal and storage capacities; potential in each zone to build new renewable energy capacity
The new renewable energy capacity in each REZ zone will be moderated by transmission expansion choices in each scenario, loss factor impacts, etc
REZ # | Location | Region | NTNDP zone | Wind generation limits (MW) |  |  | Solar PV plus Solar thermal Limits (MW)1 | Pumped Hydro Energy Storage (PHES)2 |  |  |  | Battery Storage 2hrs (MW) | Battery Storage 4hrs (MW) | Black Coal (supercritical PC) | Brown Coal (supercritical PC) | OCGT (MW) | CCGT (MW) | Biomass (MW) | Transmission-limited total build in the REZ3 | Indicative transmission expansion cost ($M/MW Real 2020)4 | Additional generation capacity available (at zero additional cost) in REZs due to the development of interconnectors (MW) | [19 empty] | Revised transmission expansion cost due to development of interconnectors ($M/MW Real 2020)
|  |  |  | High | Medium | Offshore | Solar | 6hrs storage | 12hrs storage | 24hrs storage | 48hrs storage | [9 empty] | QNI Option 2 | QNI Option 3B | QNI Option 3C | QNI Option 3D | QNI Option 2E | QNI Option 2E+3E | VNI Option 5 | VNI Option 5A | HumeLink (Note 17) | VNI Option 6 | VNI Option 7 | VNI Option 8 | VIC-NSW Option 9 | VIC-NSW Option 10 | VIC-NSW Option 11 | SA-NSW | VIC-TAS Option 1 | VIC-TAS Option 2 | VIC-TAS Option 3 | VIC-TAS Option 4 | QNI Option 2 | QNI Option 3B | QNI Option 3C | QNI Option 3D | VNI Option 5 | VNI Option 5A | VNI Option 6 | VNI Option 7 | VNI Option 8 | VIC-NSW Option 9 | VIC-NSW Option 10 | SA-NSW | VIC-TAS Option 1 | VIC-TAS Option 2 | VIC-TAS Option 3 | VIC-TAS Option 4
Q1 | Far North QLD | QLD | NQ | 600 | 1800 |  | 1100 | [11 empty] | 700 (note 5,12,13) | 0.90683 | 0 | 0 | 0 | 0 |  |  | 0 | 0 | 0 | 0 | 0 | 0 | 0 | 0 | 0 | 0 | 0 | 0 | 0 | 0 | 0 | 0 | 0 | 0 | 0 | 0 | 0 | 0 | 0 | 0 | 0 | 0 | 0 | 0 | 0 | 0
Q2 | North Qld Clean Energy Hub | QLD | NQ | 4700 | 13900 |  | 8000 | [11 empty] | - (note 5,12,13) | 0.52726 | 0 | 0 | 0 | 0 |  |  | 0 | 0 | 0 | 0 | 0 | 0 | 0 | 0 | 0 | 0 | 0 | 0 | 0 | 0 | 0 | 0 | 0 | 0 | 0 | 0 | 0 | 0 | 0 | 0 | 0 | 0 | 0 | 0 | 0 | 0
Q3 | Northern Qld | QLD | NQ | 0 | 0 |  | 3400 | [11 empty] | 1800 (note 5,12,13) | - | 0 | 0 | 0 | 0 |  |  | 0 | 0 | 0 | 0 | 0 | 0 | 0 | 0 | 0 | 0 | 0 | 0 | 0 | 0 | 0 | 0 | 0 | 0 | 0 | 0 | 0 | 0 | 0 | 0 | 0 | 0 | 0 | 0 | 0 | 0
Q4 | Isaac | QLD | NQ | 1000 | 2800 |  | 6900 | [11 empty] | 2500 (note 12,13) | - | 0 | 0 | 0 | 0 |  |  | 0 | 0 | 0 | 0 | 0 | 0 | 0 | 0 | 0 | 0 | 0 | 0 | 0 | 0 | 0 | 0 | 0 | 0 | 0 | 0 | 0 | 0 | 0 | 0 | 0 | 0 | 0 | 0 | 0 | 0
Q5 | Barcaldine | QLD | CQ | 1000 | 2900 |  | 8000 | [11 empty] | - (note 12,13) | 0.84206 | 0 | 0 | 0 | 0 |  |  | 0 | 0 | 0 | 0 | 0 | 0 | 0 | 0 | 0 | 0 | 0 | 0 | 0 | 0 | 0 | 0 | 0 | 0 | 0 | 0 | 0 | 0 | 0 | 0 | 0 | 0 | 0 | 0 | 0 | 0
Q6 | Fitzroy | QLD | CQ | 900 | 2600 |  | 7700 | [11 empty] | 2500 (note 13) | - | 0 | 0 | 0 | 0 |  |  | 0 | 0 | 0 | 0 | 0 | 0 | 0 | 0 | 0 | 0 | 0 | 0 | 0 | 0 | 0 | 0 | 0 | 0 | 0 | 0 | 0 | 0 | 0 | 0 | 0 | 0 | 0 | 0 | 0 | 0
Q7 | Wide Bay | QLD | SQ | 300 | 800 |  | 2200 | [11 empty] | 500 (note 6) | 0.4016 | 0 | 0 | 0 | 0 |  |  | 0 |  | 0 | 0 | 0 | 0 | 0 | 0 | 0 | 0 | 0 | 0 | 0 | 0 | 0 | 0 | 0 | 0 | 0 | 0 | 0 | 0 | 0 | 0 | 0 | 0 | 0 | 0 | 0 | 0
Q8 | Darling Downs | QLD | SWQ | 1400 | 4200 |  | 7700 | [11 empty] | 3000 | 0.21888 | 600 | 1200 | 1200 | 2000 | 1000 | 2000 | 0 | 0 | 0 | 0 | 0 | 0 | 0 | 0 | 0 | 0 | 0 | 0 | 0 | 0 | 0 | 0 | 0 | 0 | 0 | 0 | 0 | 0 | 0 | 0 | 0 | 0 | 0 | 0 | 0 | 0
N1 | North West NSW | NSW | NNS | 0 | 0 |  | 6500 | [11 empty] | 100 | 0.44564 | 0 | 0 | 0 | 2000 | 1000 | 2000 | 0 | 0 | 0 | 0 | 0 | 0 | 0 | 0 | 0 | 0 | 0 | 0 | 0 | 0 | 0 | 0 | 0 | 0 | 0 | 0 | 0 | 0 | 0 | 0 | 0 | 0 | 0 | 0 | 0 | 0
N2 | New England | NSW | NNS | 1800 | 5600 |  | 3500 | [11 empty] | 300 | 0.44564 | 600 | 1200 | 2000 | 0 |  |  | 0 | 0 | 0 | 0 | 0 | 0 | 0 | 0 | 0 | 0 | 0 | 0 | 0 | 0 | 0 | 0 | 0 | 0 | 0 | 0 | 0 | 0 | 0 | 0 | 0 | 0 | 0 | 0 | 0 | 0
N3 | Central-West Orana | NSW | NCEN | 800 | 2200 |  | 7200 | [11 empty] | 3000 (note 19) | 0.26946 | 0 | 0 | 0 | 0 |  |  | 0 | 0 | 0 | 0 | 0 | 0 | 0 | 0 | 0 | 0 | 0 | 0 | 0 | 0 | 0 | 0 | 0 | 0 | 0 | 0 | 0 | 0 | 0 | 0 | 0 | 0 | 0 | 0 | 0 | 0
N4 | Southern NSW Tablelands | NSW | CAN | 0 | 0 |  | 0 | [11 empty] | 1000 | - | 0 | 0 | 0 | 0 |  |  | 0 | 0 | 0 | 0 | 0 | 0 | 0 | 500 | 0 | 0 | 0 | 0 | 0 | 0 | 0 | 0 | 0 | 0 | 0 | 0 | 0 | 0 | 0 | 0 | 0 | 0 | 0 | 0 | 0 | 0
N5 | Broken Hill | NSW | CAN | 1300 | 3800 |  | 8000 | [11 empty] | 0 | 0.86505 | 0 | 0 | 0 | 0 |  |  | 0 | 0 | 0 | 0 | 0 | 0 | 0 | 0 | 0 | 0 | 0 | 0 | 0 | 0 | 0 | 0 | 0 | 0 | 0 | 0 | 0 | 0 | 0 | 0 | 0 | 0 | 0 | 0 | 0 | 0
N6 | South West NSW | NSW | SWNSW | 1100 | 3200 |  | 4000 | [11 empty] | 0 | 0.72546 | 0 | 0 | 0 | 0 |  |  | 0 | 0 | 0 | 0 | 1000 | 1000 | 1000 | 1000 | 0 | 600 | 0 | 0 | 0 | 0 | 0 | 0 | 0 | 0 | 0 | 0 | 0 | 0 | 0 | 0 | 0 | 0 | 0 | 0 | 0 | 0
N7 | Wagga Wagga | NSW | SWNSW | 300 | 800 |  | 1100 | [11 empty] | 0 | 0.47544 | 0 | 0 | 0 | 0 |  |  | 0 |  | 1000 (Note 17) | 0 | 0 | 0 | 0 | 0 | 0 | 0 | 0 | 0 | 0 | 0 | 0 | 0 | 0 | 0 | 0 | 0 | 0 | 0 | 0 | 0 | 0 | 0 | 0 | 0 | 0 | 0
N8 | Tumut | NSW | SWNSW | 0 | 0 |  | 0 | [11 empty] | 0 | NA (note 7) | 0 | 0 | 0 | 0 |  |  | 0 | 0 | 0 | 0 | 0 | 0 | 0 | 0 | 0 | 0 | 0 | 0 | 0 | 0 | 0 | 0 | 0 | 0 | 0 | 0 | 0 | 0 | 0 | 0 | 0 | 0 | 0 | 0 | 0 | 0
N9 | Cooma-Monaro | NSW | CAN | 100 | 200 |  | 0 | [11 empty] | 200 | 0.26946 | 0 | 0 | 0 | 0 |  |  | 0 | 0 | 0 | 0 | 0 | 0 | 0 | 0 | 0 | 0 | 0 | 0 | 0 | 0 | 0 | 0 | 0 | 0 | 0 | 0 | 0 | 0 | 0 | 0 | 0 | 0 | 0 | 0 | 0 | 0
V1 | Ovens Murray | VIC | NVIC | 0 | 0 |  | 0 | [11 empty] | 300 | NA (note 7) | 0 | 0 | 0 | 0 |  |  | 1000 | 1000 | 0 | 0 | 0 | 0 | 0 | 0 | 0 | 0 | 0 | 0 | 0 | 0 | 0 | 0 | 0 | 0 | 0 | 0 | 0 | 0 | 0 | 0 | 0 | 0 | 0 | 0 | 0 | 0
V2 | Murray River | VIC | CVIC | 0 | 0 |  | 4700 | [11 empty] | 0 | 0.67364 | 0 | 0 | 0 | 0 |  |  | 0 | 0 | 0 | - | 2000 | 1000 | 2000 | 2000 | 0 | 380 | 0 | 0 | 0 | 0 | 0 | 0 | 0 | 0 | 0 | 0 | 0 | 0 | 0 | 0 | 0 | 0 | 0 | 0 | 0 | 0
V3 | Western Victoria | VIC | CVIC | 700 | 2100 |  | 400 | [11 empty] | 450 (Note 8) | 0.26214 | 0 | 0 | 0 | 0 |  |  | 0 | 0 | 0 | 1000 | 1000 | 1000 | 1000 | 1000 | 0 | 0 | 0 | 0 | 0 | 0 | 0 | 0 | 0 | 0 | 0 | 0 | 0 | 0 | 0 | 0 | 0 | 0 | 0 | 0 | 0 | 0
V4 | South West Victoria | VIC | MEL | 1000 | 2900 |  | 0 | [11 empty] | 750 | 0.15805 | 0 | 0 | 0 | 0 |  |  | 0 | 0 | 0 | 0 | 0 | 0 | 0 | 0 | 0 | 0 | 0 | 0 | 0 | 0 | 0 | 0 | 0 | 0 | 0 | 0 | 0 | 0 | 0 | 0 | 0 | 0 | 0 | 0 | 0 | 0
V5 | Gippsland | VIC | LV | 500 | 1500 | 4000 | 0 | [11 empty] | 2000 | NA (note 14) | 0 | 0 | 0 | 0 |  |  | 0 | 0 | 0 | 0 | 0 | 0 | 0 | 0 | 0 | 0 | 0 | 0 | 0 | 0 | 0 | 0 | 0 | 0 | 0 | 0 | 0 | 0 | 0 | 0 | 0 | 0 | 0 | 0 | 0 | 0
V6 | Central North Vic | VIC | NVIC | 400 | 1200 |  | 1900 | [11 empty] | 800 | 0.42491 | 0 | 0 | 0 | 0 |  |  | 0 |  | 0 | 2000 | 0 | 0 | 0 | 0 | 2000 | 0 | 0 | 0 | 0 | 0 | 0 | 0 | 0 | 0 | 0 | 0 | 0 | 0 | 0 | 0 | 0 | 0 | 0 | 0 | 0 | 0
S1 | South East SA | SA | SESA | 800 | 2400 |  | 100 | [11 empty] | 55 | 0.32767 | 0 | 0 | 0 | 0 |  |  | 0 | 0 | 0 | 0 | 0 | 0 | 0 | 0 | 0 | 0 | 0 | 0 | 0 | 0 | 0 | 0 | 0 | 0 | 0 | 0 | 0 | 0 | 0 | 0 | 0 | 0 | 0 | 0 | 0 | 0
S2 | Riverland | SA | NSA | 400 | 1000 |  | 4000 | [11 empty] | 200 | 0.67772 | 0 | 0 | 0 | 0 |  |  | 0 | 0 | 0 | 0 | 0 | 0 | 0 | 0 | 0 | 800 | 0 | 0 | 0 | 0 | 0 | 0 | 0 | 0 | 0 | 0 | 0 | 0 | 0 | 0 | 0 | - | 0 | 0 | 0 | 0
S3 | Mid-North SA | SA | ADE | 1200 | 3400 |  | 1300 | [11 empty] | 1000 | 0.65421 | 0 | 0 | 0 | 0 |  |  | 0 | 0 | 0 | 0 | 0 | 0 | 0 | 0 | 0 | 0 | 0 | 0 | 0 | 0 | 0 | 0 | 0 | 0 | 0 | 0 | 0 | 0 | 0 | 0 | 0 | 0 | 0 | 0 | 0 | 0
S4 | Yorke Peninsula | SA | NSA | 400 | 1000 |  | 0 | [11 empty] | 0 | 0.33034 | 0 | 0 | 0 | 0 |  |  | 0 | 0 | 0 | 0 | 0 | 0 | 0 | 0 | 0 | 0 | 0 | 0 | 0 | 0 | 0 | 0 | 0 | 0 | 0 | 0 | 0 | 0 | 0 | 0 | 0 | 0 | 0 | 0 | 0 | 0
S5 | Northern SA | SA | NSA | 100 | 100 |  | 3000 | [11 empty] | 1000 (Note 9) | 0.138 (Note 10) | 0 | 0 | 0 | 0 |  |  | 0 | 0 | 0 | 0 | 0 | 0 | 0 | 0 | 0 | 0 | 0 | 0 | 0 | 0 | 0 | 0 | 0 | 0 | 0 | 0 | 0 | 0 | 0 | 0 | 0 | 0 | 0 | 0 | 0 | 0
S6 | Leigh Creek | SA | NSA | 600 | 1800 |  | 6500 | [11 empty] | 0 | 0.483 (Note 10) | 0 | 0 | 0 | 0 |  |  | 0 | 0 | 0 | 0 | 0 | 0 | 0 | 0 | 0 | 0 | 0 | 0 | 0 | 0 | 0 | 0 | 0 | 0 | 0 | 0 | 0 | 0 | 0 | 0 | 0 | 0 | 0 | 0 | 0 | 0
S7 | Roxby Downs | SA | NSA | 0 | 0 |  | 3400 | [11 empty] | 960 (Note 9) | 0.565 (Note 10) | 0 | 0 | 0 | 0 |  |  | 0 | 0 | 0 | 0 | 0 | 0 | 0 | 0 | 0 | 0 | 0 | 0 | 0 | 0 | 0 | 0 | 0 | 0 | 0 | 0 | 0 | 0 | 0 | 0 | 0 | 0 | 0 | 0 | 0 | 0
S8 | Eastern Eyre Peninsula | SA | NSA | 600 | 1700 |  | 5000 | [11 empty] | 470 | 0.218 (Note 10,18) | 0 | 0 | 0 | 0 |  |  | 0 | 0 | 0 | 0 | 0 | 0 | 0 | 0 | 0 | 0 | 0 | 0 | 0 | 0 | 0 | 0 | 0 | 0 | 0 | 0 | 0 | 0 | 0 | 0 | 0 | 0 | 0 | 0 | 0 | 0
S9 | Western Eyre Peninsula | SA | NSA | 400 | 1100 |  | 4000 | [11 empty] | 0 | 0.51171 | 0 | 0 | 0 | 0 |  |  | 0 | 0 | 0 | 0 | 0 | 0 | 0 | 0 | 0 | 0 | 0 | 0 | 0 | 0 | 0 | 0 | 0 | 0 | 0 | 0 | 0 | 0 | 0 | 0 | 0 | 0 | 0 | 0 | 0 | 0
T1 | North East Tasmania | TAS | TAS | 400 | 1000 |  | 0 | [11 empty] | 250 | 0.22282 | 0 | 0 | 0 | 0 |  |  | 0 | 0 | 0 | 0 | 0 | 0 | 0 | 0 | 0 | 0 | 0 | 0 | 0 | 0 | 0 | 0 | 0 | 0 | 0 | 0 | 0 | 0 | 0 | 0 | 0 | 0 | 0 | 0 | 0 | 0
T2 | North West Tasmania | TAS | TAS | 1300 | 3700 |  | 150 | [11 empty] | 340 | 0.3433 | 0 | 0 | 0 | 0 |  |  | 0 | 0 | 0 | 0 | 0 | 0 | 0 | 0 | 0 | 0 | - | 600 | - | 600 | 0 | 0 | 0 | 0 | 0 |  | 0 | 0 | 0 | 0 | 0 | 0 | 0.12177 | 0 | 0.12177 | 0
T3 | Tasmania Midlands | TAS | TAS | 900 | 2500 |  | 0 | [11 empty] | 480 | 0.31091 | 0 | 0 | 0 | 0 |  |  | 0 | 0 | 0 | 0 | 0 | 0 | 0 | 0 | 0 | 0 | 540 | 540 | 540 | 540 | 0 | 0 | 0 | 0 | 0 | 0 | 0 | 0 | 0 | 0 | 0 | 0 | 0 | 0 | 0 | 0
| NSW11 | NSW | [5 empty] | 7000 |  |  |  | NA | NA | NA | NA | NA | NA | NA | NA | 0 | 0 | 0 | 0 | 0 |  |  | 0 | 0 | 0 | 0 | 0 | 0 | 0 | 0 | 0 | 0 | 0 | 0 | 0 | 0 | 0 | 0 | 0 | 0 | 0 | 0 | 0 | 0 | 0 | 0 | 0 | 0 | 0 | 0 | 0 | 0
| QLD | QLD | [5 empty] | 1800 | 1500 | 1100 | 500 | NA | NA | NA | NA | NA | NA | NA | NA | 0 | 0 | 0 | 0 | 0 |  |  | 0 | 0 | 0 | 0 | 0 | 0 | 0 | 0 | 0 | 0 | 0 | 0 | 0 | 0 | 0 | 0 | 0 | 0 | 0 | 0 | 0 | 0 | 0 | 0 | 0 | 0 | 0 | 0 | 0 | 0
| SA15 | SA | [5 empty] | 1130 | 452 | 452 | 0 | NA | NA | NA | NA | NA | NA | NA | NA | 0 | 0 | 0 | 0 | 0 |  |  | 0 | 0 | 0 | 0 | 0 | 0 | 0 | 0 | 0 | 0 | 0 | 0 | 0 | 0 | 0 | 0 | 0 | 0 | 0 | 0 | 0 | 0 | 0 | 0 | 0 | 0 | 0 | 0 | 0 | 0
| TAS 16 | TAS | [5 empty] | 966 | 600 | 1200 | 371 | NA | NA | NA | NA | NA | NA | NA | NA | 0 | 0 | 0 | 0 | 0 |  |  | 0 | 0 | 0 | 0 | 0 | 0 | 0 | 0 | 0 | 0 | 0 | 0 | 0 | 0 | 0 | 0 | 0 | 0 | 0 | 0 | 0 | 0 | 0 | 0 | 0 | 0 | 0 | 0 | 0 | 0
| VIC | VIC | [5 empty] | 1200 | 1200 | 700 | 500 | NA | NA | NA | NA | NA | NA | NA | NA | 0 | 0 | 0 | 0 | 0 |  |  | 0 | 0 | 0 | 0 | 0 | 0 | 0 | 0 | 0 | 0 | 0 | 0 | 0 | 0 | 0 | 0 | 0 | 0 | 0 | 0 | 0 | 0 | 0 | 0 | 0 | 0 | 0 | 0 | 0 | 0
Notes:
1. Solar build limit determined by an assumed 0.25% of the approximate land area of the Renewable Energy Zones, allowing for typical land area requirements for solar PV, up to 4,000MW per REZ. Applies to both CST and PV.
2. Pumped hydro build limits are based on Entura report. The Entura report provides a sub-regional breakdown of these limits, which AEMO has modified to reflect latest info and generator interest while still observing the regional limits.
3. Intraregional transmission augmentations may be selected by the model if economic to access larger new renewable resource locations.
4. Indicative transmission cost represents indicative network expansion to connect the REZ to the nearest major load center.
5. This REZ is subject to a group constraint NQ1. Where if the sum Q1, Q2 and Q3 exceeds 1800 MW, an additional cost of $0.416M/MW is incurred
6. Build capacity dependent on REZ development north of this area.
7. Available wind and solar resource capacity is less than the existing transmission capacity.
8. Western Victoria RIT-T augmentation included.
9. Existing network can accommodate up to 1000 MW from REZs S3, S5, S6, S7, S8, S9. An additional expansion cost of 0.657 is added to S5-S9 to represent the required to alleviate the mid-north network limitations.
10. Expansion cost for REZ does not includes mid-north SA expansion.
11. Pump Hydro limits based on 24 energy projects shortlisted for potential development as part of the NSW Government Pumped Hydro Roadmap (available at: https://www.waternsw.com.au/about/newsroom/2018/nsw-govt-unveils-waternsw-landmark-pumped-hydro-clean-energy-project). Total value excludes the contribution of the proposed Snowy 2.0 project. NSW Pumped Hydro Roadmap, available at: https://energy.nsw.gov.au/renewables/clean-energy-initiatives/hydro-energy-and-storage#-pumped-hydro-roadmap-
12. This REZ is subject to a group constraint NQ2. Where if the sum Q1, Q2, Q3, Q4 and Q5 exceeds 2500 MW, an additional cost of $0.51/MW is incurred
13. This REZ is subject to a group constraint NQ3. Where if the sum Q1, Q2, Q3, Q4, Q5 and Q6 exceeds 2500 MW, an additional cost of $0.48/MW is incurred.
14. Transmission limited total build in this REZ will increase with expected coal power station closures.
15. South Australian PHES limits adjusted to reflect Generation Information submissions, applying the project size ratios as specified in the Entura report.
16. Tasmanian PHES storage limits informed by underlying analysis of the detailed project information within the Entura report, provided by contributors to the Entura report (but not published). This data avoids misinterpretation of projects that may not be mutually exclusive, and is aligned reasonably with Tasmanian PHES Generation Information submissions.
17. The improvement due to HumeLink applies to VNI options, 6,7, 8, 9, and 10. VNI Option 10 has an additional 500 MW of free network capacity on top of the 500 MW associated with the HumeLink Option
18. For the first 300 MW cost is $0.218, thereafter $0.4 is used.
19. Build limit includes the capacity gained by the development of the Central-West Orana REZ Pilot project supported by NSW Government.

## Capacity Factors
Go to Assumptions Summary
Capacity Factors for new solar and wind generators
Approximate capacity factors of renewable resources. Capacity factors depend on the 'reference year' modelled - estimates below for reference years where data available.
Capacity factors are static for all installations. No capacity factor improvement / degradation due to technology improvement / natural reduction in best installation sites, however for wind farms the expected capacity factor improvement through time is reflected as capital cost reductions to maintain an equivalent $/kWh capex.
High Wind | [10 empty] | Medium Wind
Candidate REZ name | Region | Reference year (Financial year ending) | [8 empty] | Candidate REZ name | Region | Reference year (Financial year ending)
|  | 2011 | 2012 | 2013 | 2014 | 2015 | 2016 | 2017 | 2018 | 2019 |  |  | 2011 | 2012 | 2013 | 2014 | 2015 | 2016 | 2017 | 2018 | 2019
Far North QLD | QLD | 54.29% | 57.21% | 58.6% | 57.48% | 59.63% | 53.86% | 53.43% | 58.71% | 55% | Far North QLD | QLD | 48.7% | 51.76% | 52.86% | 52.88% | 55.24% | 48.04% | 48.78% | 53.81% | 53.02%
North Qld Clean Energy Hub | QLD | 43.17% | 44.82% | 45.45% | 46.26% | 45.84% | 42.67% | 44.24% | 47.38% | 45.75% | North Qld Clean Energy Hub | QLD | 33.04% | 34.82% | 37.11% | 38.13% | 37.43% | 35.64% | 36.48% | 40.06% | 40.03%
Northern Qld | QLD | 38.29% | 38.07% | 40.29% | 43.08% | 40.46% | 40.23% | 39.82% | 41.53% | 42.5% | Northern Qld | QLD | 31.47% | 32.07% | 34.5% | 36.19% | 34.5% | 33.65% | 33.78% | 34.57% | 35.56%
Isaac | QLD | 40.8% | 39.67% | 40.98% | 42.97% | 41.47% | 39.62% | 40.96% | 41.17% | 43.14% | Isaac | QLD | 34.62% | 33.88% | 33.76% | 35.46% | 34.26% | 33.07% | 35.06% | 35.57% | 37.52%
Barcaldine | QLD | 37.84% | 37.08% | 39.09% | 38.42% | 38.66% | 37.03% | 38.79% | 38.19% | 40.16% | Barcaldine | QLD | 33.08% | 32.31% | 34.85% | 34.65% | 34.62% | 33.06% | 34.24% | 35.43% | 36.51%
Fitzroy | QLD | 43.7% | 43.27% | 42.19% | 41.8% | 42.6% | 41.06% | 42.56% | 41.02% | 43.35% | Fitzroy | QLD | 37.82% | 37.2% | 36.03% | 34.18% | 35.36% | 34.89% | 35.07% | 34.28% | 36.94%
Wide Bay | QLD | 34.69% | 34.8% | 35.4% | 33.16% | 33.61% | 33.11% | 32.9% | 34.46% | 35.81% | Wide Bay | QLD | 29.44% | 29.83% | 30.57% | 29.57% | 28.88% | 27.74% | 28.83% | 29.76% | 30.7%
Darling Downs | QLD | 42.79% | 41.85% | 42.33% | 40.15% | 41.81% | 41.69% | 40.59% | 41.3% | 45.43% | Darling Downs | QLD | 38.63% | 36.7% | 37.13% | 34.75% | 36.7% | 35.77% | 33.93% | 37.37% | 38.67%
North West NSW | NSW | 33.77% | 31.19% | 31.45% | 28.88% | 30.99% | 29.85% | 31.92% | 32.29% | 31.65% | North West NSW | NSW | 28.75% | 27.13% | 26.52% | 24.95% | 26.84% | 24.89% | 27.81% | 27.55% | 27.21%
New England | NSW | 40.79% | 36.75% | 37.68% | 35.46% | 35.92% | 36.44% | 36.64% | 38.71% | 38.59% | New England | NSW | 38.73% | 35.57% | 36.53% | 32.24% | 34.53% | 32.79% | 34.47% | 36.12% | 36.79%
Central-West Orana | NSW | 39.6% | 35.92% | 37.33% | 35.2% | 37.16% | 37.2% | 38.07% | 38.42% | 39.78% | Central-West Orana | NSW | 36.34% | 32.66% | 33.72% | 31.51% | 33.62% | 33.54% | 34.85% | 34.67% | 35.49%
Southern NSW Tablelands | NSW | 42.52% | 40.22% | 42.57% | 44.24% | 40.85% | 42.07% | 43.74% | 44.03% | 41.63% | Southern NSW Tablelands | NSW | 40.33% | 38.3% | 40.91% | 42.8% | 39.07% | 40.62% | 41.8% | 42.75% | 40.62%
Broken Hill | NSW | 33.75% | 35.24% | 35.48% | 36.02% | 35.05% | 34.88% | 35.9% | 36.25% | 37.54% | Broken Hill | NSW | 30.4% | 32.26% | 32.12% | 33.01% | 32.05% | 32.06% | 32.71% | 32.98% | 32.42%
South West NSW | NSW | 29.32% | 30.85% | 30.84% | 33.31% | 29.86% | 29.44% | 31.43% | 32.73% | 32.68% | South West NSW | NSW | 29.15% | 30.57% | 30.76% | 32.31% | 29.45% | 29.5% | 30.9% | 31.71% | 31.02%
Wagga Wagga | NSW | 28.6% | 27.96% | 28.06% | 28.49% | 26.7% | 26% | 28.5% | 28.63% | 29.3% | Wagga Wagga | NSW | 27.74% | 26.04% | 26.39% | 26.44% | 25.77% | 24.27% | 27.16% | 27.12% | 26.78%
Tumut | NSW | 41.6% | 39.92% | 42.13% | 44.04% | 39.91% | 40.68% | 42.69% | 44.01% | 41.85% | Tumut | NSW | 35.42% | 34.11% | 37.25% | 39.25% | 35.36% | 35.67% | 37.75% | 39.29% | 38.38%
Cooma-Monaro | NSW | 36.19% | 35.4% | 37.52% | 39.59% | 36.58% | 37.75% | 38.99% | 40.96% | 37.35% | Cooma-Monaro | NSW | 34.71% | 33.92% | 35.6% | 37.74% | 34.06% | 35.91% | 36.82% | 38.64% | 37.84%
Ovens Murray | VIC | 38.72% | 39.39% | 39.87% | 44.23% | 38.33% | 38.47% | 39.49% | 42.53% | 41.1% | Ovens Murray | VIC | 29.46% | 31.34% | 32.52% | 33.41% | 31.05% | 30.17% | 30.47% | 32.67% | 32.15%
Murray River | VIC | 30.79% | 31.46% | 30.85% | 34.03% | 30.48% | 29.62% | 31.31% | 32.71% | 32.32% | Murray River | VIC | 30.36% | 30.89% | 30.19% | 33.45% | 29.83% | 29.33% | 30.95% | 32.35% | 31.47%
Western Victoria | VIC | 41.51% | 41.67% | 40.53% | 44.14% | 40.82% | 39.18% | 40.1% | 41.46% | 41.3% | Western Victoria | VIC | 35.68% | 36.68% | 35.69% | 40.66% | 34.62% | 34.59% | 35.67% | 37.27% | 37.11%
South West Victoria | VIC | 36.05% | 37.78% | 36.68% | 41.88% | 34.87% | 35.4% | 37.03% | 38.16% | 37.62% | South West Victoria | VIC | 34.45% | 36.39% | 35.64% | 40.73% | 33.74% | 34.26% | 36.19% | 37.39% | 36.89%
Gippsland | VIC | 31.54% | 30.78% | 30.61% | 34.97% | 31.05% | 29.75% | 32.07% | 32.46% | 30.35% | Gippsland | VIC | 29.83% | 29.66% | 29.67% | 35.39% | 29.77% | 28.92% | 31.7% | 31.82% | 30.57%
Central North Vic | VIC | 33.87% | 33.28% | 32.61% | 35.03% | 35.51% | 32.03% | 32.36% | 33.75% | 33.91% | Central North Vic | VIC | 31.27% | 30.49% | 30.08% | 32.49% | 31.83% | 29.21% | 29.96% | 31.37% | 30.81%
South East SA | SA | 39.03% | 40.74% | 38.35% | 43.09% | 38% | 37.8% | 38.35% | 40.16% | 39.85% | South East SA | SA | 33.63% | 34.02% | 33.2% | 37% | 33% | 32.07% | 33.28% | 35.01% | 34.31%
Riverland | SA | 28.22% | 29.27% | 28.9% | 31.6% | 27.52% | 28.25% | 28.42% | 31.53% | 31.33% | Riverland | SA | 28.11% | 28.68% | 28.36% | 30.95% | 26.95% | 27.55% | 27.69% | 30.38% | 29.86%
Mid-North SA | SA | 38.6% | 38.87% | 38.2% | 40.24% | 37.62% | 37.25% | 38.2% | 41.12% | 40.9% | Mid-North SA | SA | 35.79% | 36.72% | 36.2% | 41.16% | 35.51% | 36.13% | 35.77% | 40.66% | 39.42%
Yorke Peninsula | SA | 36.88% | 37.45% | 34.97% | 40.39% | 35.22% | 35.87% | 35.04% | 38.8% | 38.06% | Yorke Peninsula | SA | 34.86% | 35.88% | 34.36% | 39.47% | 33.72% | 34.14% | 33.86% | 37.61% | 35.67%
Northern SA | SA | 36.01% | 36.54% | 36.34% | 39.18% | 36.23% | 35.61% | 36.78% | 39.51% | 40.35% | Northern SA | SA | 31.61% | 32.78% | 33.79% | 35.13% | 32.63% | 33.19% | 33.28% | 34.68% | 33.95%
Leigh Creek | SA | 41.13% | 41.89% | 42.21% | 40.83% | 40.77% | 40.17% | 40.75% | 43.47% | 42.78% | Leigh Creek | SA | 38.62% | 38.3% | 38.55% | 38.81% | 38.15% | 37.67% | 38.19% | 40.49% | 38.63%
Roxby Downs | SA | 32.25% | 32.48% | 33.91% | 35.37% | 31.6% | 32.21% | 32.5% | 35.79% | 36.19% | Roxby Downs | SA | 30.87% | 31.46% | 32.23% | 33.15% | 30.47% | 31.05% | 31.81% | 34.43% | 32.67%
Eastern Eyre Peninsula | SA | 37.86% | 38.15% | 35.97% | 42.18% | 35.81% | 36.96% | 35.67% | 39.53% | 38.29% | Eastern Eyre Peninsula | SA | 34.16% | 35.65% | 35.29% | 40.55% | 33.46% | 34.58% | 34.2% | 38.51% | 36.01%
Western Eyre Peninsula | SA | 35.95% | 36.6% | 35.02% | 39.58% | 33.73% | 35.29% | 34.35% | 38.22% | 38.36% | Western Eyre Peninsula | SA | 33.37% | 33.8% | 33.23% | 37.35% | 31.6% | 33.41% | 32.62% | 35.82% | 34.95%
North East Tasmania | TAS | 43.13% | 40.89% | 40.61% | 45.11% | 43.39% | 42.34% | 45.33% | 43.81% | 44.85% | North East Tasmania | TAS | 40.47% | 37.87% | 37.35% | 41.42% | 38.59% | 38.35% | 42.39% | 41.55% | 41.57%
North West Tasmania | TAS | 46.67% | 45.79% | 43.01% | 48.43% | 45.41% | 43.37% | 45.28% | 47.92% | 46.69% | North West Tasmania | TAS | 42.97% | 43.01% | 41.23% | 44.83% | 42.82% | 40.07% | 41.97% | 44.64% | 43.39%
Tasmania Midlands | TAS | 52.65% | 51.8% | 51.5% | 54.03% | 52.14% | 50.48% | 52.49% | 53.55% | 54.86% | Tasmania Midlands | TAS | 48.92% | 48.46% | 46.37% | 49.37% | 48.9% | 45.36% | 48.17% | 50.52% | 50.71%
Solar PV | [10 empty] | Solar Thermal
Candidate REZ name | Region | Reference year (Financial year ending) 2011: Reference year (Financial year ending) | Candidate REZ name | Region | Reference year (Financial year ending)
|  | 2011 | 2012 | 2013 | 2014 | 2015 | 2016 | 2017 | 2018 | 2019 |  |  | 2011 | 2012 | 2013 | 2014 | 2015 | 2016 | 2017 | 2018 | 2019
Far North QLD | QLD | 25.24% | 27.67% | 27.87% | 27.26% | 29.25% | 28.12% | 28.05% | 28.76% | 28.67% | Far North QLD | QLD | 28.32% | 35.67% | 36.77% | 33.77% | 38.14% | 36.5% | 39.32% | 41.51% | 41.86%
North Qld Clean Energy Hub | QLD | 29.32% | 30.81% | 31.01% | 31.24% | 32.31% | 32.11% | 33.02% | 32.44% | 32.39% | North Qld Clean Energy Hub | QLD | 32.89% | 38.35% | 38.78% | 39.46% | 43.68% | 42.66% | 44.41% | 43.69% | 45.4%
Northern Qld | QLD | 26.03% | 29.37% | 30.44% | 30.11% | 31.89% | 31.59% | 31.67% | 31.92% | 31.58% | Northern Qld | QLD | 24.9% | 32.68% | 36.15% | 35.06% | 39.48% | 37.47% | 37.69% | 39.8% | 40.22%
Isaac | QLD | 25.84% | 28.97% | 29.2% | 30.39% | 31% | 31.02% | 30.6% | 31.28% | 31.03% | Isaac | QLD | 25.55% | 34.28% | 36.04% | 35.28% | 38.78% | 36.85% | 36.77% | 41.14% | 40.8%
Barcaldine | QLD | 29.18% | 30.71% | 31.72% | 33.41% | 33.34% | 32.92% | 32.43% | 33.87% | 33.94% | Barcaldine | QLD | 38.62% | 41.35% | 43.75% | 47.02% | 48.36% | 47.47% | 46.54% | 48.67% | 50.39%
Fitzroy | QLD | 25.05% | 28.03% | 28.06% | 30.09% | 29.82% | 30.06% | 30.28% | 30.8% | 30.49% | Fitzroy | QLD | 23.75% | 31.65% | 32.46% | 36.43% | 35.86% | 35.2% | 38.28% | 39.66% | 39.93%
Wide Bay | QLD | 23.39% | 26.21% | 26.77% | 28.98% | 28.29% | 28.1% | 28.55% | 29.16% | 29.32% | Wide Bay | QLD | 21.17% | 27.34% | 28.05% | 32.26% | 32% | 29.96% | 31.6% | 34.73% | 34.79%
Darling Downs | QLD | 26.26% | 28.32% | 29.29% | 31.47% | 30.56% | 30.02% | 30.34% | 31.29% | 31.42% | Darling Downs | QLD | 23.89% | 29.34% | 30.27% | 35.52% | 33.11% | 31.01% | 34.05% | 36.35% | 36.71%
North West NSW | NSW | 27.62% | 28.79% | 30.04% | 31.17% | 30.71% | 30.69% | 30.4% | 31.99% | 32.1% | North West NSW | NSW | 30.85% | 35.83% | 39.03% | 41.6% | 40.79% | 40.22% | 40.52% | 45.31% | 45.2%
New England | NSW | 24.66% | 26.2% | 27.55% | 30.07% | 28.65% | 28.86% | 27.02% | 29.24% | 29.59% | New England | NSW | 25.21% | 28.93% | 30.69% | 36.74% | 34.66% | 34.17% | 32.46% | 36.61% | 36.7%
Central-West Orana | NSW | 25.23% | 25.63% | 27.42% | 28.93% | 28.56% | 27.95% | 27.47% | 29.25% | 29.33% | Central-West Orana | NSW | 21.41% | 22.45% | 27.8% | 32.47% | 29.84% | 29.31% | 27.83% | 30.92% | 31.94%
Southern NSW Tablelands | NSW | 23.35% | 23.4% | 25.68% | 26.92% | 26.02% | 25.71% | 24.61% | 26.39% | 26.22% | Southern NSW Tablelands | NSW | 24.2% | 23.99% | 28.75% | 32.73% | 28.96% | 30.03% | 28.93% | 32.53% | 31.54%
Broken Hill | NSW | 29.61% | 30.57% | 30.63% | 31.87% | 31.95% | 30.37% | 30.94% | 32.03% | 32.21% | Broken Hill | NSW | 36.88% | 38.74% | 39.99% | 42.73% | 43.19% | 39.63% | 40.74% | 43.39% | 44.27%
South West NSW | NSW | 27.98% | 28.15% | 28.5% | 28.59% | 29.54% | 28.63% | 27.73% | 29.12% | 29.31% | South West NSW | NSW | 33.79% | 35.14% | 35.71% | 35.34% | 38.48% | 37.37% | 34.95% | 37.67% | 38.8%
Wagga Wagga | NSW | 26.6% | 27.12% | 28.1% | 27.59% | 29.15% | 28.34% | 27.29% | 27.96% | 28.44% | Wagga Wagga | NSW | 30.72% | 30.85% | 33.8% | 32.87% | 35.38% | 35.32% | 31.83% | 34.12% | 33.61%
Tumut | NSW | 25.88% | 25.52% | 26.15% | 26.88% | 28.31% | 27.71% | 26.67% | 27.21% | 27.53% | Tumut | NSW | 28.57% | 26.57% | 28.63% | 31.99% | 30.88% | 30.34% | 28.05% | 31.19% | 32.11%
Cooma-Monaro | NSW | 24.89% | 23.76% | 24.87% | 25.71% | 25.48% | 25.03% | 23.92% | 25.38% | 26.06% | Cooma-Monaro | NSW | 31.5% | 32.45% | 34.12% | 33.4% | 35.91% | 35.45% | 32.78% | 34.36% | 36.24%
Ovens Murray | VIC | 24.27% | 24.64% | 25.42% | 24.32% | 26.74% | 25.71% | 25.23% | 25.7% | 25.74% | Ovens Murray | VIC | 28.17% | 29.08% | 30.99% | 27.54% | 32.26% | 31.53% | 30.07% | 32.07% | 32.22%
Murray River | VIC | 26.64% | 27.29% | 27.58% | 27.71% | 29.02% | 28.14% | 27.64% | 28.48% | 28.94% | Murray River | VIC | 30.41% | 33.57% | 33.81% | 32.9% | 37.59% | 36.88% | 33.76% | 35.46% | 37.18%
Western Victoria | VIC | 23.33% | 24.26% | 24.38% | 23.96% | 25.32% | 25.13% | 24.1% | 24.67% | 25.43% | Western Victoria | VIC | 21.63% | 23.2% | 24.32% | 24.46% | 25.77% | 25.57% | 24.41% | 25.65% | 27.85%
South West Victoria | VIC | 20.75% | 22.26% | 22.76% | 22.68% | 22.94% | 23.66% | 21.57% | 23.1% | 24.16% | South West Victoria | VIC | 18.08% | 21.47% | 22.04% | 21.41% | 22.13% | 24.12% | 21.32% | 22.58% | 25.89%
Gippsland | VIC | 22.63% | 23.48% | 24.97% | 24.83% | 25.55% | 25.09% | 23.83% | 24.83% | 26.04% | Gippsland | VIC | 19.23% | 21.22% | 23.93% | 23.74% | 24.94% | 24.96% | 22.5% | 23.42% | 26.79%
Central North Vic | VIC | 26.42% | 27.51% | 27.57% | 26.99% | 29.06% | 28.37% | 27.16% | 27.84% | 28.23% | Central North Vic | VIC | 29.9% | 33.49% | 33.18% | 31.73% | 36.01% | 35.39% | 32.43% | 33.77% | 34.77%
South East SA | SA | 23.93% | 25.07% | 25.04% | 25.13% | 25.91% | 26.07% | 24.64% | 24.95% | 25.73% | South East SA | SA | 26.92% | 30.66% | 30.09% | 30.44% | 31.92% | 31.48% | 29.43% | 30.15% | 31.89%
Riverland | SA | 28.16% | 28.43% | 28.39% | 29.08% | 29.96% | 29.32% | 29.34% | 29.46% | 29.69% | Riverland | SA | 31.21% | 33.09% | 33.86% | 34.4% | 37.72% | 35.33% | 35.05% | 35.34% | 35.76%
Mid-North SA | SA | 25.86% | 27.06% | 27.34% | 27.48% | 28.59% | 28.01% | 27% | 27.16% | 27.92% | Mid-North SA | SA | 27.02% | 29.39% | 30.91% | 30.46% | 32.15% | 32.33% | 29.34% | 30.58% | 31.54%
Yorke Peninsula | SA | 26.04% | 26.82% | 27.17% | 27.27% | 28.19% | 28.11% | 27.39% | 27.17% | 27.99% | Yorke Peninsula | SA | 25.39% | 28.17% | 29.89% | 29.5% | 30.7% | 30.24% | 30.43% | 29.55% | 31.83%
Northern SA | SA | 28.28% | 29.25% | 29.12% | 29.45% | 30.38% | 29.55% | 29.45% | 29.36% | 29.6% | Northern SA | SA | 35.74% | 37.04% | 37.1% | 37.31% | 39.5% | 38.09% | 39.19% | 38.86% | 39.7%
Leigh Creek | SA | 30.47% | 31.44% | 30.81% | 32.76% | 32.67% | 30.24% | 31.19% | 31.71% | 31.68% | Leigh Creek | SA | 39.95% | 41.96% | 41.05% | 45.41% | 45.79% | 41.76% | 42.93% | 44.81% | 45.57%
Roxby Downs | SA | 30.43% | 31.24% | 31.27% | 32.34% | 32.51% | 31.36% | 32.27% | 32.01% | 31.84% | Roxby Downs | SA | 41.27% | 41.75% | 42.18% | 44.54% | 44.93% | 41.9% | 45.13% | 44.27% | 44.27%
Eastern Eyre Peninsula | SA | 24.48% | 25.88% | 26.58% | 26.7% | 27.13% | 27.17% | 26.47% | 26.46% | 27.85% | Eastern Eyre Peninsula | SA | 26.59% | 29.47% | 31.47% | 31.58% | 33.28% | 32.99% | 30.64% | 31.55% | 34.17%
Western Eyre Peninsula | SA | 27.5% | 28.35% | 28.25% | 28.95% | 30% | 29.46% | 28.95% | 29.1% | 29.31% | Western Eyre Peninsula | SA | 30.96% | 32.73% | 32.59% | 34.17% | 36.75% | 35.84% | 34.24% | 35.33% | 36.45%
North East Tasmania | TAS | 23.84% | 23.47% | 23.76% | 23.98% | 24.89% | 24.93% | 23.66% | 24.6% | 24.81% | North East Tasmania | TAS | 23.71% | 22.49% | 22.36% | 23.51% | 25.29% | 24.93% | 23.16% | 25.44% | 25.78%
North West Tasmania | TAS | 22.74% | 23.22% | 22.73% | 22.4% | 23.19% | 23.74% | 21.63% | 22.13% | 22.81% | North West Tasmania | TAS | 20.85% | 22.93% | 20.36% | 20.15% | 21.16% | 22.6% | 20.12% | 20.91% | 23.1%
Tasmania Midlands | TAS | 23.15% | 22.41% | 22.48% | 22.41% | 23.87% | 23.67% | 22.75% | 23.57% | 24.33% | Tasmania Midlands | TAS | 24.71% | 22.31% | 22.64% | 23.31% | 25.02% | 24.73% | 23.78% | 25.41% | 26.8%
High Wind - offshore | [10 empty] | Medium Wind - offshore
REZ name | Region | Reference year (Financial year ending) 2011: Reference year (Financial year ending) | REZ name | Region | Reference year (Financial year ending)
|  | 2011 | 2012 | 2013 | 2014 | 2015 | 2016 | 2017 | 2018 | 2019 |  |  | 2011 | 2012 | 2013 | 2014 | 2015 | 2016 | 2017 | 2018 | 2019
Gippsland Offshore | VIC | 41.96% | 41.09% | 40.6% | 44.57% | 41.13% | 39.76% | 42.16% | 43.23% | 41.2% | Gippsland Offshore | VIC | 41.51% | 40.44% | 39.98% | 43.34% | 40.39% | 38.34% | 41.35% | 42.39% | 40.96%

## Lead Time and project life
Go to Assumptions Summary
Lead time and project life
Development lead time considers the time necessary to undertake feasibility studies, secure necessary development approvals, and to construct the project. For capacity planning therefore, the lead time reflects the shortest time before a technology can commence operation.
GHD have provided lead time as a combination of lead time for feasibility and construction time. These values have been adjusted for some technologies to reflect the degree of active development interest, as demonstrated by the projects proposed, advancing or committed in AEMO's Generation Information page, particularly for Wind and Solar technologies.
Technology6 | Feasibility Period (years) | Construction Time (years) 2 | Total lead time (years) | Economic Life (years) 3 | Technical Life (years) 4, 5
Black Coal (supercritical PC) | 4 | 4 | 8 | 25 | 50
Brown Coal (supercritical PC) | 4 | 4 | 8 | 25 | 50
OCGT | 3 | 1 | 4 | 25 | 30
CCGT | 3 | 2 | 5 | 25 | 30
Biomass | 3 | 2 | 5 | 25 | 50
Large scale Solar PV | 0 | 1 | 1 | 25 | 30
Solar Thermal (8hrs Storage) | 3 | 3 | 6 | 25 | 40
Battery storage (2hrs storage) | 1 | 1 | 2 | 10 | 20
Battery storage (4hrs storage) | 1 | 1 | 2 | 10 | 20
Wind | 0 | 2 | 2 | 25 | 30
Wind - Offshore | 2 | 2 | 4 | 25 | 30
Pumped Hydro (6hrs storage) | 2 | 4 | 6 | 30 | 50
Pumped Hydro (12hrs storage) | 2 | 4 | 6 | 30 | 50
Pumped Hydro (24hrs storage) | 2 | 4 | 6 | 30 | 50
Pumped Hydro (48hrs storage) | 2 | 4 | 6 | 30 | 50
Source: GHD cost and technical parameter review
Note 1: Given existing development activity in these technologies, AEMO has removed the development lead time for onshore wind and large-scale solar PV as stated by GHD. The total lead time therefore reflects the construction time only.
Note 2: GHD has provided construction time in weeks. AEMO has converted this time to years and rounded up to the nearest whole year for capacity planning.
Note 3: Period of time required for the project to recover build costs.
Note 4: Period of time project is operational before life extension refurbishment or retirement.
Note 5 for battery storage: Technical life based on Aurecon Technical Parameter Review 2020 and Stakeholder consultation feedback.
Note 6 for battery storages and pumped hydro: The ISP examines a sensitivity that delays the development of battery storages and pumped hydro until 2032-33, beyond projects that are committed or anticipated.

## WACC
Go to Assumptions Summary
Weighted average cost of capital (WACC)
WACC expresses the costs incurred to obtain finance for capital expenditure
WACC is assumed to return to typical historical values, corresponding to reduction of debt and increase in equity. Estimate is intentionally conservative, corresponding to a marginally optimistic capital investment cost, faster change in mix and higher need for responsiveness from the market. Value represents real, pre-tax WACC.
WACC (%)
| Slow change | Central | Fast | High DER | Step Change
All new generation and transmission | 7.9 | 5.9 | 5.9 | 5.9 | 5.9
For the Slow Change scenario AEMO will apply a higher WACC, given that scenario’s settings are associated with lesser available capital and weaker investment conditions. For that scenario, AEMO will apply a 2% uplift, increasing the WACC from 5.9% real, pre-tax to 7.9%.
Source:
https://www.energynetworks.com.au/sites/default/files/ena_rit-t_handbook_15_march_2019.pdf
(page 67)

## Storage properties
Go to Assumptions Summary
Battery properties
Property | Battery storage (2hrs storage) | Battery storage (4hrs storage) | Virtual Power Plants (aggregated ESS)
Maximum power1 | 1 | 1 | 1 | MW
Energy capacity | 2 | 4 | 2.6 | MWh
Round Trip efficiency (aggregated)2 |  |  | 85 | %
Charge efficiency (utility) | 90 | 90 |  | %
Discharge efficiency (utility) | 90 | 90 |  | %
Round Trip efficiency (utility) | 81 | 81 |  | %
Economic life | 10 | 10 |  | years
Technical life | 20 | 20 |  | years
Allowable Max State of Charge | 90 | 90 | 90 | %
Allowable Min State of Charge | 10 | 10 | 10 | %
Notes:
1. Power and capacity are defined as a 1:2 ratio. The model is free to build utility-scale batteries up to defined build limits.
2. Round Trip efficiency for these batteries has been sourced from the assumptions of the consultants who provided the embedded energy storage projections to ensure consistency. Source: https://www.aemo.com.au/-/media/Files/Electricity/NEM/Planning_and_Forecasting/Inputs-Assumptions-Methodologies/2019/2019-Projections-for-Small-Scale-Embedded-Technologies-Report-by-CSIRO.pdf
Pumped hydro properties
Property | Value
| Snowy 2.04 | Snowy5 | Wivenhoe | Shoalhaven | New Entrant PHES
Installed Capacity3 | 2040 |  | 570 | 240 | - | MW
Storage Capacity | 168 |  | 10 | 63.5 | 6 to 48 | hours
Pumping efficiency | 76 | 78 | 70 | 70 | 80 | %
Economic life | 30 |  |  |  | 30 | years
Technical life | 50 |  |  |  | 50 | years
Note:
1. Data on economic life and technical life of batteries and pumped hydro plants are from the GHD 2018 AEMO costs and technical parameter review. GHD has assumed that economic life refers to the design life of a plant and the technical life of a plant is the elapsed time between first commercial operation and decommissioning.
2. Both Economic life and technical life are applied only for the batteries in the capacity expansion planning models as both technical life and economic life of batteries are less than the planning horizon.
3. AEMO models a range of storage sizes for new entrant pumped hydro (6, 12, 24 and 48 hours storage)
3. The model is free to build generic pump hydro for different storage capacity options up to defined build limits.
4. Snowy 2.0 Round Trip efficiency has been sourced from Snowy Hydro Limited's report on NEM outlook and Snowy 2.0. Source: https://www.snowyhydro.com.au/wp-content/uploads/2018/01/MJA_ReportFinal_Jan2018.pdf
5. Snowy Pumping Efficiency based on discussions with participant

## Coal and Biomass price
Go to Assumptions Summary
Coal price (AU$/GJ, real 2020 dollars)
Coal Prices based on 2019 coal price forecast update by WoodMackenzie.
Biomass is based on an AEMO assumption.
Fuel Cost Scenario | Modelling Scenario
Neutral | Central, High DER, Fast Change
Generator | WoodMackenzie Coal Price Scenario | 2020-21 | 2021-22 | 2022-23 | 2023-24 | 2024-25 | 2025-26 | 2026-27 | 2027-28 | 2028-29 | 2029-30 | 2030-31 | 2031-32 | 2032-33 | 2033-34 | 2034-35 | 2035-36 | 2036-37 | 2037-38 | 2038-39 | 2039-40 | 2040-41 | 2041-42 | 2042-43 | 2043-44 | 2044-45 | 2045-46 | 2046-47 | 2047-48 | 2048-49 | 2049-50
Bayswater | Neutral | 1.5845 | 1.5446 | 1.5944 | 1.6642 | 1.5944 | 1.5047 | 1.6443 | 2.2322 | 2.6806 | 2.6308 | 2.6607 | 2.7305 | 2.7603 | 2.8002 | 2.85 | 2.9198 | 2.9696 | 2.9796 | 2.9298 | 2.8799 | 2.87 | 2.87 | 2.87 | 2.87 | 2.87 | 2.87 | 2.87 | 2.87 | 2.87 | 2.87
Eraring | Neutral | 3.707 | 3.438 | 3.3682 | 3.428 | 3.5376 | 3.6472 | 3.7369 | 3.717 | 3.5974 | 3.5177 | 3.4978 | 3.707 | 3.9063 | 3.9462 | 4.0259 | 4.1256 | 4.1953 | 4.2153 | 4.1455 | 4.0757 | 4.0658 | 4.0658 | 4.0658 | 4.0658 | 4.0658 | 4.0658 | 4.0658 | 4.0658 | 4.0658 | 4.0658
Liddell | Neutral | 1.5845 | 1.5446 | 1.5944 | 1.6642 | 1.5944 | 1.5047 | 1.6443 | 2.2322 | 2.6806 | 2.6308 | 2.6607 | 2.7305 | 2.7603 | 2.8002 | 2.85 | 2.9198 | 2.9696 | 2.9796 | 2.9298 | 2.8799 | 2.87 | 2.87 | 2.87 | 2.87 | 2.87 | 2.87 | 2.87 | 2.87 | 2.87 | 2.87
Mt Piper | Neutral | 3.707 | 3.438 | 3.3682 | 3.428 | 3.5376 | 3.6472 | 3.7369 | 3.717 | 3.5974 | 3.5177 | 3.4978 | 3.707 | 3.9063 | 3.9462 | 4.0259 | 4.1256 | 4.1953 | 4.2153 | 4.1455 | 4.0757 | 4.0757 | 4.0757 | 4.0757 | 4.0757 | 4.0757 | 4.0757 | 4.0757 | 4.0757 | 4.0757 | 4.0757
Vales Point B | Neutral | 3.2686 | 3.1091 | 3.0892 | 3.139 | 3.1988 | 3.2586 | 3.3184 | 3.3084 | 3.2387 | 3.1889 | 3.1789 | 3.2985 | 3.418 | 3.438 | 3.4878 | 3.5376 | 3.5875 | 3.5974 | 3.5576 | 3.5177 | 3.5077 | 3.5077 | 3.5077 | 3.5077 | 3.5077 | 3.5077 | 3.5077 | 3.5077 | 3.5077 | 3.5077
Callide B | Neutral | 2.1724 | 2.1226 | 2.0927 | 2.0827 | 2.0927 | 2.1226 | 2.1425 | 2.1425 | 2.1226 | 2.1026 | 2.1026 | 2.1226 | 2.1325 | 2.1425 | 2.1525 | 2.1724 | 2.1724 | 2.1724 | 2.1525 | 2.1325 | 2.1226 | 2.1226 | 2.1226 | 2.1226 | 2.1226 | 2.1226 | 2.1226 | 2.1226 | 2.1226 | 2.1226
Callide C | Neutral | 2.1724 | 2.1226 | 2.0927 | 2.0827 | 2.0927 | 2.1226 | 2.1425 | 2.1425 | 2.1226 | 2.1026 | 2.1026 | 2.1226 | 2.1325 | 2.1425 | 2.1525 | 2.1724 | 2.1724 | 2.1724 | 2.1525 | 2.1325 | 2.1226 | 2.1226 | 2.1226 | 2.1226 | 2.1226 | 2.1226 | 2.1226 | 2.1226 | 2.1226 | 2.1226
Gladstone | Neutral | 2.5013 | 2.3518 | 2.2621 | 2.2721 | 2.3717 | 2.4614 | 2.5013 | 2.5311 | 2.4614 | 2.5511 | 2.7205 | 2.7504 | 2.7603 | 2.7902 | 2.85 | 2.9098 | 2.9597 | 2.9696 | 2.9198 | 2.87 | 2.86 | 2.86 | 2.86 | 2.86 | 2.86 | 2.86 | 2.86 | 2.86 | 2.86 | 2.86
Kogan Creek | Neutral | 1.3852 | 1.3951 | 1.3951 | 1.3951 | 1.3951 | 1.3951 | 1.3951 | 1.3951 | 1.3951 | 1.3951 | 1.3951 | 1.3951 | 1.3951 | 1.3951 | 1.3951 | 1.3951 | 1.3951 | 1.3951 | 1.3951 | 1.3951 | 1.3951 | 1.3951 | 1.3951 | 1.3951 | 1.3951 | 1.3951 | 1.3951 | 1.3951 | 1.3951 | 1.3951
Millmerran | Neutral | 1.2157 | 1.2357 | 1.2456 | 1.2456 | 1.2456 | 1.2456 | 1.2456 | 1.2456 | 1.2456 | 1.2456 | 1.2456 | 1.2456 | 1.2456 | 1.2456 | 1.2456 | 1.2456 | 1.2456 | 1.2456 | 1.2456 | 1.2456 | 1.2456 | 1.2456 | 1.2456 | 1.2456 | 1.2456 | 1.2456 | 1.2456 | 1.2456 | 1.2456 | 1.2456
Stanwell | Neutral | 2.4913 | 2.4614 | 2.4614 | 2.4614 | 2.4614 | 2.4614 | 2.4913 | 2.5511 | 2.5511 | 2.4913 | 2.5013 | 2.5511 | 2.5909 | 2.6208 | 2.6806 | 2.7105 | 2.7105 | 2.7105 | 2.7105 | 2.7105 | 2.7105 | 2.7105 | 2.7105 | 2.7105 | 2.7105 | 2.7105 | 2.7105 | 2.7105 | 2.7105 | 2.7105
Tarong | Neutral | 2.4116 | 2.4514 | 2.4714 | 2.4714 | 2.4714 | 2.4714 | 2.4714 | 2.4714 | 2.4714 | 2.4714 | 2.4714 | 2.4714 | 2.4714 | 2.4714 | 2.4714 | 2.4714 | 2.4714 | 2.4714 | 2.4714 | 2.4714 | 2.4714 | 2.4714 | 2.4714 | 2.4714 | 2.4714 | 2.4714 | 2.4714 | 2.4714 | 2.4714 | 2.4714
Tarong North | Neutral | 2.4116 | 2.4514 | 2.4714 | 2.4714 | 2.4714 | 2.4714 | 2.4714 | 2.4714 | 2.4714 | 2.4714 | 2.4714 | 2.4714 | 2.4714 | 2.4714 | 2.4714 | 2.4714 | 2.4714 | 2.4714 | 2.4714 | 2.4714 | 2.4714 | 2.4714 | 2.4714 | 2.4714 | 2.4714 | 2.4714 | 2.4714 | 2.4714 | 2.4714 | 2.4714
Loy Yang A | Neutral | 0.63777 | 0.63777 | 0.63777 | 0.63777 | 0.63777 | 0.63777 | 0.63777 | 0.63777 | 0.63777 | 0.63777 | 0.63777 | 0.63777 | 0.63777 | 0.63777 | 0.63777 | 0.63777 | 0.63777 | 0.63777 | 0.63777 | 0.63777 | 0.63777 | 0.63777 | 0.63777 | 0.63777 | 0.63777 | 0.63777 | 0.63777 | 0.63777 | 0.63777 | 0.63777
Loy Yang B | Neutral | 0.63777 | 0.63777 | 0.63777 | 0.63777 | 0.63777 | 0.63777 | 0.63777 | 0.63777 | 0.63777 | 0.63777 | 0.63777 | 0.63777 | 0.63777 | 0.63777 | 0.63777 | 0.63777 | 0.63777 | 0.63777 | 0.63777 | 0.63777 | 0.63777 | 0.63777 | 0.63777 | 0.63777 | 0.63777 | 0.63777 | 0.63777 | 0.63777 | 0.63777 | 0.63777
Yallourn W | Neutral | 0.63777 | 0.63777 | 0.63777 | 0.63777 | 0.63777 | 0.63777 | 0.63777 | 0.63777 | 0.63777 | 0.63777 | 0.63777 | 0.63777 | 0.63777 | 0.63777 | 0.63777 | 0.63777 | 0.63777 | 0.63777 | 0.63777 | 0.63777 | 0.63777 | 0.63777 | 0.63777 | 0.63777 | 0.63777 | 0.63777 | 0.63777 | 0.63777 | 0.63777 | 0.63777
New generating stations
North Queensland | Neutral | 2.9597 | 2.9098 | 2.8899 | 2.8999 | 2.9098 | 2.9198 | 2.9298 | 2.9298 | 2.9198 | 2.9098 | 2.9098 | 2.9098 | 2.9198 | 2.9198 | 2.9198 | 2.9198 | 2.9198 | 2.9198 | 2.9198 | 2.9198 | 2.9198 | 2.9198 | 2.9198 | 2.9198 | 2.9198 | 2.9198 | 2.9198 | 2.9198 | 2.9198 | 2.9198
Central Queensland | Neutral | 2.6906 | 2.4913 | 2.3817 | 2.3817 | 2.4813 | 2.6009 | 2.6906 | 2.7105 | 2.6208 | 2.5411 | 2.5311 | 2.571 | 2.6109 | 2.6507 | 2.7305 | 2.8201 | 2.8999 | 2.9298 | 2.87 | 2.8002 | 2.7902 | 2.7902 | 2.7902 | 2.7902 | 2.7902 | 2.7902 | 2.7902 | 2.7902 | 2.7902 | 2.7902
Southwest Queensland | Neutral | 3.4679 | 3.0792 | 2.8799 | 2.85 | 2.9198 | 3.0394 | 3.1291 | 3.1191 | 2.9995 | 2.9098 | 2.9298 | 2.9696 | 2.9895 | 3.0294 | 3.1091 | 3.1988 | 3.2686 | 3.2885 | 3.2088 | 3.139 | 3.1291 | 3.1291 | 3.1291 | 3.1291 | 3.1291 | 3.1291 | 3.1291 | 3.1291 | 3.1291 | 3.1291
Northern NSW | Neutral | 3.3483 | 2.9597 | 2.7603 | 2.7305 | 2.8102 | 2.9198 | 3.0095 | 2.9995 | 2.8799 | 2.7902 | 2.8102 | 2.85 | 2.87 | 2.9098 | 2.9895 | 3.0792 | 3.149 | 3.1689 | 3.0892 | 3.0194 | 3.0095 | 3.0095 | 3.0095 | 3.0095 | 3.0095 | 3.0095 | 3.0095 | 3.0095 | 3.0095 | 3.0095
North-Central NSW | Neutral | 3.5077 | 3.1789 | 2.9995 | 2.9895 | 3.0693 | 3.1889 | 3.2686 | 3.2686 | 3.159 | 3.0792 | 3.0792 | 3.1191 | 3.149 | 3.1889 | 3.2686 | 3.3583 | 3.438 | 3.4479 | 3.3782 | 3.3184 | 3.2985 | 3.2985 | 3.2985 | 3.2985 | 3.2985 | 3.2985 | 3.2985 | 3.2985 | 3.2985 | 3.2985
Latrobe Valley | Neutral | 0.66767 | 0.66767 | 0.66767 | 0.66767 | 0.66767 | 0.66767 | 0.66767 | 0.66767 | 0.66767 | 0.66767 | 0.66767 | 0.66767 | 0.66767 | 0.66767 | 0.66767 | 0.66767 | 0.66767 | 0.66767 | 0.66767 | 0.66767 | 0.66767 | 0.66767 | 0.66767 | 0.66767 | 0.66767 | 0.66767 | 0.66767 | 0.66767 | 0.66767 | 0.66767
Fast | Step Change
Generator | WoodMackenzie Coal Price Scenario | 2020-21 | 2021-22 | 2022-23 | 2023-24 | 2024-25 | 2025-26 | 2026-27 | 2027-28 | 2028-29 | 2029-30 | 2030-31 | 2031-32 | 2032-33 | 2033-34 | 2034-35 | 2035-36 | 2036-37 | 2037-38 | 2038-39 | 2039-40 | 2040-41 | 2041-42 | 2042-43 | 2043-44 | 2044-45 | 2045-46 | 2046-47 | 2047-48 | 2048-49 | 2049-50
Bayswater | Fast | 1.5745 | 1.5346 | 1.5745 | 1.6443 | 1.5745 | 1.4748 | 1.5047 | 1.7838 | 2.0329 | 1.993 | 2.003 | 2.0429 | 2.0329 | 2.0229 | 1.9233 | 1.8236 | 1.8037 | 1.7738 | 1.7638 | 1.7339 | 1.724 | 1.724 | 1.724 | 1.724 | 1.724 | 1.724 | 1.724 | 1.724 | 1.724 | 1.724
Eraring | Fast | 3.5476 | 3.2686 | 3.149 | 3.0892 | 3.0593 | 2.9895 | 2.9298 | 2.87 | 2.8002 | 2.7205 | 2.6806 | 2.8401 | 2.9895 | 2.9796 | 2.85 | 2.7205 | 2.6806 | 2.6408 | 2.6109 | 2.5909 | 2.571 | 2.571 | 2.571 | 2.571 | 2.571 | 2.571 | 2.571 | 2.571 | 2.571 | 2.571
Liddell | Fast | 1.5745 | 1.5346 | 1.5745 | 1.6443 | 1.5745 | 1.4748 | 1.5047 | 1.7838 | 2.0329 | 1.993 | 2.003 | 2.0429 | 2.0329 | 2.0229 | 1.9233 | 1.8236 | 1.8037 | 1.7738 | 1.7638 | 1.7339 | 1.724 | 1.724 | 1.724 | 1.724 | 1.724 | 1.724 | 1.724 | 1.724 | 1.724 | 1.724
Mt Piper | Fast | 3.5476 | 3.2686 | 3.149 | 3.0892 | 3.0593 | 2.9895 | 2.9298 | 2.87 | 2.8002 | 2.7205 | 2.6806 | 2.8401 | 2.9895 | 2.9796 | 2.85 | 2.7205 | 2.6806 | 2.6408 | 2.6109 | 2.5909 | 2.5909 | 2.5909 | 2.5909 | 2.5909 | 2.5909 | 2.5909 | 2.5909 | 2.5909 | 2.5909 | 2.5909
Vales Point B | Fast | 3.1789 | 3.0194 | 2.9597 | 2.9198 | 2.8999 | 2.86 | 2.8201 | 2.7902 | 2.7504 | 2.7205 | 2.7006 | 2.7703 | 2.85 | 2.8401 | 2.7803 | 2.7205 | 2.7006 | 2.6806 | 2.6707 | 2.6607 | 2.6507 | 2.6507 | 2.6507 | 2.6507 | 2.6507 | 2.6507 | 2.6507 | 2.6507 | 2.6507 | 2.6507
Callide B | Fast | 2.1425 | 2.0827 | 2.0329 | 2.003 | 1.9831 | 1.9731 | 1.9631 | 1.9532 | 1.9332 | 1.9233 | 1.9233 | 1.9233 | 1.9233 | 1.9033 | 1.8734 | 1.8535 | 1.8336 | 1.8236 | 1.8137 | 1.8037 | 1.8037 | 1.8037 | 1.8037 | 1.8037 | 1.8037 | 1.8037 | 1.8037 | 1.8037 | 1.8037 | 1.8037
Callide C | Fast | 2.1425 | 2.0827 | 2.0329 | 2.003 | 1.9831 | 1.9731 | 1.9631 | 1.9532 | 1.9332 | 1.9233 | 1.9233 | 1.9233 | 1.9233 | 1.9033 | 1.8734 | 1.8535 | 1.8336 | 1.8236 | 1.8137 | 1.8037 | 1.8037 | 1.8037 | 1.8037 | 1.8037 | 1.8037 | 1.8037 | 1.8037 | 1.8037 | 1.8037 | 1.8037
Gladstone | Fast | 2.3617 | 2.1824 | 2.0429 | 1.9631 | 1.9631 | 1.8934 | 1.8137 | 1.7937 | 1.7539 | 1.8535 | 2.003 | 2.003 | 1.9831 | 1.9731 | 1.8834 | 1.7937 | 1.7638 | 1.7339 | 1.714 | 1.704 | 1.6941 | 1.6941 | 1.6941 | 1.6941 | 1.6941 | 1.6941 | 1.6941 | 1.6941 | 1.6941 | 1.6941
Kogan Creek | Fast | 1.3852 | 1.3951 | 1.3951 | 1.3951 | 1.3951 | 1.3951 | 1.3951 | 1.3951 | 1.3951 | 1.3951 | 1.3951 | 1.3951 | 1.3951 | 1.3951 | 1.3951 | 1.3951 | 1.3951 | 1.3951 | 1.3951 | 1.3951 | 1.3951 | 1.3951 | 1.3951 | 1.3951 | 1.3951 | 1.3951 | 1.3951 | 1.3951 | 1.3951 | 1.3951
Millmerran | Fast | 1.2157 | 1.2357 | 1.2456 | 1.2456 | 1.2456 | 1.2456 | 1.2456 | 1.2456 | 1.2456 | 1.2456 | 1.2456 | 1.2456 | 1.2456 | 1.2456 | 1.2456 | 1.2456 | 1.2456 | 1.2456 | 1.2456 | 1.2456 | 1.2456 | 1.2456 | 1.2456 | 1.2456 | 1.2456 | 1.2456 | 1.2456 | 1.2456 | 1.2456 | 1.2456
Stanwell | Fast | 2.4913 | 2.4614 | 2.4614 | 2.4614 | 2.4614 | 2.4614 | 2.4215 | 2.1724 | 1.9432 | 1.8934 | 1.8834 | 1.8934 | 1.8934 | 1.8834 | 1.8037 | 1.724 | 1.724 | 1.724 | 1.724 | 1.724 | 1.724 | 1.724 | 1.724 | 1.724 | 1.724 | 1.724 | 1.724 | 1.724 | 1.724 | 1.724
Tarong | Fast | 2.4116 | 2.4514 | 2.4714 | 2.4714 | 2.4714 | 2.4714 | 2.4714 | 2.4714 | 2.4714 | 2.4714 | 2.4714 | 2.4714 | 2.4714 | 2.4714 | 2.4714 | 2.4714 | 2.4714 | 2.4714 | 2.4714 | 2.4714 | 2.4714 | 2.4714 | 2.4714 | 2.4714 | 2.4714 | 2.4714 | 2.4714 | 2.4714 | 2.4714 | 2.4714
Tarong North | Fast | 2.4116 | 2.4514 | 2.4714 | 2.4714 | 2.4714 | 2.4714 | 2.4714 | 2.4714 | 2.4714 | 2.4714 | 2.4714 | 2.4714 | 2.4714 | 2.4714 | 2.4714 | 2.4714 | 2.4714 | 2.4714 | 2.4714 | 2.4714 | 2.4714 | 2.4714 | 2.4714 | 2.4714 | 2.4714 | 2.4714 | 2.4714 | 2.4714 | 2.4714 | 2.4714
Loy Yang A | Fast | 0.63777 | 0.63777 | 0.63777 | 0.63777 | 0.63777 | 0.63777 | 0.63777 | 0.63777 | 0.63777 | 0.63777 | 0.63777 | 0.63777 | 0.63777 | 0.63777 | 0.63777 | 0.63777 | 0.63777 | 0.63777 | 0.63777 | 0.63777 | 0.63777 | 0.63777 | 0.63777 | 0.63777 | 0.63777 | 0.63777 | 0.63777 | 0.63777 | 0.63777 | 0.63777
Loy Yang B | Fast | 0.63777 | 0.63777 | 0.63777 | 0.63777 | 0.63777 | 0.63777 | 0.63777 | 0.63777 | 0.63777 | 0.63777 | 0.63777 | 0.63777 | 0.63777 | 0.63777 | 0.63777 | 0.63777 | 0.63777 | 0.63777 | 0.63777 | 0.63777 | 0.63777 | 0.63777 | 0.63777 | 0.63777 | 0.63777 | 0.63777 | 0.63777 | 0.63777 | 0.63777 | 0.63777
Yallourn W | Fast | 0.63777 | 0.63777 | 0.63777 | 0.63777 | 0.63777 | 0.63777 | 0.63777 | 0.63777 | 0.63777 | 0.63777 | 0.63777 | 0.63777 | 0.63777 | 0.63777 | 0.63777 | 0.63777 | 0.63777 | 0.63777 | 0.63777 | 0.63777 | 0.63777 | 0.63777 | 0.63777 | 0.63777 | 0.63777 | 0.63777 | 0.63777 | 0.63777 | 0.63777 | 0.63777
New generating stations
North Queensland | Fast | 2.9597 | 2.9098 | 2.8899 | 2.8999 | 2.9098 | 2.9198 | 2.9298 | 2.9298 | 2.9198 | 2.9098 | 2.9098 | 2.9098 | 2.9198 | 2.9198 | 2.9198 | 2.9198 | 2.9198 | 2.9198 | 2.9198 | 2.9198 | 2.9198 | 2.9198 | 2.9198 | 2.9198 | 2.9198 | 2.9198 | 2.9198 | 2.9198 | 2.9198 | 2.9198
Central Queensland | Fast | 2.5511 | 2.3219 | 2.3119 | 2.3119 | 2.3219 | 2.3418 | 2.3518 | 2.3617 | 2.3518 | 2.3518 | 2.3518 | 2.3617 | 2.3717 | 2.3717 | 2.3916 | 2.4016 | 2.4016 | 2.4016 | 2.4016 | 2.4016 | 2.4016 | 2.4016 | 2.4016 | 2.4016 | 2.4016 | 2.4016 | 2.4016 | 2.4016 | 2.4016 | 2.4016
Southwest Queensland | Fast | 3.2885 | 2.87 | 2.6009 | 2.4714 | 2.4315 | 2.3717 | 2.302 | 2.2422 | 2.1724 | 2.1026 | 2.0827 | 2.0827 | 2.0429 | 2.0329 | 2.0329 | 2.0329 | 2.0329 | 2.0329 | 2.0329 | 2.0329 | 2.0329 | 2.0329 | 2.0329 | 2.0329 | 2.0329 | 2.0329 | 2.0329 | 2.0329 | 2.0329 | 2.0329
Northern NSW | Fast | 3.8665 | 3.4778 | 3.2785 | 3.2586 | 3.3284 | 3.4479 | 3.5376 | 3.5177 | 3.4081 | 3.3184 | 3.3284 | 3.3682 | 3.3882 | 3.428 | 3.5077 | 3.5675 | 3.5675 | 3.5675 | 3.5675 | 3.5675 | 3.5675 | 3.5675 | 3.5675 | 3.5675 | 3.5675 | 3.5675 | 3.5675 | 3.5675 | 3.5675 | 3.5675
North-Central NSW | Fast | 5.4011 | 4.8929 | 4.6338 | 4.5939 | 4.6936 | 4.8431 | 4.9626 | 4.9427 | 4.7932 | 4.6737 | 4.6936 | 4.7534 | 4.7733 | 4.8231 | 4.9328 | 4.9328 | 4.9328 | 4.9328 | 4.9328 | 4.9328 | 4.9328 | 4.9328 | 4.9328 | 4.9328 | 4.9328 | 4.9328 | 4.9328 | 4.9328 | 4.9328 | 4.9328
Latrobe Valley | Fast | 0.66767 | 0.66767 | 0.66767 | 0.66767 | 0.66767 | 0.66767 | 0.66767 | 0.66767 | 0.66767 | 0.66767 | 0.66767 | 0.66767 | 0.66767 | 0.66767 | 0.66767 | 0.66767 | 0.66767 | 0.66767 | 0.66767 | 0.66767 | 0.66767 | 0.66767 | 0.66767 | 0.66767 | 0.66767 | 0.66767 | 0.66767 | 0.66767 | 0.66767 | 0.66767
Slow | Slow Change
Generator | WoodMackenzie Coal Price Scenario | 2020-21 | 2021-22 | 2022-23 | 2023-24 | 2024-25 | 2025-26 | 2026-27 | 2027-28 | 2028-29 | 2029-30 | 2030-31 | 2031-32 | 2032-33 | 2033-34 | 2034-35 | 2035-36 | 2036-37 | 2037-38 | 2038-39 | 2039-40 | 2040-41 | 2041-42 | 2042-43 | 2043-44 | 2044-45 | 2045-46 | 2046-47 | 2047-48 | 2048-49 | 2049-50
Bayswater | Slow | 1.5745 | 1.5346 | 1.5745 | 1.6443 | 1.5745 | 1.4748 | 1.5247 | 1.8535 | 2.1425 | 2.1226 | 2.1425 | 2.1923 | 2.2222 | 2.2521 | 2.282 | 2.292 | 2.2721 | 2.2621 | 2.2521 | 2.2322 | 2.2222 | 2.2222 | 2.2222 | 2.2222 | 2.2222 | 2.2222 | 2.2222 | 2.2222 | 2.2222 | 2.2222
Eraring | Slow | 3.6572 | 3.3782 | 3.2686 | 3.2785 | 3.3383 | 3.418 | 3.5077 | 3.5077 | 3.428 | 3.3383 | 3.3184 | 3.5077 | 3.717 | 3.7668 | 3.7868 | 3.7768 | 3.7469 | 3.7369 | 3.727 | 3.6971 | 3.6771 | 3.6771 | 3.6771 | 3.6771 | 3.6771 | 3.6771 | 3.6771 | 3.6771 | 3.6771 | 3.6771
Liddell | Slow | 1.5745 | 1.5346 | 1.5745 | 1.6443 | 1.5745 | 1.4748 | 1.5247 | 1.8535 | 2.1425 | 2.1226 | 2.1425 | 2.1923 | 2.2222 | 2.2521 | 2.282 | 2.292 | 2.2721 | 2.2621 | 2.2521 | 2.2322 | 2.2222 | 2.2222 | 2.2222 | 2.2222 | 2.2222 | 2.2222 | 2.2222 | 2.2222 | 2.2222 | 2.2222
Mt Piper | Slow | 3.6572 | 3.3782 | 3.2686 | 3.2785 | 3.3383 | 3.418 | 3.5077 | 3.5077 | 3.428 | 3.3383 | 3.3184 | 3.5077 | 3.717 | 3.7668 | 3.7868 | 3.7768 | 3.7469 | 3.7369 | 3.727 | 3.6971 | 3.6971 | 3.6971 | 3.6971 | 3.6971 | 3.6971 | 3.6971 | 3.6971 | 3.6971 | 3.6971 | 3.6971
Vales Point B | Slow | 3.1988 | 3.0493 | 2.9995 | 3.0194 | 3.0394 | 3.0593 | 3.0992 | 3.0992 | 3.0593 | 3.0194 | 3.0095 | 3.0992 | 3.1988 | 3.2187 | 3.2287 | 3.2287 | 3.2088 | 3.2088 | 3.1988 | 3.1889 | 3.1789 | 3.1789 | 3.1789 | 3.1789 | 3.1789 | 3.1789 | 3.1789 | 3.1789 | 3.1789 | 3.1789
Callide B | Slow | 2.1425 | 2.0827 | 2.0329 | 2.003 | 1.9831 | 1.9831 | 1.9831 | 1.9731 | 1.9631 | 1.9532 | 1.9532 | 1.9631 | 1.9731 | 1.9631 | 1.9332 | 1.9133 | 1.9033 | 1.8934 | 1.8834 | 1.8734 | 1.8734 | 1.8734 | 1.8734 | 1.8734 | 1.8734 | 1.8734 | 1.8734 | 1.8734 | 1.8734 | 1.8734
Callide C | Slow | 2.1425 | 2.0827 | 2.0329 | 2.003 | 1.9831 | 1.9831 | 1.9831 | 1.9731 | 1.9631 | 1.9532 | 1.9532 | 1.9631 | 1.9731 | 1.9631 | 1.9332 | 1.9133 | 1.9033 | 1.8934 | 1.8834 | 1.8734 | 1.8734 | 1.8734 | 1.8734 | 1.8734 | 1.8734 | 1.8734 | 1.8734 | 1.8734 | 1.8734 | 1.8734
Gladstone | Slow | 2.3617 | 2.1824 | 2.0429 | 1.9631 | 1.9631 | 1.9332 | 1.8934 | 1.8934 | 1.8635 | 1.9831 | 2.1525 | 2.1624 | 2.1824 | 2.2123 | 2.2422 | 2.2521 | 2.2322 | 2.2222 | 2.2222 | 2.2023 | 2.1824 | 2.1824 | 2.1824 | 2.1824 | 2.1824 | 2.1824 | 2.1824 | 2.1824 | 2.1824 | 2.1824
Kogan Creek | Slow | 1.3852 | 1.3951 | 1.3951 | 1.3951 | 1.3951 | 1.3951 | 1.3951 | 1.3951 | 1.3951 | 1.3951 | 1.3951 | 1.3951 | 1.3951 | 1.3951 | 1.3951 | 1.3951 | 1.3951 | 1.3951 | 1.3951 | 1.3951 | 1.3951 | 1.3951 | 1.3951 | 1.3951 | 1.3951 | 1.3951 | 1.3951 | 1.3951 | 1.3951 | 1.3951
Millmerran | Slow | 1.2157 | 1.2357 | 1.2456 | 1.2456 | 1.2456 | 1.2456 | 1.2456 | 1.2456 | 1.2456 | 1.2456 | 1.2456 | 1.2456 | 1.2456 | 1.2456 | 1.2456 | 1.2456 | 1.2456 | 1.2456 | 1.2456 | 1.2456 | 1.2456 | 1.2456 | 1.2456 | 1.2456 | 1.2456 | 1.2456 | 1.2456 | 1.2456 | 1.2456 | 1.2456
Stanwell | Slow | 2.4913 | 2.4614 | 2.4614 | 2.4614 | 2.4614 | 2.4614 | 2.4215 | 2.2222 | 2.0329 | 1.993 | 2.003 | 2.0229 | 2.0528 | 2.0827 | 2.1126 | 2.1226 | 2.1026 | 2.0927 | 2.0927 | 2.0728 | 2.0628 | 2.0628 | 2.0628 | 2.0628 | 2.0628 | 2.0628 | 2.0628 | 2.0628 | 2.0628 | 2.0628
Tarong | Slow | 2.4116 | 2.4514 | 2.4714 | 2.4714 | 2.4714 | 2.4714 | 2.4714 | 2.4714 | 2.4714 | 2.4714 | 2.4714 | 2.4714 | 2.4714 | 2.4714 | 2.4714 | 2.4714 | 2.4714 | 2.4714 | 2.4714 | 2.4714 | 2.4714 | 2.4714 | 2.4714 | 2.4714 | 2.4714 | 2.4714 | 2.4714 | 2.4714 | 2.4714 | 2.4714
Tarong North | Slow | 2.4116 | 2.4514 | 2.4714 | 2.4714 | 2.4714 | 2.4714 | 2.4714 | 2.4714 | 2.4714 | 2.4714 | 2.4714 | 2.4714 | 2.4714 | 2.4714 | 2.4714 | 2.4714 | 2.4714 | 2.4714 | 2.4714 | 2.4714 | 2.4714 | 2.4714 | 2.4714 | 2.4714 | 2.4714 | 2.4714 | 2.4714 | 2.4714 | 2.4714 | 2.4714
Loy Yang A | Slow | 0.63777 | 0.63777 | 0.63777 | 0.63777 | 0.63777 | 0.63777 | 0.63777 | 0.63777 | 0.63777 | 0.63777 | 0.63777 | 0.63777 | 0.63777 | 0.63777 | 0.63777 | 0.63777 | 0.63777 | 0.63777 | 0.63777 | 0.63777 | 0.63777 | 0.63777 | 0.63777 | 0.63777 | 0.63777 | 0.63777 | 0.63777 | 0.63777 | 0.63777 | 0.63777
Loy Yang B | Slow | 0.63777 | 0.63777 | 0.63777 | 0.63777 | 0.63777 | 0.63777 | 0.63777 | 0.63777 | 0.63777 | 0.63777 | 0.63777 | 0.63777 | 0.63777 | 0.63777 | 0.63777 | 0.63777 | 0.63777 | 0.63777 | 0.63777 | 0.63777 | 0.63777 | 0.63777 | 0.63777 | 0.63777 | 0.63777 | 0.63777 | 0.63777 | 0.63777 | 0.63777 | 0.63777
Yallourn W | Slow | 0.63777 | 0.63777 | 0.63777 | 0.63777 | 0.63777 | 0.63777 | 0.63777 | 0.63777 | 0.63777 | 0.63777 | 0.63777 | 0.63777 | 0.63777 | 0.63777 | 0.63777 | 0.63777 | 0.63777 | 0.63777 | 0.63777 | 0.63777 | 0.63777 | 0.63777 | 0.63777 | 0.63777 | 0.63777 | 0.63777 | 0.63777 | 0.63777 | 0.63777 | 0.63777
New generating stations
North Queensland | Slow | 2.9597 | 2.9098 | 2.8899 | 2.8999 | 2.9098 | 2.9198 | 2.9298 | 2.9298 | 2.9198 | 2.9098 | 2.9098 | 2.9098 | 2.9198 | 2.9198 | 2.9198 | 2.9198 | 2.9198 | 2.9198 | 2.9198 | 2.9198 | 2.9198 | 2.9198 | 2.9198 | 2.9198 | 2.9198 | 2.9198 | 2.9198 | 2.9198 | 2.9198 | 2.9198
Central Queensland | Slow | 2.6607 | 2.4514 | 2.302 | 2.282 | 2.3617 | 2.4813 | 2.581 | 2.6308 | 2.581 | 2.4913 | 2.4813 | 2.5013 | 2.5511 | 2.6109 | 2.6607 | 2.6806 | 2.6607 | 2.6607 | 2.6707 | 2.6308 | 2.5909 | 2.5909 | 2.5909 | 2.5909 | 2.5909 | 2.5909 | 2.5909 | 2.5909 | 2.5909 | 2.5909
Southwest Queensland | Slow | 3.428 | 3.0294 | 2.7803 | 2.7305 | 2.7803 | 2.8999 | 3.0095 | 3.0194 | 2.9497 | 2.86 | 2.86 | 2.8899 | 2.9198 | 2.9796 | 3.0294 | 3.0394 | 2.9995 | 2.9895 | 2.9796 | 2.9397 | 2.8999 | 2.8999 | 2.8999 | 2.8999 | 2.8999 | 2.8999 | 2.8999 | 2.8999 | 2.8999 | 2.8999
Northern NSW | Slow | 3.3084 | 2.9098 | 2.6607 | 2.6109 | 2.6707 | 2.7803 | 2.8899 | 2.9098 | 2.8301 | 2.7404 | 2.7404 | 2.7703 | 2.8002 | 2.86 | 2.9098 | 2.9198 | 2.8799 | 2.87 | 2.86 | 2.8201 | 2.7803 | 2.7803 | 2.7803 | 2.7803 | 2.7803 | 2.7803 | 2.7803 | 2.7803 | 2.7803 | 2.7803
North-Central NSW | Slow | 3.4778 | 3.1291 | 2.9098 | 2.87 | 2.9298 | 3.0493 | 3.159 | 3.1789 | 3.1091 | 3.0294 | 3.0194 | 3.0493 | 3.0792 | 3.139 | 3.1889 | 3.2088 | 3.1689 | 3.1689 | 3.159 | 3.1191 | 3.0792 | 3.0792 | 3.0792 | 3.0792 | 3.0792 | 3.0792 | 3.0792 | 3.0792 | 3.0792 | 3.0792
Latrobe Valley | Slow | 0.66767 | 0.66767 | 0.66767 | 0.66767 | 0.66767 | 0.66767 | 0.66767 | 0.66767 | 0.66767 | 0.66767 | 0.66767 | 0.66767 | 0.66767 | 0.66767 | 0.66767 | 0.66767 | 0.66767 | 0.66767 | 0.66767 | 0.66767 | 0.66767 | 0.66767 | 0.66767 | 0.66767 | 0.66767 | 0.66767 | 0.66767 | 0.66767 | 0.66767 | 0.66767
Neutral | Slow Change, Central, High DER, Fast Change, Step Change
Biomass price |  | 2020-21 | 2021-22 | 2022-23 | 2023-24 | 2024-25 | 2025-26 | 2026-27 | 2027-28 | 2028-29 | 2029-30 | 2030-31 | 2031-32 | 2032-33 | 2033-34 | 2034-35 | 2035-36 | 2036-37 | 2037-38 | 2038-39 | 2039-40 | 2040-41 | 2041-42 | 2042-43 | 2043-44 | 2044-45 | 2045-46 | 2046-47 | 2047-48 | 2048-49 | 2049-50
Biomass | Neutral | 0.52815 | 0.52815 | 0.52815 | 0.52815 | 0.52815 | 0.52815 | 0.52815 | 0.52815 | 0.52815 | 0.52815 | 0.52815 | 0.52815 | 0.52815 | 0.52815 | 0.52815 | 0.52815 | 0.52815 | 0.52815 | 0.52815 | 0.52815 | 0.52815 | 0.52815 | 0.52815 | 0.52815 | 0.52815 | 0.52815 | 0.52815 | 0.52815 | 0.52815 | 0.52815
Biomass | Fast | 0.52815 | 0.52815 | 0.52815 | 0.52815 | 0.52815 | 0.52815 | 0.52815 | 0.52815 | 0.52815 | 0.52815 | 0.52815 | 0.52815 | 0.52815 | 0.52815 | 0.52815 | 0.52815 | 0.52815 | 0.52815 | 0.52815 | 0.52815 | 0.52815 | 0.52815 | 0.52815 | 0.52815 | 0.52815 | 0.52815 | 0.52815 | 0.52815 | 0.52815 | 0.52815
Biomass | Slow | 0.52815 | 0.52815 | 0.52815 | 0.52815 | 0.52815 | 0.52815 | 0.52815 | 0.52815 | 0.52815 | 0.52815 | 0.52815 | 0.52815 | 0.52815 | 0.52815 | 0.52815 | 0.52815 | 0.52815 | 0.52815 | 0.52815 | 0.52815 | 0.52815 | 0.52815 | 0.52815 | 0.52815 | 0.52815 | 0.52815 | 0.52815 | 0.52815 | 0.52815 | 0.52815

## Gas and Liquid fuel price
Go to Assumptions Summary
Gas price ($/GJ, real 2020 dollars)
Gas Prices based on December 2019 "Delivered Wholesale Gas price Outlook 2020-2050" by Core Energy & Resources Pty Limited.
Liquid Fuel Prices based on 2014 "Fuel and Technology Cost Review" by ACIL Allen.
Fuel Cost Scenario | Modelling scenarios using these costs
Neutral | Central, High DER, Fast Change
|  | 2020-21 | 2021-22 | 2022-23 | 2023-24 | 2024-25 | 2025-26 | 2026-27 | 2027-28 | 2028-29 | 2029-30 | 2030-31 | 2031-32 | 2032-33 | 2033-34 | 2034-35 | 2035-36 | 2036-37 | 2037-38 | 2038-39 | 2039-40 | 2040-41 | 2041-42 | 2042-43 | 2043-44 | 2044-45 | 2045-46 | 2046-47 | 2047-48 | 2048-49 | 2049-50
Bairnsdale | Neutral | 8.1968 | 8.5357 | 8.7166 | 8.9568 | 9.331 | 9.5874 | 9.8789 | 10.1109 | 10.2847 | 10.4216 | 10.5382 | 10.6016 | 10.6034 | 10.6043 | 10.6048 | 10.605 | 10.6052 | 10.6053 | 10.6053 | 10.6053 | 10.6053 | 10.6053 | 10.6053 | 10.6053 | 10.6053 | 10.6053 | 10.6053 | 10.6053 | 10.6053 | 10.6053
Barcaldine Power Station | Neutral | 7.2746 | 7.2746 | 7.3991 | 7.5237 | 7.5237 | 8.1783 | 8.9733 | 9.2051 | 9.3788 | 9.5155 | 9.632 | 9.6953 | 9.6971 | 9.698 | 9.6985 | 9.6988 | 9.6989 | 9.699 | 9.699 | 9.699 | 9.699 | 9.704 | 9.709 | 9.709 | 9.709 | 9.709 | 9.709 | 9.709 | 9.709 | 9.709
Barker Inlet Power Station | Neutral | 8.2396 | 8.5781 | 8.7589 | 8.9989 | 9.3727 | 9.6288 | 9.92 | 10.1518 | 10.3254 | 10.4622 | 10.5787 | 10.642 | 10.6438 | 10.6447 | 10.6452 | 10.6454 | 10.6456 | 10.6456 | 10.6457 | 10.6457 | 10.6457 | 10.6457 | 10.6457 | 10.6457 | 10.6457 | 10.6457 | 10.6457 | 10.6457 | 10.6457 | 10.6457
Braemar | Neutral | 7.2746 | 7.2746 | 7.3991 | 7.5237 | 7.5237 | 8.1783 | 8.9733 | 9.2051 | 9.3788 | 9.5155 | 9.632 | 9.6953 | 9.6971 | 9.698 | 9.6985 | 9.6988 | 9.6989 | 9.699 | 9.699 | 9.699 | 9.699 | 9.704 | 9.709 | 9.709 | 9.709 | 9.709 | 9.709 | 9.709 | 9.709 | 9.709
Braemar 2 Power Station | Neutral | 7.2746 | 7.2746 | 7.3991 | 7.5237 | 7.5237 | 8.1783 | 8.9733 | 9.2051 | 9.3788 | 9.5155 | 9.632 | 9.6953 | 9.6971 | 9.698 | 9.6985 | 9.6988 | 9.6989 | 9.699 | 9.699 | 9.699 | 9.699 | 9.704 | 9.709 | 9.709 | 9.709 | 9.709 | 9.709 | 9.709 | 9.709 | 9.709
Colongra | Neutral | 9.0368 | 9.3753 | 9.5561 | 9.7961 | 10.1699 | 10.426 | 10.7172 | 10.949 | 11.1227 | 11.2594 | 11.3759 | 11.4392 | 11.441 | 11.4419 | 11.4424 | 11.4427 | 11.4428 | 11.4429 | 11.4429 | 11.4429 | 11.4429 | 11.4429 | 11.4429 | 11.4429 | 11.4429 | 11.4429 | 11.4429 | 11.4429 | 11.4429 | 11.4429
Condamine A | Neutral | 7.2746 | 7.2746 | 7.3991 | 7.5237 | 7.5237 | 8.1783 | 8.9733 | 9.2051 | 9.3788 | 9.5155 | 9.632 | 9.6953 | 9.6971 | 9.698 | 9.6985 | 9.6988 | 9.6989 | 9.699 | 9.699 | 9.699 | 9.699 | 9.704 | 9.709 | 9.709 | 9.709 | 9.709 | 9.709 | 9.709 | 9.709 | 9.709
Darling Downs | Neutral | 5.9791 | 5.9791 | 5.9791 | 5.9791 | 5.9791 | 5.9791 | 7.5464 | 9.2051 | 9.3788 | 9.5155 | 9.632 | 9.6953 | 9.6971 | 9.698 | 9.6985 | 9.6988 | 9.6989 | 9.699 | 9.699 | 9.699 | 9.699 | 9.704 | 9.709 | 9.709 | 9.709 | 9.709 | 9.709 | 9.709 | 9.709 | 9.709
Dry Creek GT | Neutral | 8.3393 | 8.6778 | 8.8585 | 9.0985 | 9.4723 | 9.7284 | 10.0197 | 10.2514 | 10.4251 | 10.5618 | 10.6784 | 10.7416 | 10.7434 | 10.7444 | 10.7448 | 10.7451 | 10.7452 | 10.7453 | 10.7453 | 10.7454 | 10.7454 | 10.7454 | 10.7454 | 10.7454 | 10.7454 | 10.7454 | 10.7454 | 10.7454 | 10.7454 | 10.7454
Hallett GT | Neutral | 8.3393 | 8.6778 | 8.8585 | 9.0985 | 9.4723 | 9.7284 | 10.0197 | 10.2514 | 10.4251 | 10.5618 | 10.6784 | 10.7416 | 10.7434 | 10.7444 | 10.7448 | 10.7451 | 10.7452 | 10.7453 | 10.7453 | 10.7454 | 10.7454 | 10.7454 | 10.7454 | 10.7454 | 10.7454 | 10.7454 | 10.7454 | 10.7454 | 10.7454 | 10.7454
Jeeralang A | Neutral | 8.1968 | 8.5357 | 8.7166 | 8.9568 | 9.331 | 9.5874 | 9.8789 | 10.1109 | 10.2847 | 10.4216 | 10.5382 | 10.6016 | 10.6034 | 10.6043 | 10.6048 | 10.605 | 10.6052 | 10.6053 | 10.6053 | 10.6053 | 10.6053 | 10.6053 | 10.6053 | 10.6053 | 10.6053 | 10.6053 | 10.6053 | 10.6053 | 10.6053 | 10.6053
Jeeralang B | Neutral | 8.1968 | 8.5357 | 8.7166 | 8.9568 | 9.331 | 9.5874 | 9.8789 | 10.1109 | 10.2847 | 10.4216 | 10.5382 | 10.6016 | 10.6034 | 10.6043 | 10.6048 | 10.605 | 10.6052 | 10.6053 | 10.6053 | 10.6053 | 10.6053 | 10.6053 | 10.6053 | 10.6053 | 10.6053 | 10.6053 | 10.6053 | 10.6053 | 10.6053 | 10.6053
Ladbroke Grove | Neutral | 8.3393 | 8.6778 | 8.8585 | 9.0985 | 9.4723 | 9.7284 | 10.0197 | 10.2514 | 10.4251 | 10.5618 | 10.6784 | 10.7416 | 10.7434 | 10.7444 | 10.7448 | 10.7451 | 10.7452 | 10.7453 | 10.7453 | 10.7454 | 10.7454 | 10.7454 | 10.7454 | 10.7454 | 10.7454 | 10.7454 | 10.7454 | 10.7454 | 10.7454 | 10.7454
Laverton North | Neutral | 8.1968 | 8.5357 | 8.7166 | 8.9568 | 9.331 | 9.5874 | 9.8789 | 10.1109 | 10.2847 | 10.4216 | 10.5382 | 10.6016 | 10.6034 | 10.6043 | 10.6048 | 10.605 | 10.6052 | 10.6053 | 10.6053 | 10.6053 | 10.6053 | 10.6053 | 10.6053 | 10.6053 | 10.6053 | 10.6053 | 10.6053 | 10.6053 | 10.6053 | 10.6053
Mintaro GT | Neutral | 8.3393 | 8.6778 | 8.8585 | 9.0985 | 9.4723 | 9.7284 | 10.0197 | 10.2514 | 10.4251 | 10.5618 | 10.6784 | 10.7416 | 10.7434 | 10.7444 | 10.7448 | 10.7451 | 10.7452 | 10.7453 | 10.7453 | 10.7454 | 10.7454 | 10.7454 | 10.7454 | 10.7454 | 10.7454 | 10.7454 | 10.7454 | 10.7454 | 10.7454 | 10.7454
Mortlake | Neutral | 7.8978 | 8.2367 | 8.4176 | 8.6579 | 9.0321 | 9.2884 | 9.5799 | 9.8119 | 9.9858 | 10.1227 | 10.2393 | 10.3026 | 10.3044 | 10.3053 | 10.3058 | 10.3061 | 10.3062 | 10.3063 | 10.3063 | 10.3064 | 10.3064 | 10.3064 | 10.3064 | 10.3064 | 10.3064 | 10.3064 | 10.3064 | 10.3064 | 10.3064 | 10.3064
Newport | Neutral | 8.1968 | 8.5357 | 8.7166 | 8.9568 | 9.331 | 9.5874 | 9.8789 | 10.1109 | 10.2847 | 10.4216 | 10.5382 | 10.6016 | 10.6034 | 10.6043 | 10.6048 | 10.605 | 10.6052 | 10.6053 | 10.6053 | 10.6053 | 10.6053 | 10.6053 | 10.6053 | 10.6053 | 10.6053 | 10.6053 | 10.6053 | 10.6053 | 10.6053 | 10.6053
Oakey Power Station | Neutral | 7.2746 | 7.2746 | 7.3991 | 7.5237 | 7.5237 | 8.1783 | 8.9733 | 9.2051 | 9.3788 | 9.5155 | 9.632 | 9.6953 | 9.6971 | 9.698 | 9.6985 | 9.6988 | 9.6989 | 9.699 | 9.699 | 9.699 | 9.699 | 9.704 | 9.709 | 9.709 | 9.709 | 9.709 | 9.709 | 9.709 | 9.709 | 9.709
Osborne | Neutral | 8.14 | 8.4785 | 8.6592 | 8.8992 | 9.273 | 9.5291 | 9.8204 | 10.0521 | 10.2258 | 10.3625 | 10.479 | 10.5423 | 10.5441 | 10.545 | 10.5455 | 10.5458 | 10.5459 | 10.546 | 10.546 | 10.5461 | 10.5461 | 10.5461 | 10.5461 | 10.5461 | 10.5461 | 10.5461 | 10.5461 | 10.5461 | 10.5461 | 10.5461
Pelican Point | Neutral | 8.3393 | 8.6778 | 8.8585 | 9.0985 | 9.4723 | 9.7284 | 10.0197 | 10.2514 | 10.4251 | 10.5618 | 10.6784 | 10.7416 | 10.7434 | 10.7444 | 10.7448 | 10.7451 | 10.7452 | 10.7453 | 10.7453 | 10.7454 | 10.7454 | 10.7454 | 10.7454 | 10.7454 | 10.7454 | 10.7454 | 10.7454 | 10.7454 | 10.7454 | 10.7454
Quarantine | Neutral | 8.3393 | 8.6778 | 8.8585 | 9.0985 | 9.4723 | 9.7284 | 10.0197 | 10.2514 | 10.4251 | 10.5618 | 10.6784 | 10.7416 | 10.7434 | 10.7444 | 10.7448 | 10.7451 | 10.7452 | 10.7453 | 10.7453 | 10.7454 | 10.7454 | 10.7454 | 10.7454 | 10.7454 | 10.7454 | 10.7454 | 10.7454 | 10.7454 | 10.7454 | 10.7454
Roma | Neutral | 7.2746 | 7.2746 | 7.3991 | 7.5237 | 7.5237 | 8.1783 | 8.9733 | 9.2051 | 9.3788 | 9.5155 | 9.632 | 9.6953 | 9.6971 | 9.698 | 9.6985 | 9.6988 | 9.6989 | 9.699 | 9.699 | 9.699 | 9.699 | 9.704 | 9.709 | 9.709 | 9.709 | 9.709 | 9.709 | 9.709 | 9.709 | 9.709
Smithfield Energy Facility | Neutral | 9.0368 | 9.3753 | 9.5561 | 9.7961 | 10.1699 | 10.426 | 10.7172 | 10.949 | 11.1227 | 11.2594 | 11.3759 | 11.4392 | 11.441 | 11.4419 | 11.4424 | 11.4427 | 11.4428 | 11.4429 | 11.4429 | 11.4429 | 11.4429 | 11.4429 | 11.4429 | 11.4429 | 11.4429 | 11.4429 | 11.4429 | 11.4429 | 11.4429 | 11.4429
Somerton | Neutral | 8.1968 | 8.5357 | 8.7166 | 8.9568 | 9.331 | 9.5874 | 9.8789 | 10.1109 | 10.2847 | 10.4216 | 10.5382 | 10.6016 | 10.6034 | 10.6043 | 10.6048 | 10.605 | 10.6052 | 10.6053 | 10.6053 | 10.6053 | 10.6053 | 10.6053 | 10.6053 | 10.6053 | 10.6053 | 10.6053 | 10.6053 | 10.6053 | 10.6053 | 10.6053
Swanbank E GT | Neutral | 7.2746 | 7.2746 | 7.3991 | 7.5237 | 7.5237 | 8.1783 | 8.9733 | 9.2051 | 9.3788 | 9.5155 | 9.632 | 9.6953 | 9.6971 | 9.698 | 9.6985 | 9.6988 | 9.6989 | 9.699 | 9.699 | 9.699 | 9.699 | 9.704 | 9.709 | 9.709 | 9.709 | 9.709 | 9.709 | 9.709 | 9.709 | 9.709
Tallawarra | Neutral | 8.5884 | 8.9269 | 9.1077 | 9.3477 | 9.7215 | 9.9776 | 10.2688 | 10.5006 | 10.6742 | 10.811 | 10.9275 | 10.9907 | 10.9925 | 10.9935 | 10.994 | 10.9942 | 10.9944 | 10.9944 | 10.9945 | 10.9945 | 10.9945 | 10.9945 | 10.9945 | 10.9945 | 10.9945 | 10.9945 | 10.9945 | 10.9945 | 10.9945 | 10.9945
Tamar Valley Combined Cycle | Neutral | 8.994 | 9.3329 | 9.5138 | 9.754 | 10.1282 | 10.3846 | 10.6761 | 10.9081 | 11.0819 | 11.2188 | 11.3354 | 11.3988 | 11.4006 | 11.4015 | 11.402 | 11.4023 | 11.4024 | 11.4025 | 11.4025 | 11.4025 | 11.4025 | 11.4025 | 11.4025 | 11.4025 | 11.4025 | 11.4025 | 11.4025 | 11.4025 | 11.4025 | 11.4025
Tamar Valley Peaking | Neutral | 9.5919 | 9.9308 | 10.1117 | 10.352 | 10.7261 | 10.9825 | 11.274 | 11.506 | 11.6799 | 11.8167 | 11.9334 | 11.9967 | 11.9985 | 11.9994 | 11.9999 | 12.0002 | 12.0003 | 12.0004 | 12.0004 | 12.0004 | 12.0004 | 12.0004 | 12.0004 | 12.0004 | 12.0004 | 12.0004 | 12.0004 | 12.0004 | 12.0004 | 12.0004
Torrens Island A | Neutral | 8.14 | 8.4785 | 8.6592 | 8.8992 | 9.273 | 9.5291 | 9.8204 | 10.0521 | 10.2258 | 10.3625 | 10.479 | 10.5423 | 10.5441 | 10.545 | 10.5455 | 10.5458 | 10.5459 | 10.546 | 10.546 | 10.5461 | 10.5461 | 10.5461 | 10.5461 | 10.5461 | 10.5461 | 10.5461 | 10.5461 | 10.5461 | 10.5461 | 10.5461
Torrens Island B | Neutral | 8.14 | 8.4785 | 8.6592 | 8.8992 | 9.273 | 9.5291 | 9.8204 | 10.0521 | 10.2258 | 10.3625 | 10.479 | 10.5423 | 10.5441 | 10.545 | 10.5455 | 10.5458 | 10.5459 | 10.546 | 10.546 | 10.5461 | 10.5461 | 10.5461 | 10.5461 | 10.5461 | 10.5461 | 10.5461 | 10.5461 | 10.5461 | 10.5461 | 10.5461
Townsville Power Station | Neutral | 6.2282 | 6.2282 | 6.2282 | 6.2282 | 6.2282 | 6.2282 | 6.2282 | 6.2282 | 6.2282 | 7.1517 | 8.1372 | 8.2005 | 8.2023 | 8.2032 | 8.2037 | 8.204 | 8.2041 | 8.2042 | 8.2042 | 8.2042 | 8.2043 | 8.2092 | 8.2142 | 8.2142 | 8.2142 | 8.2142 | 8.2142 | 8.2142 | 8.2142 | 8.2142
Uranquinty | Neutral | 8.6382 | 8.9767 | 9.1575 | 9.3975 | 9.7713 | 10.0274 | 10.3186 | 10.5504 | 10.7241 | 10.8608 | 10.9773 | 11.0406 | 11.0424 | 11.0433 | 11.0438 | 11.0441 | 11.0442 | 11.0443 | 11.0443 | 11.0443 | 11.0443 | 11.0443 | 11.0443 | 11.0443 | 11.0443 | 11.0443 | 11.0443 | 11.0443 | 11.0443 | 11.0443
Valley Power | Neutral | 8.1968 | 8.5357 | 8.7166 | 8.9568 | 9.331 | 9.5874 | 9.8789 | 10.1109 | 10.2847 | 10.4216 | 10.5382 | 10.6016 | 10.6034 | 10.6043 | 10.6048 | 10.605 | 10.6052 | 10.6053 | 10.6053 | 10.6053 | 10.6053 | 10.6053 | 10.6053 | 10.6053 | 10.6053 | 10.6053 | 10.6053 | 10.6053 | 10.6053 | 10.6053
Yarwun Cogen | Neutral | 5.9791 | 5.9791 | 5.9791 | 5.9791 | 6.7514 | 8.1783 | 8.9733 | 9.2051 | 9.3788 | 9.5155 | 9.632 | 9.6953 | 9.6971 | 9.698 | 9.6985 | 9.6988 | 9.6989 | 9.699 | 9.699 | 9.699 | 9.699 | 9.704 | 9.709 | 9.709 | 9.709 | 9.709 | 9.709 | 9.709 | 9.709 | 9.709
New generating stations
NSW new CCGT | Neutral | 9.286 | 9.6245 | 9.8052 | 10.0452 | 10.419 | 10.6751 | 10.9663 | 11.1981 | 11.3718 | 11.5085 | 11.625 | 11.6883 | 11.6901 | 11.691 | 11.6915 | 11.6918 | 11.6919 | 11.692 | 11.692 | 11.692 | 11.6921 | 11.6921 | 11.6921 | 11.6921 | 11.6921 | 11.6921 | 11.6921 | 11.6921 | 11.6921 | 11.6921
NSW new OCGT | Neutral | 9.7842 | 10.1227 | 10.3035 | 10.5435 | 10.9173 | 11.1734 | 11.4646 | 11.6964 | 11.87 | 12.0068 | 12.1233 | 12.1866 | 12.1884 | 12.1893 | 12.1898 | 12.19 | 12.1902 | 12.1902 | 12.1903 | 12.1903 | 12.1903 | 12.1903 | 12.1903 | 12.1903 | 12.1903 | 12.1903 | 12.1903 | 12.1903 | 12.1903 | 12.1903
QLD new CCGT | Neutral | 7.6732 | 7.6732 | 7.7977 | 7.9223 | 7.9223 | 8.5769 | 9.3719 | 9.6037 | 9.7774 | 9.9141 | 10.0306 | 10.0939 | 10.0957 | 10.0966 | 10.0971 | 10.0974 | 10.0975 | 10.0976 | 10.0976 | 10.0976 | 10.0976 | 10.1026 | 10.1076 | 10.1076 | 10.1076 | 10.1076 | 10.1076 | 10.1076 | 10.1076 | 10.1076
QLD new OCGT | Neutral | 8.022 | 8.022 | 8.1465 | 8.2711 | 8.2711 | 8.9257 | 9.7207 | 9.9525 | 10.1261 | 10.2629 | 10.3794 | 10.4427 | 10.4445 | 10.4454 | 10.4459 | 10.4461 | 10.4463 | 10.4463 | 10.4464 | 10.4464 | 10.4464 | 10.4514 | 10.4564 | 10.4564 | 10.4564 | 10.4564 | 10.4564 | 10.4564 | 10.4564 | 10.4564
SA new CCGT | Neutral | 8.8375 | 9.176 | 9.3568 | 9.5968 | 9.9706 | 10.2267 | 10.5179 | 10.7497 | 10.9234 | 11.0601 | 11.1766 | 11.2399 | 11.2417 | 11.2426 | 11.2431 | 11.2434 | 11.2435 | 11.2436 | 11.2436 | 11.2436 | 11.2436 | 11.2436 | 11.2436 | 11.2436 | 11.2436 | 11.2436 | 11.2436 | 11.2436 | 11.2436 | 11.2436
SA new OCGT | Neutral | 9.3358 | 9.6743 | 9.855 | 10.0951 | 10.4689 | 10.7249 | 11.0162 | 11.248 | 11.4216 | 11.5584 | 11.6749 | 11.7381 | 11.7399 | 11.7409 | 11.7414 | 11.7416 | 11.7417 | 11.7418 | 11.7419 | 11.7419 | 11.7419 | 11.7419 | 11.7419 | 11.7419 | 11.7419 | 11.7419 | 11.7419 | 11.7419 | 11.7419 | 11.7419
TAS new CCGT | Neutral | 9.7912 | 10.1301 | 10.311 | 10.5513 | 10.9254 | 11.1818 | 11.4733 | 11.7053 | 11.8792 | 12.016 | 12.1327 | 12.196 | 12.1978 | 12.1987 | 12.1992 | 12.1995 | 12.1996 | 12.1997 | 12.1997 | 12.1997 | 12.1997 | 12.1997 | 12.1997 | 12.1997 | 12.1997 | 12.1997 | 12.1997 | 12.1997 | 12.1997 | 12.1997
TAS new OCGT | Neutral | 10.2895 | 10.6283 | 10.8093 | 11.0495 | 11.4237 | 11.68 | 11.9716 | 12.2036 | 12.3774 | 12.5143 | 12.6309 | 12.6942 | 12.696 | 12.697 | 12.6975 | 12.6977 | 12.6979 | 12.6979 | 12.698 | 12.698 | 12.698 | 12.698 | 12.698 | 12.698 | 12.698 | 12.698 | 12.698 | 12.698 | 12.698 | 12.698
VIC new CCGT | Neutral | 8.6951 | 9.0339 | 9.2148 | 9.4551 | 9.8293 | 10.0856 | 10.3771 | 10.6092 | 10.783 | 10.9199 | 11.0365 | 11.0998 | 11.1016 | 11.1026 | 11.103 | 11.1033 | 11.1034 | 11.1035 | 11.1035 | 11.1036 | 11.1036 | 11.1036 | 11.1036 | 11.1036 | 11.1036 | 11.1036 | 11.1036 | 11.1036 | 11.1036 | 11.1036
VIC new OCGT | Neutral | 9.1933 | 9.5322 | 9.7131 | 9.9534 | 10.3275 | 10.5839 | 10.8754 | 11.1074 | 11.2812 | 11.4181 | 11.5348 | 11.5981 | 11.5999 | 11.6008 | 11.6013 | 11.6016 | 11.6017 | 11.6018 | 11.6018 | 11.6018 | 11.6018 | 11.6018 | 11.6018 | 11.6018 | 11.6018 | 11.6018 | 11.6018 | 11.6018 | 11.6018 | 11.6018
Fast | Step Change
Generator | Core Energy Gas Price Outlook | 2020-21 | 2021-22 | 2022-23 | 2023-24 | 2024-25 | 2025-26 | 2026-27 | 2027-28 | 2028-29 | 2029-30 | 2030-31 | 2031-32 | 2032-33 | 2033-34 | 2034-35 | 2035-36 | 2036-37 | 2037-38 | 2038-39 | 2039-40 | 2040-41 | 2041-42 | 2042-43 | 2043-44 | 2044-45 | 2045-46 | 2046-47 | 2047-48 | 2048-49 | 2049-50
Bairnsdale | Fast | 8.1968 | 8.5357 | 9.0288 | 9.6342 | 10.1028 | 10.4484 | 10.8372 | 11.1644 | 11.4304 | 11.6576 | 11.8646 | 11.9744 | 11.9765 | 11.9775 | 11.9781 | 11.9784 | 11.9785 | 11.9786 | 11.9787 | 11.9787 | 11.9787 | 11.9787 | 11.9787 | 11.9787 | 11.9787 | 11.9787 | 11.9787 | 11.9787 | 11.9787 | 11.9787
Barcaldine Power Station | Fast | 7.2746 | 7.2746 | 7.3991 | 7.5237 | 7.5237 | 8.6323 | 9.9307 | 10.2576 | 10.5233 | 10.7503 | 10.957 | 11.0667 | 11.0688 | 11.0699 | 11.0704 | 11.0707 | 11.0709 | 11.071 | 11.071 | 11.071 | 11.071 | 11.076 | 11.081 | 11.081 | 11.081 | 11.081 | 11.081 | 11.081 | 11.081 | 11.081
Barker Inlet Power Station | Fast | 8.2396 | 8.5781 | 9.0707 | 9.6756 | 10.1437 | 10.4889 | 10.8774 | 11.2042 | 11.47 | 11.697 | 11.9037 | 12.0134 | 12.0155 | 12.0166 | 12.0171 | 12.0174 | 12.0176 | 12.0176 | 12.0177 | 12.0177 | 12.0177 | 12.0177 | 12.0177 | 12.0177 | 12.0177 | 12.0177 | 12.0177 | 12.0177 | 12.0177 | 12.0177
Braemar | Fast | 7.2746 | 7.2746 | 7.3991 | 7.5237 | 7.5237 | 8.6323 | 9.9307 | 10.2576 | 10.5233 | 10.7503 | 10.957 | 11.0667 | 11.0688 | 11.0699 | 11.0704 | 11.0707 | 11.0709 | 11.071 | 11.071 | 11.071 | 11.071 | 11.076 | 11.081 | 11.081 | 11.081 | 11.081 | 11.081 | 11.081 | 11.081 | 11.081
Braemar 2 Power Station | Fast | 7.2746 | 7.2746 | 7.3991 | 7.5237 | 7.5237 | 8.6323 | 9.9307 | 10.2576 | 10.5233 | 10.7503 | 10.957 | 11.0667 | 11.0688 | 11.0699 | 11.0704 | 11.0707 | 11.0709 | 11.071 | 11.071 | 11.071 | 11.071 | 11.076 | 11.081 | 11.081 | 11.081 | 11.081 | 11.081 | 11.081 | 11.081 | 11.081
Colongra | Fast | 9.0368 | 9.3753 | 9.868 | 10.4728 | 10.9409 | 11.2861 | 11.6746 | 12.0015 | 12.2672 | 12.4942 | 12.7009 | 12.8106 | 12.8127 | 12.8138 | 12.8143 | 12.8146 | 12.8148 | 12.8149 | 12.8149 | 12.8149 | 12.8149 | 12.8149 | 12.8149 | 12.8149 | 12.8149 | 12.8149 | 12.8149 | 12.8149 | 12.8149 | 12.8149
Condamine A | Fast | 7.2746 | 7.2746 | 7.3991 | 7.5237 | 7.5237 | 8.6323 | 9.9307 | 10.2576 | 10.5233 | 10.7503 | 10.957 | 11.0667 | 11.0688 | 11.0699 | 11.0704 | 11.0707 | 11.0709 | 11.071 | 11.071 | 11.071 | 11.071 | 11.076 | 11.081 | 11.081 | 11.081 | 11.081 | 11.081 | 11.081 | 11.081 | 11.081
Darling Downs | Fast | 5.9791 | 5.9791 | 5.9791 | 5.9791 | 5.9791 | 5.9791 | 8.0498 | 10.2576 | 10.5233 | 10.7503 | 10.957 | 11.0667 | 11.0688 | 11.0699 | 11.0704 | 11.0707 | 11.0709 | 11.071 | 11.071 | 11.071 | 11.071 | 11.076 | 11.081 | 11.081 | 11.081 | 11.081 | 11.081 | 11.081 | 11.081 | 11.081
Dry Creek GT | Fast | 8.3393 | 8.6778 | 9.1704 | 9.7753 | 10.2433 | 10.5886 | 10.977 | 11.3039 | 11.5696 | 11.7966 | 12.0034 | 12.1131 | 12.1151 | 12.1162 | 12.1168 | 12.1171 | 12.1172 | 12.1173 | 12.1173 | 12.1174 | 12.1174 | 12.1174 | 12.1174 | 12.1174 | 12.1174 | 12.1174 | 12.1174 | 12.1174 | 12.1174 | 12.1174
Hallett GT | Fast | 8.3393 | 8.6778 | 9.1704 | 9.7753 | 10.2433 | 10.5886 | 10.977 | 11.3039 | 11.5696 | 11.7966 | 12.0034 | 12.1131 | 12.1151 | 12.1162 | 12.1168 | 12.1171 | 12.1172 | 12.1173 | 12.1173 | 12.1174 | 12.1174 | 12.1174 | 12.1174 | 12.1174 | 12.1174 | 12.1174 | 12.1174 | 12.1174 | 12.1174 | 12.1174
Jeeralang A | Fast | 8.1968 | 8.5357 | 9.0288 | 9.6342 | 10.1028 | 10.4484 | 10.8372 | 11.1644 | 11.4304 | 11.6576 | 11.8646 | 11.9744 | 11.9765 | 11.9775 | 11.9781 | 11.9784 | 11.9785 | 11.9786 | 11.9787 | 11.9787 | 11.9787 | 11.9787 | 11.9787 | 11.9787 | 11.9787 | 11.9787 | 11.9787 | 11.9787 | 11.9787 | 11.9787
Jeeralang B | Fast | 8.1968 | 8.5357 | 9.0288 | 9.6342 | 10.1028 | 10.4484 | 10.8372 | 11.1644 | 11.4304 | 11.6576 | 11.8646 | 11.9744 | 11.9765 | 11.9775 | 11.9781 | 11.9784 | 11.9785 | 11.9786 | 11.9787 | 11.9787 | 11.9787 | 11.9787 | 11.9787 | 11.9787 | 11.9787 | 11.9787 | 11.9787 | 11.9787 | 11.9787 | 11.9787
Ladbroke Grove | Fast | 8.3393 | 8.6778 | 9.1704 | 9.7753 | 10.2433 | 10.5886 | 10.977 | 11.3039 | 11.5696 | 11.7966 | 12.0034 | 12.1131 | 12.1151 | 12.1162 | 12.1168 | 12.1171 | 12.1172 | 12.1173 | 12.1173 | 12.1174 | 12.1174 | 12.1174 | 12.1174 | 12.1174 | 12.1174 | 12.1174 | 12.1174 | 12.1174 | 12.1174 | 12.1174
Laverton North | Fast | 8.1968 | 8.5357 | 9.0288 | 9.6342 | 10.1028 | 10.4484 | 10.8372 | 11.1644 | 11.4304 | 11.6576 | 11.8646 | 11.9744 | 11.9765 | 11.9775 | 11.9781 | 11.9784 | 11.9785 | 11.9786 | 11.9787 | 11.9787 | 11.9787 | 11.9787 | 11.9787 | 11.9787 | 11.9787 | 11.9787 | 11.9787 | 11.9787 | 11.9787 | 11.9787
Mintaro GT | Fast | 8.3393 | 8.6778 | 9.1704 | 9.7753 | 10.2433 | 10.5886 | 10.977 | 11.3039 | 11.5696 | 11.7966 | 12.0034 | 12.1131 | 12.1151 | 12.1162 | 12.1168 | 12.1171 | 12.1172 | 12.1173 | 12.1173 | 12.1174 | 12.1174 | 12.1174 | 12.1174 | 12.1174 | 12.1174 | 12.1174 | 12.1174 | 12.1174 | 12.1174 | 12.1174
Mortlake | Fast | 7.8978 | 8.2367 | 8.7298 | 9.3353 | 9.8038 | 10.1494 | 10.5383 | 10.8655 | 11.1314 | 11.3587 | 11.5656 | 11.6754 | 11.6775 | 11.6786 | 11.6791 | 11.6794 | 11.6796 | 11.6797 | 11.6797 | 11.6797 | 11.6797 | 11.6797 | 11.6797 | 11.6797 | 11.6797 | 11.6797 | 11.6797 | 11.6797 | 11.6797 | 11.6797
Newport | Fast | 8.1968 | 8.5357 | 9.0288 | 9.6342 | 10.1028 | 10.4484 | 10.8372 | 11.1644 | 11.4304 | 11.6576 | 11.8646 | 11.9744 | 11.9765 | 11.9775 | 11.9781 | 11.9784 | 11.9785 | 11.9786 | 11.9787 | 11.9787 | 11.9787 | 11.9787 | 11.9787 | 11.9787 | 11.9787 | 11.9787 | 11.9787 | 11.9787 | 11.9787 | 11.9787
Oakey Power Station | Fast | 7.2746 | 7.2746 | 7.3991 | 7.5237 | 7.5237 | 8.6323 | 9.9307 | 10.2576 | 10.5233 | 10.7503 | 10.957 | 11.0667 | 11.0688 | 11.0699 | 11.0704 | 11.0707 | 11.0709 | 11.071 | 11.071 | 11.071 | 11.071 | 11.076 | 11.081 | 11.081 | 11.081 | 11.081 | 11.081 | 11.081 | 11.081 | 11.081
Osborne | Fast | 8.14 | 8.4785 | 8.9711 | 9.576 | 10.044 | 10.3893 | 10.7777 | 11.1046 | 11.3703 | 11.5973 | 11.8041 | 11.9138 | 11.9158 | 11.9169 | 11.9175 | 11.9178 | 11.9179 | 11.918 | 11.918 | 11.9181 | 11.9181 | 11.9181 | 11.9181 | 11.9181 | 11.9181 | 11.9181 | 11.9181 | 11.9181 | 11.9181 | 11.9181
Pelican Point | Fast | 8.3393 | 8.6778 | 9.1704 | 9.7753 | 10.2433 | 10.5886 | 10.977 | 11.3039 | 11.5696 | 11.7966 | 12.0034 | 12.1131 | 12.1151 | 12.1162 | 12.1168 | 12.1171 | 12.1172 | 12.1173 | 12.1173 | 12.1174 | 12.1174 | 12.1174 | 12.1174 | 12.1174 | 12.1174 | 12.1174 | 12.1174 | 12.1174 | 12.1174 | 12.1174
Quarantine | Fast | 8.3393 | 8.6778 | 9.1704 | 9.7753 | 10.2433 | 10.5886 | 10.977 | 11.3039 | 11.5696 | 11.7966 | 12.0034 | 12.1131 | 12.1151 | 12.1162 | 12.1168 | 12.1171 | 12.1172 | 12.1173 | 12.1173 | 12.1174 | 12.1174 | 12.1174 | 12.1174 | 12.1174 | 12.1174 | 12.1174 | 12.1174 | 12.1174 | 12.1174 | 12.1174
Roma | Fast | 7.2746 | 7.2746 | 7.3991 | 7.5237 | 7.5237 | 8.6323 | 9.9307 | 10.2576 | 10.5233 | 10.7503 | 10.957 | 11.0667 | 11.0688 | 11.0699 | 11.0704 | 11.0707 | 11.0709 | 11.071 | 11.071 | 11.071 | 11.071 | 11.076 | 11.081 | 11.081 | 11.081 | 11.081 | 11.081 | 11.081 | 11.081 | 11.081
Smithfield Energy Facility | Fast | 9.0368 | 9.3753 | 9.868 | 10.4728 | 10.9409 | 11.2861 | 11.6746 | 12.0015 | 12.2672 | 12.4942 | 12.7009 | 12.8106 | 12.8127 | 12.8138 | 12.8143 | 12.8146 | 12.8148 | 12.8149 | 12.8149 | 12.8149 | 12.8149 | 12.8149 | 12.8149 | 12.8149 | 12.8149 | 12.8149 | 12.8149 | 12.8149 | 12.8149 | 12.8149
Somerton | Fast | 8.1968 | 8.5357 | 9.0288 | 9.6342 | 10.1028 | 10.4484 | 10.8372 | 11.1644 | 11.4304 | 11.6576 | 11.8646 | 11.9744 | 11.9765 | 11.9775 | 11.9781 | 11.9784 | 11.9785 | 11.9786 | 11.9787 | 11.9787 | 11.9787 | 11.9787 | 11.9787 | 11.9787 | 11.9787 | 11.9787 | 11.9787 | 11.9787 | 11.9787 | 11.9787
Swanbank E GT | Fast | 7.2746 | 7.2746 | 7.3991 | 7.5237 | 7.5237 | 8.6323 | 9.9307 | 10.2576 | 10.5233 | 10.7503 | 10.957 | 11.0667 | 11.0688 | 11.0699 | 11.0704 | 11.0707 | 11.0709 | 11.071 | 11.071 | 11.071 | 11.071 | 11.076 | 11.081 | 11.081 | 11.081 | 11.081 | 11.081 | 11.081 | 11.081 | 11.081
Tallawarra | Fast | 8.5884 | 8.9269 | 9.4195 | 10.0244 | 10.4924 | 10.8377 | 11.2262 | 11.553 | 11.8187 | 12.0458 | 12.2525 | 12.3622 | 12.3643 | 12.3653 | 12.3659 | 12.3662 | 12.3663 | 12.3664 | 12.3665 | 12.3665 | 12.3665 | 12.3665 | 12.3665 | 12.3665 | 12.3665 | 12.3665 | 12.3665 | 12.3665 | 12.3665 | 12.3665
Tamar Valley Combined Cycle | Fast | 8.994 | 9.3329 | 9.826 | 10.4315 | 10.9 | 11.2456 | 11.6344 | 11.9616 | 12.2276 | 12.4549 | 12.6618 | 12.7716 | 12.7737 | 12.7747 | 12.7753 | 12.7756 | 12.7758 | 12.7758 | 12.7759 | 12.7759 | 12.7759 | 12.7759 | 12.7759 | 12.7759 | 12.7759 | 12.7759 | 12.7759 | 12.7759 | 12.7759 | 12.7759
Tamar Valley Peaking | Fast | 9.5919 | 9.9308 | 10.4239 | 11.0294 | 11.4979 | 11.8435 | 12.2323 | 12.5595 | 12.8255 | 13.0528 | 13.2597 | 13.3695 | 13.3716 | 13.3727 | 13.3732 | 13.3735 | 13.3737 | 13.3737 | 13.3738 | 13.3738 | 13.3738 | 13.3738 | 13.3738 | 13.3738 | 13.3738 | 13.3738 | 13.3738 | 13.3738 | 13.3738 | 13.3738
Torrens Island A | Fast | 8.14 | 8.4785 | 8.9711 | 9.576 | 10.044 | 10.3893 | 10.7777 | 11.1046 | 11.3703 | 11.5973 | 11.8041 | 11.9138 | 11.9158 | 11.9169 | 11.9175 | 11.9178 | 11.9179 | 11.918 | 11.918 | 11.9181 | 11.9181 | 11.9181 | 11.9181 | 11.9181 | 11.9181 | 11.9181 | 11.9181 | 11.9181 | 11.9181 | 11.9181
Torrens Island B | Fast | 8.14 | 8.4785 | 8.9711 | 9.576 | 10.044 | 10.3893 | 10.7777 | 11.1046 | 11.3703 | 11.5973 | 11.8041 | 11.9138 | 11.9158 | 11.9169 | 11.9175 | 11.9178 | 11.9179 | 11.918 | 11.918 | 11.9181 | 11.9181 | 11.9181 | 11.9181 | 11.9181 | 11.9181 | 11.9181 | 11.9181 | 11.9181 | 11.9181 | 11.9181
Townsville Power Station | Fast | 6.2282 | 6.2282 | 6.2282 | 6.2282 | 6.2282 | 6.2282 | 6.2282 | 6.2282 | 6.2282 | 7.7911 | 9.4623 | 9.5719 | 9.574 | 9.5751 | 9.5757 | 9.5759 | 9.5761 | 9.5762 | 9.5762 | 9.5762 | 9.5763 | 9.5812 | 9.5862 | 9.5862 | 9.5862 | 9.5862 | 9.5862 | 9.5862 | 9.5862 | 9.5862
Uranquinty | Fast | 8.6382 | 8.9767 | 9.4693 | 10.0742 | 10.5423 | 10.8875 | 11.276 | 11.6029 | 11.8686 | 12.0956 | 12.3023 | 12.412 | 12.4141 | 12.4152 | 12.4157 | 12.416 | 12.4162 | 12.4162 | 12.4163 | 12.4163 | 12.4163 | 12.4163 | 12.4163 | 12.4163 | 12.4163 | 12.4163 | 12.4163 | 12.4163 | 12.4163 | 12.4163
Valley Power | Fast | 8.1968 | 8.5357 | 9.0288 | 9.6342 | 10.1028 | 10.4484 | 10.8372 | 11.1644 | 11.4304 | 11.6576 | 11.8646 | 11.9744 | 11.9765 | 11.9775 | 11.9781 | 11.9784 | 11.9785 | 11.9786 | 11.9787 | 11.9787 | 11.9787 | 11.9787 | 11.9787 | 11.9787 | 11.9787 | 11.9787 | 11.9787 | 11.9787 | 11.9787 | 11.9787
Yarwun Cogen | Fast | 5.9791 | 5.9791 | 5.9791 | 5.9791 | 6.7514 | 8.6323 | 9.9307 | 10.2576 | 10.5233 | 10.7503 | 10.957 | 11.0667 | 11.0688 | 11.0699 | 11.0704 | 11.0707 | 11.0709 | 11.071 | 11.071 | 11.071 | 11.071 | 11.076 | 11.081 | 11.081 | 11.081 | 11.081 | 11.081 | 11.081 | 11.081 | 11.081
New generating stations
NSW new CCGT | Fast | 9.286 | 9.6245 | 10.1171 | 10.722 | 11.19 | 11.5353 | 11.9237 | 12.2506 | 12.5163 | 12.7433 | 12.9501 | 13.0598 | 13.0618 | 13.0629 | 13.0635 | 13.0637 | 13.0639 | 13.064 | 13.064 | 13.064 | 13.0641 | 13.0641 | 13.0641 | 13.0641 | 13.0641 | 13.0641 | 13.0641 | 13.0641 | 13.0641 | 13.0641
NSW new OCGT | Fast | 9.7842 | 10.1227 | 10.6153 | 11.2202 | 11.6883 | 12.0335 | 12.422 | 12.7488 | 13.0146 | 13.2416 | 13.4483 | 13.558 | 13.5601 | 13.5612 | 13.5617 | 13.562 | 13.5622 | 13.5622 | 13.5623 | 13.5623 | 13.5623 | 13.5623 | 13.5623 | 13.5623 | 13.5623 | 13.5623 | 13.5623 | 13.5623 | 13.5623 | 13.5623
QLD new CCGT | Fast | 7.6732 | 7.6732 | 7.7977 | 7.9223 | 7.9223 | 9.0309 | 10.3293 | 10.6562 | 10.9219 | 11.1489 | 11.3557 | 11.4653 | 11.4674 | 11.4685 | 11.469 | 11.4693 | 11.4695 | 11.4696 | 11.4696 | 11.4696 | 11.4696 | 11.4746 | 11.4796 | 11.4796 | 11.4796 | 11.4796 | 11.4796 | 11.4796 | 11.4796 | 11.4796
QLD new OCGT | Fast | 8.022 | 8.022 | 8.1465 | 8.2711 | 8.2711 | 9.3797 | 10.6781 | 11.0049 | 11.2707 | 11.4977 | 11.7044 | 11.8141 | 11.8162 | 11.8172 | 11.8178 | 11.8181 | 11.8183 | 11.8183 | 11.8184 | 11.8184 | 11.8184 | 11.8234 | 11.8284 | 11.8284 | 11.8284 | 11.8284 | 11.8284 | 11.8284 | 11.8284 | 11.8284
SA new CCGT | Fast | 8.8375 | 9.176 | 9.6687 | 10.2735 | 10.7416 | 11.0868 | 11.4753 | 11.8022 | 12.0679 | 12.2949 | 12.5016 | 12.6113 | 12.6134 | 12.6145 | 12.615 | 12.6153 | 12.6155 | 12.6155 | 12.6156 | 12.6156 | 12.6156 | 12.6156 | 12.6156 | 12.6156 | 12.6156 | 12.6156 | 12.6156 | 12.6156 | 12.6156 | 12.6156
SA new OCGT | Fast | 9.3358 | 9.6743 | 10.1669 | 10.7718 | 11.2398 | 11.5851 | 11.9735 | 12.3004 | 12.5661 | 12.7932 | 12.9999 | 13.1096 | 13.1116 | 13.1127 | 13.1133 | 13.1136 | 13.1137 | 13.1138 | 13.1138 | 13.1139 | 13.1139 | 13.1139 | 13.1139 | 13.1139 | 13.1139 | 13.1139 | 13.1139 | 13.1139 | 13.1139 | 13.1139
TAS new CCGT | Fast | 9.7912 | 10.1301 | 10.6232 | 11.2287 | 11.6972 | 12.0428 | 12.4316 | 12.7588 | 13.0248 | 13.2521 | 13.459 | 13.5688 | 13.5709 | 13.572 | 13.5725 | 13.5728 | 13.573 | 13.573 | 13.5731 | 13.5731 | 13.5731 | 13.5731 | 13.5731 | 13.5731 | 13.5731 | 13.5731 | 13.5731 | 13.5731 | 13.5731 | 13.5731
TAS new OCGT | Fast | 10.2895 | 10.6283 | 11.1214 | 11.7269 | 12.1954 | 12.541 | 12.9299 | 13.2571 | 13.5231 | 13.7503 | 13.9573 | 14.0671 | 14.0691 | 14.0702 | 14.0708 | 14.0711 | 14.0712 | 14.0713 | 14.0713 | 14.0714 | 14.0714 | 14.0714 | 14.0714 | 14.0714 | 14.0714 | 14.0714 | 14.0714 | 14.0714 | 14.0714 | 14.0714
VIC new CCGT | Fast | 8.6951 | 9.0339 | 9.527 | 10.1325 | 10.601 | 10.9466 | 11.3355 | 11.6627 | 11.9286 | 12.1559 | 12.3629 | 12.4726 | 12.4747 | 12.4758 | 12.4763 | 12.4766 | 12.4768 | 12.4769 | 12.4769 | 12.4769 | 12.477 | 12.477 | 12.477 | 12.477 | 12.477 | 12.477 | 12.477 | 12.477 | 12.477 | 12.477
VIC new OCGT | Fast | 9.1933 | 9.5322 | 10.0253 | 10.6308 | 11.0993 | 11.4449 | 11.8337 | 12.1609 | 12.4269 | 12.6542 | 12.8611 | 12.9709 | 12.973 | 12.974 | 12.9746 | 12.9749 | 12.9751 | 12.9751 | 12.9752 | 12.9752 | 12.9752 | 12.9752 | 12.9752 | 12.9752 | 12.9752 | 12.9752 | 12.9752 | 12.9752 | 12.9752 | 12.9752
Slow | Slow Change
|  | 2020-21 | 2021-22 | 2022-23 | 2023-24 | 2024-25 | 2025-26 | 2026-27 | 2027-28 | 2028-29 | 2029-30 | 2030-31 | 2031-32 | 2032-33 | 2033-34 | 2034-35 | 2035-36 | 2036-37 | 2037-38 | 2038-39 | 2039-40 | 2040-41 | 2041-42 | 2042-43 | 2043-44 | 2044-45 | 2045-46 | 2046-47 | 2047-48 | 2048-49 | 2049-50
Bairnsdale | Slow | 7.6732 | 7.6732 | 7.6732 | 7.6732 | 7.6732 | 7.6732 | 7.6732 | 7.6732 | 7.6732 | 7.6732 | 7.6732 | 7.6732 | 7.6732 | 7.6732 | 7.6732 | 7.6732 | 7.6732 | 7.6732 | 7.6732 | 7.6732 | 7.6732 | 7.6732 | 7.6732 | 7.6732 | 7.6732 | 7.6732 | 7.6732 | 7.6732 | 7.6732 | 7.6732
Barcaldine Power Station | Slow | 7.2746 | 7.2746 | 7.2746 | 7.2746 | 7.2746 | 7.2746 | 7.2746 | 7.2746 | 7.2746 | 7.2746 | 7.2746 | 7.2746 | 7.2746 | 7.2746 | 7.2746 | 7.2746 | 7.2746 | 7.2746 | 7.2746 | 7.2746 | 7.2746 | 7.2795 | 7.2845 | 7.2845 | 7.2845 | 7.2845 | 7.2845 | 7.2845 | 7.2845 | 7.2845
Barker Inlet Power Station | Slow | 7.723 | 7.723 | 7.723 | 7.723 | 7.723 | 7.723 | 7.723 | 7.723 | 7.723 | 7.723 | 7.723 | 7.723 | 7.723 | 7.723 | 7.723 | 7.723 | 7.723 | 7.723 | 7.723 | 7.723 | 7.723 | 7.723 | 7.723 | 7.723 | 7.723 | 7.723 | 7.723 | 7.723 | 7.723 | 7.723
Braemar | Slow | 7.2746 | 7.2746 | 7.2746 | 7.2746 | 7.2746 | 7.2746 | 7.2746 | 7.2746 | 7.2746 | 7.2746 | 7.2746 | 7.2746 | 7.2746 | 7.2746 | 7.2746 | 7.2746 | 7.2746 | 7.2746 | 7.2746 | 7.2746 | 7.2746 | 7.2795 | 7.2845 | 7.2845 | 7.2845 | 7.2845 | 7.2845 | 7.2845 | 7.2845 | 7.2845
Braemar 2 Power Station | Slow | 7.2746 | 7.2746 | 7.2746 | 7.2746 | 7.2746 | 7.2746 | 7.2746 | 7.2746 | 7.2746 | 7.2746 | 7.2746 | 7.2746 | 7.2746 | 7.2746 | 7.2746 | 7.2746 | 7.2746 | 7.2746 | 7.2746 | 7.2746 | 7.2746 | 7.2795 | 7.2845 | 7.2845 | 7.2845 | 7.2845 | 7.2845 | 7.2845 | 7.2845 | 7.2845
Colongra | Slow | 8.5202 | 8.5202 | 8.5202 | 8.5202 | 8.5202 | 8.5202 | 8.5202 | 8.5202 | 8.5202 | 8.5202 | 8.5202 | 8.5202 | 8.5202 | 8.5202 | 8.5202 | 8.5202 | 8.5202 | 8.5202 | 8.5202 | 8.5202 | 8.5202 | 8.5202 | 8.5202 | 8.5202 | 8.5202 | 8.5202 | 8.5202 | 8.5202 | 8.5202 | 8.5202
Condamine A | Slow | 7.2746 | 7.2746 | 7.2746 | 7.2746 | 7.2746 | 7.2746 | 7.2746 | 7.2746 | 7.2746 | 7.2746 | 7.2746 | 7.2746 | 7.2746 | 7.2746 | 7.2746 | 7.2746 | 7.2746 | 7.2746 | 7.2746 | 7.2746 | 7.2746 | 7.2795 | 7.2845 | 7.2845 | 7.2845 | 7.2845 | 7.2845 | 7.2845 | 7.2845 | 7.2845
Darling Downs | Slow | 6.7763 | 6.7763 | 6.7763 | 6.7763 | 6.7763 | 6.7763 | 7.0254 | 7.2746 | 7.2746 | 7.2746 | 7.2746 | 7.2746 | 7.2746 | 7.2746 | 7.2746 | 7.2746 | 7.2746 | 7.2746 | 7.2746 | 7.2746 | 7.2746 | 7.2795 | 7.2845 | 7.2845 | 7.2845 | 7.2845 | 7.2845 | 7.2845 | 7.2845 | 7.2845
Dry Creek GT | Slow | 7.8226 | 7.8226 | 7.8226 | 7.8226 | 7.8226 | 7.8226 | 7.8226 | 7.8226 | 7.8226 | 7.8226 | 7.8226 | 7.8226 | 7.8226 | 7.8226 | 7.8226 | 7.8226 | 7.8226 | 7.8226 | 7.8226 | 7.8226 | 7.8226 | 7.8226 | 7.8226 | 7.8226 | 7.8226 | 7.8226 | 7.8226 | 7.8226 | 7.8226 | 7.8226
Hallett GT | Slow | 7.8226 | 7.8226 | 7.8226 | 7.8226 | 7.8226 | 7.8226 | 7.8226 | 7.8226 | 7.8226 | 7.8226 | 7.8226 | 7.8226 | 7.8226 | 7.8226 | 7.8226 | 7.8226 | 7.8226 | 7.8226 | 7.8226 | 7.8226 | 7.8226 | 7.8226 | 7.8226 | 7.8226 | 7.8226 | 7.8226 | 7.8226 | 7.8226 | 7.8226 | 7.8226
Jeeralang A | Slow | 7.6732 | 7.6732 | 7.6732 | 7.6732 | 7.6732 | 7.6732 | 7.6732 | 7.6732 | 7.6732 | 7.6732 | 7.6732 | 7.6732 | 7.6732 | 7.6732 | 7.6732 | 7.6732 | 7.6732 | 7.6732 | 7.6732 | 7.6732 | 7.6732 | 7.6732 | 7.6732 | 7.6732 | 7.6732 | 7.6732 | 7.6732 | 7.6732 | 7.6732 | 7.6732
Jeeralang B | Slow | 7.6732 | 7.6732 | 7.6732 | 7.6732 | 7.6732 | 7.6732 | 7.6732 | 7.6732 | 7.6732 | 7.6732 | 7.6732 | 7.6732 | 7.6732 | 7.6732 | 7.6732 | 7.6732 | 7.6732 | 7.6732 | 7.6732 | 7.6732 | 7.6732 | 7.6732 | 7.6732 | 7.6732 | 7.6732 | 7.6732 | 7.6732 | 7.6732 | 7.6732 | 7.6732
Ladbroke Grove | Slow | 7.8226 | 7.8226 | 7.8226 | 7.8226 | 7.8226 | 7.8226 | 7.8226 | 7.8226 | 7.8226 | 7.8226 | 7.8226 | 7.8226 | 7.8226 | 7.8226 | 7.8226 | 7.8226 | 7.8226 | 7.8226 | 7.8226 | 7.8226 | 7.8226 | 7.8226 | 7.8226 | 7.8226 | 7.8226 | 7.8226 | 7.8226 | 7.8226 | 7.8226 | 7.8226
Laverton North | Slow | 7.6732 | 7.6732 | 7.6732 | 7.6732 | 7.6732 | 7.6732 | 7.6732 | 7.6732 | 7.6732 | 7.6732 | 7.6732 | 7.6732 | 7.6732 | 7.6732 | 7.6732 | 7.6732 | 7.6732 | 7.6732 | 7.6732 | 7.6732 | 7.6732 | 7.6732 | 7.6732 | 7.6732 | 7.6732 | 7.6732 | 7.6732 | 7.6732 | 7.6732 | 7.6732
Mintaro GT | Slow | 7.8226 | 7.8226 | 7.8226 | 7.8226 | 7.8226 | 7.8226 | 7.8226 | 7.8226 | 7.8226 | 7.8226 | 7.8226 | 7.8226 | 7.8226 | 7.8226 | 7.8226 | 7.8226 | 7.8226 | 7.8226 | 7.8226 | 7.8226 | 7.8226 | 7.8226 | 7.8226 | 7.8226 | 7.8226 | 7.8226 | 7.8226 | 7.8226 | 7.8226 | 7.8226
Mortlake | Slow | 7.3742 | 7.3742 | 7.3742 | 7.3742 | 7.3742 | 7.3742 | 7.3742 | 7.3742 | 7.3742 | 7.3742 | 7.3742 | 7.3742 | 7.3742 | 7.3742 | 7.3742 | 7.3742 | 7.3742 | 7.3742 | 7.3742 | 7.3742 | 7.3742 | 7.3742 | 7.3742 | 7.3742 | 7.3742 | 7.3742 | 7.3742 | 7.3742 | 7.3742 | 7.3742
Newport | Slow | 7.6732 | 7.6732 | 7.6732 | 7.6732 | 7.6732 | 7.6732 | 7.6732 | 7.6732 | 7.6732 | 7.6732 | 7.6732 | 7.6732 | 7.6732 | 7.6732 | 7.6732 | 7.6732 | 7.6732 | 7.6732 | 7.6732 | 7.6732 | 7.6732 | 7.6732 | 7.6732 | 7.6732 | 7.6732 | 7.6732 | 7.6732 | 7.6732 | 7.6732 | 7.6732
Oakey Power Station | Slow | 7.2746 | 7.2746 | 7.2746 | 7.2746 | 7.2746 | 7.2746 | 7.2746 | 7.2746 | 7.2746 | 7.2746 | 7.2746 | 7.2746 | 7.2746 | 7.2746 | 7.2746 | 7.2746 | 7.2746 | 7.2746 | 7.2746 | 7.2746 | 7.2746 | 7.2795 | 7.2845 | 7.2845 | 7.2845 | 7.2845 | 7.2845 | 7.2845 | 7.2845 | 7.2845
Osborne | Slow | 7.6233 | 7.6233 | 7.6233 | 7.6233 | 7.6233 | 7.6233 | 7.6233 | 7.6233 | 7.6233 | 7.6233 | 7.6233 | 7.6233 | 7.6233 | 7.6233 | 7.6233 | 7.6233 | 7.6233 | 7.6233 | 7.6233 | 7.6233 | 7.6233 | 7.6233 | 7.6233 | 7.6233 | 7.6233 | 7.6233 | 7.6233 | 7.6233 | 7.6233 | 7.6233
Pelican Point | Slow | 7.8226 | 7.8226 | 7.8226 | 7.8226 | 7.8226 | 7.8226 | 7.8226 | 7.8226 | 7.8226 | 7.8226 | 7.8226 | 7.8226 | 7.8226 | 7.8226 | 7.8226 | 7.8226 | 7.8226 | 7.8226 | 7.8226 | 7.8226 | 7.8226 | 7.8226 | 7.8226 | 7.8226 | 7.8226 | 7.8226 | 7.8226 | 7.8226 | 7.8226 | 7.8226
Quarantine | Slow | 7.8226 | 7.8226 | 7.8226 | 7.8226 | 7.8226 | 7.8226 | 7.8226 | 7.8226 | 7.8226 | 7.8226 | 7.8226 | 7.8226 | 7.8226 | 7.8226 | 7.8226 | 7.8226 | 7.8226 | 7.8226 | 7.8226 | 7.8226 | 7.8226 | 7.8226 | 7.8226 | 7.8226 | 7.8226 | 7.8226 | 7.8226 | 7.8226 | 7.8226 | 7.8226
Roma | Slow | 7.2746 | 7.2746 | 7.2746 | 7.2746 | 7.2746 | 7.2746 | 7.2746 | 7.2746 | 7.2746 | 7.2746 | 7.2746 | 7.2746 | 7.2746 | 7.2746 | 7.2746 | 7.2746 | 7.2746 | 7.2746 | 7.2746 | 7.2746 | 7.2746 | 7.2795 | 7.2845 | 7.2845 | 7.2845 | 7.2845 | 7.2845 | 7.2845 | 7.2845 | 7.2845
Smithfield Energy Facility | Slow | 8.5202 | 8.5202 | 8.5202 | 8.5202 | 8.5202 | 8.5202 | 8.5202 | 8.5202 | 8.5202 | 8.5202 | 8.5202 | 8.5202 | 8.5202 | 8.5202 | 8.5202 | 8.5202 | 8.5202 | 8.5202 | 8.5202 | 8.5202 | 8.5202 | 8.5202 | 8.5202 | 8.5202 | 8.5202 | 8.5202 | 8.5202 | 8.5202 | 8.5202 | 8.5202
Somerton | Slow | 7.6732 | 7.6732 | 7.6732 | 7.6732 | 7.6732 | 7.6732 | 7.6732 | 7.6732 | 7.6732 | 7.6732 | 7.6732 | 7.6732 | 7.6732 | 7.6732 | 7.6732 | 7.6732 | 7.6732 | 7.6732 | 7.6732 | 7.6732 | 7.6732 | 7.6732 | 7.6732 | 7.6732 | 7.6732 | 7.6732 | 7.6732 | 7.6732 | 7.6732 | 7.6732
Swanbank E GT | Slow | 7.2746 | 7.2746 | 7.2746 | 7.2746 | 7.2746 | 7.2746 | 7.2746 | 7.2746 | 7.2746 | 7.2746 | 7.2746 | 7.2746 | 7.2746 | 7.2746 | 7.2746 | 7.2746 | 7.2746 | 7.2746 | 7.2746 | 7.2746 | 7.2746 | 7.2795 | 7.2845 | 7.2845 | 7.2845 | 7.2845 | 7.2845 | 7.2845 | 7.2845 | 7.2845
Tallawarra | Slow | 8.0718 | 8.0718 | 8.0718 | 8.0718 | 8.0718 | 8.0718 | 8.0718 | 8.0718 | 8.0718 | 8.0718 | 8.0718 | 8.0718 | 8.0718 | 8.0718 | 8.0718 | 8.0718 | 8.0718 | 8.0718 | 8.0718 | 8.0718 | 8.0718 | 8.0718 | 8.0718 | 8.0718 | 8.0718 | 8.0718 | 8.0718 | 8.0718 | 8.0718 | 8.0718
Tamar Valley Combined Cycle | Slow | 8.4704 | 8.4704 | 8.4704 | 8.4704 | 8.4704 | 8.4704 | 8.4704 | 8.4704 | 8.4704 | 8.4704 | 8.4704 | 8.4704 | 8.4704 | 8.4704 | 8.4704 | 8.4704 | 8.4704 | 8.4704 | 8.4704 | 8.4704 | 8.4704 | 8.4704 | 8.4704 | 8.4704 | 8.4704 | 8.4704 | 8.4704 | 8.4704 | 8.4704 | 8.4704
Tamar Valley Peaking | Slow | 9.0683 | 9.0683 | 9.0683 | 9.0683 | 9.0683 | 9.0683 | 9.0683 | 9.0683 | 9.0683 | 9.0683 | 9.0683 | 9.0683 | 9.0683 | 9.0683 | 9.0683 | 9.0683 | 9.0683 | 9.0683 | 9.0683 | 9.0683 | 9.0683 | 9.0683 | 9.0683 | 9.0683 | 9.0683 | 9.0683 | 9.0683 | 9.0683 | 9.0683 | 9.0683
Torrens Island A | Slow | 7.6233 | 7.6233 | 7.6233 | 7.6233 | 7.6233 | 7.6233 | 7.6233 | 7.6233 | 7.6233 | 7.6233 | 7.6233 | 7.6233 | 7.6233 | 7.6233 | 7.6233 | 7.6233 | 7.6233 | 7.6233 | 7.6233 | 7.6233 | 7.6233 | 7.6233 | 7.6233 | 7.6233 | 7.6233 | 7.6233 | 7.6233 | 7.6233 | 7.6233 | 7.6233
Torrens Island B | Slow | 7.6233 | 7.6233 | 7.6233 | 7.6233 | 7.6233 | 7.6233 | 7.6233 | 7.6233 | 7.6233 | 7.6233 | 7.6233 | 7.6233 | 7.6233 | 7.6233 | 7.6233 | 7.6233 | 7.6233 | 7.6233 | 7.6233 | 7.6233 | 7.6233 | 7.6233 | 7.6233 | 7.6233 | 7.6233 | 7.6233 | 7.6233 | 7.6233 | 7.6233 | 7.6233
Townsville Power Station | Slow | 6.2282 | 6.2282 | 6.2282 | 6.2282 | 6.2282 | 6.2282 | 6.2282 | 6.2282 | 6.2282 | 6.7514 | 7.2746 | 7.2746 | 7.2746 | 7.2746 | 7.2746 | 7.2746 | 7.2746 | 7.2746 | 7.2746 | 7.2746 | 7.2746 | 7.2795 | 7.2845 | 7.2845 | 7.2845 | 7.2845 | 7.2845 | 7.2845 | 7.2845 | 7.2845
Uranquinty | Slow | 8.1216 | 8.1216 | 8.1216 | 8.1216 | 8.1216 | 8.1216 | 8.1216 | 8.1216 | 8.1216 | 8.1216 | 8.1216 | 8.1216 | 8.1216 | 8.1216 | 8.1216 | 8.1216 | 8.1216 | 8.1216 | 8.1216 | 8.1216 | 8.1216 | 8.1216 | 8.1216 | 8.1216 | 8.1216 | 8.1216 | 8.1216 | 8.1216 | 8.1216 | 8.1216
Valley Power | Slow | 7.6732 | 7.6732 | 7.6732 | 7.6732 | 7.6732 | 7.6732 | 7.6732 | 7.6732 | 7.6732 | 7.6732 | 7.6732 | 7.6732 | 7.6732 | 7.6732 | 7.6732 | 7.6732 | 7.6732 | 7.6732 | 7.6732 | 7.6732 | 7.6732 | 7.6732 | 7.6732 | 7.6732 | 7.6732 | 7.6732 | 7.6732 | 7.6732 | 7.6732 | 7.6732
Yarwun Cogen | Slow | 5.9791 | 5.9791 | 5.9791 | 5.9791 | 6.6268 | 7.2746 | 7.2746 | 7.2746 | 7.2746 | 7.2746 | 7.2746 | 7.2746 | 7.2746 | 7.2746 | 7.2746 | 7.2746 | 7.2746 | 7.2746 | 7.2746 | 7.2746 | 7.2746 | 7.2795 | 7.2845 | 7.2845 | 7.2845 | 7.2845 | 7.2845 | 7.2845 | 7.2845 | 7.2845
New generating stations
NSW new CCGT | Slow | 8.7693 | 8.7693 | 8.7693 | 8.7693 | 8.7693 | 8.7693 | 8.7693 | 8.7693 | 8.7693 | 8.7693 | 8.7693 | 8.7693 | 8.7693 | 8.7693 | 8.7693 | 8.7693 | 8.7693 | 8.7693 | 8.7693 | 8.7693 | 8.7693 | 8.7693 | 8.7693 | 8.7693 | 8.7693 | 8.7693 | 8.7693 | 8.7693 | 8.7693 | 8.7693
NSW new OCGT | Slow | 9.2676 | 9.2676 | 9.2676 | 9.2676 | 9.2676 | 9.2676 | 9.2676 | 9.2676 | 9.2676 | 9.2676 | 9.2676 | 9.2676 | 9.2676 | 9.2676 | 9.2676 | 9.2676 | 9.2676 | 9.2676 | 9.2676 | 9.2676 | 9.2676 | 9.2676 | 9.2676 | 9.2676 | 9.2676 | 9.2676 | 9.2676 | 9.2676 | 9.2676 | 9.2676
QLD new CCGT | Slow | 7.7728 | 7.7728 | 7.7728 | 7.7728 | 7.7728 | 7.7728 | 7.7728 | 7.7728 | 7.7728 | 7.7728 | 7.7728 | 7.7728 | 7.7728 | 7.7728 | 7.7728 | 7.7728 | 7.7728 | 7.7728 | 7.7728 | 7.7728 | 7.7728 | 7.7778 | 7.7828 | 7.7828 | 7.7828 | 7.7828 | 7.7828 | 7.7828 | 7.7828 | 7.7828
QLD new OCGT | Slow | 8.2711 | 8.2711 | 8.2711 | 8.2711 | 8.2711 | 8.2711 | 8.2711 | 8.2711 | 8.2711 | 8.2711 | 8.2711 | 8.2711 | 8.2711 | 8.2711 | 8.2711 | 8.2711 | 8.2711 | 8.2711 | 8.2711 | 8.2711 | 8.2711 | 8.2761 | 8.281 | 8.281 | 8.281 | 8.281 | 8.281 | 8.281 | 8.281 | 8.281
SA new CCGT | Slow | 8.3209 | 8.3209 | 8.3209 | 8.3209 | 8.3209 | 8.3209 | 8.3209 | 8.3209 | 8.3209 | 8.3209 | 8.3209 | 8.3209 | 8.3209 | 8.3209 | 8.3209 | 8.3209 | 8.3209 | 8.3209 | 8.3209 | 8.3209 | 8.3209 | 8.3209 | 8.3209 | 8.3209 | 8.3209 | 8.3209 | 8.3209 | 8.3209 | 8.3209 | 8.3209
SA new OCGT | Slow | 8.8192 | 8.8192 | 8.8192 | 8.8192 | 8.8192 | 8.8192 | 8.8192 | 8.8192 | 8.8192 | 8.8192 | 8.8192 | 8.8192 | 8.8192 | 8.8192 | 8.8192 | 8.8192 | 8.8192 | 8.8192 | 8.8192 | 8.8192 | 8.8192 | 8.8192 | 8.8192 | 8.8192 | 8.8192 | 8.8192 | 8.8192 | 8.8192 | 8.8192 | 8.8192
TAS new CCGT | Slow | 9.2676 | 9.2676 | 9.2676 | 9.2676 | 9.2676 | 9.2676 | 9.2676 | 9.2676 | 9.2676 | 9.2676 | 9.2676 | 9.2676 | 9.2676 | 9.2676 | 9.2676 | 9.2676 | 9.2676 | 9.2676 | 9.2676 | 9.2676 | 9.2676 | 9.2676 | 9.2676 | 9.2676 | 9.2676 | 9.2676 | 9.2676 | 9.2676 | 9.2676 | 9.2676
TAS new OCGT | Slow | 9.7659 | 9.7659 | 9.7659 | 9.7659 | 9.7659 | 9.7659 | 9.7659 | 9.7659 | 9.7659 | 9.7659 | 9.7659 | 9.7659 | 9.7659 | 9.7659 | 9.7659 | 9.7659 | 9.7659 | 9.7659 | 9.7659 | 9.7659 | 9.7659 | 9.7659 | 9.7659 | 9.7659 | 9.7659 | 9.7659 | 9.7659 | 9.7659 | 9.7659 | 9.7659
VIC new CCGT | Slow | 8.1714 | 8.1714 | 8.1714 | 8.1714 | 8.1714 | 8.1714 | 8.1714 | 8.1714 | 8.1714 | 8.1714 | 8.1714 | 8.1714 | 8.1714 | 8.1714 | 8.1714 | 8.1714 | 8.1714 | 8.1714 | 8.1714 | 8.1714 | 8.1714 | 8.1714 | 8.1714 | 8.1714 | 8.1714 | 8.1714 | 8.1714 | 8.1714 | 8.1714 | 8.1714
VIC new OCGT | Slow | 8.6697 | 8.6697 | 8.6697 | 8.6697 | 8.6697 | 8.6697 | 8.6697 | 8.6697 | 8.6697 | 8.6697 | 8.6697 | 8.6697 | 8.6697 | 8.6697 | 8.6697 | 8.6697 | 8.6697 | 8.6697 | 8.6697 | 8.6697 | 8.6697 | 8.6697 | 8.6697 | 8.6697 | 8.6697 | 8.6697 | 8.6697 | 8.6697 | 8.6697 | 8.6697
Neutral | Slow Change,Central, High DER, Fast Change, Step Change
Liquid fuel price |  | 2020-21 | 2021-22 | 2022-23 | 2023-24 | 2024-25 | 2025-26 | 2026-27 | 2027-28 | 2028-29 | 2029-30 | 2030-31 | 2031-32 | 2032-33 | 2033-34 | 2034-35 | 2035-36 | 2036-37 | 2037-38 | 2038-39 | 2039-40 | 2040-41 | 2041-42 | 2042-43 | 2043-44 | 2044-45 | 2045-46 | 2046-47 | 2047-48 | 2048-49 | 2049-50
Liquid fuel | Neutral | 37.0935 | 36.521 | 35.9464 | 35.4203 | 34.9347 | 34.4838 | 34.0888 | 33.7371 | 33.3827 | 33.0384 | 32.7203 | 32.4324 | 32.17 | 31.9255 | 31.6935 | 31.4702 | 31.2539 | 31.0436 | 30.837 | 30.6339 | 30.2457 | 29.8635 | 29.8635 | 29.8635 | 29.8635 | 29.8635 | 29.8635 | 29.8635 | 29.8635 | 29.8635
Liquid fuel | Fast | 37.0935 | 36.521 | 35.9464 | 35.4203 | 34.9347 | 34.4838 | 34.0888 | 33.7371 | 33.3827 | 33.0384 | 32.7203 | 32.4324 | 32.17 | 31.9255 | 31.6935 | 31.4702 | 31.2539 | 31.0436 | 30.837 | 30.6339 | 30.2457 | 29.8635 | 29.8635 | 29.8635 | 29.8635 | 29.8635 | 29.8635 | 29.8635 | 29.8635 | 29.8635
Liquid fuel | Slow | 37.0935 | 36.521 | 35.9464 | 35.4203 | 34.9347 | 34.4838 | 34.0888 | 33.7371 | 33.3827 | 33.0384 | 32.7203 | 32.4324 | 32.17 | 31.9255 | 31.6935 | 31.4702 | 31.2539 | 31.0436 | 30.837 | 30.6339 | 30.2457 | 29.8635 | 29.8635 | 29.8635 | 29.8635 | 29.8635 | 29.8635 | 29.8635 | 29.8635 | 29.8635

## Refurbishment
Go to Assumptions Summary
Refurbishment
Unit refurbishment is staggered within a power station, one unit at a time at six-month intervals. In a power station with 4 units, for example, the fourth unit is not refurbished until 18 months after the given date.
Refurbishment timings
Generator | Units | Announced Retirement | First refurbishment | Second refurbishment | Third refurbishment
Bayswater | ALL | 2035 | 2025
Eraring | ALL | 2032 | 2021
Mt Piper | ALL | 2042 | 2022 | 2032
Callide B | ALL | 2028
Callide C | ALL | 2051 | 2021 | 2031 | 2041
Gladstone | ALL | 2035 | 2025
Kogan Creek | ALL | 2042 | 2022 | 2032
Millmerran | ALL | 2051 | 2021 | 2031 | 2041
Stanwell | ALL | 2043 | 2023 | 2033
Tarong | ALL | 2036 | 2026
Tarong North | ALL | 2037 | 2027
Loy Yang A Power Station | ALL | 2048 | 2028 | 2038
Loy Yang B | ALL | 2047 | 2027 | 2037
Notes:
The Slow Change scenario includes the refurbishments in the table above but will have an additional set of refurbishments that give the option to extend operating life by 10 years
Slow Change Scenario Refurbishment timings
Generator |  | Possible Life Extending Refurbishment | Resulting Retirement date
Bayswater | ALL | 2035 | 2045
Eraring | ALL | 2032 | 2042
Liddell | ALL | 2022 | 2032
Mt Piper | ALL | 2042 | 2052
Vales Point B | ALL | 2029 | 2039
Callide B | ALL | 2028 | 2038
Callide C | ALL | 2051 | 2061
Kogan Creek | ALL | 2042 | 2052
Gladstone | ALL | 2035 | 2045
Millmerran | ALL | 2051 | 2061
Stanwell | STAN-1 | 2043 | 2053
Stanwell | STAN-2 | 2044 | 2054
Stanwell | STAN-3 | 2045 | 2055
Stanwell | STAN-4 | 2046 | 2056
Tarong | TARONG#1, TARONG#2 | 2036 | 2046
Tarong | TARONG#3, TARONG#4 | 2037 | 2047
Tarong North | ALL | 2037 | 2047
Loy Yang A Power Station | ALL | 2048 | 2058
Loy Yang B | ALL | 2047 | 2057
Yallourn W | YWPS1 | 2029 | 2039
Yallourn W | YWPS2 | 2030 | 2040
Yallourn W | YWPS3 | 2031 | 2041
Yallourn W | YWPS4 | 2032 | 2042
Notes:
Generators are given the option for an additional refurbishment to extend their operational life for an additional 10 years beyond their current announced retirement/End of technical life dates.
Refurbishment cost
Generation type | Fuel Type | Refurbishment |  | Refurbishment cost ($/MW Real 2020)1
Boiler / Steam turbine | Coal | Routine 10-year refurbishment to replace creep affected components and undertaken ancillary works |  | 379646.0177
1. Costs are applied as an additional fixed cost for the duration of the refurbishment event.
2. Refurbishment costs are from the GHD 2018 AEMO costs and technical parameter review

## Retirement
Go to Assumptions Summary
Retirement
Announced retirements are based on participant submissions of expected closure years in the July release of Generation information. Generators without announced retirement dates have been given a retirement days of X years past the station's commissioning date, where X is the operational life of that technology type given in GHD's Costs and Technical Parameters workbook.
Units may be retired earlier by the model if determined as least cost to the power system.
Expected Closure Years1
Expected Closure dates as per published values of the July 22nd, 2020 update to AEMO's Generation Information page
https://www.aemo.com.au/Electricity/National-Electricity-Market-NEM/Planning-and-forecasting/Generation-information
Retirement Costs
Generator Name | DUID | Expected Closure Year (Calendar Year) | Generator | Retirement / Rehabilitation Cost (real 2020 $/MW)
Bayswater | BW01 | 2035 | Black Coal | 161982.3009
Bayswater | BW02 | 2035 | Brown Coal | 161982.3009
Bayswater | BW03 | 2035 | CCGT | 131610.6195
Bayswater | BW04 | 2035 | OCGT | 45557.5221
Eraring | ER01 | 2032 | Pumped hydro | 108833.6756
Eraring | ER02 | 2032 | Single-axis tracking solar | 21766.7351
Eraring | ER03 | 2032 | Wind | 10883.3676
Eraring | ER04 | 2032
Liddell | LD01 | 2023
Liddell | LD02 | 2023
Liddell | LD03 | 2023
Liddell | LD04 | 2022
Mount Piper | MP1 | 2042
Mount Piper | MP2 | 2042
Vales Point B | VP5 | 2029
Vales Point B | VP6 | 2029
Callide B | CALL_B_1 | 2028
Callide B | CALL_B_2 | 2028
Callide C1 | CPP_3 | 2051
Callide C1 | CPP_4 | 2051
Gladstone | GSTONE1 | 2035
Gladstone | GSTONE2 | 2035
Gladstone | GSTONE3 | 2035
Gladstone | GSTONE4 | 2035
Gladstone | GSTONE5 | 2035
Gladstone | GSTONE6 | 2035
Kogan Creek | KPP_1 | 2042
Millmerran | MPP_1 | 2051
Millmerran | MPP_2 | 2051
Stanwell | STAN-1 | 2043
Stanwell | STAN-2 | 2044
Stanwell | STAN-3 | 2045
Stanwell | STAN-4 | 2046
Tarong | TARONG#1 | 2036
Tarong | TARONG#2 | 2036
Tarong | TARONG#3 | 2037
Tarong | TARONG#4 | 2037
Tarong North | TNPS1 | 2037
Loy Yang B | LOYYB1 | 2047
Loy Yang B | LOYYB2 | 2047
Loy Yang A | LYA1 | 2048
Loy Yang A | LYA2 | 2048
Loy Yang A | LYA3 | 2048
Loy Yang A | LYA4 | 2048
Yallourn W | YWPS1 | 2029
Yallourn W | YWPS2 | 2030
Yallourn W | YWPS3 | 2031
Yallourn W | YWPS4 | 2032
Blowering | BLOWERNG | 2070
Guthega | GUTHEGA | 2070
Hume Dam NSW | HUMENSW | 2057
Shoalhaven | SHGEN | 2100
Upper Tumut | UPPTUMUT | 2070
Tumut 3 | TUMUT3 | 2070
Barron Gorge | BARRON-1 | 2042
Barron Gorge | BARRON-2 | 2042
Kareeya | KAREEYA1 | 2037
Kareeya | KAREEYA2 | 2037
Kareeya | KAREEYA3 | 2037
Kareeya | KAREEYA4 | 2037
Wivenhoe | W/HOE#1 | 2084
Wivenhoe | W/HOE#2 | 2084
Dartmouth | DARTM1 | 2057
Eildon | EILDON1 | 2057
Eildon | EILDON2 | 2057
Hume Dam VIC | HUMEV | 2057
Bogong / Mckay | MCKAY1 | 2057
Murray | MURRAY | 2070
West Kiewa | WKIEWA1 | 2057
West Kiewa | WKIEWA2 | 2057
Bastyan | BASTYAN | 2100
Catagunya / Liapootah / Wayatinah | LI_WY_CA | 2100
Cethana | CETHANA | 2100
Devils gate | DEVILS_G | 2100
Fisher | FISHER | 2100
Gordon | GORDON | 2100
John Butters | JBUTTERS | 2100
Lake Echo | LK_ECHO | 2100
Lemonthyme / Wilmot | LEM_WIL | 2100
Mackintosh | MACKNTSH | 2100
Meadowbank | MEADOWBK | 2100
Poatina | POAT110 | 2100
Poatina | POAT220 | 2100
Reece | REECE1 | 2100
Reece | REECE2 | 2100
Tarraleah | TARRALEA | 2100
Trevallyn | TREVALLN | 2100
Tribute | TRIBUTE | 2100
Tungatinah | TUNGATIN | 2100
Colongra | CG1 | 2070
Colongra | CG2 | 2070
Colongra | CG3 | 2070
Colongra | CG4 | 2070
Smithfield Energy Facility | SITHE01 | 2044
Smithfield Energy Facility | SITHE04 | 2044
Tallawarra | TALWA1 | 2043
Uranquinty | URANQ11 | 2044
Uranquinty | URANQ12 | 2044
Uranquinty | URANQ13 | 2044
Uranquinty | URANQ14 | 2044
Barcaldine Power Station | BARCALDN | 2034
Braemar | BRAEMAR1 | 2046
Braemar | BRAEMAR2 | 2046
Braemar | BRAEMAR3 | 2046
Braemar 2 Power Station | BRAEMAR5 | 2049
Braemar 2 Power Station | BRAEMAR6 | 2049
Braemar 2 Power Station | BRAEMAR7 | 2049
Condamine A | CPSA | 2039
Darling Downs | DDPS1 | 2045
Oakey Power Station | OAKEY1 | 2050
Oakey Power Station | OAKEY2 | 2050
Roma | ROMA_7 | 2034
Roma | ROMA_8 | 2034
Swanbank E GT | SWAN_E | 2036
Yabulu PS | YABULU | 2046
Yabulu Steam Turbine | YABULU2 | 2046
Yarwun Cogen | YARWUN_1 | 2060
Somerton | AGLSOM | 2033
Bairnsdale | BDL01 | 2042
Bairnsdale | BDL02 | 2042
Jeeralang A | JLA01 | 2039
Jeeralang A | JLA02 | 2039
Jeeralang A | JLA03 | 2039
Jeeralang A | JLA04 | 2039
Jeeralang B | JLB01 | 2039
Jeeralang B | JLB02 | 2039
Jeeralang B | JLB03 | 2039
Laverton North | LNGS1 | 2070
Laverton North | LNGS2 | 2070
Mortlake | MORTLK11 | 2047
Mortlake | MORTLK12 | 2047
Newport | NPS | 2039
Valley Power | VPGS1 | 2070
Valley Power | VPGS2 | 2070
Valley Power | VPGS3 | 2070
Valley Power | VPGS4 | 2070
Valley Power | VPGS5 | 2070
Valley Power | VPGS6 | 2070
Hallett GT | AGLHAL | 2032
Barker Inlet Power Station | BIPS1 | 2044
Dry Creek GT | DRYCGT1 | 2030
Dry Creek GT | DRYCGT2 | 2030
Dry Creek GT | DRYCGT3 | 2030
Ladbroke Grove | LADBROK1 | 2035
Ladbroke Grove | LADBROK2 | 2035
Mintaro GT | MINTARO | 2030
Osborne | OSB-AG | 2023
Pelican Point | PPCCGT | 2037
Quarantine | QPS1 | 2053
Quarantine | QPS2 | 2054
Quarantine | QPS3 | 2054
Quarantine | QPS4 | 2055
Quarantine | QPS5 | 2044
Torrens Island A | TORRA1 | 2021
Torrens Island A | TORRA2 | 2020
Torrens Island A | TORRA3 | 2022
Torrens Island A | TORRA4 | 2020
Torrens Island B | TORRB1 | 2035
Torrens Island B | TORRB2 | 2035
Torrens Island B | TORRB3 | 2035
Torrens Island B | TORRB4 | 2035
Bell Bay Three | BBTHREE1 | 2040
Bell Bay Three | BBTHREE2 | 2040
Bell Bay Three | BBTHREE3 | 2040
Tamar Valley Combined Cycle | TVCC201 | 2050
Tamar Valley Peaking | TVPP104 | 2050
Hunter Valley GT | HVGTS | 2035
Mackay GT | MACKAYGT | 2021
Mt Stuart | MSTUART1 | 2033
Mt Stuart | MSTUART2 | 2033
Mt Stuart | MSTUART3 | 2044
Angaston | ANGAST1 | 2070
Lonsdale | LONSDALE | 2070
Port Lincoln GT | POR01 | 2030
Port Lincoln GT | POR03 | 2030
Port Stanvac 1 | PTSTAN1 | 2070
Snuggery | SNUG1 | 2030
Boco Rock Wind Farm | BOCORWF1 | 2040
Bodangora Wind Farm | BODWF1 | 2049
Capital Wind Farm | CAPTL_WF | 2040
Crookwell 2 Wind Farm | CROOKWF2 | 2043
Cullerin Range Wind Farm | CULLRGWF | 2038
Gullen Range Wind Farm | GULLRWF1 | 2100
Gunning Wind Farm | GUNNING1 | 2036
Sapphire Wind Farm | SAPHWF1 | 2037
Silverton Wind Farm | STWF1 | 2043
Taralga Wind Farm | TARALGA1 | 2040
Woodlawn Wind Farm | WOODLWN1 | 2041
White Rock Wind Farm - Stage 1 | WRWF1 | 2038
Mount Emerald | MEWF1 | 2043
Ararat Wind Farm | ARWF1 | 2047
Bald Hills Wind Farm | BALDHWF1 | 2040
Challicum Hills Wind Farm | CHALLHWF | 2033
Kiata Wind Farm | KIATAWF1 | 2042
MacArthur Wind Farm | MACARTH1 | 2038
Mt Mercer Wind Farm | MERCER01 | 2043
Mortons Lane Wind Farm | MLWF1 | 2042
Mt Gellibrand Wind Farm | MTGELWF1 | 2043
Murra Warra Wind Farm - stage 1 | MUWAWF1 | 2049
Oaklands Hill Wind Farm | OAKLAND1 | 2037
Portland Wind Farm | PORTWF | 2040
Salt Creek Wind Farm | SALTCRK1 | 2043
Waubra Wind Farm | WAUBRAWF | 2039
Yambuk Wind Farm | YAMBUKWF | 2040
Yaloak South Wind Farm | YSWF1 | 2048
Hallett 5 The Bluff WF | BLUFF1 | 2036
Cathedral Rocks Wind Farm | CATHROCK | 2030
Clements Gap Wind Farm | CLEMGPWF | 2039
Canunda Wind Farm | CNUNDAWF | 2030
Hallett Stage 1 Brown Hill | HALLWF1 | 2033
Hallett Stage 2 Hallett Hill | HALLWF2 | 2035
Hornsdale Wind Farm Stage 1 | HDWF1 | 2056
Hornsdale Wind Farm Stage 2 | HDWF2 | 2057
Hornsdale Wind Farm Stage 3 | HDWF3 | 2057
Lake Bonney 1 Wind Farm | LKBONNY1 | 2035
Lake Bonney 2 Wind Farm | LKBONNY2 | 2038
Lake Bonney 3 Wind Farm | LKBONNY3 | 2040
Lincoln Gap Wind Farm - Stage 1 | LGAPWF1 | 2045
Mount Millar Wind Farm | MTMILLAR | 2036
Hallett 4 North Brown Hill | NBHWF1 | 2036
Snowtown S2 Wind Farm - North | SNOWNTH1 | 2039
Snowtown S2 Wind Farm - South | SNOWSTH1 | 2039
Snowtown Wind Farm | SNOWTWN1 | 2033
Starfish Hill Wind Farm | STARHLWF | 2027
Waterloo Wind Farm | WATERLWF | 2045
Willogoleche Wind Farm | WGWF1 | 2043
Wattle Point Wind Farm | WPWF | 2029
Musselroe Wind Farm | MUSSELR1 | 2050
Woolnorth Wind Farm | WOOLNTH1 | 2050
Beryl Solar Farm | BERYLSF1 | 2049
Broken Hill Solar Plant | BROKENH1 | 2043
Coleambally Solar Farm | COLEASF1 | 2038
Gullen Range Solar Farm | GULLRSF1 | 2100
Manildra Solar Farm | MANSLR1 | 2048
Moree Solar Farm | MOREESF1 | 2046
Nyngan Solar Plant | NYNGAN1 | 2042
Parkes Solar Farm | PARSF1 | 2058
White Rock Solar Farm | WRSF1 | 2043
Childers Solar Farm | CHILDSF1 | 2049
Clare Solar Farm | CLARESF1 | 2047
Clermont Solar Farm | CLERMSF1 | 2049
Collinsville PV | CSPVPS1 | 2044
Daydream Solar Farm | DAYDSF2 | 2048
Darling Downs Solar Farm | DDSF1 | 2036
Emerald Solar Park | EMERASF1 | 2048
Hamilton Solar Farm | HAMISF1 | 2048
Hayman Solar Farm | HAYMSF1 | 2048
Hughenden Solar Farm | HUGSF1 | 2049
Kidston Solar Project Phase One 50MW | KSP1 | 2037
Longreach Solar Farm | LRSF1 | 2043
Ross River Solar Farm | RRSF1 | 2043
Sun Metals Corporation Solar Farm | SMCSF1 | 2042
Susan River Solar Farm | SRSF1 | 2049
Whitsunday Solar Farm | WHITSF1 | 2048
Bannerton Solar Park | BANN1 | 2049
Gannawarra Solar Farm | GANNSF1 | 2048
Karadoc Solar Farm | KARSF1 | 2048
Wemen Solar Farm | WEMENSF1 | 2049
Bungala one Solar Farm | BNGSF1 | 2043
Tailem Bend - Solar | TBSF1 | 2049
Coopers Gap Wind Farm |  | 2044
Kennedy Energy Park Wind Farm |  | 2049
Crowlands Wind Farm |  | 2049
Cattle Hill Wind Farm |  | 2044
Granville Harbour Wind Farm |  | 2055
Bulgana Green Power Hub - Wind Farm |  | 2049
Cherry Tree Wind Farm |  | 2050
Dundonnell Wind Farm |  | 2045
Elaine Wind Farm |  | 2049
Yendon Wind Farm |  | 2049
Lincoln Gap Wind Farm - stage 2 |  | 2045
Moorabool Wind Farm |  | 2044
Stockyard Hill Wind Farm |  | 2045
Bomen Solar Farm |  | 2050
Darlington Point Solar Farm |  | 2055
Molong Solar Farm |  | 2050
Nevertire Solar Farm |  | 2049
Sunraysia Solar Farm |  | 2049
Bungala Two Solar Farm |  | 2044
Maryrorough Solar Farm |  | 2050
Haughton Solar Farm |  | 2049
Kennedy Energy Park Solar Farm |  | 2049
Lilyvale Solar Farm |  | 2048
Finley Solar Farm |  | 2049
Limondale Solar Farm 1 |  | 2050
Limondale Solar Farm 2 |  | 2050
Oakey 1 Solar Farm |  | 2043
Oakey 2 Solar Farm |  | 2044
Rugby Run Solar Farm |  | 2049
Yarranlea Solar Farm |  | 2044
Warwick Solar Farm |  | 2045
Kiamal Solar Farm stage 1 |  | 2049
Numurkah Solar Farm |  | 2044
Yatpool Solar Farm |  | 2050
Cohuna Solar Farm |  | 2045
Snowy 2.0 |  | 2075
Carwarp Solar Farm stage 1 |  | 2051
Winton Solar Farm |  | 2050
Mortlake South Wind Farm |  | 2051
Berrybank Wind Farm |  | 2045
Hornsdale Power Reserve Unit 1 | HPRG1 | 2057
Dalrymple BESS | DALNTH01 | 2030
Ballarat Energy Storage System | BALBG1 | 2033
Bulgana Green Power Hub - BESS |  | 2034
Gannawarra Energy Storage System | GANNBG1 | 2033
Lake Bonney BESS1 | LBBG1 | 2034
Lincoln Gap Wind Farm - BESS |  | 2045
Goonumbla Solar Farm |  | 2050
Crudine Ridge Wind Farm |  | 2051
Gangarri Solar Farm |  | 2051
Berrybank Wind Farm - Stage 2 |  | 2045
Murra Warra Wind Farm - Stage 2 |  | 2051
Broadsound Solar Farm |  | 2051
Cape York Battery Power Plant - Solar |  | 2046
Collector |  | 2046
Gunnedah Solar Farm |  | 2051
Metz Solar Farm |  | 2051
Suntop Solar Farm |  | 2051
Cape York Battery Power Plant - Storage |  | 2035
MacIntyre Wind Farm |  | 2051
Temporary Generation South | SATGS1 | 2020
Bango 973 Wind Farm |  | 2050
Glenrowan West Sun Farm |  | 2051
Middlemount Sun Farm |  | 2050
Wellington Solar Farm |  | 2051
Biala Wind Farm | GULLRWF2 | 2120
Note:
1. CS Energy has not submitted retirement dates. These Generators are using end of technical life assumptions from the previous 2018 ISP Assumptions Book.

## Heat rates
Go to Assumptions Summary
Heat rates
Encapsulates the efficiency of thermal generators (sent-out, HHV)
For key thermal power stations, as outlined in the Market Modelling Methodology Paper, complex heat rates may be applied in time-sequential modelling. These are outlined on the Complex Heat Rate worksheet.
Link: | Complex Heat Rates
Existing generators |  |  | New entrant technologies |  | Heat rates for existing technology types
Generator | Technology | Heat rate (GJ/MWh) | Technology | Heat rates (GJ/MWh) | Generator | Heat rates (GJ/MWh)
Bayswater | Steam Sub Critical | 9.4488 | Black Coal (supercritical PC) | 8.975 | Hydro | 0
Eraring | Steam Sub Critical | 9.5491 | Brown Coal (supercritical PC) | 11.337 | Wind | 0
Liddell | Steam Sub Critical | 10.1408 | OCGT | 11.7497 | Large scale solar PV | 0
Mt Piper | Steam Sub Critical | 9.2545 | CCGT | 7.5753 | Battery storage | 0
Vales Point B | Steam Sub Critical | 9.6774 | Biomass | 13.39
Callide B | Steam Sub Critical | 9.1603 | Large scale Solar PV | 0
Callide C | Steam Super Critical | 9.3023 | Solar Thermal (8hrs Storage) | 0
Gladstone | Steam Sub Critical | 9.4737 | Battery storage (2hrs storage) | 0
Kogan Creek | Steam Super Critical | 8.802 | Battery storage (4hrs storage) | 0
Millmerran | Steam Super Critical | 9.2072 | Wind | 0
Stanwell | Steam Sub Critical | 9.068 | Wind - offshore | 0
Tarong | Steam Sub Critical | 9.2072 | Pumped Hydro (6hrs storage) | 0
Tarong North | Steam Super Critical | 8.6538 | Pumped Hydro (12hrs storage) | 0
Loy Yang A Power Station | Steam Sub Critical | 12.1622 | Pumped Hydro (24hrs storage) | 0
Loy Yang B | Steam Sub Critical | 12.5436 | Pumped Hydro (48hrs storage) | 0
Yallourn W | Steam Sub Critical | 13.8996
Colongra | OCGT | 11.1455
Smithfield Energy Facility | CCGT | 8.3527
Tallawarra | CCGT | 6.9903
Uranquinty | OCGT | 11.1455
Barcaldine Power Station | OCGT | 12.7208
Braemar | OCGT | 11.8812
Braemar 2 Power Station | OCGT | 11.8812
Condamine A | CCGT | 7.2874
Darling Downs | CCGT | 7.377
Oakey Power Station | OCGT | 10.9422
Roma | OCGT | 11.8812
Swanbank E GT | CCGT | 7.438
Yabulu PS | CCGT | 7.5949
Yabulu Steam Turbine | CCGT | 7.5949
Yarwun Cogen | CCGT | 10.3746
Somerton | OCGT | 14.876
Bairnsdale | OCGT | 10.4956
Jeeralang A | OCGT | 15.2542
Jeeralang B | OCGT | 15.2542
Laverton North | OCGT | 11.5016
Mortlake | OCGT | 11.1455
Newport | Gas-powered steam turbine | 10.2857
Valley Power | OCGT | 14.876
Hallett GT | OCGT | 14.876
Dry Creek GT | OCGT | 13.6882
Ladbroke Grove | OCGT | 11.8812
Mintaro GT | OCGT | 12.7208
Osborne | CCGT | 8.1633
Pelican Point | CCGT | 7.3469
Quarantine | OCGT | 10.7143
Torrens Island A | Gas-powered steam turbine | 11.4286
Torrens Island B | Gas-powered steam turbine | 10.7143
Bell Bay Three | OCGT | 12.0401
Tamar Valley Combined Cycle | CCGT | 7.2874
Tamar Valley Peaking | OCGT | 12.7208
Hunter Valley GT | OCGT | 12.7208
Mackay GT | OCGT | 12.7208
Mt Stuart | OCGT | 11.8812
Port Lincoln Gt | OCGT | 12.8114
Snuggery | OCGT | 13.4328
Angaston | Reciprocating Engine | 12.775
Lonsdale | Reciprocating Engine | 7.8947
Port Stanvac 1 | Reciprocating Engine | 7.8947
Barker Inlet Power Station | Reciprocating Engine | 7.8947
Blowering | Hydro | 0
Guthega | Hydro | 0
Hume Dam NSW | Hydro | 0
Hume Dam VIC | Hydro | 0
Shoalhaven | Hydro | 0
Upper Tumut | Hydro | 0
Tumut 3 | Hydro | 0
Barron Gorge | Hydro | 0
Kareeya | Hydro | 0
Wivenhoe | Hydro | 0
Bogong / Mackay | Hydro | 0
Dartmouth | Hydro | 0
Eildon | Hydro | 0
Murray 1 | Hydro | 0
Murray 2 | Hydro | 0
West Kiewa | Hydro | 0
Bastyan | Hydro | 0
Catagunya / Liapootah / Wayatinah | Hydro | 0
Cethana | Hydro | 0
Devils Gate | Hydro | 0
Fisher | Hydro | 0
Gordon | Hydro | 0
John Butters | Hydro | 0
Lake Echo | Hydro | 0
Lemonthyme / Wilmot | Hydro | 0
Mackintosh | Hydro | 0
Meadowbank | Hydro | 0
Poatina | Hydro | 0
Reece | Hydro | 0
Tarraleah | Hydro | 0
Trevallyn | Hydro | 0
Tribute | Hydro | 0
Tungatinah | Hydro | 0
Boco Rock Wind Farm | Wind | 0
Bodangora wind farm | Wind | 0
Capital wind farm | Wind | 0
Crookwell 2 wind farm | Wind | 0
Cullerin Range wind farm | Wind | 0
Gullen Range wind farm | Wind | 0
Gunning wind farm | Wind | 0
Silverton wind farm | Wind | 0
Sapphire wind farm | Wind | 0
Taralga wind farm | Wind | 0
White Rock Wind Farm - Stage 1 | Wind | 0
Woodlawn wind farm | Wind | 0
Mount Emerald | Wind | 0
Canunda wind farm | Wind | 0
Cathedral Rocks wind farm | Wind | 0
Clements Gap wind farm | Wind | 0
Hallett Stage 1 Brown Hill | Wind | 0
Hallett Stage 2 Hallett Hill | Wind | 0
Hallett 4 North Brown Hill | Wind | 0
Hallett 5 The Bluff WF | Wind | 0
Hornsdale wind farm Stage 1 | Wind | 0
Hornsdale wind farm Stage 2 | Wind | 0
Hornsdale wind farm Stage 3 | Wind | 0
Lake Bonney 1 wind farm | Wind | 0
Lake Bonney 2 wind farm | Wind | 0
Lake Bonney 3 wind farm | Wind | 0
Lincoln Gap Wind Farm - stage 1 | Wind | 0
Willogoleche wind farm | Wind | 0
Mount Millar wind farm | Wind | 0
Snowtown wind farm | Wind | 0
Snowtown S2 Wind Farm - North | Wind | 0
Snowtown S2 Wind Farm - South | Wind | 0
Starfish Hill wind farm | Wind | 0
Waterloo wind farm | Wind | 0
Wattle Point wind farm | Wind | 0
Musselroe wind farm | Wind | 0
Woolnorth wind farm | Wind | 0
Ararat wind farm | Wind | 0
Bald Hills wind farm | Wind | 0
Challicum Hills wind farm | Wind | 0
Kiata wind farm | Wind | 0
Macarthur wind farm | Wind | 0
Mortons Lane wind farm | Wind | 0
Mt Gellibrand wind farm | Wind | 0
Mt Mercer Wind Farm | Wind | 0
Oaklands Hill wind farm | Wind | 0
Portland wind farm | Wind | 0
Salt Creek wind farm | Wind | 0
Waubra wind farm | Wind | 0
Yambuk wind farm | Wind | 0
Yaloak South wind farm | Wind | 0
Crowlands Wind Farm | Wind | 0
Yendon Wind Farm | Wind | 0
Coopers Gap Wind Farm | Wind | 0
Cattle Hill Wind Farm | Wind | 0
Murra Warra Wind Farm - stage 1 | Wind | 0
Cherry Tree Wind Farm | Wind | 0
Dundonnell Wind Farm | Wind | 0
Elaine Wind Farm | Wind | 0
Broken Hill Solar Plant | Large scale solar PV | 0
Beryl solar farm | Large scale solar PV | 0
Coleambally solar farm | Large scale solar PV | 0
Gullen Range solar farm | Large scale solar PV | 0
Manildra solar farm | Large scale solar PV | 0
Moree solar farm | Large scale solar PV | 0
Nyngan Solar Plant | Large scale solar PV | 0
Parkes solar farm | Large scale solar PV | 0
White Rock solar farm | Large scale solar PV | 0
Clare solar farm | Large scale solar PV | 0
Childers solar farm | Large scale solar PV | 0
Collinsville PV | Large scale solar PV | 0
Clermont solar farm | Large scale solar PV | 0
Darling Downs solar farm | Large scale solar PV | 0
Daydream solar farm | Large scale solar PV | 0
Emerald Solar Park | Large scale solar PV | 0
Hamilton solar farm | Large scale solar PV | 0
Hayman solar farm | Large scale solar PV | 0
Hughenden solar farm | Large scale solar PV | 0
Kidston Solar Project Phase One 50MW | Large scale solar PV | 0
Longreach solar farm | Large scale solar PV | 0
Ross River solar farm | Large scale solar PV | 0
Susan River solar farm | Large scale solar PV | 0
Sun Metals Corporation Solar Farm | Large scale solar PV | 0
Whitsunday solar farm | Large scale solar PV | 0
Gannawarra solar farm | Large scale solar PV | 0
Bannerton Solar Park | Large scale solar PV | 0
Bungala one solar farm | Large scale solar PV | 0
Tailem Bend - Solar | Large scale solar PV | 0
Karadoc solar farm | Large scale solar PV | 0
Wemen solar farm | Large scale solar PV | 0
Finley Solar Farm | Large scale solar PV | 0
Limondale Solar Farm 2 | Large scale solar PV | 0
Haughton Solar Farm | Large scale solar PV | 0
Lilyvale Solar Farm | Large scale solar PV | 0
Nevertire Solar Farm | Large scale solar PV | 0
Numurkah Solar Farm | Large scale solar PV | 0
Oakey 1 Solar Farm | Large scale solar PV | 0
Rugby Run Solar Farm | Large scale solar PV | 0
Yarranlea Solar Farm | Large scale solar PV | 0
Bungala Two Solar Farm | Large scale solar PV | 0
Oakey 2 Solar Farm | Large scale solar PV | 0
Committed generators
Generator |  | Heat rate (GJ/MWh)
Snowy 2.0 | Pumped Hydro | 0
Temporary Generation South | OCGT | 11.75
Kennedy Energy Park Wind Farm | Wind | 0
Granville Harbour Wind Farm | Wind | 0
Bulgana Green Power Hub - Wind Farm | Wind | 0
Lincoln Gap Wind Farm - stage 2 | Wind | 0
Moorabool Wind Farm | Wind | 0
Stockyard Hill Wind Farm | Wind | 0
Crudine Ridge Wind Farm | Wind | 0
Bango 973 Wind Farm | Wind | 0
Berrybank Wind Farm | Wind | 0
Collector | Wind | 0
Biala Wind Farm | Wind | 0
Bomen Solar Farm | Large scale solar PV | 0
Darlington Point Solar Farm | Large scale solar PV | 0
Molong Solar Farm | Large scale solar PV | 0
Sunraysia Solar Farm | Large scale solar PV | 0
Maryrorough Solar Farm | Large scale solar PV | 0
Kennedy Energy Park Solar Farm | Large scale solar PV | 0
Limondale Solar Farm 1 | Large scale solar PV | 0
Warwick Solar Farm | Large scale solar PV | 0
Kiamal Solar Farm stage 1 | Large scale solar PV | 0
Yatpool Solar Farm | Large scale solar PV | 0
Cohuna Solar Farm | Large Scale Solar PV | 0
Goonumbla Solar Farm | Large Scale Solar PV | 0
Gangarri Solar Farm | Large Scale Solar PV | 0
Winton Solar Farm | Large Scale Solar PV | 0
Glenrowan West Sun Farm | Large scale solar PV | 0
Middlemount Sun Farm | Large Scale Solar PV | 0
Wellington Solar Farm | Large Scale Solar PV | 0
Note: Temporary Generation South is using the heat rate of new entrants OCGT in South Australia.
Anticipated Projects
Generator |  | Heat rate (GJ/MWh)
Berrybank Wind Farm - Stage 2 | Wind | 0
Murra Warra Wind Farm - Stage 2 | Wind | 0
MacIntyre Wind Farm | Wind | 0
Mortlake South Wind Farm | Wind | 0
Broadsound Solar Farm | Large Scale Solar PV | 0
Cape York Battery Power Plant - Solar | Large Scale Solar PV | 0
Gunnedah Solar Farm | Large Scale Solar PV | 0
Metz Solar Farm | Large Scale Solar PV | 0
Suntop Solar Farm | Large Scale Solar PV | 0
Carwarp Solar Farm stage 1 | Large Scale Solar PV | 0
Existing, Committed and Anticipated Batteries
Storage | Technology Type | Heat rate (GJ/MWh)
Hornsdale Power Reserve Unit 1 | Battery Storage | 0
Dalrymple North BESS | Battery Storage | 0
Ballarat Energy Storage System | Battery Storage | 0
Bulgana Green Power Hub - BESS | Battery Storage | 0
Gannawarra Energy Storage System | Battery Storage | 0
Lake Bonney BESS1 | Battery Storage | 0
Cape York Battery Power Plant - Storage | Battery Storage | 0

## Auxiliary
Go to Assumptions Summary
Auxiliary load
Auxiliary load is also called "parasitic load" or "self load" and refers to energy generated by power stations for in-house use.
All units take the auxilirary rate of their respective fuel type.
Existing, committed, and anticipated generators |  | New entrants
Fuel/Technology type | % auxiliary load | Generator | % auxiliary load
Black Coal QLD | 6 | Black Coal (supercritical PC) | 4
Black Coal NSW | 6 | Brown Coal (supercritical PC) | 6.01
Brown Coal VIC | 8.3 | OCGT | 1.53
Hydro | 0.3 | CCGT | 2.51
Gas-powered steam turbine | 3 | Biomass | 6.1
CCGT | 3 | Large scale Solar PV | 2
OCGT | 0.7 | Solar Thermal (8hrs Storage) | 10
Liquid Fuel | 0.7 | Wind | 2
Solar | 0.4 | Wind - offshore | 2
Wind | 0.9 | Pumped Hydro (6hrs storage) | 1
Note: Sourced from July 2020 Generation Information (This data has been aggregated by fuel/technology to protect confidentiality) |  | Pumped Hydro (12hrs storage) | 1
|  | Pumped Hydro (24hrs storage) | 1
|  | Pumped Hydro (48hrs storage) | 1
Note: Sourced from GHD 2018 AEMO costs and technical parameter review

## Fixed OPEX
Go to Assumptions Summary
Fixed operating cost (real 2020 dollars)
Costs that are incurred regardless of energy generated.
Existing generators |  |  | New entrant technologies, after applying regional cost factors | [15 empty] | Fixed operating costs for existing generators
Generator | Technology | Fixed OPEX ($/kW/year) | Generator | Fixed OPEX ($/kW/year) | [14 empty] | Generator | Fixed OPEX ($/kW/year)
Bayswater | Steam Sub Critical | 53.8617 |  | Vic low | Vic medium | Vic high | Qld low | Qld medium | Qld high | NSW low | NSW medium | NSW high | SA Low | SA medium | SA high | Tas low | Tas medium | Tas high
Eraring | Steam Sub Critical | 53.8617 | Black Coal (supercritical PC) | 53.8617 | 55.4775 | 56.5548 | 57.632 | 64.634 | 72.1746 | 60.8637 | 65.7112 | 71.0974 | 54.4003 | 60.8637 | 67.3271 | 56.5548 | 61.4023 | 66.2499 | Battery storage | 8.1017
Liddell | Steam Sub Critical | 53.8617 | Brown Coal (supercritical PC) | 69.8557 | 71.9514 | 73.3485 | 74.7457 | 83.8269 | 93.6067 | 78.937 | 85.224 | 92.2096 | 70.5543 | 78.937 | 87.3197 | 73.3485 | 79.6356 | 85.9226 | Hydro | 58.9738
Mt Piper | Steam Sub Critical | 53.8617 | OCGT | 4.2551 | 4.3828 | 4.4679 | 4.553 | 5.1061 | 5.7019 | 4.8083 | 5.1912 | 5.6168 | 4.2977 | 4.8083 | 5.3189 | 4.4679 | 4.8508 | 5.2338 | Large scale solar PV | 26.019
Vales Point B | Steam Sub Critical | 53.8617 | CCGT | 10.6328 | 10.9518 | 11.1645 | 11.3771 | 12.7594 | 14.248 | 12.0151 | 12.972 | 14.0353 | 10.7392 | 12.0151 | 13.291 | 11.1645 | 12.1214 | 13.0784 | Wind | 45.6603
Callide B | Steam Sub Critical | 53.8617 | Biomass | 133.2341 | 137.2312 | 139.8959 | 142.5605 | 159.881 | 178.5338 | 150.5546 | 162.5457 | 175.8691 | 134.5665 | 150.5546 | 166.5427 | 139.8959 | 151.8869 | 163.878
Callide C | Steam Super Critical | 53.8617 | Large scale Solar PV | 14.6189 | 15.0575 | 15.3498 | 15.6422 | 17.5427 | 19.5893 | 16.5193 | 17.835 | 19.2969 | 14.7651 | 16.5193 | 18.2736 | 15.3498 | 16.6655 | 17.9812
Gladstone | Steam Sub Critical | 53.8617 | Solar Thermal (8hrs Storage) | 86.0491 | 88.6306 | 90.3516 | 92.0726 | 103.259 | 115.3058 | 97.2355 | 104.9799 | 113.5849 | 86.9096 | 97.2355 | 107.5614 | 90.3516 | 98.096 | 105.8404
Kogan Creek | Steam Super Critical | 53.8617 | Battery storage (2hrs storage) | 8.1017 | 8.3447 | 8.5068 | 8.6688 | 9.722 | 10.8562 | 9.1549 | 9.884 | 10.6942 | 8.1827 | 9.1549 | 10.1271 | 8.5068 | 9.2359 | 9.9651
Millmerran | Steam Super Critical | 53.8617 | Battery storage (4hrs storage) | 8.1017 | 8.3447 | 8.5068 | 8.6688 | 9.722 | 10.8562 | 9.1549 | 9.884 | 10.6942 | 8.1827 | 9.1549 | 10.1271 | 8.5068 | 9.2359 | 9.9651
Stanwell | Steam Sub Critical | 53.8617 | Wind | 36.4625 | 37.5564 | 38.2856 | 39.0149 | 43.755 | 48.8598 | 41.2026 | 44.4843 | 48.1305 | 36.8271 | 41.2026 | 45.5781 | 38.2856 | 41.5673 | 44.8489
Tarong | Steam Sub Critical | 53.8617 | Wind - offshore | 109.3975 | 112.6794 | 114.8674 | 117.0553 | 131.277 | 146.5926 | 123.6192 | 133.4649 | 144.4047 | 110.4915 | 123.6192 | 136.7469 | 114.8674 | 124.7131 | 134.5589
Tarong North | Steam Super Critical | 53.8617 | Pumped Hydro (6hrs storage) | 16.1934 | 16.6792 | 17.003 | 17.3269 | 19.4321 | 21.6991 | 18.2985 | 19.7559 | 21.3753 | 16.3553 | 18.2985 | 20.2417 | 17.003 | 18.4605 | 19.9179
Loy Yang A Power Station | Steam Sub Critical | 147.3847 | Pumped Hydro (12hrs storage) | 16.1934 | 16.6792 | 17.003 | 17.3269 | 19.4321 | 21.6991 | 18.2985 | 19.7559 | 21.3753 | 16.3553 | 18.2985 | 20.2417 | 17.003 | 18.4605 | 19.9179
Loy Yang B | Steam Sub Critical | 116.4927 | Pumped Hydro (24hrs storage) | 16.1934 | 16.6792 | 17.003 | 17.3269 | 19.4321 | 21.6991 | 18.2985 | 19.7559 | 21.3753 | 16.3553 | 18.2985 | 20.2417 | 17.003 | 18.4605 | 19.9179
Yallourn W | Steam Sub Critical | 153.1047 | Pumped Hydro (48hrs storage) | 16.1934 | 16.6792 | 17.003 | 17.3269 | 19.4321 | 21.6991 | 18.2985 | 19.7559 | 21.3753 | 16.3553 | 18.2985 | 20.2417 | 17.003 | 18.4605 | 19.9179
Colongra | OCGT | 15.0773 | Notes:
Smithfield Energy Facility | OCGT | 15.0773 | Regional cost factors applied for the O&M Costs component of new entrants.
Tallawarra | CCGT | 15.0773 | Wind - offshore - Variable O&M costs are assumed to be included in the Fixed O&M costs as per GHD's report.
Uranquinty | OCGT | 15.0773
Barcaldine Power Station | OCGT | 15.0773
Braemar | OCGT | 15.0773
Braemar 2 Power Station | OCGT | 10.6328
Condamine A | CCGT | 10.6328
Darling Downs | CCGT | 15.0773
Oakey Power Station | OCGT | 15.0773
Roma | OCGT | 15.0773
Swanbank E GT | CCGT | 15.0773
Yabulu PS | CCGT | 15.0773
Yabulu Steam Turbine | CCGT | 15.0773
Yarwun Cogen | CCGT | 15.0773
Somerton | OCGT | 15.0773
Bairnsdale | OCGT | 15.0773
Jeeralang A | OCGT | 15.0773
Jeeralang B | OCGT | 15.0773
Laverton North | OCGT | 15.0773
Mortlake | OCGT | 10.6328
Newport | Gas-powered steam turbine | 10.6328
Valley Power | OCGT | 15.0773
Hallett GT | OCGT | 15.0773
Dry Creek GT | OCGT | 15.0773
Ladbroke Grove | OCGT | 10.6328
Mintaro GT | OCGT | 15.0773
Osborne | CCGT | 15.0773
Pelican Point | CCGT | 10.6328
Quarantine | OCGT | 10.6328
Torrens Island A | Gas-powered steam turbine | 106.8364
Torrens Island B | Gas-powered steam turbine | 15.0773
Bell Bay Three | OCGT | 15.0773
Tamar Valley Combined Cycle | CCGT | 15.0773
Tamar Valley Peaking | OCGT | 10.6328
Hunter Valley GT | OCGT | 10.6328
Mackay GT | OCGT | 10.6328
Mt Stuart | OCGT | 47.7132
Angaston | Reciprocating Engine | 47.7132
Barker Inlet Power Station | Reciprocating Engine | 47.7132
Lonsdale | Reciprocating Engine | 15.3065
Port Lincoln GT | OCGT | 15.214
Port Stanvac 1 | Reciprocating Engine | 15.3065
Snuggery | OCGT | 15.3065
Blowering | Hydro | 58.9738
Guthega | Hydro | 58.9738
Hume Dam NSW | Hydro | 58.9738
Hume Dam VIC | Hydro | 58.9738
Shoalhaven | Hydro | 58.9738
Upper Tumut | Hydro | 58.9738
Tumut 3 | Hydro | 58.9738
Barron Gorge | Hydro | 58.9738
Kareeya | Hydro | 58.9738
Wivenhoe | Hydro | 58.9738
Bogong / Mackay | Hydro | 58.9738
Dartmouth | Hydro | 58.9738
Eildon | Hydro | 58.9738
Murray 1 | Hydro | 58.9738
Murray 2 | Hydro | 58.9738
West Kiewa | Hydro | 58.9738
Bastyan | Hydro | 58.9738
Catagunya / Liapootah / Wayatinah | Hydro | 58.9738
Cethana | Hydro | 58.9738
Devils Gate | Hydro | 58.9738
Fisher | Hydro | 58.9738
Gordon | Hydro | 58.9738
John Butters | Hydro | 58.9738
Lake Echo | Hydro | 58.9738
Lemonthyme / Wilmot | Hydro | 58.9738
Mackintosh | Hydro | 58.9738
Meadowbank | Hydro | 58.9738
Poatina | Hydro | 58.9738
Reece | Hydro | 58.9738
Tarraleah | Hydro | 58.9738
Trevallyn | Hydro | 58.9738
Tribute | Hydro | 58.9738
Tungatinah | Hydro | 58.9738
Boco Rock Wind Farm | Wind | 45.6603
Bodangora Wind Farm | Wind | 45.6603
Capital Wind Farm | Wind | 45.6603
Crookwell 2 Wind Farm | Wind | 45.6603
Cullerin Range Wind Farm | Wind | 45.6603
Gullen Range Wind Farm | Wind | 45.6603
Gunning Wind Farm | Wind | 45.6603
Silverton Wind Farm | Wind | 45.6603
Sapphire Wind Farm | Wind | 45.6603
Taralga Wind Farm | Wind | 45.6603
White Rock Wind Farm - Stage 1 | Wind | 45.6603
Woodlawn Wind Farm | Wind | 45.6603
Coopers Gap Wind Farm | Wind | 45.6603
Mount Emerald | Wind | 45.6603
Canunda Wind Farm | Wind | 45.6603
Cathedral Rocks Wind Farm | Wind | 45.6603
Clements Gap Wind Farm | Wind | 45.6603
Hallett Stage 1 Brown Hill | Wind | 45.6603
Hallett Stage 2 Hallett Hill | Wind | 45.6603
Hallett 4 North Brown Hill | Wind | 45.6603
Hallett 5 The Bluff WF | Wind | 45.6603
Hornsdale Wind Farm Stage 1 | Wind | 45.6603
Hornsdale Wind Farm Stage 2 | Wind | 45.6603
Hornsdale Wind Farm Stage 3 | Wind | 45.6603
Lake Bonney 1 Wind Farm | Wind | 45.6603
Lake Bonney 2 Wind Farm | Wind | 45.6603
Lake Bonney 3 Wind Farm | Wind | 45.6603
Lincoln Gap Wind Farm - stage 1 | Wind | 45.6603
Willogoleche Wind Farm | Wind | 45.6603
Mount Millar Wind Farm | Wind | 45.6603
Snowtown Wind Farm | Wind | 45.6603
Snowtown S2 Wind Farm - North | Wind | 45.6603
Snowtown S2 Wind Farm - South | Wind | 45.6603
Starfish Hill Wind Farm | Wind | 45.6603
Waterloo Wind Farm | Wind | 45.6603
Wattle Point Wind Farm | Wind | 45.6603
Cattle Hill Wind Farm | Wind | 45.6603
Musselroe Wind Farm | Wind | 45.6603
Woolnorth Wind Farm | Wind | 45.6603
Ararat Wind Farm | Wind | 45.6603
Bald Hills Wind Farm | Wind | 45.6603
Challicum Hills Wind Farm | Wind | 45.6603
Cherry Tree Wind Farm | Wind | 45.6603
Crowlands Wind Farm | Wind | 45.6603
Dundonnell Wind Farm | Wind | 45.6603
Elaine Wind Farm | Wind | 45.6603
Kiata Wind Farm | Wind | 45.6603
Macarthur Wind Farm | Wind | 45.6603
Mortons Lane Wind Farm | Wind | 45.6603
Mt Gellibrand Wind Farm | Wind | 45.6603
Mt Mercer Wind Farm | Wind | 45.6603
Murra Warra Wind Farm - stage 1 | Wind | 45.6603
Oaklands Hill Wind Farm | Wind | 45.6603
Portland Wind Farm | Wind | 45.6603
Salt Creek Wind Farm | Wind | 45.6603
Waubra Wind Farm | Wind | 45.6603
Yambuk Wind Farm | Wind | 45.6603
Yaloak South Wind Farm | Wind | 45.6603
Yendon Wind Farm | Wind | 45.6603
Broken Hill Solar Plant | Large scale solar PV | 26.019
Beryl solar farm | Large scale solar PV | 26.019
Coleambally solar farm | Large scale solar PV | 26.019
Finley Solar Farm | Large scale solar PV | 26.019
Gullen Range solar farm | Large scale solar PV | 26.019
Limondale Solar Farm 2 | Large scale solar PV | 26.019
Manildra solar farm | Large scale solar PV | 26.019
Moree solar farm | Large scale solar PV | 26.019
Nevertire Solar Farm | Large scale solar PV | 26.019
Nyngan Solar Plant | Large scale solar PV | 26.019
Parkes solar farm | Large scale solar PV | 26.019
White Rock solar farm | Large scale solar PV | 26.019
Clare solar farm | Large scale solar PV | 26.019
Childers solar farm | Large scale solar PV | 26.019
Collinsville PV | Large scale solar PV | 26.019
Clermont solar farm | Large scale solar PV | 26.019
Darling Downs solar farm | Large scale solar PV | 26.019
Daydream solar farm | Large scale solar PV | 26.019
Emerald Solar Park | Large scale solar PV | 26.019
Hamilton solar farm | Large scale solar PV | 26.019
Haughton Solar Farm | Large scale solar PV | 26.019
Hayman solar farm | Large scale solar PV | 26.019
Hughenden solar farm | Large scale solar PV | 26.019
Kidston Solar Project Phase One 50MW | Large scale solar PV | 26.019
Lilyvale Solar Farm | Large scale solar PV | 26.019
Longreach solar farm | Large scale solar PV | 26.019
Oakey 1 Solar Farm | Large scale solar PV | 26.019
Oakey 2 Solar Farm | Large scale solar PV | 26.019
Ross River solar farm | Large scale solar PV | 26.019
Rugby Run Solar Farm | Large scale solar PV | 26.019
Susan River solar farm | Large scale solar PV | 26.019
Sun Metals Corporation Solar Farm | Large scale solar PV | 26.019
Whitsunday solar farm | Large scale solar PV | 26.019
Yarranlea Solar Farm | Large scale solar PV | 26.019
Gannawarra solar farm | Large scale solar PV | 26.019
Bannerton Solar Park | Large scale solar PV | 26.019
Bungala one solar farm | Large scale solar PV | 26.019
Bungala Two Solar Farm | Large scale solar PV | 26.019
Tailem Bend - Solar | Large scale solar PV | 26.019
Karadoc solar farm | Large scale solar PV | 26.019
Numurkah Solar Farm | Large scale solar PV | 26.019
Wemen solar farm | Large scale solar PV | 26.019
Note: Sourced from GHD with the exception of the brown coal plants, which are from ACIL Allen 2014 Fuel and Technical costs review based on consultation feedback from participants
Committed generators
Generator |  | Fixed OPEX ($/kW/year)
Snowy 2.0 | Pumped Hydro | 18.1924
Temporary Generation South | OCGT | 4.3
Kennedy Energy Park Wind Farm | Wind | 45.6603
Bango 973 Wind Farm | Wind | 45.6603
Berrybank Wind Farm | Wind | 45.6603
Biala Wind Farm | Wind | 45.6603
Bulgana Green Power Hub - Wind Farm | Wind | 45.6603
Collector | Wind | 45.6603
Crudine Ridge Wind Farm | Wind | 45.6603
Granville Harbour Wind Farm | Wind | 45.6603
Lincoln Gap Wind Farm - stage 2 | Wind | 45.6603
Moorabool Wind Farm | Wind | 45.6603
Stockyard Hill Wind Farm | Wind | 45.6603
Bomen Solar Farm | Large scale solar PV | 26.019
Cohuna Solar Farm | Large Scale Solar PV | 26.019
Darlington Point Solar Farm | Large scale solar PV | 26.019
Gangarri Solar Farm | Large Scale Solar PV | 26.019
Glenrowan West Sun Farm | Large scale solar PV | 26.019
Goonumbla Solar Farm | Large Scale Solar PV | 26.019
Kennedy Energy Park Solar Farm | Large scale solar PV | 26.019
Kiamal Solar Farm stage 1 | Large scale solar PV | 26.019
Limondale Solar Farm 1 | Large scale solar PV | 26.019
Maryrorough Solar Farm | Large scale solar PV | 26.019
Middlemount Sun Farm | Large Scale Solar PV | 26.019
Molong Solar Farm | Large scale solar PV | 26.019
Sunraysia Solar Farm | Large scale solar PV | 26.019
Warwick Solar Farm | Large scale solar PV | 26.019
Wellington Solar Farm | Large Scale Solar PV | 26.019
Winton Solar Farm | Large Scale Solar PV | 26.019
Yatpool Solar Farm | Large scale solar PV | 26.019
Note: Temporary Generation South is using the fixed OPEX of new entrants OCGT in South Australia low region.
Anticipated Projects
Generator |  | Fixed OPEX ($/kW/year)
Berrybank Wind Farm - Stage 2 | Wind | 45.6603
MacIntyre Wind Farm | Wind | 45.6603
Mortlake South Wind Farm | Wind | 45.6603
Murra Warra Wind Farm - Stage 2 | Wind | 45.6603
Broadsound Solar Farm | Large Scale Solar PV | 26.019
Cape York Battery Power Plant - Solar | Large Scale Solar PV | 26.019
Carwarp Solar Farm stage 1 | Large Scale Solar PV | 26.019
Gunnedah Solar Farm | Large Scale Solar PV | 26.019
Metz Solar Farm | Large Scale Solar PV | 26.019
Suntop Solar Farm | Large Scale Solar PV | 26.019
Existing, Committed and Anticipated Batteries
Storage |  | Fixed OPEX ($/kW/year)
Ballarat Energy Storage System | Battery Storage | 8.1017
Bulgana Green Power Hub - BESS | Battery Storage | 8.1017
Cape York Battery Power Plant - Storage | Battery Storage | 8.1017
Dalrymple North BESS | Battery Storage | 8.1017
Gannawarra Energy Storage System | Battery Storage | 8.1017
Hornsdale Power Reserve Unit 1 | Battery Storage | 8.1017
Lake Bonney BESS1 | Battery Storage | 8.1017

## Variable OPEX
Go to Assumptions Summary
Variable operating cost (real 2020 dollars)
Costs that can be expressed in terms of energy generated, not including fuel costs.
In capacity expansion simulations, variable OPEX may be varied by a small amount ($0.01) on a unit-by-unit basis within a power station to encourage model-driven retirement to occur on a per-unit basis
Existing generators |  |  | New entrant technologies, after applying regional cost factors
Generator | Technology | Variable OPEX ($/MWh sent out)1 | Generator | Variable OPEX ($/MWh sent out) | [14 empty] | Variable operating costs for existing generators
|  |  |  | Vic low | Vic medium | Vic high | Qld low | Qld medium | Qld high | NSW low | NSW medium | NSW high | SA Low | SA medium | SA high | Tas low | Tas medium | Tas high | Generator | Variable OPEX ($/MWh sent out)1
Bayswater | Steam Sub Critical | 4.2651 | Black Coal (supercritical PC) | 4.2651 | 4.393 | 4.4783 | 4.5636 | 5.1181 | 5.7152 | 4.8195 | 5.2034 | 5.6299 | 4.3077 | 4.8195 | 5.3314 | 4.4783 | 4.8622 | 5.2461 | Battery storage | 0
Eraring | Steam Sub Critical | 4.2651 | Brown Coal (supercritical PC) | 5.3314 | 5.4913 | 5.5979 | 5.7046 | 6.3976 | 7.144 | 6.0244 | 6.5043 | 7.0374 | 5.3847 | 6.0244 | 6.6642 | 5.5979 | 6.0777 | 6.5576 | Hydro | 7.2746
Liddell | Steam Sub Critical | 4.2651 | OCGT | 10.6627 | 10.9826 | 11.1959 | 11.4091 | 12.7953 | 14.288 | 12.0489 | 13.0085 | 14.0748 | 10.7693 | 12.0489 | 13.3284 | 11.1959 | 12.1555 | 13.1151 | Large scale solar PV | 0
Mt Piper | Steam Sub Critical | 4.2651 | CCGT | 7.4639 | 7.6878 | 7.8371 | 7.9864 | 8.9567 | 10.0016 | 8.4342 | 9.106 | 9.8524 | 7.5385 | 8.4342 | 9.3299 | 7.8371 | 8.5088 | 9.1806 | Wind | 2.7006
Vales Point B | Steam Sub Critical | 4.2651 | Biomass | 8.5202 | 8.7758 | 8.9462 | 9.1166 | 10.2243 | 11.4171 | 9.6278 | 10.3947 | 11.2467 | 8.6054 | 9.6278 | 10.6503 | 8.9462 | 9.713 | 10.4799
Callide B | Steam Sub Critical | 4.2651 | Large scale Solar PV | 0 | 0 | 0 | 0 | 0 | 0 | 0 | 0 | 0 | 0 | 0 | 0 | 0 | 0 | 0
Callide C | Steam Super Critical | 4.2651 | Solar Thermal (8hrs Storage) | 5.4709 | 5.635 | 5.7444 | 5.8538 | 6.565 | 7.331 | 6.1821 | 6.6745 | 7.2215 | 5.5256 | 6.1821 | 6.8386 | 5.7444 | 6.2368 | 6.7292
Gladstone | Steam Sub Critical | 4.2651 | Battery storage (2hrs storage) | 0 | 0 | 0 | 0 | 0 | 0 | 0 | 0 | 0 | 0 | 0 | 0 | 0 | 0 | 0
Kogan Creek | Steam Super Critical | 4.2651 | Battery storage (4hrs storage) | 0 | 0 | 0 | 0 | 0 | 0 | 0 | 0 | 0 | 0 | 0 | 0 | 0 | 0 | 0
Millmerran | Steam Super Critical | 4.2651 | Wind | 2.7006 | 2.7816 | 2.8356 | 2.8896 | 3.2407 | 3.6187 | 3.0516 | 3.2947 | 3.5647 | 2.7276 | 3.0516 | 3.3757 | 2.8356 | 3.0786 | 3.3217
Stanwell | Steam Sub Critical | 4.2651 | Wind - offshore | 0 | 0 | 0 | 0 | 0 | 0 | 0 | 0 | 0 | 0 | 0 | 0 | 0 | 0 | 0
Tarong | Steam Sub Critical | 4.2651 | Pumped Hydro (6hrs storage) | 0 | 0 | 0 | 0 | 0 | 0 | 0 | 0 | 0 | 0 | 0 | 0 | 0 | 0 | 0
Tarong North | Steam Super Critical | 4.2651 | Pumped Hydro (12hrs storage) | 0 | 0 | 0 | 0 | 0 | 0 | 0 | 0 | 0 | 0 | 0 | 0 | 0 | 0 | 0
Loy Yang A Power Station | Steam Sub Critical | 4.2651 | Pumped Hydro (24hrs storage) | 0 | 0 | 0 | 0 | 0 | 0 | 0 | 0 | 0 | 0 | 0 | 0 | 0 | 0 | 0
Loy Yang B | Steam Sub Critical | 4.2651 | Pumped Hydro (48hrs storage) | 0 | 0 | 0 | 0 | 0 | 0 | 0 | 0 | 0 | 0 | 0 | 0 | 0 | 0 | 0
Yallourn W | Steam Sub Critical | 4.2651 | Notes:
Colongra | OCGT | 10.6627 | Regional cost factors applied for the O&M Costs component of new entrants.
Smithfield Energy Facility | OCGT | 7.4639 | Wind - offshore - Variable O&M costs are assumed to be included in the Fixed O&M costs as per GHD's report.
Tallawarra | CCGT | 7.4639
Uranquinty | OCGT | 7.4639
Barcaldine Power Station | OCGT | 7.4639
Braemar | OCGT | 7.4639
Braemar 2 Power Station | OCGT | 7.4639
Condamine A | CCGT | 7.4639
Darling Downs | CCGT | 7.4639
Oakey Power Station | OCGT | 7.4639
Roma | OCGT | 7.4639
Swanbank E GT | CCGT | 7.4639
Yabulu PS | CCGT | 10.6627
Yabulu Steam Turbine | CCGT | 10.6627
Yarwun Cogen | CCGT | 10.6627
Somerton | OCGT | 10.6627
Bairnsdale | OCGT | 10.6627
Jeeralang A | OCGT | 10.6627
Jeeralang B | OCGT | 10.6627
Laverton North | OCGT | 10.6627
Mortlake | OCGT | 10.6627
Newport | Gas-powered steam turbine | 10.6627
Valley Power | OCGT | 10.6627
Hallett GT | OCGT | 10.6627
Dry Creek GT | OCGT | 10.6627
Ladbroke Grove | OCGT | 10.6627
Mintaro GT | OCGT | 10.6627
Osborne | CCGT | 10.6627
Pelican Point | CCGT | 10.6627
Quarantine | OCGT | 10.6627
Torrens Island A | Gas-powered steam turbine | 10.6627
Torrens Island B | Gas-powered steam turbine | 10.6627
Bell Bay Three | OCGT | 10.6627
Tamar Valley Combined Cycle | CCGT | 10.6627
Tamar Valley Peaking | OCGT | 10.6627
Hunter Valley GT | OCGT | 10.6627
Mackay GT | OCGT | 10.6627
Mt Stuart | OCGT | 2.3617
Angaston | Reciprocating Engine | 2.3617
Barker Inlet Power Station | Reciprocating Engine | 2.3617
Lonsdale | Reciprocating Engine | 11.3204
Port Lincoln GT | OCGT | 11.3204
Port Stanvac 1 | Reciprocating Engine | 11.3204
Snuggery | OCGT | 11.3204
Blowering | Hydro | 7.2746
Guthega | Hydro | 7.2746
Hume Dam NSW | Hydro | 7.2746
Hume Dam VIC | Hydro | 7.2746
Shoalhaven | Hydro | 7.2746
Upper Tumut | Hydro | 7.2746
Tumut 3 | Hydro | 7.2746
Barron Gorge | Hydro | 7.2746
Kareeya | Hydro | 7.2746
Wivenhoe | Hydro | 7.2746
Bogong / Mackay | Hydro | 7.2746
Dartmouth | Hydro | 7.2746
Eildon | Hydro | 7.2746
Murray 1 | Hydro | 7.2746
Murray 2 | Hydro | 7.2746
West Kiewa | Hydro | 7.2746
Bastyan | Hydro | 7.2746
Catagunya / Liapootah / Wayatinah | Hydro | 7.2746
Cethana | Hydro | 7.2746
Devils Gate | Hydro | 7.2746
Fisher | Hydro | 7.2746
Gordon | Hydro | 7.2746
John Butters | Hydro | 7.2746
Lake Echo | Hydro | 7.2746
Lemonthyme / Wilmot | Hydro | 7.2746
Mackintosh | Hydro | 7.2746
Meadowbank | Hydro | 7.2746
Poatina | Hydro | 7.2746
Reece | Hydro | 7.2746
Tarraleah | Hydro | 7.2746
Trevallyn | Hydro | 7.2746
Tribute | Hydro | 7.2746
Tungatinah | Hydro | 7.2746
Boco Rock Wind Farm | Wind | 2.7006
Bodangora Wind Farm | Wind | 2.7006
Capital Wind Farm | Wind | 2.7006
Crookwell 2 Wind Farm | Wind | 2.7006
Cullerin Range Wind Farm | Wind | 2.7006
Gullen Range Wind Farm | Wind | 2.7006
Gunning Wind Farm | Wind | 2.7006
Silverton Wind Farm | Wind | 2.7006
Sapphire Wind Farm | Wind | 2.7006
Taralga Wind Farm | Wind | 2.7006
White Rock Wind Farm - Stage 1 | Wind | 2.7006
Woodlawn Wind Farm | Wind | 2.7006
Coopers Gap Wind Farm | Wind | 2.7006
Mount Emerald | Wind | 2.7006
Canunda Wind Farm | Wind | 2.7006
Cathedral Rocks Wind Farm | Wind | 2.7006
Clements Gap Wind Farm | Wind | 2.7006
Hallett Stage 1 Brown Hill | Wind | 2.7006
Hallett Stage 2 Hallett Hill | Wind | 2.7006
Hallett 4 North Brown Hill | Wind | 2.7006
Hallett 5 The Bluff WF | Wind | 2.7006
Hornsdale Wind Farm Stage 1 | Wind | 2.7006
Hornsdale Wind Farm Stage 2 | Wind | 2.7006
Hornsdale Wind Farm Stage 3 | Wind | 2.7006
Lake Bonney 1 Wind Farm | Wind | 2.7006
Lake Bonney 2 Wind Farm | Wind | 2.7006
Lake Bonney 3 Wind Farm | Wind | 2.7006
Lincoln Gap Wind Farm - stage 1 | Wind | 2.7006
Willogoleche Wind Farm | Wind | 2.7006
Mount Millar Wind Farm | Wind | 2.7006
Snowtown Wind Farm | Wind | 2.7006
Snowtown S2 Wind Farm - North | Wind | 2.7006
Snowtown S2 Wind Farm - South | Wind | 2.7006
Starfish Hill Wind Farm | Wind | 2.7006
Waterloo Wind Farm | Wind | 2.7006
Wattle Point Wind Farm | Wind | 2.7006
Cattle Hill Wind Farm | Wind | 2.7006
Musselroe Wind Farm | Wind | 2.7006
Woolnorth Wind Farm | Wind | 2.7006
Ararat Wind Farm | Wind | 2.7006
Bald Hills Wind Farm | Wind | 2.7006
Challicum Hills Wind Farm | Wind | 2.7006
Cherry Tree Wind Farm | Wind | 2.7006
Crowlands Wind Farm | Wind | 2.7006
Dundonnell Wind Farm | Wind | 2.7006
Elaine Wind Farm | Wind | 2.7006
Kiata Wind Farm | Wind | 2.7006
Macarthur Wind Farm | Wind | 2.7006
Mortons Lane Wind Farm | Wind | 2.7006
Mt Gellibrand Wind Farm | Wind | 2.7006
Mt Mercer Wind Farm | Wind | 2.7006
Murra Warra Wind Farm - stage 1 | Wind | 2.7006
Oaklands Hill Wind Farm | Wind | 2.7006
Portland Wind Farm | Wind | 2.7006
Salt Creek Wind Farm | Wind | 2.7006
Waubra Wind Farm | Wind | 2.7006
Yambuk Wind Farm | Wind | 2.7006
Yaloak South Wind Farm | Wind | 2.7006
Yendon Wind Farm | Wind | 2.7006
Broken Hill Solar Plant | Large scale solar PV | 0
Beryl solar farm | Large scale solar PV | 0
Coleambally solar farm | Large scale solar PV | 0
Finley Solar Farm | Large scale solar PV | 0
Gullen Range solar farm | Large scale solar PV | 0
Limondale Solar Farm 2 | Large scale solar PV | 0
Manildra solar farm | Large scale solar PV | 0
Moree solar farm | Large scale solar PV | 0
Nevertire Solar Farm | Large scale solar PV | 0
Nyngan Solar Plant | Large scale solar PV | 0
Parkes solar farm | Large scale solar PV | 0
White Rock solar farm | Large scale solar PV | 0
Clare solar farm | Large scale solar PV | 0
Childers solar farm | Large scale solar PV | 0
Collinsville PV | Large scale solar PV | 0
Clermont solar farm | Large scale solar PV | 0
Darling Downs solar farm | Large scale solar PV | 0
Daydream solar farm | Large scale solar PV | 0
Emerald Solar Park | Large scale solar PV | 0
Hamilton solar farm | Large scale solar PV | 0
Haughton Solar Farm | Large scale solar PV | 0
Hayman solar farm | Large scale solar PV | 0
Hughenden solar farm | Large scale solar PV | 0
Kidston Solar Project Phase One 50MW | Large scale solar PV | 0
Lilyvale Solar Farm | Large scale solar PV | 0
Longreach solar farm | Large scale solar PV | 0
Oakey 1 Solar Farm | Large scale solar PV | 0
Oakey 2 Solar Farm | Large scale solar PV | 0
Ross River solar farm | Large scale solar PV | 0
Rugby Run Solar Farm | Large scale solar PV | 0
Susan River solar farm | Large scale solar PV | 0
Sun Metals Corporation Solar Farm | Large scale solar PV | 0
Whitsunday solar farm | Large scale solar PV | 0
Yarranlea Solar Farm | Large scale solar PV | 0
Gannawarra solar farm | Large scale solar PV | 0
Bannerton Solar Park | Large scale solar PV | 0
Bungala one solar farm | Large scale solar PV | 0
Bungala Two Solar Farm | Large scale solar PV | 0
Tailem Bend - Solar | Large scale solar PV | 0
Karadoc solar farm | Large scale solar PV | 0
Numurkah Solar Farm | Large scale solar PV | 0
Wemen solar farm | Large scale solar PV | 0
Committed generators
Generator |  | Variable OPEX ($/MWh sent out)1
Snowy 2.0 | Pumped Hydro | 0
Temporary Generation South | OCGT | 10.77
Bango 973 Wind Farm | Wind | 2.7006
Berrybank Wind Farm | Wind | 2.7006
Biala Wind Farm | Wind | 2.7006
Bulgana Green Power Hub - Wind Farm | Wind | 2.7006
Collector | Wind | 2.7006
Crudine Ridge Wind Farm | Wind | 2.7006
Granville Harbour Wind Farm | Wind | 2.7006
Kennedy Energy Park Wind Farm | Wind | 2.7006
Lincoln Gap Wind Farm - stage 2 | Wind | 2.7006
Moorabool Wind Farm | Wind | 2.7006
Stockyard Hill Wind Farm | Wind | 2.7006
Bomen Solar Farm | Large scale solar PV | 0
Cohuna Solar Farm | Large Scale Solar PV | 0
Darlington Point Solar Farm | Large scale solar PV | 0
Gangarri Solar Farm | Large Scale Solar PV | 0
Glenrowan West Sun Farm | Large scale solar PV | 0
Goonumbla Solar Farm | Large Scale Solar PV | 0
Kennedy Energy Park Solar Farm | Large scale solar PV | 0
Kiamal Solar Farm stage 1 | Large scale solar PV | 0
Limondale Solar Farm 1 | Large scale solar PV | 0
Maryrorough Solar Farm | Large scale solar PV | 0
Middlemount Sun Farm | Large Scale Solar PV | 0
Molong Solar Farm | Large scale solar PV | 0
Sunraysia Solar Farm | Large scale solar PV | 0
Warwick Solar Farm | Large scale solar PV | 0
Wellington Solar Farm | Large Scale Solar PV | 0
Winton Solar Farm | Large Scale Solar PV | 0
Yatpool Solar Farm | Large scale solar PV | 0
Note: Temporary Generation South is using the varaible OPEX of new entrants OCGT in South Australia low region.
Anticipated Projects
Generator |  | Variable OPEX ($/MWh sent out)1
Berrybank Wind Farm - Stage 2 | Wind | 2.7006
MacIntyre Wind Farm | Wind | 2.7006
Mortlake South Wind Farm | Wind | 2.7006
Murra Warra Wind Farm - Stage 2 | Wind | 2.7006
Broadsound Solar Farm | Large Scale Solar PV | 0
Cape York Battery Power Plant - Solar | Large Scale Solar PV | 0
Carwarp Solar Farm stage 1 | Large Scale Solar PV | 0
Gunnedah Solar Farm | Large Scale Solar PV | 0
Metz Solar Farm | Large Scale Solar PV | 0
Suntop Solar Farm | Large Scale Solar PV | 0
Existing, Committed and Anticipated Batteries
Storage |  | Variable OPEX ($/MWh sent out)1
Ballarat Energy Storage System | Battery Storage | 0
Bulgana Green Power Hub - BESS | Battery Storage | 0
Cape York Battery Power Plant - Storage | Battery Storage | 0
Dalrymple North BESS | Battery Storage | 0
Gannawarra Energy Storage System | Battery Storage | 0
Hornsdale Power Reserve Unit 1 | Battery Storage | 0
Lake Bonney BESS1 | Battery Storage | 0

## Emissions
Go to Assumptions Summary
Emissions
Existing generators |  |  |  |  | Generic new entrant technologies |  |  |  |  | Emissions for existing generators
Generator | Technology | Combustion emissions (kg/MWh) | Fugitive emissions (kg/MWh) | Total emissions (kg/MWh) | Generator | Region | Combustion emissions (kg/MWh) | Fugitive emissions (kg/MWh) | Total emissions (kg/MWh) | Generator | Combustion emissions (kg/MWh) | Fugitive emissions (kg/MWh) | Total emissions (kg/MWh)
Bayswater | Steam Sub Critical | 865.5122 | 47.1309 | 912.6431 | OCGT | Qld | 624.4845 | 89.2977 | 713.7822 | Hydro | 0 | 0 | 0
Eraring | Steam Sub Critical | 862.3464 | 47.7966 | 910.1431 | OCGT | NSW | 624.4845 | 158.6209 | 783.1054 | Wind | 0 | 0 | 0
Liddell | Steam Sub Critical | 930 | 50.5917 | 980.5917 | OCGT | VIC | 624.4845 | 45.8238 | 670.3083 | Large scale solar PV | 0 | 0 | 0
Mt Piper | Steam Sub Critical | 862.3022 | 46.2162 | 908.5184 | OCGT | SA | 624.4845 | 119.8469 | 744.3314 | Battery storage | 0 | 0 | 0
Vales Point B | Steam Sub Critical | 860 | 48.3051 | 908.3051 | OCGT | Tas | 624.4845 | 45.8238 | 670.3083
Callide B | Steam Sub Critical | 920 | 11.3435 | 931.3435 | CCGT | Qld | 394.6595 | 57.5725 | 452.232
Callide C | Steam Super Critical | 895.323 | 11.589 | 906.912 | CCGT | NSW | 394.6595 | 102.2669 | 496.9264
Gladstone | Steam Sub Critical | 960 | 11.7614 | 971.7614 | CCGT | VIC | 394.6595 | 29.5438 | 424.2033
Kogan Creek | Steam Super Critical | 820 | 11.04 | 831.04 | CCGT | SA | 394.6595 | 77.2684 | 471.9279
Millmerran | Steam Super Critical | 830.1346 | 11.4634 | 841.598 | CCGT | Tas | 394.6595 | 29.5438 | 424.2033
Stanwell | Steam Sub Critical | 860.94 | 11.25 | 872.19 | Black Coal (Supercritical PC) | Qld | 769.5165 | 20.6425 | 790.159
Tarong | Steam Sub Critical | 860.0221 | 11.4365 | 871.4586 | Black Coal (Supercritical PC) | NSW | 769.5165 | 82.57 | 852.0865
Tarong North | Steam Super Critical | 832.9647 | 10.7908 | 843.7555 | Black Coal (Supercritical PC) | VIC | 0 | 0 | 0
Loy Yang A Power Station | Steam Sub Critical | 1150 | 4.8176 | 1154.8176 | Black Coal (Supercritical PC) | SA | 0 | 0 | 0
Loy Yang B | Steam Sub Critical | 1136.0409 | 4.9805 | 1141.0214 | Black Coal (Supercritical PC) | Tas | 0 | 0 | 0
Yallourn W | Steam Sub Critical | 1310 | 5.5149 | 1315.5149 | Brown Coal (Supercritical PC) | Qld | 0 | 0 | 0
Colongra | OCGT | 640 | 142.56 | 782.56 | Brown Coal (Supercritical PC) | NSW | 0 | 0 | 0
Smithfield Energy Facility | OCGT | 370 | 57.9523 | 427.9523 | Brown Coal (Supercritical PC) | VIC | 959.3369 | 4.5348 | 963.8717
Tallawarra | CCGT | 410.3827 | 28.3725 | 438.7552 | Brown Coal (Supercritical PC) | SA | 0 | 0 | 0
Uranquinty | OCGT | 358.1395 | 89.3952 | 447.5347 | Brown Coal (Supercritical PC) | Tas | 0 | 0 | 0
Barcaldine Power Station | OCGT | 397.2675 | 76.44 | 473.7075 | Biomass | Qld | 1351.051 | 0 | 1351.051
Braemar | OCGT | 420.2045 | 57.3809 | 477.5854 | Biomass | NSW | 1351.051 | 0 | 1351.051
Braemar 2 Power Station | OCGT | 450 | 59.2122 | 509.2122 | Biomass | VIC | 1351.051 | 0 | 1351.051
Condamine A | CCGT | 450 | 59.2122 | 509.2122 | Biomass | SA | 1351.051 | 0 | 1351.051
Darling Downs | CCGT | 454.3237 | 56.745 | 511.0687 | Biomass | Tas | 1351.051 | 0 | 1351.051
Oakey Power Station | OCGT | 460 | 84.6857 | 544.6857 | Large scale Solar PV | ALL | 0 | 0 | 0
Roma | OCGT | 524.3273 | 40.8812 | 565.2085 | Solar Thermal (8hrs Storage) | ALL | 0 | 0 | 0
Swanbank E GT | CCGT | 530 | 43.4362 | 573.4362 | Battery storage (2hrs storage) | ALL | 0 | 0 | 0
Yabulu PS | CCGT | 480.9688 | 106.7707 | 587.7395 | Battery storage (4hrs storage) | ALL | 0 | 0 | 0
Yabulu Steam Turbine | CCGT | 532.3129 | 80.9365 | 613.2494 | Wind | ALL | 0 | 0 | 0
Yarwun Cogen | CCGT | 530 | 123.552 | 653.552 | Wind - offshore | ALL | 0 | 0 | 0
Somerton | OCGT | 570.4776 | 92.664 | 663.1416 | Pumped Hydro (6hrs storage) | ALL | 0 | 0 | 0
Bairnsdale | OCGT | 570.4776 | 92.664 | 663.1416 | Pumped Hydro (12hrs storage) | ALL | 0 | 0 | 0
Jeeralang A | OCGT | 617.7228 | 46.9614 | 664.6841 | Pumped Hydro (24hrs storage) | ALL | 0 | 0 | 0
Jeeralang B | OCGT | 652.9757 | 49.6414 | 702.6171 | Pumped Hydro (48hrs storage) | ALL | 0 | 0 | 0
Laverton North | OCGT | 581.7116 | 142.56 | 724.2716 | 1 Generic new entrant units and committed projects emissions are calculated based on unit's heat rates and fuel emissions details given in the GHD 2018 AEMO costs and technical parameter review.
Mortlake | OCGT | 663.8544 | 92.664 | 756.5184
Newport | Gas-powered steam turbine | 745.3812 | 44.7987 | 790.1799
Valley Power | OCGT | 688.8094 | 111.15 | 799.9594
Hallett GT | OCGT | 760 | 57.915 | 817.915
Dry Creek GT | OCGT | 760 | 85.2736 | 845.2736
Ladbroke Grove | OCGT | 813.6315 | 57.915 | 871.5465
Mintaro GT | OCGT | 819.9338 | 59.4707 | 879.4045
Osborne | CCGT | 819.9338 | 59.4707 | 879.4045
Pelican Point | CCGT | 887.1814 | 45.8229 | 933.0043
Quarantine | OCGT | 820 | 132.3771 | 952.3771
Torrens Island A | Gas-powered steam turbine | 955.8648 | 42.768 | 998.6328
Torrens Island B | Gas-powered steam turbine | 1000 | 45.8229 | 1045.8229
Bell Bay Three | OCGT | 999.9566 | 99.2829 | 1099.2394
Tamar Valley Combined Cycle | CCGT | 1020 | 154.44 | 1174.44
Tamar Valley Peaking | OCGT | 1200 | 142.56 | 1342.56
Hunter Valley GT | OCGT | 1400 | 45.8585 | 1445.8585
Mackay GT | OCGT | 1400 | 48.3508 | 1448.3508
Mt Stuart | OCGT | 530 | 40.0541 | 570.0541
Angaston | Reciprocating Engine | 590 | 118.56 | 708.56
Barker Inlet Power Station | Reciprocating Engine | 570 | 111.15 | 681.15
Lonsdale | Reciprocating Engine | 940.2 | 73.4 | 1013.6
Port Lincoln GT | OCGT | 1442 | 49.8 | 1491.8
Port Stanvac 1 | Reciprocating Engine | 422.5737 | 80.5263 | 503.1
Snuggery | OCGT | 1442 | 49.8 | 1491.8
Blowering | Hydro | 0 | 0 | 0
Guthega | Hydro | 0 | 0 | 0
Hume Dam NSW | Hydro | 0 | 0 | 0
Hume Dam VIC | Hydro | 0 | 0 | 0
Shoalhaven | Hydro | 0 | 0 | 0
Upper Tumut | Hydro | 0 | 0 | 0
Tumut 3 | Hydro | 0 | 0 | 0
Barron Gorge | Hydro | 0 | 0 | 0
Kareeya | Hydro | 0 | 0 | 0
Wivenhoe | Hydro | 0 | 0 | 0
Bogong / Mackay | Hydro | 0 | 0 | 0
Dartmouth | Hydro | 0 | 0 | 0
Eildon | Hydro | 0 | 0 | 0
Murray 1 | Hydro | 0 | 0 | 0
Murray 2 | Hydro | 0 | 0 | 0
West Kiewa | Hydro | 0 | 0 | 0
Bastyan | Hydro | 0 | 0 | 0
Catagunya / Liapootah / Wayatinah | Hydro | 0 | 0 | 0
Cethana | Hydro | 0 | 0 | 0
Devils Gate | Hydro | 0 | 0 | 0
Fisher | Hydro | 0 | 0 | 0
Gordon | Hydro | 0 | 0 | 0
John Butters | Hydro | 0 | 0 | 0
Lake Echo | Hydro | 0 | 0 | 0
Lemonthyme / Wilmot | Hydro | 0 | 0 | 0
Mackintosh | Hydro | 0 | 0 | 0
Meadowbank | Hydro | 0 | 0 | 0
Poatina | Hydro | 0 | 0 | 0
Reece | Hydro | 0 | 0 | 0
Tarraleah | Hydro | 0 | 0 | 0
Trevallyn | Hydro | 0 | 0 | 0
Tribute | Hydro | 0 | 0 | 0
Tungatinah | Hydro | 0 | 0 | 0
Boco Rock Wind Farm | Wind | 0 | 0 | 0
Bodangora Wind Farm | Wind | 0 | 0 | 0
Capital Wind Farm | Wind | 0 | 0 | 0
Crookwell 2 Wind Farm | Wind | 0 | 0 | 0
Cullerin Range Wind Farm | Wind | 0 | 0 | 0
Gullen Range Wind Farm | Wind | 0 | 0 | 0
Gunning Wind Farm | Wind | 0 | 0 | 0
Silverton Wind Farm | Wind | 0 | 0 | 0
Sapphire Wind Farm | Wind | 0 | 0 | 0
Taralga Wind Farm | Wind | 0 | 0 | 0
White Rock Wind Farm - Stage 1 | Wind | 0 | 0 | 0
Woodlawn Wind Farm | Wind | 0 | 0 | 0
Coopers Gap Wind Farm | Wind | 0 | 0 | 0
Mount Emerald | Wind | 0 | 0 | 0
Canunda Wind Farm | Wind | 0 | 0 | 0
Cathedral Rocks Wind Farm | Wind | 0 | 0 | 0
Clements Gap Wind Farm | Wind | 0 | 0 | 0
Hallett Stage 1 Brown Hill | Wind | 0 | 0 | 0
Hallett Stage 2 Hallett Hill | Wind | 0 | 0 | 0
Hallett 4 North Brown Hill | Wind | 0 | 0 | 0
Hallett 5 The Bluff WF | Wind | 0 | 0 | 0
Hornsdale Wind Farm Stage 1 | Wind | 0 | 0 | 0
Hornsdale Wind Farm Stage 2 | Wind | 0 | 0 | 0
Hornsdale Wind Farm Stage 3 | Wind | 0 | 0 | 0
Lake Bonney 1 Wind Farm | Wind | 0 | 0 | 0
Lake Bonney 2 Wind Farm | Wind | 0 | 0 | 0
Lake Bonney 3 Wind Farm | Wind | 0 | 0 | 0
Lincoln Gap Wind Farm - stage 1 | Wind | 0 | 0 | 0
Willogoleche Wind Farm | Wind | 0 | 0 | 0
Mount Millar Wind Farm | Wind | 0 | 0 | 0
Snowtown Wind Farm | Wind | 0 | 0 | 0
Snowtown S2 Wind Farm - North | Wind | 0 | 0 | 0
Snowtown S2 Wind Farm - South | Wind | 0 | 0 | 0
Starfish Hill Wind Farm | Wind | 0 | 0 | 0
Waterloo Wind Farm | Wind | 0 | 0 | 0
Wattle Point Wind Farm | Wind | 0 | 0 | 0
Cattle Hill Wind Farm | Wind | 0 | 0 | 0
Musselroe Wind Farm | Wind | 0 | 0 | 0
Woolnorth Wind Farm | Wind | 0 | 0 | 0
Ararat Wind Farm | Wind | 0 | 0 | 0
Bald Hills Wind Farm | Wind | 0 | 0 | 0
Challicum Hills Wind Farm | Wind | 0 | 0 | 0
Cherry Tree Wind Farm | Wind | 0 | 0 | 0
Crowlands Wind Farm | Wind | 0 | 0 | 0
Dundonnell Wind Farm | Wind | 0 | 0 | 0
Elaine Wind Farm | Wind | 0 | 0 | 0
Kiata Wind Farm | Wind | 0 | 0 | 0
Macarthur Wind Farm | Wind | 0 | 0 | 0
Mortons Lane Wind Farm | Wind | 0 | 0 | 0
Mt Gellibrand Wind Farm | Wind | 0 | 0 | 0
Mt Mercer Wind Farm | Wind | 0 | 0 | 0
Murra Warra Wind Farm - stage 1 | Wind | 0 | 0 | 0
Oaklands Hill Wind Farm | Wind | 0 | 0 | 0
Portland Wind Farm | Wind | 0 | 0 | 0
Salt Creek Wind Farm | Wind | 0 | 0 | 0
Waubra Wind Farm | Wind | 0 | 0 | 0
Yambuk Wind Farm | Wind | 0 | 0 | 0
Yaloak South Wind Farm | Wind | 0 | 0 | 0
Yendon Wind Farm | Wind | 0 | 0 | 0
Broken Hill Solar Plant | Large scale solar PV | 0 | 0 | 0
Beryl solar farm | Large scale solar PV | 0 | 0 | 0
Coleambally solar farm | Large scale solar PV | 0 | 0 | 0
Finley Solar Farm | Large scale solar PV | 0 | 0 | 0
Gullen Range solar farm | Large scale solar PV | 0 | 0 | 0
Limondale Solar Farm 2 | Large scale solar PV | 0 | 0 | 0
Manildra solar farm | Large scale solar PV | 0 | 0 | 0
Moree solar farm | Large scale solar PV | 0 | 0 | 0
Nevertire Solar Farm | Large scale solar PV | 0 | 0 | 0
Nyngan Solar Plant | Large scale solar PV | 0 | 0 | 0
Parkes solar farm | Large scale solar PV | 0 | 0 | 0
White Rock solar farm | Large scale solar PV | 0 | 0 | 0
Clare solar farm | Large scale solar PV | 0 | 0 | 0
Childers solar farm | Large scale solar PV | 0 | 0 | 0
Collinsville PV | Large scale solar PV | 0 | 0 | 0
Clermont solar farm | Large scale solar PV | 0 | 0 | 0
Darling Downs solar farm | Large scale solar PV | 0 | 0 | 0
Daydream solar farm | Large scale solar PV | 0 | 0 | 0
Emerald Solar Park | Large scale solar PV | 0 | 0 | 0
Hamilton solar farm | Large scale solar PV | 0 | 0 | 0
Haughton Solar Farm | Large scale solar PV | 0 | 0 | 0
Hayman solar farm | Large scale solar PV | 0 | 0 | 0
Hughenden solar farm | Large scale solar PV | 0 | 0 | 0
Kidston Solar Project Phase One 50MW | Large scale solar PV | 0 | 0 | 0
Lilyvale Solar Farm | Large scale solar PV | 0 | 0 | 0
Longreach solar farm | Large scale solar PV | 0 | 0 | 0
Oakey 1 Solar Farm | Large scale solar PV | 0 | 0 | 0
Oakey 2 Solar Farm | Large scale solar PV | 0 | 0 | 0
Ross River solar farm | Large scale solar PV | 0 | 0 | 0
Rugby Run Solar Farm | Large scale solar PV | 0 | 0 | 0
Susan River solar farm | Large scale solar PV | 0 | 0 | 0
Sun Metals Corporation Solar Farm | Large scale solar PV | 0 | 0 | 0
Whitsunday solar farm | Large scale solar PV | 0 | 0 | 0
Yarranlea Solar Farm | Large scale solar PV | 0 | 0 | 0
Gannawarra solar farm | Large scale solar PV | 0 | 0 | 0
Bannerton Solar Park | Large scale solar PV | 0 | 0 | 0
Bungala one solar farm | Large scale solar PV | 0 | 0 | 0
Bungala Two Solar Farm | Large scale solar PV | 0 | 0 | 0
Tailem Bend - Solar | Large scale solar PV | 0 | 0 | 0
Karadoc solar farm | Large scale solar PV | 0 | 0 | 0
Numurkah Solar Farm | Large scale solar PV | 0 | 0 | 0
Wemen solar farm | Large scale solar PV | 0 | 0 | 0
Committed generators
Generator |  | Combustion emissions (kg/MWh) | Fugitive emissions (kg/MWh) | Total emissions (kg/MWh)
Bomen Solar Farm | Large scale solar PV | 0 | 0 | 0
Darlington Point Solar Farm | Large scale solar PV | 0 | 0 | 0
Molong Solar Farm | Large scale solar PV | 0 | 0 | 0
Sunraysia Solar Farm | Large scale solar PV | 0 | 0 | 0
Limondale Solar Farm 1 | Large scale solar PV | 0 | 0 | 0
Wellington Solar Farm | Large Scale Solar PV | 0 | 0 | 0
Snowy 2.0 | Pumped Hydro | 0 | 0 | 0
Goonumbla Solar Farm | Large Scale Solar PV | 0 | 0 | 0
Bango 973 Wind Farm | Wind | 0 | 0 | 0
Biala Wind Farm | Wind | 0 | 0 | 0
Collector | Wind | 0 | 0 | 0
Crudine Ridge Wind Farm | Wind | 0 | 0 | 0
Kennedy Energy Park Wind Farm | Wind | 0 | 0 | 0
Maryrorough Solar Farm | Large scale solar PV | 0 | 0 | 0
Kennedy Energy Park Solar Farm | Large scale solar PV | 0 | 0 | 0
Warwick Solar Farm | Large scale solar PV | 0 | 0 | 0
Gangarri Solar Farm | Large Scale Solar PV | 0 | 0 | 0
Middlemount Sun Farm | Large Scale Solar PV | 0 | 0 | 0
Temporary Generation South | OCGT | 624.4845 | 119.8469 | 744.3314
Lincoln Gap Wind Farm - stage 2 | Wind | 0 | 0 | 0
Granville Harbour Wind Farm | Wind | 0 | 0 | 0
Berrybank Wind Farm | Wind | 0 | 0 | 0
Bulgana Green Power Hub - Wind Farm | Wind | 0 | 0 | 0
Glenrowan West Sun Farm | Large scale solar PV | 0 | 0 | 0
Moorabool Wind Farm | Wind | 0 | 0 | 0
Stockyard Hill Wind Farm | Wind | 0 | 0 | 0
Kiamal Solar Farm stage 1 | Large scale solar PV | 0 | 0 | 0
Yatpool Solar Farm | Large scale solar PV | 0 | 0 | 0
Cohuna Solar Farm | Large Scale Solar PV | 0 | 0 | 0
Winton Solar Farm | Large Scale Solar PV | 0 | 0 | 0
Note: Temporary Generation South is using the emissions values of new entrants OCGT in South Australia.
Anticipated Projects
Generator |  | Combustion emissions (kg/MWh) | Fugitive emissions (kg/MWh) | Total emissions (kg/MWh)
Berrybank Wind Farm - Stage 2 | Wind | 0 | 0 | 0
Broadsound Solar Farm | Large Scale Solar PV | 0 | 0 | 0
Cape York Battery Power Plant - Solar | Large Scale Solar PV | 0 | 0 | 0
Carwarp Solar Farm stage 1 | Large Scale Solar PV | 0 | 0 | 0
Gunnedah Solar Farm | Large Scale Solar PV | 0 | 0 | 0
MacIntyre Wind Farm | Wind | 0 | 0 | 0
Metz Solar Farm | Large Scale Solar PV | 0 | 0 | 0
Mortlake South Wind Farm | Wind | 0 | 0 | 0
Murra Warra Wind Farm - Stage 2 | Wind | 0 | 0 | 0
Suntop Solar Farm | Large Scale Solar PV | 0 | 0 | 0
Existing, Committed and Anticipated Batteries
Storage |  | Combustion emissions (kg/MWh) | Fugitive emissions (kg/MWh) | Total emissions (kg/MWh)
Ballarat Energy Storage System | Battery Storage | 0 | 0 | 0
Bulgana Green Power Hub - BESS | Battery Storage | 0 | 0 | 0
Cape York Battery Power Plant - Storage | Battery Storage | 0 | 0 | 0
Dalrymple North BESS | Battery Storage | 0 | 0 | 0
Gannawarra Energy Storage System | Battery Storage | 0 | 0 | 0
Hornsdale Power Reserve Unit 1 | Battery Storage | 0 | 0 | 0
Lake Bonney BESS1 | Battery Storage | 0 | 0 | 0

## MLF
Go to Assumptions Summary
Marginal Loss Factors (MLFs)
Marginal loss factors represent the impact of network losses on spot prices. No impacts on long term generation expansion, however, marginal loss factors do impact the short term dispatch modelling.
See https://www.aemo.com.au/-/media/Files/Electricity/NEM/Security_and_Reliability/Loss_Factors_and_Regional_Boundaries/2019/Marginal-Loss-Factors-for-the-2019-20-Financial-year.pdf
Existing generators |  | Committed projects |  |  | Generic new entrant units |  |  |  | Anticipated projects |  |  | Existing, Committed and Anticipated Batteries
Generator | MLF | Generator | MLF | Shadow connection point | Generator | MLF | Shadow connection point | Technology | Generator | MLF | Shadow connection point | Battery | MLF - Generation | MLF - Load | Shadow connection point- Generation | Shadow connection point- Load
Bayswater units 1,2 | 0.9625 | Bomen Solar Farm | 0.9417 | Gullen Range | Barcaldine solar | 0.8889 | Barcaldine Solar at Lilyvale (132) | Solar | Berrybank Stage 2 Wind Farm | 0.9757 | Macarthur Wind Farm | Ballarat | 0.9711 | 0.9711 | Ballarat Health Services | Ballarat Health Services
Bayswater units 3,4 | 0.9633 | Darlington Point Solar Farm | 0.9002 | Macarthur Wind Farm | Barcaldine wind | 0.9285 | Gladstone Unit 1,2,5,6 | Wind | Broadsound Solar Farm | 0.8647 | Clare Solar Farm | Bulgana | 0.9228 | 0.9228 | Waubra Wind Farm | Waubra Wind Farm
Eraring units 1,2 | 0.9835 | Molong Solar Farm | 0.9542 | Crookwell 2 Wind Farm | Broken Hill Solar | 0.7844 | Broken Hill Solar Farm | Wind | Cape York Battery Power Plant - Solar | 0.8907 | Ross River Solar Farm | Cape York Battery Power Plant - Storage | 0.8907 | 0.9942 | Ross River Solar Farm | Turkinje - 66
Eraring units 3,4 | 0.9845 | Sunraysia Solar Farm | 0.9002 |  | Broken Hill wind | 0.8496 | Silverton Wind Farm | Solar | Carwarp Solar Farm | 0.8096 | Bannerton Solar Farm | ESCRI Dalrymple | 0.9193 | 0.9249 | Dalrymple North BESS | Dalrymple North BESS
Liddell | 0.9631 | Limondale Solar Farm 1 | 0.7907 | Waubra Wind Farm | Central North Vic solar | 0.8863 | Gannawarra Solar Farm | Solar | Collector | 0.9674 | Capital Wind Farm | Gannawarra Energy Storage System | 0.9793 | 0.9823 | Gannawarra BESS | Gannawarra BESS
Mt Piper | 0.9745 | Wellington Solar Farm | 0.9887 | Bannerton Solar Farm | Central North Vic Wind | 0.8983 | Ararat Wind Farm | Wind | Gunnedah Solar Farm | 0.895 | Moree Solar Farm | Hornsdale | 0.9838 | 0.979 | Hornsdale Battery | Hornsdale Battery
Vales Point B | 0.9857 | Snowy 2.0 | 1 | Capital Wind Farm | Central-West Orana solar | 0.9887 | Nyngan Solar Farm | Solar | MacIntyre Wind Farm | 0.9825 | Darling Downs Solar Farm | Lake Bonney BESS1 | 0.9741 | 0.9925
Callide B | 0.9086 | Goonumbla Solar Farm | 0.9259 | Bodangora Wind Farm | Central-West Orana wind | 0.9659 | Bodangora Wind Farm | Wind | Metz Solar Farm | 0.8801 | White Rock Solar Farm
Callide C | 0.9076 | Bango 973 Wind Farm | 0.9708 | Coleambally Solar Farm | Cooma-Monaro Solar | 0.9725 | Royalla Solar Farm | Solar | Mortlake South Wind Farm | 0.8983 | Ararat Wind Farm
Gladstone units 1,2,5,6 | 0.9285 | Biala Wind Farm | 0.9716 | Darling Downs Solar Farm | Cooma-Monaro Wind | 0.9536 | Boco Rock Wind Farm | Wind | Murra Warra Wind Farm - Stage 2 | 0.8885 | Murra Warra Wind Farm - stage 1
Gladstone units 3,4 | 0.9288 | Collector | 0.9674 | Bannerton Solar Farm | Darling Downs solar | 0.9825 | Darling Downs Solar Farm | Solar | Suntop Solar Farm | 0.9887 | Nyngan Solar Farm
Kogan Creek | 0.9735 | Crudine Ridge Wind Farm | 0.9659 |  | Darling Downs wind | 0.9825 | Darling Downs Solar Farm | Wind
Millmerran | 0.9763 | Kennedy Energy Park Wind Farm | 0.9677 |  | Eastern Eyre Peninsula solar | 0.9744 | Bungala one Solar Farm | Solar
Stanwell | 0.912 | Maryrorough Solar Farm | 0.9591 | Kidston Solar Farm | Eastern Eyre Peninsula wind | 0.9355 | Mt Millar Wind Farm | Wind
Tarong | 0.9721 | Kennedy Energy Park Solar Farm | 0.8907 | Woree | Far North Qld Solar | 0.955 | Mount Emerald Wind Farm | Wind
Tarong North | 0.972 | Warwick Solar Farm | 0.9591 | Bannerton Solar Farm | Far North Qld Wind | 0.8907 | Ross River Solar Farm | Solar
Loy Yang A | 0.976 | Gangarri Solar Farm | 0.9825 |  | Fitzroy solar | 0.9285 | Gladstone Unit 1,2,5,6 | Solar
Loy Yang B | 0.976 | Middlemount Sun Farm | 0.8904 | Lincoln Gap Wind Farm | Fitzroy wind | 0.9285 | Gladstone Unit 1,2,5,6 | Wind
Yallourn unit 1 | 0.966 | Temporary Generation South | 0.9972 | Oakey 110 kV | Gippsland solar | 0.9955 | Morwell TS | Solar
Yallourn units 2,3,4 | 0.9549 | Lincoln Gap Wind Farm - stage 2 | 0.9779 | Lilyvale Solar Farm | Gippsland wind | 0.9955 | Bald Hills Wind Farm | Wind
Blowering | 0.958 | Granville Harbour Wind Farm | 0.9408 | Manildra Solar Farm | Gippsland Wind - offshore | 0.9955 | Morwell TS | Wind
Guthega | 0.9125 | Berrybank Stage 1 Wind Farm | 0.9757 | Mt Mercer Windfarm | Isaac solar | 0.8647 | Clare Solar Farm | Solar
Hume (NSW) | 0.9471 | Bulgana Green Power Hub - Wind Farm | 0.9228 | - | Isaac wind | 0.9677 | Woree | Wind
Hume (Vic) | 0.9833 | Glenrowan West Sun Farm | 0.8096 | Waubra Wind Farm | Leigh Creek solar | 0.9744 | Bungala one Solar Farm | Solar
Shoalhaven | 0.9809 | Moorabool Wind Farm | 0.9501 | Coleambally Solar Farm | Leigh Creek wind | 0.996 | Davenport 33 | Wind
Tumut 1 | 0.9468 | Stockyard Hill Wind Farm | 0.9228 | Morphett Vale East 66 | Mid-North SA solar | 0.9744 | Bungala one Solar Farm | Solar
Tumut 2 | 0.9913 | Kiamal Solar Farm stage 1 | 0.8096 | Oakey 110 kV | Mid-North SA wind | 0.9595 | Hornsdale Wind Farm Stage 1 | Wind
Tumut 3 | 0.9246 | Yatpool Solar Farm | 0.8096 | Nyngan Solar Farm | Murray River solar | 0.8096 | Bannerton Solar Farm | Solar
Barron Gorge | 0.9356 | Cohuna Solar Farm | 0.8096 | Bannerton Solar Farm | Murray River wind | 0.8983 | Ararat Wind Farm | Wind
Kareeya | 0.9465 | Winton Solar Farm | 0.8096 | Bannerton Solar Farm | New England solar | 0.8801 | White Rock Wind Farm | Solar
Wivenhoe | 0.9919 |  |  |  | New England Wind | 0.8801 | White Rock Wind Farm | Wind
Mackay Creek / Bogong PS | 0.965 |  |  |  | North East Tasmania Solar | 0.9024 | Musselroe | Solar
Dartmouth | 0.9854 |  |  |  | North East Tasmania wind | 0.9024 | Musselroe | Wind
Eildon | 0.9903 |  |  |  | North QLD Clean Energy Hub solar | 0.8907 | Hughenden Solar Farm | Solar
Murray | 0.9674 |  |  |  | North QLD Clean Energy Hub wind | 0.9677 | Woree | Wind
West Kiewa | 1.0024 |  |  |  | North West New South Wales solar | 0.895 | Moree | Solar
Bastyan | 0.9301 |  |  |  | North West New South Wales wind | 0.8801 | White Rock Wind Farm | Wind
Catagunya | 0.9817 |  |  |  | North West Tasmania solar | 0.9715 | Poatina 220 | Solar
Liapootah | 0.9817 |  |  |  | North West Tasmania wind | 0.9715 | Poatina 220 | Wind
Wayatinah | 0.9817 |  |  |  | Northern QLD solar | 0.8907 | Ross River Solar Farm | Solar
Cethana | 0.9545 |  |  |  | Northern Qld Wind | 0.955 | Mount Emerald Wind Farm | Wind
Devils Gate | 0.9618 |  |  |  | Northern SA solar | 0.9744 | Bungala one Solar Farm | Solar
Fisher | 0.9587 |  |  |  | Northern SA wind | 0.996 | Davenport 33 | Wind
Gordon | 0.9491 |  |  |  | NSW pumped hydro |  | - | Pumped Hydro
John Butters | 0.923 |  |  |  | NSW thermal generation |  | - | Thermal
Lake Echo | 0.9173 |  |  |  | Ovens Murray Solar |  | - | Solar
Lemonthyme | 0.9626 |  |  |  | Ovens Murray Wind |  | - | Wind
Wilmot | 0.9626 |  |  |  | QLD pumped hydro |  | - | Pumped Hydro
Mackintosh | 0.9178 |  |  |  | QLD thermal generation |  | - | Thermal
Meadowbank | 0.9773 |  |  |  | Riverland solar | 0.9744 | Bungala one Solar Farm | Solar
Poatina units 1,2 | 0.9561 |  |  |  | Riverland wind | 0.9665 | Waterloo Wind Farm | Wind
Poatina units 3,4,5,6 | 0.9715 |  |  |  | Roxby Downs solar | 0.9744 | Bungala one Solar Farm | Solar
Reece unit 1 | 0.9202 |  |  |  | Roxby Downs wind | 0.9779 | Lincoln Gap Wind Farm | Wind
Reece unit 2 | 0.9183 |  |  |  | SA pumped hydro |  | - | Pumped Hydro
Tarraleah | 0.9167 |  |  |  | SA thermal generation |  | - | Thermal
Trevallyn | 0.9805 |  |  |  | South East SA solar | 1.0013 | Tailem Bend Solar Farm | Solar
Tribute | 0.9183 |  |  |  | South East SA wind | 0.9587 | Lake Bonney Wind Farm | Wind
Tungatinah | 0.892 |  |  |  | South West NSW solar | 0.9002 | Coleambally Solar Farm | Solar
Colongra | 0.9819 |  |  |  | South West NSW Wind |  | - | Wind
Smithfield | 1.0025 |  |  |  | South West Victoria solar |  | - | Solar
Tallawarra | 0.9913 |  |  |  | South West Victoria wind | 0.9757 | Macarthur Wind Farm | Wind
Uranquinty | 0.857 |  |  |  | Southern NSW Tablelands solar | 0.9725 | Royalla Solar Farm | Solar
Barcaldine | 0.9025 |  |  |  | Southern NSW Tablelands wind | 0.9674 | Capital Wind Farm | Wind
Braemar | 0.9609 |  |  |  | TAS pumped hydro |  | - | Pumped Hydro
Braemar 2 | 0.9609 |  |  |  | TAS thermal generation |  | - | Thermal
Condamine | 0.9884 |  |  |  | Tasmania Midlands Solar |  | - | Solar
Darling Downs | 0.9609 |  |  |  | Tasmania Midlands Wind | 0.9173 | Lake Echo | Wind
Oakey | 0.9591 |  |  |  | Tumut Solar |  | - | Solar
Roma | 0.9761 |  |  |  | Tumut Wind |  | - | Wind
Swanbank E | 0.9997 |  |  |  | VIC pumped hydro |  | - | Pumped Hydro
Yabulu | 0.9268 |  |  |  | VIC thermal generation |  | - | Thermal
Yabulu Steam Turbine | 0.9196 |  |  |  | Wagga Wagga solar | 0.9002 | Coleambally Solar Farm | Solar
Yarwun | 0.9324 |  |  |  | Wagga Wagga Wind |  | - | Wind
Somerton | 0.9924 |  |  |  | Western Eyre Peninsula solar | 0.9744 | Bungala one Solar Farm | Solar
Bairnsdale | 0.9899 |  |  |  | Western Eyre Peninsula wind | 0.9355 | Mt Millar Wind Farm | Wind
Jeeralang A | 0.9734 |  |  |  | Western Victoria solar | 0.8983 | Ararat Wind Farm | Solar
Jeeralang B | 0.9734 |  |  |  | Western Victoria Wind | 0.8983 | Ararat Wind Farm | Wind
Laverton North | 0.991 |  |  |  | Wide Bay solar | 0.9608 | Susan River Solar Farm | Solar
Mortlake | 0.9845 |  |  |  | Wide Bay Wind | 0.9608 | Susan River Solar Farm | Wind
Newport | 0.9914 |  |  |  | Yorke Peninsula solar | 0.82 | Wattle Point Wind Farm | Solar
Valley Power | 0.976 |  |  |  | Yorke Peninsula Wind | 0.82 | Wattle Point Wind Farm | Wind
Hallett GT | 0.9666
Dry Creek | 1.0011
Ladbroke Grove | 0.9685
Mintaro | 0.9907
Osborne | 0.9998
Pelican Point | 0.9987
Quarantine | 0.9854
Torrens Island A | 0.9998
Torrens Island B | 0.9998
Bell Bay Three | 0.9975
Tamar Valley CCGT | 1
Tamar Valley OCGT | 0.9975
Hunter Valley GT | 0.9673
Mackay GT | 0.8893
Mount Stuart | 0.9229
Angaston | 1.0079
Barker Inlet PS | 0.9998
Lonsdale | 1.005
Port Lincoln | 0.9886
Port Lincoln 3 | 0.9916
Port Stanvac | 1.005
Snuggery | 0.9518
Boco Rock Wind Farm | 0.9536
Bodangora Wind Farm | 0.9659
Capital Wind Farm | 0.9674
Crookwell 2 Wind Farm | 0.9716
Cullerin Range Wind Farm | 0.9392
Gullen Range Wind Farm | 0.9708
Gunning Wind Farm | 0.9392
Silverton Wind Farm | 0.8496
Sapphire Wind Farm | 0.9553
Taralga Wind Farm | 1.0103
White Rock Wind Farm - Stage 1 | 0.8801
Woodlawn Wind Farm | 0.9674
Coopers Gap Wind Farm | 0.9681
Mount Emerald | 0.955
Canunda Wind Farm | 0.9702
Cathedral Rocks Wind Farm | 0.9324
Clements Gap Wind Farm | 0.9597
Hallett Stage 1 Brown Hill | 0.9666
Hallett Stage 2 Hallett Hill | 0.971
Hallett 4 North Brown Hill | 0.9661
Hallett 5 The Bluff WF | 0.9661
Hornsdale Wind Farm Stage 1 | 0.9595
Hornsdale Wind Farm Stage 2 | 0.9595
Hornsdale Wind Farm Stage 3 | 0.9595
Lake Bonney 1 Wind Farm | 0.9587
Lake Bonney 2 Wind Farm | 0.9587
Lake Bonney 3 Wind Farm | 0.9587
Lincoln Gap Wind Farm - stage 1 | 0.9779
Willogoleche Wind Farm | 0.9693
Mount Millar Wind Farm | 0.9355
Snowtown Wind Farm | 0.9165
Snowtown S2 Wind Farm - North | 0.9717
Snowtown S2 Wind Farm - South | 0.9717
Starfish Hill Wind Farm | 1.005
Waterloo Wind Farm | 0.9665
Wattle Point Wind Farm | 0.82
Cattle Hill Wind Farm | 0.985
Musselroe Wind Farm | 0.9024
Woolnorth Wind Farm | 0.8777
Ararat Wind Farm | 0.8983
Bald Hills Wind Farm | 0.9955
Challicum Hills Wind Farm | 0.9711
Cherry Tree Wind Farm | 0.9958
Crowlands Wind Farm | 0.9026
Dundonnell Wind Farm | 0.979
Elaine Wind Farm | 0.9501
Kiata Wind Farm | 0.8974
Macarthur Wind Farm | 0.9757
Mortons Lane Wind Farm | 1.0063
Mt Gellibrand Wind Farm | 0.985
Mt Mercer Wind Farm | 0.9501
Murra Warra Wind Farm - stage 1 | 0.8885
Oaklands Hill Wind Farm | 1.0063
Portland Wind Farm | 0.9913
Salt Creek Wind Farm | 0.9588
Waubra Wind Farm | 0.9228
Yambuk Wind Farm | 1.0063
Yaloak South Wind Farm | 0.9711
Yendon Wind Farm | 0.9474
Broken Hill Solar Plant | 0.7844
Beryl solar farm | 0.9348
Coleambally solar farm | 0.9002
Finley Solar Farm | 0.88
Gullen Range solar farm | 0.9708
Limondale Solar Farm 2 | 0.7926
Manildra solar farm | 0.9542
Moree solar farm | 0.895
Nevertire Solar Farm | 0.9569
Nyngan Solar Plant | 0.9887
Parkes solar farm | 0.9259
White Rock solar farm | 0.8801
Clare solar farm | 0.8647
Childers solar farm | 0.9608
Collinsville PV | 0.8738
Clermont solar farm | 0.8889
Darling Downs solar farm | 0.9825
Daydream solar farm | 0.8825
Emerald Solar Park | 0.8864
Hamilton solar farm | 0.8743
Haughton Solar Farm | 0.8765
Hayman solar farm | 0.8825
Hughenden solar farm | 0.8907
Kidston Solar Project Phase One 50MW | 0.8907
Lilyvale Solar Farm | 0.8904
Longreach solar farm | 0.8889
Oakey 1 Solar Farm | 0.9783
Oakey 2 Solar Farm | 0.9783
Ross River solar farm | 0.8907
Rugby Run Solar Farm | 0.8886
Susan River solar farm | 0.9608
Sun Metals Corporation Solar Farm | 0.9899
Whitsunday solar farm | 0.8743
Yarranlea Solar Farm | 0.9851
Gannawarra solar farm | 0.8863
Bannerton Solar Park | 0.8096
Bungala one solar farm | 0.9744
Bungala Two Solar Farm | 0.9744
Tailem Bend - Solar | 1.0013
Karadoc solar farm | 0.8045
Numurkah Solar Farm | 0.9945
Wemen solar farm | 0.8096

## Complex Heat rates
Go to Assumptions Summary
Complex Heat rates (Time-Sequential Model)
Parameters to model in detailed the efficiency of thermal generators (sent-out, HHV) via a no-load component and a constant marginal heat rate
For the steam turbines of CCGT the heat rate represents the conversion of exhaust heat from the gas turbines (rather than fuel) into electricity
Existing generators |  |  |  |  | New entrant technologies
Station | Generating Unit | Technology Type | No load heat input (GJ/h) | Marginal heat rate (GJ/MWh) | Technology | No load heat input (GJ/h) | Marginal heat rate (GJ/MWh)
Bayswater | BW01 | Black Coal | 420.42 | 8.8118 | OCGT | 701.69 | 9.03
Bayswater | BW02 | Black Coal | 420.42 | 8.8118 | CCGT | 362.47 | 6.62
Bayswater | BW03 | Black Coal | 420.42 | 8.8118 | Black Coal (supercritical PC) | 477.75 | 8.34
Bayswater | BW04 | Black Coal | 420.42 | 8.8118 | Brown Coal (supercritical PC) | 552.91 | 10.6
Callide B | CALL_B_1 | Black Coal | 222.95 | 8.5233 | Biomass | 0 | 13.39
Callide B | CALL_B_2 | Black Coal | 222.95 | 8.5233
Callide C | CPP_3 | Black Coal | 286.65 | 8.6653
Callide C | CPP_4 | Black Coal | 286.65 | 8.6653
Eraring | ER01 | Black Coal | 458.64 | 8.9121
Eraring | ER02 | Black Coal | 458.64 | 8.9121
Eraring | ER03 | Black Coal | 458.64 | 8.9121
Eraring | ER04 | Black Coal | 458.64 | 8.9121
Gladstone | GSTONE1 | Black Coal | 178.36 | 8.8367
Gladstone | GSTONE2 | Black Coal | 178.36 | 8.8367
Gladstone | GSTONE3 | Black Coal | 178.36 | 8.8367
Gladstone | GSTONE4 | Black Coal | 178.36 | 8.8367
Gladstone | GSTONE5 | Black Coal | 178.36 | 8.8367
Gladstone | GSTONE6 | Black Coal | 178.36 | 8.8367
Kogan Creek | KPP_1 | Black Coal | 473.928 | 8.165
Liddell | LD01 | Black Coal | 318.5 | 9.5038
Liddell | LD02 | Black Coal | 318.5 | 9.5038
Liddell | LD03 | Black Coal | 318.5 | 9.5038
Liddell | LD04 | Black Coal | 318.5 | 9.5038
Millmerran | MPP_1 | Black Coal | 271.362 | 8.5702
Millmerran | MPP_2 | Black Coal | 271.362 | 8.5702
Mt Piper | MP1 | Black Coal | 420.42 | 8.6175
Mt Piper | MP2 | Black Coal | 420.42 | 8.6175
Stanwell | STAN-1 | Black Coal | 232.505 | 8.431
Stanwell | STAN-2 | Black Coal | 232.505 | 8.431
Stanwell | STAN-3 | Black Coal | 232.505 | 8.431
Stanwell | STAN-4 | Black Coal | 232.505 | 8.431
Tarong | TARONG#1 | Black Coal | 222.95 | 8.5702
Tarong | TARONG#2 | Black Coal | 222.95 | 8.5702
Tarong | TARONG#3 | Black Coal | 222.95 | 8.5702
Tarong | TARONG#4 | Black Coal | 222.95 | 8.5702
Tarong North | TNPS1 | Black Coal | 286.65 | 8.0168
Vales Point B | VP5 | Black Coal | 420.42 | 9.0404
Vales Point B | VP6 | Black Coal | 420.42 | 9.0404
Loy Yang A Power Station | LYA1 | Brown Coal | 412.84 | 11.4249
Loy Yang A Power Station | LYA2 | Brown Coal | 390.7236 | 11.4249
Loy Yang A Power Station | LYA3 | Brown Coal | 412.84 | 11.4249
Loy Yang A Power Station | LYA4 | Brown Coal | 412.84 | 11.4249
Loy Yang B | LOYYB1 | Brown Coal | 368.6071 | 11.8063
Loy Yang B | LOYYB2 | Brown Coal | 368.6071 | 11.8063
Yallourn W | YWPS1 | Brown Coal | 258.025 | 13.1624
Yallourn W | YWPS2 | Brown Coal | 258.025 | 13.1624
Yallourn W | YWPS3 | Brown Coal | 276.4554 | 13.1624
Yallourn W | YWPS4 | Brown Coal | 276.4554 | 13.1624
Smithfield Energy Facility | SITHE01 | OCGT | 113.5271 | 10.7803
Smithfield Energy Facility | SITHE02 | OCGT | 113.5271 | 10.7803
Smithfield Energy Facility | SITHE03 | OCGT | 108.1067 | 10.7803
Smithfield Energy Facility | SITHE04 | OCGT | 167.987 | 10.7803
Swanbank E GT | SWAN_E | CCGT | 367.235 | 6.4842
Tallawarra | TALWA1 | CCGT | 419.6971 | 6.0364
Yarwun Cogen | YARWUN_1 | CCGT | 171.6943 | 9.4208
Condamine | CPSA_GT1 | CCGT - Gas Turbine | 132.4956 | 8.9248
Condamine | CPSA_GT2 | CCGT - Gas Turbine | 132.4956 | 8.9248
Condamine | CPSA_ST | CCGT - Steam Turbine | 0 | 13.0425
Darling Downs | DDPS1_GT1 | CCGT - Gas Turbine | 427.6689 | 9.524
Darling Downs | DDPS1_GT2 | CCGT - Gas Turbine | 427.6689 | 9.524
Darling Downs | DDPS1_GT3 | CCGT - Gas Turbine | 427.6689 | 9.524
Darling Downs | DDPS1_ST | CCGT - Steam Turbine | 0 | 12.294
Osborne | OsborneGT | CCGT - Gas Turbine | 299.0206 | 9.9184
Osborne | OsborneST | CCGT - Steam Turbine | 0 | 16.8482
Pelican Point | PPCCGTGT1 | CCGT - Gas Turbine | 436.3338 | 8.445
Pelican Point | PPCCGTGT2 | CCGT - Gas Turbine | 436.3338 | 8.445
Pelican Point | PPCCGTST | CCGT - Steam Turbine | 0 | 15.1328
Tamar Valley | TVCC201_GT | CCGT - Gas Turbine | 344.206 | 8.3685
Tamar Valley | TVCC201_ST | CCGT - Steam Turbine | 0 | 14.8793
Yabulu PS | YABULU | CCGT - Gas Turbine | 416.033 | 6.4071
Yabulu PS | YABULU2 | CCGT - Steam Turbine | 0 | 15.2043
Newport | NPS | Gas-powered steam turbine | 357.0359 | 9.5716
Torrens Island A | TORRA1 | Gas-powered steam turbine | 92.4771 | 10.6579
Torrens Island A | TORRA2 | Gas-powered steam turbine | 92.4771 | 10.6579
Torrens Island A | TORRA3 | Gas-powered steam turbine | 92.4771 | 10.6579
Torrens Island A | TORRA4 | Gas-powered steam turbine | 92.4771 | 10.6579
Torrens Island B | TORRB1 | Gas-powered steam turbine | 154.1285 | 9.9436
Torrens Island B | TORRB2 | Gas-powered steam turbine | 154.1285 | 9.9436
Torrens Island B | TORRB3 | Gas-powered steam turbine | 154.1285 | 9.9436
Torrens Island B | TORRB4 | Gas-powered steam turbine | 154.1285 | 9.9436
Bairnsdale | BDL01 | OCGT | 127.8275 | 7.7759
Bairnsdale | BDL02 | OCGT | 127.8275 | 7.7759
Barcaldine Power Station | BARCALDN | OCGT | 100.6301 | 10.0011
Bell Bay Three | BBTHREE1 | OCGT | 108.7893 | 9.3204
Bell Bay Three | BBTHREE2 | OCGT | 108.7893 | 9.3204
Bell Bay Three | BBTHREE3 | OCGT | 108.7893 | 9.3204
Braemar | BRAEMAR1 | OCGT | 456.9152 | 9.1615
Braemar | BRAEMAR2 | OCGT | 456.9152 | 9.1615
Braemar | BRAEMAR3 | OCGT | 456.9152 | 9.1615
Braemar 2 Power Station | BRAEMAR5 | OCGT | 470.5139 | 9.1615
Braemar 2 Power Station | BRAEMAR6 | OCGT | 470.5139 | 9.1615
Braemar 2 Power Station | BRAEMAR7 | OCGT | 470.5139 | 9.1615
Colongra | CG1 | OCGT | 492.2717 | 8.4258
Colongra | CG2 | OCGT | 492.2717 | 8.4258
Colongra | CG3 | OCGT | 492.2717 | 8.4258
Colongra | CG4 | OCGT | 492.2717 | 8.4258
Dry Creek GT | DRYCGT1 | OCGT | 141.4261 | 10.9685
Dry Creek GT | DRYCGT2 | OCGT | 141.4261 | 10.9685
Dry Creek GT | DRYCGT3 | OCGT | 141.4261 | 10.9685
Hallett GT | AGLHAL01 | OCGT | 46.2355 | 12.1563
Hallett GT | AGLHAL02 | OCGT | 46.2355 | 12.1563
Hallett GT | AGLHAL03 | OCGT | 46.2355 | 12.1563
Hallett GT | AGLHAL04 | OCGT | 46.2355 | 12.1563
Hallett GT | AGLHAL05 | OCGT | 56.4345 | 12.1563
Hallett GT | AGLHAL06 | OCGT | 56.4345 | 12.1563
Hallett GT | AGLHAL07 | OCGT | 44.1685 | 12.1563
Hallett GT | AGLHAL08 | OCGT | 44.1685 | 12.1563
Hallett GT | AGLHAL09 | OCGT | 73.4328 | 12.1563
Hallett GT | AGLHAL10 | OCGT | 69.6252 | 12.1563
Hallett GT | AGLHAL11 | OCGT | 59.1814 | 12.1563
Hallett GT | AGLHAL12 | OCGT | 48.9552 | 12.1563
Hunter Valley GT | HVGTS1 | OCGT | 67.9933 | 10.0011
Hunter Valley GT | HVGTS2 | OCGT | 67.9933 | 10.0011
Jeeralang A | JLA01 | OCGT | 144.1459 | 12.5345
Jeeralang A | JLA02 | OCGT | 144.1459 | 12.5345
Jeeralang A | JLA03 | OCGT | 144.1459 | 12.5345
Jeeralang A | JLA04 | OCGT | 144.1459 | 12.5345
Jeeralang B | JLB01 | OCGT | 206.6997 | 12.5345
Jeeralang B | JLB02 | OCGT | 206.6997 | 12.5345
Jeeralang B | JLB03 | OCGT | 206.6997 | 12.5345
Ladbroke Grove | LADBROK1 | OCGT | 108.7893 | 9.1615
Ladbroke Grove | LADBROK2 | OCGT | 108.7893 | 9.1615
Laverton North | LNGS1 | OCGT | 424.2784 | 8.7819
Laverton North | LNGS2 | OCGT | 424.2784 | 8.7819
Mackay GT | MACKAYGT | OCGT | 92.4709 | 10.0011
Mintaro GT | MINTARO | OCGT | 244.776 | 10.0011
Mortlake | MORTLK11 | OCGT | 769.6845 | 8.4258
Mortlake | MORTLK12 | OCGT | 769.6845 | 8.4258
Mt Stuart | MSTUART1 | OCGT | 397.0811 | 9.1615
Mt Stuart | MSTUART2 | OCGT | 397.0811 | 9.1615
Mt Stuart | MSTUART3 | OCGT | 357.6449 | 9.1615
Oakey Power Station | OAKEY1 | OCGT | 383.4824 | 8.2225
Oakey Power Station | OAKEY2 | OCGT | 383.4824 | 8.2225
Port Lincoln GT | POR01-1 | OCGT | 67.9933 | 10.0917
Port Lincoln GT | POR01-2 | OCGT | 67.9933 | 10.0917
Port Lincoln GT | POR01-3 | OCGT | 63.9137 | 10.0917
Quarantine | QPS1 | OCGT | 78.8723 | 7.9946
Quarantine | QPS2 | OCGT | 65.2736 | 7.9946
Quarantine | QPS3 | OCGT | 65.2736 | 7.9946
Quarantine | QPS4 | OCGT | 65.2736 | 7.9946
Quarantine | QPS5 | OCGT | 348.1259 | 7.9946
Roma | ROMA_7 | OCGT | 108.7893 | 9.1615
Roma | ROMA_8 | OCGT | 108.7893 | 9.1615
Snuggery | SNUG1 | OCGT | 57.1144 | 10.7131
Snuggery | SNUG2 | OCGT | 57.1144 | 10.7131
Snuggery | SNUG3 | OCGT | 57.1144 | 10.7131
Somerton | AGLSOM01 | OCGT | 115.5887 | 12.1563
Somerton | AGLSOM02 | OCGT | 115.5887 | 12.1563
Somerton | AGLSOM03 | OCGT | 115.5887 | 12.1563
Somerton | AGLSOM04 | OCGT | 115.5887 | 12.1563
Tamar Valley Peaking | TVPP104 | OCGT | 157.7445 | 10.0011
Uranquinty | URANQ11 | OCGT | 451.4757 | 8.4258
Uranquinty | URANQ12 | OCGT | 451.4757 | 8.4258
Uranquinty | URANQ13 | OCGT | 451.4757 | 8.4258
Uranquinty | URANQ14 | OCGT | 451.4757 | 8.4258
Valley Power | VPGS1 | OCGT | 135.9867 | 12.1563
Valley Power | VPGS2 | OCGT | 135.9867 | 12.1563
Valley Power | VPGS3 | OCGT | 135.9867 | 12.1563
Valley Power | VPGS4 | OCGT | 135.9867 | 12.1563
Valley Power | VPGS5 | OCGT | 135.9867 | 12.1563
Valley Power | VPGS6 | OCGT | 135.9867 | 12.1563
Angaston | ANGAS1 | Reciprocating Engine | 0 | 12.775
Angaston | ANGAS2 | Reciprocating Engine | 0 | 12.775
Barker Inlet Power Station | BIPS1 | Reciprocating Engine | 0 | 7.8947
Lonsdale | LONSDALE | Reciprocating Engine | 0 | 7.8947
Port Stanvac 1 | PTSTAN1_1 | Reciprocating Engine | 0 | 7.8947
Port Stanvac 1 | PTSTAN1_2 | Reciprocating Engine | 0 | 7.8947

## Max Ramp Rates
Go to Assumptions Summary
Maximum Ramp Rates (Time-Sequential Model)
Maximum rate of change in output of thermal generators
For CCGTs modelled as separate gas and steam turbines, the ramp limit is applied to the gas turbine only
Existing generators |  |  |  |  | New entrant technologies
Generator Station | Generating Unit | Technology Type | Max Ramp Up (MW/min) | Max Ramp Down (MW/min) | Technology | Max Ramp Up (MW/min) | Max Ramp Down (MW/min)
Bayswater | BW01 | Black Coal | 5.167 | 3.833 | CCGT | 8 | 8
Bayswater | BW02 | Black Coal | 5.167 | 3.833 | CCGT with CCS | 10 | 10
Bayswater | BW03 | Black Coal | 5.167 | 3.833 | Black Coal (supercritical PC) | 9 | 9
Bayswater | BW04 | Black Coal | 5.167 | 3.833 | Brown Coal (supercritical PC) | 9 | 9
Callide B | CALL_B_1 | Black Coal | 3.167 | 3.167
Callide B | CALL_B_2 | Black Coal | 3.167 | 3.167
Callide C | CPP_3 | Black Coal | 3.833 | 3.833
Callide C | CPP_4 | Black Coal | 3.833 | 3.833
Eraring | ER01 | Black Coal | 5 | 5
Eraring | ER02 | Black Coal | 5 | 5
Eraring | ER03 | Black Coal | 5 | 5
Eraring | ER04 | Black Coal | 5 | 5
Gladstone | GSTONE1 | Black Coal | 4.833 | 5
Gladstone | GSTONE2 | Black Coal | 4.833 | 5
Gladstone | GSTONE3 | Black Coal | 4.833 | 5
Gladstone | GSTONE4 | Black Coal | 4.833 | 5
Gladstone | GSTONE5 | Black Coal | 4.833 | 5
Gladstone | GSTONE6 | Black Coal | 4.833 | 5
Kogan Creek | KPP_1 | Black Coal | 3.5 | 3.5
Liddell | LD01 | Black Coal | 4 | 3
Liddell | LD02 | Black Coal | 4 | 3
Liddell | LD03 | Black Coal | 4 | 3
Liddell | LD04 | Black Coal | 4 | 3
Millmerran | MPP_1 | Black Coal | 1 | 1
Millmerran | MPP_2 | Black Coal | 1 | 1
Mt Piper | MP1 | Black Coal | 5.167 | 5.167
Mt Piper | MP2 | Black Coal | 5.167 | 5.167
Stanwell | STAN-1 | Black Coal | 3 | 3
Stanwell | STAN-2 | Black Coal | 3 | 3
Stanwell | STAN-3 | Black Coal | 3 | 3
Stanwell | STAN-4 | Black Coal | 3 | 3
Tarong | TARONG#1 | Black Coal | 4 | 4
Tarong | TARONG#2 | Black Coal | 4 | 4
Tarong | TARONG#3 | Black Coal | 4 | 4
Tarong | TARONG#4 | Black Coal | 4 | 4
Tarong North | TNPS1 | Black Coal | 5.333 | 5.333
Vales Point B | VP5 | Black Coal | 4.833 | 3.667
Vales Point B | VP6 | Black Coal | 4.833 | 3.667
Loy Yang A Power Station | LYA1 | Brown Coal | 5.5 | 5.333
Loy Yang A Power Station | LYA2 | Brown Coal | 5.5 | 5.333
Loy Yang A Power Station | LYA3 | Brown Coal | 5.5 | 5.333
Loy Yang A Power Station | LYA4 | Brown Coal | 5.5 | 5.333
Loy Yang B | LOYYB1 | Brown Coal | 9 | 9
Loy Yang B | LOYYB2 | Brown Coal | 9 | 9
Yallourn W | YWPS1 | Brown Coal | 4.333 | 4.333
Yallourn W | YWPS2 | Brown Coal | 4.333 | 4.333
Yallourn W | YWPS3 | Brown Coal | 4.333 | 4.333
Yallourn W | YWPS4 | Brown Coal | 4.333 | 4.333
Swanbank E GT | SWAN_E | CCGT | 10.7 | 10.7
Tallawarra | TALWA1 | CCGT | 6 | 6
Yarwun Cogen | YARWUN_1 | CCGT | 10 | 10
Condamine | CPSA_GT1 | CCGT - Gas Turbine | 3 | 3
Condamine | CPSA_GT2 | CCGT - Gas Turbine | 3 | 3
Darling Downs | DDPS1_GT1 | CCGT - Gas Turbine | 6.333 | 6.333
Darling Downs | DDPS1_GT2 | CCGT - Gas Turbine | 6.333 | 6.333
Darling Downs | DDPS1_GT3 | CCGT - Gas Turbine | 6.333 | 6.333
Osborne | OsborneGT | CCGT - Gas Turbine | 2.667 | 2.667
Pelican Point | PPCCGTGT1 | CCGT - Gas Turbine | 10 | 10
Pelican Point | PPCCGTGT2 | CCGT - Gas Turbine | 10 | 10
Tamar Valley | TVCC201_GT | CCGT - Gas Turbine | 1.8 | 9
Yabulu PS | YABULU | CCGT - Gas Turbine | 5.7 | 5.7
Newport | NPS | Gas-powered steam turbine | 7 | 7
Torrens Island A | TORRA1 | Gas-powered steam turbine | 4.8333 | 5
Torrens Island A | TORRA2 | Gas-powered steam turbine | 4.8333 | 5
Torrens Island A | TORRA3 | Gas-powered steam turbine | 4.8333 | 5
Torrens Island A | TORRA4 | Gas-powered steam turbine | 4.8333 | 5
Torrens Island B | TORRB1 | Gas-powered steam turbine | 7.5 | 5
Torrens Island B | TORRB2 | Gas-powered steam turbine | 7.5 | 5
Torrens Island B | TORRB3 | Gas-powered steam turbine | 7.5 | 5
Torrens Island B | TORRB4 | Gas-powered steam turbine | 7.5 | 5

## CCGT Unit Max Capacity
Go to Assumptions Summary
CCGTs Modelled as separate gas and steam turbines (Time-Sequential Model)
Separate Maximum Capacities for the gas and steam turbines of CCGTs
Existing generators
Generator Station | Generating Unit | Technology Type | Max Capacity (MW)
Condamine | CPSA_GT1 | CCGT - Gas Turbine | 43.7
Condamine | CPSA_GT2 | CCGT - Gas Turbine | 43.7
Condamine | CPSA_ST | CCGT - Steam Turbine | 56
Darling Downs | DDPS1_GT1 | CCGT - Gas Turbine | 121.5
Darling Downs | DDPS1_GT2 | CCGT - Gas Turbine | 121.5
Darling Downs | DDPS1_GT3 | CCGT - Gas Turbine | 121.5
Darling Downs | DDPS1_ST | CCGT - Steam Turbine | 280
Osborne | OsborneGT | CCGT - Gas Turbine | 118
Osborne | OsborneST | CCGT - Steam Turbine | 62
Pelican Point | PPCCGTGT1 | CCGT - Gas Turbine | 179
Pelican Point | PPCCGTGT2 | CCGT - Gas Turbine | 179
Pelican Point | PPCCGTST | CCGT - Steam Turbine | 171
Tamar Valley | TVCC201_GT | CCGT - Gas Turbine | 140
Tamar Valley | TVCC201_ST | CCGT - Steam Turbine | 68
Yabulu PS | YABULU | CCGT - Gas Turbine | 160
Yabulu PS | YABULU2 | CCGT - Steam Turbine | 84

## GPG Min Stable Level
Go to Assumptions Summary
Minimum Stable Level (Time-Sequential Model)
Minimum Stable Levels for CCGT and Gas-fired steam turbines
The following modelling assumptions are based on GHD’s proposed minimum stable level and where variances were seen, AEMO applied operational experience to verify or substitute those values
Where a generator is not listed in these tables, the Min Stable Level outlined previously on the Generation Limits worksheet is applied.
Link | Generation limits
Existing generators |  |  |  | New entrant technologies
Generator Station | Generating Unit | Technology Type | Min Stable Level (MW) | Technology | Min Stable Level (MW)
Condamine | CPSA_GT1 | CCGT - Gas Turbine | 20 | CCGT | 174.8
Condamine | CPSA_GT2 | CCGT - Gas Turbine | 20 | CCGT with CCS | 145
Condamine | CPSA_ST | CCGT - Steam Turbine | 13.1
Darling Downs | DDPS1_GT1 | CCGT - Gas Turbine | 58.3
Darling Downs | DDPS1_GT2 | CCGT - Gas Turbine | 58.3
Darling Downs | DDPS1_GT3 | CCGT - Gas Turbine | 58.3
Darling Downs | DDPS1_ST | CCGT - Steam Turbine | 38.9
Newport | NPS | Gas-powered steam turbine | 100
Osborne | OsborneGT | CCGT - Gas Turbine | 90
Osborne | OsborneST | CCGT - Steam Turbine | 20
Pelican Point | PPCCGTGT1 | CCGT - Gas Turbine | 60
Pelican Point | PPCCGTGT2 | CCGT - Gas Turbine | 60
Pelican Point | PPCCGTST | CCGT - Steam Turbine | 42
Quarantine | QPS5 | OCGT | 73.5
Swanbank E GT | SWAN_E | CCGT | 120
Tallawarra | TALWA1 | CCGT | 190
Torrens Island A | TORRA1 | Gas-powered steam turbine | 30
Torrens Island A | TORRA2 | Gas-powered steam turbine | 30
Torrens Island A | TORRA3 | Gas-powered steam turbine | 30
Torrens Island A | TORRA4 | Gas-powered steam turbine | 30
Torrens Island B | TORRB1 | Gas-powered steam turbine | 40
Torrens Island B | TORRB2 | Gas-powered steam turbine | 40
Torrens Island B | TORRB3 | Gas-powered steam turbine | 40
Torrens Island B | TORRB4 | Gas-powered steam turbine | 40
Tamar Valley | TVCC201_GT | CCGT - Gas Turbine | 70.8
Tamar Valley | TVCC201_ST | CCGT - Steam Turbine | 41.4
Yabulu PS | YABULU | CCGT - Gas Turbine | 15
Yabulu PS | YABULU2 | CCGT - Steam Turbine | 15
Yarwun Cogen | YARWUN_1 | CCGT | 87

## Min Up&Down Times
Go to Assumptions Summary
Minimum Up and Down Times (Time-Sequential Model)
Minimum times for CCGT and gas-powered steam turbine units to be online (Up) or offline (Down) in unit commitment model
For CCGTs modelled as separate gas and steam turbines, the min up time is applied to the gas turbine only
Existing generators |  |  |  |  | New entrant technologies
Generator Station | Generating Unit | Technology Type | Min Up/Down Time (h) | Technology | Min Up/Down Time (h)
Condamine | CPSA_GT1 | CCGT - Gas Turbine | 4 | CCGT | 4
Condamine | CPSA_GT2 | CCGT - Gas Turbine | 4 | CCGT with CCS | 4
Darling Downs | DDPS1_GT1 | CCGT - Gas Turbine | 4 | Black Coal (supercritical PC) | 8
Darling Downs | DDPS1_GT2 | CCGT - Gas Turbine | 4 | Brown Coal (supercritical PC) | 8
Darling Downs | DDPS1_GT3 | CCGT - Gas Turbine | 4
Newport | NPS | Gas-powered steam turbine | 4
Osborne | OsborneGT | CCGT - Gas Turbine | 4
Pelican Point | PPCCGTGT1 | CCGT - Gas Turbine | 4
Pelican Point | PPCCGTGT2 | CCGT - Gas Turbine | 4
Swanbank E GT | SWAN_E | CCGT | 4
Tallawarra | TALWA1 | CCGT | 4
Torrens Island A | TORRA1 | Gas-powered steam turbine | 4
Torrens Island A | TORRA2 | Gas-powered steam turbine | 4
Torrens Island A | TORRA3 | Gas-powered steam turbine | 4
Torrens Island A | TORRA4 | Gas-powered steam turbine | 4
Torrens Island B | TORRB1 | Gas-powered steam turbine | 4
Torrens Island B | TORRB2 | Gas-powered steam turbine | 4
Torrens Island B | TORRB3 | Gas-powered steam turbine | 4
Torrens Island B | TORRB4 | Gas-powered steam turbine | 4
Tamar Valley | TVCC201_GT | CCGT - Gas Turbine | 4
Yabulu PS | YABULU | CCGT - Gas Turbine | 4

## GPG Start Cost
Go to Assumptions Summary
Start Costs
The operation and maintenance cost to start a generator
Generators cool after being shut down, and this increases the cost of re-starting the units
Existing generators | [5 empty] | New entrant technologies
Generator Station | Technology Type | Warm Start-up Notification Time (h) | Warm Start-up Costs ($/MW) | Cold Start-up Notification Time (h) | Cold Start-up Costs ($/MW) | Technology | Warm Start-up Notification Time (Hr) | Warm Start-up Costs ($/MW) | Cold Start-up Notification Time (Hr) | Cold Start-up Costs ($/MW)
Swanbank E GT | CCGT | 3 | 15 | 15 | 25 | CCGT | 3 | 15 | 15 | 25
Tallawarra | CCGT | 3 | 15 | 15 | 25
Yarwun Cogen | CCGT | 3 | 15 | 15 | 25
Condamine | CCGT - Gas Turbine | 3 | 15 | 15 | 25
Darling Downs | CCGT - Gas Turbine | 3 | 15 | 15 | 25
Osborne | CCGT - Gas Turbine | 3 | 15 | 15 | 25
Pelican Point | CCGT - Gas Turbine | 3 | 15 | 15 | 25
Tamar Valley | CCGT - Gas Turbine | 3 | 15 | 15 | 25
Yabulu PS | CCGT - Gas Turbine | 3 | 15 | 15 | 25
Newport | Gas-powered steam turbine | 3 | 15 | 15 | 25
Torrens Island A | Gas-powered steam turbine | 3 | 15 | 15 | 25
Torrens Island B | Gas-powered steam turbine | 3 | 15 | 15 | 25

## Gas Infrastructure
Go to Assumptions Summary
Natural gas infrastructure
This dataset summarises the key information for the existing infrastructure in eastern and south eastern Australia, or that link into eastern and south eastern Australia. This includes pipelines, processing facilities, and storage facilities.
Data from 2020 Gas Statement of Opportunities stakeholder surveys.
Existing natural gas pipelines
Name | Location | First Gas Flow | Capacity (TJ per day)
APLNG Pipeline | QLD | 2015 | 1700
Atlas Gas Pipeline | QLD | 2019 | 32
Berwyndale Wallumbilla Pipeline (“BWP”) | QLD | 2009 | 164 west 276 east
Braemar 2 Pipeline | QLD | 2009 | 219
Braemar Gas Pipeline | QLD | 2005 | 80
Carpentaria Gas Pipeline (“CGP”) | QLD | 1998 | 119 North 65 South
Comet Ridge to Wallumbilla Pipeline | QLD | Not provided | 950
Darling Downs Pipeline (“DDP”) | QLD | 2005 | See Jemena website for more detail: DDP90: Southern Haul: 159 TJ/d DDP133: Western Haul: 508 TJ/d DDP133: Eastern Haul: 163 TJ/d DDP134: Western Haul: 327 TJ/d DDP134: Eastern Haul: 270 TJ/d
Eastern Gas Pipeline (“EGP”) | VIC / NSW | 2000 | 358 – winter capacity 351 – summer capacity
GLNG Pipeline | QLD | 2014 | 1400
Longford to Melbourne Gas Pipeline (“LMP”) | VIC | 1970 | 1030
Moomba to Adelaide Pipeline System (“MAP”) | SA | 1969 | 241
Moomba to Sydney Pipeline System (“MSP”) | NSW | 1976 | 489 south 193 north
North Queensland Gas Pipeline (“NQGP”) | QLD | 2004 | 110
Northern Gas Pipeline (“NGP”) | NT / QLD | 2019 | 90
NSW-Victoria Interconnect (“NVI”) | VIC / NSW | 1998 | 223 north 170 south
Queensland Gas Pipeline (“QGP”) | QLD | 1990 | 141
Roma - Brisbane Pipeline (“RBP”) | QLD | 1969 | 211 east 125 west
South East Australia Gas (“SEA Gas”) Mortlake Pipeline | VIC | 2012 | Not available*
South East Australia Gas (“SEA Gas”) Port Campbell – Adelaide (“PCA”) Pipeline | SA / VIC | 2004 | 314
South West Pipeline (“SWP”) | VIC | 1999 | 412 east 147 west
South West Queensland Pipeline (“SWQP”) | QLD / SA | 1996 | 404 west 355 east
Tasmanian Gas Pipeline (“TGP”) | VIC / TAS | 2002 | 129
Wallumbilla Gladstone Pipeline (“WGP”) | QLD | 2014 | 1510
* The Mortlake pipeline is not explicitly modelled. The Mortlake Power Station is assumed to have full access to gas at the regional node.
Existing gas processing facilities
Name | Location | First Gas Flow | Capacity (TJ per day)
Ballera Gas Plant | QLD | 1994 | Limited by field availability
Bellevue Gas Plant | QLD | 2014 | 227
Berwyndale South | QLD | 2006 | 140
Camden Gas Plant (Rosalind Park) | NSW | 2004 | 15
Combabula Gas Plant | QLD | 2014 | 280
Condabri Central Gas Plant | QLD | 2014 | 188
Condabri North Gas Plant | QLD | 2015 | 170
Condabri South Gas Plant | QLD | 2015 | 190
Daandine Central Gas Processing Facility | QLD | 2009 | 76
Eurombah Creek Gas Plant | QLD | 2015 | 188
Fairview Gas Facilities | QLD | 1997 | 580
Iona Gas Plant | VIC | 1999 | 570
Jordan Gas Plant | QLD | 2015 | 455
Kenya Gas Plant | QLD | 2009 | 180
Kogan North Gas Plant | QLD | 2006 | 12
Lang Lang Gas Plant | VIC | 2006 | 67
Longford Gas Plant | VIC | 1969 | 1175
Minerva Gas Plant | VIC | 2005 | 30
Moomba Gas Plant | SA | 1969 | 435
Moranbah Gas Processing Facility | QLD | 2004 | 68
Orana Gas Plant | QLD | 2014 | 195
Orbost Gas Plant (Patricia-Baleen) | VIC | 2003 | 68
Otway Gas Plant (Port Campbell) | VIC | 2007 | 205
Peat Gas Plant | QLD | 2001 | 12
Reedy Creek Gas Plant | QLD | 2014 | 188
Rolleston Gas Plant | QLD | 1989 | 30
Ruby Jo Gas Plant | QLD | 2014 | 499
Scotia Gas Plant | QLD | 2002 | 30
Spring Gully Gas Plant | QLD | 2005 | 60
Strathblane Gas Plant | QLD | 2007 | 73
Talinga Gas Plant | QLD | 2010 | 117
Taloona Gas Plant | QLD | 2010 | 65
Wallumbilla (Wungoona) Gas Plant | QLD | 1977 | 30
Woleebee Creek Gas Plant | QLD | 2015 | 517
Yellowbank Gas Plant | QLD | 1989 | 30
Existing gas storage facilities
Name | Location | Date of first storage | Injection Capacity (TJ/day) | Withdrawal Capacity (TJ/day) | Storage Capacity (PJ)
Iona Underground Gas Storage | VIC | 2000 | 155 | 480 | 26
LNG Storage Dandenong | VIC | 1980 | 8.2 | 87 | 0.68
Moomba Underground Gas Storage | SA | 1980 | 120 | 120 | 70
Newcastle Gas Storage Facility | NSW | 2015 | 12 | 120 | 1.5
Roma Underground Storage | QLD | 2011 | 75 | 100 | 65
Silver Springs Gas Storage | QLD | 2011 | 30 | 30 | 42

## Pipeline Transmission Tariffs
Go to Assumptions Summary
Natural gas pipeline transmission tariffs (real June 2020 $/GJ)
Data from 2020 GSOO stakeholder surveys. Where this data was not available or considered confidential, data was provided by Core Energy Group.
Pipeline | Direction | 2020 | 2021 | 2022 | 2023 | 2024 | 2025 | 2026 | 2027 | 2028 | 2029 | 2030 | 2031 | 2032 | 2033 | 2034 | 2035 | 2036 | 2037 | 2038 | 2039
CGP | Northern flow | 1.21 | 1.21 | 1.21 | 1.21 | 1.21 | 1.21 | 1.21 | 1.21 | 1.21 | 1.21 | 1.21 | 1.21 | 1.21 | 1.21 | 1.21 | 1.21 | 1.21 | 1.21 | 1.21 | 1.21
CGP | Southern flow | 1.05 | 1.05 | 1.05 | 1.05 | 1.05 | 1.05 | 1.05 | 1.05 | 1.05 | 1.05 | 1.05 | 1.05 | 1.05 | 1.05 | 1.05 | 1.05 | 1.05 | 1.05 | 1.05 | 1.05
EGP | Northern flow | 2.69 | 2.69 | 2.69 | 2.69 | 2.69 | 2.69 | 2.69 | 2.69 | 2.69 | 2.69 | 2.69 | 2.69 | 2.69 | 2.69 | 2.69 | 2.69 | 2.69 | 2.69 | 2.69 | 2.69
LMP | Western flow | 1.55 | 1.55 | 1.55 | 1.55 | 1.55 | 1.55 | 1.55 | 1.55 | 1.55 | 1.55 | 1.55 | 1.55 | 1.55 | 1.55 | 1.55 | 1.55 | 1.55 | 1.55 | 1.55 | 1.55
MAP | Both directions | 0.76 | 0.76 | 0.76 | 0.76 | 0.76 | 0.76 | 0.76 | 0.76 | 0.76 | 0.76 | 0.76 | 0.76 | 0.76 | 0.76 | 0.76 | 0.76 | 0.76 | 0.76 | 0.76 | 0.76
MSP | Both directions | 1.11 | 1.11 | 1.11 | 1.11 | 1.11 | 1.11 | 1.11 | 1.11 | 1.11 | 1.11 | 1.11 | 1.11 | 1.11 | 1.11 | 1.11 | 1.11 | 1.11 | 1.11 | 1.11 | 1.11
NQGP | Northern flow | 1.18 | 1.18 | 1.18 | 1.18 | 1.18 | 1.18 | 1.18 | 1.18 | 1.18 | 1.18 | 1.18 | 1.18 | 1.18 | 1.18 | 1.18 | 1.18 | 1.18 | 1.18 | 1.18 | 1.18
QGP | Northern flow | 1.01 | 1.01 | 1.01 | 1.01 | 1.01 | 1.01 | 1.01 | 1.01 | 1.01 | 1.01 | 1.01 | 1.01 | 1.01 | 1.01 | 1.01 | 1.01 | 1.01 | 1.01 | 1.01 | 1.01
RBP | Both directions | 0.72 | 0.72 | 0.72 | 0.72 | 0.72 | 0.72 | 0.72 | 0.72 | 0.72 | 0.72 | 0.72 | 0.72 | 0.72 | 0.72 | 0.72 | 0.72 | 0.72 | 0.72 | 0.72 | 0.72
SEA Gas | Western flow | 0.87 | 0.87 | 0.87 | 0.87 | 0.87 | 0.87 | 0.87 | 0.87 | 0.87 | 0.87 | 0.87 | 0.87 | 0.87 | 0.87 | 0.87 | 0.87 | 0.87 | 0.87 | 0.87 | 0.87
SWP | South-eastern flow | 2 | 2 | 2 | 2 | 2 | 2 | 2 | 2 | 2 | 2 | 2 | 2 | 2 | 2 | 2 | 2 | 2 | 2 | 2 | 2
SWP | North-western flow | 0.17 | 0.17 | 0.17 | 0.17 | 0.17 | 0.17 | 0.17 | 0.17 | 0.17 | 0.17 | 0.17 | 0.17 | 0.17 | 0.17 | 0.17 | 0.17 | 0.17 | 0.17 | 0.17 | 0.17
SWQP | Western flow | 1.3 | 1.3 | 1.3 | 1.3 | 1.3 | 1.3 | 1.3 | 1.3 | 1.3 | 1.3 | 1.3 | 1.3 | 1.3 | 1.3 | 1.3 | 1.3 | 1.3 | 1.3 | 1.3 | 1.3
SWQP | Eastern flow | 1.41 | 1.41 | 1.41 | 1.41 | 1.41 | 1.41 | 1.41 | 1.41 | 1.41 | 1.41 | 1.41 | 1.41 | 1.41 | 1.41 | 1.41 | 1.41 | 1.41 | 1.41 | 1.41 | 1.41
TGP | Southern flow | 2.9 | 2.9 | 2.9 | 2.9 | 2.9 | 2.9 | 2.9 | 2.9 | 2.9 | 2.9 | 2.9 | 2.9 | 2.9 | 2.9 | 2.9 | 2.9 | 2.9 | 2.9 | 2.9 | 2.9
VNI | Southern flow | 1.88 | 1.88 | 1.88 | 1.88 | 1.88 | 1.88 | 1.88 | 1.88 | 1.88 | 1.88 | 1.88 | 1.88 | 1.88 | 1.88 | 1.88 | 1.88 | 1.88 | 1.88 | 1.88 | 1.88
VNI | Northern flow | 1.2 | 1.2 | 1.2 | 1.2 | 1.2 | 1.2 | 1.2 | 1.2 | 1.2 | 1.2 | 1.2 | 1.2 | 1.2 | 1.2 | 1.2 | 1.2 | 1.2 | 1.2 | 1.2 | 1.2

## Gas Reserves and Resources
Go to Assumptions Summary
Natural gas reserves and resources (PJ)
For the GSOO modelling, AEMO used reserve and resource numbers confidentially provided by stakeholders via the GSOO survey. Where these numbers were not available, AEMO used publicly available information from Core Energy Group. The summary of reserves and resource numbers used in GSOO modelling is provided in the first table, aggregated to protect confidentiality.
The second table contains the publicly available information from Core Energy Group sourced for the 2020 GSOO.
Basin | Project | 2P |  | 2C | Prospective resources
|  | Developed | Undeveloped
Total |  | 15090.1895 | 22303.3118 | 59599.8487 | 200828
Core Energy Group Data (PJ)
Basin | Project | 2P |  | 2C | Prospective resources
|  | Developed | Undeveloped
Bass | Bass Basin | 70.125 | 210.375 | 69.7674 | 0
Bonaparte | Blacktip | 803.6 | 0 | 0 | 0
Sydney | Camden | 28.3 | 0 | 0 | 0
Otway | Casino, Henry and Netherby | 49.7016 | 77.7384 | 36 | 0
Clarence Moreton | Clarence Moreton | 0 | 0 | 303.29 | 14700
Cooper | Cooper Eromanga Basin | 756.825 | 252.275 | 5849.9244 | 144564.2894
Galilee | Galilee | 0 | 0 | 2417 | 622.45
Gippsland | GBJV & Turrum & Kipper | 1119 | 1154.3 | 685.7143 | 4062
Gippsland | Gippsland - Non-GBJV | 0 | 0 | 3526 | 4696.4005
Gunnedah | Gunnedah | 0 | 0 | 971 | 3502
Otway | Halladale/Blackwatch/Speculant | 24.75 | 0 | 0 | 0
Gippsland | Longtom & Sole | 0 | 328 | 130 | 49.89
Amadeus | Mereenie | 92.5 | 92.5 | 193.425 | 3604
Surat & Bowen | Moranbah | 219.3322 | 37.8524 | 5548 | 0
Otway | Otway Gas Project | 121.3071 | 328.2429 | 216 | 2690.81
Surat & Bowen | QLD CSG - Arrow Energy (excl. Moranbah) | 520.412 | 5940.8143 | 15887 | 10807
Surat & Bowen | QLD CSG - QCLNG | 3962.8389 | 4761.4032 | 13700 | 8586
Surat & Bowen | QLD CSG - GLNG | 1396.5042 | 4491.9355 | 1355 | 0
Surat & Bowen | QLD CSG - APLNG | 4406.4368 | 5859.312 | 4244 | 0
Surat & Bowen | QLD CSG - Other | 176.3799 | 1129.9759 | 3832.4 | 0
Surat & Bowen | Surat / Bowen / Denison Conventional | 68.7 | 53 | 120 | 0
Total |  | 13824.2127 | 24717.7245 | 59084.5211 | 197884.84
Note
* Reserves are quantities of gas which are anticipated to be commercially recovered from known accumulations.
– Proved and probable reserves (2P) are considered the best estimate of commercially recoverable reserves. When probabilistic methods are used, there should be at least a 50% probability that the quantities actually recovered will equal or exceed the sum of estimated proved plus probable reserves. These are divided further into Developed (supply from existing wells), or Undeveloped (wells yet to be drilled).
* Contingent resources are considered less viable than reserves, either due to current economics or other contingent factors that need to be overcome. Contingent resources may include, for example, accumulations for which there is currently no viable market, or where commercial recovery is dependent on the development of new technology, or where evaluation of the accumulation is still at an early stage.
– 2C resources are considered the best estimate of those sub-commercial resources.
* Prospective resources are estimated volumes associated with undiscovered accumulations of gas. These resources are estimated to exist in the prospect areas, but have not yet been proven by drilling.

## Gas Production Costs
Go to Assumptions Summary
Natural gas production costs (real June 2020 $/GJ)
Costs from Core Energy Group, sourced for the 2020 GSOO
Basin | Project | 2P |  | 2C
|  | Developed | Undeveloped
Bass | Bass | 2.86 | 5.51 | 5.93
Bonaparte | Blacktip | 3.08
Sydney | Camden | 2.4
Otway | Casino Henry Netherby | 2.3 | 5.02 | 4.01
Clarence Moreton | Clarence Moreton |  |  | 8.19
Cooper Eromanga | Cooper Eromanga | 2.4 | 6.26 | 7.01
Galilee | Galilee |  |  | 8.19
Gippsland | GBJV & Turrum & Kipper | 2.61 | 5.41 | 7.31
Gippsland | Gippsland - Non GBJV |  |  | 7.42
Gunnedah | Gunnedah |  |  | 6.3
Otway | Halladale/Black Watch/Speculant |  | 4.91 | 7.42
Gippsland | Longtom & Sole |  | 5.61 | 5.71
Amadeus | Mereenie | 3 |  | 7.42
Moranbah | Moranbah | 3.11 | 5.91 | 6.89
Otway | Otway Gas Project | 2.66 | 5.81 | 7.42
Surat & Bowen | QLD CSG - APLNG | 2.22 | 4.65 | 7.35
Surat & Bowen | QLD CSG - Arrow | 3.22 | 5.54 | 7.43
Surat & Bowen | QLD CSG - GLNG | 2.97 | 6.5 | 9.29
Surat & Bowen | QLD CSG - Other | 3.75 | 6.64 | 8.73
Surat & Bowen | QLD CSG - QCLNG | 2.5 | 4.41 | 6.35
Surat & Bowen | Surat / Bowen / Denison Conventional | 2.81 | 5.86 | 6.89
Notes: (1) costs for prospective resources are unknown as they refer to undiscovered accumulations, but for the purposes of GSOO modelling have been set to be incrementally more expensive than all 2P and 2C fields. (2) costs for 2P undeveloped reserves are marginal only and do not include allocation of any past capex. (3) 2P developed reserves refer to those 2P reserves with existing wells, 2P undeveloped reserves are those reserves with wells yet to be drilled. (4) Gunnedah values are estimates only. (5) Overall production costs assumptions: - Production costs are the marginal cost of producing a GJ of sales gas to the point of sale into a transmission pipeline (inlet flange) and thus exclude transport cost. - Costs include operating cost, capital costs, royalty, tax and a return on capital. - Importantly they are not intended to reflect gas sale prices, only the marginal cost of actually supplying the gas. - For developed reserves production costs include largely marginal operating costs, royalties and tax. - For undeveloped reserves, marginal costs also include the cost of drilling and completion and marginal gas processing plant costs. - Where a gas plant does not exist the marginal cost will include an estimate of a per unit cost of capital and operating cost for that plant.

## Gas Expansion Candidates
Go to Assumptions Summary
Gas model expansion candidates
Potential new gas projects being considered by the Capacity Outlook modelling (Integrated Model). This data has been derived from publicly available information.
These expansion candidates are sourced from the 2020 GSOO. Information on these expansion candidates is frequently updated and these will be refreshed for the upcoming 2021 GSOO.
Expansion type | Project | First available | Region | Details
LNG import terminal | Crib Point LNG import terminal | 2023 | VIC | Located in Victoria. Able to deliver up to 500 TJ/day
LNG import terminal | Port Kembla LNG import terminal | 2023 | NSW | Located in NSW. Able to deliver up to 500 TJ/day
LNG import terminal | Port Newcastle LNG import terminal | 2023 | NSW | Located in NSW. Able to deliver up to 500 TJ/day
LNG import terminal | Port Adelaide LNG import terminal | 2023 | SA | Located in SA. Able to deliver up to 500 TJ/day
Storage | Golden Beach Storage | 2022 | VIC | Located in Victoria. Able to deliver up to 250 TJ/day (once stored)
Pipeline | Northern Gas Pipeline extension to Wallumbilla | 2022 | NT/QLD | Extending and expanding the NGP from Mt. Isa to Wallumbilla, with a capacity of 700 TJ/day
Pipeline | Queensland - NSW interconnection | 2022 | QLD/NSW | Connecting Wallumbilla in Queensland to the Moomba to Sydney Pipeline, with capacity of 250 TJ/day
Pipeline | Hunter pipeline | 2023 | QLD/NSW | Pipeline from Wallumbilla to Newcastle via Narrabri, with capacity of 450 TJ/day
New gas field development | Galilee gas basin | 2023 | QLD | Development of the Galilee gas basin in QLD, in conjunction with the expansion of the NGP.
New gas field development | Narrabri gas field | 2023 | NSW | Development of the Narrabri gas field, in NSW. Has a project development agreement with proposed Western Slopes pipeline to connect into the Moomba Sydney Pipeline.
New gas field development | Beetaloo gas basin | 2025 | NT | Development of the Narrabri gas field, in NT.
Existing field expansion | (as per the gas reserves tab) | N/A |  | See gas reserves tab
Note:
For the purpose of expansion modelling, where a range of costs is provided, the middle value of the cost estimate range is used.

## Summary Mapping
Go to Assumptions Summary
Summary Mapping
Existing Generator | Technology Type | Region | Sub-Region | Status | Regional Build Cost Zone | Fuel Type | Fuel Cost Mapping | Summer Rating (MW) | Not Summer Rating (MW) | Forced Outage Rate |  |  |  | Mean Time to Repair |  |  |  | Maintenance duration (%) | Minimum Load (MW) | Minimum Capacity Factor (%) | Maximum Capacity Factor (%) | FOM ($/kW/annum) | VOM ($/MWh sent-out) | Total Emissions Region | MLF | Auxiliary Load (%) | Connection cost |  | Build Limit |  | Total Lead Time | Retirement
[10 empty] | Full outage (% of time) |  | Partial outage (% of time) |  | Full outage |  | Partial outage
[10 empty] | Until 2022 | Post 2022 | Until 2022 | Post 2022 | Until 2022 | Post 2022 | Until 2022 | Post 2022 | [9 empty] | Technology | Region | Technology | Region
Bayswater | Steam Sub Critical | NSW | NSW | Existing | N/A | Black Coal | Bayswater | Bayswater | Bayswater | Black Coal NSW - until 2022 | Black Coal NSW - post 2022 | Black Coal NSW - until 2022 | Black Coal NSW - post 2022 | Black Coal NSW - until 2022 | Black Coal NSW - post 2022 | Black Coal NSW - until 2022 | Black Coal NSW - post 2022 | Black Coal | BW01 | NSW Coal | NSW Coal | Bayswater | Bayswater |  | Bayswater units 1,2 | Black Coal NSW | [5 empty] | Bayswater
Eraring | Steam Sub Critical | NSW | NSW | Existing | N/A | Black Coal | Eraring | Eraring | Eraring | Black Coal NSW - until 2022 | Black Coal NSW - post 2022 | Black Coal NSW - until 2022 | Black Coal NSW - post 2022 | Black Coal NSW - until 2022 | Black Coal NSW - post 2022 | Black Coal NSW - until 2022 | Black Coal NSW - post 2022 | Black Coal | ER01 | NSW Coal | NSW Coal | Eraring | Eraring |  | Eraring units 1,2 | Black Coal NSW | [5 empty] | Eraring
Liddell | Steam Sub Critical | NSW | NSW | Existing | N/A | Black Coal | Liddell | Liddell | Liddell | Black Coal NSW - until 2022 | Black Coal NSW - post 2022 | Black Coal NSW - until 2022 | Black Coal NSW - post 2022 | Black Coal NSW - until 2022 | Black Coal NSW - post 2022 | Black Coal NSW - until 2022 | Black Coal NSW - post 2022 | Black Coal | LD01 | NSW Coal | NSW Coal | Liddell | Liddell |  | Liddell | Black Coal NSW | [5 empty] | Liddell
Mt Piper | Steam Sub Critical | NSW | NSW | Existing | N/A | Black Coal | Mt Piper | Mt Piper | Mt Piper | Black Coal NSW - until 2022 | Black Coal NSW - post 2022 | Black Coal NSW - until 2022 | Black Coal NSW - post 2022 | Black Coal NSW - until 2022 | Black Coal NSW - post 2022 | Black Coal NSW - until 2022 | Black Coal NSW - post 2022 | Black Coal | MP1 | NSW Coal | NSW Coal | Mt Piper | Mt Piper |  | Mt Piper | Black Coal NSW | [5 empty] | Mount Piper
Vales Point B | Steam Sub Critical | NSW | NSW | Existing | N/A | Black Coal | Vales Point B | Vales Point B | Vales Point B | Black Coal NSW - until 2022 | Black Coal NSW - post 2022 | Black Coal NSW - until 2022 | Black Coal NSW - post 2022 | Black Coal NSW - until 2022 | Black Coal NSW - post 2022 | Black Coal NSW - until 2022 | Black Coal NSW - post 2022 | Black Coal | VP5 | NSW Coal | NSW Coal | Vales Point B | Vales Point B |  | Vales Point B | Black Coal NSW | [5 empty] | Vales Point B
Callide B | Steam Sub Critical | QLD | QLD | Existing | N/A | Black Coal | Callide B | Callide B | Callide B | Black Coal QLD | Black Coal QLD | Black Coal QLD | Black Coal QLD | Black Coal QLD | Black Coal QLD | Black Coal QLD | Black Coal QLD | Black Coal | CALL_B_1 |  |  | Callide B | Callide B |  | Callide B | Black Coal QLD | [5 empty] | Callide B
Callide C | Steam Super Critical | QLD | QLD | Existing | N/A | Black Coal | Callide C | Callide C | Callide C | Black Coal QLD | Black Coal QLD | Black Coal QLD | Black Coal QLD | Black Coal QLD | Black Coal QLD | Black Coal QLD | Black Coal QLD | Black Coal | CPP_3 |  |  | Callide C | Callide C |  | Callide C | Black Coal QLD | [5 empty] | Callide C1
Gladstone | Steam Sub Critical | QLD | QLD | Existing | N/A | Black Coal | Gladstone | Gladstone | Gladstone | Black Coal QLD | Black Coal QLD | Black Coal QLD | Black Coal QLD | Black Coal QLD | Black Coal QLD | Black Coal QLD | Black Coal QLD | Black Coal | GSTONE1 |  |  | Gladstone | Gladstone |  | Gladstone units 1,2,5,6 | Black Coal QLD | [5 empty] | Gladstone
Kogan Creek | Steam Super Critical | QLD | QLD | Existing | N/A | Black Coal | Kogan Creek | Kogan Creek | Kogan Creek | Black Coal QLD | Black Coal QLD | Black Coal QLD | Black Coal QLD | Black Coal QLD | Black Coal QLD | Black Coal QLD | Black Coal QLD | Black Coal | KPP_1 |  |  | Kogan Creek | Kogan Creek |  | Kogan Creek | Black Coal QLD | [5 empty] | Kogan Creek
Millmerran | Steam Super Critical | QLD | QLD | Existing | N/A | Black Coal | Millmerran | Millmerran | Millmerran | Black Coal QLD | Black Coal QLD | Black Coal QLD | Black Coal QLD | Black Coal QLD | Black Coal QLD | Black Coal QLD | Black Coal QLD | Black Coal | MPP_1 |  |  | Millmerran | Millmerran |  | Millmerran | Black Coal QLD | [5 empty] | Millmerran
Stanwell | Steam Sub Critical | QLD | QLD | Existing | N/A | Black Coal | Stanwell | Stanwell | Stanwell | Black Coal QLD | Black Coal QLD | Black Coal QLD | Black Coal QLD | Black Coal QLD | Black Coal QLD | Black Coal QLD | Black Coal QLD | Black Coal | STAN-1 |  |  | Stanwell | Stanwell |  | Stanwell | Black Coal QLD | [5 empty] | Stanwell
Tarong | Steam Sub Critical | QLD | QLD | Existing | N/A | Black Coal | Tarong | Tarong | Tarong | Black Coal QLD | Black Coal QLD | Black Coal QLD | Black Coal QLD | Black Coal QLD | Black Coal QLD | Black Coal QLD | Black Coal QLD | Black Coal | TARONG#1 |  |  | Tarong | Tarong |  | Tarong | Black Coal QLD | [5 empty] | Tarong
Tarong North | Steam Super Critical | QLD | QLD | Existing | N/A | Black Coal | Tarong North | Tarong North | Tarong North | Black Coal QLD | Black Coal QLD | Black Coal QLD | Black Coal QLD | Black Coal QLD | Black Coal QLD | Black Coal QLD | Black Coal QLD | Black Coal | TNPS1 |  |  | Tarong North | Tarong North |  | Tarong North | Black Coal QLD | [5 empty] | Tarong North
Loy Yang A Power Station | Steam Sub Critical | VIC | VIC | Existing | N/A | Brown Coal | Loy Yang A | Loy Yang A Power Station | Loy Yang A Power Station | Brown Coal VIC | Brown Coal VIC | Brown Coal VIC | Brown Coal VIC | Brown Coal VIC | Brown Coal VIC | Brown Coal VIC | Brown Coal VIC | Brown Coal | LYA1 |  |  | Loy Yang A Power Station | Loy Yang A Power Station |  | Loy Yang A | Brown Coal VIC | [5 empty] | Loy Yang A
Loy Yang B | Steam Sub Critical | VIC | VIC | Existing | N/A | Brown Coal | Loy Yang B | Loy Yang B | Loy Yang B | Brown Coal VIC | Brown Coal VIC | Brown Coal VIC | Brown Coal VIC | Brown Coal VIC | Brown Coal VIC | Brown Coal VIC | Brown Coal VIC | Brown Coal | LOYYB1 |  |  | Loy Yang B | Loy Yang B |  | Loy Yang B | Brown Coal VIC | [5 empty] | Loy Yang B
Yallourn W | Steam Sub Critical | VIC | VIC | Existing | N/A | Brown Coal | Yallourn W | Yallourn W | Yallourn W | Brown Coal VIC | Brown Coal VIC | Brown Coal VIC | Brown Coal VIC | Brown Coal VIC | Brown Coal VIC | Brown Coal VIC | Brown Coal VIC | Brown Coal | YWPS1 |  |  | Yallourn W | Yallourn W |  | Yallourn unit 1 | Brown Coal VIC | [5 empty] | Yallourn W
Colongra | OCGT | NSW | NSW | Existing | N/A | Gas | Colongra | Colongra | Colongra | OCGT | OCGT | OCGT | OCGT | OCGT | OCGT | OCGT | OCGT | OCGT |  |  |  | Colongra | Colongra |  | Colongra | OCGT | [5 empty] | Colongra
Smithfield Energy Facility | OCGT | NSW | NSW | Existing | N/A | Gas | Smithfield Energy Facility | Smithfield Energy Facility | Smithfield Energy Facility | Small OCGT / Liquid Fuel | Small OCGT / Liquid Fuel | Small OCGT / Liquid Fuel | Small OCGT / Liquid Fuel | Small OCGT / Liquid Fuel | Small OCGT / Liquid Fuel | Small OCGT / Liquid Fuel | Small OCGT / Liquid Fuel | OCGT |  |  |  | Smithfield Energy Facility | Smithfield Energy Facility |  | Smithfield | OCGT | [5 empty] | Smithfield Energy Facility
Tallawarra | CCGT | NSW | NSW | Existing | N/A | Gas | Tallawarra | Tallawarra | Tallawarra | CCGT | CCGT | CCGT | CCGT | CCGT | CCGT | CCGT | CCGT | CCGT |  | Tallawarra |  | Tallawarra | Tallawarra |  | Tallawarra | CCGT | [5 empty] | Tallawarra
Uranquinty | OCGT | NSW | NSW | Existing | N/A | Gas | Uranquinty | Uranquinty | Uranquinty | OCGT | OCGT | OCGT | OCGT | OCGT | OCGT | OCGT | OCGT | OCGT |  |  |  | Uranquinty | Uranquinty |  | Uranquinty | OCGT | [5 empty] | Uranquinty
Barcaldine Power Station | OCGT | QLD | QLD | Existing | N/A | Gas | Barcaldine Power Station | Barcaldine Power Station | Barcaldine Power Station | OCGT | OCGT | OCGT | OCGT | OCGT | OCGT | OCGT | OCGT | OCGT |  |  |  | Barcaldine Power Station | Barcaldine Power Station |  | Barcaldine | OCGT | [5 empty] | Barcaldine Power Station
Braemar | OCGT | QLD | QLD | Existing | N/A | Gas | Braemar | Braemar | Braemar | OCGT | OCGT | OCGT | OCGT | OCGT | OCGT | OCGT | OCGT | OCGT |  |  |  | Braemar | Braemar |  | Braemar | OCGT | [5 empty] | Braemar
Braemar 2 Power Station | OCGT | QLD | QLD | Existing | N/A | Gas | Braemar 2 Power Station | Braemar 2 Power Station | Braemar 2 Power Station | OCGT | OCGT | OCGT | OCGT | OCGT | OCGT | OCGT | OCGT | OCGT |  |  |  | Braemar 2 Power Station | Braemar 2 Power Station |  | Braemar 2 | OCGT | [5 empty] | Braemar 2 Power Station
Condamine A | CCGT | QLD | QLD | Existing | N/A | Gas | Condamine A | Condamine A | Condamine A | CCGT | CCGT | CCGT | CCGT | CCGT | CCGT | CCGT | CCGT | CCGT |  | Condamine |  | Condamine A | Condamine A |  | Condamine | CCGT | [5 empty] | Condamine A
Darling Downs | CCGT | QLD | QLD | Existing | N/A | Gas | Darling Downs | Darling Downs | Darling Downs | CCGT | CCGT | CCGT | CCGT | CCGT | CCGT | CCGT | CCGT | CCGT |  | Darling Downs |  | Darling Downs | Darling Downs |  | Darling Downs | CCGT | [5 empty] | Darling Downs
Oakey Power Station | OCGT | QLD | QLD | Existing | N/A | Gas | Oakey Power Station | Oakey Power Station | Oakey Power Station | OCGT | OCGT | OCGT | OCGT | OCGT | OCGT | OCGT | OCGT | OCGT |  |  |  | Oakey Power Station | Oakey Power Station |  | Oakey | OCGT | [5 empty] | Oakey Power Station
Roma | OCGT | QLD | QLD | Existing | N/A | Gas | Roma | Roma | Roma | Small OCGT / Liquid Fuel | Small OCGT / Liquid Fuel | Small OCGT / Liquid Fuel | Small OCGT / Liquid Fuel | Small OCGT / Liquid Fuel | Small OCGT / Liquid Fuel | Small OCGT / Liquid Fuel | Small OCGT / Liquid Fuel | OCGT |  |  |  | Roma | Roma |  | Roma | OCGT | [5 empty] | Roma
Swanbank E GT | CCGT | QLD | QLD | Existing | N/A | Gas | Swanbank E GT | Swanbank E GT | Swanbank E GT | CCGT | CCGT | CCGT | CCGT | CCGT | CCGT | CCGT | CCGT | CCGT |  | Swanbank E |  | Swanbank E GT | Swanbank E GT |  | Swanbank E | CCGT | [5 empty] | Swanbank E GT
Yabulu PS | CCGT | QLD | QLD | Existing | N/A | Gas | Townsville Power Station | Yabulu PS | Yabulu PS | CCGT | CCGT | CCGT | CCGT | CCGT | CCGT | CCGT | CCGT | CCGT |  | Yabulu |  | Yabulu PS | Yabulu PS |  | Yabulu | CCGT | [5 empty] | Yabulu PS
Yabulu Steam Turbine | CCGT | QLD | QLD | Existing | N/A | Gas | Townsville Power Station | Yabulu Steam Turbine | Yabulu Steam Turbine | CCGT | CCGT | CCGT | CCGT | CCGT | CCGT | CCGT | CCGT | CCGT |  | Yabulu |  | Yabulu Steam Turbine | Yabulu Steam Turbine |  | Yabulu Steam Turbine | CCGT | [5 empty] | Yabulu Steam Turbine
Yarwun Cogen | CCGT | QLD | QLD | Existing | N/A | Gas | Yarwun Cogen | Yarwun Cogen | Yarwun Cogen | CCGT | CCGT | CCGT | CCGT | CCGT | CCGT | CCGT | CCGT | CCGT |  | Yarwun |  | Yarwun Cogen | Yarwun Cogen |  | Yarwun | CCGT | [5 empty] | Yarwun Cogen
Somerton | OCGT | VIC | VIC | Existing | N/A | Gas | Somerton | Somerton | Somerton | Small OCGT / Liquid Fuel | Small OCGT / Liquid Fuel | Small OCGT / Liquid Fuel | Small OCGT / Liquid Fuel | Small OCGT / Liquid Fuel | Small OCGT / Liquid Fuel | Small OCGT / Liquid Fuel | Small OCGT / Liquid Fuel | OCGT |  |  |  | Somerton | Somerton |  | Somerton | OCGT | [5 empty] | Somerton
Bairnsdale | OCGT | VIC | VIC | Existing | N/A | Gas | Bairnsdale | Bairnsdale | Bairnsdale | Small OCGT / Liquid Fuel | Small OCGT / Liquid Fuel | Small OCGT / Liquid Fuel | Small OCGT / Liquid Fuel | Small OCGT / Liquid Fuel | Small OCGT / Liquid Fuel | Small OCGT / Liquid Fuel | Small OCGT / Liquid Fuel | OCGT |  |  |  | Bairnsdale | Bairnsdale |  | Bairnsdale | OCGT | [5 empty] | Bairnsdale
Jeeralang A | OCGT | VIC | VIC | Existing | N/A | Gas | Jeeralang A | Jeeralang A | Jeeralang A | Small OCGT / Liquid Fuel | Small OCGT / Liquid Fuel | Small OCGT / Liquid Fuel | Small OCGT / Liquid Fuel | Small OCGT / Liquid Fuel | Small OCGT / Liquid Fuel | Small OCGT / Liquid Fuel | Small OCGT / Liquid Fuel | OCGT |  |  |  | Jeeralang A | Jeeralang A |  | Jeeralang A | OCGT | [5 empty] | Jeeralang A
Jeeralang B | OCGT | VIC | VIC | Existing | N/A | Gas | Jeeralang B | Jeeralang B | Jeeralang B | Small OCGT / Liquid Fuel | Small OCGT / Liquid Fuel | Small OCGT / Liquid Fuel | Small OCGT / Liquid Fuel | Small OCGT / Liquid Fuel | Small OCGT / Liquid Fuel | Small OCGT / Liquid Fuel | Small OCGT / Liquid Fuel | OCGT |  |  |  | Jeeralang B | Jeeralang B |  | Jeeralang B | OCGT | [5 empty] | Jeeralang B
Laverton North | OCGT | VIC | VIC | Existing | N/A | Gas | Laverton North | Laverton North | Laverton North | OCGT | OCGT | OCGT | OCGT | OCGT | OCGT | OCGT | OCGT | OCGT |  |  |  | Laverton North | Laverton North |  | Laverton North | OCGT | [5 empty] | Laverton North
Mortlake | OCGT | VIC | VIC | Existing | N/A | Gas | Mortlake | Mortlake | Mortlake | OCGT | OCGT | OCGT | OCGT | OCGT | OCGT | OCGT | OCGT | OCGT |  |  |  | Mortlake | Mortlake |  | Mortlake | OCGT | [5 empty] | Mortlake
Newport | Gas-powered steam turbine | VIC | VIC | Existing | N/A | Gas | Newport | Newport | Newport | Gas-powered steam turbine | Gas-powered steam turbine | Gas-powered steam turbine | Gas-powered steam turbine | Gas-powered steam turbine | Gas-powered steam turbine | Gas-powered steam turbine | Gas-powered steam turbine | Gas-powered steam turbine |  |  |  | Newport | Newport |  | Newport | Gas-powered steam turbine | [5 empty] | Newport
Valley Power | OCGT | VIC | VIC | Existing | N/A | Gas | Valley Power | Valley Power | Valley Power | Small OCGT / Liquid Fuel | OCGT | OCGT | OCGT | OCGT | OCGT | OCGT | OCGT | OCGT |  |  |  | Valley Power | Valley Power |  | Valley Power | OCGT | [5 empty] | Valley Power
Hallett GT | OCGT | SA | SA | Existing | N/A | Gas | Hallett GT | Hallett GT | Hallett GT | Small OCGT / Liquid Fuel | Small OCGT / Liquid Fuel | Small OCGT / Liquid Fuel | Small OCGT / Liquid Fuel | Small OCGT / Liquid Fuel | Small OCGT / Liquid Fuel | Small OCGT / Liquid Fuel | Small OCGT / Liquid Fuel | OCGT |  |  |  | Hallett GT | Hallett GT |  | Hallett GT | OCGT | [5 empty] | Hallett GT
Dry Creek GT | OCGT | SA | SA | Existing | N/A | Gas | Dry Creek GT | Dry Creek GT | Dry Creek GT | Small OCGT / Liquid Fuel | Small OCGT / Liquid Fuel | Small OCGT / Liquid Fuel | Small OCGT / Liquid Fuel | Small OCGT / Liquid Fuel | Small OCGT / Liquid Fuel | Small OCGT / Liquid Fuel | Small OCGT / Liquid Fuel | OCGT |  |  |  | Dry Creek GT | Dry Creek GT |  | Dry Creek | OCGT | [5 empty] | Dry Creek GT
Ladbroke Grove | OCGT | SA | SA | Existing | N/A | Gas | Ladbroke Grove | Ladbroke Grove | Ladbroke Grove | Small OCGT / Liquid Fuel | Small OCGT / Liquid Fuel | Small OCGT / Liquid Fuel | Small OCGT / Liquid Fuel | Small OCGT / Liquid Fuel | Small OCGT / Liquid Fuel | Small OCGT / Liquid Fuel | Small OCGT / Liquid Fuel | OCGT |  |  |  | Ladbroke Grove | Ladbroke Grove |  | Ladbroke Grove | OCGT | [5 empty] | Ladbroke Grove
Mintaro GT | OCGT | SA | SA | Existing | N/A | Gas | Mintaro GT | Mintaro GT | Mintaro GT | Small OCGT / Liquid Fuel | Small OCGT / Liquid Fuel | Small OCGT / Liquid Fuel | Small OCGT / Liquid Fuel | Small OCGT / Liquid Fuel | Small OCGT / Liquid Fuel | Small OCGT / Liquid Fuel | Small OCGT / Liquid Fuel | OCGT |  |  |  | Mintaro GT | Mintaro GT |  | Mintaro | OCGT | [5 empty] | Mintaro GT
Osborne | CCGT | SA | SA | Existing | N/A | Gas | Osborne | Osborne | Osborne | CCGT | CCGT | CCGT | CCGT | CCGT | CCGT | CCGT | CCGT | CCGT |  | Osborne | osborne | Osborne | Osborne |  | Osborne | CCGT | [5 empty] | Osborne
Pelican Point | CCGT | SA | SA | Existing | N/A | Gas | Pelican Point | Pelican Point | Pelican Point | CCGT | CCGT | CCGT | CCGT | CCGT | CCGT | CCGT | CCGT | CCGT |  | Pelican Point | Pelican Point | Pelican Point | Pelican Point |  | Pelican Point | CCGT | [5 empty] | Pelican Point
Quarantine | OCGT | SA | SA | Existing | N/A | Gas | Quarantine | Quarantine | Quarantine | OCGT | OCGT | OCGT | OCGT | OCGT | OCGT | OCGT | OCGT | OCGT |  |  |  | Quarantine | Quarantine |  | Quarantine | OCGT | [5 empty] | Quarantine
Torrens Island A | Gas-powered steam turbine | SA | SA | Existing | N/A | Gas | Torrens Island A | Torrens Island A | Torrens Island A | Gas-powered steam turbine | Gas-powered steam turbine | Gas-powered steam turbine | Gas-powered steam turbine | Gas-powered steam turbine | Gas-powered steam turbine | Gas-powered steam turbine | Gas-powered steam turbine | Gas-powered steam turbine |  | Torrens Island A | Torrens Island A | Torrens Island A | Torrens Island A |  | Torrens Island A | Gas-powered steam turbine | [5 empty] | Torrens Island A
Torrens Island B | Gas-powered steam turbine | SA | SA | Existing | N/A | Gas | Torrens Island B | Torrens Island B | Torrens Island B | Gas-powered steam turbine | Gas-powered steam turbine | Gas-powered steam turbine | Gas-powered steam turbine | Gas-powered steam turbine | Gas-powered steam turbine | Gas-powered steam turbine | Gas-powered steam turbine | Gas-powered steam turbine |  | Torrens Island B | Torrens Island B | Torrens Island B | Torrens Island B |  | Torrens Island B | Gas-powered steam turbine | [5 empty] | Torrens Island B
Bell Bay Three | OCGT | TAS | TAS | Existing | N/A | Gas | Tamar Valley Peaking | Bell Bay Three | Bell Bay Three | OCGT | OCGT | OCGT | OCGT | OCGT | OCGT | OCGT | OCGT | OCGT |  |  |  | Bell Bay Three | Bell Bay Three |  | Bell Bay Three | OCGT | [5 empty] | Bell Bay Three
Tamar Valley Combined Cycle | CCGT | TAS | TAS | Existing | N/A | Gas | Tamar Valley Combined Cycle | Tamar Valley Combined Cycle | Tamar Valley Combined Cycle | CCGT | CCGT | CCGT | CCGT | CCGT | CCGT | CCGT | CCGT | CCGT |  |  |  | Tamar Valley Combined Cycle | Tamar Valley Combined Cycle |  | Tamar Valley CCGT | CCGT | [5 empty] | Tamar Valley Combined Cycle
Tamar Valley Peaking | OCGT | TAS | TAS | Existing | N/A | Gas | Tamar Valley Peaking | Tamar Valley Peaking | Tamar Valley Peaking | Small OCGT / Liquid Fuel | Small OCGT / Liquid Fuel | Small OCGT / Liquid Fuel | Small OCGT / Liquid Fuel | Small OCGT / Liquid Fuel | Small OCGT / Liquid Fuel | Small OCGT / Liquid Fuel | Small OCGT / Liquid Fuel | OCGT |  |  |  | Tamar Valley Peaking | Tamar Valley Peaking |  | Tamar Valley OCGT | OCGT | [5 empty] | Tamar Valley Peaking
Hunter Valley GT | OCGT | NSW | NSW | Existing | N/A | Liquid Fuel | Liquid Fuel | Hunter Valley GT | Hunter Valley GT | Small OCGT / Liquid Fuel | Small OCGT / Liquid Fuel | Small OCGT / Liquid Fuel | Small OCGT / Liquid Fuel | Small OCGT / Liquid Fuel | Small OCGT / Liquid Fuel | Small OCGT / Liquid Fuel | Small OCGT / Liquid Fuel | OCGT |  |  |  | Hunter Valley GT | Hunter Valley GT |  | Hunter Valley GT | Liquid Fuel | [5 empty] | Hunter Valley GT
Mackay GT | OCGT | QLD | QLD | Existing | N/A | Liquid Fuel | Liquid Fuel | Mackay GT | Mackay GT | Small OCGT / Liquid Fuel | Small OCGT / Liquid Fuel | Small OCGT / Liquid Fuel | Small OCGT / Liquid Fuel | Small OCGT / Liquid Fuel | Small OCGT / Liquid Fuel | Small OCGT / Liquid Fuel | Small OCGT / Liquid Fuel | OCGT |  |  |  | Mackay GT | Mackay GT |  | Mackay GT | Liquid Fuel | [5 empty] | Mackay GT
Mt Stuart | OCGT | QLD | QLD | Existing | N/A | Liquid Fuel | Liquid Fuel | Mt Stuart | Mt Stuart | Small OCGT / Liquid Fuel | Small OCGT / Liquid Fuel | Small OCGT / Liquid Fuel | Small OCGT / Liquid Fuel | Small OCGT / Liquid Fuel | Small OCGT / Liquid Fuel | Small OCGT / Liquid Fuel | Small OCGT / Liquid Fuel | OCGT |  |  |  | Mt Stuart | Mt Stuart |  | Mount Stuart | Liquid Fuel | [5 empty] | Mt Stuart
Angaston | Reciprocating Engine | SA | SA | Existing | N/A | Liquid Fuel | Liquid Fuel | Angaston | Angaston | Small OCGT / Liquid Fuel | Small OCGT / Liquid Fuel | Small OCGT / Liquid Fuel | Small OCGT / Liquid Fuel | Small OCGT / Liquid Fuel | Small OCGT / Liquid Fuel | Small OCGT / Liquid Fuel | Small OCGT / Liquid Fuel | Reciprocating Engine |  |  |  | Angaston | Angaston |  | Angaston | Liquid Fuel | [5 empty] | Angaston
Lonsdale | Reciprocating Engine | SA | SA | Existing | N/A | Liquid Fuel | Liquid Fuel | Lonsdale | Lonsdale | Small OCGT / Liquid Fuel | Small OCGT / Liquid Fuel | Small OCGT / Liquid Fuel | Small OCGT / Liquid Fuel | Small OCGT / Liquid Fuel | Small OCGT / Liquid Fuel | Small OCGT / Liquid Fuel | Small OCGT / Liquid Fuel | Reciprocating Engine |  |  |  | Lonsdale | Lonsdale |  | Lonsdale | Liquid Fuel | [5 empty] | Lonsdale
Port Lincoln Gt | OCGT | SA | SA | Existing | N/A | Liquid Fuel | Liquid Fuel | Port Lincoln Gt | Port Lincoln Gt | Small OCGT / Liquid Fuel | Small OCGT / Liquid Fuel | Small OCGT / Liquid Fuel | Small OCGT / Liquid Fuel | Small OCGT / Liquid Fuel | Small OCGT / Liquid Fuel | Small OCGT / Liquid Fuel | Small OCGT / Liquid Fuel | OCGT |  |  |  | Port Lincoln Gt | Port Lincoln Gt |  | Port Lincoln | Liquid Fuel | [5 empty] | Port Lincoln Gt
Port Stanvac 1 | Reciprocating Engine | SA | SA | Existing | N/A | Liquid Fuel | Liquid Fuel | Port Stanvac 1 | Port Stanvac 1 | Small OCGT / Liquid Fuel | Small OCGT / Liquid Fuel | Small OCGT / Liquid Fuel | Small OCGT / Liquid Fuel | Small OCGT / Liquid Fuel | Small OCGT / Liquid Fuel | Small OCGT / Liquid Fuel | Small OCGT / Liquid Fuel | Reciprocating Engine |  |  |  | Port Stanvac 1 | Port Stanvac 1 |  | Port Stanvac | Liquid Fuel | [5 empty] | Port Stanvac 1
Snuggery | OCGT | SA | SA | Existing | N/A | Liquid Fuel | Liquid Fuel | Snuggery | Snuggery | Small OCGT / Liquid Fuel | Small OCGT / Liquid Fuel | Small OCGT / Liquid Fuel | Small OCGT / Liquid Fuel | Small OCGT / Liquid Fuel | Small OCGT / Liquid Fuel | Small OCGT / Liquid Fuel | Small OCGT / Liquid Fuel | OCGT |  |  |  | Snuggery | Snuggery |  | Snuggery | Liquid Fuel | [5 empty] | Snuggery
Blowering | Hydro | NSW | NSW | Existing | N/A | Water | Hydro | Blowering | Blowering | Hydro | Hydro | Hydro | Hydro | Hydro | Hydro | Hydro | Hydro | Hydro |  |  |  | Blowering | Blowering |  | Blowering | Hydro | [5 empty] | Blowering
Guthega | Hydro | NSW | NSW | Existing | N/A | Water | Hydro | Guthega | Guthega | Hydro | Hydro | Hydro | Hydro | Hydro | Hydro | Hydro | Hydro | Hydro |  |  |  | Guthega | Guthega |  | Guthega | Hydro | [5 empty] | Guthega
Hume Dam NSW | Hydro | NSW | NSW | Existing | N/A | Water | Hydro | Hume Dam NSW | Hume Dam NSW | Hydro | Hydro | Hydro | Hydro | Hydro | Hydro | Hydro | Hydro | Hydro |  |  |  | Hume Dam NSW | Hume Dam NSW |  | Hume (NSW) | Hydro | [5 empty] | Hume Dam NSW
Hume Dam VIC | Hydro | VIC | VIC | Existing | N/A | Water | Hydro | Hume Dam VIC | Hume Dam VIC | Hydro | Hydro | Hydro | Hydro | Hydro | Hydro | Hydro | Hydro | Hydro |  |  |  | Hume Dam VIC | Hume Dam VIC |  | Hume (Vic) | Hydro | [5 empty] | Hume Dam VIC
Shoalhaven | Hydro | NSW | NSW | Existing | N/A | Water | Hydro | Shoalhaven | Shoalhaven | Hydro | Hydro | Hydro | Hydro | Hydro | Hydro | Hydro | Hydro | Hydro |  |  |  | Shoalhaven | Shoalhaven |  | Shoalhaven | Hydro | [5 empty] | Shoalhaven
Upper Tumut | Hydro | NSW | NSW | Existing | N/A | Water | Hydro | Upper Tumut | Upper Tumut | Hydro | Hydro | Hydro | Hydro | Hydro | Hydro | Hydro | Hydro | Hydro |  |  |  | Upper Tumut | Upper Tumut |  | Tumut 1 | Hydro | [5 empty] | Upper Tumut
Tumut 3 | Hydro | NSW | NSW | Existing | N/A | Water | Hydro | Tumut 3 | Tumut 3 | Hydro | Hydro | Hydro | Hydro | Hydro | Hydro | Hydro | Hydro | Hydro |  |  |  | Tumut 3 | Tumut 3 |  | Tumut 3 | Hydro | [5 empty] | Tumut 3
Barron Gorge | Hydro | QLD | QLD | Existing | N/A | Water | Hydro | Barron Gorge | Barron Gorge | Hydro | Hydro | Hydro | Hydro | Hydro | Hydro | Hydro | Hydro | Hydro |  |  |  | Barron Gorge | Barron Gorge |  | Barron Gorge | Hydro | [5 empty] | Barron Gorge
Kareeya | Hydro | QLD | QLD | Existing | N/A | Water | Hydro | Kareeya | Kareeya | Hydro | Hydro | Hydro | Hydro | Hydro | Hydro | Hydro | Hydro | Hydro |  |  |  | Kareeya | Kareeya |  | Kareeya | Hydro | [5 empty] | Kareeya
Wivenhoe | Hydro | QLD | QLD | Existing | N/A | Water | Hydro | Wivenhoe | Wivenhoe | Hydro | Hydro | Hydro | Hydro | Hydro | Hydro | Hydro | Hydro | Hydro |  |  |  | Wivenhoe | Wivenhoe |  | Wivenhoe | Hydro | [5 empty] | Wivenhoe
Bogong / Mackay | Hydro | VIC | VIC | Existing | N/A | Water | Hydro | Bogong / Mackay | Bogong / Mackay | Hydro | Hydro | Hydro | Hydro | Hydro | Hydro | Hydro | Hydro | Hydro |  |  |  | Bogong / Mckay | Bogong / Mckay |  | Mackay Creek / Bogong PS | Hydro | [5 empty] | Bogong / Mckay
Dartmouth | Hydro | VIC | VIC | Existing | N/A | Water | Hydro | Dartmouth | Dartmouth | Hydro | Hydro | Hydro | Hydro | Hydro | Hydro | Hydro | Hydro | Hydro |  |  |  | Dartmouth | Dartmouth |  | Dartmouth | Hydro | [5 empty] | Dartmouth
Eildon | Hydro | VIC | VIC | Existing | N/A | Water | Hydro | Eildon | Eildon | Hydro | Hydro | Hydro | Hydro | Hydro | Hydro | Hydro | Hydro | Hydro |  |  |  | Eildon | Eildon |  | Eildon | Hydro | [5 empty] | Eildon
Murray 1 | Hydro | VIC | VIC | Existing | N/A | Water | Hydro | Murray 1 | Murray 1 | Hydro | Hydro | Hydro | Hydro | Hydro | Hydro | Hydro | Hydro | Hydro |  |  |  | Murray 1 | Murray 1 |  | Murray | Hydro | [5 empty] | Murray
Murray 2 | Hydro | VIC | VIC | Existing | N/A | Water | Hydro | Murray 2 | Murray 2 | Hydro | Hydro | Hydro | Hydro | Hydro | Hydro | Hydro | Hydro | Hydro |  |  |  | Murray 2 | Murray 2 |  | Murray | Hydro | [5 empty] | Murray
West Kiewa | Hydro | VIC | VIC | Existing | N/A | Water | Hydro | West Kiewa | West Kiewa | Hydro | Hydro | Hydro | Hydro | Hydro | Hydro | Hydro | Hydro | Hydro |  |  |  | West Kiewa | West Kiewa |  | West Kiewa | Hydro | [5 empty] | West Kiewa
Bastyan | Hydro | TAS | TAS | Existing | N/A | Water | Hydro | Bastyan | Bastyan | Hydro | Hydro | Hydro | Hydro | Hydro | Hydro | Hydro | Hydro | Hydro |  |  |  | Bastyan | Bastyan |  | Bastyan | Hydro | [5 empty] | Bastyan
Catagunya / Liapootah / Wayatinah | Hydro | TAS | TAS | Existing | N/A | Water | Hydro | Catagunya / Liapootah / Wayatinah | Catagunya / Liapootah / Wayatinah | Hydro | Hydro | Hydro | Hydro | Hydro | Hydro | Hydro | Hydro | Hydro |  |  |  | Catagunya / Liapootah / Wayatinah | Catagunya / Liapootah / Wayatinah |  | Catagunya | Hydro | [5 empty] | Catagunya / Liapootah / Wayatinah
Cethana | Hydro | TAS | TAS | Existing | N/A | Water | Hydro | Cethana | Cethana | Hydro | Hydro | Hydro | Hydro | Hydro | Hydro | Hydro | Hydro | Hydro |  |  |  | Cethana | Cethana |  | Cethana | Hydro | [5 empty] | Cethana
Devils Gate | Hydro | TAS | TAS | Existing | N/A | Water | Hydro | Devils Gate | Devils Gate | Hydro | Hydro | Hydro | Hydro | Hydro | Hydro | Hydro | Hydro | Hydro |  |  |  | Devils Gate | Devils Gate |  | Devils Gate | Hydro | [5 empty] | Devils Gate
Fisher | Hydro | TAS | TAS | Existing | N/A | Water | Hydro | Fisher | Fisher | Hydro | Hydro | Hydro | Hydro | Hydro | Hydro | Hydro | Hydro | Hydro |  |  |  | Fisher | Fisher |  | Fisher | Hydro | [5 empty] | Fisher
Gordon | Hydro | TAS | TAS | Existing | N/A | Water | Hydro | Gordon | Gordon | Hydro | Hydro | Hydro | Hydro | Hydro | Hydro | Hydro | Hydro | Hydro |  |  |  | Gordon | Gordon |  | Gordon | Hydro | [5 empty] | Gordon
John Butters | Hydro | TAS | TAS | Existing | N/A | Water | Hydro | John Butters | John Butters | Hydro | Hydro | Hydro | Hydro | Hydro | Hydro | Hydro | Hydro | Hydro |  |  |  | John Butters | John Butters |  | John Butters | Hydro | [5 empty] | John Butters
Lake Echo | Hydro | TAS | TAS | Existing | N/A | Water | Hydro | Lake Echo | Lake Echo | Hydro | Hydro | Hydro | Hydro | Hydro | Hydro | Hydro | Hydro | Hydro |  |  |  | Lake Echo | Lake Echo |  | Lake Echo | Hydro | [5 empty] | Lake Echo
Lemonthyme / Wilmot | Hydro | TAS | TAS | Existing | N/A | Water | Hydro | Lemonthyme / Wilmot | Lemonthyme / Wilmot | Hydro | Hydro | Hydro | Hydro | Hydro | Hydro | Hydro | Hydro | Hydro |  |  |  | Lemonthyme / Wilmot | Lemonthyme / Wilmot |  | Lemonthyme | Hydro | [5 empty] | Lemonthyme / Wilmot
Mackintosh | Hydro | TAS | TAS | Existing | N/A | Water | Hydro | Mackintosh | Mackintosh | Hydro | Hydro | Hydro | Hydro | Hydro | Hydro | Hydro | Hydro | Hydro |  |  |  | Mackintosh | Mackintosh |  | Mackintosh | Hydro | [5 empty] | Mackintosh
Meadowbank | Hydro | TAS | TAS | Existing | N/A | Water | Hydro | Meadowbank | Meadowbank | Hydro | Hydro | Hydro | Hydro | Hydro | Hydro | Hydro | Hydro | Hydro |  |  |  | Meadowbank | Meadowbank |  | Meadowbank | Hydro | [5 empty] | Meadowbank
Poatina | Hydro | TAS | TAS | Existing | N/A | Water | Hydro | Poatina | Poatina | Hydro | Hydro | Hydro | Hydro | Hydro | Hydro | Hydro | Hydro | Hydro |  |  |  | Poatina | Poatina |  | Poatina units 1,2 | Hydro | [5 empty] | Poatina
Reece | Hydro | TAS | TAS | Existing | N/A | Water | Hydro | Reece | Reece | Hydro | Hydro | Hydro | Hydro | Hydro | Hydro | Hydro | Hydro | Hydro |  |  |  | Reece | Reece |  | Reece unit 1 | Hydro | [5 empty] | Reece
Tarraleah | Hydro | TAS | TAS | Existing | N/A | Water | Hydro | Tarraleah | Tarraleah | Hydro | Hydro | Hydro | Hydro | Hydro | Hydro | Hydro | Hydro | Hydro |  |  |  | Tarraleah | Tarraleah |  | Tarraleah | Hydro | [5 empty] | Tarraleah
Trevallyn | Hydro | TAS | TAS | Existing | N/A | Water | Hydro | Trevallyn | Trevallyn | Hydro | Hydro | Hydro | Hydro | Hydro | Hydro | Hydro | Hydro | Hydro |  |  |  | Trevallyn | Trevallyn |  | Trevallyn | Hydro | [5 empty] | Trevallyn
Tribute | Hydro | TAS | TAS | Existing | N/A | Water | Hydro | Tribute | Tribute | Hydro | Hydro | Hydro | Hydro | Hydro | Hydro | Hydro | Hydro | Hydro |  |  |  | Tribute | Tribute |  | Tribute | Hydro | [5 empty] | Tribute
Tungatinah | Hydro | TAS | TAS | Existing | N/A | Water | Hydro | Tungatinah | Tungatinah | Hydro | Hydro | Hydro | Hydro | Hydro | Hydro | Hydro | Hydro | Hydro |  |  |  | Tungatinah | Tungatinah |  | Tungatinah | Hydro | [5 empty] | Tungatinah
Boco Rock Wind Farm | Wind | NSW | NSW | Existing | N/A | Wind | Wind | Boco Rock Wind Farm | Boco Rock Wind Farm | Wind | Wind | Wind | Wind | Wind | Wind | Wind | Wind | Wind |  |  |  | Boco Rock Wind Farm | Boco Rock Wind Farm |  | Boco Rock Wind Farm | Wind | [5 empty] | Boco Rock Wind Farm
Bodangora wind farm | Wind | NSW | NSW | Existing | N/A | Wind | Wind | Bodangora wind farm | Bodangora wind farm | Wind | Wind | Wind | Wind | Wind | Wind | Wind | Wind | Wind |  |  |  | Bodangora wind farm | Bodangora wind farm |  | Bodangora wind farm | Wind | [5 empty] | Bodangora wind farm
Capital wind farm | Wind | NSW | NSW | Existing | N/A | Wind | Wind | Capital wind farm | Capital wind farm | Wind | Wind | Wind | Wind | Wind | Wind | Wind | Wind | Wind |  |  |  | Capital wind farm | Capital wind farm |  | Capital wind farm | Wind | [5 empty] | Capital wind farm
Crookwell 2 wind farm | Wind | NSW | NSW | Existing | N/A | Wind | Wind | Crookwell 2 wind farm | Crookwell 2 wind farm | Wind | Wind | Wind | Wind | Wind | Wind | Wind | Wind | Wind |  |  |  | Crookwell 2 wind farm | Crookwell 2 wind farm |  | Crookwell 2 wind farm | Wind | [5 empty] | Crookwell 2 wind farm
Cullerin Range wind farm | Wind | NSW | NSW | Existing | N/A | Wind | Wind | Cullerin Range wind farm | Cullerin Range wind farm | Wind | Wind | Wind | Wind | Wind | Wind | Wind | Wind | Wind |  |  |  | Cullerin Range wind farm | Cullerin Range wind farm |  | Cullerin Range wind farm | Wind | [5 empty] | Cullerin Range wind farm
Gullen Range wind farm | Wind | NSW | NSW | Existing | N/A | Wind | Wind | Gullen Range wind farm | Gullen Range wind farm | Wind | Wind | Wind | Wind | Wind | Wind | Wind | Wind | Wind |  |  |  | Gullen Range wind farm | Gullen Range wind farm |  | Gullen Range wind farm | Wind | [5 empty] | Gullen Range wind farm
Gunning wind farm | Wind | NSW | NSW | Existing | N/A | Wind | Wind | Gunning wind farm | Gunning wind farm | Wind | Wind | Wind | Wind | Wind | Wind | Wind | Wind | Wind |  |  |  | Gunning wind farm | Gunning wind farm |  | Gunning wind farm | Wind | [5 empty] | Gunning wind farm
Silverton wind farm | Wind | NSW | NSW | Existing | N/A | Wind | Wind | Silverton wind farm | Silverton wind farm | Wind | Wind | Wind | Wind | Wind | Wind | Wind | Wind | Wind |  |  |  | Silverton wind farm | Silverton wind farm |  | Silverton wind farm | Wind | [5 empty] | Silverton wind farm
Sapphire wind farm | Wind | NSW | NSW | Existing | N/A | Wind | Wind | Sapphire wind farm | Sapphire wind farm | Wind | Wind | Wind | Wind | Wind | Wind | Wind | Wind | Wind |  |  |  | Sapphire wind farm | Sapphire wind farm |  | Sapphire wind farm | Wind | [5 empty] | Sapphire wind farm
Taralga wind farm | Wind | NSW | NSW | Existing | N/A | Wind | Wind | Taralga wind farm | Taralga wind farm | Wind | Wind | Wind | Wind | Wind | Wind | Wind | Wind | Wind |  |  |  | Taralga wind farm | Taralga wind farm |  | Taralga wind farm | Wind | [5 empty] | Taralga wind farm
White Rock Wind Farm - Stage 1 | Wind | NSW | NSW | Existing | N/A | Wind | Wind | White Rock Wind Farm - Stage 1 | White Rock Wind Farm - Stage 1 | Wind | Wind | Wind | Wind | Wind | Wind | Wind | Wind | Wind |  |  |  | White Rock Wind Farm - Stage 1 | White Rock Wind Farm - Stage 1 |  | White Rock Wind Farm - Stage 1 | Wind | [5 empty] | White Rock Wind Farm - Stage 1
Woodlawn wind farm | Wind | NSW | NSW | Existing | N/A | Wind | Wind | Woodlawn wind farm | Woodlawn wind farm | Wind | Wind | Wind | Wind | Wind | Wind | Wind | Wind | Wind |  |  |  | Woodlawn wind farm | Woodlawn wind farm |  | Woodlawn wind farm | Wind | [5 empty] | Woodlawn wind farm
Mount Emerald | Wind | QLD | QLD | Existing | N/A | Wind | Wind | Mount Emerald | Mount Emerald | Wind | Wind | Wind | Wind | Wind | Wind | Wind | Wind | Wind |  |  |  | Mount Emerald | Mount Emerald |  | Mount Emerald | Wind | [5 empty] | Mount Emerald
Canunda wind farm | Wind | SA | SA | Existing | N/A | Wind | Wind | Canunda wind farm | Canunda wind farm | Wind | Wind | Wind | Wind | Wind | Wind | Wind | Wind | Wind |  |  |  | Canunda wind farm | Canunda wind farm |  | Canunda wind farm | Wind | [5 empty] | Canunda wind farm
Cathedral Rocks wind farm | Wind | SA | SA | Existing | N/A | Wind | Wind | Cathedral Rocks wind farm | Cathedral Rocks wind farm | Wind | Wind | Wind | Wind | Wind | Wind | Wind | Wind | Wind |  |  |  | Cathedral Rocks wind farm | Cathedral Rocks wind farm |  | Cathedral Rocks wind farm | Wind | [5 empty] | Cathedral Rocks wind farm
Clements Gap wind farm | Wind | SA | SA | Existing | N/A | Wind | Wind | Clements Gap wind farm | Clements Gap wind farm | Wind | Wind | Wind | Wind | Wind | Wind | Wind | Wind | Wind |  |  |  | Clements Gap wind farm | Clements Gap wind farm |  | Clements Gap wind farm | Wind | [5 empty] | Clements Gap wind farm
Hallett Stage 1 Brown Hill | Wind | SA | SA | Existing | N/A | Wind | Wind | Hallett Stage 1 Brown Hill | Hallett Stage 1 Brown Hill | Wind | Wind | Wind | Wind | Wind | Wind | Wind | Wind | Wind |  |  |  | Hallett Stage 1 Brown Hill | Hallett Stage 1 Brown Hill |  | Hallett Stage 1 Brown Hill | Wind | [5 empty] | Hallett Stage 1 Brown Hill
Hallett Stage 2 Hallett Hill | Wind | SA | SA | Existing | N/A | Wind | Wind | Hallett Stage 2 Hallett Hill | Hallett Stage 2 Hallett Hill | Wind | Wind | Wind | Wind | Wind | Wind | Wind | Wind | Wind |  |  |  | Hallett Stage 2 Hallett Hill | Hallett Stage 2 Hallett Hill |  | Hallett Stage 2 Hallett Hill | Wind | [5 empty] | Hallett Stage 2 Hallett Hill
Hallett 4 North Brown Hill | Wind | SA | SA | Existing | N/A | Wind | Wind | Hallett 4 North Brown Hill | Hallett 4 North Brown Hill | Wind | Wind | Wind | Wind | Wind | Wind | Wind | Wind | Wind |  |  |  | Hallett 4 North Brown Hill | Hallett 4 North Brown Hill |  | Hallett 4 North Brown Hill | Wind | [5 empty] | Hallett 4 North Brown Hill
Hallett 5 The Bluff WF | Wind | SA | SA | Existing | N/A | Wind | Wind | Hallett 5 The Bluff WF | Hallett 5 The Bluff WF | Wind | Wind | Wind | Wind | Wind | Wind | Wind | Wind | Wind |  |  |  | Hallett 5 The Bluff WF | Hallett 5 The Bluff WF |  | Hallett 5 The Bluff WF | Wind | [5 empty] | Hallett 5 The Bluff WF
Hornsdale wind farm Stage 1 | Wind | SA | SA | Existing | N/A | Wind | Wind | Hornsdale wind farm Stage 1 | Hornsdale wind farm Stage 1 | Wind | Wind | Wind | Wind | Wind | Wind | Wind | Wind | Wind |  |  |  | Hornsdale wind farm Stage 1 | Hornsdale wind farm Stage 1 |  | Hornsdale wind farm Stage 1 | Wind | [5 empty] | Hornsdale Wind Farm Stage 1
Hornsdale wind farm Stage 2 | Wind | SA | SA | Existing | N/A | Wind | Wind | Hornsdale wind farm Stage 2 | Hornsdale wind farm Stage 2 | Wind | Wind | Wind | Wind | Wind | Wind | Wind | Wind | Wind |  |  |  | Hornsdale wind farm Stage 2 | Hornsdale wind farm Stage 2 |  | Hornsdale wind farm Stage 2 | Wind | [5 empty] | Hornsdale wind farm Stage 2
Hornsdale wind farm Stage 3 | Wind | SA | SA | Existing | N/A | Wind | Wind | Hornsdale wind farm Stage 3 | Hornsdale wind farm Stage 3 | Wind | Wind | Wind | Wind | Wind | Wind | Wind | Wind | Wind |  |  |  | Hornsdale wind farm Stage 3 | Hornsdale wind farm Stage 3 |  | Hornsdale wind farm Stage 3 | Wind | [5 empty] | Hornsdale wind farm Stage 3
Lake Bonney 1 wind farm | Wind | SA | SA | Existing | N/A | Wind | Wind | Lake Bonney 1 wind farm | Lake Bonney 1 wind farm | Wind | Wind | Wind | Wind | Wind | Wind | Wind | Wind | Wind |  |  |  | Lake Bonney 1 wind farm | Lake Bonney 1 wind farm |  | Lake Bonney 1 wind farm | Wind | [5 empty] | Lake Bonney 1 wind farm
Lake Bonney 2 wind farm | Wind | SA | SA | Existing | N/A | Wind | Wind | Lake Bonney 2 wind farm | Lake Bonney 2 wind farm | Wind | Wind | Wind | Wind | Wind | Wind | Wind | Wind | Wind |  |  |  | Lake Bonney 2 wind farm | Lake Bonney 2 wind farm |  | Lake Bonney 2 wind farm | Wind | [5 empty] | Lake Bonney 2 wind farm
Lake Bonney 3 wind farm | Wind | SA | SA | Existing | N/A | Wind | Wind | Lake Bonney 3 wind farm | Lake Bonney 3 wind farm | Wind | Wind | Wind | Wind | Wind | Wind | Wind | Wind | Wind |  |  |  | Lake Bonney 3 wind farm | Lake Bonney 3 wind farm |  | Lake Bonney 3 wind farm | Wind | [5 empty] | Lake Bonney 3 wind farm
Lincoln Gap Wind Farm - stage 1 | Wind | SA | SA | Existing | N/A | Wind | Wind | Lincoln Gap Wind Farm - stage 1 | Lincoln Gap Wind Farm - stage 1 | Wind | Wind | Wind | Wind | Wind | Wind | Wind | Wind | Wind |  |  |  | Lincoln Gap Wind Farm - stage 1 | Lincoln Gap Wind Farm - stage 1 |  | Lincoln Gap Wind Farm - stage 1 | Wind | [5 empty] | Lincoln Gap Wind Farm - stage 1
Willogoleche wind farm | Wind | SA | SA | Existing | N/A | Wind | Wind | Willogoleche wind farm | Willogoleche wind farm | Wind | Wind | Wind | Wind | Wind | Wind | Wind | Wind | Wind |  |  |  | Willogoleche wind farm | Willogoleche wind farm |  | Willogoleche wind farm | Wind | [5 empty] | Willogoleche wind farm
Mount Millar wind farm | Wind | SA | SA | Existing | N/A | Wind | Wind | Mount Millar wind farm | Mount Millar wind farm | Wind | Wind | Wind | Wind | Wind | Wind | Wind | Wind | Wind |  |  |  | Mount Millar wind farm | Mount Millar wind farm |  | Mount Millar wind farm | Wind | [5 empty] | Mount Millar wind farm
Snowtown wind farm | Wind | SA | SA | Existing | N/A | Wind | Wind | Snowtown wind farm | Snowtown wind farm | Wind | Wind | Wind | Wind | Wind | Wind | Wind | Wind | Wind |  |  |  | Snowtown wind farm | Snowtown wind farm |  | Snowtown wind farm | Wind | [5 empty] | Snowtown wind farm
Snowtown S2 Wind Farm - North | Wind | SA | SA | Existing | N/A | Wind | Wind | Snowtown S2 Wind Farm - North | Snowtown S2 Wind Farm - North | Wind | Wind | Wind | Wind | Wind | Wind | Wind | Wind | Wind |  |  |  | Snowtown S2 Wind Farm - North | Snowtown S2 Wind Farm - North |  | Snowtown S2 Wind Farm - North | Wind | [5 empty] | Snowtown S2 Wind Farm - North
Snowtown S2 Wind Farm - South | Wind | SA | SA | Existing | N/A | Wind | Wind | Snowtown S2 Wind Farm - South | Snowtown S2 Wind Farm - South | Wind | Wind | Wind | Wind | Wind | Wind | Wind | Wind | Wind |  |  |  | Snowtown S2 Wind Farm - South | Snowtown S2 Wind Farm - South |  | Snowtown S2 Wind Farm - South | Wind | [5 empty] | Snowtown S2 Wind Farm - South
Starfish Hill wind farm | Wind | SA | SA | Existing | N/A | Wind | Wind | Starfish Hill wind farm | Starfish Hill wind farm | Wind | Wind | Wind | Wind | Wind | Wind | Wind | Wind | Wind |  |  |  | Starfish Hill wind farm | Starfish Hill wind farm |  | Starfish Hill wind farm | Wind | [5 empty] | Starfish Hill wind farm
Waterloo wind farm | Wind | SA | SA | Existing | N/A | Wind | Wind | Waterloo wind farm | Waterloo wind farm | Wind | Wind | Wind | Wind | Wind | Wind | Wind | Wind | Wind |  |  |  | Waterloo wind farm | Waterloo wind farm |  | Waterloo wind farm | Wind | [5 empty] | Waterloo wind farm
Wattle Point wind farm | Wind | SA | SA | Existing | N/A | Wind | Wind | Wattle Point wind farm | Wattle Point wind farm | Wind | Wind | Wind | Wind | Wind | Wind | Wind | Wind | Wind |  |  |  | Wattle Point wind farm | Wattle Point wind farm |  | Wattle Point wind farm | Wind | [5 empty] | Wattle Point Wind Farm
Musselroe wind farm | Wind | TAS | TAS | Existing | N/A | Wind | Wind | Musselroe wind farm | Musselroe wind farm | Wind | Wind | Wind | Wind | Wind | Wind | Wind | Wind | Wind |  |  |  | Musselroe wind farm | Musselroe wind farm |  | Musselroe wind farm | Wind | [5 empty] | Musselroe wind farm
Woolnorth wind farm | Wind | TAS | TAS | Existing | N/A | Wind | Wind | Woolnorth wind farm | Woolnorth wind farm | Wind | Wind | Wind | Wind | Wind | Wind | Wind | Wind | Wind |  |  |  | Woolnorth wind farm | Woolnorth wind farm |  | Woolnorth wind farm | Wind | [5 empty] | Woolnorth Wind Farm
Ararat wind farm | Wind | VIC | VIC | Existing | N/A | Wind | Wind | Ararat wind farm | Ararat wind farm | Wind | Wind | Wind | Wind | Wind | Wind | Wind | Wind | Wind |  |  |  | Ararat wind farm | Ararat wind farm |  | Ararat wind farm | Wind | [5 empty] | Ararat wind farm
Bald Hills wind farm | Wind | VIC | VIC | Existing | N/A | Wind | Wind | Bald Hills wind farm | Bald Hills wind farm | Wind | Wind | Wind | Wind | Wind | Wind | Wind | Wind | Wind |  |  |  | Bald Hills wind farm | Bald Hills wind farm |  | Bald Hills wind farm | Wind | [5 empty] | Bald Hills wind farm
Challicum Hills wind farm | Wind | VIC | VIC | Existing | N/A | Wind | Wind | Challicum Hills wind farm | Challicum Hills wind farm | Wind | Wind | Wind | Wind | Wind | Wind | Wind | Wind | Wind |  |  |  | Challicum Hills wind farm | Challicum Hills wind farm |  | Challicum Hills wind farm | Wind | [5 empty] | Challicum Hills wind farm
Kiata wind farm | Wind | VIC | VIC | Existing | N/A | Wind | Wind | Kiata wind farm | Kiata wind farm | Wind | Wind | Wind | Wind | Wind | Wind | Wind | Wind | Wind |  |  |  | Kiata wind farm | Kiata wind farm |  | Kiata wind farm | Wind | [5 empty] | Kiata wind farm
Macarthur wind farm | Wind | VIC | VIC | Existing | N/A | Wind | Wind | Macarthur wind farm | Macarthur wind farm | Wind | Wind | Wind | Wind | Wind | Wind | Wind | Wind | Wind |  |  |  | Macarthur wind farm | Macarthur wind farm |  | Macarthur wind farm | Wind | [5 empty] | Macarthur wind farm
Mortons Lane wind farm | Wind | VIC | VIC | Existing | N/A | Wind | Wind | Mortons Lane wind farm | Mortons Lane wind farm | Wind | Wind | Wind | Wind | Wind | Wind | Wind | Wind | Wind |  |  |  | Mortons Lane wind farm | Mortons Lane wind farm |  | Mortons Lane wind farm | Wind | [5 empty] | Mortons Lane wind farm
Mt Gellibrand wind farm | Wind | VIC | VIC | Existing | N/A | Wind | Wind | Mt Gellibrand wind farm | Mt Gellibrand wind farm | Wind | Wind | Wind | Wind | Wind | Wind | Wind | Wind | Wind |  |  |  | Mt Gellibrand wind farm | Mt Gellibrand wind farm |  | Mt Gellibrand wind farm | Wind | [5 empty] | Mt Gellibrand wind farm
Mt Mercer Wind Farm | Wind | VIC | VIC | Existing | N/A | Wind | Wind | Mt Mercer Wind Farm | Mt Mercer Wind Farm | Wind | Wind | Wind | Wind | Wind | Wind | Wind | Wind | Wind |  |  |  | Mt Mercer Wind Farm | Mt Mercer Wind Farm |  | Mt Mercer Wind Farm | Wind | [5 empty] | Mt Mercer Wind Farm
Oaklands Hill wind farm | Wind | VIC | VIC | Existing | N/A | Wind | Wind | Oaklands Hill wind farm | Oaklands Hill wind farm | Wind | Wind | Wind | Wind | Wind | Wind | Wind | Wind | Wind |  |  |  | Oaklands Hill wind farm | Oaklands Hill wind farm |  | Oaklands Hill wind farm | Wind | [5 empty] | Oaklands Hill wind farm
Portland wind farm | Wind | VIC | VIC | Existing | N/A | Wind | Wind | Portland wind farm | Portland wind farm | Wind | Wind | Wind | Wind | Wind | Wind | Wind | Wind | Wind |  |  |  | Portland wind farm | Portland wind farm |  | Portland wind farm | Wind | [5 empty] | Portland wind farm
Salt Creek wind farm | Wind | VIC | VIC | Existing | N/A | Wind | Wind | Salt Creek wind farm | Salt Creek wind farm | Wind | Wind | Wind | Wind | Wind | Wind | Wind | Wind | Wind |  |  |  | Salt Creek wind farm | Salt Creek wind farm |  | Salt Creek wind farm | Wind | [5 empty] | Salt Creek wind farm
Waubra wind farm | Wind | VIC | VIC | Existing | N/A | Wind | Wind | Waubra wind farm | Waubra wind farm | Wind | Wind | Wind | Wind | Wind | Wind | Wind | Wind | Wind |  |  |  | Waubra wind farm | Waubra wind farm |  | Waubra wind farm | Wind | [5 empty] | Waubra wind farm
Yambuk wind farm | Wind | VIC | VIC | Existing | N/A | Wind | Wind | Yambuk wind farm | Yambuk wind farm | Wind | Wind | Wind | Wind | Wind | Wind | Wind | Wind | Wind |  |  |  | Yambuk wind farm | Yambuk wind farm |  | Yambuk wind farm | Wind | [5 empty] | Yambuk wind farm
Yaloak South wind farm | Wind | VIC | VIC | Existing | N/A | Wind | Wind | Yaloak South wind farm | Yaloak South wind farm | Wind | Wind | Wind | Wind | Wind | Wind | Wind | Wind | Wind |  |  |  | Yaloak South wind farm | Yaloak South wind farm |  | Yaloak South wind farm | Wind | [5 empty] | Yaloak South wind farm
Broken Hill Solar Plant | Large scale solar PV | NSW | NSW | Existing | N/A | Solar | Solar | Broken Hill Solar Plant | Broken Hill Solar Plant | Large scale solar PV | Large scale solar PV | Large scale solar PV | Large scale solar PV | Large scale solar PV | Large scale solar PV | Large scale solar PV | Large scale solar PV | Large scale solar PV |  |  |  | Broken Hill Solar Plant | Broken Hill Solar Plant |  | Broken Hill Solar Plant | Solar | [5 empty] | Broken Hill Solar Plant
Beryl solar farm | Large scale solar PV | NSW | NSW | Existing | N/A | Solar | Solar | Beryl solar farm | Beryl solar farm | Large scale solar PV | Large scale solar PV | Large scale solar PV | Large scale solar PV | Large scale solar PV | Large scale solar PV | Large scale solar PV | Large scale solar PV | Large scale solar PV |  |  |  | Beryl solar farm | Beryl solar farm |  | Beryl solar farm | Solar | [5 empty] | Beryl solar farm
Coleambally solar farm | Large scale solar PV | NSW | NSW | Existing | N/A | Solar | Solar | Coleambally solar farm | Coleambally solar farm | Large scale solar PV | Large scale solar PV | Large scale solar PV | Large scale solar PV | Large scale solar PV | Large scale solar PV | Large scale solar PV | Large scale solar PV | Large scale solar PV |  |  |  | Coleambally solar farm | Coleambally solar farm |  | Coleambally solar farm | Solar | [5 empty] | Coleambally solar farm
Gullen Range solar farm | Large scale solar PV | NSW | NSW | Existing | N/A | Solar | Solar | Gullen Range solar farm | Gullen Range solar farm | Large scale solar PV | Large scale solar PV | Large scale solar PV | Large scale solar PV | Large scale solar PV | Large scale solar PV | Large scale solar PV | Large scale solar PV | Large scale solar PV |  |  |  | Gullen Range solar farm | Gullen Range solar farm |  | Gullen Range solar farm | Solar | [5 empty] | Gullen Range solar farm
Manildra solar farm | Large scale solar PV | NSW | NSW | Existing | N/A | Solar | Solar | Manildra solar farm | Manildra solar farm | Large scale solar PV | Large scale solar PV | Large scale solar PV | Large scale solar PV | Large scale solar PV | Large scale solar PV | Large scale solar PV | Large scale solar PV | Large scale solar PV |  |  |  | Manildra solar farm | Manildra solar farm |  | Manildra solar farm | Solar | [5 empty] | Manildra solar farm
Moree solar farm | Large scale solar PV | NSW | NSW | Existing | N/A | Solar | Solar | Moree solar farm | Moree solar farm | Large scale solar PV | Large scale solar PV | Large scale solar PV | Large scale solar PV | Large scale solar PV | Large scale solar PV | Large scale solar PV | Large scale solar PV | Large scale solar PV |  |  |  | Moree solar farm | Moree solar farm |  | Moree solar farm | Solar | [5 empty] | Moree solar farm
Nyngan Solar Plant | Large scale solar PV | NSW | NSW | Existing | N/A | Solar | Solar | Nyngan Solar Plant | Nyngan Solar Plant | Large scale solar PV | Large scale solar PV | Large scale solar PV | Large scale solar PV | Large scale solar PV | Large scale solar PV | Large scale solar PV | Large scale solar PV | Large scale solar PV |  |  |  | Nyngan Solar Plant | Nyngan Solar Plant |  | Nyngan Solar Plant | Solar | [5 empty] | Nyngan Solar Plant
Parkes solar farm | Large scale solar PV | NSW | NSW | Existing | N/A | Solar | Solar | Parkes solar farm | Parkes solar farm | Large scale solar PV | Large scale solar PV | Large scale solar PV | Large scale solar PV | Large scale solar PV | Large scale solar PV | Large scale solar PV | Large scale solar PV | Large scale solar PV |  |  |  | Parkes solar farm | Parkes solar farm |  | Parkes solar farm | Solar | [5 empty] | Parkes solar farm
White Rock solar farm | Large scale solar PV | NSW | NSW | Existing | N/A | Solar | Solar | White Rock solar farm | White Rock solar farm | Large scale solar PV | Large scale solar PV | Large scale solar PV | Large scale solar PV | Large scale solar PV | Large scale solar PV | Large scale solar PV | Large scale solar PV | Large scale solar PV |  |  |  | White Rock solar farm | White Rock solar farm |  | White Rock solar farm | Solar | [5 empty] | White Rock solar farm
Clare solar farm | Large scale solar PV | QLD | QLD | Existing | N/A | Solar | Solar | Clare solar farm | Clare solar farm | Large scale solar PV | Large scale solar PV | Large scale solar PV | Large scale solar PV | Large scale solar PV | Large scale solar PV | Large scale solar PV | Large scale solar PV | Large scale solar PV |  |  |  | Clare solar farm | Clare solar farm |  | Clare solar farm | Solar | [5 empty] | Clare solar farm
Childers solar farm | Large scale solar PV | QLD | QLD | Existing | N/A | Solar | Solar | Childers solar farm | Childers solar farm | Large scale solar PV | Large scale solar PV | Large scale solar PV | Large scale solar PV | Large scale solar PV | Large scale solar PV | Large scale solar PV | Large scale solar PV | Large scale solar PV |  |  |  | Childers solar farm | Childers solar farm |  | Childers solar farm | Solar | [5 empty] | Childers solar farm
Collinsville PV | Large scale solar PV | QLD | QLD | Existing | N/A | Solar | Solar | Collinsville PV | Collinsville PV | Large scale solar PV | Large scale solar PV | Large scale solar PV | Large scale solar PV | Large scale solar PV | Large scale solar PV | Large scale solar PV | Large scale solar PV | Large scale solar PV |  |  |  | Collinsville PV | Collinsville PV |  | Collinsville PV | Solar | [5 empty] | Collinsville PV
Clermont solar farm | Large scale solar PV | QLD | QLD | Existing | N/A | Solar | Solar | Clermont solar farm | Clermont solar farm | Large scale solar PV | Large scale solar PV | Large scale solar PV | Large scale solar PV | Large scale solar PV | Large scale solar PV | Large scale solar PV | Large scale solar PV | Large scale solar PV |  |  |  | Clermont solar farm | Clermont solar farm |  | Clermont solar farm | Solar | [5 empty] | Clermont solar farm
Darling Downs solar farm | Large scale solar PV | QLD | QLD | Existing | N/A | Solar | Solar | Darling Downs solar farm | Darling Downs solar farm | Large scale solar PV | Large scale solar PV | Large scale solar PV | Large scale solar PV | Large scale solar PV | Large scale solar PV | Large scale solar PV | Large scale solar PV | Large scale solar PV |  |  |  | Darling Downs solar farm | Darling Downs solar farm |  | Darling Downs solar farm | Solar | [5 empty] | Darling Downs solar farm
Daydream solar farm | Large scale solar PV | QLD | QLD | Existing | N/A | Solar | Solar | Daydream solar farm | Daydream solar farm | Large scale solar PV | Large scale solar PV | Large scale solar PV | Large scale solar PV | Large scale solar PV | Large scale solar PV | Large scale solar PV | Large scale solar PV | Large scale solar PV |  |  |  | Daydream solar farm | Daydream solar farm |  | Daydream solar farm | Solar | [5 empty] | Daydream solar farm
Emerald Solar Park | Large scale solar PV | QLD | QLD | Existing | N/A | Solar | Solar | Emerald Solar Park | Emerald Solar Park | Large scale solar PV | Large scale solar PV | Large scale solar PV | Large scale solar PV | Large scale solar PV | Large scale solar PV | Large scale solar PV | Large scale solar PV | Large scale solar PV |  |  |  | Emerald Solar Park | Emerald Solar Park |  | Emerald Solar Park | Solar | [5 empty] | Emerald Solar Park
Hamilton solar farm | Large scale solar PV | QLD | QLD | Existing | N/A | Solar | Solar | Hamilton solar farm | Hamilton solar farm | Large scale solar PV | Large scale solar PV | Large scale solar PV | Large scale solar PV | Large scale solar PV | Large scale solar PV | Large scale solar PV | Large scale solar PV | Large scale solar PV |  |  |  | Hamilton solar farm | Hamilton solar farm |  | Hamilton solar farm | Solar | [5 empty] | Hamilton solar farm
Hayman solar farm | Large scale solar PV | QLD | QLD | Existing | N/A | Solar | Solar | Hayman solar farm | Hayman solar farm | Large scale solar PV | Large scale solar PV | Large scale solar PV | Large scale solar PV | Large scale solar PV | Large scale solar PV | Large scale solar PV | Large scale solar PV | Large scale solar PV |  |  |  | Hayman solar farm | Hayman solar farm |  | Hayman solar farm | Solar | [5 empty] | Hayman solar farm
Hughenden solar farm | Large scale solar PV | QLD | QLD | Existing | N/A | Solar | Solar | Hughenden solar farm | Hughenden solar farm | Large scale solar PV | Large scale solar PV | Large scale solar PV | Large scale solar PV | Large scale solar PV | Large scale solar PV | Large scale solar PV | Large scale solar PV | Large scale solar PV |  |  |  | Hughenden solar farm | Hughenden solar farm |  | Hughenden solar farm | Solar | [5 empty] | Hughenden solar farm
Kidston Solar Project Phase One 50MW | Large scale solar PV | QLD | QLD | Existing | N/A | Solar | Solar | Kidston Solar Project Phase One 50MW | Kidston Solar Project Phase One 50MW | Large scale solar PV | Large scale solar PV | Large scale solar PV | Large scale solar PV | Large scale solar PV | Large scale solar PV | Large scale solar PV | Large scale solar PV | Large scale solar PV |  |  |  | Kidston Solar Project Phase One 50MW | Kidston Solar Project Phase One 50MW |  | Kidston Solar Project Phase One 50MW | Solar | [5 empty] | Kidston Solar Project Phase One 50MW
Longreach solar farm | Large scale solar PV | QLD | QLD | Existing | N/A | Solar | Solar | Longreach solar farm | Longreach solar farm | Large scale solar PV | Large scale solar PV | Large scale solar PV | Large scale solar PV | Large scale solar PV | Large scale solar PV | Large scale solar PV | Large scale solar PV | Large scale solar PV |  |  |  | Longreach solar farm | Longreach solar farm |  | Longreach solar farm | Solar | [5 empty] | Longreach solar farm
Ross River solar farm | Large scale solar PV | QLD | QLD | Existing | N/A | Solar | Solar | Ross River solar farm | Ross River solar farm | Large scale solar PV | Large scale solar PV | Large scale solar PV | Large scale solar PV | Large scale solar PV | Large scale solar PV | Large scale solar PV | Large scale solar PV | Large scale solar PV |  |  |  | Ross River solar farm | Ross River solar farm |  | Ross River solar farm | Solar | [5 empty] | Ross River solar farm
Susan River solar farm | Large scale solar PV | QLD | QLD | Existing | N/A | Solar | Solar | Susan River solar farm | Susan River solar farm | Large scale solar PV | Large scale solar PV | Large scale solar PV | Large scale solar PV | Large scale solar PV | Large scale solar PV | Large scale solar PV | Large scale solar PV | Large scale solar PV |  |  |  | Susan River solar farm | Susan River solar farm |  | Susan River solar farm | Solar | [5 empty] | Susan River solar farm
Sun Metals Corporation Solar Farm | Large scale solar PV | QLD | QLD | Existing | N/A | Solar | Solar | Sun Metals Corporation Solar Farm | Sun Metals Corporation Solar Farm | Large scale solar PV | Large scale solar PV | Large scale solar PV | Large scale solar PV | Large scale solar PV | Large scale solar PV | Large scale solar PV | Large scale solar PV | Large scale solar PV |  |  |  | Sun Metals Corporation Solar Farm | Sun Metals Corporation Solar Farm |  | Sun Metals Corporation Solar Farm | Solar | [5 empty] | Sun Metals Corporation Solar Farm
Whitsunday solar farm | Large scale solar PV | QLD | QLD | Existing | N/A | Solar | Solar | Whitsunday solar farm | Whitsunday solar farm | Large scale solar PV | Large scale solar PV | Large scale solar PV | Large scale solar PV | Large scale solar PV | Large scale solar PV | Large scale solar PV | Large scale solar PV | Large scale solar PV |  |  |  | Whitsunday solar farm | Whitsunday solar farm |  | Whitsunday solar farm | Solar | [5 empty] | Whitsunday solar farm
Gannawarra solar farm | Large scale solar PV | VIC | VIC | Existing | N/A | Solar | Solar | Gannawarra solar farm | Gannawarra solar farm | Large scale solar PV | Large scale solar PV | Large scale solar PV | Large scale solar PV | Large scale solar PV | Large scale solar PV | Large scale solar PV | Large scale solar PV | Large scale solar PV |  |  |  | Gannawarra solar farm | Gannawarra solar farm |  | Gannawarra solar farm | Solar | [5 empty] | Gannawarra solar farm
Bannerton Solar Park | Large scale solar PV | VIC | VIC | Existing | N/A | Solar | Solar | Bannerton Solar Park | Bannerton Solar Park | Large scale solar PV | Large scale solar PV | Large scale solar PV | Large scale solar PV | Large scale solar PV | Large scale solar PV | Large scale solar PV | Large scale solar PV | Large scale solar PV |  |  |  | Bannerton Solar Park | Bannerton Solar Park |  | Bannerton Solar Park | Solar | [5 empty] | Bannerton Solar Park
Bungala one solar farm | Large scale solar PV | SA | SA | Existing | N/A | Solar | Solar | Bungala one solar farm | Bungala one solar farm | Large scale solar PV | Large scale solar PV | Large scale solar PV | Large scale solar PV | Large scale solar PV | Large scale solar PV | Large scale solar PV | Large scale solar PV | Large scale solar PV |  |  |  | Bungala one solar farm | Bungala one solar farm |  | Bungala one solar farm | Solar | [5 empty] | Bungala one solar farm
Tailem Bend - Solar | Large scale solar PV | SA | SA | Existing | N/A | Solar | Solar | Tailem Bend - Solar | Tailem Bend - Solar | Large scale solar PV | Large scale solar PV | Large scale solar PV | Large scale solar PV | Large scale solar PV | Large scale solar PV | Large scale solar PV | Large scale solar PV | Large scale solar PV |  |  |  | Tailem Bend - Solar | Tailem Bend - Solar |  | Tailem Bend - Solar | Solar | [5 empty] | Tailem Bend - Solar
Karadoc solar farm | Large scale solar PV | VIC | VIC | Existing | N/A | Solar | Solar | Karadoc solar farm | Karadoc solar farm | Large scale solar PV | Large scale solar PV | Large scale solar PV | Large scale solar PV | Large scale solar PV | Large scale solar PV | Large scale solar PV | Large scale solar PV | Large scale solar PV |  |  |  | Karadoc solar farm | Karadoc solar farm |  | Karadoc solar farm | Solar | [5 empty] | Karadoc solar farm
Wemen solar farm | Large scale solar PV | VIC | VIC | Existing | N/A | Solar | Solar | Wemen solar farm | Wemen solar farm | Large scale solar PV | Large scale solar PV | Large scale solar PV | Large scale solar PV | Large scale solar PV | Large scale solar PV | Large scale solar PV | Large scale solar PV | Large scale solar PV |  |  |  | Wemen solar farm | Wemen solar farm |  | Wemen solar farm | Solar | [5 empty] | Wemen solar farm
Finley Solar Farm | Large scale solar PV | NSW | NSW | Existing | N/A | Solar | Solar | Finley Solar Farm | Finley Solar Farm | Large scale solar PV | Large scale solar PV | Large scale solar PV | Large scale solar PV | Large scale solar PV | Large scale solar PV | Large scale solar PV | Large scale solar PV | Large scale solar PV |  |  |  | Finley Solar Farm | Finley Solar Farm |  | Finley solar farm | Solar | [5 empty] | Finley Solar Farm
Limondale Solar Farm 2 | Large scale solar PV | NSW | NSW | Existing | N/A | Solar | Solar | Limondale Solar Farm 2 | Limondale Solar Farm 2 | Large scale solar PV | Large scale solar PV | Large scale solar PV | Large scale solar PV | Large scale solar PV | Large scale solar PV | Large scale solar PV | Large scale solar PV | Large scale solar PV |  |  |  | Limondale Solar Farm 2 | Limondale Solar Farm 2 |  | Limondale solar farm 2 | Solar | [5 empty] | Limondale Solar Farm 2
Barker Inlet Power Station | Reciprocating Engine | SA | SA | Existing | N/A | Gas | Barker Inlet Power Station | Barker Inlet Power Station | Barker Inlet Power Station | Small OCGT / Liquid Fuel | Small OCGT / Liquid Fuel | Small OCGT / Liquid Fuel | Small OCGT / Liquid Fuel | Small OCGT / Liquid Fuel | Small OCGT / Liquid Fuel | Small OCGT / Liquid Fuel | Small OCGT / Liquid Fuel | Reciprocating Engine |  |  |  | Barker Inlet Power Station | Barker Inlet Power Station |  | Barker Inlet PS | Gas | [5 empty] | Barker Inlet Power Station
Crowlands Wind Farm | Wind | VIC | VIC | Existing | N/A | Wind | Wind | Crowlands Wind Farm | Crowlands Wind Farm | Wind | Wind | Wind | Wind | Wind | Wind | Wind | Wind | Wind |  |  |  | Crowlands Wind Farm | Crowlands Wind Farm |  | Crowlands Wind Farm | Wind | [5 empty] | Crowlands Wind Farm
Haughton Solar Farm | Large scale solar PV | QLD | QLD | Existing | N/A | Solar | Solar | Haughton Solar Farm | Haughton Solar Farm | Large scale solar PV | Large scale solar PV | Large scale solar PV | Large scale solar PV | Large scale solar PV | Large scale solar PV | Large scale solar PV | Large scale solar PV | Large scale solar PV |  |  |  | Haughton Solar Farm | Haughton Solar Farm |  | Haughton solar farm | Solar | [5 empty] | Haughton Solar Farm
Lilyvale Solar Farm | Large scale solar PV | QLD | QLD | Existing | N/A | Solar | Solar | Lilyvale Solar Farm | Lilyvale Solar Farm | Large scale solar PV | Large scale solar PV | Large scale solar PV | Large scale solar PV | Large scale solar PV | Large scale solar PV | Large scale solar PV | Large scale solar PV | Large scale solar PV |  |  |  | Lilyvale Solar Farm | Lilyvale Solar Farm |  | Lilyvale Solar Farm | Solar | [5 empty] | Lilyvale Solar Farm
Nevertire Solar Farm | Large scale solar PV | NSW | NSW | Existing | N/A | Solar | Solar | Nevertire Solar Farm | Nevertire Solar Farm | Large scale solar PV | Large scale solar PV | Large scale solar PV | Large scale solar PV | Large scale solar PV | Large scale solar PV | Large scale solar PV | Large scale solar PV | Large scale solar PV |  |  |  | Nevertire Solar Farm | Nevertire Solar Farm |  | Nevertire solar farm | Solar | [5 empty] | Nevertire Solar Farm
Numurkah Solar Farm | Large scale solar PV | VIC | VIC | Existing | N/A | Solar | Solar | Numurkah Solar Farm | Numurkah Solar Farm | Large scale solar PV | Large scale solar PV | Large scale solar PV | Large scale solar PV | Large scale solar PV | Large scale solar PV | Large scale solar PV | Large scale solar PV | Large scale solar PV |  |  |  | Numurkah Solar Farm | Numurkah Solar Farm |  | Numurkah solar farm | Solar | [5 empty] | Numurkah Solar Farm
Oakey 1 Solar Farm | Large scale solar PV | QLD | QLD | Existing | N/A | Solar | Solar | Oakey 1 Solar Farm | Oakey 1 Solar Farm | Large scale solar PV | Large scale solar PV | Large scale solar PV | Large scale solar PV | Large scale solar PV | Large scale solar PV | Large scale solar PV | Large scale solar PV | Large scale solar PV |  |  |  | Oakey 1 Solar Farm | Oakey 1 Solar Farm |  | Oakey 1 Solar Farm | Solar | [5 empty] | Oakey 1 Solar Farm
Rugby Run Solar Farm | Large scale solar PV | QLD | QLD | Existing | N/A | Solar | Solar | Rugby Run Solar Farm | Rugby Run Solar Farm | Large scale solar PV | Large scale solar PV | Large scale solar PV | Large scale solar PV | Large scale solar PV | Large scale solar PV | Large scale solar PV | Large scale solar PV | Large scale solar PV |  |  |  | Rugby Run Solar Farm | Rugby Run Solar Farm |  | Rugby Run solar farm | Solar | [5 empty] | Rugby Run Solar Farm
Yarranlea Solar Farm | Large scale solar PV | QLD | QLD | Existing | N/A | Solar | Solar | Yarranlea Solar Farm | Yarranlea Solar Farm | Large scale solar PV | Large scale solar PV | Large scale solar PV | Large scale solar PV | Large scale solar PV | Large scale solar PV | Large scale solar PV | Large scale solar PV | Large scale solar PV |  |  |  | Yarranlea Solar Farm | Yarranlea Solar Farm |  | Yarranlea solar farm | Solar | [5 empty] | Yarranlea Solar Farm
Yendon Wind Farm | Wind | VIC | VIC | Existing | N/A | Wind | Wind | Yendon Wind Farm | Yendon Wind Farm | Wind | Wind | Wind | Wind | Wind | Wind | Wind | Wind | Wind |  |  |  | Yendon Wind Farm | Yendon Wind Farm |  | Yendon Wind Farm | Wind | [5 empty] | Yendon Wind Farm
Coopers Gap Wind Farm | Wind | QLD | QLD | Existing | N/A | Wind | Wind | Coopers Gap Wind Farm | Coopers Gap Wind Farm | Wind | Wind | Wind | Wind | Wind | Wind | Wind | Wind | Wind |  |  |  | Coopers Gap Wind Farm | Coopers Gap Wind Farm |  | Coopers Gap Wind Farm | Wind | [5 empty] | Coopers Gap Wind Farm
Bungala Two Solar Farm | Large scale solar PV | SA | SA | Existing | N/A | Solar | Solar | Bungala Two Solar Farm | Bungala Two Solar Farm | Large scale solar PV | Large scale solar PV | Large scale solar PV | Large scale solar PV | Large scale solar PV | Large scale solar PV | Large scale solar PV | Large scale solar PV | Large scale solar PV |  |  |  | Bungala Two Solar Farm | Bungala Two Solar Farm |  | Bungala Two solar farm | Solar | [5 empty] | Bungala Two Solar Farm
Cattle Hill Wind Farm | Wind | TAS | TAS | Existing | N/A | Wind | Wind | Cattle Hill Wind Farm | Cattle Hill Wind Farm | Wind | Wind | Wind | Wind | Wind | Wind | Wind | Wind | Wind |  |  |  | Cattle Hill Wind Farm | Cattle Hill Wind Farm |  | Cattle Hill wind farm | Wind | [5 empty] | Cattle Hill Wind Farm
Murra Warra Wind Farm - stage 1 | Wind | VIC | VIC | Existing | N/A | Wind | Wind | Murra Warra Wind Farm - stage 1 | Murra Warra Wind Farm - stage 1 | Wind | Wind | Wind | Wind | Wind | Wind | Wind | Wind | Wind |  |  |  | Murra Warra Wind Farm - stage 1 | Murra Warra Wind Farm - stage 1 |  | Murra Warra Wind Farm - stage 1 | Wind | [5 empty] | Murra Warra Wind Farm - stage 1
Cherry Tree Wind Farm | Wind | VIC | VIC | Existing | N/A | Wind | Wind | Cherry Tree Wind Farm | Cherry Tree Wind Farm | Wind | Wind | Wind | Wind | Wind | Wind | Wind | Wind | Wind |  |  |  | Cherry Tree Wind Farm | Cherry Tree Wind Farm |  | Cherry Tree Wind Farm | Wind | [5 empty] | Cherry Tree Wind Farm
Dundonnell Wind Farm | Wind | VIC | VIC | Existing | N/A | Wind | Wind | Dundonnell Wind Farm | Dundonnell Wind Farm | Wind | Wind | Wind | Wind | Wind | Wind | Wind | Wind | Wind |  |  |  | Dundonnell Wind Farm | Dundonnell Wind Farm |  | Dundonnell Wind Farm | Wind | [5 empty] | Dundonnell Wind Farm
Elaine Wind Farm | Wind | VIC | VIC | Existing | N/A | Wind | Wind | Elaine Wind Farm | Elaine Wind Farm | Wind | Wind | Wind | Wind | Wind | Wind | Wind | Wind | Wind |  |  |  | Elaine Wind Farm | Elaine Wind Farm |  | Elaine Wind Farm | Wind | [5 empty] | Elaine Wind Farm
Oakey 2 Solar Farm | Large scale solar PV | QLD | QLD | Committed | N/A | Solar | Solar | Oakey 2 Solar Farm | Oakey 2 Solar Farm | Large scale solar PV | Large scale solar PV | Large scale solar PV | Large scale solar PV | Large scale solar PV | Large scale solar PV | Large scale solar PV | Large scale solar PV | Large scale solar PV |  |  |  | Oakey 2 Solar Farm | Oakey 2 Solar Farm |  | Oakey 2 solar farm | Solar | [5 empty] | Oakey 2 Solar Farm
Committed Generators
Snowy 2.0 | Pumped Hydro | NSW | NSW | Committed | N/A | Water | Hydro | Snowy 2.0 | Snowy 2.0 | Hydro | Hydro | Hydro | Hydro | Hydro | Hydro | Hydro | Hydro | Hydro |  |  |  | Snowy 2.0 | Snowy 2.0 |  | Snowy 2.0 | Hydro | [5 empty] | Snowy 2.0
Temporary Generation South | OCGT | SA | SA | Committed | N/A | Diesel | Diesel | Temporary Generation South | Temporary Generation South | OCGT | OCGT | OCGT | OCGT | OCGT | OCGT | OCGT | OCGT | OCGT |  |  |  | Temporary Generation South | Temporary Generation South |  | Temporary Generation South | OCGT | [5 empty] | Temporary Generation South
Kennedy Energy Park Wind Farm | Wind | QLD | QLD | Committed | N/A | Wind | Wind | Kennedy Energy Park Wind Farm | Kennedy Energy Park Wind Farm | Wind | Wind | Wind | Wind | Wind | Wind | Wind | Wind | Wind |  |  |  | Kennedy Energy Park Wind Farm | Kennedy Energy Park Wind Farm |  | Kennedy Energy Park Wind Farm | Wind | [5 empty] | Kennedy Energy Park Wind Farm
Granville Harbour Wind Farm | Wind | TAS | TAS | Committed | N/A | Wind | Wind | Granville Harbour Wind Farm | Granville Harbour Wind Farm | Wind | Wind | Wind | Wind | Wind | Wind | Wind | Wind | Wind |  |  |  | Granville Harbour Wind Farm | Granville Harbour Wind Farm |  | Granville Harbour wind farm | Wind | [5 empty] | Granville Harbour Wind Farm
Bulgana Green Power Hub - Wind Farm | Wind | VIC | VIC | Committed | N/A | Wind | Wind | Bulgana Wind Farm | Bulgana Wind Farm | Wind | Wind | Wind | Wind | Wind | Wind | Wind | Wind | Wind |  |  |  | Bulgana Wind Farm | Bulgana Wind Farm |  | Bulgana wind farm | Wind | [5 empty] | Bulgana Green Power Hub - Wind Farm
Lincoln Gap Wind Farm - stage 2 | Wind | SA | SA | Committed | N/A | Wind | Wind | Lincoln Gap Wind Farm - stage 2 | Lincoln Gap Wind Farm - stage 2 | Wind | Wind | Wind | Wind | Wind | Wind | Wind | Wind | Wind |  |  |  | Lincoln Gap Wind Farm - stage 2 | Lincoln Gap Wind Farm - stage 2 |  | Lincoln Gap Wind Farm - stage 2 | Wind | [5 empty] | Lincoln Gap Wind Farm - stage 2
Moorabool Wind Farm | Wind | VIC | VIC | Committed | N/A | Wind | Wind | Moorabool Wind Farm | Moorabool Wind Farm | Wind | Wind | Wind | Wind | Wind | Wind | Wind | Wind | Wind |  |  |  | Moorabool Wind Farm | Moorabool Wind Farm |  | Moorabool wind farm | Wind | [5 empty] | Moorabool Wind Farm
Stockyard Hill Wind Farm | Wind | VIC | VIC | Committed | N/A | Wind | Wind | Stockyard Hill Wind Farm | Stockyard Hill Wind Farm | Wind | Wind | Wind | Wind | Wind | Wind | Wind | Wind | Wind |  |  |  | Stockyard Hill Wind Farm | Stockyard Hill Wind Farm |  | Stockyard Hill wind farm | Wind | [5 empty] | Stockyard Hill Wind Farm
Crudine Ridge Wind Farm | Wind | NSW | NSW | Committed | N/A | Wind | Wind | Crudine Ridge Wind Farm | Crudine Ridge Wind Farm | Wind | Wind | Wind | Wind | Wind | Wind | Wind | Wind | Wind |  |  |  | Crudine Ridge Wind Farm | Crudine Ridge Wind Farm |  | Crudine Ridge Wind Farm | Wind | [5 empty] | Crudine Ridge Wind Farm
Bomen Solar Farm | Large scale solar PV | NSW | NSW | Committed | N/A | Solar | Solar | Bomen Solar Farm | Bomen Solar Farm | Large scale solar PV | Large scale solar PV | Large scale solar PV | Large scale solar PV | Large scale solar PV | Large scale solar PV | Large scale solar PV | Large scale solar PV | Large scale solar PV |  |  |  | Bomen Solar Farm | Bomen Solar Farm |  | Bomen solar farm | Solar | [5 empty] | Bomen Solar Farm
Darlington Point Solar Farm | Large scale solar PV | NSW | NSW | Committed | N/A | Solar | Solar | Darlington Point Solar Farm | Darlington Point Solar Farm | Large scale solar PV | Large scale solar PV | Large scale solar PV | Large scale solar PV | Large scale solar PV | Large scale solar PV | Large scale solar PV | Large scale solar PV | Large scale solar PV |  |  |  | Darlington Point Solar Farm | Darlington Point Solar Farm |  | Darlington Point solar farm | Solar | [5 empty] | Darlington Point Solar Farm
Molong Solar Farm | Large scale solar PV | NSW | NSW | Committed | N/A | Solar | Solar | Molong Solar Farm | Molong Solar Farm | Large scale solar PV | Large scale solar PV | Large scale solar PV | Large scale solar PV | Large scale solar PV | Large scale solar PV | Large scale solar PV | Large scale solar PV | Large scale solar PV |  |  |  | Molong Solar Farm | Molong Solar Farm |  | Molong solar farm | Solar | [5 empty] | Molong Solar Farm
Sunraysia Solar Farm | Large scale solar PV | NSW | NSW | Committed | N/A | Solar | Solar | Sunraysia Solar Farm | Sunraysia Solar Farm | Large scale solar PV | Large scale solar PV | Large scale solar PV | Large scale solar PV | Large scale solar PV | Large scale solar PV | Large scale solar PV | Large scale solar PV | Large scale solar PV |  |  |  | Sunraysia Solar Farm | Sunraysia Solar Farm |  | Sunraysia solar farm | Solar | [5 empty] | Sunraysia Solar Farm
Maryrorough Solar Farm | Large scale solar PV | QLD | QLD | Committed | N/A | Solar | Solar | Maryrorough Solar Farm | Maryrorough Solar Farm | Large scale solar PV | Large scale solar PV | Large scale solar PV | Large scale solar PV | Large scale solar PV | Large scale solar PV | Large scale solar PV | Large scale solar PV | Large scale solar PV |  |  |  | Maryrorough Solar Farm | Maryrorough Solar Farm |  | Maryrorough Solar Farm | Solar | [5 empty] | Maryrorough Solar Farm
Kennedy Energy Park Solar Farm | Large scale solar PV | QLD | QLD | Committed | N/A | Solar | Solar | Kennedy Energy Park Solar Farm | Kennedy Energy Park Solar Farm | Large scale solar PV | Large scale solar PV | Large scale solar PV | Large scale solar PV | Large scale solar PV | Large scale solar PV | Large scale solar PV | Large scale solar PV | Large scale solar PV |  |  |  | Kennedy Energy Park Solar Farm | Kennedy Energy Park Solar Farm |  | Kennedy Energy Park solar farm | Solar | [5 empty] | Kennedy Energy Park Solar Farm
Limondale Solar Farm 1 | Large scale solar PV | NSW | NSW | Committed | N/A | Solar | Solar | Limondale Solar Farm 1 | Limondale Solar Farm 1 | Large scale solar PV | Large scale solar PV | Large scale solar PV | Large scale solar PV | Large scale solar PV | Large scale solar PV | Large scale solar PV | Large scale solar PV | Large scale solar PV |  |  |  | Limondale Solar Farm 1 | Limondale Solar Farm 1 |  | Limondale solar farm 1 | Solar | [5 empty] | Limondale Solar Farm 1
Warwick Solar Farm | Large scale solar PV | QLD | QLD | Committed | N/A | Solar | Solar | Warwick Solar Farm | Warwick Solar Farm | Large scale solar PV | Large scale solar PV | Large scale solar PV | Large scale solar PV | Large scale solar PV | Large scale solar PV | Large scale solar PV | Large scale solar PV | Large scale solar PV |  |  |  | Warwick Solar Farm | Warwick Solar Farm |  | Warwick solar farm | Solar | [5 empty] | Warwick Solar Farm
Kiamal Solar Farm stage 1 | Large scale solar PV | VIC | VIC | Committed | N/A | Solar | Solar | Kiamal Solar Farm | Kiamal Solar Farm | Large scale solar PV | Large scale solar PV | Large scale solar PV | Large scale solar PV | Large scale solar PV | Large scale solar PV | Large scale solar PV | Large scale solar PV | Large scale solar PV |  |  |  | Kiamal Solar Farm | Kiamal Solar Farm |  | Kiamal solar farm | Solar | [5 empty] | Kiamal Solar Farm stage 1
Yatpool Solar Farm | Large scale solar PV | VIC | VIC | Committed | N/A | Solar | Solar | Yatpool Solar Farm | Yatpool Solar Farm | Large scale solar PV | Large scale solar PV | Large scale solar PV | Large scale solar PV | Large scale solar PV | Large scale solar PV | Large scale solar PV | Large scale solar PV | Large scale solar PV |  |  |  | Yatpool Solar Farm | Yatpool Solar Farm |  | Yatpool solar farm | Solar | [5 empty] | Yatpool Solar Farm
Cohuna Solar Farm | Large Scale Solar PV | VIC | VIC | Committed | N/A | Solar | Solar | Cohuna Solar Farm | Cohuna Solar Farm | Large Scale Solar PV | Large Scale Solar PV | Large Scale Solar PV | Large Scale Solar PV | Large Scale Solar PV | Large Scale Solar PV | Large Scale Solar PV | Large Scale Solar PV | Large scale solar PV |  |  |  | Cohuna Solar Farm | Cohuna Solar Farm |  | Cohuna Solar Farm | Solar | [5 empty] | Cohuna Solar Farm
Goonumbla Solar Farm | Large Scale Solar PV | NSW | NSW | Committed | N/A | Solar | Solar | Goonumbla Solar Farm | Goonumbla Solar Farm | Large Scale Solar PV | Large Scale Solar PV | Large Scale Solar PV | Large Scale Solar PV | Large Scale Solar PV | Large Scale Solar PV | Large Scale Solar PV | Large Scale Solar PV | Large scale solar PV |  |  |  | Goonumbla Solar Farm | Goonumbla Solar Farm |  | Goonumbla Solar Farm | Solar | [5 empty] | Goonumbla Solar Farm
Gangarri Solar Farm | Large Scale Solar PV | QLD | QLD | Committed | N/A | Solar | Solar | Gangarri Solar Farm | Gangarri Solar Farm | Large Scale Solar PV | Large Scale Solar PV | Large Scale Solar PV | Large Scale Solar PV | Large Scale Solar PV | Large Scale Solar PV | Large Scale Solar PV | Large Scale Solar PV | Large scale solar PV |  |  |  | Gangarri Solar Farm | Gangarri Solar Farm |  | Gangarri Solar Farm | Solar | [5 empty] | Gangarri Solar Farm
Winton Solar Farm | Large Scale Solar PV | VIC | VIC | Committed | N/A | Solar | Solar | Large Scale Solar PV | Large Scale Solar PV | Large Scale Solar PV | Large Scale Solar PV | Large Scale Solar PV | Large Scale Solar PV | Large Scale Solar PV | Large Scale Solar PV | Large Scale Solar PV | Large Scale Solar PV | Large Scale Solar PV |  |  |  | Winton Solar Farm | Winton Solar Farm |  | Winton Solar Farm | Solar | [5 empty] | Winton Solar Farm
Bango 973 Wind Farm | Wind | NSW | NSW | Committed | N/A | Wind | Wind | Bango 973 Wind Farm | Bango 973 Wind Farm | Wind | Wind | Wind | Wind | Wind | Wind | Wind | Wind | Wind |  |  |  | Bango 973 Wind Farm | Bango 973 Wind Farm |  | Bango 973 Wind Farm | Wind | [5 empty] | Bango 973 Wind Farm
Berrybank Wind Farm | Wind | VIC | VIC | Committed | N/A | Wind | Wind | Berrybank Wind Farm | Berrybank Wind Farm | Wind | Wind | Wind | Wind | Wind | Wind | Wind | Wind | Wind |  |  |  | Berrybank Wind Farm | Berrybank Wind Farm |  | Berrybank Wind Farm | Wind | [5 empty] | Berrybank Wind Farm
Glenrowan West Sun Farm | Large scale solar PV | VIC | VIC | Committed | N/A | Solar | Solar | Glenrowan West Sun Farm | Glenrowan West Sun Farm | Large Scale Solar PV | Large Scale Solar PV | Large Scale Solar PV | Large Scale Solar PV | Large Scale Solar PV | Large Scale Solar PV | Large Scale Solar PV | Large Scale Solar PV | Large Scale Solar PV |  |  |  | Glenrowan West Sun Farm | Glenrowan West Sun Farm |  | Glenrowan West Sun Farm | Solar | [5 empty] | Glenrowan West Sun Farm
Collector | Wind | NSW | NSW | Committed | N/A | Wind | Wind | Wind | Wind | Wind | Wind | Wind | Wind | Wind | Wind | Wind | Wind | Wind |  |  |  | Collector | Collector |  | Collector | Wind | [5 empty] | Collector
Middlemount Sun Farm | Large Scale Solar PV | QLD | QLD | Committed | N/A | Solar | Solar | Middlemount Sun Farm | Middlemount Sun Farm | Large Scale Solar PV | Large Scale Solar PV | Large Scale Solar PV | Large Scale Solar PV | Large Scale Solar PV | Large Scale Solar PV | Large Scale Solar PV | Large Scale Solar PV | Large scale solar PV |  |  |  | Middlemount Sun Farm | Middlemount Sun Farm |  | Middlemount Sun Farm | Solar | [5 empty] | Middlemount Sun Farm
Wellington Solar Farm | Large Scale Solar PV | NSW | NSW | Committed | N/A | Solar | Solar | Wellington Solar Farm | Wellington Solar Farm | Large scale solar PV | Large scale solar PV | Large scale solar PV | Large scale solar PV | Large scale solar PV | Large scale solar PV | Large scale solar PV | Large scale solar PV | Large scale solar PV |  |  |  | Wellington Solar Farm | Wellington Solar Farm |  | Wellington Solar Farm | Solar | [5 empty] | Wellington Solar Farm
Biala Wind Farm | Wind | NSW | NSW | Committed | N/A | Wind | Wind | Biala Wind Farm | Biala Wind Farm | Wind | Wind | Wind | Wind | Wind | Wind | Wind | Wind | Wind |  |  |  | Biala Wind Farm | Biala Wind Farm |  | Biala Wind Farm | Wind | [5 empty] | Biala Wind Farm
Anticipated Projects
Berrybank Wind Farm - Stage 2 | Wind | VIC | VIC | Anticipated - Committed | N/A | Wind | Wind | Wind | Wind | Wind | Wind | Wind | Wind | Wind | Wind | Wind | Wind | Wind |  |  |  | Berrybank Wind Farm - Stage 2 | Berrybank Wind Farm - Stage 2 |  | Berrybank Wind Farm - Stage 2 | Wind | [5 empty] | Berrybank Wind Farm - Stage 2
Murra Warra Wind Farm - Stage 2 | Wind | VIC | VIC | Anticipated - Committed | N/A | Wind | Wind | Wind | Wind | Wind | Wind | Wind | Wind | Wind | Wind | Wind | Wind | Wind |  |  |  | Murra Warra Wind Farm - Stage 2 | Murra Warra Wind Farm - Stage 2 |  | Murra Warra Wind Farm - Stage 2 | Wind | [5 empty] | Murra Warra Wind Farm - Stage 2
Broadsound Solar Farm | Large Scale Solar PV | QLD | QLD | Anticipated - Committed | N/A | Solar | Solar | Large Scale Solar PV | Large Scale Solar PV | Large Scale Solar PV | Large Scale Solar PV | Large Scale Solar PV | Large Scale Solar PV | Large Scale Solar PV | Large Scale Solar PV | Large Scale Solar PV | Large Scale Solar PV | Large Scale Solar PV |  |  |  | Broadsound Solar Farm | Broadsound Solar Farm |  | Broadsound Solar Farm | Solar | [5 empty] | Broadsound Solar Farm
Cape York Battery Power Plant - Solar | Large Scale Solar PV | QLD | QLD | Anticipated - Committed | N/A | Solar | Solar | Large Scale Solar PV | Large Scale Solar PV | Large Scale Solar PV | Large Scale Solar PV | Large Scale Solar PV | Large Scale Solar PV | Large Scale Solar PV | Large Scale Solar PV | Large Scale Solar PV | Large Scale Solar PV | Large Scale Solar PV |  |  |  | Cape York Battery Power Plant - Solar | Cape York Battery Power Plant - Solar |  | Cape York Battery Power Plant - Solar | Solar | [5 empty] | Cape York Battery Power Plant - Solar
Gunnedah Solar Farm | Large Scale Solar PV | NSW | NSW | Anticipated - Committed | N/A | Solar | Solar | Large Scale Solar PV | Large Scale Solar PV | Large Scale Solar PV | Large Scale Solar PV | Large Scale Solar PV | Large Scale Solar PV | Large Scale Solar PV | Large Scale Solar PV | Large Scale Solar PV | Large Scale Solar PV | Large Scale Solar PV |  |  |  | Gunnedah Solar Farm | Gunnedah Solar Farm |  | Gunnedah Solar Farm | Solar | [5 empty] | Gunnedah Solar Farm
Metz Solar Farm | Large Scale Solar PV | NSW | NSW | Anticipated - Committed | N/A | Solar | Solar | Large Scale Solar PV | Large Scale Solar PV | Large Scale Solar PV | Large Scale Solar PV | Large Scale Solar PV | Large Scale Solar PV | Large Scale Solar PV | Large Scale Solar PV | Large Scale Solar PV | Large Scale Solar PV | Large Scale Solar PV |  |  |  | Metz Solar Farm | Metz Solar Farm |  | Metz Solar Farm | Solar | [5 empty] | Metz Solar Farm
Suntop Solar Farm | Large Scale Solar PV | NSW | NSW | Anticipated - Committed | N/A | Solar | Solar | Large Scale Solar PV | Large Scale Solar PV | Large Scale Solar PV | Large Scale Solar PV | Large Scale Solar PV | Large Scale Solar PV | Large Scale Solar PV | Large Scale Solar PV | Large Scale Solar PV | Large Scale Solar PV | Large Scale Solar PV |  |  |  | Suntop Solar Farm | Suntop Solar Farm |  | Suntop Solar Farm | Solar | [5 empty] | Suntop Solar Farm
MacIntyre Wind Farm | Wind | QLD | QLD | Anticipated - Committed | N/A | Wind | Wind | Wind | Wind | Wind | Wind | Wind | Wind | Wind | Wind | Wind | Wind | Wind |  |  |  | MacIntyre Wind Farm | MacIntyre Wind Farm |  | MacIntyre Wind Farm | Wind | [5 empty] | MacIntyre Wind Farm
Carwarp Solar Farm stage 1 | Large Scale Solar PV | VIC | VIC | Anticipated - Committed | N/A | Solar | Solar | Large Scale Solar PV | Large Scale Solar PV | Large Scale Solar PV | Large Scale Solar PV | Large Scale Solar PV | Large Scale Solar PV | Large Scale Solar PV | Large Scale Solar PV | Large Scale Solar PV | Large Scale Solar PV | Large Scale Solar PV |  |  |  | Carwarp Solar Farm stage 1 | Carwarp Solar Farm stage 1 |  | Carwarp Solar Farm | Solar | [5 empty] | Carwarp Solar Farm stage 1
Mortlake South Wind Farm | Wind | VIC | VIC | Anticipated - Committed | N/A | Wind | Wind | Wind | Wind | Wind | Wind | Wind | Wind | Wind | Wind | Wind | Wind | Wind |  |  |  | Mortlake South Wind Farm | Mortlake South Wind Farm |  | Mortlake South Wind Farm | Wind | [5 empty] | Mortlake South Wind Farm
Existing Committed and Anticipated Batteries
Hornsdale Power Reserve Unit 1 | Battery Storage | SA | SA | Existing | N/A | N/A | Battery | Battery Storage | Battery Storage | Battery Storage | Battery Storage | Battery Storage | Battery Storage | Battery Storage | Battery Storage | Battery Storage | Battery Storage | Battery Storage |  |  |  | Hornsdale | Hornsdale |  | Hornsdale | N/A | [5 empty] | Hornsdale Power Reserve Unit 1
Dalrymple North BESS | Battery Storage | SA | SA | Existing | N/A | N/A | Battery | Battery Storage | Battery Storage | Battery Storage | Battery Storage | Battery Storage | Battery Storage | Battery Storage | Battery Storage | Battery Storage | Battery Storage | Battery Storage |  |  |  | ESCRI Dalrymple | ESCRI Dalrymple |  | ESCRI Dalrymple | N/A | [5 empty] | Dalrymple BESS
Ballarat Energy Storage System | Battery Storage | VIC | VIC | Existing | N/A | N/A | Battery | Battery Storage | Battery Storage | Battery Storage | Battery Storage | Battery Storage | Battery Storage | Battery Storage | Battery Storage | Battery Storage | Battery Storage | Battery Storage |  |  |  | Ballarat | Ballarat |  | Ballarat | N/A | [5 empty] | Ballarat Energy Storage System
Bulgana Green Power Hub - BESS | Battery Storage | VIC | VIC | Committed | N/A | N/A | Battery | Battery Storage | Battery Storage | Battery Storage | Battery Storage | Battery Storage | Battery Storage | Battery Storage | Battery Storage | Battery Storage | Battery Storage | Battery Storage |  |  |  | Bulgana | Bulgana |  | Bulgana | N/A | [5 empty] | Bulgana Green Power Hub - BESS
Gannawarra Energy Storage System | Battery Storage | VIC | VIC | Existing | N/A | N/A | Battery | Battery Storage | Battery Storage | Battery Storage | Battery Storage | Battery Storage | Battery Storage | Battery Storage | Battery Storage | Battery Storage | Battery Storage | Battery Storage |  |  |  | Gannawarra Energy Storage System | Gannawarra Energy Storage System |  | Gannawarra Energy Storage System | N/A | [5 empty] | Gannawarra Energy Storage System
Lake Bonney BESS1 | Battery Storage | SA | SA | Committed | N/A | N/A | Battery | Battery Storage | Battery Storage | Battery Storage | Battery Storage | Battery Storage | Battery Storage | Battery Storage | Battery Storage | Battery Storage | Battery Storage | Battery Storage |  |  |  | Lake Bonney BESS1 | Lake Bonney BESS1 |  | Lake Bonney BESS1 | N/A | [5 empty] | Lake Bonney BESS1
Cape York Battery Power Plant - Storage | Battery Storage | QLD | QLD | Anticipated - Committed | N/A | N/A | Battery | Battery Storage | Battery Storage | Battery Storage | Battery Storage | Battery Storage | Battery Storage | Battery Storage | Battery Storage | Battery Storage | Battery Storage | Battery Storage |  |  |  | Cape York Battery Power Plant - Storage | Cape York Battery Power Plant - Storage |  | Cape York Battery Power Plant - Storage | N/A | [5 empty] | Cape York Battery Power Plant - Storage
New Entrant
Black Coal (supercritical PC) | Black Coal (supercritical PC) | QLD | North Queensland | New Entrant | QLD low | Black Coal | North Queensland | Black Coal (supercritical PC) | Black Coal (supercritical PC) | Black Coal (supercritical PC) | Black Coal (supercritical PC) | Black Coal (supercritical PC) | Black Coal (supercritical PC) | Black Coal (supercritical PC) | Black Coal (supercritical PC) | Black Coal (supercritical PC) | Black Coal (supercritical PC) | Black Coal (supercritical PC) |  |  |  | QLD low | QLD low | QLD | QLD thermal generation | Black Coal (supercritical PC) | Black Coal (supercritical PC) | QLD | Black Coal (supercritical PC) | QLD | Black Coal (supercritical PC)
Black Coal (supercritical PC) | Black Coal (supercritical PC) | QLD | Central Queensland | New Entrant | QLD low | Black Coal | Central Queensland | Black Coal (supercritical PC) | Black Coal (supercritical PC) | Black Coal (supercritical PC) | Black Coal (supercritical PC) | Black Coal (supercritical PC) | Black Coal (supercritical PC) | Black Coal (supercritical PC) | Black Coal (supercritical PC) | Black Coal (supercritical PC) | Black Coal (supercritical PC) | Black Coal (supercritical PC) |  |  |  | QLD low | QLD low | QLD | QLD thermal generation | Black Coal (supercritical PC) | Black Coal (supercritical PC) | QLD | Black Coal (supercritical PC) | QLD | Black Coal (supercritical PC)
Black Coal (supercritical PC) | Black Coal (supercritical PC) | QLD | Southwest Queensland | New Entrant | QLD low | Black Coal | Southwest Queensland | Black Coal (supercritical PC) | Black Coal (supercritical PC) | Black Coal (supercritical PC) | Black Coal (supercritical PC) | Black Coal (supercritical PC) | Black Coal (supercritical PC) | Black Coal (supercritical PC) | Black Coal (supercritical PC) | Black Coal (supercritical PC) | Black Coal (supercritical PC) | Black Coal (supercritical PC) |  |  |  | QLD low | QLD low | QLD | QLD thermal generation | Black Coal (supercritical PC) | Black Coal (supercritical PC) | QLD | Black Coal (supercritical PC) | QLD | Black Coal (supercritical PC)
Black Coal (supercritical PC) | Black Coal (supercritical PC) | NSW | Northern NSW | New Entrant | NSW low | Black Coal | Northern NSW | Black Coal (supercritical PC) | Black Coal (supercritical PC) | Black Coal (supercritical PC) | Black Coal (supercritical PC) | Black Coal (supercritical PC) | Black Coal (supercritical PC) | Black Coal (supercritical PC) | Black Coal (supercritical PC) | Black Coal (supercritical PC) | Black Coal (supercritical PC) | Black Coal (supercritical PC) |  |  |  | NSW low | NSW low | NSW | NSW thermal generation | Black Coal (supercritical PC) | Black Coal (supercritical PC) | NSW | Black Coal (supercritical PC) | NSW | Black Coal (supercritical PC)
Black Coal (supercritical PC) | Black Coal (supercritical PC) | NSW | North-Central NSW | New Entrant | NSW low | Black Coal | North-Central NSW | Black Coal (supercritical PC) | Black Coal (supercritical PC) | Black Coal (supercritical PC) | Black Coal (supercritical PC) | Black Coal (supercritical PC) | Black Coal (supercritical PC) | Black Coal (supercritical PC) | Black Coal (supercritical PC) | Black Coal (supercritical PC) | Black Coal (supercritical PC) | Black Coal (supercritical PC) |  |  |  | NSW low | NSW low | NSW | NSW thermal generation | Black Coal (supercritical PC) | Black Coal (supercritical PC) | NSW | Black Coal (supercritical PC) | NSW | Black Coal (supercritical PC)
Brown Coal (supercritical PC) | Brown Coal (supercritical PC) | VIC | Latrobe Valley | New Entrant | VIC Low | Brown Coal | Latrobe Valley | Brown Coal (supercritical PC) | Brown Coal (supercritical PC) | Brown Coal (supercritical PC) | Brown Coal (supercritical PC) | Brown Coal (supercritical PC) | Brown Coal (supercritical PC) | Brown Coal (supercritical PC) | Brown Coal (supercritical PC) | Brown Coal (supercritical PC) | Brown Coal (supercritical PC) | Brown Coal (supercritical PC) |  |  |  | VIC Low | VIC Low | VIC | Vic thermal generation | Brown Coal (supercritical PC) | Brown Coal (supercritical PC) | VIC | Brown Coal (supercritical PC) | VIC | Brown Coal (supercritical PC)
OCGT | OCGT | QLD | QLD | New Entrant | QLD low | Gas | QLD new OCGT | OCGT | OCGT | OCGT | OCGT | OCGT | OCGT | OCGT | OCGT | OCGT | OCGT | OCGT |  |  |  | QLD low | QLD low | QLD | QLD thermal generation | OCGT | OCGT | QLD | OCGT | QLD | OCGT
OCGT | OCGT | NSW | NSW | New Entrant | NSW low | Gas | NSW new OCGT | OCGT | OCGT | OCGT | OCGT | OCGT | OCGT | OCGT | OCGT | OCGT | OCGT | OCGT |  |  |  | NSW low | NSW low | NSW | NSW thermal generation | OCGT | OCGT | NSW | OCGT | NSW | OCGT
OCGT | OCGT | VIC | VIC | New Entrant | VIC Low | Gas | VIC new OCGT | OCGT | OCGT | OCGT | OCGT | OCGT | OCGT | OCGT | OCGT | OCGT | OCGT | OCGT |  |  |  | VIC Low | VIC Low | VIC | Vic thermal generation | OCGT | OCGT | VIC | OCGT | VIC | OCGT
OCGT | OCGT | SA | SA | New Entrant | SA low | Gas | SA new OCGT | OCGT | OCGT | OCGT | OCGT | OCGT | OCGT | OCGT | OCGT | OCGT | OCGT | OCGT |  |  |  | SA low | SA low | SA | sa thermal generation | OCGT | OCGT | SA | OCGT | SA | OCGT
OCGT | OCGT | TAS | TAS | New Entrant | TAS low | Gas | TAS new OCGT | OCGT | OCGT | OCGT | OCGT | OCGT | OCGT | OCGT | OCGT | OCGT | OCGT | OCGT |  |  |  | TAS low | TAS low | TAS | tas thermal generation | OCGT | OCGT | TAS | OCGT | TAS | OCGT
CCGT | CCGT | QLD | QLD | New Entrant | QLD low | Gas | QLD new CCGT | CCGT | CCGT | CCGT | CCGT | CCGT | CCGT | CCGT | CCGT | CCGT | CCGT | CCGT |  |  |  | QLD low | QLD low | QLD | QLD thermal generation | CCGT | CCGT | QLD | CCGT | QLD | CCGT
CCGT | CCGT | NSW | NSW | New Entrant | NSW low | Gas | NSW new CCGT | CCGT | CCGT | CCGT | CCGT | CCGT | CCGT | CCGT | CCGT | CCGT | CCGT | CCGT |  |  |  | NSW low | NSW low | NSW | NSW thermal generation | CCGT | CCGT | NSW | CCGT | NSW | CCGT
CCGT | CCGT | VIC | VIC | New Entrant | VIC Low | Gas | VIC new CCGT | CCGT | CCGT | CCGT | CCGT | CCGT | CCGT | CCGT | CCGT | CCGT | CCGT | CCGT |  |  |  | VIC Low | VIC Low | VIC | Vic thermal generation | CCGT | CCGT | VIC | CCGT | VIC | CCGT
CCGT | CCGT | SA | SA | New Entrant | SA low | Gas | SA new CCGT | CCGT | CCGT | CCGT | CCGT | CCGT | CCGT | CCGT | CCGT | CCGT | CCGT | CCGT |  |  |  | SA low | SA low | SA | sa thermal generation | CCGT | CCGT | SA | CCGT | SA | CCGT
CCGT | CCGT | TAS | TAS | New Entrant | TAS low | Gas | TAS new CCGT | CCGT | CCGT | CCGT | CCGT | CCGT | CCGT | CCGT | CCGT | CCGT | CCGT | CCGT |  |  |  | TAS low | TAS low | TAS | tas thermal generation | CCGT | CCGT | TAS | CCGT | TAS | CCGT
Biomass | Biomass | VIC | VIC | New Entrant | VIC Low | Biomass | Biomass | Biomass | Biomass | Biomass | Biomass | Biomass | Biomass | Biomass | Biomass | Biomass | Biomass | Biomass |  |  |  | VIC Low | VIC Low | VIC | QLD thermal generation | Biomass | Biomass | Vic | Biomass | Vic | Biomass
Biomass | Biomass | QLD | QLD | New Entrant | QLD low | Biomass | Biomass | Biomass | Biomass | Biomass | Biomass | Biomass | Biomass | Biomass | Biomass | Biomass | Biomass | Biomass |  |  |  | QLD low | QLD low | QLD | NSW thermal generation | Biomass | Biomass | Qld | Biomass | Qld | Biomass
Biomass | Biomass | NSW | NSW | New Entrant | NSW low | Biomass | Biomass | Biomass | Biomass | Biomass | Biomass | Biomass | Biomass | Biomass | Biomass | Biomass | Biomass | Biomass |  |  |  | NSW low | NSW low | NSW | Vic thermal generation | Biomass | Biomass | NSW | Biomass | NSW | Biomass
Biomass | Biomass | SA | SA | New Entrant | SA low | Biomass | Biomass | Biomass | Biomass | Biomass | Biomass | Biomass | Biomass | Biomass | Biomass | Biomass | Biomass | Biomass |  |  |  | SA low | SA low | SA | sa thermal generation | Biomass | Biomass | SA | Biomass | SA | Biomass
Biomass | Biomass | TAS | TAS | New Entrant | TAS low | Biomass | Biomass | Biomass | Biomass | Biomass | Biomass | Biomass | Biomass | Biomass | Biomass | Biomass | Biomass | Biomass |  |  |  | TAS low | TAS low | TAS | tas thermal generation | Biomass | Biomass | Tas | Biomass | Tas | Biomass
Large scale Solar PV | Large scale Solar PV | QLD | Far North QLD | New Entrant | QLD Low | Solar | Solar | Large scale Solar PV | Large scale Solar PV | Large scale Solar PV | Large scale Solar PV | Large scale Solar PV | Large scale Solar PV | Large scale Solar PV | Large scale Solar PV | Large scale Solar PV | Large scale Solar PV | Large scale Solar PV |  |  |  | QLD Low | QLD Low | ALL | Far North QLD Solar | Large scale Solar PV | Large scale Solar PV | Far North QLD | Large scale Solar PV | Far North QLD | Large scale Solar PV
Large scale Solar PV | Large scale Solar PV | QLD | North Qld Clean Energy Hub | New Entrant | QLD Low | Solar | Solar | Large scale Solar PV | Large scale Solar PV | Large scale Solar PV | Large scale Solar PV | Large scale Solar PV | Large scale Solar PV | Large scale Solar PV | Large scale Solar PV | Large scale Solar PV | Large scale Solar PV | Large scale Solar PV |  |  |  | QLD Low | QLD Low | ALL | North Qld Clean Energy Hub Solar | Large scale Solar PV | Large scale Solar PV | North Qld Clean Energy Hub | Large scale Solar PV | North Qld Clean Energy Hub | Large scale Solar PV
Large scale Solar PV | Large scale Solar PV | QLD | Northern Qld | New Entrant | QLD Low | Solar | Solar | Large scale Solar PV | Large scale Solar PV | Large scale Solar PV | Large scale Solar PV | Large scale Solar PV | Large scale Solar PV | Large scale Solar PV | Large scale Solar PV | Large scale Solar PV | Large scale Solar PV | Large scale Solar PV |  |  |  | QLD Low | QLD Low | ALL | Northern Qld Solar | Large scale Solar PV | Large scale Solar PV | Northern Qld | Large scale Solar PV | Northern Qld | Large scale Solar PV
Large scale Solar PV | Large scale Solar PV | QLD | Isaac | New Entrant | QLD Low | Solar | Solar | Large scale Solar PV | Large scale Solar PV | Large scale Solar PV | Large scale Solar PV | Large scale Solar PV | Large scale Solar PV | Large scale Solar PV | Large scale Solar PV | Large scale Solar PV | Large scale Solar PV | Large scale Solar PV |  |  |  | QLD Low | QLD Low | ALL | Isaac Solar | Large scale Solar PV | Large scale Solar PV | Isaac | Large scale Solar PV | Isaac | Large scale Solar PV
Large scale Solar PV | Large scale Solar PV | QLD | Barcaldine | New Entrant | QLD Medium | Solar | Solar | Large scale Solar PV | Large scale Solar PV | Large scale Solar PV | Large scale Solar PV | Large scale Solar PV | Large scale Solar PV | Large scale Solar PV | Large scale Solar PV | Large scale Solar PV | Large scale Solar PV | Large scale Solar PV |  |  |  | QLD Medium | QLD Medium | ALL | Barcaldine Solar | Large scale Solar PV | Large scale Solar PV | Barcaldine | Large scale Solar PV | Barcaldine | Large scale Solar PV
Large scale Solar PV | Large scale Solar PV | QLD | Fitzroy | New Entrant | QLD Low | Solar | Solar | Large scale Solar PV | Large scale Solar PV | Large scale Solar PV | Large scale Solar PV | Large scale Solar PV | Large scale Solar PV | Large scale Solar PV | Large scale Solar PV | Large scale Solar PV | Large scale Solar PV | Large scale Solar PV |  |  |  | QLD Low | QLD Low | ALL | Fitzroy Solar | Large scale Solar PV | Large scale Solar PV | Fitzroy | Large scale Solar PV | Fitzroy | Large scale Solar PV
Large scale Solar PV | Large scale Solar PV | QLD | Wide Bay | New Entrant | QLD Low | Solar | Solar | Large scale Solar PV | Large scale Solar PV | Large scale Solar PV | Large scale Solar PV | Large scale Solar PV | Large scale Solar PV | Large scale Solar PV | Large scale Solar PV | Large scale Solar PV | Large scale Solar PV | Large scale Solar PV |  |  |  | QLD Low | QLD Low | ALL | Wide Bay Solar | Large scale Solar PV | Large scale Solar PV | Wide Bay | Large scale Solar PV | Wide Bay | Large scale Solar PV
Large scale Solar PV | Large scale Solar PV | QLD | Darling Downs | New Entrant | QLD Low | Solar | Solar | Large scale Solar PV | Large scale Solar PV | Large scale Solar PV | Large scale Solar PV | Large scale Solar PV | Large scale Solar PV | Large scale Solar PV | Large scale Solar PV | Large scale Solar PV | Large scale Solar PV | Large scale Solar PV |  |  |  | QLD Low | QLD Low | ALL | Darling Downs Solar | Large scale Solar PV | Large scale Solar PV | Darling Downs | Large scale Solar PV | Darling Downs | Large scale Solar PV
Large scale Solar PV | Large scale Solar PV | NSW | North West NSW | New Entrant | NSW Medium | Solar | Solar | Large scale Solar PV | Large scale Solar PV | Large scale Solar PV | Large scale Solar PV | Large scale Solar PV | Large scale Solar PV | Large scale Solar PV | Large scale Solar PV | Large scale Solar PV | Large scale Solar PV | Large scale Solar PV |  |  |  | NSW Medium | NSW Medium | ALL | North West NSW Solar | Large scale Solar PV | Large scale Solar PV | North West NSW | Large scale Solar PV | North West NSW | Large scale Solar PV
Large scale Solar PV | Large scale Solar PV | NSW | New England | New Entrant | NSW Low | Solar | Solar | Large scale Solar PV | Large scale Solar PV | Large scale Solar PV | Large scale Solar PV | Large scale Solar PV | Large scale Solar PV | Large scale Solar PV | Large scale Solar PV | Large scale Solar PV | Large scale Solar PV | Large scale Solar PV |  |  |  | NSW Low | NSW Low | ALL | New England Solar | Large scale Solar PV | Large scale Solar PV | New England | Large scale Solar PV | New England | Large scale Solar PV
Large scale Solar PV | Large scale Solar PV | NSW | Central-West Orana | New Entrant | NSW Medium | Solar | Solar | Large scale Solar PV | Large scale Solar PV | Large scale Solar PV | Large scale Solar PV | Large scale Solar PV | Large scale Solar PV | Large scale Solar PV | Large scale Solar PV | Large scale Solar PV | Large scale Solar PV | Large scale Solar PV |  |  |  | NSW Medium | NSW Medium | ALL | Central-West Orana Solar | Large scale Solar PV | Large scale Solar PV | Central-West Orana | Large scale Solar PV | Central-West Orana | Large scale Solar PV
Large scale Solar PV | Large scale Solar PV | NSW | Southern NSW Tablelands | New Entrant | NSW Low | Solar | Solar | Large scale Solar PV | Large scale Solar PV | Large scale Solar PV | Large scale Solar PV | Large scale Solar PV | Large scale Solar PV | Large scale Solar PV | Large scale Solar PV | Large scale Solar PV | Large scale Solar PV | Large scale Solar PV |  |  |  | NSW Low | NSW Low | ALL | Southern NSW Tablelands Solar | Large scale Solar PV | Large scale Solar PV | Southern NSW Tablelands | Large scale Solar PV | Southern NSW Tablelands | Large scale Solar PV
Large scale Solar PV | Large scale Solar PV | NSW | Broken Hill | New Entrant | NSW High | Solar | Solar | Large scale Solar PV | Large scale Solar PV | Large scale Solar PV | Large scale Solar PV | Large scale Solar PV | Large scale Solar PV | Large scale Solar PV | Large scale Solar PV | Large scale Solar PV | Large scale Solar PV | Large scale Solar PV |  |  |  | NSW High | NSW High | ALL | Broken Hill Solar | Large scale Solar PV | Large scale Solar PV | Broken Hill | Large scale Solar PV | Broken Hill | Large scale Solar PV
Large scale Solar PV | Large scale Solar PV | NSW | South West NSW | New Entrant | NSW High | Solar | Solar | Large scale Solar PV | Large scale Solar PV | Large scale Solar PV | Large scale Solar PV | Large scale Solar PV | Large scale Solar PV | Large scale Solar PV | Large scale Solar PV | Large scale Solar PV | Large scale Solar PV | Large scale Solar PV |  |  |  | NSW High | NSW High | ALL | South West NSW Solar | Large scale Solar PV | Large scale Solar PV | South West NSW | Large scale Solar PV | South West NSW | Large scale Solar PV
Large scale Solar PV | Large scale Solar PV | NSW | Wagga Wagga | New Entrant | NSW Medium | Solar | Solar | Large scale Solar PV | Large scale Solar PV | Large scale Solar PV | Large scale Solar PV | Large scale Solar PV | Large scale Solar PV | Large scale Solar PV | Large scale Solar PV | Large scale Solar PV | Large scale Solar PV | Large scale Solar PV |  |  |  | NSW Medium | NSW Medium | ALL | Wagga Wagga Solar | Large scale Solar PV | Large scale Solar PV | Wagga Wagga | Large scale Solar PV | Wagga Wagga | Large scale Solar PV
Large scale Solar PV | Large scale Solar PV | NSW | Tumut | New Entrant | NSW Medium | Solar | Solar | Large scale Solar PV | Large scale Solar PV | Large scale Solar PV | Large scale Solar PV | Large scale Solar PV | Large scale Solar PV | Large scale Solar PV | Large scale Solar PV | Large scale Solar PV | Large scale Solar PV | Large scale Solar PV |  |  |  | NSW Medium | NSW Medium | ALL | Tumut Solar | Large scale Solar PV | Large scale Solar PV | Tumut | Large scale Solar PV | Tumut | Large scale Solar PV
Large scale Solar PV | Large scale Solar PV | NSW | Cooma-Monaro | New Entrant | NSW Medium | Solar | Solar | Large scale Solar PV | Large scale Solar PV | Large scale Solar PV | Large scale Solar PV | Large scale Solar PV | Large scale Solar PV | Large scale Solar PV | Large scale Solar PV | Large scale Solar PV | Large scale Solar PV | Large scale Solar PV |  |  |  | NSW Medium | NSW Medium | ALL | Cooma-Monaro Solar | Large scale Solar PV | Large scale Solar PV | Cooma-Monaro | Large scale Solar PV | Cooma-Monaro | Large scale Solar PV
Large scale Solar PV | Large scale Solar PV | VIC | Ovens Murray | New Entrant | VIC Medium | Solar | Solar | Large scale Solar PV | Large scale Solar PV | Large scale Solar PV | Large scale Solar PV | Large scale Solar PV | Large scale Solar PV | Large scale Solar PV | Large scale Solar PV | Large scale Solar PV | Large scale Solar PV | Large scale Solar PV |  |  |  | VIC Medium | VIC Medium | ALL | Ovens Murray Solar | Large scale Solar PV | Large scale Solar PV | Ovens Murray | Large scale Solar PV | Ovens Murray | Large scale Solar PV
Large scale Solar PV | Large scale Solar PV | VIC | Murray River | New Entrant | VIC Medium | Solar | Solar | Large scale Solar PV | Large scale Solar PV | Large scale Solar PV | Large scale Solar PV | Large scale Solar PV | Large scale Solar PV | Large scale Solar PV | Large scale Solar PV | Large scale Solar PV | Large scale Solar PV | Large scale Solar PV |  |  |  | VIC High | VIC High | ALL | Murray River Solar | Large scale Solar PV | Large scale Solar PV | Murray River | Large scale Solar PV | Murray River | Large scale Solar PV
Large scale Solar PV | Large scale Solar PV | VIC | Western Victoria | New Entrant | VIC Medium | Solar | Solar | Large scale Solar PV | Large scale Solar PV | Large scale Solar PV | Large scale Solar PV | Large scale Solar PV | Large scale Solar PV | Large scale Solar PV | Large scale Solar PV | Large scale Solar PV | Large scale Solar PV | Large scale Solar PV |  |  |  | VIC Medium | VIC Medium | ALL | Western Victoria Solar | Large scale Solar PV | Large scale Solar PV | Western Victoria | Large scale Solar PV | Western Victoria | Large scale Solar PV
Large scale Solar PV | Large scale Solar PV | VIC | South West Victoria | New Entrant | VIC Medium | Solar | Solar | Large scale Solar PV | Large scale Solar PV | Large scale Solar PV | Large scale Solar PV | Large scale Solar PV | Large scale Solar PV | Large scale Solar PV | Large scale Solar PV | Large scale Solar PV | Large scale Solar PV | Large scale Solar PV |  |  |  | VIC Medium | VIC Medium | ALL | South West Victoria Solar | Large scale Solar PV | Large scale Solar PV | South West Victoria | Large scale Solar PV | South West Victoria | Large scale Solar PV
Large scale Solar PV | Large scale Solar PV | VIC | Gippsland | New Entrant | VIC Low | Solar | Solar | Large scale Solar PV | Large scale Solar PV | Large scale Solar PV | Large scale Solar PV | Large scale Solar PV | Large scale Solar PV | Large scale Solar PV | Large scale Solar PV | Large scale Solar PV | Large scale Solar PV | Large scale Solar PV |  |  |  | VIC Low | VIC Low | ALL | Gippsland Solar | Large scale Solar PV | Large scale Solar PV | Gippsland | Large scale Solar PV | Gippsland | Large scale Solar PV
Large scale Solar PV | Large scale Solar PV | VIC | Central North Vic | New Entrant | VIC High | Solar | Solar | Large scale Solar PV | Large scale Solar PV | Large scale Solar PV | Large scale Solar PV | Large scale Solar PV | Large scale Solar PV | Large scale Solar PV | Large scale Solar PV | Large scale Solar PV | Large scale Solar PV | Large scale Solar PV |  |  |  | VIC Medium | VIC Medium | ALL | Central North Vic Solar | Large scale Solar PV | Large scale Solar PV | Central North Vic | Large scale Solar PV | Central North Vic | Large scale Solar PV
Large scale Solar PV | Large scale Solar PV | SA | South East SA | New Entrant | SA Low | Solar | Solar | Large scale Solar PV | Large scale Solar PV | Large scale Solar PV | Large scale Solar PV | Large scale Solar PV | Large scale Solar PV | Large scale Solar PV | Large scale Solar PV | Large scale Solar PV | Large scale Solar PV | Large scale Solar PV |  |  |  | SA Low | SA Low | ALL | South East SA Solar | Large scale Solar PV | Large scale Solar PV | South East SA | Large scale Solar PV | South East SA | Large scale Solar PV
Large scale Solar PV | Large scale Solar PV | SA | Riverland | New Entrant | SA Low | Solar | Solar | Large scale Solar PV | Large scale Solar PV | Large scale Solar PV | Large scale Solar PV | Large scale Solar PV | Large scale Solar PV | Large scale Solar PV | Large scale Solar PV | Large scale Solar PV | Large scale Solar PV | Large scale Solar PV |  |  |  | SA Low | SA Low | ALL | Riverland Solar | Large scale Solar PV | Large scale Solar PV | Riverland | Large scale Solar PV | Riverland | Large scale Solar PV
Large scale Solar PV | Large scale Solar PV | SA | Mid-North SA | New Entrant | SA Low | Solar | Solar | Large scale Solar PV | Large scale Solar PV | Large scale Solar PV | Large scale Solar PV | Large scale Solar PV | Large scale Solar PV | Large scale Solar PV | Large scale Solar PV | Large scale Solar PV | Large scale Solar PV | Large scale Solar PV |  |  |  | SA Low | SA Low | ALL | Mid-North SA Solar | Large scale Solar PV | Large scale Solar PV | Mid-North SA | Large scale Solar PV | Mid-North SA | Large scale Solar PV
Large scale Solar PV | Large scale Solar PV | SA | Yorke Peninsula | New Entrant | SA Low | Solar | Solar | Large scale Solar PV | Large scale Solar PV | Large scale Solar PV | Large scale Solar PV | Large scale Solar PV | Large scale Solar PV | Large scale Solar PV | Large scale Solar PV | Large scale Solar PV | Large scale Solar PV | Large scale Solar PV |  |  |  | SA Low | SA Low | ALL | Yorke Peninsula Solar | Large scale Solar PV | Large scale Solar PV | Yorke Peninsula | Large scale Solar PV | Yorke Peninsula | Large scale Solar PV
Large scale Solar PV | Large scale Solar PV | SA | Northern SA | New Entrant | SA Medium | Solar | Solar | Large scale Solar PV | Large scale Solar PV | Large scale Solar PV | Large scale Solar PV | Large scale Solar PV | Large scale Solar PV | Large scale Solar PV | Large scale Solar PV | Large scale Solar PV | Large scale Solar PV | Large scale Solar PV |  |  |  | SA Medium | SA Medium | ALL | Northern SA Solar | Large scale Solar PV | Large scale Solar PV | Northern SA | Large scale Solar PV | Northern SA | Large scale Solar PV
Large scale Solar PV | Large scale Solar PV | SA | Leigh Creek | New Entrant | SA Medium | Solar | Solar | Large scale Solar PV | Large scale Solar PV | Large scale Solar PV | Large scale Solar PV | Large scale Solar PV | Large scale Solar PV | Large scale Solar PV | Large scale Solar PV | Large scale Solar PV | Large scale Solar PV | Large scale Solar PV |  |  |  | SA Medium | SA Medium | ALL | Leigh Creek Solar | Large scale Solar PV | Large scale Solar PV | Leigh Creek | Large scale Solar PV | Leigh Creek | Large scale Solar PV
Large scale Solar PV | Large scale Solar PV | SA | Roxby Downs | New Entrant | SA Medium | Solar | Solar | Large scale Solar PV | Large scale Solar PV | Large scale Solar PV | Large scale Solar PV | Large scale Solar PV | Large scale Solar PV | Large scale Solar PV | Large scale Solar PV | Large scale Solar PV | Large scale Solar PV | Large scale Solar PV |  |  |  | SA Medium | SA Medium | ALL | Roxby Downs Solar | Large scale Solar PV | Large scale Solar PV | Roxby Downs | Large scale Solar PV | Roxby Downs | Large scale Solar PV
Large scale Solar PV | Large scale Solar PV | SA | Eastern Eyre Peninsula | New Entrant | SA Medium | Solar | Solar | Large scale Solar PV | Large scale Solar PV | Large scale Solar PV | Large scale Solar PV | Large scale Solar PV | Large scale Solar PV | Large scale Solar PV | Large scale Solar PV | Large scale Solar PV | Large scale Solar PV | Large scale Solar PV |  |  |  | SA Medium | SA Medium | ALL | Eastern Eyre Peninsula Solar | Large scale Solar PV | Large scale Solar PV | Eastern Eyre Peninsula | Large scale Solar PV | Eastern Eyre Peninsula | Large scale Solar PV
Large scale Solar PV | Large scale Solar PV | SA | Western Eyre Peninsula | New Entrant | SA Medium | Solar | Solar | Large scale Solar PV | Large scale Solar PV | Large scale Solar PV | Large scale Solar PV | Large scale Solar PV | Large scale Solar PV | Large scale Solar PV | Large scale Solar PV | Large scale Solar PV | Large scale Solar PV | Large scale Solar PV |  |  |  | SA Medium | SA Medium | ALL | Western Eyre Peninsula Solar | Large scale Solar PV | Large scale Solar PV | Western Eyre Peninsula | Large scale Solar PV | Western Eyre Peninsula | Large scale Solar PV
Large scale Solar PV | Large scale Solar PV | TAS | North East Tasmania | New Entrant | TAS Low | Solar | Solar | Large scale Solar PV | Large scale Solar PV | Large scale Solar PV | Large scale Solar PV | Large scale Solar PV | Large scale Solar PV | Large scale Solar PV | Large scale Solar PV | Large scale Solar PV | Large scale Solar PV | Large scale Solar PV |  |  |  | TAS Low | TAS Low | ALL | North East Tasmania Solar | Large scale Solar PV | Large scale Solar PV | North East Tasmania | Large scale Solar PV | North East Tasmania | Large scale Solar PV
Large scale Solar PV | Large scale Solar PV | TAS | North West Tasmania | New Entrant | TAS Medium | Solar | Solar | Large scale Solar PV | Large scale Solar PV | Large scale Solar PV | Large scale Solar PV | Large scale Solar PV | Large scale Solar PV | Large scale Solar PV | Large scale Solar PV | Large scale Solar PV | Large scale Solar PV | Large scale Solar PV |  |  |  | TAS Medium | TAS Medium | ALL | North West Tasmania Solar | Large scale Solar PV | Large scale Solar PV | North West Tasmania | Large scale Solar PV | North West Tasmania | Large scale Solar PV
Large scale Solar PV | Large scale Solar PV | TAS | Tasmania Midlands | New Entrant | TAS Low | Solar | Solar | Large scale Solar PV | Large scale Solar PV | Large scale Solar PV | Large scale Solar PV | Large scale Solar PV | Large scale Solar PV | Large scale Solar PV | Large scale Solar PV | Large scale Solar PV | Large scale Solar PV | Large scale Solar PV |  |  |  | TAS Low | TAS Low | ALL | Tasmania Midlands Solar | Large scale Solar PV | Large scale Solar PV | Tasmania Midlands | Large scale Solar PV | Tasmania Midlands | Large scale Solar PV
Solar Thermal (8hrs Storage) | Solar Thermal (8hrs Storage) | QLD | Far North QLD | New Entrant | QLD Low | Solar | Solar | Solar Thermal (8hrs Storage) | Solar Thermal (8hrs Storage) | Solar Thermal (8hrs Storage) | Solar Thermal (8hrs Storage) | Solar Thermal (8hrs Storage) | Solar Thermal (8hrs Storage) | Solar Thermal (8hrs Storage) | Solar Thermal (8hrs Storage) | Solar Thermal (8hrs Storage) | Solar Thermal (8hrs Storage) | Solar Thermal (8hrs Storage) |  |  |  | QLD Low | QLD Low | ALL | Far North QLD Solar | Solar Thermal (8hrs Storage) | Solar Thermal (8hrs Storage) | Far North QLD | Solar Thermal (8hrs Storage) | Far North QLD | Solar Thermal (8hrs Storage)
Solar Thermal (8hrs Storage) | Solar Thermal (8hrs Storage) | QLD | North Qld Clean Energy Hub | New Entrant | QLD Low | Solar | Solar | Solar Thermal (8hrs Storage) | Solar Thermal (8hrs Storage) | Solar Thermal (8hrs Storage) | Solar Thermal (8hrs Storage) | Solar Thermal (8hrs Storage) | Solar Thermal (8hrs Storage) | Solar Thermal (8hrs Storage) | Solar Thermal (8hrs Storage) | Solar Thermal (8hrs Storage) | Solar Thermal (8hrs Storage) | Solar Thermal (8hrs Storage) |  |  |  | QLD Low | QLD Low | ALL | North Qld Clean Energy Hub Solar | Solar Thermal (8hrs Storage) | Solar Thermal (8hrs Storage) | North Qld Clean Energy Hub | Solar Thermal (8hrs Storage) | North Qld Clean Energy Hub | Solar Thermal (8hrs Storage)
Solar Thermal (8hrs Storage) | Solar Thermal (8hrs Storage) | QLD | Northern Qld | New Entrant | QLD Low | Solar | Solar | Solar Thermal (8hrs Storage) | Solar Thermal (8hrs Storage) | Solar Thermal (8hrs Storage) | Solar Thermal (8hrs Storage) | Solar Thermal (8hrs Storage) | Solar Thermal (8hrs Storage) | Solar Thermal (8hrs Storage) | Solar Thermal (8hrs Storage) | Solar Thermal (8hrs Storage) | Solar Thermal (8hrs Storage) | Solar Thermal (8hrs Storage) |  |  |  | QLD Low | QLD Low | ALL | Northern Qld Solar | Solar Thermal (8hrs Storage) | Solar Thermal (8hrs Storage) | Northern Qld | Solar Thermal (8hrs Storage) | Northern Qld | Solar Thermal (8hrs Storage)
Solar Thermal (8hrs Storage) | Solar Thermal (8hrs Storage) | QLD | Isaac | New Entrant | QLD Low | Solar | Solar | Solar Thermal (8hrs Storage) | Solar Thermal (8hrs Storage) | Solar Thermal (8hrs Storage) | Solar Thermal (8hrs Storage) | Solar Thermal (8hrs Storage) | Solar Thermal (8hrs Storage) | Solar Thermal (8hrs Storage) | Solar Thermal (8hrs Storage) | Solar Thermal (8hrs Storage) | Solar Thermal (8hrs Storage) | Solar Thermal (8hrs Storage) |  |  |  | QLD Low | QLD Low | ALL | Isaac Solar | Solar Thermal (8hrs Storage) | Solar Thermal (8hrs Storage) | Isaac | Solar Thermal (8hrs Storage) | Isaac | Solar Thermal (8hrs Storage)
Solar Thermal (8hrs Storage) | Solar Thermal (8hrs Storage) | QLD | Barcaldine | New Entrant | QLD Medium | Solar | Solar | Solar Thermal (8hrs Storage) | Solar Thermal (8hrs Storage) | Solar Thermal (8hrs Storage) | Solar Thermal (8hrs Storage) | Solar Thermal (8hrs Storage) | Solar Thermal (8hrs Storage) | Solar Thermal (8hrs Storage) | Solar Thermal (8hrs Storage) | Solar Thermal (8hrs Storage) | Solar Thermal (8hrs Storage) | Solar Thermal (8hrs Storage) |  |  |  | QLD Medium | QLD Medium | ALL | Barcaldine Solar | Solar Thermal (8hrs Storage) | Solar Thermal (8hrs Storage) | Barcaldine | Solar Thermal (8hrs Storage) | Barcaldine | Solar Thermal (8hrs Storage)
Solar Thermal (8hrs Storage) | Solar Thermal (8hrs Storage) | QLD | Fitzroy | New Entrant | QLD Low | Solar | Solar | Solar Thermal (8hrs Storage) | Solar Thermal (8hrs Storage) | Solar Thermal (8hrs Storage) | Solar Thermal (8hrs Storage) | Solar Thermal (8hrs Storage) | Solar Thermal (8hrs Storage) | Solar Thermal (8hrs Storage) | Solar Thermal (8hrs Storage) | Solar Thermal (8hrs Storage) | Solar Thermal (8hrs Storage) | Solar Thermal (8hrs Storage) |  |  |  | QLD Low | QLD Low | ALL | Fitzroy Solar | Solar Thermal (8hrs Storage) | Solar Thermal (8hrs Storage) | Fitzroy | Solar Thermal (8hrs Storage) | Fitzroy | Solar Thermal (8hrs Storage)
Solar Thermal (8hrs Storage) | Solar Thermal (8hrs Storage) | QLD | Wide Bay | New Entrant | QLD Low | Solar | Solar | Solar Thermal (8hrs Storage) | Solar Thermal (8hrs Storage) | Solar Thermal (8hrs Storage) | Solar Thermal (8hrs Storage) | Solar Thermal (8hrs Storage) | Solar Thermal (8hrs Storage) | Solar Thermal (8hrs Storage) | Solar Thermal (8hrs Storage) | Solar Thermal (8hrs Storage) | Solar Thermal (8hrs Storage) | Solar Thermal (8hrs Storage) |  |  |  | QLD Low | QLD Low | ALL | Wide Bay Solar | Solar Thermal (8hrs Storage) | Solar Thermal (8hrs Storage) | Wide Bay | Solar Thermal (8hrs Storage) | Wide Bay | Solar Thermal (8hrs Storage)
Solar Thermal (8hrs Storage) | Solar Thermal (8hrs Storage) | QLD | Darling Downs | New Entrant | QLD Low | Solar | Solar | Solar Thermal (8hrs Storage) | Solar Thermal (8hrs Storage) | Solar Thermal (8hrs Storage) | Solar Thermal (8hrs Storage) | Solar Thermal (8hrs Storage) | Solar Thermal (8hrs Storage) | Solar Thermal (8hrs Storage) | Solar Thermal (8hrs Storage) | Solar Thermal (8hrs Storage) | Solar Thermal (8hrs Storage) | Solar Thermal (8hrs Storage) |  |  |  | QLD Low | QLD Low | ALL | Darling Downs Solar | Solar Thermal (8hrs Storage) | Solar Thermal (8hrs Storage) | Darling Downs | Solar Thermal (8hrs Storage) | Darling Downs | Solar Thermal (8hrs Storage)
Solar Thermal (8hrs Storage) | Solar Thermal (8hrs Storage) | NSW | North West NSW | New Entrant | NSW Medium | Solar | Solar | Solar Thermal (8hrs Storage) | Solar Thermal (8hrs Storage) | Solar Thermal (8hrs Storage) | Solar Thermal (8hrs Storage) | Solar Thermal (8hrs Storage) | Solar Thermal (8hrs Storage) | Solar Thermal (8hrs Storage) | Solar Thermal (8hrs Storage) | Solar Thermal (8hrs Storage) | Solar Thermal (8hrs Storage) | Solar Thermal (8hrs Storage) |  |  |  | NSW Medium | NSW Medium | ALL | North West NSW Solar | Solar Thermal (8hrs Storage) | Solar Thermal (8hrs Storage) | North West NSW | Solar Thermal (8hrs Storage) | North West NSW | Solar Thermal (8hrs Storage)
Solar Thermal (8hrs Storage) | Solar Thermal (8hrs Storage) | NSW | New England | New Entrant | NSW Low | Solar | Solar | Solar Thermal (8hrs Storage) | Solar Thermal (8hrs Storage) | Solar Thermal (8hrs Storage) | Solar Thermal (8hrs Storage) | Solar Thermal (8hrs Storage) | Solar Thermal (8hrs Storage) | Solar Thermal (8hrs Storage) | Solar Thermal (8hrs Storage) | Solar Thermal (8hrs Storage) | Solar Thermal (8hrs Storage) | Solar Thermal (8hrs Storage) |  |  |  | NSW Low | NSW Low | ALL | New England Solar | Solar Thermal (8hrs Storage) | Solar Thermal (8hrs Storage) | New England | Solar Thermal (8hrs Storage) | New England | Solar Thermal (8hrs Storage)
Solar Thermal (8hrs Storage) | Solar Thermal (8hrs Storage) | NSW | Central-West Orana | New Entrant | NSW Medium | Solar | Solar | Solar Thermal (8hrs Storage) | Solar Thermal (8hrs Storage) | Solar Thermal (8hrs Storage) | Solar Thermal (8hrs Storage) | Solar Thermal (8hrs Storage) | Solar Thermal (8hrs Storage) | Solar Thermal (8hrs Storage) | Solar Thermal (8hrs Storage) | Solar Thermal (8hrs Storage) | Solar Thermal (8hrs Storage) | Solar Thermal (8hrs Storage) |  |  |  | NSW Medium | NSW Medium | ALL | Central-West Orana Solar | Solar Thermal (8hrs Storage) | Solar Thermal (8hrs Storage) | Central-West Orana | Solar Thermal (8hrs Storage) | Central-West Orana | Solar Thermal (8hrs Storage)
Solar Thermal (8hrs Storage) | Solar Thermal (8hrs Storage) | NSW | Southern NSW Tablelands | New Entrant | NSW Low | Solar | Solar | Solar Thermal (8hrs Storage) | Solar Thermal (8hrs Storage) | Solar Thermal (8hrs Storage) | Solar Thermal (8hrs Storage) | Solar Thermal (8hrs Storage) | Solar Thermal (8hrs Storage) | Solar Thermal (8hrs Storage) | Solar Thermal (8hrs Storage) | Solar Thermal (8hrs Storage) | Solar Thermal (8hrs Storage) | Solar Thermal (8hrs Storage) |  |  |  | NSW Low | NSW Low | ALL | Southern NSW Tablelands Solar | Solar Thermal (8hrs Storage) | Solar Thermal (8hrs Storage) | Southern NSW Tablelands | Solar Thermal (8hrs Storage) | Southern NSW Tablelands | Solar Thermal (8hrs Storage)
Solar Thermal (8hrs Storage) | Solar Thermal (8hrs Storage) | NSW | Broken Hill | New Entrant | NSW High | Solar | Solar | Solar Thermal (8hrs Storage) | Solar Thermal (8hrs Storage) | Solar Thermal (8hrs Storage) | Solar Thermal (8hrs Storage) | Solar Thermal (8hrs Storage) | Solar Thermal (8hrs Storage) | Solar Thermal (8hrs Storage) | Solar Thermal (8hrs Storage) | Solar Thermal (8hrs Storage) | Solar Thermal (8hrs Storage) | Solar Thermal (8hrs Storage) |  |  |  | NSW High | NSW High | ALL | Broken Hill Solar | Solar Thermal (8hrs Storage) | Solar Thermal (8hrs Storage) | Broken Hill | Solar Thermal (8hrs Storage) | Broken Hill | Solar Thermal (8hrs Storage)
Solar Thermal (8hrs Storage) | Solar Thermal (8hrs Storage) | NSW | South West NSW | New Entrant | NSW High | Solar | Solar | Solar Thermal (8hrs Storage) | Solar Thermal (8hrs Storage) | Solar Thermal (8hrs Storage) | Solar Thermal (8hrs Storage) | Solar Thermal (8hrs Storage) | Solar Thermal (8hrs Storage) | Solar Thermal (8hrs Storage) | Solar Thermal (8hrs Storage) | Solar Thermal (8hrs Storage) | Solar Thermal (8hrs Storage) | Solar Thermal (8hrs Storage) |  |  |  | NSW High | NSW High | ALL | South West NSW Solar | Solar Thermal (8hrs Storage) | Solar Thermal (8hrs Storage) | South West NSW | Solar Thermal (8hrs Storage) | South West NSW | Solar Thermal (8hrs Storage)
Solar Thermal (8hrs Storage) | Solar Thermal (8hrs Storage) | NSW | Wagga Wagga | New Entrant | NSW Medium | Solar | Solar | Solar Thermal (8hrs Storage) | Solar Thermal (8hrs Storage) | Solar Thermal (8hrs Storage) | Solar Thermal (8hrs Storage) | Solar Thermal (8hrs Storage) | Solar Thermal (8hrs Storage) | Solar Thermal (8hrs Storage) | Solar Thermal (8hrs Storage) | Solar Thermal (8hrs Storage) | Solar Thermal (8hrs Storage) | Solar Thermal (8hrs Storage) |  |  |  | NSW Medium | NSW Medium | ALL | Wagga Wagga Solar | Solar Thermal (8hrs Storage) | Solar Thermal (8hrs Storage) | Wagga Wagga | Solar Thermal (8hrs Storage) | Wagga Wagga | Solar Thermal (8hrs Storage)
Solar Thermal (8hrs Storage) | Solar Thermal (8hrs Storage) | NSW | Tumut | New Entrant | NSW Medium | Solar | Solar | Solar Thermal (8hrs Storage) | Solar Thermal (8hrs Storage) | Solar Thermal (8hrs Storage) | Solar Thermal (8hrs Storage) | Solar Thermal (8hrs Storage) | Solar Thermal (8hrs Storage) | Solar Thermal (8hrs Storage) | Solar Thermal (8hrs Storage) | Solar Thermal (8hrs Storage) | Solar Thermal (8hrs Storage) | Solar Thermal (8hrs Storage) |  |  |  | NSW Medium | NSW Medium | ALL | Tumut Solar | Solar Thermal (8hrs Storage) | Solar Thermal (8hrs Storage) | Tumut | Solar Thermal (8hrs Storage) | Tumut | Solar Thermal (8hrs Storage)
Solar Thermal (8hrs Storage) | Solar Thermal (8hrs Storage) | NSW | Cooma-Monaro | New Entrant | NSW Medium | Solar | Solar | Solar Thermal (8hrs Storage) | Solar Thermal (8hrs Storage) | Solar Thermal (8hrs Storage) | Solar Thermal (8hrs Storage) | Solar Thermal (8hrs Storage) | Solar Thermal (8hrs Storage) | Solar Thermal (8hrs Storage) | Solar Thermal (8hrs Storage) | Solar Thermal (8hrs Storage) | Solar Thermal (8hrs Storage) | Solar Thermal (8hrs Storage) |  |  |  | NSW Medium | NSW Medium | ALL | Cooma-Monaro Solar | Solar Thermal (8hrs Storage) | Solar Thermal (8hrs Storage) | Cooma-Monaro | Solar Thermal (8hrs Storage) | Cooma-Monaro | Solar Thermal (8hrs Storage)
Solar Thermal (8hrs Storage) | Solar Thermal (8hrs Storage) | VIC | Ovens Murray | New Entrant | VIC Medium | Solar | Solar | Solar Thermal (8hrs Storage) | Solar Thermal (8hrs Storage) | Solar Thermal (8hrs Storage) | Solar Thermal (8hrs Storage) | Solar Thermal (8hrs Storage) | Solar Thermal (8hrs Storage) | Solar Thermal (8hrs Storage) | Solar Thermal (8hrs Storage) | Solar Thermal (8hrs Storage) | Solar Thermal (8hrs Storage) | Solar Thermal (8hrs Storage) |  |  |  | VIC Medium | VIC Medium | ALL | Ovens Murray Solar | Solar Thermal (8hrs Storage) | Solar Thermal (8hrs Storage) | Ovens Murray | Solar Thermal (8hrs Storage) | Ovens Murray | Solar Thermal (8hrs Storage)
Solar Thermal (8hrs Storage) | Solar Thermal (8hrs Storage) | VIC | Murray River | New Entrant | VIC Medium | Solar | Solar | Solar Thermal (8hrs Storage) | Solar Thermal (8hrs Storage) | Solar Thermal (8hrs Storage) | Solar Thermal (8hrs Storage) | Solar Thermal (8hrs Storage) | Solar Thermal (8hrs Storage) | Solar Thermal (8hrs Storage) | Solar Thermal (8hrs Storage) | Solar Thermal (8hrs Storage) | Solar Thermal (8hrs Storage) | Solar Thermal (8hrs Storage) |  |  |  | VIC High | VIC High | ALL | Murray River Solar | Solar Thermal (8hrs Storage) | Solar Thermal (8hrs Storage) | Murray River | Solar Thermal (8hrs Storage) | Murray River | Solar Thermal (8hrs Storage)
Solar Thermal (8hrs Storage) | Solar Thermal (8hrs Storage) | VIC | Western Victoria | New Entrant | VIC Medium | Solar | Solar | Solar Thermal (8hrs Storage) | Solar Thermal (8hrs Storage) | Solar Thermal (8hrs Storage) | Solar Thermal (8hrs Storage) | Solar Thermal (8hrs Storage) | Solar Thermal (8hrs Storage) | Solar Thermal (8hrs Storage) | Solar Thermal (8hrs Storage) | Solar Thermal (8hrs Storage) | Solar Thermal (8hrs Storage) | Solar Thermal (8hrs Storage) |  |  |  | VIC Medium | VIC Medium | ALL | Western Victoria Solar | Solar Thermal (8hrs Storage) | Solar Thermal (8hrs Storage) | Western Victoria | Solar Thermal (8hrs Storage) | Western Victoria | Solar Thermal (8hrs Storage)
Solar Thermal (8hrs Storage) | Solar Thermal (8hrs Storage) | VIC | South West Victoria | New Entrant | VIC Medium | Solar | Solar | Solar Thermal (8hrs Storage) | Solar Thermal (8hrs Storage) | Solar Thermal (8hrs Storage) | Solar Thermal (8hrs Storage) | Solar Thermal (8hrs Storage) | Solar Thermal (8hrs Storage) | Solar Thermal (8hrs Storage) | Solar Thermal (8hrs Storage) | Solar Thermal (8hrs Storage) | Solar Thermal (8hrs Storage) | Solar Thermal (8hrs Storage) |  |  |  | VIC Medium | VIC Medium | ALL | South West Victoria Solar | Solar Thermal (8hrs Storage) | Solar Thermal (8hrs Storage) | South West Victoria | Solar Thermal (8hrs Storage) | South West Victoria | Solar Thermal (8hrs Storage)
Solar Thermal (8hrs Storage) | Solar Thermal (8hrs Storage) | VIC | Gippsland | New Entrant | VIC Low | Solar | Solar | Solar Thermal (8hrs Storage) | Solar Thermal (8hrs Storage) | Solar Thermal (8hrs Storage) | Solar Thermal (8hrs Storage) | Solar Thermal (8hrs Storage) | Solar Thermal (8hrs Storage) | Solar Thermal (8hrs Storage) | Solar Thermal (8hrs Storage) | Solar Thermal (8hrs Storage) | Solar Thermal (8hrs Storage) | Solar Thermal (8hrs Storage) |  |  |  | VIC Low | VIC Low | ALL | Gippsland Solar | Solar Thermal (8hrs Storage) | Solar Thermal (8hrs Storage) | Gippsland | Solar Thermal (8hrs Storage) | Gippsland | Solar Thermal (8hrs Storage)
Solar Thermal (8hrs Storage) | Solar Thermal (8hrs Storage) | VIC | Central North Vic | New Entrant | VIC High | Solar | Solar | Solar Thermal (8hrs Storage) | Solar Thermal (8hrs Storage) | Solar Thermal (8hrs Storage) | Solar Thermal (8hrs Storage) | Solar Thermal (8hrs Storage) | Solar Thermal (8hrs Storage) | Solar Thermal (8hrs Storage) | Solar Thermal (8hrs Storage) | Solar Thermal (8hrs Storage) | Solar Thermal (8hrs Storage) | Solar Thermal (8hrs Storage) |  |  |  | VIC Medium | VIC Medium | ALL | Central North Vic Solar | Solar Thermal (8hrs Storage) | Solar Thermal (8hrs Storage) | Central North Vic | Solar Thermal (8hrs Storage) | Central North Vic | Solar Thermal (8hrs Storage)
Solar Thermal (8hrs Storage) | Solar Thermal (8hrs Storage) | SA | South East SA | New Entrant | SA Low | Solar | Solar | Solar Thermal (8hrs Storage) | Solar Thermal (8hrs Storage) | Solar Thermal (8hrs Storage) | Solar Thermal (8hrs Storage) | Solar Thermal (8hrs Storage) | Solar Thermal (8hrs Storage) | Solar Thermal (8hrs Storage) | Solar Thermal (8hrs Storage) | Solar Thermal (8hrs Storage) | Solar Thermal (8hrs Storage) | Solar Thermal (8hrs Storage) |  |  |  | SA Low | SA Low | ALL | South East SA Solar | Solar Thermal (8hrs Storage) | Solar Thermal (8hrs Storage) | South East SA | Solar Thermal (8hrs Storage) | South East SA | Solar Thermal (8hrs Storage)
Solar Thermal (8hrs Storage) | Solar Thermal (8hrs Storage) | SA | Riverland | New Entrant | SA Low | Solar | Solar | Solar Thermal (8hrs Storage) | Solar Thermal (8hrs Storage) | Solar Thermal (8hrs Storage) | Solar Thermal (8hrs Storage) | Solar Thermal (8hrs Storage) | Solar Thermal (8hrs Storage) | Solar Thermal (8hrs Storage) | Solar Thermal (8hrs Storage) | Solar Thermal (8hrs Storage) | Solar Thermal (8hrs Storage) | Solar Thermal (8hrs Storage) |  |  |  | SA Low | SA Low | ALL | Riverland Solar | Solar Thermal (8hrs Storage) | Solar Thermal (8hrs Storage) | Riverland | Solar Thermal (8hrs Storage) | Riverland | Solar Thermal (8hrs Storage)
Solar Thermal (8hrs Storage) | Solar Thermal (8hrs Storage) | SA | Mid-North SA | New Entrant | SA Low | Solar | Solar | Solar Thermal (8hrs Storage) | Solar Thermal (8hrs Storage) | Solar Thermal (8hrs Storage) | Solar Thermal (8hrs Storage) | Solar Thermal (8hrs Storage) | Solar Thermal (8hrs Storage) | Solar Thermal (8hrs Storage) | Solar Thermal (8hrs Storage) | Solar Thermal (8hrs Storage) | Solar Thermal (8hrs Storage) | Solar Thermal (8hrs Storage) |  |  |  | SA Low | SA Low | ALL | Mid-North SA Solar | Solar Thermal (8hrs Storage) | Solar Thermal (8hrs Storage) | Mid-North SA | Solar Thermal (8hrs Storage) | Mid-North SA | Solar Thermal (8hrs Storage)
Solar Thermal (8hrs Storage) | Solar Thermal (8hrs Storage) | SA | Yorke Peninsula | New Entrant | SA Low | Solar | Solar | Solar Thermal (8hrs Storage) | Solar Thermal (8hrs Storage) | Solar Thermal (8hrs Storage) | Solar Thermal (8hrs Storage) | Solar Thermal (8hrs Storage) | Solar Thermal (8hrs Storage) | Solar Thermal (8hrs Storage) | Solar Thermal (8hrs Storage) | Solar Thermal (8hrs Storage) | Solar Thermal (8hrs Storage) | Solar Thermal (8hrs Storage) |  |  |  | SA Low | SA Low | ALL | Yorke Peninsula Solar | Solar Thermal (8hrs Storage) | Solar Thermal (8hrs Storage) | Yorke Peninsula | Solar Thermal (8hrs Storage) | Yorke Peninsula | Solar Thermal (8hrs Storage)
Solar Thermal (8hrs Storage) | Solar Thermal (8hrs Storage) | SA | Northern SA | New Entrant | SA Medium | Solar | Solar | Solar Thermal (8hrs Storage) | Solar Thermal (8hrs Storage) | Solar Thermal (8hrs Storage) | Solar Thermal (8hrs Storage) | Solar Thermal (8hrs Storage) | Solar Thermal (8hrs Storage) | Solar Thermal (8hrs Storage) | Solar Thermal (8hrs Storage) | Solar Thermal (8hrs Storage) | Solar Thermal (8hrs Storage) | Solar Thermal (8hrs Storage) |  |  |  | SA Medium | SA Medium | ALL | Northern SA Solar | Solar Thermal (8hrs Storage) | Solar Thermal (8hrs Storage) | Northern SA | Solar Thermal (8hrs Storage) | Northern SA | Solar Thermal (8hrs Storage)
Solar Thermal (8hrs Storage) | Solar Thermal (8hrs Storage) | SA | Leigh Creek | New Entrant | SA Medium | Solar | Solar | Solar Thermal (8hrs Storage) | Solar Thermal (8hrs Storage) | Solar Thermal (8hrs Storage) | Solar Thermal (8hrs Storage) | Solar Thermal (8hrs Storage) | Solar Thermal (8hrs Storage) | Solar Thermal (8hrs Storage) | Solar Thermal (8hrs Storage) | Solar Thermal (8hrs Storage) | Solar Thermal (8hrs Storage) | Solar Thermal (8hrs Storage) |  |  |  | SA Medium | SA Medium | ALL | Leigh Creek Solar | Solar Thermal (8hrs Storage) | Solar Thermal (8hrs Storage) | Leigh Creek | Solar Thermal (8hrs Storage) | Leigh Creek | Solar Thermal (8hrs Storage)
Solar Thermal (8hrs Storage) | Solar Thermal (8hrs Storage) | SA | Roxby Downs | New Entrant | SA Medium | Solar | Solar | Solar Thermal (8hrs Storage) | Solar Thermal (8hrs Storage) | Solar Thermal (8hrs Storage) | Solar Thermal (8hrs Storage) | Solar Thermal (8hrs Storage) | Solar Thermal (8hrs Storage) | Solar Thermal (8hrs Storage) | Solar Thermal (8hrs Storage) | Solar Thermal (8hrs Storage) | Solar Thermal (8hrs Storage) | Solar Thermal (8hrs Storage) |  |  |  | SA Medium | SA Medium | ALL | Roxby Downs Solar | Solar Thermal (8hrs Storage) | Solar Thermal (8hrs Storage) | Roxby Downs | Solar Thermal (8hrs Storage) | Roxby Downs | Solar Thermal (8hrs Storage)
Solar Thermal (8hrs Storage) | Solar Thermal (8hrs Storage) | SA | Eastern Eyre Peninsula | New Entrant | SA Medium | Solar | Solar | Solar Thermal (8hrs Storage) | Solar Thermal (8hrs Storage) | Solar Thermal (8hrs Storage) | Solar Thermal (8hrs Storage) | Solar Thermal (8hrs Storage) | Solar Thermal (8hrs Storage) | Solar Thermal (8hrs Storage) | Solar Thermal (8hrs Storage) | Solar Thermal (8hrs Storage) | Solar Thermal (8hrs Storage) | Solar Thermal (8hrs Storage) |  |  |  | SA Medium | SA Medium | ALL | Eastern Eyre Peninsula Solar | Solar Thermal (8hrs Storage) | Solar Thermal (8hrs Storage) | Eastern Eyre Peninsula | Solar Thermal (8hrs Storage) | Eastern Eyre Peninsula | Solar Thermal (8hrs Storage)
Solar Thermal (8hrs Storage) | Solar Thermal (8hrs Storage) | SA | Western Eyre Peninsula | New Entrant | SA Medium | Solar | Solar | Solar Thermal (8hrs Storage) | Solar Thermal (8hrs Storage) | Solar Thermal (8hrs Storage) | Solar Thermal (8hrs Storage) | Solar Thermal (8hrs Storage) | Solar Thermal (8hrs Storage) | Solar Thermal (8hrs Storage) | Solar Thermal (8hrs Storage) | Solar Thermal (8hrs Storage) | Solar Thermal (8hrs Storage) | Solar Thermal (8hrs Storage) |  |  |  | SA Medium | SA Medium | ALL | Western Eyre Peninsula Solar | Solar Thermal (8hrs Storage) | Solar Thermal (8hrs Storage) | Western Eyre Peninsula | Solar Thermal (8hrs Storage) | Western Eyre Peninsula | Solar Thermal (8hrs Storage)
Solar Thermal (8hrs Storage) | Solar Thermal (8hrs Storage) | TAS | North East Tasmania | New Entrant | TAS Low | Solar | Solar | Solar Thermal (8hrs Storage) | Solar Thermal (8hrs Storage) | Solar Thermal (8hrs Storage) | Solar Thermal (8hrs Storage) | Solar Thermal (8hrs Storage) | Solar Thermal (8hrs Storage) | Solar Thermal (8hrs Storage) | Solar Thermal (8hrs Storage) | Solar Thermal (8hrs Storage) | Solar Thermal (8hrs Storage) | Solar Thermal (8hrs Storage) |  |  |  | TAS Low | TAS Low | ALL | North East Tasmania Solar | Solar Thermal (8hrs Storage) | Solar Thermal (8hrs Storage) | North East Tasmania | Solar Thermal (8hrs Storage) | North East Tasmania | Solar Thermal (8hrs Storage)
Solar Thermal (8hrs Storage) | Solar Thermal (8hrs Storage) | TAS | North West Tasmania | New Entrant | TAS Medium | Solar | Solar | Solar Thermal (8hrs Storage) | Solar Thermal (8hrs Storage) | Solar Thermal (8hrs Storage) | Solar Thermal (8hrs Storage) | Solar Thermal (8hrs Storage) | Solar Thermal (8hrs Storage) | Solar Thermal (8hrs Storage) | Solar Thermal (8hrs Storage) | Solar Thermal (8hrs Storage) | Solar Thermal (8hrs Storage) | Solar Thermal (8hrs Storage) |  |  |  | TAS Medium | TAS Medium | ALL | North West Tasmania Solar | Solar Thermal (8hrs Storage) | Solar Thermal (8hrs Storage) | North West Tasmania | Solar Thermal (8hrs Storage) | North West Tasmania | Solar Thermal (8hrs Storage)
Solar Thermal (8hrs Storage) | Solar Thermal (8hrs Storage) | TAS | Tasmania Midlands | New Entrant | TAS Low | Solar | Solar | Solar Thermal (8hrs Storage) | Solar Thermal (8hrs Storage) | Solar Thermal (8hrs Storage) | Solar Thermal (8hrs Storage) | Solar Thermal (8hrs Storage) | Solar Thermal (8hrs Storage) | Solar Thermal (8hrs Storage) | Solar Thermal (8hrs Storage) | Solar Thermal (8hrs Storage) | Solar Thermal (8hrs Storage) | Solar Thermal (8hrs Storage) |  |  |  | TAS Low | TAS Low | ALL | Tasmania Midlands Solar | Solar Thermal (8hrs Storage) | Solar Thermal (8hrs Storage) | Tasmania Midlands | Solar Thermal (8hrs Storage) | Tasmania Midlands | Solar Thermal (8hrs Storage)
Battery storage (2hrs storage) | Battery Storage (2hrs storage) | VIC | VIC | New Entrant | VIC Low | NA | Battery | Battery Storage (2hrs storage) | Battery Storage (2hrs storage) | Battery Storage (2hrs storage) | Battery Storage (2hrs storage) | Battery Storage (2hrs storage) | Battery Storage (2hrs storage) | Battery Storage (2hrs storage) | Battery Storage (2hrs storage) | Battery Storage (2hrs storage) | Battery Storage (2hrs storage) | Battery Storage (2hrs storage) |  |  |  | VIC Low | VIC Low | ALL |  | Battery Storage (2hrs storage) | Battery Storage (2hrs storage) | Vic | Battery Storage (2hrs storage) | Vic | Battery Storage (2hrs storage)
Battery Storage (2hrs storage) | Battery Storage (2hrs storage) | QLD | QLD | New Entrant | QLD low | NA | Battery | Battery Storage (2hrs storage) | Battery Storage (2hrs storage) | Battery Storage (2hrs storage) | Battery Storage (2hrs storage) | Battery Storage (2hrs storage) | Battery Storage (2hrs storage) | Battery Storage (2hrs storage) | Battery Storage (2hrs storage) | Battery Storage (2hrs storage) | Battery Storage (2hrs storage) | Battery Storage (2hrs storage) |  |  |  | QLD low | QLD low | ALL |  | Battery Storage (2hrs storage) | Battery Storage (2hrs storage) | Qld | Battery Storage (2hrs storage) | Qld | Battery Storage (2hrs storage)
Battery Storage (2hrs storage) | Battery Storage (2hrs storage) | NSW | NSW | New Entrant | NSW low | NA | Battery | Battery Storage (2hrs storage) | Battery Storage (2hrs storage) | Battery Storage (2hrs storage) | Battery Storage (2hrs storage) | Battery Storage (2hrs storage) | Battery Storage (2hrs storage) | Battery Storage (2hrs storage) | Battery Storage (2hrs storage) | Battery Storage (2hrs storage) | Battery Storage (2hrs storage) | Battery Storage (2hrs storage) |  |  |  | NSW low | NSW low | ALL |  | Battery Storage (2hrs storage) | Battery Storage (2hrs storage) | NSW | Battery Storage (2hrs storage) | NSW | Battery Storage (2hrs storage)
Battery Storage (2hrs storage) | Battery Storage (2hrs storage) | SA | SA | New Entrant | SA low | NA | Battery | Battery Storage (2hrs storage) | Battery Storage (2hrs storage) | Battery Storage (2hrs storage) | Battery Storage (2hrs storage) | Battery Storage (2hrs storage) | Battery Storage (2hrs storage) | Battery Storage (2hrs storage) | Battery Storage (2hrs storage) | Battery Storage (2hrs storage) | Battery Storage (2hrs storage) | Battery Storage (2hrs storage) |  |  |  | SA low | SA low | ALL |  | Battery Storage (2hrs storage) | Battery Storage (2hrs storage) | SA | Battery Storage (2hrs storage) | SA | Battery Storage (2hrs storage)
Battery Storage (2hrs storage) | Battery Storage (2hrs storage) | TAS | TAS | New Entrant | TAS low | NA | Battery | Battery Storage (2hrs storage) | Battery Storage (2hrs storage) | Battery Storage (2hrs storage) | Battery Storage (2hrs storage) | Battery Storage (2hrs storage) | Battery Storage (2hrs storage) | Battery Storage (2hrs storage) | Battery Storage (2hrs storage) | Battery Storage (2hrs storage) | Battery Storage (2hrs storage) | Battery Storage (2hrs storage) |  |  |  | TAS low | TAS low | ALL |  | Battery Storage (2hrs storage) | Battery Storage (2hrs storage) | Tas | Battery Storage (2hrs storage) | Tas | Battery Storage (2hrs storage)
Battery Storage (4hrs storage) | Battery Storage (4hrs storage) | VIC | VIC | New Entrant | VIC Low | NA | Battery | Battery Storage (4hrs storage) | Battery Storage (4hrs storage) | Battery Storage (4hrs storage) | Battery Storage (4hrs storage) | Battery Storage (4hrs storage) | Battery Storage (4hrs storage) | Battery Storage (4hrs storage) | Battery Storage (4hrs storage) | Battery Storage (4hrs storage) | Battery Storage (4hrs storage) | Battery Storage (4hrs storage) |  |  |  | VIC Low | VIC Low | ALL |  | Battery Storage (4hrs storage) | Battery Storage (4hrs storage) | Vic | Battery Storage (4hrs storage) | Vic | Battery Storage (4hrs storage)
Battery Storage (4hrs storage) | Battery Storage (4hrs storage) | QLD | QLD | New Entrant | QLD low | NA | Battery | Battery Storage (4hrs storage) | Battery Storage (4hrs storage) | Battery Storage (4hrs storage) | Battery Storage (4hrs storage) | Battery Storage (4hrs storage) | Battery Storage (4hrs storage) | Battery Storage (4hrs storage) | Battery Storage (4hrs storage) | Battery Storage (4hrs storage) | Battery Storage (4hrs storage) | Battery Storage (4hrs storage) |  |  |  | QLD low | QLD low | ALL |  | Battery Storage (4hrs storage) | Battery Storage (4hrs storage) | Qld | Battery Storage (4hrs storage) | Qld | Battery Storage (4hrs storage)
Battery Storage (4hrs storage) | Battery Storage (4hrs storage) | NSW | NSW | New Entrant | NSW low | NA | Battery | Battery Storage (4hrs storage) | Battery Storage (4hrs storage) | Battery Storage (4hrs storage) | Battery Storage (4hrs storage) | Battery Storage (4hrs storage) | Battery Storage (4hrs storage) | Battery Storage (4hrs storage) | Battery Storage (4hrs storage) | Battery Storage (4hrs storage) | Battery Storage (4hrs storage) | Battery Storage (4hrs storage) |  |  |  | NSW low | NSW low | ALL |  | Battery Storage (4hrs storage) | Battery Storage (4hrs storage) | NSW | Battery Storage (4hrs storage) | NSW | Battery Storage (4hrs storage)
Battery Storage (4hrs storage) | Battery Storage (4hrs storage) | SA | SA | New Entrant | SA low | NA | Battery | Battery Storage (4hrs storage) | Battery Storage (4hrs storage) | Battery Storage (4hrs storage) | Battery Storage (4hrs storage) | Battery Storage (4hrs storage) | Battery Storage (4hrs storage) | Battery Storage (4hrs storage) | Battery Storage (4hrs storage) | Battery Storage (4hrs storage) | Battery Storage (4hrs storage) | Battery Storage (4hrs storage) |  |  |  | SA low | SA low | ALL |  | Battery Storage (4hrs storage) | Battery Storage (4hrs storage) | SA | Battery Storage (4hrs storage) | SA | Battery Storage (4hrs storage)
Battery Storage (4hrs storage) | Battery Storage (4hrs storage) | TAS | TAS | New Entrant | TAS low | NA | Battery | Battery Storage (4hrs storage) | Battery Storage (4hrs storage) | Battery Storage (4hrs storage) | Battery Storage (4hrs storage) | Battery Storage (4hrs storage) | Battery Storage (4hrs storage) | Battery Storage (4hrs storage) | Battery Storage (4hrs storage) | Battery Storage (4hrs storage) | Battery Storage (4hrs storage) | Battery Storage (4hrs storage) |  |  |  | TAS low | TAS low | ALL |  | Battery Storage (4hrs storage) | Battery Storage (4hrs storage) | Tas | Battery Storage (4hrs storage) | Tas | Battery Storage (4hrs storage)
Wind | Wind | QLD | Far North QLD | New Entrant | QLD Low | Wind | Wind | Wind | Wind | Wind | Wind | Wind | Wind | Wind | Wind | Wind | Wind | Wind |  |  |  | QLD Low | QLD Low | ALL | Far North QLD Wind | Wind | Wind | Far North QLD | Wind | Far North QLD | Wind
Wind | Wind | QLD | North Qld Clean Energy Hub | New Entrant | QLD Low | Wind | Wind | Wind | Wind | Wind | Wind | Wind | Wind | Wind | Wind | Wind | Wind | Wind |  |  |  | QLD Low | QLD Low | ALL | North Qld Clean Energy Hub Wind | Wind | Wind | North Qld Clean Energy Hub | Wind | North Qld Clean Energy Hub | Wind
Wind | Wind | QLD | Northern Qld | New Entrant | QLD Low | Wind | Wind | Wind | Wind | Wind | Wind | Wind | Wind | Wind | Wind | Wind | Wind | Wind |  |  |  | QLD Low | QLD Low | ALL | Northern Qld Wind | Wind | Wind | Northern Qld | Wind | Northern Qld | Wind
Wind | Wind | QLD | Isaac | New Entrant | QLD Low | Wind | Wind | Wind | Wind | Wind | Wind | Wind | Wind | Wind | Wind | Wind | Wind | Wind |  |  |  | QLD Low | QLD Low | ALL | Isaac Wind | Wind | Wind | Isaac | Wind | Isaac | Wind
Wind | Wind | QLD | Barcaldine | New Entrant | QLD Medium | Wind | Wind | Wind | Wind | Wind | Wind | Wind | Wind | Wind | Wind | Wind | Wind | Wind |  |  |  | QLD Medium | QLD Medium | ALL | Barcaldine Wind | Wind | Wind | Barcaldine | Wind | Barcaldine | Wind
Wind | Wind | QLD | Fitzroy | New Entrant | QLD Low | Wind | Wind | Wind | Wind | Wind | Wind | Wind | Wind | Wind | Wind | Wind | Wind | Wind |  |  |  | QLD Low | QLD Low | ALL | Fitzroy Wind | Wind | Wind | Fitzroy | Wind | Fitzroy | Wind
Wind | Wind | QLD | Wide Bay | New Entrant | QLD Low | Wind | Wind | Wind | Wind | Wind | Wind | Wind | Wind | Wind | Wind | Wind | Wind | Wind |  |  |  | QLD Low | QLD Low | ALL | Wide Bay Wind | Wind | Wind | Wide Bay | Wind | Wide Bay | Wind
Wind | Wind | QLD | Darling Downs | New Entrant | QLD Low | Wind | Wind | Wind | Wind | Wind | Wind | Wind | Wind | Wind | Wind | Wind | Wind | Wind |  |  |  | QLD Low | QLD Low | ALL | Darling Downs Wind | Wind | Wind | Darling Downs | Wind | Darling Downs | Wind
Wind | Wind | NSW | North West NSW | New Entrant | NSW Medium | Wind | Wind | Wind | Wind | Wind | Wind | Wind | Wind | Wind | Wind | Wind | Wind | Wind |  |  |  | NSW Medium | NSW Medium | ALL | North West NSW Wind | Wind | Wind | North West NSW | Wind | North West NSW | Wind
Wind | Wind | NSW | New England | New Entrant | NSW Low | Wind | Wind | Wind | Wind | Wind | Wind | Wind | Wind | Wind | Wind | Wind | Wind | Wind |  |  |  | NSW Low | NSW Low | ALL | New England Wind | Wind | Wind | New England | Wind | New England | Wind
Wind | Wind | NSW | Central-West Orana | New Entrant | NSW Medium | Wind | Wind | Wind | Wind | Wind | Wind | Wind | Wind | Wind | Wind | Wind | Wind | Wind |  |  |  | NSW Medium | NSW Medium | ALL | Central-West Orana Wind | Wind | Wind | Central-West Orana | Wind | Central-West Orana | Wind
Wind | Wind | NSW | Southern NSW Tablelands | New Entrant | NSW Low | Wind | Wind | Wind | Wind | Wind | Wind | Wind | Wind | Wind | Wind | Wind | Wind | Wind |  |  |  | NSW Low | NSW Low | ALL | Southern NSW Tablelands Wind | Wind | Wind | Southern NSW Tablelands | Wind | Southern NSW Tablelands | Wind
Wind | Wind | NSW | Broken Hill | New Entrant | NSW High | Wind | Wind | Wind | Wind | Wind | Wind | Wind | Wind | Wind | Wind | Wind | Wind | Wind |  |  |  | NSW High | NSW High | ALL | Broken Hill Wind | Wind | Wind | Broken Hill | Wind | Broken Hill | Wind
Wind | Wind | NSW | South West NSW | New Entrant | NSW High | Wind | Wind | Wind | Wind | Wind | Wind | Wind | Wind | Wind | Wind | Wind | Wind | Wind |  |  |  | NSW High | NSW High | ALL | South West NSW Wind | Wind | Wind | South West NSW | Wind | South West NSW | Wind
Wind | Wind | NSW | Wagga Wagga | New Entrant | NSW Medium | Wind | Wind | Wind | Wind | Wind | Wind | Wind | Wind | Wind | Wind | Wind | Wind | Wind |  |  |  | NSW Medium | NSW Medium | ALL | Wagga Wagga Wind | Wind | Wind | Wagga Wagga | Wind | Wagga Wagga | Wind
Wind | Wind | NSW | Tumut | New Entrant | NSW Medium | Wind | Wind | Wind | Wind | Wind | Wind | Wind | Wind | Wind | Wind | Wind | Wind | Wind |  |  |  | NSW Medium | NSW Medium | ALL | Tumut Wind | Wind | Wind | Tumut | Wind | Tumut | Wind
Wind | Wind | NSW | Cooma-Monaro | New Entrant | NSW Medium | Wind | Wind | Wind | Wind | Wind | Wind | Wind | Wind | Wind | Wind | Wind | Wind | Wind |  |  |  | NSW Medium | NSW Medium | ALL | Cooma-Monaro Wind | Wind | Wind | Cooma-Monaro | Wind | Cooma-Monaro | Wind
Wind | Wind | VIC | Ovens Murray | New Entrant | VIC Medium | Wind | Wind | Wind | Wind | Wind | Wind | Wind | Wind | Wind | Wind | Wind | Wind | Wind |  |  |  | VIC Medium | VIC Medium | ALL | Ovens Murray Wind | Wind | Wind | Ovens Murray | Wind | Ovens Murray | Wind
Wind | Wind | VIC | Murray River | New Entrant | VIC Medium | Wind | Wind | Wind | Wind | Wind | Wind | Wind | Wind | Wind | Wind | Wind | Wind | Wind |  |  |  | VIC High | VIC High | ALL | Murray River Wind | Wind | Wind | Murray River | Wind | Murray River | Wind
Wind | Wind | VIC | Western Victoria | New Entrant | VIC Medium | Wind | Wind | Wind | Wind | Wind | Wind | Wind | Wind | Wind | Wind | Wind | Wind | Wind |  |  |  | VIC Medium | VIC Medium | ALL | Western Victoria Wind | Wind | Wind | Western Victoria | Wind | Western Victoria | Wind
Wind | Wind | VIC | South West Victoria | New Entrant | VIC Medium | Wind | Wind | Wind | Wind | Wind | Wind | Wind | Wind | Wind | Wind | Wind | Wind | Wind |  |  |  | VIC Medium | VIC Medium | ALL | South West Victoria Wind | Wind | Wind | South West Victoria | Wind | South West Victoria | Wind
Wind | Wind | VIC | Gippsland | New Entrant | VIC Low | Wind | Wind | Wind | Wind | Wind | Wind | Wind | Wind | Wind | Wind | Wind | Wind | Wind |  |  |  | VIC Low | VIC Low | ALL | Gippsland Wind | Wind | Wind | Gippsland | Wind | Gippsland | Wind
Wind | Wind | VIC | Central North Vic | New Entrant | VIC High | Wind | Wind | Wind | Wind | Wind | Wind | Wind | Wind | Wind | Wind | Wind | Wind | Wind |  |  |  | VIC Medium | VIC Medium | ALL | Central North Vic Wind | Wind | Wind | Central North Vic | Wind | Central North Vic | Wind
Wind | Wind | SA | South East SA | New Entrant | SA Low | Wind | Wind | Wind | Wind | Wind | Wind | Wind | Wind | Wind | Wind | Wind | Wind | Wind |  |  |  | SA Low | SA Low | ALL | South East SA Wind | Wind | Wind | South East SA | Wind | South East SA | Wind
Wind | Wind | SA | Riverland | New Entrant | SA Low | Wind | Wind | Wind | Wind | Wind | Wind | Wind | Wind | Wind | Wind | Wind | Wind | Wind |  |  |  | SA Low | SA Low | ALL | Riverland Wind | Wind | Wind | Riverland | Wind | Riverland | Wind
Wind | Wind | SA | Mid-North SA | New Entrant | SA Low | Wind | Wind | Wind | Wind | Wind | Wind | Wind | Wind | Wind | Wind | Wind | Wind | Wind |  |  |  | SA Low | SA Low | ALL | Mid-North SA Wind | Wind | Wind | Mid-North SA | Wind | Mid-North SA | Wind
Wind | Wind | SA | Yorke Peninsula | New Entrant | SA Low | Wind | Wind | Wind | Wind | Wind | Wind | Wind | Wind | Wind | Wind | Wind | Wind | Wind |  |  |  | SA Low | SA Low | ALL | Yorke Peninsula Wind | Wind | Wind | Yorke Peninsula | Wind | Yorke Peninsula | Wind
Wind | Wind | SA | Northern SA | New Entrant | SA Medium | Wind | Wind | Wind | Wind | Wind | Wind | Wind | Wind | Wind | Wind | Wind | Wind | Wind |  |  |  | SA Medium | SA Medium | ALL | Northern SA Wind | Wind | Wind | Northern SA | Wind | Northern SA | Wind
Wind | Wind | SA | Leigh Creek | New Entrant | SA Medium | Wind | Wind | Wind | Wind | Wind | Wind | Wind | Wind | Wind | Wind | Wind | Wind | Wind |  |  |  | SA Medium | SA Medium | ALL | Leigh Creek Wind | Wind | Wind | Leigh Creek | Wind | Leigh Creek | Wind
Wind | Wind | SA | Roxby Downs | New Entrant | SA Medium | Wind | Wind | Wind | Wind | Wind | Wind | Wind | Wind | Wind | Wind | Wind | Wind | Wind |  |  |  | SA Medium | SA Medium | ALL | Roxby Downs Wind | Wind | Wind | Roxby Downs | Wind | Roxby Downs | Wind
Wind | Wind | SA | Eastern Eyre Peninsula | New Entrant | SA Medium | Wind | Wind | Wind | Wind | Wind | Wind | Wind | Wind | Wind | Wind | Wind | Wind | Wind |  |  |  | SA Medium | SA Medium | ALL | Eastern Eyre Peninsula Wind | Wind | Wind | Eastern Eyre Peninsula | Wind | Eastern Eyre Peninsula | Wind
Wind | Wind | SA | Western Eyre Peninsula | New Entrant | SA Medium | Wind | Wind | Wind | Wind | Wind | Wind | Wind | Wind | Wind | Wind | Wind | Wind | Wind |  |  |  | SA Medium | SA Medium | ALL | Western Eyre Peninsula Wind | Wind | Wind | Western Eyre Peninsula | Wind | Western Eyre Peninsula | Wind
Wind | Wind | TAS | North East Tasmania | New Entrant | TAS Low | Wind | Wind | Wind | Wind | Wind | Wind | Wind | Wind | Wind | Wind | Wind | Wind | Wind |  |  |  | TAS Low | TAS Low | ALL | North East Tasmania Wind | Wind | Wind | North East Tasmania | Wind | North East Tasmania | Wind
Wind | Wind | TAS | North West Tasmania | New Entrant | TAS Medium | Wind | Wind | Wind | Wind | Wind | Wind | Wind | Wind | Wind | Wind | Wind | Wind | Wind |  |  |  | TAS Medium | TAS Medium | ALL | North West Tasmania Wind | Wind | Wind | North West Tasmania | Wind | North West Tasmania | Wind
Wind | Wind | TAS | Tasmania Midlands | New Entrant | TAS Low | Wind | Wind | Wind | Wind | Wind | Wind | Wind | Wind | Wind | Wind | Wind | Wind | Wind |  |  |  | TAS Low | TAS Low | ALL | Tasmania Midlands Wind | Wind | Wind | Tasmania Midlands | Wind | Tasmania Midlands | Wind
Wind - offshore | Wind | VIC | Gippsland | New Entrant | VIC Low | Wind | Wind | Wind - offshore | Wind - offshore | Wind - offshore | Wind - offshore | Wind - offshore | Wind - offshore | Wind - offshore | Wind - offshore | Wind - offshore | Wind - offshore | Wind - offshore |  |  |  | VIC Low | VIC Low | ALL | Gippsland Wind - offshore | Wind | Wind - offshore | Gippsland | Wind - offshore | Gippsland | Wind - offshore
Pumped Hydro (6hrs storage) | Water | VIC | VIC | New Entrant | VIC | Water | Hydro | Pumped Hydro (6hrs storage) | Pumped Hydro (6hrs storage) | Pumped Hydro (6hrs storage) | Pumped Hydro (6hrs storage) | Pumped Hydro (6hrs storage) | Pumped Hydro (6hrs storage) | Pumped Hydro (6hrs storage) | Pumped Hydro (6hrs storage) | Pumped Hydro (6hrs storage) | Pumped Hydro (6hrs storage) | Pumped Hydro (6hrs storage) |  |  |  | VIC Low | VIC Low | ALL | VIC Pumped Hydro | Water | Pumped Hydro | Vic | 6hr storage | Vic | Pumped Hydro (6hrs storage)
Pumped Hydro (6hrs storage) | Water | QLD | QLD | New Entrant | QLD | Water | Hydro | Pumped Hydro (6hrs storage) | Pumped Hydro (6hrs storage) | Pumped Hydro (6hrs storage) | Pumped Hydro (6hrs storage) | Pumped Hydro (6hrs storage) | Pumped Hydro (6hrs storage) | Pumped Hydro (6hrs storage) | Pumped Hydro (6hrs storage) | Pumped Hydro (6hrs storage) | Pumped Hydro (6hrs storage) | Pumped Hydro (6hrs storage) |  |  |  | QLD Low | QLD Low | ALL | Qld Pumped Hydro | Water | Pumped Hydro | Qld | 6hr storage | Qld | Pumped Hydro (6hrs storage)
Pumped Hydro (6hrs storage) | Water | NSW | NSW | New Entrant | NSW | Water | Hydro | Pumped Hydro (6hrs storage) | Pumped Hydro (6hrs storage) | Pumped Hydro (6hrs storage) | Pumped Hydro (6hrs storage) | Pumped Hydro (6hrs storage) | Pumped Hydro (6hrs storage) | Pumped Hydro (6hrs storage) | Pumped Hydro (6hrs storage) | Pumped Hydro (6hrs storage) | Pumped Hydro (6hrs storage) | Pumped Hydro (6hrs storage) |  |  |  | NSW Low | NSW Low | ALL | NSW Pumped Hydro | Water | Pumped Hydro | NSW | 6hr storage | NSW | Pumped Hydro (6hrs storage)
Pumped Hydro (6hrs storage) | Water | SA | SA | New Entrant | SA | Water | Hydro | Pumped Hydro (6hrs storage) | Pumped Hydro (6hrs storage) | Pumped Hydro (6hrs storage) | Pumped Hydro (6hrs storage) | Pumped Hydro (6hrs storage) | Pumped Hydro (6hrs storage) | Pumped Hydro (6hrs storage) | Pumped Hydro (6hrs storage) | Pumped Hydro (6hrs storage) | Pumped Hydro (6hrs storage) | Pumped Hydro (6hrs storage) |  |  |  | SA Low | SA Low | ALL | SA Pumped Hydro | Water | Pumped Hydro | SA | 6hr storage | SA | Pumped Hydro (6hrs storage)
Pumped Hydro (6hrs storage) | Water | TAS | TAS | New Entrant | TAS | Water | Hydro | Pumped Hydro (6hrs storage) | Pumped Hydro (6hrs storage) | Pumped Hydro (6hrs storage) | Pumped Hydro (6hrs storage) | Pumped Hydro (6hrs storage) | Pumped Hydro (6hrs storage) | Pumped Hydro (6hrs storage) | Pumped Hydro (6hrs storage) | Pumped Hydro (6hrs storage) | Pumped Hydro (6hrs storage) | Pumped Hydro (6hrs storage) |  |  |  | TAS Low | TAS Low | ALL | TAS Pumped Hydro | Water | Pumped Hydro | Tas | 6hr storage | Tas | Pumped Hydro (6hrs storage)
Pumped Hydro (12hrs storage) | Water | VIC | VIC | New Entrant | VIC | Water | Hydro | Pumped Hydro (12hrs storage) | Pumped Hydro (12hrs storage) | Pumped Hydro (12hrs storage) | Pumped Hydro (12hrs storage) | Pumped Hydro (12hrs storage) | Pumped Hydro (12hrs storage) | Pumped Hydro (12hrs storage) | Pumped Hydro (12hrs storage) | Pumped Hydro (12hrs storage) | Pumped Hydro (12hrs storage) | Pumped Hydro (12hrs storage) |  |  |  | VIC Low | VIC Low | ALL | VIC Pumped Hydro | Water | Pumped Hydro | Vic | 12hrs storage | Vic | Pumped Hydro (6hrs storage)
Pumped Hydro (12hrs storage) | Water | QLD | QLD | New Entrant | QLD | Water | Hydro | Pumped Hydro (12hrs storage) | Pumped Hydro (12hrs storage) | Pumped Hydro (12hrs storage) | Pumped Hydro (12hrs storage) | Pumped Hydro (12hrs storage) | Pumped Hydro (12hrs storage) | Pumped Hydro (12hrs storage) | Pumped Hydro (12hrs storage) | Pumped Hydro (12hrs storage) | Pumped Hydro (12hrs storage) | Pumped Hydro (12hrs storage) |  |  |  | QLD Low | QLD Low | ALL | Qld Pumped Hydro | Water | Pumped Hydro | Qld | 12hrs storage | Qld | Pumped Hydro (6hrs storage)
Pumped Hydro (12hrs storage) | Water | NSW | NSW | New Entrant | NSW | Water | Hydro | Pumped Hydro (12hrs storage) | Pumped Hydro (12hrs storage) | Pumped Hydro (12hrs storage) | Pumped Hydro (12hrs storage) | Pumped Hydro (12hrs storage) | Pumped Hydro (12hrs storage) | Pumped Hydro (12hrs storage) | Pumped Hydro (12hrs storage) | Pumped Hydro (12hrs storage) | Pumped Hydro (12hrs storage) | Pumped Hydro (12hrs storage) |  |  |  | NSW Low | NSW Low | ALL | NSW Pumped Hydro | Water | Pumped Hydro | NSW | 12hrs storage | NSW | Pumped Hydro (6hrs storage)
Pumped Hydro (12hrs storage) | Water | SA | SA | New Entrant | SA | Water | Hydro | Pumped Hydro (12hrs storage) | Pumped Hydro (12hrs storage) | Pumped Hydro (12hrs storage) | Pumped Hydro (12hrs storage) | Pumped Hydro (12hrs storage) | Pumped Hydro (12hrs storage) | Pumped Hydro (12hrs storage) | Pumped Hydro (12hrs storage) | Pumped Hydro (12hrs storage) | Pumped Hydro (12hrs storage) | Pumped Hydro (12hrs storage) |  |  |  | SA Low | SA Low | ALL | SA Pumped Hydro | Water | Pumped Hydro | SA | 12hrs storage | SA | Pumped Hydro (6hrs storage)
Pumped Hydro (12hrs storage) | Water | TAS | TAS | New Entrant | TAS | Water | Hydro | Pumped Hydro (12hrs storage) | Pumped Hydro (12hrs storage) | Pumped Hydro (12hrs storage) | Pumped Hydro (12hrs storage) | Pumped Hydro (12hrs storage) | Pumped Hydro (12hrs storage) | Pumped Hydro (12hrs storage) | Pumped Hydro (12hrs storage) | Pumped Hydro (12hrs storage) | Pumped Hydro (12hrs storage) | Pumped Hydro (12hrs storage) |  |  |  | TAS Low | TAS Low | ALL | TAS Pumped Hydro | Water | Pumped Hydro | Tas | 12hrs storage | Tas | Pumped Hydro (6hrs storage)
Pumped Hydro (24hrs storage) | Water | VIC | VIC | New Entrant | VIC | Water | Hydro | Pumped Hydro (24hrs storage) | Pumped Hydro (24hrs storage) | Pumped Hydro (24hrs storage) | Pumped Hydro (24hrs storage) | Pumped Hydro (24hrs storage) | Pumped Hydro (24hrs storage) | Pumped Hydro (24hrs storage) | Pumped Hydro (24hrs storage) | Pumped Hydro (24hrs storage) | Pumped Hydro (24hrs storage) | Pumped Hydro (24hrs storage) |  |  |  | VIC Low | VIC Low | ALL | VIC Pumped Hydro | Water | Pumped Hydro | Vic | 24hrs storage | Vic | Pumped Hydro (6hrs storage)
Pumped Hydro (24hrs storage) | Water | QLD | QLD | New Entrant | QLD | Water | Hydro | Pumped Hydro (24hrs storage) | Pumped Hydro (24hrs storage) | Pumped Hydro (24hrs storage) | Pumped Hydro (24hrs storage) | Pumped Hydro (24hrs storage) | Pumped Hydro (24hrs storage) | Pumped Hydro (24hrs storage) | Pumped Hydro (24hrs storage) | Pumped Hydro (24hrs storage) | Pumped Hydro (24hrs storage) | Pumped Hydro (24hrs storage) |  |  |  | QLD Low | QLD Low | ALL | Qld Pumped Hydro | Water | Pumped Hydro | Qld | 24hrs storage | Qld | Pumped Hydro (6hrs storage)
Pumped Hydro (24hrs storage) | Water | NSW | NSW | New Entrant | NSW | Water | Hydro | Pumped Hydro (24hrs storage) | Pumped Hydro (24hrs storage) | Pumped Hydro (24hrs storage) | Pumped Hydro (24hrs storage) | Pumped Hydro (24hrs storage) | Pumped Hydro (24hrs storage) | Pumped Hydro (24hrs storage) | Pumped Hydro (24hrs storage) | Pumped Hydro (24hrs storage) | Pumped Hydro (24hrs storage) | Pumped Hydro (24hrs storage) |  |  |  | NSW Low | NSW Low | ALL | NSW Pumped Hydro | Water | Pumped Hydro | NSW | 24hrs storage | NSW | Pumped Hydro (6hrs storage)
Pumped Hydro (24hrs storage) | Water | SA | SA | New Entrant | SA | Water | Hydro | Pumped Hydro (24hrs storage) | Pumped Hydro (24hrs storage) | Pumped Hydro (24hrs storage) | Pumped Hydro (24hrs storage) | Pumped Hydro (24hrs storage) | Pumped Hydro (24hrs storage) | Pumped Hydro (24hrs storage) | Pumped Hydro (24hrs storage) | Pumped Hydro (24hrs storage) | Pumped Hydro (24hrs storage) | Pumped Hydro (24hrs storage) |  |  |  | SA Low | SA Low | ALL | SA Pumped Hydro | Water | Pumped Hydro | SA | 24hrs storage | SA | Pumped Hydro (6hrs storage)
Pumped Hydro (24hrs storage) | Water | TAS | TAS | New Entrant | TAS | Water | Hydro | Pumped Hydro (24hrs storage) | Pumped Hydro (24hrs storage) | Pumped Hydro (24hrs storage) | Pumped Hydro (24hrs storage) | Pumped Hydro (24hrs storage) | Pumped Hydro (24hrs storage) | Pumped Hydro (24hrs storage) | Pumped Hydro (24hrs storage) | Pumped Hydro (24hrs storage) | Pumped Hydro (24hrs storage) | Pumped Hydro (24hrs storage) |  |  |  | TAS Low | TAS Low | ALL | TAS Pumped Hydro | Water | Pumped Hydro | Tas | 24hrs storage | Tas | Pumped Hydro (6hrs storage)
Pumped Hydro (48hrs storage) | Water | VIC | VIC | New Entrant | VIC | Water | Hydro | Pumped Hydro (48hrs storage) | Pumped Hydro (48hrs storage) | Pumped Hydro (48hrs storage) | Pumped Hydro (48hrs storage) | Pumped Hydro (48hrs storage) | Pumped Hydro (48hrs storage) | Pumped Hydro (48hrs storage) | Pumped Hydro (48hrs storage) | Pumped Hydro (48hrs storage) | Pumped Hydro (48hrs storage) | Pumped Hydro (48hrs storage) |  |  |  | VIC Low | VIC Low | ALL | VIC Pumped Hydro | Water | Pumped Hydro | Vic | 48hrs storage | Vic | Pumped Hydro (6hrs storage)
Pumped Hydro (48hrs storage) | Water | QLD | QLD | New Entrant | QLD | Water | Hydro | Pumped Hydro (48hrs storage) | Pumped Hydro (48hrs storage) | Pumped Hydro (48hrs storage) | Pumped Hydro (48hrs storage) | Pumped Hydro (48hrs storage) | Pumped Hydro (48hrs storage) | Pumped Hydro (48hrs storage) | Pumped Hydro (48hrs storage) | Pumped Hydro (48hrs storage) | Pumped Hydro (48hrs storage) | Pumped Hydro (48hrs storage) |  |  |  | QLD Low | QLD Low | ALL | Qld Pumped Hydro | Water | Pumped Hydro | Qld | 48hrs storage | Qld | Pumped Hydro (6hrs storage)
Pumped Hydro (48hrs storage) | Water | NSW | NSW | New Entrant | NSW | Water | Hydro | Pumped Hydro (48hrs storage) | Pumped Hydro (48hrs storage) | Pumped Hydro (48hrs storage) | Pumped Hydro (48hrs storage) | Pumped Hydro (48hrs storage) | Pumped Hydro (48hrs storage) | Pumped Hydro (48hrs storage) | Pumped Hydro (48hrs storage) | Pumped Hydro (48hrs storage) | Pumped Hydro (48hrs storage) | Pumped Hydro (48hrs storage) |  |  |  | NSW Low | NSW Low | ALL | NSW Pumped Hydro | Water | Pumped Hydro | NSW | 48hrs storage | NSW | Pumped Hydro (6hrs storage)
Pumped Hydro (48hrs storage) | Water | SA | SA | New Entrant | SA | Water | Hydro | Pumped Hydro (48hrs storage) | Pumped Hydro (48hrs storage) | Pumped Hydro (48hrs storage) | Pumped Hydro (48hrs storage) | Pumped Hydro (48hrs storage) | Pumped Hydro (48hrs storage) | Pumped Hydro (48hrs storage) | Pumped Hydro (48hrs storage) | Pumped Hydro (48hrs storage) | Pumped Hydro (48hrs storage) | Pumped Hydro (48hrs storage) |  |  |  | SA Low | SA Low | ALL | SA Pumped Hydro | Water | Pumped Hydro | SA | 48hrs storage | SA | Pumped Hydro (6hrs storage)
Pumped Hydro (48hrs storage) | Water | TAS | TAS | New Entrant | TAS | Water | Hydro | Pumped Hydro (48hrs storage) | Pumped Hydro (48hrs storage) | Pumped Hydro (48hrs storage) | Pumped Hydro (48hrs storage) | Pumped Hydro (48hrs storage) | Pumped Hydro (48hrs storage) | Pumped Hydro (48hrs storage) | Pumped Hydro (48hrs storage) | Pumped Hydro (48hrs storage) | Pumped Hydro (48hrs storage) | Pumped Hydro (48hrs storage) |  |  |  | TAS Low | TAS Low | ALL | TAS Pumped Hydro | Water | Pumped Hydro | Tas | 48hrs storage | Tas | Pumped Hydro (6hrs storage)
Battery of the Nation | Water | TAS | TAS | New Entrant | TAS | Water | Hydro | Pumped Hydro (24hrs storage) | Pumped Hydro (24hrs storage) | Pumped Hydro (24hrs storage) | Pumped Hydro (24hrs storage) | Pumped Hydro (24hrs storage) | Pumped Hydro (24hrs storage) | Pumped Hydro (24hrs storage) | Pumped Hydro (24hrs storage) | Pumped Hydro (24hrs storage) | Pumped Hydro (24hrs storage) | Pumped Hydro (24hrs storage) |  |  |  | TAS Low | TAS Low | ALL | TAS Pumped Hydro | Water | Pumped Hydro | Tas | 24hrs storage | Tas | Pumped Hydro (6hrs storage)