## Overview
Overview
This data file contains the Queensland results for the high, medium, and low scenarios modelled in the 2015 Electricity Statement of Opportunities (ESOO). Additional data and charts are provided here compared to those included in the main ESOO report, which focused on adequacy results under the medium scenario where relevant.
Unless a probability of exceedence percentage is specified, maximum demand refers to the weighted 10% and 50% POE maximum demand.
Further information on the modelling methodology and data provided is available in the ESOO Methodology document available from the ESOO webpage.
Contents*
High economic growth scenario
Adequacy chart
Adequacy data
Energy generation chart
Energy generation data
Supply-demand chart (weighted maximum demand)
Supply-demand data
Interconnector flow chart
Interconnector flow data
Medium economic growth scenario
Adequacy chart
Adequacy data
Energy generation chart
Energy generation data
Supply-demand chart (weighted maximum demand)
Supply-demand data
Interconnector flow chart
Interconnector flow data
Low economic growth scenario
Adequacy chart
Adequacy data
Energy generation chart
Energy generation data
Supply-demand chart (weighted maximum demand)
Supply-demand data
Interconnector flow chart
Interconnector flow data
* Links are provided to the data tabs only, which are co-located with the relevant chart

## ESOOData_High
|  |  |  | y | y | y | y | y | y
Region | sim_year | WeightedUD | WeightedLoad | USE (%) | Reliability standard (%) | Maximum firm generation capacity (MW) | LRC point | 50% POE maximum demand (MW) | 10% POE maximum demand (MW)
NSW | 15-16 | 0 | 68489678.296 | 0 | 0.002 | 15274.6892 |  | 12570.51 | 13655.11
NSW | 16-17 | 0 | 69409074.024 | 0 | 0.002 | 15274.6892 |  | 12733.21 | 13754.7
NSW | 17-18 | 2.128 | 70360798.528 | 0 | 0.002 | 15260.7703 |  | 12905.72 | 13891.28
NSW | 18-19 | 2.736 | 71373965.448 | 0 | 0.002 | 15179.0892 |  | 13075.81 | 14039.05
NSW | 19-20 | 53.808 | 72472233.824 | 0.0001 | 0.002 | 15179.0892 |  | 13417.82 | 14572.62
NSW | 20-21 | 339.264 | 73766167.952 | 0.0005 | 0.002 | 15179.0892 |  | 13647.55 | 14600.42
NSW | 21-22 | 1648.592 | 75106384.536 | 0.0022 | 0.002 | 15098.7703 | 0.002 | 13800.59 | 15051.35
NSW | 22-23 | 17942.08 | 76503026.056 | 0.0235 | 0.002 | 13159.0892 |  | 14128.8 | 15190
NSW | 23-24 | 29087.632 | 77940541.464 | 0.0373 | 0.002 | 13159.0892 |  | 14419.48 | 15501.22
NSW | 24-25 | 29791.088 | 79373239 | 0.0375 | 0.002 | 13159.0892 |  | 14595.83 | 15594.79

## GenData_High
Year | Month | Region | Tech | Value | Year | Month | Region | Tech | Value | Sum of Value | Column Labels
2015 | 7 | NSW | Black Coal | 5890.2147 | 2013 | 7 | QLD | Black Coal |  | Row Labels | Other | Wind | Gas | Hydro | Black Coal | Energy to pumped storage | NSW-QLD Import/Export | VIC-NSW Import/Export | Demand | Solar | Grand Total
2015 | 7 | NSW | Demand | 6731.7693 | 2013 | 7 | QLD | Demand |  | 2015 | 0.64784 | 1223.327 | 7.719 | 835.4186 | 32448.4388 | -10.846 | -57.5917 | 1621.6381 | 36189.2903 | 120.266 | 72378.3079
2015 | 7 | NSW | Energy to pumped storage | -1.376 | 2013 | 7 | QLD | Gas |  | 7 | 0.19158 | 264.2454 | 2.0023 | 166.0485 | 5890.2147 | -1.376 | 30.801 | 365.907 | 6731.7693 | 13.7365 | 13463.5403
2015 | 7 | NSW | Gas | 2.0023 | 2013 | 7 | QLD | Hydro |  | 8 | 0.23248 | 257.0365 | 2.4513 | 65.3216 | 5556.5611 | -3.7435 | -10.2973 | 361.3836 | 6243.9159 | 14.9709 | 12487.8326
2015 | 7 | NSW | Hydro | 166.0485 | 2013 | 7 | QLD | Import/Export |  | 9 |  | 239.4312 | 0.062144 | 54.0477 | 4968.8747 | -1.0041 | -15.5536 | 350.2377 | 5611.7881 | 15.6971 | 11223.5809
2015 | 7 | NSW | NSW-QLD Import/Export | 30.801 | 2013 | 7 | QLD | Other |  | 10 |  | 170.9164 | 0.022531 | 65.4082 | 5336.035 | -0.95123 | -23.4924 | 173.2628 | 5739.0474 | 17.8396 | 11478.0883
2015 | 7 | NSW | Other | 0.19158 | 2013 | 8 | QLD | Black Coal |  | 11 | 0.22378 | 140.9336 | 1.6432 | 172.2927 | 5411.9762 | -2.6171 | 58.0102 | 132.2569 | 5942.7175 | 27.9892 | 11885.4262
2015 | 7 | NSW | Solar | 13.7365 | 2013 | 8 | QLD | Demand |  | 12 |  | 150.764 | 1.5375 | 312.2998 | 5284.7771 | -1.1542 | -97.0595 | 238.59 | 5920.0521 | 30.0327 | 11839.8396
2015 | 7 | NSW | VIC-NSW Import/Export | 365.907 | 2013 | 8 | QLD | Gas |  | 2016 | 29.3466 | 2024.6559 | 171.78 | 2265.3663 | 66261.9366 | -77.6476 | -379.7639 | 1898.7965 | 72494.7345 | 300.2656 | 144989.4706
2015 | 7 | NSW | Wind | 264.2454 | 2013 | 8 | QLD | Hydro |  | 1 | 0.39354 | 165.1335 | 2.058 | 427.446 | 5461.1449 | -1.1579 | -92.7784 | 152.3325 | 6143.7674 | 29.1885 | 12287.5281
2015 | 8 | NSW | Black Coal | 5556.5611 | 2013 | 8 | QLD | Import/Export |  | 2 | 2.0117 | 131.1803 | 12.2759 | 214.1522 | 5446.4853 | -2.2563 | -75.5893 | 153.6296 | 5908.9434 | 27.0554 | 11817.8882
2015 | 8 | NSW | Demand | 6243.9159 | 2013 | 8 | QLD | Other |  | 3 | 1.981 | 111.2439 | 20.9547 | 78.689 | 5463.1902 | -0.46868 | -38.6747 | 170.8157 | 5836.5469 | 28.8078 | 11673.0859
2015 | 8 | NSW | Energy to pumped storage | -3.7435 | 2013 | 9 | QLD | Black Coal |  | 4 | 4.1891 | 135.0124 | 26.1944 | 165.8361 | 4919.5976 | -5.1896 | 76.1196 | 169.816 | 5514.8786 | 23.3022 | 11029.7564
2015 | 8 | NSW | Gas | 2.4513 | 2013 | 9 | QLD | Demand |  | 5 | 8.8201 | 129.0157 | 34.1941 | 234.9003 | 5466.509 | -9.7202 | 161.8709 | 146.488 | 6192.3858 | 20.3008 | 12384.7646
2015 | 8 | NSW | Hydro | 65.3216 | 2013 | 9 | QLD | Gas |  | 6 | 0.85004 | 156.4726 | 7.7834 | 132.5352 | 5574.7804 | -4.5997 | 82.8818 | 205.5131 | 6173.2907 | 17.0744 | 12346.5819
2015 | 8 | NSW | NSW-QLD Import/Export | -10.2973 | 2013 | 9 | QLD | Hydro |  | 7 | 4.0899 | 251.5412 | 20.5421 | 208.1194 | 6035.53 | -20.0818 | -14.2957 | 246.8659 | 6753.4739 | 21.1734 | 13506.9583
2015 | 8 | NSW | Other | 0.23248 | 2013 | 9 | QLD | Import/Export |  | 8 | 1.8173 | 246.1514 | 10.0651 | 131.5514 | 5825.9218 | -14.0926 | -111.6752 | 224.465 | 6337.9536 | 23.7568 | 12675.9145
2015 | 8 | NSW | Solar | 14.9709 | 2013 | 9 | QLD | Other |  | 9 | 0.29077 | 242.3564 | 2.6526 | 144.6073 | 5190.2781 | -4.6742 | -89.2271 | 206.4459 | 5717.2311 | 24.5142 | 11434.4752
2015 | 8 | NSW | VIC-NSW Import/Export | 361.3836 | 2013 | 10 | QLD | Black Coal |  | 10 | 0.016231 | 167.3843 | 0.34167 | 127.0304 | 5507.1448 | -1.4975 | -85.2106 | 120.0366 | 5863.0179 | 27.7675 | 11726.0313
2015 | 8 | NSW | Wind | 257.0365 | 2013 | 10 | QLD | Demand |  | 11 | 2.9529 | 139.7603 | 24.4423 | 234.6937 | 5667.965 | -5.4321 | -65.1961 | 7.0146 | 6033.4905 | 27.2834 | 12066.9745
2015 | 9 | NSW | Black Coal | 4968.8747 | 2013 | 10 | QLD | Gas |  | 12 | 1.9341 | 149.4039 | 10.2759 | 165.8052 | 5703.3895 | -8.4772 | -127.9892 | 95.3736 | 6019.7546 | 30.0411 | 12039.5116
2015 | 9 | NSW | Demand | 5611.7881 | 2013 | 10 | QLD | Hydro |  | 2017 | 48.2706 | 2019.1718 | 365.1159 | 1816.9126 | 69898.7816 | -223.0339 | -1276.1871 | 648.9098 | 73597.0432 | 299.0265 | 147194.0111
2015 | 9 | NSW | Energy to pumped storage | -1.0041 | 2013 | 10 | QLD | Import/Export |  | 1 | 0.94429 | 177.3898 | 5.9098 | 190.7916 | 5997.6953 | -5.9717 | -124.5094 | 19.027 | 6290.3198 | 29.0383 | 12580.6348
2015 | 9 | NSW | Gas | 0.062144 | 2013 | 10 | QLD | Other |  | 2 | 3.4185 | 115.2767 | 17.3536 | 182.6202 | 5535.6108 | -6.1786 | -98.5569 | -3.6155 | 5771.9805 | 26.0528 | 11543.9622
2015 | 9 | NSW | Hydro | 54.0477 | 2013 | 11 | QLD | Black Coal |  | 3 | 5.4047 | 112.8171 | 31.1392 | 221.3158 | 5884.909 | -2.7768 | -71.6925 | -102.8558 | 6107.1908 | 28.9215 | 12214.3731
2015 | 9 | NSW | NSW-QLD Import/Export | -15.5536 | 2013 | 11 | QLD | Demand |  | 4 | 7.6921 | 138.2092 | 38.2004 | 144.9101 | 5066.1563 | -11.7072 | -22.4842 | 72.7464 | 5457.1373 | 23.4125 | 10914.2729
2015 | 9 | NSW | Solar | 15.6971 | 2013 | 11 | QLD | Gas |  | 5 | 14.7347 | 125.3937 | 66.7231 | 201.2845 | 5870.4531 | -26.8264 | -41.6414 | 161.0141 | 6391.5203 | 20.3668 | 12783.0225
2015 | 9 | NSW | VIC-NSW Import/Export | 350.2377 | 2013 | 11 | QLD | Hydro |  | 6 | 2.4947 | 168.5627 | 18.9099 | 180.599 | 5987.0278 | -31.0027 | -54.7808 | 6.3434 | 6295.2352 | 17.0762 | 12590.4656
2015 | 9 | NSW | Wind | 239.4312 | 2013 | 11 | QLD | Import/Export |  | 7 | 4.5318 | 246.0092 | 54.3616 | 211.4322 | 6344.5099 | -53.6786 | -212.2907 | 252.0302 | 6867.9563 | 21.0456 | 13735.9074
2015 | 10 | NSW | Black Coal | 5336.035 | 2013 | 11 | QLD | Other |  | 8 | 1.5981 | 248.6532 | 25.1861 | 62.4776 | 6001.8349 | -22.847 | -146.6096 | 232.9169 | 6426.8953 | 23.6715 | 12853.7771
2015 | 10 | NSW | Demand | 5739.0474 | 2013 | 12 | QLD | Black Coal |  | 9 | 0.63824 | 236.9514 | 20.8924 | 43.3813 | 5442.2848 | -9.2616 | -115.969 | 149.5487 | 5792.9041 | 24.4312 | 11585.8015
2015 | 10 | NSW | Energy to pumped storage | -0.95123 | 2013 | 12 | QLD | Demand |  | 10 | 0.076441 | 167.2284 | 11.0605 | 71.1709 | 5786.3448 | -5.1111 | -116.0882 | 56.3845 | 5998.8269 | 27.7533 | 11997.6464
2015 | 10 | NSW | Gas | 0.022531 | 2013 | 12 | QLD | Gas |  | 11 | 3.5064 | 137.0934 | 43.7512 | 166.9356 | 5927.5077 | -22.3452 | -107.9508 | -66.2033 | 6109.5198 | 27.217 | 12219.0316
2015 | 10 | NSW | Hydro | 65.4082 | 2013 | 12 | QLD | Hydro |  | 12 | 3.2306 | 145.5869 | 31.628 | 139.9938 | 6054.4473 | -25.327 | -163.6136 | -128.4268 | 6087.557 | 30.0399 | 12175.1161
2015 | 10 | NSW | NSW-QLD Import/Export | -23.4924 | 2013 | 12 | QLD | Import/Export |  | 2018 | 8.198 | 2050.5992 | 1004.0743 | 2406.7885 | 70877.1898 | -544.9571 | -893.8078 | -335.0853 | 74872.1993 | 299.0759 | 149744.275
2015 | 10 | NSW | Solar | 17.8396 | 2013 | 12 | QLD | Other |  | 1 | 2.1398 | 182.6737 | 45.6013 | 132.6518 | 6407.081 | -38.9834 | -160.2667 | -147.7203 | 6452.27 | 29.0877 | 12904.5348
2015 | 10 | NSW | VIC-NSW Import/Export | 173.2628 | 2014 | 1 | QLD | Black Coal |  | 2 | 3.5635 | 109.4082 | 52.3967 | 107.9309 | 5840.9045 | -37.8713 | -136.2166 | -112.441 | 5853.7308 | 26.0528 | 11707.4586
2015 | 10 | NSW | Wind | 170.9164 | 2014 | 1 | QLD | Demand |  | 3 | 2.4167 | 113.6746 | 60.9779 | 200.9262 | 6022.205 | -14.8456 | -101.3176 | -186.9535 | 6126.0136 | 28.9215 | 12252.0187
2015 | 11 | NSW | Black Coal | 5411.9762 | 2014 | 1 | QLD | Gas |  | 4 |  | 140.4347 | 67.1746 | 235.2024 | 5208.3297 | -75.3863 | -69.8557 | 19.1208 | 5548.4319 | 23.4125 | 11096.8646
2015 | 11 | NSW | Demand | 5942.7175 | 2014 | 1 | QLD | Hydro |  | 5 | 0.052775 | 122.5032 | 91.2689 | 323.2034 | 6115.7602 | -81.7884 | -10.1514 | -54.8135 | 6526.4551 | 20.3668 | 13052.8571
2015 | 11 | NSW | Energy to pumped storage | -2.6171 | 2014 | 1 | QLD | Import/Export |  | 6 |  | 161.491 | 50.8512 | 236.0242 | 6263.8658 | -69.7235 | -133.0876 | -108.0398 | 6418.4643 | 17.0762 | 12836.9218
2015 | 11 | NSW | Gas | 1.6432 | 2014 | 1 | QLD | Other |  | 7 | 0.0039978 | 247.839 | 92.4678 | 241.9807 | 6519.607 | -52.1255 | -129.489 | 76.8288 | 7018.172 | 21.0456 | 14036.3304
2015 | 11 | NSW | Hydro | 172.2927 | 2014 | 2 | QLD | Black Coal |  | 8 |  | 243.3149 | 61.0414 | 109.8341 | 6356.7242 | -34.0819 | -174.0716 | 55.3125 | 6641.7429 | 23.6715 | 13283.488
2015 | 11 | NSW | NSW-QLD Import/Export | 58.0102 | 2014 | 2 | QLD | Demand |  | 9 |  | 255.2256 | 114.5667 | 187.895 | 5154.5421 | -26.3838 | 11.2966 | 147.1705 | 5868.7366 | 24.4312 | 11737.4806
2015 | 11 | NSW | Other | 0.22378 | 2014 | 2 | QLD | Gas |  | 10 |  | 188.7861 | 165.7458 | 250.1033 | 5250.7924 | -21.3875 | 95.5568 | 65.9279 | 6023.275 | 27.7533 | 12046.5531
2015 | 11 | NSW | Solar | 27.9892 | 2014 | 2 | QLD | Hydro |  | 11 | 0.021273 | 131.2521 | 138.317 | 285.1821 | 5553.8745 | -43.3716 | 93.6123 | -8.7011 | 6177.4283 | 27.217 | 12354.8318
2015 | 11 | NSW | VIC-NSW Import/Export | 132.2569 | 2014 | 2 | QLD | Import/Export |  | 12 |  | 153.9962 | 63.665 | 95.8543 | 6183.5035 | -49.0084 | -179.8172 | -80.7766 | 6217.4789 | 30.0399 | 12434.9356
2015 | 11 | NSW | Wind | 140.9336 | 2014 | 2 | QLD | Other |  | 2019 | 0.30809 | 2043.4267 | 1207.95 | 1791.6799 | 72736.5305 | -479.9248 | -1019.654 | -894.2246 | 75685.4486 | 299.0759 | 151370.6164
2015 | 12 | NSW | Black Coal | 5284.7771 | 2014 | 3 | QLD | Black Coal |  | 1 |  | 161.0552 | 98.9135 | 84.4714 | 6418.2083 | -47.5804 | -131.3712 | -159.9808 | 6452.8684 | 29.0877 | 12905.672
2015 | 12 | NSW | Demand | 5920.0521 | 2014 | 3 | QLD | Demand |  | 2 |  | 131.1012 | 92.2017 | 152.4969 | 5976.204 | -44.9669 | -121.9761 | -199.9383 | 6011.1813 | 26.0528 | 12022.3568
2015 | 12 | NSW | Energy to pumped storage | -1.1542 | 2014 | 3 | QLD | Gas |  | 3 |  | 115.6599 | 56.4524 | 59.9125 | 6435.1338 | -22.5253 | -167.541 | -250.9189 | 6255.0955 | 28.9215 | 12510.1905
2015 | 12 | NSW | Gas | 1.5375 | 2014 | 3 | QLD | Hydro |  | 4 |  | 123.9765 | 47.0498 | 68.1819 | 5878.7841 | -30.1601 | -144.897 | -291.9986 | 5674.355 | 23.4125 | 11348.7041
2015 | 12 | NSW | Hydro | 312.2998 | 2014 | 3 | QLD | Import/Export |  | 5 |  | 135.6835 | 110.4629 | 195.2287 | 6405.9805 | -53.0934 | -109.352 | -197.7864 | 6507.5298 | 20.3668 | 13015.0204
2015 | 12 | NSW | NSW-QLD Import/Export | -97.0595 | 2014 | 3 | QLD | Other |  | 6 |  | 151.6093 | 110.9549 | 177.7472 | 6358.9612 | -67.7812 | -102.9822 | -208.3036 | 6437.2843 | 17.0762 | 12874.5662
2015 | 12 | NSW | Solar | 30.0327 | 2014 | 4 | QLD | Black Coal |  | 7 | 0.0086835 | 249.8824 | 102.6155 | 202.2335 | 6569.2175 | -37.6838 | -87.1904 | 92.4641 | 7112.6024 | 21.0456 | 14225.1957
2015 | 12 | NSW | VIC-NSW Import/Export | 238.59 | 2014 | 4 | QLD | Demand |  | 8 |  | 253.8134 | 71.0037 | 88.1163 | 6418.9993 | -41.7767 | -187.8565 | 58.9001 | 6684.8801 | 23.6715 | 13369.7512
2015 | 12 | NSW | Wind | 150.764 | 2014 | 4 | QLD | Gas |  | 9 |  | 249.1591 | 150.8578 | 160.6685 | 5173.9388 | -26.3078 | 48.7292 | 164.0683 | 5945.5621 | 24.4312 | 11891.1069
2016 | 1 | NSW | Black Coal | 5461.1449 | 2014 | 4 | QLD | Hydro |  | 10 |  | 182.562 | 149.354 | 242.1723 | 5333.1168 | -18.8647 | 54.2872 | 123.7669 | 6094.1415 | 27.7533 | 12188.2894
2016 | 1 | NSW | Demand | 6143.7674 | 2014 | 4 | QLD | Import/Export |  | 11 | 0.2302 | 139.3901 | 144.2628 | 261.455 | 5507.2221 | -46.0408 | 108.4468 | 104.6133 | 6246.8929 | 27.217 | 12493.6894
2016 | 1 | NSW | Energy to pumped storage | -1.1579 | 2014 | 4 | QLD | Other |  | 12 | 0.069205 | 149.5341 | 73.821 | 98.9956 | 6260.7642 | -43.1437 | -177.9508 | -129.1109 | 6263.0552 | 30.0399 | 12526.0739
2016 | 1 | NSW | Gas | 2.058 | 2014 | 5 | QLD | Black Coal |  | 2020 | 1.5024 | 2048.6013 | 1595.7202 | 1743.7465 | 74201.2873 | -592.8771 | -995.8827 | -1139.1217 | 77164.1339 | 300.0442 | 154327.1544
2016 | 1 | NSW | Hydro | 427.446 | 2014 | 5 | QLD | Demand |  | 1 |  | 164.4265 | 103.0374 | 154.4279 | 6485.6225 | -38.4415 | -147.8401 | -213.7776 | 6536.6612 | 29.0877 | 13073.204
2016 | 1 | NSW | NSW-QLD Import/Export | -92.7784 | 2014 | 5 | QLD | Gas |  | 2 |  | 128.8818 | 120.8912 | 155.0784 | 6234.3 | -51.9859 | -117.9391 | -225.0864 | 6271.2474 | 26.9956 | 12542.3832
2016 | 1 | NSW | Other | 0.39354 | 2014 | 5 | QLD | Hydro |  | 3 |  | 116.946 | 92.6638 | 75.8249 | 6524.8266 | -32.4335 | -155.2774 | -310.5397 | 6340.7573 | 28.7482 | 12681.5162
2016 | 1 | NSW | Solar | 29.1885 | 2014 | 5 | QLD | Import/Export |  | 4 |  | 136.5745 | 70.1924 | 74.5412 | 6076.5238 | -53.9596 | -153.3503 | -416.1372 | 5757.6821 | 23.301 | 11515.3678
2016 | 1 | NSW | VIC-NSW Import/Export | 152.3325 | 2014 | 5 | QLD | Other |  | 5 |  | 126.871 | 146.117 | 151.1755 | 6502.7104 | -73.8649 | -78.0528 | -205.2454 | 6590.1856 | 20.3008 | 13180.1973
2016 | 1 | NSW | Wind | 165.1335 | 2014 | 6 | QLD | Black Coal |  | 6 |  | 146.0799 | 144.6606 | 161.3325 | 6454.9288 | -53.3196 | -63.7677 | -240.636 | 6566.3506 | 17.0744 | 13132.7036
2016 | 2 | NSW | Black Coal | 5446.4853 | 2014 | 6 | QLD | Demand |  | 7 | 0.032701 | 264.2454 | 119.8531 | 221.3662 | 6700.866 | -54.8442 | -77.1124 | 53.9259 | 7249.5243 | 21.1734 | 14499.0305
2016 | 2 | NSW | Demand | 5908.9434 | 2014 | 6 | QLD | Gas |  | 8 |  | 257.0365 | 95.3631 | 74.1104 | 6475.4972 | -61.0573 | -180.4492 | 77.2533 | 6761.5201 | 23.7568 | 13523.031
2016 | 2 | NSW | Energy to pumped storage | -2.2563 | 2014 | 6 | QLD | Hydro |  | 9 |  | 239.4312 | 203.5482 | 71.9671 | 5267.0484 | -33.9211 | 60.2221 | 249.5067 | 6082.3611 | 24.5142 | 12164.6779
2016 | 2 | NSW | Gas | 12.2759 | 2014 | 6 | QLD | Import/Export |  | 10 |  | 171.4835 | 228.2036 | 277.3088 | 5369.3742 | -21.1354 | 41.3831 | 118.8183 | 6213.2058 | 27.7675 | 12426.4096
2016 | 2 | NSW | Hydro | 214.1522 | 2014 | 6 | QLD | Other |  | 11 | 1.1128 | 145.8227 | 154.6509 | 252.3725 | 5631.3983 | -55.7084 | 59.6965 | 161.0094 | 6378.1526 | 27.2834 | 12755.7907
2016 | 2 | NSW | NSW-QLD Import/Export | -75.5893 | 2014 | 7 | QLD | Black Coal |  | 12 | 0.35695 | 150.8022 | 116.5388 | 74.2413 | 6478.1911 | -62.206 | -183.3957 | -188.213 | 6416.4858 | 30.0411 | 12832.8425
2016 | 2 | NSW | Other | 2.0117 | 2014 | 7 | QLD | Demand |  | 2021 | 2.7977 | 2029.6255 | 2018.0536 | 2310.4251 | 75053.5748 | -799.9913 | -801.3356 | -1650.8088 | 78462.4962 | 299.0265 | 156923.8637
2016 | 2 | NSW | Solar | 27.0554 | 2014 | 7 | QLD | Gas |  | 1 | 0.59734 | 165.1335 | 152.2122 | 75.0537 | 6626.8311 | -61.604 | -157.1035 | -175.9913 | 6654.3644 | 29.0383 | 13308.5317
2016 | 2 | NSW | VIC-NSW Import/Export | 153.6296 | 2014 | 7 | QLD | Hydro |  | 2 | 0.3123 | 123.7152 | 152.9574 | 101.7975 | 6152.5014 | -66.9637 | -120.7565 | -170.2915 | 6199.4732 | 26.0528 | 12398.7981
2016 | 2 | NSW | Wind | 131.1803 | 2014 | 7 | QLD | Import/Export |  | 3 |  | 112.0312 | 106.6976 | 85.5171 | 6732.5717 | -36.5714 | -161.3869 | -367.1881 | 6500.5999 | 28.9215 | 13001.1927
2016 | 3 | NSW | Black Coal | 5463.1902 | 2014 | 7 | QLD | Other |  | 4 |  | 138.1458 | 69.1007 | 94.372 | 6125.7504 | -44.0906 | -187.4456 | -377.0185 | 5842.2348 | 23.4125 | 11684.4615
2016 | 3 | NSW | Demand | 5836.5469 | 2014 | 8 | QLD | Black Coal |  | 5 | 0.34899 | 131.2824 | 160.5337 | 238.1093 | 6640.2749 | -92.6126 | -106.5911 | -225.5285 | 6766.3136 | 20.3668 | 13532.4976
2016 | 3 | NSW | Energy to pumped storage | -0.46868 | 2014 | 8 | QLD | Demand |  | 6 | 0.11309 | 142.6556 | 182.2039 | 248.9034 | 6561.9575 | -82.2206 | -94.0953 | -236.2714 | 6740.3751 | 17.0762 | 13480.6974
2016 | 3 | NSW | Gas | 20.9547 | 2014 | 8 | QLD | Gas |  | 7 | 0.12307 | 255.8679 | 168.8381 | 263.457 | 6828.8393 | -86.8554 | -46.4987 | -36.6896 | 7368.1548 | 21.0456 | 14736.2822
2016 | 3 | NSW | Hydro | 78.689 | 2014 | 8 | QLD | Hydro |  | 8 |  | 253.4921 | 126.3398 | 167.5632 | 6547.8098 | -76.9564 | -125.8593 | -40.7675 | 6875.3043 | 23.6715 | 13750.5974
2016 | 3 | NSW | NSW-QLD Import/Export | -38.6747 | 2014 | 8 | QLD | Import/Export |  | 9 | 0.046851 | 244.8465 | 262.5035 | 310.4428 | 5163.6699 | -61.1568 | 111.3628 | 112.9953 | 6169.1773 | 24.4312 | 12338.3193
2016 | 3 | NSW | Other | 1.981 | 2014 | 8 | QLD | Other |  | 10 |  | 166.5277 | 279.8335 | 295.2008 | 5481.2715 | -42.1741 | 87.6494 | 4.0632 | 6300.119 | 27.7533 | 12600.2442
2016 | 3 | NSW | Solar | 28.8078 | 2014 | 9 | QLD | Black Coal |  | 11 | 0.90147 | 147.7618 | 203.4683 | 350.2236 | 5675.6946 | -80.4014 | 139.1701 | 33.7583 | 6498.1565 | 27.217 | 12995.9501
2016 | 3 | NSW | VIC-NSW Import/Export | 170.8157 | 2014 | 9 | QLD | Demand |  | 12 | 0.35458 | 148.1656 | 153.3649 | 79.7846 | 6516.4028 | -68.3843 | -139.781 | -171.8791 | 6548.2234 | 30.0399 | 13096.2915
2016 | 3 | NSW | Wind | 111.2439 | 2014 | 9 | QLD | Gas |  | 2022 | 23.0213 | 2027.0157 | 4999.0434 | 2710.6776 | 66579.2379 | -723.345 | 2185.6038 | 1296.7194 | 79411.4872 | 299.0759 | 158808.5372
2016 | 4 | NSW | Black Coal | 4919.5976 | 2014 | 9 | QLD | Hydro |  | 1 | 0.56459 | 168.088 | 188.6327 | 80.3664 | 6649.9211 | -74.3262 | -92.2792 | -185.8573 | 6764.3755 | 29.0877 | 13528.5734
2016 | 4 | NSW | Demand | 5514.8786 | 2014 | 9 | QLD | Import/Export |  | 2 | 0.56536 | 122.8641 | 210.2401 | 71.6741 | 6148.6264 | -72.5493 | -54.1628 | -185.0921 | 6268.39 | 26.0528 | 12536.6087
2016 | 4 | NSW | Energy to pumped storage | -5.1896 | 2014 | 9 | QLD | Other |  | 3 | 0.005105 | 105.795 | 164.5331 | 29.7936 | 6752.3714 | -21.1991 | -95.6965 | -362.7713 | 6601.7596 | 28.9215 | 13203.5126
2016 | 4 | NSW | Gas | 26.1944 | 2014 | 10 | QLD | Black Coal |  | 4 | 0.81959 | 140.5342 | 295.9096 | 174.1076 | 5490.2469 | -82.6635 | 70.3983 | -119.1496 | 5993.8773 | 23.4125 | 11987.4928
2016 | 4 | NSW | Hydro | 165.8361 | 2014 | 10 | QLD | Demand |  | 5 | 3.8503 | 129.0106 | 496.0365 | 343.7617 | 5704.809 | -93.6323 | 199.2342 | 38.272 | 6843.4048 | 20.3668 | 13685.1138
2016 | 4 | NSW | NSW-QLD Import/Export | 76.1196 | 2014 | 10 | QLD | Gas |  | 6 | 1.8792 | 156.4449 | 515.0895 | 334.3926 | 5408.9977 | -44.0592 | 230.5171 | 177.9477 | 6799.3058 | 17.0762 | 13597.5916
2016 | 4 | NSW | Other | 4.1891 | 2014 | 10 | QLD | Hydro |  | 7 | 4.4746 | 251.5412 | 517.6928 | 327.1134 | 5745.1592 | -82.6665 | 314.5587 | 339.7593 | 7440.9759 | 21.0456 | 14879.6541
2016 | 4 | NSW | Solar | 23.3022 | 2014 | 10 | QLD | Import/Export |  | 8 | 0.40172 | 246.1514 | 411.2107 | 186.5509 | 5674.0413 | -73.7201 | 217.2475 | 281.6528 | 6967.3824 | 23.6715 | 13934.5902
2016 | 4 | NSW | VIC-NSW Import/Export | 169.816 | 2014 | 10 | QLD | Other |  | 9 | 0.081366 | 246.0693 | 617.6824 | 256.5475 | 4280.9515 | -30.3069 | 421.5277 | 408.8476 | 6225.9031 | 24.4312 | 12451.7347
2016 | 4 | NSW | Wind | 135.0124 | 2014 | 11 | QLD | Black Coal |  | 10 | 0.40715 | 167.9515 | 589.9759 | 325.8881 | 4422.3756 | -17.3554 | 419.2642 | 435.1079 | 6371.5441 | 27.7533 | 12742.9122
2016 | 5 | NSW | Black Coal | 5466.509 | 2014 | 11 | QLD | Demand |  | 11 | 7.4525 | 143.1616 | 612.7137 | 363.2234 | 4646.3876 | -47.6355 | 433.253 | 357.157 | 6549.1235 | 27.217 | 13092.0537
2016 | 5 | NSW | Demand | 6192.3858 | 2014 | 11 | QLD | Gas |  | 12 | 2.5198 | 149.4039 | 379.3264 | 217.2583 | 5655.3503 | -83.2311 | 121.7416 | 110.8454 | 6585.445 | 30.0399 | 13168.6994
2016 | 5 | NSW | Energy to pumped storage | -9.7202 | 2014 | 11 | QLD | Hydro |  | 2023 | 50.2265 | 2026.2395 | 6488.1495 | 2640.5006 | 63889.8434 | -815.644 | 3476.6078 | 2564.6759 | 80658.7986 | 299.0759 | 161278.4737
2016 | 5 | NSW | Gas | 34.1941 | 2014 | 11 | QLD | Import/Export |  | 1 | 3.8941 | 177.3898 | 492.8589 | 192.3197 | 5735.6657 | -86.707 | 212.4363 | 115.5093 | 6876.2447 | 29.0877 | 13748.6993
2016 | 5 | NSW | Hydro | 234.9003 | 2014 | 11 | QLD | Other |  | 2 | 6.9972 | 115.2767 | 502.7798 | 162.8751 | 5210.4157 | -76.3869 | 221.0297 | 148.9197 | 6322.9159 | 26.0528 | 12640.8757
2016 | 5 | NSW | NSW-QLD Import/Export | 161.8709 | 2014 | 12 | QLD | Black Coal |  | 3 | 0.33312 | 104.298 | 471.5514 | 117.315 | 5750.852 | -68.5573 | 295.4962 | -0.5263 | 6699.8204 | 28.9215 | 13399.5039
2016 | 5 | NSW | Other | 8.8201 | 2014 | 12 | QLD | Demand |  | 4 | 0.13165 | 143.2242 | 365.2237 | 101.8229 | 5509.6791 | -69.694 | 96.8483 | -119.0937 | 6051.5971 | 23.4125 | 12103.1516
2016 | 5 | NSW | Solar | 20.3008 | 2014 | 12 | QLD | Gas |  | 5 | 9.2086 | 125.6594 | 581.7653 | 239.6598 | 5763.9507 | -98.1841 | 256.7707 | 134.6951 | 7040.5336 | 20.3668 | 14074.4258
2016 | 5 | NSW | VIC-NSW Import/Export | 146.488 | 2014 | 12 | QLD | Hydro |  | 6 | 2.6794 | 168.5554 | 593.7418 | 211.1369 | 5421.8355 | -73.4261 | 315.6063 | 268.3728 | 6927.1076 | 17.0762 | 13852.6857
2016 | 5 | NSW | Wind | 129.0157 | 2014 | 12 | QLD | Import/Export |  | 7 | 7.8755 | 246.0092 | 573.8718 | 337.7034 | 5767.6893 | -82.1841 | 337.5791 | 350.4894 | 7564.6109 | 21.0456 | 15124.69
2016 | 6 | NSW | Black Coal | 5574.7804 | 2014 | 12 | QLD | Other |  | 8 | 1.1315 | 248.6532 | 459.1259 | 161.6024 | 5701.7233 | -78.6868 | 251.3505 | 299.0539 | 7068.1413 | 23.6715 | 14135.7665
2016 | 6 | NSW | Demand | 6173.2907 | 2015 | 1 | QLD | Black Coal |  | 9 | 0.9124 | 243.5492 | 678.2297 | 233.9426 | 4306.2181 | -43.4131 | 454.9694 | 408.6786 | 6307.8804 | 24.4312 | 12615.3984
2016 | 6 | NSW | Energy to pumped storage | -4.5997 | 2015 | 1 | QLD | Demand |  | 10 | 2.2274 | 168.2579 | 761.8463 | 260.9531 | 4485.2779 | -20.353 | 421.9233 | 414.0822 | 6523.1072 | 27.7533 | 13045.0757
2016 | 6 | NSW | Gas | 7.7834 | 2015 | 1 | QLD | Gas |  | 11 | 11.3858 | 139.7797 | 593.1439 | 413.0033 | 4574.6509 | -43.8674 | 479.2994 | 419.6675 | 6627.3298 | 27.217 | 13241.6098
2016 | 6 | NSW | Hydro | 132.5352 | 2015 | 1 | QLD | Hydro |  | 12 | 3.4499 | 145.5869 | 414.011 | 208.1665 | 5661.8853 | -74.1842 | 133.2987 | 124.8277 | 6649.5097 | 30.0399 | 13296.5915
2016 | 6 | NSW | NSW-QLD Import/Export | 82.8818 | 2015 | 1 | QLD | Import/Export |  | 2024 | 68.4673 | 2054.7307 | 7278.7506 | 2884.3024 | 64242.2189 | -787.0524 | 3771.523 | 2683.0802 | 82546.7177 | 300.0442 | 165042.7827
2016 | 6 | NSW | Other | 0.85004 | 2015 | 1 | QLD | Other |  | 1 | 4.007 | 182.6737 | 567.7979 | 235.8658 | 5748.7222 | -66.2759 | 224.57 | 120.6464 | 7050.6103 | 29.0877 | 14097.7051
2016 | 6 | NSW | Solar | 17.0744 | 2015 | 2 | QLD | Black Coal |  | 2 | 5.0227 | 113.6571 | 539.0144 | 255.2526 | 5405.6267 | -67.9767 | 224.4073 | 130.606 | 6636.352 | 26.9956 | 13268.9578
2016 | 6 | NSW | VIC-NSW Import/Export | 205.5131 | 2015 | 2 | QLD | Demand |  | 3 | 0.43492 | 103.1362 | 492.1651 | 164.2763 | 5760.6423 | -69.1235 | 280.5432 | -81.041 | 6679.9652 | 28.7482 | 13359.7471
2016 | 6 | NSW | Wind | 156.4726 | 2015 | 2 | QLD | Gas |  | 4 | 0.53551 | 150.9843 | 404.8848 | 123.4384 | 5563.4985 | -91.1676 | 110.6307 | -121.3857 | 6164.9199 | 23.301 | 12329.6396
2016 | 7 | NSW | Black Coal | 6035.53 | 2015 | 2 | QLD | Hydro |  | 5 | 17.8243 | 117.112 | 653.9092 | 239.0854 | 5779.0736 | -94.9989 | 298.3486 | 170.4507 | 7217.6517 | 20.3008 | 14418.7573
2016 | 7 | NSW | Demand | 6753.4739 | 2015 | 2 | QLD | Import/Export |  | 6 | 4.842 | 161.9399 | 634.7106 | 212.7417 | 5430.3908 | -66.3783 | 386.2751 | 263.4439 | 7048.0073 | 17.0744 | 14093.0474
2016 | 7 | NSW | Energy to pumped storage | -20.0818 | 2015 | 2 | QLD | Other |  | 7 | 13.0196 | 250.5303 | 668.4488 | 365.8469 | 5777.9363 | -87.1769 | 386.556 | 385.3618 | 7790.4793 | 21.1734 | 15572.1755
2016 | 7 | NSW | Gas | 20.5421 | 2015 | 3 | QLD | Black Coal |  | 8 | 4.5112 | 253.8134 | 558.8246 | 185.439 | 5731.4746 | -73.0865 | 313.8876 | 291.3732 | 7292.5768 | 23.7568 | 14582.5708
2016 | 7 | NSW | Hydro | 208.1194 | 2015 | 3 | QLD | Demand |  | 9 | 0.40279 | 249.3977 | 721.0735 | 222.144 | 4399.2423 | -40.8326 | 449.6059 | 437.1468 | 6462.8937 | 24.5142 | 12925.5882
2016 | 7 | NSW | NSW-QLD Import/Export | -14.2957 | 2015 | 3 | QLD | Gas |  | 10 | 0.14514 | 182.562 | 864.9202 | 274.059 | 4315.9301 | -14.0157 | 502.5351 | 458.6205 | 6612.6174 | 27.7675 | 13225.1414
2016 | 7 | NSW | Other | 4.0899 | 2015 | 3 | QLD | Hydro |  | 11 | 13.3269 | 139.3901 | 669.3751 | 409.0209 | 4640.9599 | -47.4864 | 459.6029 | 459.9128 | 6780.1497 | 27.2834 | 13551.5354
2016 | 7 | NSW | Solar | 21.1734 | 2015 | 3 | QLD | Import/Export |  | 12 | 4.3954 | 149.5341 | 503.6263 | 197.1322 | 5688.7215 | -68.5335 | 134.5608 | 167.9447 | 6810.4945 | 30.0411 | 13617.9172
2016 | 7 | NSW | VIC-NSW Import/Export | 246.8659 | 2015 | 3 | QLD | Other |  | 2025 | 34.4264 | 818.1063 | 3603.03 | 1266.0208 | 33495.9209 | -403.3669 | 1534.7436 | 670.3414 | 41193.8113 | 144.8682 | 82357.9021
2016 | 7 | NSW | Wind | 251.5412 | 2015 | 4 | QLD | Black Coal |  | 1 | 5.9595 | 164.4265 | 603.7831 | 242.275 | 5731.5885 | -60.4449 | 227.0944 | 153.1808 | 7102.5065 | 29.0383 | 14199.4079
2016 | 8 | NSW | Black Coal | 5825.9218 | 2015 | 4 | QLD | Demand |  | 2 | 8.4947 | 127.1298 | 624.6205 | 248.3632 | 5230.6789 | -62.6009 | 259.4335 | 136.5189 | 6606.4382 | 26.0528 | 13205.1296
2016 | 8 | NSW | Demand | 6337.9536 | 2015 | 4 | QLD | Gas |  | 3 | 0.10437 | 116.3173 | 542.0503 | 137.7187 | 5752.3225 | -48.6115 | 295.0795 | 69.4669 | 6893.435 | 28.9215 | 13786.8047
2016 | 8 | NSW | Energy to pumped storage | -14.0926 | 2015 | 4 | QLD | Hydro |  | 4 | 0.47851 | 134.4602 | 445.5274 | 121.3765 | 5562.0043 | -70.4945 | 103.3803 | -78.0662 | 6242.248 | 23.4125 | 12484.327
2016 | 8 | NSW | Gas | 10.0651 | 2015 | 4 | QLD | Import/Export |  | 5 | 14.9362 | 126.8121 | 664.4327 | 251.3205 | 5791.1244 | -89.8383 | 316.534 | 113.8916 | 7223.897 | 20.3668 | 14433.4769
2016 | 8 | NSW | Hydro | 131.5514 | 2015 | 4 | QLD | Other |  | 6 | 4.4532 | 148.9604 | 722.6159 | 264.967 | 5428.2022 | -71.3768 | 333.2219 | 275.3494 | 7125.2866 | 17.0762 | 14248.756
2016 | 8 | NSW | NSW-QLD Import/Export | -111.6752 | 2015 | 5 | QLD | Black Coal |  | Grand Total | 267.2128 | 20365.4997 | 28739.3866 | 22671.8389 | 689684.9606 | -5458.6862 | 5544.2554 | 7364.9209 | 772276.1609 | 2959.8451 | 1544415.3947
2016 | 8 | NSW | Other | 1.8173 | 2015 | 5 | QLD | Demand
2016 | 8 | NSW | Solar | 23.7568 | 2015 | 5 | QLD | Gas
2016 | 8 | NSW | VIC-NSW Import/Export | 224.465 | 2015 | 5 | QLD | Hydro
2016 | 8 | NSW | Wind | 246.1514 | 2015 | 5 | QLD | Import/Export
2016 | 9 | NSW | Black Coal | 5190.2781 | 2015 | 5 | QLD | Other
2016 | 9 | NSW | Demand | 5717.2311 | 2015 | 6 | QLD | Black Coal
2016 | 9 | NSW | Energy to pumped storage | -4.6742 | 2015 | 6 | QLD | Demand
2016 | 9 | NSW | Gas | 2.6526 | 2015 | 6 | QLD | Gas
2016 | 9 | NSW | Hydro | 144.6073 | 2015 | 6 | QLD | Hydro
2016 | 9 | NSW | NSW-QLD Import/Export | -89.2271 | 2015 | 6 | QLD | Import/Export
2016 | 9 | NSW | Other | 0.29077 | 2015 | 6 | QLD | Other
2016 | 9 | NSW | Solar | 24.5142 | 2015 | 7 | QLD | Black Coal
2016 | 9 | NSW | VIC-NSW Import/Export | 206.4459 | 2015 | 7 | QLD | Demand
2016 | 9 | NSW | Wind | 242.3564 | 2015 | 7 | QLD | Gas
2016 | 10 | NSW | Black Coal | 5507.1448 | 2015 | 7 | QLD | Hydro
2016 | 10 | NSW | Demand | 5863.0179 | 2015 | 7 | QLD | Import/Export
2016 | 10 | NSW | Energy to pumped storage | -1.4975 | 2015 | 7 | QLD | Other
2016 | 10 | NSW | Gas | 0.34167 | 2015 | 8 | QLD | Black Coal
2016 | 10 | NSW | Hydro | 127.0304 | 2015 | 8 | QLD | Demand
2016 | 10 | NSW | NSW-QLD Import/Export | -85.2106 | 2015 | 8 | QLD | Gas
2016 | 10 | NSW | Other | 0.016231 | 2015 | 8 | QLD | Hydro
2016 | 10 | NSW | Solar | 27.7675 | 2015 | 8 | QLD | Import/Export
2016 | 10 | NSW | VIC-NSW Import/Export | 120.0366 | 2015 | 8 | QLD | Other
2016 | 10 | NSW | Wind | 167.3843 | 2015 | 9 | QLD | Black Coal
2016 | 11 | NSW | Black Coal | 5667.965 | 2015 | 9 | QLD | Demand
2016 | 11 | NSW | Demand | 6033.4905 | 2015 | 9 | QLD | Gas
2016 | 11 | NSW | Energy to pumped storage | -5.4321 | 2015 | 9 | QLD | Hydro
2016 | 11 | NSW | Gas | 24.4423 | 2015 | 9 | QLD | Import/Export
2016 | 11 | NSW | Hydro | 234.6937 | 2015 | 9 | QLD | Other
2016 | 11 | NSW | NSW-QLD Import/Export | -65.1961 | 2015 | 10 | QLD | Black Coal
2016 | 11 | NSW | Other | 2.9529 | 2015 | 10 | QLD | Demand
2016 | 11 | NSW | Solar | 27.2834 | 2015 | 10 | QLD | Gas
2016 | 11 | NSW | VIC-NSW Import/Export | 7.0146 | 2015 | 10 | QLD | Hydro
2016 | 11 | NSW | Wind | 139.7603 | 2015 | 10 | QLD | Import/Export
2016 | 12 | NSW | Black Coal | 5703.3895 | 2015 | 10 | QLD | Other
2016 | 12 | NSW | Demand | 6019.7546 | 2015 | 11 | QLD | Black Coal
2016 | 12 | NSW | Energy to pumped storage | -8.4772 | 2015 | 11 | QLD | Demand
2016 | 12 | NSW | Gas | 10.2759 | 2015 | 11 | QLD | Gas
2016 | 12 | NSW | Hydro | 165.8052 | 2015 | 11 | QLD | Hydro
2016 | 12 | NSW | NSW-QLD Import/Export | -127.9892 | 2015 | 11 | QLD | Import/Export
2016 | 12 | NSW | Other | 1.9341 | 2015 | 11 | QLD | Other
2016 | 12 | NSW | Solar | 30.0411 | 2015 | 12 | QLD | Black Coal
2016 | 12 | NSW | VIC-NSW Import/Export | 95.3736 | 2015 | 12 | QLD | Demand
2016 | 12 | NSW | Wind | 149.4039 | 2015 | 12 | QLD | Gas
2017 | 1 | NSW | Black Coal | 5997.6953 | 2015 | 12 | QLD | Hydro
2017 | 1 | NSW | Demand | 6290.3198 | 2015 | 12 | QLD | Import/Export
2017 | 1 | NSW | Energy to pumped storage | -5.9717 | 2015 | 12 | QLD | Other
2017 | 1 | NSW | Gas | 5.9098 | 2016 | 1 | QLD | Black Coal
2017 | 1 | NSW | Hydro | 190.7916 | 2016 | 1 | QLD | Demand
2017 | 1 | NSW | NSW-QLD Import/Export | -124.5094 | 2016 | 1 | QLD | Gas
2017 | 1 | NSW | Other | 0.94429 | 2016 | 1 | QLD | Hydro
2017 | 1 | NSW | Solar | 29.0383 | 2016 | 1 | QLD | Import/Export
2017 | 1 | NSW | VIC-NSW Import/Export | 19.027 | 2016 | 1 | QLD | Other
2017 | 1 | NSW | Wind | 177.3898 | 2016 | 2 | QLD | Black Coal
2017 | 2 | NSW | Black Coal | 5535.6108 | 2016 | 2 | QLD | Demand
2017 | 2 | NSW | Demand | 5771.9805 | 2016 | 2 | QLD | Gas
2017 | 2 | NSW | Energy to pumped storage | -6.1786 | 2016 | 2 | QLD | Hydro
2017 | 2 | NSW | Gas | 17.3536 | 2016 | 2 | QLD | Import/Export
2017 | 2 | NSW | Hydro | 182.6202 | 2016 | 2 | QLD | Other
2017 | 2 | NSW | NSW-QLD Import/Export | -98.5569 | 2016 | 3 | QLD | Black Coal
2017 | 2 | NSW | Other | 3.4185 | 2016 | 3 | QLD | Demand
2017 | 2 | NSW | Solar | 26.0528 | 2016 | 3 | QLD | Gas
2017 | 2 | NSW | VIC-NSW Import/Export | -3.6155 | 2016 | 3 | QLD | Hydro
2017 | 2 | NSW | Wind | 115.2767 | 2016 | 3 | QLD | Import/Export
2017 | 3 | NSW | Black Coal | 5884.909 | 2016 | 3 | QLD | Other
2017 | 3 | NSW | Demand | 6107.1908 | 2016 | 4 | QLD | Black Coal
2017 | 3 | NSW | Energy to pumped storage | -2.7768 | 2016 | 4 | QLD | Demand
2017 | 3 | NSW | Gas | 31.1392 | 2016 | 4 | QLD | Gas
2017 | 3 | NSW | Hydro | 221.3158 | 2016 | 4 | QLD | Hydro
2017 | 3 | NSW | NSW-QLD Import/Export | -71.6925 | 2016 | 4 | QLD | Import/Export
2017 | 3 | NSW | Other | 5.4047 | 2016 | 4 | QLD | Other
2017 | 3 | NSW | Solar | 28.9215 | 2016 | 5 | QLD | Black Coal
2017 | 3 | NSW | VIC-NSW Import/Export | -102.8558 | 2016 | 5 | QLD | Demand
2017 | 3 | NSW | Wind | 112.8171 | 2016 | 5 | QLD | Gas
2017 | 4 | NSW | Black Coal | 5066.1563 | 2016 | 5 | QLD | Hydro
2017 | 4 | NSW | Demand | 5457.1373 | 2016 | 5 | QLD | Import/Export
2017 | 4 | NSW | Energy to pumped storage | -11.7072 | 2016 | 5 | QLD | Other
2017 | 4 | NSW | Gas | 38.2004 | 2016 | 6 | QLD | Black Coal
2017 | 4 | NSW | Hydro | 144.9101 | 2016 | 6 | QLD | Demand
2017 | 4 | NSW | NSW-QLD Import/Export | -22.4842 | 2016 | 6 | QLD | Gas
2017 | 4 | NSW | Other | 7.6921 | 2016 | 6 | QLD | Hydro
2017 | 4 | NSW | Solar | 23.4125 | 2016 | 6 | QLD | Import/Export
2017 | 4 | NSW | VIC-NSW Import/Export | 72.7464 | 2016 | 6 | QLD | Other
2017 | 4 | NSW | Wind | 138.2092 | 2016 | 7 | QLD | Black Coal
2017 | 5 | NSW | Black Coal | 5870.4531 | 2016 | 7 | QLD | Demand
2017 | 5 | NSW | Demand | 6391.5203 | 2016 | 7 | QLD | Gas
2017 | 5 | NSW | Energy to pumped storage | -26.8264 | 2016 | 7 | QLD | Hydro
2017 | 5 | NSW | Gas | 66.7231 | 2016 | 7 | QLD | Import/Export
2017 | 5 | NSW | Hydro | 201.2845 | 2016 | 7 | QLD | Other
2017 | 5 | NSW | NSW-QLD Import/Export | -41.6414 | 2016 | 8 | QLD | Black Coal
2017 | 5 | NSW | Other | 14.7347 | 2016 | 8 | QLD | Demand
2017 | 5 | NSW | Solar | 20.3668 | 2016 | 8 | QLD | Gas
2017 | 5 | NSW | VIC-NSW Import/Export | 161.0141 | 2016 | 8 | QLD | Hydro
2017 | 5 | NSW | Wind | 125.3937 | 2016 | 8 | QLD | Import/Export
2017 | 6 | NSW | Black Coal | 5987.0278 | 2016 | 8 | QLD | Other
2017 | 6 | NSW | Demand | 6295.2352 | 2016 | 9 | QLD | Black Coal
2017 | 6 | NSW | Energy to pumped storage | -31.0027 | 2016 | 9 | QLD | Demand
2017 | 6 | NSW | Gas | 18.9099 | 2016 | 9 | QLD | Gas
2017 | 6 | NSW | Hydro | 180.599 | 2016 | 9 | QLD | Hydro
2017 | 6 | NSW | NSW-QLD Import/Export | -54.7808 | 2016 | 9 | QLD | Import/Export
2017 | 6 | NSW | Other | 2.4947 | 2016 | 9 | QLD | Other
2017 | 6 | NSW | Solar | 17.0762 | 2016 | 10 | QLD | Black Coal
2017 | 6 | NSW | VIC-NSW Import/Export | 6.3434 | 2016 | 10 | QLD | Demand
2017 | 6 | NSW | Wind | 168.5627 | 2016 | 10 | QLD | Gas
2017 | 7 | NSW | Black Coal | 6344.5099 | 2016 | 10 | QLD | Hydro
2017 | 7 | NSW | Demand | 6867.9563 | 2016 | 10 | QLD | Import/Export
2017 | 7 | NSW | Energy to pumped storage | -53.6786 | 2016 | 10 | QLD | Other
2017 | 7 | NSW | Gas | 54.3616 | 2016 | 11 | QLD | Black Coal
2017 | 7 | NSW | Hydro | 211.4322 | 2016 | 11 | QLD | Demand
2017 | 7 | NSW | NSW-QLD Import/Export | -212.2907 | 2016 | 11 | QLD | Gas
2017 | 7 | NSW | Other | 4.5318 | 2016 | 11 | QLD | Hydro
2017 | 7 | NSW | Solar | 21.0456 | 2016 | 11 | QLD | Import/Export
2017 | 7 | NSW | VIC-NSW Import/Export | 252.0302 | 2016 | 11 | QLD | Other
2017 | 7 | NSW | Wind | 246.0092 | 2016 | 12 | QLD | Black Coal
2017 | 8 | NSW | Black Coal | 6001.8349 | 2016 | 12 | QLD | Demand
2017 | 8 | NSW | Demand | 6426.8953 | 2016 | 12 | QLD | Gas
2017 | 8 | NSW | Energy to pumped storage | -22.847 | 2016 | 12 | QLD | Hydro
2017 | 8 | NSW | Gas | 25.1861 | 2016 | 12 | QLD | Import/Export
2017 | 8 | NSW | Hydro | 62.4776 | 2016 | 12 | QLD | Other
2017 | 8 | NSW | NSW-QLD Import/Export | -146.6096 | 2017 | 1 | QLD | Black Coal
2017 | 8 | NSW | Other | 1.5981 | 2017 | 1 | QLD | Demand
2017 | 8 | NSW | Solar | 23.6715 | 2017 | 1 | QLD | Gas
2017 | 8 | NSW | VIC-NSW Import/Export | 232.9169 | 2017 | 1 | QLD | Hydro
2017 | 8 | NSW | Wind | 248.6532 | 2017 | 1 | QLD | Import/Export
2017 | 9 | NSW | Black Coal | 5442.2848 | 2017 | 1 | QLD | Other
2017 | 9 | NSW | Demand | 5792.9041 | 2017 | 2 | QLD | Black Coal
2017 | 9 | NSW | Energy to pumped storage | -9.2616 | 2017 | 2 | QLD | Demand
2017 | 9 | NSW | Gas | 20.8924 | 2017 | 2 | QLD | Gas
2017 | 9 | NSW | Hydro | 43.3813 | 2017 | 2 | QLD | Hydro
2017 | 9 | NSW | NSW-QLD Import/Export | -115.969 | 2017 | 2 | QLD | Import/Export
2017 | 9 | NSW | Other | 0.63824 | 2017 | 2 | QLD | Other
2017 | 9 | NSW | Solar | 24.4312 | 2017 | 3 | QLD | Black Coal
2017 | 9 | NSW | VIC-NSW Import/Export | 149.5487 | 2017 | 3 | QLD | Demand
2017 | 9 | NSW | Wind | 236.9514 | 2017 | 3 | QLD | Gas
2017 | 10 | NSW | Black Coal | 5786.3448 | 2017 | 3 | QLD | Hydro
2017 | 10 | NSW | Demand | 5998.8269 | 2017 | 3 | QLD | Import/Export
2017 | 10 | NSW | Energy to pumped storage | -5.1111 | 2017 | 3 | QLD | Other
2017 | 10 | NSW | Gas | 11.0605 | 2017 | 4 | QLD | Black Coal
2017 | 10 | NSW | Hydro | 71.1709 | 2017 | 4 | QLD | Demand
2017 | 10 | NSW | NSW-QLD Import/Export | -116.0882 | 2017 | 4 | QLD | Gas
2017 | 10 | NSW | Other | 0.076441 | 2017 | 4 | QLD | Hydro
2017 | 10 | NSW | Solar | 27.7533 | 2017 | 4 | QLD | Import/Export
2017 | 10 | NSW | VIC-NSW Import/Export | 56.3845 | 2017 | 4 | QLD | Other
2017 | 10 | NSW | Wind | 167.2284 | 2017 | 5 | QLD | Black Coal
2017 | 11 | NSW | Black Coal | 5927.5077 | 2017 | 5 | QLD | Demand
2017 | 11 | NSW | Demand | 6109.5198 | 2017 | 5 | QLD | Gas
2017 | 11 | NSW | Energy to pumped storage | -22.3452 | 2017 | 5 | QLD | Hydro
2017 | 11 | NSW | Gas | 43.7512 | 2017 | 5 | QLD | Import/Export
2017 | 11 | NSW | Hydro | 166.9356 | 2017 | 5 | QLD | Other
2017 | 11 | NSW | NSW-QLD Import/Export | -107.9508 | 2017 | 6 | QLD | Black Coal
2017 | 11 | NSW | Other | 3.5064 | 2017 | 6 | QLD | Demand
2017 | 11 | NSW | Solar | 27.217 | 2017 | 6 | QLD | Gas
2017 | 11 | NSW | VIC-NSW Import/Export | -66.2033 | 2017 | 6 | QLD | Hydro
2017 | 11 | NSW | Wind | 137.0934 | 2017 | 6 | QLD | Import/Export
2017 | 12 | NSW | Black Coal | 6054.4473 | 2017 | 6 | QLD | Other
2017 | 12 | NSW | Demand | 6087.557 | 2017 | 7 | QLD | Black Coal
2017 | 12 | NSW | Energy to pumped storage | -25.327 | 2017 | 7 | QLD | Demand
2017 | 12 | NSW | Gas | 31.628 | 2017 | 7 | QLD | Gas
2017 | 12 | NSW | Hydro | 139.9938 | 2017 | 7 | QLD | Hydro
2017 | 12 | NSW | NSW-QLD Import/Export | -163.6136 | 2017 | 7 | QLD | Import/Export
2017 | 12 | NSW | Other | 3.2306 | 2017 | 7 | QLD | Other
2017 | 12 | NSW | Solar | 30.0399 | 2017 | 8 | QLD | Black Coal
2017 | 12 | NSW | VIC-NSW Import/Export | -128.4268 | 2017 | 8 | QLD | Demand
2017 | 12 | NSW | Wind | 145.5869 | 2017 | 8 | QLD | Gas
2018 | 1 | NSW | Black Coal | 6407.081 | 2017 | 8 | QLD | Hydro
2018 | 1 | NSW | Demand | 6452.27 | 2017 | 8 | QLD | Import/Export
2018 | 1 | NSW | Energy to pumped storage | -38.9834 | 2017 | 8 | QLD | Other
2018 | 1 | NSW | Gas | 45.6013 | 2017 | 9 | QLD | Black Coal
2018 | 1 | NSW | Hydro | 132.6518 | 2017 | 9 | QLD | Demand
2018 | 1 | NSW | NSW-QLD Import/Export | -160.2667 | 2017 | 9 | QLD | Gas
2018 | 1 | NSW | Other | 2.1398 | 2017 | 9 | QLD | Hydro
2018 | 1 | NSW | Solar | 29.0877 | 2017 | 9 | QLD | Import/Export
2018 | 1 | NSW | VIC-NSW Import/Export | -147.7203 | 2017 | 9 | QLD | Other
2018 | 1 | NSW | Wind | 182.6737 | 2017 | 10 | QLD | Black Coal
2018 | 2 | NSW | Black Coal | 5840.9045 | 2017 | 10 | QLD | Demand
2018 | 2 | NSW | Demand | 5853.7308 | 2017 | 10 | QLD | Gas
2018 | 2 | NSW | Energy to pumped storage | -37.8713 | 2017 | 10 | QLD | Hydro
2018 | 2 | NSW | Gas | 52.3967 | 2017 | 10 | QLD | Import/Export
2018 | 2 | NSW | Hydro | 107.9309 | 2017 | 10 | QLD | Other
2018 | 2 | NSW | NSW-QLD Import/Export | -136.2166 | 2017 | 11 | QLD | Black Coal
2018 | 2 | NSW | Other | 3.5635 | 2017 | 11 | QLD | Demand
2018 | 2 | NSW | Solar | 26.0528 | 2017 | 11 | QLD | Gas
2018 | 2 | NSW | VIC-NSW Import/Export | -112.441 | 2017 | 11 | QLD | Hydro
2018 | 2 | NSW | Wind | 109.4082 | 2017 | 11 | QLD | Import/Export
2018 | 3 | NSW | Black Coal | 6022.205 | 2017 | 11 | QLD | Other
2018 | 3 | NSW | Demand | 6126.0136 | 2017 | 12 | QLD | Black Coal
2018 | 3 | NSW | Energy to pumped storage | -14.8456 | 2017 | 12 | QLD | Demand
2018 | 3 | NSW | Gas | 60.9779 | 2017 | 12 | QLD | Gas
2018 | 3 | NSW | Hydro | 200.9262 | 2017 | 12 | QLD | Hydro
2018 | 3 | NSW | NSW-QLD Import/Export | -101.3176 | 2017 | 12 | QLD | Import/Export
2018 | 3 | NSW | Other | 2.4167 | 2017 | 12 | QLD | Other
2018 | 3 | NSW | Solar | 28.9215 | 2018 | 1 | QLD | Black Coal
2018 | 3 | NSW | VIC-NSW Import/Export | -186.9535 | 2018 | 1 | QLD | Demand
2018 | 3 | NSW | Wind | 113.6746 | 2018 | 1 | QLD | Gas
2018 | 4 | NSW | Black Coal | 5208.3297 | 2018 | 1 | QLD | Hydro
2018 | 4 | NSW | Demand | 5548.4319 | 2018 | 1 | QLD | Import/Export
2018 | 4 | NSW | Energy to pumped storage | -75.3863 | 2018 | 1 | QLD | Other
2018 | 4 | NSW | Gas | 67.1746 | 2018 | 2 | QLD | Black Coal
2018 | 4 | NSW | Hydro | 235.2024 | 2018 | 2 | QLD | Demand
2018 | 4 | NSW | NSW-QLD Import/Export | -69.8557 | 2018 | 2 | QLD | Gas
2018 | 4 | NSW | Solar | 23.4125 | 2018 | 2 | QLD | Hydro
2018 | 4 | NSW | VIC-NSW Import/Export | 19.1208 | 2018 | 2 | QLD | Import/Export
2018 | 4 | NSW | Wind | 140.4347 | 2018 | 2 | QLD | Other
2018 | 5 | NSW | Black Coal | 6115.7602 | 2018 | 3 | QLD | Black Coal
2018 | 5 | NSW | Demand | 6526.4551 | 2018 | 3 | QLD | Demand
2018 | 5 | NSW | Energy to pumped storage | -81.7884 | 2018 | 3 | QLD | Gas
2018 | 5 | NSW | Gas | 91.2689 | 2018 | 3 | QLD | Hydro
2018 | 5 | NSW | Hydro | 323.2034 | 2018 | 3 | QLD | Import/Export
2018 | 5 | NSW | NSW-QLD Import/Export | -10.1514 | 2018 | 3 | QLD | Other
2018 | 5 | NSW | Other | 0.052775 | 2018 | 4 | QLD | Black Coal
2018 | 5 | NSW | Solar | 20.3668 | 2018 | 4 | QLD | Demand
2018 | 5 | NSW | VIC-NSW Import/Export | -54.8135 | 2018 | 4 | QLD | Gas
2018 | 5 | NSW | Wind | 122.5032 | 2018 | 4 | QLD | Hydro
2018 | 6 | NSW | Black Coal | 6263.8658 | 2018 | 4 | QLD | Import/Export
2018 | 6 | NSW | Demand | 6418.4643 | 2018 | 4 | QLD | Other
2018 | 6 | NSW | Energy to pumped storage | -69.7235 | 2018 | 5 | QLD | Black Coal
2018 | 6 | NSW | Gas | 50.8512 | 2018 | 5 | QLD | Demand
2018 | 6 | NSW | Hydro | 236.0242 | 2018 | 5 | QLD | Gas
2018 | 6 | NSW | NSW-QLD Import/Export | -133.0876 | 2018 | 5 | QLD | Hydro
2018 | 6 | NSW | Solar | 17.0762 | 2018 | 5 | QLD | Import/Export
2018 | 6 | NSW | VIC-NSW Import/Export | -108.0398 | 2018 | 5 | QLD | Other
2018 | 6 | NSW | Wind | 161.491 | 2018 | 6 | QLD | Black Coal
2018 | 7 | NSW | Black Coal | 6519.607 | 2018 | 6 | QLD | Demand
2018 | 7 | NSW | Demand | 7018.172 | 2018 | 6 | QLD | Gas
2018 | 7 | NSW | Energy to pumped storage | -52.1255 | 2018 | 6 | QLD | Hydro
2018 | 7 | NSW | Gas | 92.4678 | 2018 | 6 | QLD | Import/Export
2018 | 7 | NSW | Hydro | 241.9807 | 2018 | 6 | QLD | Other
2018 | 7 | NSW | NSW-QLD Import/Export | -129.489 | 2018 | 7 | QLD | Black Coal
2018 | 7 | NSW | Other | 0.0039978 | 2018 | 7 | QLD | Demand
2018 | 7 | NSW | Solar | 21.0456 | 2018 | 7 | QLD | Gas
2018 | 7 | NSW | VIC-NSW Import/Export | 76.8288 | 2018 | 7 | QLD | Hydro
2018 | 7 | NSW | Wind | 247.839 | 2018 | 7 | QLD | Import/Export
2018 | 8 | NSW | Black Coal | 6356.7242 | 2018 | 7 | QLD | Other
2018 | 8 | NSW | Demand | 6641.7429 | 2018 | 8 | QLD | Black Coal
2018 | 8 | NSW | Energy to pumped storage | -34.0819 | 2018 | 8 | QLD | Demand
2018 | 8 | NSW | Gas | 61.0414 | 2018 | 8 | QLD | Gas
2018 | 8 | NSW | Hydro | 109.8341 | 2018 | 8 | QLD | Hydro
2018 | 8 | NSW | NSW-QLD Import/Export | -174.0716 | 2018 | 8 | QLD | Import/Export
2018 | 8 | NSW | Solar | 23.6715 | 2018 | 8 | QLD | Other
2018 | 8 | NSW | VIC-NSW Import/Export | 55.3125 | 2018 | 9 | QLD | Black Coal
2018 | 8 | NSW | Wind | 243.3149 | 2018 | 9 | QLD | Demand
2018 | 9 | NSW | Black Coal | 5154.5421 | 2018 | 9 | QLD | Gas
2018 | 9 | NSW | Demand | 5868.7366 | 2018 | 9 | QLD | Hydro
2018 | 9 | NSW | Energy to pumped storage | -26.3838 | 2018 | 9 | QLD | Import/Export
2018 | 9 | NSW | Gas | 114.5667 | 2018 | 9 | QLD | Other
2018 | 9 | NSW | Hydro | 187.895 | 2018 | 10 | QLD | Black Coal
2018 | 9 | NSW | NSW-QLD Import/Export | 11.2966 | 2018 | 10 | QLD | Demand
2018 | 9 | NSW | Solar | 24.4312 | 2018 | 10 | QLD | Gas
2018 | 9 | NSW | VIC-NSW Import/Export | 147.1705 | 2018 | 10 | QLD | Hydro
2018 | 9 | NSW | Wind | 255.2256 | 2018 | 10 | QLD | Import/Export
2018 | 10 | NSW | Black Coal | 5250.7924 | 2018 | 10 | QLD | Other
2018 | 10 | NSW | Demand | 6023.275 | 2018 | 11 | QLD | Black Coal
2018 | 10 | NSW | Energy to pumped storage | -21.3875 | 2018 | 11 | QLD | Demand
2018 | 10 | NSW | Gas | 165.7458 | 2018 | 11 | QLD | Gas
2018 | 10 | NSW | Hydro | 250.1033 | 2018 | 11 | QLD | Hydro
2018 | 10 | NSW | NSW-QLD Import/Export | 95.5568 | 2018 | 11 | QLD | Import/Export
2018 | 10 | NSW | Solar | 27.7533 | 2018 | 11 | QLD | Other
2018 | 10 | NSW | VIC-NSW Import/Export | 65.9279 | 2018 | 12 | QLD | Black Coal
2018 | 10 | NSW | Wind | 188.7861 | 2018 | 12 | QLD | Demand
2018 | 11 | NSW | Black Coal | 5553.8745 | 2018 | 12 | QLD | Gas
2018 | 11 | NSW | Demand | 6177.4283 | 2018 | 12 | QLD | Hydro
2018 | 11 | NSW | Energy to pumped storage | -43.3716 | 2018 | 12 | QLD | Import/Export
2018 | 11 | NSW | Gas | 138.317 | 2018 | 12 | QLD | Other
2018 | 11 | NSW | Hydro | 285.1821 | 2019 | 1 | QLD | Black Coal
2018 | 11 | NSW | NSW-QLD Import/Export | 93.6123 | 2019 | 1 | QLD | Demand
2018 | 11 | NSW | Other | 0.021273 | 2019 | 1 | QLD | Gas
2018 | 11 | NSW | Solar | 27.217 | 2019 | 1 | QLD | Hydro
2018 | 11 | NSW | VIC-NSW Import/Export | -8.7011 | 2019 | 1 | QLD | Import/Export
2018 | 11 | NSW | Wind | 131.2521 | 2019 | 1 | QLD | Other
2018 | 12 | NSW | Black Coal | 6183.5035 | 2019 | 2 | QLD | Black Coal
2018 | 12 | NSW | Demand | 6217.4789 | 2019 | 2 | QLD | Demand
2018 | 12 | NSW | Energy to pumped storage | -49.0084 | 2019 | 2 | QLD | Gas
2018 | 12 | NSW | Gas | 63.665 | 2019 | 2 | QLD | Hydro
2018 | 12 | NSW | Hydro | 95.8543 | 2019 | 2 | QLD | Import/Export
2018 | 12 | NSW | NSW-QLD Import/Export | -179.8172 | 2019 | 2 | QLD | Other
2018 | 12 | NSW | Solar | 30.0399 | 2019 | 3 | QLD | Black Coal
2018 | 12 | NSW | VIC-NSW Import/Export | -80.7766 | 2019 | 3 | QLD | Demand
2018 | 12 | NSW | Wind | 153.9962 | 2019 | 3 | QLD | Gas
2019 | 1 | NSW | Black Coal | 6418.2083 | 2019 | 3 | QLD | Hydro
2019 | 1 | NSW | Demand | 6452.8684 | 2019 | 3 | QLD | Import/Export
2019 | 1 | NSW | Energy to pumped storage | -47.5804 | 2019 | 3 | QLD | Other
2019 | 1 | NSW | Gas | 98.9135 | 2019 | 4 | QLD | Black Coal
2019 | 1 | NSW | Hydro | 84.4714 | 2019 | 4 | QLD | Demand
2019 | 1 | NSW | NSW-QLD Import/Export | -131.3712 | 2019 | 4 | QLD | Gas
2019 | 1 | NSW | Solar | 29.0877 | 2019 | 4 | QLD | Hydro
2019 | 1 | NSW | VIC-NSW Import/Export | -159.9808 | 2019 | 4 | QLD | Import/Export
2019 | 1 | NSW | Wind | 161.0552 | 2019 | 4 | QLD | Other
2019 | 2 | NSW | Black Coal | 5976.204 | 2019 | 5 | QLD | Black Coal
2019 | 2 | NSW | Demand | 6011.1813 | 2019 | 5 | QLD | Demand
2019 | 2 | NSW | Energy to pumped storage | -44.9669 | 2019 | 5 | QLD | Gas
2019 | 2 | NSW | Gas | 92.2017 | 2019 | 5 | QLD | Hydro
2019 | 2 | NSW | Hydro | 152.4969 | 2019 | 5 | QLD | Import/Export
2019 | 2 | NSW | NSW-QLD Import/Export | -121.9761 | 2019 | 5 | QLD | Other
2019 | 2 | NSW | Solar | 26.0528 | 2019 | 6 | QLD | Black Coal
2019 | 2 | NSW | VIC-NSW Import/Export | -199.9383 | 2019 | 6 | QLD | Demand
2019 | 2 | NSW | Wind | 131.1012 | 2019 | 6 | QLD | Gas
2019 | 3 | NSW | Black Coal | 6435.1338 | 2019 | 6 | QLD | Hydro
2019 | 3 | NSW | Demand | 6255.0955 | 2019 | 6 | QLD | Import/Export
2019 | 3 | NSW | Energy to pumped storage | -22.5253 | 2019 | 6 | QLD | Other
2019 | 3 | NSW | Gas | 56.4524 | 2019 | 7 | QLD | Black Coal
2019 | 3 | NSW | Hydro | 59.9125 | 2019 | 7 | QLD | Demand
2019 | 3 | NSW | NSW-QLD Import/Export | -167.541 | 2019 | 7 | QLD | Gas
2019 | 3 | NSW | Solar | 28.9215 | 2019 | 7 | QLD | Hydro
2019 | 3 | NSW | VIC-NSW Import/Export | -250.9189 | 2019 | 7 | QLD | Import/Export
2019 | 3 | NSW | Wind | 115.6599 | 2019 | 7 | QLD | Other
2019 | 4 | NSW | Black Coal | 5878.7841 | 2019 | 8 | QLD | Black Coal
2019 | 4 | NSW | Demand | 5674.355 | 2019 | 8 | QLD | Demand
2019 | 4 | NSW | Energy to pumped storage | -30.1601 | 2019 | 8 | QLD | Gas
2019 | 4 | NSW | Gas | 47.0498 | 2019 | 8 | QLD | Hydro
2019 | 4 | NSW | Hydro | 68.1819 | 2019 | 8 | QLD | Import/Export
2019 | 4 | NSW | NSW-QLD Import/Export | -144.897 | 2019 | 8 | QLD | Other
2019 | 4 | NSW | Solar | 23.4125 | 2019 | 9 | QLD | Black Coal
2019 | 4 | NSW | VIC-NSW Import/Export | -291.9986 | 2019 | 9 | QLD | Demand
2019 | 4 | NSW | Wind | 123.9765 | 2019 | 9 | QLD | Gas
2019 | 5 | NSW | Black Coal | 6405.9805 | 2019 | 9 | QLD | Hydro
2019 | 5 | NSW | Demand | 6507.5298 | 2019 | 9 | QLD | Import/Export
2019 | 5 | NSW | Energy to pumped storage | -53.0934 | 2019 | 9 | QLD | Other
2019 | 5 | NSW | Gas | 110.4629 | 2019 | 10 | QLD | Black Coal
2019 | 5 | NSW | Hydro | 195.2287 | 2019 | 10 | QLD | Demand
2019 | 5 | NSW | NSW-QLD Import/Export | -109.352 | 2019 | 10 | QLD | Gas
2019 | 5 | NSW | Solar | 20.3668 | 2019 | 10 | QLD | Hydro
2019 | 5 | NSW | VIC-NSW Import/Export | -197.7864 | 2019 | 10 | QLD | Import/Export
2019 | 5 | NSW | Wind | 135.6835 | 2019 | 10 | QLD | Other
2019 | 6 | NSW | Black Coal | 6358.9612 | 2019 | 11 | QLD | Black Coal
2019 | 6 | NSW | Demand | 6437.2843 | 2019 | 11 | QLD | Demand
2019 | 6 | NSW | Energy to pumped storage | -67.7812 | 2019 | 11 | QLD | Gas
2019 | 6 | NSW | Gas | 110.9549 | 2019 | 11 | QLD | Hydro
2019 | 6 | NSW | Hydro | 177.7472 | 2019 | 11 | QLD | Import/Export
2019 | 6 | NSW | NSW-QLD Import/Export | -102.9822 | 2019 | 11 | QLD | Other
2019 | 6 | NSW | Solar | 17.0762 | 2019 | 12 | QLD | Black Coal
2019 | 6 | NSW | VIC-NSW Import/Export | -208.3036 | 2019 | 12 | QLD | Demand
2019 | 6 | NSW | Wind | 151.6093 | 2019 | 12 | QLD | Gas
2019 | 7 | NSW | Black Coal | 6569.2175 | 2019 | 12 | QLD | Hydro
2019 | 7 | NSW | Demand | 7112.6024 | 2019 | 12 | QLD | Import/Export
2019 | 7 | NSW | Energy to pumped storage | -37.6838 | 2019 | 12 | QLD | Other
2019 | 7 | NSW | Gas | 102.6155 | 2020 | 1 | QLD | Black Coal
2019 | 7 | NSW | Hydro | 202.2335 | 2020 | 1 | QLD | Demand
2019 | 7 | NSW | NSW-QLD Import/Export | -87.1904 | 2020 | 1 | QLD | Gas
2019 | 7 | NSW | Other | 0.0086835 | 2020 | 1 | QLD | Hydro
2019 | 7 | NSW | Solar | 21.0456 | 2020 | 1 | QLD | Import/Export
2019 | 7 | NSW | VIC-NSW Import/Export | 92.4641 | 2020 | 1 | QLD | Other
2019 | 7 | NSW | Wind | 249.8824 | 2020 | 2 | QLD | Black Coal
2019 | 8 | NSW | Black Coal | 6418.9993 | 2020 | 2 | QLD | Demand
2019 | 8 | NSW | Demand | 6684.8801 | 2020 | 2 | QLD | Gas
2019 | 8 | NSW | Energy to pumped storage | -41.7767 | 2020 | 2 | QLD | Hydro
2019 | 8 | NSW | Gas | 71.0037 | 2020 | 2 | QLD | Import/Export
2019 | 8 | NSW | Hydro | 88.1163 | 2020 | 2 | QLD | Other
2019 | 8 | NSW | NSW-QLD Import/Export | -187.8565 | 2020 | 3 | QLD | Black Coal
2019 | 8 | NSW | Solar | 23.6715 | 2020 | 3 | QLD | Demand
2019 | 8 | NSW | VIC-NSW Import/Export | 58.9001 | 2020 | 3 | QLD | Gas
2019 | 8 | NSW | Wind | 253.8134 | 2020 | 3 | QLD | Hydro
2019 | 9 | NSW | Black Coal | 5173.9388 | 2020 | 3 | QLD | Import/Export
2019 | 9 | NSW | Demand | 5945.5621 | 2020 | 3 | QLD | Other
2019 | 9 | NSW | Energy to pumped storage | -26.3078 | 2020 | 4 | QLD | Black Coal
2019 | 9 | NSW | Gas | 150.8578 | 2020 | 4 | QLD | Demand
2019 | 9 | NSW | Hydro | 160.6685 | 2020 | 4 | QLD | Gas
2019 | 9 | NSW | NSW-QLD Import/Export | 48.7292 | 2020 | 4 | QLD | Hydro
2019 | 9 | NSW | Solar | 24.4312 | 2020 | 4 | QLD | Import/Export
2019 | 9 | NSW | VIC-NSW Import/Export | 164.0683 | 2020 | 4 | QLD | Other
2019 | 9 | NSW | Wind | 249.1591 | 2020 | 5 | QLD | Black Coal
2019 | 10 | NSW | Black Coal | 5333.1168 | 2020 | 5 | QLD | Demand
2019 | 10 | NSW | Demand | 6094.1415 | 2020 | 5 | QLD | Gas
2019 | 10 | NSW | Energy to pumped storage | -18.8647 | 2020 | 5 | QLD | Hydro
2019 | 10 | NSW | Gas | 149.354 | 2020 | 5 | QLD | Import/Export
2019 | 10 | NSW | Hydro | 242.1723 | 2020 | 5 | QLD | Other
2019 | 10 | NSW | NSW-QLD Import/Export | 54.2872 | 2020 | 6 | QLD | Black Coal
2019 | 10 | NSW | Solar | 27.7533 | 2020 | 6 | QLD | Demand
2019 | 10 | NSW | VIC-NSW Import/Export | 123.7669 | 2020 | 6 | QLD | Gas
2019 | 10 | NSW | Wind | 182.562 | 2020 | 6 | QLD | Hydro
2019 | 11 | NSW | Black Coal | 5507.2221 | 2020 | 6 | QLD | Import/Export
2019 | 11 | NSW | Demand | 6246.8929 | 2020 | 6 | QLD | Other
2019 | 11 | NSW | Energy to pumped storage | -46.0408
2019 | 11 | NSW | Gas | 144.2628
2019 | 11 | NSW | Hydro | 261.455
2019 | 11 | NSW | NSW-QLD Import/Export | 108.4468
2019 | 11 | NSW | Other | 0.2302
2019 | 11 | NSW | Solar | 27.217
2019 | 11 | NSW | VIC-NSW Import/Export | 104.6133
2019 | 11 | NSW | Wind | 139.3901
2019 | 12 | NSW | Black Coal | 6260.7642
2019 | 12 | NSW | Demand | 6263.0552
2019 | 12 | NSW | Energy to pumped storage | -43.1437
2019 | 12 | NSW | Gas | 73.821
2019 | 12 | NSW | Hydro | 98.9956
2019 | 12 | NSW | NSW-QLD Import/Export | -177.9508
2019 | 12 | NSW | Other | 0.069205
2019 | 12 | NSW | Solar | 30.0399
2019 | 12 | NSW | VIC-NSW Import/Export | -129.1109
2019 | 12 | NSW | Wind | 149.5341
2020 | 1 | NSW | Black Coal | 6485.6225
2020 | 1 | NSW | Demand | 6536.6612
2020 | 1 | NSW | Energy to pumped storage | -38.4415
2020 | 1 | NSW | Gas | 103.0374
2020 | 1 | NSW | Hydro | 154.4279
2020 | 1 | NSW | NSW-QLD Import/Export | -147.8401
2020 | 1 | NSW | Solar | 29.0877
2020 | 1 | NSW | VIC-NSW Import/Export | -213.7776
2020 | 1 | NSW | Wind | 164.4265
2020 | 2 | NSW | Black Coal | 6234.3
2020 | 2 | NSW | Demand | 6271.2474
2020 | 2 | NSW | Energy to pumped storage | -51.9859
2020 | 2 | NSW | Gas | 120.8912
2020 | 2 | NSW | Hydro | 155.0784
2020 | 2 | NSW | NSW-QLD Import/Export | -117.9391
2020 | 2 | NSW | Solar | 26.9956
2020 | 2 | NSW | VIC-NSW Import/Export | -225.0864
2020 | 2 | NSW | Wind | 128.8818
2020 | 3 | NSW | Black Coal | 6524.8266
2020 | 3 | NSW | Demand | 6340.7573
2020 | 3 | NSW | Energy to pumped storage | -32.4335
2020 | 3 | NSW | Gas | 92.6638
2020 | 3 | NSW | Hydro | 75.8249
2020 | 3 | NSW | NSW-QLD Import/Export | -155.2774
2020 | 3 | NSW | Solar | 28.7482
2020 | 3 | NSW | VIC-NSW Import/Export | -310.5397
2020 | 3 | NSW | Wind | 116.946
2020 | 4 | NSW | Black Coal | 6076.5238
2020 | 4 | NSW | Demand | 5757.6821
2020 | 4 | NSW | Energy to pumped storage | -53.9596
2020 | 4 | NSW | Gas | 70.1924
2020 | 4 | NSW | Hydro | 74.5412
2020 | 4 | NSW | NSW-QLD Import/Export | -153.3503
2020 | 4 | NSW | Solar | 23.301
2020 | 4 | NSW | VIC-NSW Import/Export | -416.1372
2020 | 4 | NSW | Wind | 136.5745
2020 | 5 | NSW | Black Coal | 6502.7104
2020 | 5 | NSW | Demand | 6590.1856
2020 | 5 | NSW | Energy to pumped storage | -73.8649
2020 | 5 | NSW | Gas | 146.117
2020 | 5 | NSW | Hydro | 151.1755
2020 | 5 | NSW | NSW-QLD Import/Export | -78.0528
2020 | 5 | NSW | Solar | 20.3008
2020 | 5 | NSW | VIC-NSW Import/Export | -205.2454
2020 | 5 | NSW | Wind | 126.871
2020 | 6 | NSW | Black Coal | 6454.9288
2020 | 6 | NSW | Demand | 6566.3506
2020 | 6 | NSW | Energy to pumped storage | -53.3196
2020 | 6 | NSW | Gas | 144.6606
2020 | 6 | NSW | Hydro | 161.3325
2020 | 6 | NSW | NSW-QLD Import/Export | -63.7677
2020 | 6 | NSW | Solar | 17.0744
2020 | 6 | NSW | VIC-NSW Import/Export | -240.636
2020 | 6 | NSW | Wind | 146.0799
2020 | 7 | NSW | Black Coal | 6700.866
2020 | 7 | NSW | Demand | 7249.5243
2020 | 7 | NSW | Energy to pumped storage | -54.8442
2020 | 7 | NSW | Gas | 119.8531
2020 | 7 | NSW | Hydro | 221.3662
2020 | 7 | NSW | NSW-QLD Import/Export | -77.1124
2020 | 7 | NSW | Other | 0.032701
2020 | 7 | NSW | Solar | 21.1734
2020 | 7 | NSW | VIC-NSW Import/Export | 53.9259
2020 | 7 | NSW | Wind | 264.2454
2020 | 8 | NSW | Black Coal | 6475.4972
2020 | 8 | NSW | Demand | 6761.5201
2020 | 8 | NSW | Energy to pumped storage | -61.0573
2020 | 8 | NSW | Gas | 95.3631
2020 | 8 | NSW | Hydro | 74.1104
2020 | 8 | NSW | NSW-QLD Import/Export | -180.4492
2020 | 8 | NSW | Solar | 23.7568
2020 | 8 | NSW | VIC-NSW Import/Export | 77.2533
2020 | 8 | NSW | Wind | 257.0365
2020 | 9 | NSW | Black Coal | 5267.0484
2020 | 9 | NSW | Demand | 6082.3611
2020 | 9 | NSW | Energy to pumped storage | -33.9211
2020 | 9 | NSW | Gas | 203.5482
2020 | 9 | NSW | Hydro | 71.9671
2020 | 9 | NSW | NSW-QLD Import/Export | 60.2221
2020 | 9 | NSW | Solar | 24.5142
2020 | 9 | NSW | VIC-NSW Import/Export | 249.5067
2020 | 9 | NSW | Wind | 239.4312
2020 | 10 | NSW | Black Coal | 5369.3742
2020 | 10 | NSW | Demand | 6213.2058
2020 | 10 | NSW | Energy to pumped storage | -21.1354
2020 | 10 | NSW | Gas | 228.2036
2020 | 10 | NSW | Hydro | 277.3088
2020 | 10 | NSW | NSW-QLD Import/Export | 41.3831
2020 | 10 | NSW | Solar | 27.7675
2020 | 10 | NSW | VIC-NSW Import/Export | 118.8183
2020 | 10 | NSW | Wind | 171.4835
2020 | 11 | NSW | Black Coal | 5631.3983
2020 | 11 | NSW | Demand | 6378.1526
2020 | 11 | NSW | Energy to pumped storage | -55.7084
2020 | 11 | NSW | Gas | 154.6509
2020 | 11 | NSW | Hydro | 252.3725
2020 | 11 | NSW | NSW-QLD Import/Export | 59.6965
2020 | 11 | NSW | Other | 1.1128
2020 | 11 | NSW | Solar | 27.2834
2020 | 11 | NSW | VIC-NSW Import/Export | 161.0094
2020 | 11 | NSW | Wind | 145.8227
2020 | 12 | NSW | Black Coal | 6478.1911
2020 | 12 | NSW | Demand | 6416.4858
2020 | 12 | NSW | Energy to pumped storage | -62.206
2020 | 12 | NSW | Gas | 116.5388
2020 | 12 | NSW | Hydro | 74.2413
2020 | 12 | NSW | NSW-QLD Import/Export | -183.3957
2020 | 12 | NSW | Other | 0.35695
2020 | 12 | NSW | Solar | 30.0411
2020 | 12 | NSW | VIC-NSW Import/Export | -188.213
2020 | 12 | NSW | Wind | 150.8022
2021 | 1 | NSW | Black Coal | 6626.8311
2021 | 1 | NSW | Demand | 6654.3644
2021 | 1 | NSW | Energy to pumped storage | -61.604
2021 | 1 | NSW | Gas | 152.2122
2021 | 1 | NSW | Hydro | 75.0537
2021 | 1 | NSW | NSW-QLD Import/Export | -157.1035
2021 | 1 | NSW | Other | 0.59734
2021 | 1 | NSW | Solar | 29.0383
2021 | 1 | NSW | VIC-NSW Import/Export | -175.9913
2021 | 1 | NSW | Wind | 165.1335
2021 | 2 | NSW | Black Coal | 6152.5014
2021 | 2 | NSW | Demand | 6199.4732
2021 | 2 | NSW | Energy to pumped storage | -66.9637
2021 | 2 | NSW | Gas | 152.9574
2021 | 2 | NSW | Hydro | 101.7975
2021 | 2 | NSW | NSW-QLD Import/Export | -120.7565
2021 | 2 | NSW | Other | 0.3123
2021 | 2 | NSW | Solar | 26.0528
2021 | 2 | NSW | VIC-NSW Import/Export | -170.2915
2021 | 2 | NSW | Wind | 123.7152
2021 | 3 | NSW | Black Coal | 6732.5717
2021 | 3 | NSW | Demand | 6500.5999
2021 | 3 | NSW | Energy to pumped storage | -36.5714
2021 | 3 | NSW | Gas | 106.6976
2021 | 3 | NSW | Hydro | 85.5171
2021 | 3 | NSW | NSW-QLD Import/Export | -161.3869
2021 | 3 | NSW | Solar | 28.9215
2021 | 3 | NSW | VIC-NSW Import/Export | -367.1881
2021 | 3 | NSW | Wind | 112.0312
2021 | 4 | NSW | Black Coal | 6125.7504
2021 | 4 | NSW | Demand | 5842.2348
2021 | 4 | NSW | Energy to pumped storage | -44.0906
2021 | 4 | NSW | Gas | 69.1007
2021 | 4 | NSW | Hydro | 94.372
2021 | 4 | NSW | NSW-QLD Import/Export | -187.4456
2021 | 4 | NSW | Solar | 23.4125
2021 | 4 | NSW | VIC-NSW Import/Export | -377.0185
2021 | 4 | NSW | Wind | 138.1458
2021 | 5 | NSW | Black Coal | 6640.2749
2021 | 5 | NSW | Demand | 6766.3136
2021 | 5 | NSW | Energy to pumped storage | -92.6126
2021 | 5 | NSW | Gas | 160.5337
2021 | 5 | NSW | Hydro | 238.1093
2021 | 5 | NSW | NSW-QLD Import/Export | -106.5911
2021 | 5 | NSW | Other | 0.34899
2021 | 5 | NSW | Solar | 20.3668
2021 | 5 | NSW | VIC-NSW Import/Export | -225.5285
2021 | 5 | NSW | Wind | 131.2824
2021 | 6 | NSW | Black Coal | 6561.9575
2021 | 6 | NSW | Demand | 6740.3751
2021 | 6 | NSW | Energy to pumped storage | -82.2206
2021 | 6 | NSW | Gas | 182.2039
2021 | 6 | NSW | Hydro | 248.9034
2021 | 6 | NSW | NSW-QLD Import/Export | -94.0953
2021 | 6 | NSW | Other | 0.11309
2021 | 6 | NSW | Solar | 17.0762
2021 | 6 | NSW | VIC-NSW Import/Export | -236.2714
2021 | 6 | NSW | Wind | 142.6556
2021 | 7 | NSW | Black Coal | 6828.8393
2021 | 7 | NSW | Demand | 7368.1548
2021 | 7 | NSW | Energy to pumped storage | -86.8554
2021 | 7 | NSW | Gas | 168.8381
2021 | 7 | NSW | Hydro | 263.457
2021 | 7 | NSW | NSW-QLD Import/Export | -46.4987
2021 | 7 | NSW | Other | 0.12307
2021 | 7 | NSW | Solar | 21.0456
2021 | 7 | NSW | VIC-NSW Import/Export | -36.6896
2021 | 7 | NSW | Wind | 255.8679
2021 | 8 | NSW | Black Coal | 6547.8098
2021 | 8 | NSW | Demand | 6875.3043
2021 | 8 | NSW | Energy to pumped storage | -76.9564
2021 | 8 | NSW | Gas | 126.3398
2021 | 8 | NSW | Hydro | 167.5632
2021 | 8 | NSW | NSW-QLD Import/Export | -125.8593
2021 | 8 | NSW | Solar | 23.6715
2021 | 8 | NSW | VIC-NSW Import/Export | -40.7675
2021 | 8 | NSW | Wind | 253.4921
2021 | 9 | NSW | Black Coal | 5163.6699
2021 | 9 | NSW | Demand | 6169.1773
2021 | 9 | NSW | Energy to pumped storage | -61.1568
2021 | 9 | NSW | Gas | 262.5035
2021 | 9 | NSW | Hydro | 310.4428
2021 | 9 | NSW | NSW-QLD Import/Export | 111.3628
2021 | 9 | NSW | Other | 0.046851
2021 | 9 | NSW | Solar | 24.4312
2021 | 9 | NSW | VIC-NSW Import/Export | 112.9953
2021 | 9 | NSW | Wind | 244.8465
2021 | 10 | NSW | Black Coal | 5481.2715
2021 | 10 | NSW | Demand | 6300.119
2021 | 10 | NSW | Energy to pumped storage | -42.1741
2021 | 10 | NSW | Gas | 279.8335
2021 | 10 | NSW | Hydro | 295.2008
2021 | 10 | NSW | NSW-QLD Import/Export | 87.6494
2021 | 10 | NSW | Solar | 27.7533
2021 | 10 | NSW | VIC-NSW Import/Export | 4.0632
2021 | 10 | NSW | Wind | 166.5277
2021 | 11 | NSW | Black Coal | 5675.6946
2021 | 11 | NSW | Demand | 6498.1565
2021 | 11 | NSW | Energy to pumped storage | -80.4014
2021 | 11 | NSW | Gas | 203.4683
2021 | 11 | NSW | Hydro | 350.2236
2021 | 11 | NSW | NSW-QLD Import/Export | 139.1701
2021 | 11 | NSW | Other | 0.90147
2021 | 11 | NSW | Solar | 27.217
2021 | 11 | NSW | VIC-NSW Import/Export | 33.7583
2021 | 11 | NSW | Wind | 147.7618
2021 | 12 | NSW | Black Coal | 6516.4028
2021 | 12 | NSW | Demand | 6548.2234
2021 | 12 | NSW | Energy to pumped storage | -68.3843
2021 | 12 | NSW | Gas | 153.3649
2021 | 12 | NSW | Hydro | 79.7846
2021 | 12 | NSW | NSW-QLD Import/Export | -139.781
2021 | 12 | NSW | Other | 0.35458
2021 | 12 | NSW | Solar | 30.0399
2021 | 12 | NSW | VIC-NSW Import/Export | -171.8791
2021 | 12 | NSW | Wind | 148.1656
2022 | 1 | NSW | Black Coal | 6649.9211
2022 | 1 | NSW | Demand | 6764.3755
2022 | 1 | NSW | Energy to pumped storage | -74.3262
2022 | 1 | NSW | Gas | 188.6327
2022 | 1 | NSW | Hydro | 80.3664
2022 | 1 | NSW | NSW-QLD Import/Export | -92.2792
2022 | 1 | NSW | Other | 0.56459
2022 | 1 | NSW | Solar | 29.0877
2022 | 1 | NSW | VIC-NSW Import/Export | -185.8573
2022 | 1 | NSW | Wind | 168.088
2022 | 2 | NSW | Black Coal | 6148.6264
2022 | 2 | NSW | Demand | 6268.39
2022 | 2 | NSW | Energy to pumped storage | -72.5493
2022 | 2 | NSW | Gas | 210.2401
2022 | 2 | NSW | Hydro | 71.6741
2022 | 2 | NSW | NSW-QLD Import/Export | -54.1628
2022 | 2 | NSW | Other | 0.56536
2022 | 2 | NSW | Solar | 26.0528
2022 | 2 | NSW | VIC-NSW Import/Export | -185.0921
2022 | 2 | NSW | Wind | 122.8641
2022 | 3 | NSW | Black Coal | 6752.3714
2022 | 3 | NSW | Demand | 6601.7596
2022 | 3 | NSW | Energy to pumped storage | -21.1991
2022 | 3 | NSW | Gas | 164.5331
2022 | 3 | NSW | Hydro | 29.7936
2022 | 3 | NSW | NSW-QLD Import/Export | -95.6965
2022 | 3 | NSW | Other | 0.005105
2022 | 3 | NSW | Solar | 28.9215
2022 | 3 | NSW | VIC-NSW Import/Export | -362.7713
2022 | 3 | NSW | Wind | 105.795
2022 | 4 | NSW | Black Coal | 5490.2469
2022 | 4 | NSW | Demand | 5993.8773
2022 | 4 | NSW | Energy to pumped storage | -82.6635
2022 | 4 | NSW | Gas | 295.9096
2022 | 4 | NSW | Hydro | 174.1076
2022 | 4 | NSW | NSW-QLD Import/Export | 70.3983
2022 | 4 | NSW | Other | 0.81959
2022 | 4 | NSW | Solar | 23.4125
2022 | 4 | NSW | VIC-NSW Import/Export | -119.1496
2022 | 4 | NSW | Wind | 140.5342
2022 | 5 | NSW | Black Coal | 5704.809
2022 | 5 | NSW | Demand | 6843.4048
2022 | 5 | NSW | Energy to pumped storage | -93.6323
2022 | 5 | NSW | Gas | 496.0365
2022 | 5 | NSW | Hydro | 343.7617
2022 | 5 | NSW | NSW-QLD Import/Export | 199.2342
2022 | 5 | NSW | Other | 3.8503
2022 | 5 | NSW | Solar | 20.3668
2022 | 5 | NSW | VIC-NSW Import/Export | 38.272
2022 | 5 | NSW | Wind | 129.0106
2022 | 6 | NSW | Black Coal | 5408.9977
2022 | 6 | NSW | Demand | 6799.3058
2022 | 6 | NSW | Energy to pumped storage | -44.0592
2022 | 6 | NSW | Gas | 515.0895
2022 | 6 | NSW | Hydro | 334.3926
2022 | 6 | NSW | NSW-QLD Import/Export | 230.5171
2022 | 6 | NSW | Other | 1.8792
2022 | 6 | NSW | Solar | 17.0762
2022 | 6 | NSW | VIC-NSW Import/Export | 177.9477
2022 | 6 | NSW | Wind | 156.4449
2022 | 7 | NSW | Black Coal | 5745.1592
2022 | 7 | NSW | Demand | 7440.9759
2022 | 7 | NSW | Energy to pumped storage | -82.6665
2022 | 7 | NSW | Gas | 517.6928
2022 | 7 | NSW | Hydro | 327.1134
2022 | 7 | NSW | NSW-QLD Import/Export | 314.5587
2022 | 7 | NSW | Other | 4.4746
2022 | 7 | NSW | Solar | 21.0456
2022 | 7 | NSW | VIC-NSW Import/Export | 339.7593
2022 | 7 | NSW | Wind | 251.5412
2022 | 8 | NSW | Black Coal | 5674.0413
2022 | 8 | NSW | Demand | 6967.3824
2022 | 8 | NSW | Energy to pumped storage | -73.7201
2022 | 8 | NSW | Gas | 411.2107
2022 | 8 | NSW | Hydro | 186.5509
2022 | 8 | NSW | NSW-QLD Import/Export | 217.2475
2022 | 8 | NSW | Other | 0.40172
2022 | 8 | NSW | Solar | 23.6715
2022 | 8 | NSW | VIC-NSW Import/Export | 281.6528
2022 | 8 | NSW | Wind | 246.1514
2022 | 9 | NSW | Black Coal | 4280.9515
2022 | 9 | NSW | Demand | 6225.9031
2022 | 9 | NSW | Energy to pumped storage | -30.3069
2022 | 9 | NSW | Gas | 617.6824
2022 | 9 | NSW | Hydro | 256.5475
2022 | 9 | NSW | NSW-QLD Import/Export | 421.5277
2022 | 9 | NSW | Other | 0.081366
2022 | 9 | NSW | Solar | 24.4312
2022 | 9 | NSW | VIC-NSW Import/Export | 408.8476
2022 | 9 | NSW | Wind | 246.0693
2022 | 10 | NSW | Black Coal | 4422.3756
2022 | 10 | NSW | Demand | 6371.5441
2022 | 10 | NSW | Energy to pumped storage | -17.3554
2022 | 10 | NSW | Gas | 589.9759
2022 | 10 | NSW | Hydro | 325.8881
2022 | 10 | NSW | NSW-QLD Import/Export | 419.2642
2022 | 10 | NSW | Other | 0.40715
2022 | 10 | NSW | Solar | 27.7533
2022 | 10 | NSW | VIC-NSW Import/Export | 435.1079
2022 | 10 | NSW | Wind | 167.9515
2022 | 11 | NSW | Black Coal | 4646.3876
2022 | 11 | NSW | Demand | 6549.1235
2022 | 11 | NSW | Energy to pumped storage | -47.6355
2022 | 11 | NSW | Gas | 612.7137
2022 | 11 | NSW | Hydro | 363.2234
2022 | 11 | NSW | NSW-QLD Import/Export | 433.253
2022 | 11 | NSW | Other | 7.4525
2022 | 11 | NSW | Solar | 27.217
2022 | 11 | NSW | VIC-NSW Import/Export | 357.157
2022 | 11 | NSW | Wind | 143.1616
2022 | 12 | NSW | Black Coal | 5655.3503
2022 | 12 | NSW | Demand | 6585.445
2022 | 12 | NSW | Energy to pumped storage | -83.2311
2022 | 12 | NSW | Gas | 379.3264
2022 | 12 | NSW | Hydro | 217.2583
2022 | 12 | NSW | NSW-QLD Import/Export | 121.7416
2022 | 12 | NSW | Other | 2.5198
2022 | 12 | NSW | Solar | 30.0399
2022 | 12 | NSW | VIC-NSW Import/Export | 110.8454
2022 | 12 | NSW | Wind | 149.4039
2023 | 1 | NSW | Black Coal | 5735.6657
2023 | 1 | NSW | Demand | 6876.2447
2023 | 1 | NSW | Energy to pumped storage | -86.707
2023 | 1 | NSW | Gas | 492.8589
2023 | 1 | NSW | Hydro | 192.3197
2023 | 1 | NSW | NSW-QLD Import/Export | 212.4363
2023 | 1 | NSW | Other | 3.8941
2023 | 1 | NSW | Solar | 29.0877
2023 | 1 | NSW | VIC-NSW Import/Export | 115.5093
2023 | 1 | NSW | Wind | 177.3898
2023 | 2 | NSW | Black Coal | 5210.4157
2023 | 2 | NSW | Demand | 6322.9159
2023 | 2 | NSW | Energy to pumped storage | -76.3869
2023 | 2 | NSW | Gas | 502.7798
2023 | 2 | NSW | Hydro | 162.8751
2023 | 2 | NSW | NSW-QLD Import/Export | 221.0297
2023 | 2 | NSW | Other | 6.9972
2023 | 2 | NSW | Solar | 26.0528
2023 | 2 | NSW | VIC-NSW Import/Export | 148.9197
2023 | 2 | NSW | Wind | 115.2767
2023 | 3 | NSW | Black Coal | 5750.852
2023 | 3 | NSW | Demand | 6699.8204
2023 | 3 | NSW | Energy to pumped storage | -68.5573
2023 | 3 | NSW | Gas | 471.5514
2023 | 3 | NSW | Hydro | 117.315
2023 | 3 | NSW | NSW-QLD Import/Export | 295.4962
2023 | 3 | NSW | Other | 0.33312
2023 | 3 | NSW | Solar | 28.9215
2023 | 3 | NSW | VIC-NSW Import/Export | -0.5263
2023 | 3 | NSW | Wind | 104.298
2023 | 4 | NSW | Black Coal | 5509.6791
2023 | 4 | NSW | Demand | 6051.5971
2023 | 4 | NSW | Energy to pumped storage | -69.694
2023 | 4 | NSW | Gas | 365.2237
2023 | 4 | NSW | Hydro | 101.8229
2023 | 4 | NSW | NSW-QLD Import/Export | 96.8483
2023 | 4 | NSW | Other | 0.13165
2023 | 4 | NSW | Solar | 23.4125
2023 | 4 | NSW | VIC-NSW Import/Export | -119.0937
2023 | 4 | NSW | Wind | 143.2242
2023 | 5 | NSW | Black Coal | 5763.9507
2023 | 5 | NSW | Demand | 7040.5336
2023 | 5 | NSW | Energy to pumped storage | -98.1841
2023 | 5 | NSW | Gas | 581.7653
2023 | 5 | NSW | Hydro | 239.6598
2023 | 5 | NSW | NSW-QLD Import/Export | 256.7707
2023 | 5 | NSW | Other | 9.2086
2023 | 5 | NSW | Solar | 20.3668
2023 | 5 | NSW | VIC-NSW Import/Export | 134.6951
2023 | 5 | NSW | Wind | 125.6594
2023 | 6 | NSW | Black Coal | 5421.8355
2023 | 6 | NSW | Demand | 6927.1076
2023 | 6 | NSW | Energy to pumped storage | -73.4261
2023 | 6 | NSW | Gas | 593.7418
2023 | 6 | NSW | Hydro | 211.1369
2023 | 6 | NSW | NSW-QLD Import/Export | 315.6063
2023 | 6 | NSW | Other | 2.6794
2023 | 6 | NSW | Solar | 17.0762
2023 | 6 | NSW | VIC-NSW Import/Export | 268.3728
2023 | 6 | NSW | Wind | 168.5554
2023 | 7 | NSW | Black Coal | 5767.6893
2023 | 7 | NSW | Demand | 7564.6109
2023 | 7 | NSW | Energy to pumped storage | -82.1841
2023 | 7 | NSW | Gas | 573.8718
2023 | 7 | NSW | Hydro | 337.7034
2023 | 7 | NSW | NSW-QLD Import/Export | 337.5791
2023 | 7 | NSW | Other | 7.8755
2023 | 7 | NSW | Solar | 21.0456
2023 | 7 | NSW | VIC-NSW Import/Export | 350.4894
2023 | 7 | NSW | Wind | 246.0092
2023 | 8 | NSW | Black Coal | 5701.7233
2023 | 8 | NSW | Demand | 7068.1413
2023 | 8 | NSW | Energy to pumped storage | -78.6868
2023 | 8 | NSW | Gas | 459.1259
2023 | 8 | NSW | Hydro | 161.6024
2023 | 8 | NSW | NSW-QLD Import/Export | 251.3505
2023 | 8 | NSW | Other | 1.1315
2023 | 8 | NSW | Solar | 23.6715
2023 | 8 | NSW | VIC-NSW Import/Export | 299.0539
2023 | 8 | NSW | Wind | 248.6532
2023 | 9 | NSW | Black Coal | 4306.2181
2023 | 9 | NSW | Demand | 6307.8804
2023 | 9 | NSW | Energy to pumped storage | -43.4131
2023 | 9 | NSW | Gas | 678.2297
2023 | 9 | NSW | Hydro | 233.9426
2023 | 9 | NSW | NSW-QLD Import/Export | 454.9694
2023 | 9 | NSW | Other | 0.9124
2023 | 9 | NSW | Solar | 24.4312
2023 | 9 | NSW | VIC-NSW Import/Export | 408.6786
2023 | 9 | NSW | Wind | 243.5492
2023 | 10 | NSW | Black Coal | 4485.2779
2023 | 10 | NSW | Demand | 6523.1072
2023 | 10 | NSW | Energy to pumped storage | -20.353
2023 | 10 | NSW | Gas | 761.8463
2023 | 10 | NSW | Hydro | 260.9531
2023 | 10 | NSW | NSW-QLD Import/Export | 421.9233
2023 | 10 | NSW | Other | 2.2274
2023 | 10 | NSW | Solar | 27.7533
2023 | 10 | NSW | VIC-NSW Import/Export | 414.0822
2023 | 10 | NSW | Wind | 168.2579
2023 | 11 | NSW | Black Coal | 4574.6509
2023 | 11 | NSW | Demand | 6627.3298
2023 | 11 | NSW | Energy to pumped storage | -43.8674
2023 | 11 | NSW | Gas | 593.1439
2023 | 11 | NSW | Hydro | 413.0033
2023 | 11 | NSW | NSW-QLD Import/Export | 479.2994
2023 | 11 | NSW | Other | 11.3858
2023 | 11 | NSW | Solar | 27.217
2023 | 11 | NSW | VIC-NSW Import/Export | 419.6675
2023 | 11 | NSW | Wind | 139.7797
2023 | 12 | NSW | Black Coal | 5661.8853
2023 | 12 | NSW | Demand | 6649.5097
2023 | 12 | NSW | Energy to pumped storage | -74.1842
2023 | 12 | NSW | Gas | 414.011
2023 | 12 | NSW | Hydro | 208.1665
2023 | 12 | NSW | NSW-QLD Import/Export | 133.2987
2023 | 12 | NSW | Other | 3.4499
2023 | 12 | NSW | Solar | 30.0399
2023 | 12 | NSW | VIC-NSW Import/Export | 124.8277
2023 | 12 | NSW | Wind | 145.5869
2024 | 1 | NSW | Black Coal | 5748.7222
2024 | 1 | NSW | Demand | 7050.6103
2024 | 1 | NSW | Energy to pumped storage | -66.2759
2024 | 1 | NSW | Gas | 567.7979
2024 | 1 | NSW | Hydro | 235.8658
2024 | 1 | NSW | NSW-QLD Import/Export | 224.57
2024 | 1 | NSW | Other | 4.007
2024 | 1 | NSW | Solar | 29.0877
2024 | 1 | NSW | VIC-NSW Import/Export | 120.6464
2024 | 1 | NSW | Wind | 182.6737
2024 | 2 | NSW | Black Coal | 5405.6267
2024 | 2 | NSW | Demand | 6636.352
2024 | 2 | NSW | Energy to pumped storage | -67.9767
2024 | 2 | NSW | Gas | 539.0144
2024 | 2 | NSW | Hydro | 255.2526
2024 | 2 | NSW | NSW-QLD Import/Export | 224.4073
2024 | 2 | NSW | Other | 5.0227
2024 | 2 | NSW | Solar | 26.9956
2024 | 2 | NSW | VIC-NSW Import/Export | 130.606
2024 | 2 | NSW | Wind | 113.6571
2024 | 3 | NSW | Black Coal | 5760.6423
2024 | 3 | NSW | Demand | 6679.9652
2024 | 3 | NSW | Energy to pumped storage | -69.1235
2024 | 3 | NSW | Gas | 492.1651
2024 | 3 | NSW | Hydro | 164.2763
2024 | 3 | NSW | NSW-QLD Import/Export | 280.5432
2024 | 3 | NSW | Other | 0.43492
2024 | 3 | NSW | Solar | 28.7482
2024 | 3 | NSW | VIC-NSW Import/Export | -81.041
2024 | 3 | NSW | Wind | 103.1362
2024 | 4 | NSW | Black Coal | 5563.4985
2024 | 4 | NSW | Demand | 6164.9199
2024 | 4 | NSW | Energy to pumped storage | -91.1676
2024 | 4 | NSW | Gas | 404.8848
2024 | 4 | NSW | Hydro | 123.4384
2024 | 4 | NSW | NSW-QLD Import/Export | 110.6307
2024 | 4 | NSW | Other | 0.53551
2024 | 4 | NSW | Solar | 23.301
2024 | 4 | NSW | VIC-NSW Import/Export | -121.3857
2024 | 4 | NSW | Wind | 150.9843
2024 | 5 | NSW | Black Coal | 5779.0736
2024 | 5 | NSW | Demand | 7217.6517
2024 | 5 | NSW | Energy to pumped storage | -94.9989
2024 | 5 | NSW | Gas | 653.9092
2024 | 5 | NSW | Hydro | 239.0854
2024 | 5 | NSW | NSW-QLD Import/Export | 298.3486
2024 | 5 | NSW | Other | 17.8243
2024 | 5 | NSW | Solar | 20.3008
2024 | 5 | NSW | VIC-NSW Import/Export | 170.4507
2024 | 5 | NSW | Wind | 117.112
2024 | 6 | NSW | Black Coal | 5430.3908
2024 | 6 | NSW | Demand | 7048.0073
2024 | 6 | NSW | Energy to pumped storage | -66.3783
2024 | 6 | NSW | Gas | 634.7106
2024 | 6 | NSW | Hydro | 212.7417
2024 | 6 | NSW | NSW-QLD Import/Export | 386.2751
2024 | 6 | NSW | Other | 4.842
2024 | 6 | NSW | Solar | 17.0744
2024 | 6 | NSW | VIC-NSW Import/Export | 263.4439
2024 | 6 | NSW | Wind | 161.9399
2024 | 7 | NSW | Black Coal | 5777.9363
2024 | 7 | NSW | Demand | 7790.4793
2024 | 7 | NSW | Energy to pumped storage | -87.1769
2024 | 7 | NSW | Gas | 668.4488
2024 | 7 | NSW | Hydro | 365.8469
2024 | 7 | NSW | NSW-QLD Import/Export | 386.556
2024 | 7 | NSW | Other | 13.0196
2024 | 7 | NSW | Solar | 21.1734
2024 | 7 | NSW | VIC-NSW Import/Export | 385.3618
2024 | 7 | NSW | Wind | 250.5303
2024 | 8 | NSW | Black Coal | 5731.4746
2024 | 8 | NSW | Demand | 7292.5768
2024 | 8 | NSW | Energy to pumped storage | -73.0865
2024 | 8 | NSW | Gas | 558.8246
2024 | 8 | NSW | Hydro | 185.439
2024 | 8 | NSW | NSW-QLD Import/Export | 313.8876
2024 | 8 | NSW | Other | 4.5112
2024 | 8 | NSW | Solar | 23.7568
2024 | 8 | NSW | VIC-NSW Import/Export | 291.3732
2024 | 8 | NSW | Wind | 253.8134
2024 | 9 | NSW | Black Coal | 4399.2423
2024 | 9 | NSW | Demand | 6462.8937
2024 | 9 | NSW | Energy to pumped storage | -40.8326
2024 | 9 | NSW | Gas | 721.0735
2024 | 9 | NSW | Hydro | 222.144
2024 | 9 | NSW | NSW-QLD Import/Export | 449.6059
2024 | 9 | NSW | Other | 0.40279
2024 | 9 | NSW | Solar | 24.5142
2024 | 9 | NSW | VIC-NSW Import/Export | 437.1468
2024 | 9 | NSW | Wind | 249.3977
2024 | 10 | NSW | Black Coal | 4315.9301
2024 | 10 | NSW | Demand | 6612.6174
2024 | 10 | NSW | Energy to pumped storage | -14.0157
2024 | 10 | NSW | Gas | 864.9202
2024 | 10 | NSW | Hydro | 274.059
2024 | 10 | NSW | NSW-QLD Import/Export | 502.5351
2024 | 10 | NSW | Other | 0.14514
2024 | 10 | NSW | Solar | 27.7675
2024 | 10 | NSW | VIC-NSW Import/Export | 458.6205
2024 | 10 | NSW | Wind | 182.562
2024 | 11 | NSW | Black Coal | 4640.9599
2024 | 11 | NSW | Demand | 6780.1497
2024 | 11 | NSW | Energy to pumped storage | -47.4864
2024 | 11 | NSW | Gas | 669.3751
2024 | 11 | NSW | Hydro | 409.0209
2024 | 11 | NSW | NSW-QLD Import/Export | 459.6029
2024 | 11 | NSW | Other | 13.3269
2024 | 11 | NSW | Solar | 27.2834
2024 | 11 | NSW | VIC-NSW Import/Export | 459.9128
2024 | 11 | NSW | Wind | 139.3901
2024 | 12 | NSW | Black Coal | 5688.7215
2024 | 12 | NSW | Demand | 6810.4945
2024 | 12 | NSW | Energy to pumped storage | -68.5335
2024 | 12 | NSW | Gas | 503.6263
2024 | 12 | NSW | Hydro | 197.1322
2024 | 12 | NSW | NSW-QLD Import/Export | 134.5608
2024 | 12 | NSW | Other | 4.3954
2024 | 12 | NSW | Solar | 30.0411
2024 | 12 | NSW | VIC-NSW Import/Export | 167.9447
2024 | 12 | NSW | Wind | 149.5341
2025 | 1 | NSW | Black Coal | 5731.5885
2025 | 1 | NSW | Demand | 7102.5065
2025 | 1 | NSW | Energy to pumped storage | -60.4449
2025 | 1 | NSW | Gas | 603.7831
2025 | 1 | NSW | Hydro | 242.275
2025 | 1 | NSW | NSW-QLD Import/Export | 227.0944
2025 | 1 | NSW | Other | 5.9595
2025 | 1 | NSW | Solar | 29.0383
2025 | 1 | NSW | VIC-NSW Import/Export | 153.1808
2025 | 1 | NSW | Wind | 164.4265
2025 | 2 | NSW | Black Coal | 5230.6789
2025 | 2 | NSW | Demand | 6606.4382
2025 | 2 | NSW | Energy to pumped storage | -62.6009
2025 | 2 | NSW | Gas | 624.6205
2025 | 2 | NSW | Hydro | 248.3632
2025 | 2 | NSW | NSW-QLD Import/Export | 259.4335
2025 | 2 | NSW | Other | 8.4947
2025 | 2 | NSW | Solar | 26.0528
2025 | 2 | NSW | VIC-NSW Import/Export | 136.5189
2025 | 2 | NSW | Wind | 127.1298
2025 | 3 | NSW | Black Coal | 5752.3225
2025 | 3 | NSW | Demand | 6893.435
2025 | 3 | NSW | Energy to pumped storage | -48.6115
2025 | 3 | NSW | Gas | 542.0503
2025 | 3 | NSW | Hydro | 137.7187
2025 | 3 | NSW | NSW-QLD Import/Export | 295.0795
2025 | 3 | NSW | Other | 0.10437
2025 | 3 | NSW | Solar | 28.9215
2025 | 3 | NSW | VIC-NSW Import/Export | 69.4669
2025 | 3 | NSW | Wind | 116.3173
2025 | 4 | NSW | Black Coal | 5562.0043
2025 | 4 | NSW | Demand | 6242.248
2025 | 4 | NSW | Energy to pumped storage | -70.4945
2025 | 4 | NSW | Gas | 445.5274
2025 | 4 | NSW | Hydro | 121.3765
2025 | 4 | NSW | NSW-QLD Import/Export | 103.3803
2025 | 4 | NSW | Other | 0.47851
2025 | 4 | NSW | Solar | 23.4125
2025 | 4 | NSW | VIC-NSW Import/Export | -78.0662
2025 | 4 | NSW | Wind | 134.4602
2025 | 5 | NSW | Black Coal | 5791.1244
2025 | 5 | NSW | Demand | 7223.897
2025 | 5 | NSW | Energy to pumped storage | -89.8383
2025 | 5 | NSW | Gas | 664.4327
2025 | 5 | NSW | Hydro | 251.3205
2025 | 5 | NSW | NSW-QLD Import/Export | 316.534
2025 | 5 | NSW | Other | 14.9362
2025 | 5 | NSW | Solar | 20.3668
2025 | 5 | NSW | VIC-NSW Import/Export | 113.8916
2025 | 5 | NSW | Wind | 126.8121
2025 | 6 | NSW | Black Coal | 5428.2022
2025 | 6 | NSW | Demand | 7125.2866
2025 | 6 | NSW | Energy to pumped storage | -71.3768
2025 | 6 | NSW | Gas | 722.6159
2025 | 6 | NSW | Hydro | 264.967
2025 | 6 | NSW | NSW-QLD Import/Export | 333.2219
2025 | 6 | NSW | Other | 4.4532
2025 | 6 | NSW | Solar | 17.0762
2025 | 6 | NSW | VIC-NSW Import/Export | 275.3494
2025 | 6 | NSW | Wind | 148.9604

## SupplyDemandCondition_High
Row Labels | Generation | Maximum demand | Import at maximum demand | Export at maximum demand | Unmet load at maximum demand
2015
7 | 12554.9267 | 12554.9257 | 0 | 81.5951 | 0
8 | 11798.6126 | 11798.6123 | 0 | 134.6071 | 0
9 | 9932.7688 | 10265.1367 | 332.3698 | 0 | 0
10 | 9729.8243 | 9931.7896 | 201.966 | 0 | 0
11 | 12362.2675 | 12362.2693 | 0 | 42.9688 | 0
12 | 12019.4838 | 12665.7636 | 646.2807 | 0 | 0
2016
1 | 12719.7991 | 12862.3496 | 142.5485 | 0 | 0
2 | 11497.9154 | 12702.5799 | 1204.6644 | 0 | 0
3 | 9794.0968 | 10465.188 | 671.0898 | 0 | 0
4 | 10192.2964 | 12026.667 | 1834.3725 | 0 | 0
5 | 11288.126 | 12132.4907 | 844.3641 | 0 | 0
6 | 11820.1983 | 12652.4832 | 832.2844 | 0 | 0
7 | 12609.4974 | 12609.4977 | 0 | 131.0473 | 0
8 | 11830.5802 | 11830.5788 | 0 | 155.2877 | 0
9 | 10196.9489 | 10196.9509 | 0 | 60.3945 | 0
10 | 9654.9978 | 9829.8714 | 174.8746 | 0 | 0
11 | 11775.7554 | 12403.4873 | 627.7322 | 0 | 0
12 | 11609.7577 | 12735.1689 | 1125.4123 | 0 | 0
2017
1 | 12540.7163 | 12923.5191 | 382.803 | 0 | 0
2 | 12555.5489 | 12764.4575 | 208.9074 | 0 | 0
3 | 10048.7047 | 11079.3761 | 1030.6695 | 0 | 0
4 | 9960.9858 | 11216.7952 | 1255.8091 | 0 | 0
5 | 11544.0088 | 12629.9852 | 1085.9771 | 0 | 0
6 | 12317.3372 | 12876.6305 | 559.2933 | 0 | 0
7 | 12819.0599 | 12819.0597 | 0 | 18.2938 | 0
8 | 11770.5678 | 12027.073 | 256.504 | 0 | 0
9 | 10038.5828 | 10342.0324 | 303.4492 | 0 | 0
10 | 10896.1539 | 11456.5355 | 560.3816 | 0 | 0
11 | 11891.818 | 12536.4911 | 644.6718 | 0 | 0
12 | 12216.7273 | 13085.8428 | 869.1132 | 0 | 0
2018
1 | 12889.8017 | 13102.9348 | 213.131 | 0 | 0
2 | 12491.9946 | 12941.7771 | 449.7788 | 0 | 0
3 | 10933.3287 | 11044.9201 | 111.591 | 0 | 0
4 | 10624.1172 | 11112.751 | 488.6356 | 0 | 0
5 | 11615.6274 | 12833.8455 | 1218.2173 | 0 | 0
6 | 12797.2832 | 13043.3176 | 246.0335 | 0 | 0
7 | 12694.9156 | 12991.2612 | 296.3473 | 0 | 0
8 | 12085.4803 | 12305.6337 | 220.1524 | 0 | 0
9 | 10167.8547 | 10599.598 | 431.7418 | 0 | 0
10 | 9232.9999 | 9974.1394 | 741.1402 | 0 | 0
11 | 10994.3373 | 12637.2879 | 1642.9512 | 0 | 0
12 | 11914.1698 | 13073.2409 | 1159.0699 | 0 | 0
2019
1 | 12076.4194 | 13323.3008 | 1246.8823 | 0 | 0
2 | 12762.2013 | 13023.3489 | 261.1481 | 0 | 0
3 | 11529.3211 | 11529.3212 | 0 | 225.0096 | 0
4 | 11589.5455 | 11589.5446 | 0 | 330.9522 | 0
5 | 12411.2858 | 13043.5565 | 632.2699 | 0 | 0
6 | 12023.4438 | 12023.4436 | 0 | 182.7058 | 0
7 | 12871.0465 | 13256.4079 | 385.3619 | 0 | 0
8 | 11398.2178 | 12320.9756 | 922.7581 | 0 | 0
9 | 9954.4815 | 10751.8222 | 797.339 | 0 | 0
10 | 9105.0437 | 10183.2217 | 1078.1773 | 0 | 0
11 | 11184.7907 | 12931.5736 | 1746.7833 | 0 | 0
12 | 11930.9726 | 13304.7827 | 1372.9722 | 0 | 0.83665
2020
1 | 12656.1234 | 13726.4084 | 1070.2844 | 0 | 0
2 | 12717.5722 | 13446.3184 | 728.5021 | 0 | 0.24381
3 | 11435.404 | 11517.7331 | 82.3297 | 0 | 0
4 | 11749.6451 | 11749.6443 | 0 | 293.3816 | 0
5 | 12469.681 | 13278.7694 | 809.089 | 0 | 0
6 | 12505.1816 | 13543.5684 | 1038.3851 | 0 | 0
7 | 13207.3434 | 13563.1951 | 355.7646 | 0 | 0.088247
8 | 11628.6195 | 12728.2815 | 1099.6622 | 0 | 0
9 | 9701.7557 | 10900.3665 | 1198.6123 | 0 | 0
10 | 9588.0934 | 10332.6083 | 744.5136 | 0 | 0
11 | 10917.9591 | 13073.8445 | 2149.0605 | 0 | 6.8257
12 | 11769.9498 | 13604.7179 | 1830.5596 | 0 | 4.2088
2021
1 | 12311.3395 | 13767.3305 | 1452.9902 | 0 | 3.0025
2 | 12345.272 | 13662.1866 | 1314.5842 | 0 | 2.3308
3 | 11655.0978 | 11696.3252 | 41.2259 | 0 | 0
4 | 11886.7072 | 11886.7076 | 0 | 371.9536 | 0
5 | 12799.2677 | 13559.8698 | 760.5029 | 0 | 0.098279
6 | 12662.4674 | 13806.1847 | 1133.535 | 0 | 10.1841
7 | 13504.4885 | 13762.7818 | 258.1387 | 0 | 0.15474
8 | 12726.8146 | 12924.6214 | 197.8083 | 0 | 0
9 | 11000.1437 | 11101.2631 | 101.1196 | 0 | 0
10 | 9962.4039 | 10492.3367 | 529.9335 | 0 | 0
11 | 11857.4938 | 13318.3353 | 1445.4841 | 0 | 15.3577
12 | 12348.3714 | 13783.8835 | 1413.3764 | 0 | 22.1381
2022
1 | 12930.0227 | 14024.5593 | 1089.0257 | 0 | 5.5111
2 | 13246.9147 | 13861.5169 | 610.5624 | 0 | 4.0408
3 | 11086.4702 | 11837.1965 | 750.7263 | 0 | 0
4 | 11319.3167 | 13079.0871 | 1725.0883 | 0 | 34.683
5 | 12614.4372 | 13413.5482 | 728.4795 | 0 | 70.6309
6 | 12419.9773 | 13964.2131 | 1224.3651 | 0 | 319.8703
7 | 12325.7342 | 13916.9854 | 1442.5937 | 0 | 148.6582
8 | 11921.7248 | 13077.0622 | 1143.0981 | 0 | 12.2384
9 | 10393.879 | 11313.9367 | 920.0582 | 0 | 0
10 | 9468.5863 | 10650.3091 | 1181.7242 | 0 | 0
11 | 10952.1004 | 13491.3982 | 2193.9257 | 0 | 345.3718
12 | 12138.1391 | 13997.0228 | 1538.7883 | 0 | 320.0945
2023
1 | 11816.0636 | 14163.005 | 1970.4209 | 0 | 376.5202
2 | 12169.6212 | 14020.8435 | 1675.018 | 0 | 176.2037
3 | 10978.0738 | 12257.8941 | 1275.4826 | 0 | 4.338
4 | 11844.5069 | 12452.9228 | 608.4156 | 0 | 0
5 | 12476.1214 | 13975.4509 | 1293.5988 | 0 | 205.7319
6 | 12373.9943 | 14286.6443 | 1486.4829 | 0 | 426.1677
7 | 12178.5281 | 14221.5734 | 1744.0222 | 0 | 299.0248
8 | 11339.2744 | 13354.4166 | 1942.8874 | 0 | 72.2547
9 | 10459.3073 | 11450.8129 | 991.5068 | 0 | 0
10 | 10698.6936 | 12543.0679 | 1695.1215 | 0 | 149.2533
11 | 10229.1652 | 13746.0281 | 2612.3032 | 0 | 904.5575
12 | 12287.2256 | 14560.0181 | 1918.4503 | 0 | 354.3429
2024
1 | 12501.9327 | 14512.5648 | 1708.2052 | 0 | 302.4271
2 | 12900.5303 | 14349.1836 | 1279.0083 | 0 | 169.6453
3 | 11003.08 | 12213.6175 | 1208.1823 | 0 | 2.355
4 | 12408.3908 | 12413.2908 | 0 | 81.9427 | 4.9035
5 | 11605.4518 | 14296.273 | 2015.9475 | 0 | 674.8748
6 | 12206.8306 | 14578.0816 | 1724.4253 | 0 | 646.8255
7 | 12511.5005 | 14575.6828 | 1597.1948 | 0 | 466.9878
8 | 11801.3303 | 13802.0755 | 1739.2927 | 0 | 261.4528
9 | 10622.5984 | 11855.2494 | 1231.4086 | 0 | 1.2424
10 | 9824.2527 | 11032.4834 | 1208.2305 | 0 | 0
11 | 11021.3697 | 13931.4165 | 2284.9597 | 0 | 625.0865
12 | 12257.9645 | 14384.7957 | 1721.0068 | 0 | 405.8254
2025
1 | 12488.345 | 14871.8477 | 1999.3041 | 0 | 384.1984
2 | 12683.2527 | 14605.0831 | 1691.446 | 0 | 230.3848
3 | 10903.1856 | 12493.3275 | 1583.8157 | 0 | 6.3258
4 | 12247.0417 | 12865.2254 | 608.7539 | 0 | 9.4314
5 | 12166.2166 | 14571.4818 | 1904.9343 | 0 | 500.3318
6 | 12593.241 | 14218.7345 | 1460.4742 | 0 | 165.0188
7 | 9327.3067 | 10617.3334 | 1340.5627 | 0 | 0
Grand Total | 1407415.64 | 12642.9765 | 936.2213 | 17.4392 | 75.6387

## FlowData_High
Row Labels | Total import | Total export
15-16 | 3574.9355 | -801.6028
16-17 | 2196.7885 | -1993.1111
17-18 | 1335.1142 | -2806.4178
18-19 | 1191.6757 | -3206.9282
19-20 | 1360.6685 | -3443.7777
20-21 | 1426.0033 | -3583.9298
21-22 | 2069.6443 | -2377.2634
22-23 | 6240.9242 | -432.6489
23-24 | 6506.9452 | -422.9856
24-25 | 6992.7661 | -348.4755
Grand Total | 32895.4656 | -19417.1408

## ESOOData_Med
|  |  |  | y | y | y | y | y | y
Region | sim_year | WeightedUD | WeightedLoad | USE (%) | Reliability standard (%) | Maximum firm generation capacity (MW) | LRC point | 50% POE maximum demand (MW) | 10% POE maximum demand (MW)
NSW | 15-16 | 0 | 67160225.16 | 0 | 0.002 | 15274.6892 |  | 12433.86 | 13620.06
NSW | 16-17 | 0 | 67755499.208 | 0 | 0.002 | 15274.6892 |  | 12618.04 | 13439.08
NSW | 17-18 | 0 | 68155902.968 | 0 | 0.002 | 15260.7703 |  | 12730.77 | 13531.74
NSW | 18-19 | 0 | 68605942.136 | 0 | 0.002 | 15179.0892 |  | 12744.92 | 13790.38
NSW | 19-20 | 51.072 | 69106935.528 | 0.0001 | 0.002 | 15179.0892 |  | 13072.99 | 14278.51
NSW | 20-21 | 116.128 | 70026281.68 | 0.0002 | 0.002 | 15179.0892 |  | 13291.17 | 14373.09
NSW | 21-22 | 370.576 | 70909298.544 | 0.0005 | 0.002 | 15098.7703 |  | 13305.02 | 14550.52
NSW | 22-23 | 4006.112 | 71836029.2 | 0.0056 | 0.002 | 13159.0892 | 0.002 | 13557.2 | 14512.21
NSW | 23-24 | 5447.984 | 72894477.864 | 0.0075 | 0.002 | 13159.0892 |  | 13767.69 | 14890.68
NSW | 24-25 | 6283.376 | 73912550.52 | 0.0085 | 0.002 | 13159.0892 |  | 13752.6 | 14870.12

## GenData_Med
Year | Month | Region | Tech | Value | Year | Month | Region | Tech | Value | Sum of Value | Column Labels
2015 | 7 | NSW | Black Coal | 5609.6246 | 2013 | 7 | QLD | Black Coal |  | Row Labels | Other | Wind | Gas | Hydro | Black Coal | Energy to pumped storage | NSW-QLD Import/Export | VIC-NSW Import/Export | Demand | Solar | Grand Total
2015 | 7 | NSW | Demand | 6623.6922 | 2013 | 7 | QLD | Demand |  | 2015 | 0.28721 | 1222.1433 | 5.4877 | 854.9418 | 30575.0896 | -26.6012 | 867.6832 | 1815.0456 | 35434.6238 | 120.266 | 70868.967
2015 | 7 | NSW | Energy to pumped storage | -5.9514 | 2013 | 7 | QLD | Gas |  | 7 | 0.1702 | 264.2454 | 2.0196 | 187.6551 | 5609.6246 | -5.9514 | 207.622 | 344.5698 | 6623.6922 | 13.7365 | 13247.3841
2015 | 7 | NSW | Gas | 2.0196 | 2013 | 7 | QLD | Hydro |  | 8 | 0.098636 | 257.0365 | 1.3297 | 86.7611 | 5210.1689 | -12.3737 | 189.8673 | 369.0571 | 6116.9276 | 14.9709 | 12233.844
2015 | 7 | NSW | Hydro | 187.6551 | 2013 | 7 | QLD | Import/Export |  | 9 | 0.01837 | 239.4312 | 0.17562 | 72.3803 | 4678.4317 | -1.9358 | 142.3595 | 332.5118 | 5479.0724 | 15.6971 | 10958.1421
2015 | 7 | NSW | NSW-QLD Import/Export | 207.622 | 2013 | 7 | QLD | Other |  | 10 |  | 171.4835 |  | 77.0669 | 4994.4308 | -1.5248 | 158.6457 | 180.878 | 5598.8529 | 17.8396 | 11197.6727
2015 | 7 | NSW | Other | 0.1702 | 2013 | 8 | QLD | Black Coal |  | 11 |  | 139.2024 | 0.75604 | 174.0316 | 5153.1487 | -3.9422 | 153.9382 | 181.4657 | 5826.651 | 27.9892 | 11653.2406
2015 | 7 | NSW | Solar | 13.7365 | 2013 | 8 | QLD | Demand |  | 12 |  | 150.7443 | 1.2067 | 257.0468 | 4929.2848 | -0.87331 | 15.2506 | 406.5632 | 5789.4278 | 30.0327 | 11578.6835
2015 | 7 | NSW | VIC-NSW Import/Export | 344.5698 | 2013 | 8 | QLD | Gas |  | 2016 | 17.8639 | 2027.9267 | 115.2278 | 1990.2097 | 62339.9845 | -24.9856 | 1178.2068 | 2863.448 | 70808.1854 | 300.2656 | 141616.3329
2015 | 7 | NSW | Wind | 264.2454 | 2013 | 8 | QLD | Hydro |  | 1 | 0.51688 | 165.1335 | 3.2523 | 358.607 | 5096.4937 | -1.2476 | 14.3427 | 349.0856 | 6015.38 | 29.1885 | 12030.7526
2015 | 8 | NSW | Black Coal | 5210.1689 | 2013 | 8 | QLD | Import/Export |  | 2 | 2.0121 | 131.1803 | 14.7473 | 188.954 | 5124.2828 | -0.41076 | 31.8534 | 267.6426 | 5787.319 | 27.0554 | 11574.6362
2015 | 8 | NSW | Demand | 6116.9276 | 2013 | 8 | QLD | Other |  | 3 | 0.076016 | 110.626 | 2.7891 | 123.38 | 5169.2226 | -0.82878 | 68.3544 | 196.9552 | 5699.3866 | 28.8078 | 11398.769
2015 | 8 | NSW | Energy to pumped storage | -12.3737 | 2013 | 9 | QLD | Black Coal |  | 4 | 3.3255 | 139.6936 | 20.2858 | 146.3874 | 4647.9332 | -2.2233 | 187.894 | 226.4321 | 5393.0354 | 23.3022 | 10786.0661
2015 | 8 | NSW | Gas | 1.3297 | 2013 | 9 | QLD | Demand |  | 5 | 6.864 | 128.1843 | 36.6804 | 145.9565 | 5241.811 | -4.8771 | 354.4021 | 145.1614 | 6074.4928 | 20.3008 | 12148.9762
2015 | 8 | NSW | Hydro | 86.7611 | 2013 | 9 | QLD | Gas |  | 6 | 0.50728 | 156.4948 | 4.8244 | 122.5611 | 5383.9362 | -4.5861 | 242.6923 | 128.5563 | 6052.0652 | 17.0744 | 12104.1259
2015 | 8 | NSW | NSW-QLD Import/Export | 189.8673 | 2013 | 9 | QLD | Hydro |  | 7 | 1.6431 | 251.5412 | 10.357 | 164.6852 | 5647.2695 | -3.8518 | 172.5187 | 315.6374 | 6580.977 | 21.1734 | 13161.9508
2015 | 8 | NSW | Other | 0.098636 | 2013 | 9 | QLD | Import/Export |  | 8 | 0.60514 | 246.1514 | 4.3885 | 91.2871 | 5464.0746 | -2.7383 | 12.1585 | 334.0527 | 6173.7333 | 23.7568 | 12347.4698
2015 | 8 | NSW | Solar | 14.9709 | 2013 | 9 | QLD | Other |  | 9 | 0.11412 | 243.628 | 0.95462 | 153.8928 | 4859.3193 | -0.70768 | 20.6849 | 270.2504 | 5572.6523 | 24.5142 | 11145.303
2015 | 8 | NSW | VIC-NSW Import/Export | 369.0571 | 2013 | 10 | QLD | Black Coal |  | 10 | 0.0032389 | 167.9515 | 0.091206 | 154.1644 | 5117.0293 | -0.057389 | 9.9494 | 234.8674 | 5711.7761 | 27.7675 | 11423.5427
2015 | 8 | NSW | Wind | 257.0365 | 2013 | 10 | QLD | Demand |  | 11 | 1.6245 | 137.9382 | 12.9176 | 215.7655 | 5311.4919 | -0.85544 | 57.5319 | 119.504 | 5883.1973 | 27.2834 | 11766.3989
2015 | 9 | NSW | Black Coal | 4678.4317 | 2013 | 10 | QLD | Gas |  | 12 | 0.57189 | 149.4039 | 3.9395 | 124.5687 | 5277.1205 | -2.6014 | 5.8243 | 275.3029 | 5864.1703 | 30.0411 | 11728.3418
2015 | 9 | NSW | Demand | 5479.0724 | 2013 | 10 | QLD | Hydro |  | 2017 | 38.8989 | 2015.5487 | 232.2231 | 1871.5158 | 65049.1483 | -36.9888 | 221.176 | 1711.1199 | 71401.6542 | 299.0265 | 142803.3225
2015 | 9 | NSW | Energy to pumped storage | -1.9358 | 2013 | 10 | QLD | Import/Export |  | 1 | 1.0768 | 177.3898 | 6.429 | 124.374 | 5635.686 | -1.9024 | 2.6421 | 155.4982 | 6130.2288 | 29.0383 | 12260.4605
2015 | 9 | NSW | Gas | 0.17562 | 2013 | 10 | QLD | Other |  | 2 | 1.707 | 115.2767 | 10.0743 | 137.657 | 5222.847 | -2.1721 | -2.5536 | 117.4001 | 5626.2823 | 26.0528 | 11252.5714
2015 | 9 | NSW | Hydro | 72.3803 | 2013 | 11 | QLD | Black Coal |  | 3 | 2.4065 | 113.281 | 18.3881 | 177.8182 | 5548.441 | -0.28066 | 44.239 | 6.077 | 5939.2894 | 28.9215 | 11878.5811
2015 | 9 | NSW | NSW-QLD Import/Export | 142.3595 | 2013 | 11 | QLD | Demand |  | 4 | 5.0056 | 141.3495 | 30.4886 | 122.5607 | 4725.2155 | -4.4833 | 101.8434 | 160.6424 | 5306.0391 | 23.4125 | 10612.0739
2015 | 9 | NSW | Other | 0.01837 | 2013 | 11 | QLD | Gas |  | 5 | 10.8544 | 124.8979 | 59.4964 | 170.2554 | 5608.925 | -6.4365 | 50.9744 | 205.2522 | 6244.5718 | 20.3668 | 12489.1578
2015 | 9 | NSW | Solar | 15.6971 | 2013 | 11 | QLD | Hydro |  | 6 | 2.5103 | 168.5554 | 16.3357 | 106.9065 | 5695.1059 | -7.6477 | 35.6791 | 105.1877 | 6139.7084 | 17.0762 | 12279.4175
2015 | 9 | NSW | VIC-NSW Import/Export | 332.5118 | 2013 | 11 | QLD | Import/Export |  | 7 | 4.4454 | 246.0092 | 22.0973 | 207.6778 | 5717.3938 | -5.9845 | 126.1315 | 287.7646 | 6626.5728 | 21.0456 | 13253.1534
2015 | 9 | NSW | Wind | 239.4312 | 2013 | 11 | QLD | Other |  | 8 | 1.4562 | 248.6532 | 9.1653 | 124.9743 | 5490.478 | -2.4789 | 15.4932 | 292.5715 | 6203.9873 | 23.6715 | 12407.9716
2015 | 10 | NSW | Black Coal | 4994.4308 | 2013 | 12 | QLD | Black Coal |  | 9 | 0.30886 | 227.5039 | 3.7888 | 152.587 | 5004.676 | -0.9307 | -17.6208 | 206.6225 | 5601.3728 | 24.4312 | 11202.7396
2015 | 10 | NSW | Demand | 5598.8529 | 2013 | 12 | QLD | Demand |  | 10 | 0.18792 | 168.0803 | 2.2899 | 165.9279 | 5329.9357 | -0.12194 | -48.7296 | 146.7931 | 5792.1194 | 27.7533 | 11584.2358
2015 | 10 | NSW | Energy to pumped storage | -1.5248 | 2013 | 12 | QLD | Gas |  | 11 | 6.2894 | 138.9649 | 36.3037 | 235.8927 | 5502.4167 | -1.3372 | -56.7321 | 20.165 | 5909.1751 | 27.217 | 11818.3551
2015 | 10 | NSW | Hydro | 77.0669 | 2013 | 12 | QLD | Hydro |  | 12 | 2.6508 | 145.5869 | 17.366 | 144.8845 | 5568.0277 | -3.213 | -30.1907 | 7.1455 | 5882.307 | 30.0399 | 11764.6047
2015 | 10 | NSW | NSW-QLD Import/Export | 158.6457 | 2013 | 12 | QLD | Import/Export |  | 2018 | 10.4495 | 2053.5581 | 442.6515 | 2430.4944 | 66091.7264 | -171.7424 | 339.3311 | 614.7325 | 72110.3295 | 299.0759 | 144220.6066
2015 | 10 | NSW | Solar | 17.8396 | 2013 | 12 | QLD | Other |  | 1 | 3.1549 | 182.6737 | 18.1759 | 184.3138 | 5899.2961 | -2.9209 | -42.4442 | -34.6381 | 6236.7012 | 29.0877 | 12473.4001
2015 | 10 | NSW | VIC-NSW Import/Export | 180.878 | 2014 | 1 | QLD | Black Coal |  | 2 | 4.2126 | 109.4082 | 27.3584 | 131.3827 | 5444.9198 | -3.8687 | -29.6922 | -49.2382 | 5660.5369 | 26.0528 | 11321.0723
2015 | 10 | NSW | Wind | 171.4835 | 2014 | 1 | QLD | Demand |  | 3 | 3.0523 | 113.0092 | 26.3934 | 195.0804 | 5643.9081 | -0.65388 | 8.6492 | -112.8832 | 5905.4765 | 28.9215 | 11810.9534
2015 | 11 | NSW | Black Coal | 5153.1487 | 2014 | 1 | QLD | Gas |  | 4 |  | 141.7752 | 51.5598 | 164.0611 | 4799.429 | -7.9745 | 60.1485 | 115.5313 | 5347.9452 | 23.4125 | 10695.8881
2015 | 11 | NSW | Demand | 5826.651 | 2014 | 1 | QLD | Hydro |  | 5 | 0.02407 | 123.7757 | 95.5384 | 219.771 | 5728.7981 | -16.2629 | 37.5417 | 117.0351 | 6326.6116 | 20.3668 | 12653.1995
2015 | 11 | NSW | Energy to pumped storage | -3.9422 | 2014 | 1 | QLD | Import/Export |  | 6 |  | 161.4827 | 27.3755 | 131.7759 | 5805.2008 | -12.9487 | -53.7651 | 129.8606 | 6206.0646 | 17.0762 | 12412.1226
2015 | 11 | NSW | Gas | 0.75604 | 2014 | 1 | QLD | Other |  | 7 |  | 247.839 | 37.3516 | 196.1025 | 5956.0537 | -20.2952 | 176.4734 | 121.5448 | 6736.112 | 21.0456 | 13472.2274
2015 | 11 | NSW | Hydro | 174.0316 | 2014 | 2 | QLD | Black Coal |  | 8 |  | 243.3149 | 18.9325 | 141.9997 | 5936.8426 | -13.3305 | -132.3932 | 153.542 | 6372.5831 | 23.6715 | 12745.1624
2015 | 11 | NSW | NSW-QLD Import/Export | 153.9382 | 2014 | 2 | QLD | Demand |  | 9 |  | 256.113 | 31.2359 | 216.6902 | 4887.7269 | -6.9541 | 99.4372 | 134.9884 | 5643.6653 | 24.4312 | 11287.334
2015 | 11 | NSW | Solar | 27.9892 | 2014 | 2 | QLD | Gas |  | 10 |  | 188.7861 | 35.7569 | 331.6337 | 5076.6857 | -8.8248 | 111.1252 | 24.0487 | 5786.9709 | 27.7533 | 11573.9358
2015 | 11 | NSW | VIC-NSW Import/Export | 181.4657 | 2014 | 2 | QLD | Hydro |  | 11 | 0.0055239 | 131.3841 | 60.5741 | 347.0107 | 5215.2409 | -45.1914 | 172.8882 | 25.6742 | 5934.8107 | 27.217 | 11869.614
2015 | 11 | NSW | Wind | 139.2024 | 2014 | 2 | QLD | Import/Export |  | 12 |  | 153.9962 | 12.399 | 170.6727 | 5697.625 | -32.5169 | -68.6376 | -10.733 | 5952.8514 | 30.0399 | 11905.6968
2015 | 12 | NSW | Black Coal | 4929.2848 | 2014 | 2 | QLD | Other |  | 2019 | 0.24197 | 2043.8344 | 303.9522 | 2511.9345 | 67640.5201 | -359.5928 | 91.6397 | -202.9497 | 72328.8179 | 299.0759 | 144657.4742
2015 | 12 | NSW | Demand | 5789.4278 | 2014 | 3 | QLD | Black Coal |  | 1 |  | 161.0552 | 13.6897 | 201.6181 | 5928.2666 | -13.8347 | -46.696 | -82.6937 | 6190.4899 | 29.0877 | 12380.9828
2015 | 12 | NSW | Energy to pumped storage | -0.87331 | 2014 | 3 | QLD | Demand |  | 2 |  | 131.1012 | 30.7513 | 111.1751 | 5590.7393 | -18.0412 | -28.5637 | -71.5061 | 5771.701 | 26.0528 | 11543.4098
2015 | 12 | NSW | Gas | 1.2067 | 2014 | 3 | QLD | Gas |  | 3 |  | 115.3511 | 11.3979 | 49.5267 | 5978.4806 | -16.2535 | -55.2273 | -138.9977 | 5973.2102 | 28.9215 | 11946.4095
2015 | 12 | NSW | Hydro | 257.0468 | 2014 | 3 | QLD | Hydro |  | 4 |  | 123.9765 | 14.3598 | 54.2826 | 5442.6412 | -26.5422 | -41.1824 | -159.0884 | 5431.8666 | 23.4125 | 10863.7261
2015 | 12 | NSW | NSW-QLD Import/Export | 15.2506 | 2014 | 3 | QLD | Import/Export |  | 5 |  | 136.1614 | 52.6407 | 183.924 | 6025.4808 | -39.1796 | -88.584 | -33.5034 | 6257.3266 | 20.3668 | 12514.6332
2015 | 12 | NSW | Solar | 30.0327 | 2014 | 3 | QLD | Other |  | 6 |  | 151.6093 | 11.9817 | 257.4037 | 5882.0256 | -37.9661 | -53.5385 | -45.8051 | 6182.7993 | 17.0762 | 12365.5861
2015 | 12 | NSW | VIC-NSW Import/Export | 406.5632 | 2014 | 4 | QLD | Black Coal |  | 7 |  | 249.8824 | 32.7045 | 278.5827 | 5989.0722 | -25.7361 | 122.1504 | 115.5076 | 6783.2137 | 21.0456 | 13566.4231
2015 | 12 | NSW | Wind | 150.7443 | 2014 | 4 | QLD | Demand |  | 8 |  | 253.8134 | 13.1628 | 199.9207 | 5819.9815 | -28.9961 | -41.7928 | 119.0943 | 6358.8619 | 23.6715 | 12717.7174
2016 | 1 | NSW | Black Coal | 5096.4937 | 2014 | 4 | QLD | Gas |  | 9 |  | 249.3977 | 26.1446 | 349.0291 | 4851.9453 | -37.7156 | 104.5221 | 96.2836 | 5664.0408 | 24.4312 | 11328.0788
2016 | 1 | NSW | Demand | 6015.38 | 2014 | 4 | QLD | Hydro |  | 10 |  | 182.562 | 27.2317 | 378.3178 | 5108.8067 | -22.2759 | 89.6658 | 12.9267 | 5804.9821 | 27.7533 | 11609.9702
2016 | 1 | NSW | Energy to pumped storage | -1.2476 | 2014 | 4 | QLD | Import/Export |  | 11 | 0.24197 | 139.3901 | 45.2704 | 340.4227 | 5292.182 | -54.3086 | 174.3549 | -0.65977 | 5964.2036 | 27.217 | 11928.3143
2016 | 1 | NSW | Gas | 3.2523 | 2014 | 4 | QLD | Other |  | 12 |  | 149.5341 | 24.617 | 107.7314 | 5730.8982 | -38.7431 | -43.4689 | -14.5077 | 5946.1222 | 30.0399 | 11892.2231
2016 | 1 | NSW | Hydro | 358.607 | 2014 | 5 | QLD | Black Coal |  | 2020 | 0.46586 | 2048.4059 | 374.5337 | 2610.5706 | 68868.9922 | -483.8725 | 305.4115 | -733.3619 | 73291.5093 | 300.0442 | 146582.6988
2016 | 1 | NSW | NSW-QLD Import/Export | 14.3427 | 2014 | 5 | QLD | Demand |  | 1 |  | 164.4265 | 21.5686 | 136.0958 | 6018.1768 | -34.3081 | -35.6195 | -74.1099 | 6225.3429 | 29.0877 | 12450.6608
2016 | 1 | NSW | Other | 0.51688 | 2014 | 5 | QLD | Gas |  | 2 |  | 128.8818 | 34.4138 | 98.439 | 5829.0927 | -40.3964 | -13.7678 | -92.4233 | 5971.2537 | 26.9956 | 11942.4891
2016 | 1 | NSW | Solar | 29.1885 | 2014 | 5 | QLD | Hydro |  | 3 |  | 115.4429 | 8.0517 | 84.5007 | 6033.7532 | -23.1517 | -59.1593 | -176.6166 | 6011.5725 | 28.7482 | 12023.1416
2016 | 1 | NSW | VIC-NSW Import/Export | 349.0856 | 2014 | 5 | QLD | Import/Export |  | 4 |  | 137.6735 | 6.4163 | 115.4152 | 5568.3619 | -25.4713 | -67.9246 | -294.2047 | 5463.5578 | 23.301 | 10927.1251
2016 | 1 | NSW | Wind | 165.1335 | 2014 | 5 | QLD | Other |  | 5 |  | 127.0798 | 55.5063 | 201.126 | 6020.2665 | -39.9128 | -46.387 | -48.9634 | 6289.0733 | 20.3008 | 12578.0897
2016 | 2 | NSW | Black Coal | 5124.2828 | 2014 | 6 | QLD | Black Coal |  | 6 |  | 146.0799 | 18.7337 | 219.3443 | 5956.7126 | -46.1776 | 12.2992 | -69.5392 | 6254.5183 | 17.0744 | 12509.0456
2016 | 2 | NSW | Demand | 5787.319 | 2014 | 6 | QLD | Demand |  | 7 |  | 264.2454 | 42.2313 | 317.2902 | 6220.6549 | -51.8707 | -6.6401 | 77.6815 | 6884.7661 | 21.1734 | 13769.5321
2016 | 2 | NSW | Energy to pumped storage | -0.41076 | 2014 | 6 | QLD | Gas |  | 8 |  | 257.0365 | 16.4344 | 165.0087 | 5840.2359 | -44.0875 | 35.7574 | 108.7823 | 6402.9282 | 23.7568 | 12805.8526
2016 | 2 | NSW | Gas | 14.7473 | 2014 | 6 | QLD | Hydro |  | 9 |  | 239.4312 | 38.3292 | 321.1227 | 4983.6461 | -42.7044 | 130.9773 | 76.4261 | 5771.7457 | 24.5142 | 11543.4881
2016 | 2 | NSW | Hydro | 188.954 | 2014 | 6 | QLD | Import/Export |  | 10 |  | 171.4835 | 44.7052 | 374.6652 | 5159.263 | -31.3893 | 184.4981 | -36.4596 | 5894.5365 | 27.7675 | 11789.0702
2016 | 2 | NSW | NSW-QLD Import/Export | 31.8534 | 2014 | 6 | QLD | Other |  | 11 | 0.46586 | 145.8227 | 67.321 | 378.098 | 5374.4604 | -62.6476 | 215.4445 | -83.5115 | 6062.9355 | 27.2834 | 12125.6723
2016 | 2 | NSW | Other | 2.0121 | 2014 | 7 | QLD | Black Coal |  | 12 |  | 150.8022 | 20.8221 | 199.4648 | 5864.3683 | -41.7552 | -44.0667 | -120.4237 | 6059.2787 | 30.0411 | 12118.5315
2016 | 2 | NSW | Solar | 27.0554 | 2014 | 7 | QLD | Demand |  | 2021 | 0.45192 | 2029.7784 | 455.4655 | 1782.5273 | 69237.7615 | -444.2988 | 818.0719 | -40.7813 | 74138.4023 | 299.0265 | 148276.4053
2016 | 2 | NSW | VIC-NSW Import/Export | 267.6426 | 2014 | 7 | QLD | Gas |  | 1 |  | 165.1335 | 24.6067 | 136.1535 | 6044.6175 | -33.6257 | -41.6884 | -20.7614 | 6303.5173 | 29.0383 | 12606.9912
2016 | 2 | NSW | Wind | 131.1803 | 2014 | 7 | QLD | Hydro |  | 2 |  | 123.7152 | 45.4651 | 106.8666 | 5740.3516 | -48.6695 | -8.6136 | -100.7304 | 5884.4759 | 26.0528 | 11768.9138
2016 | 3 | NSW | Black Coal | 5169.2226 | 2014 | 7 | QLD | Import/Export |  | 3 |  | 111.7163 | 5.3926 | 135.6617 | 6213.831 | -14.6117 | -42.75 | -303.706 | 6134.4608 | 28.9215 | 12268.9162
2016 | 3 | NSW | Demand | 5699.3866 | 2014 | 7 | QLD | Other |  | 4 |  | 138.6137 | 4.4474 | 115.7943 | 5535.6132 | -21.1897 | -53.8037 | -228.7654 | 5514.1287 | 23.4125 | 11028.2511
2016 | 3 | NSW | Energy to pumped storage | -0.82878 | 2014 | 8 | QLD | Black Coal |  | 5 |  | 131.2824 | 52.8318 | 266.5757 | 6054.0913 | -57.7704 | 40.8311 | -79.3931 | 6428.8322 | 20.3668 | 12857.6479
2016 | 3 | NSW | Gas | 2.7891 | 2014 | 8 | QLD | Demand |  | 6 |  | 142.6556 | 20.2153 | 300.076 | 6185.5998 | -78.8902 | -96.7424 | -86.0366 | 6403.9684 | 17.0762 | 12807.922
2016 | 3 | NSW | Hydro | 123.38 | 2014 | 8 | QLD | Gas |  | 7 |  | 255.8679 | 42.1833 | 198.065 | 6278.283 | -56.2225 | 67.4108 | 146.3564 | 6952.982 | 21.0456 | 13905.9716
2016 | 3 | NSW | NSW-QLD Import/Export | 68.3544 | 2014 | 8 | QLD | Hydro |  | 8 |  | 253.4921 | 21.6914 | 93.9928 | 5824.5199 | -16.339 | 115.8768 | 150.9819 | 6467.8882 | 23.6715 | 12935.7756
2016 | 3 | NSW | Other | 0.076016 | 2014 | 8 | QLD | Import/Export |  | 9 |  | 244.8465 | 35.7902 | 144.1911 | 4958.1568 | -13.6813 | 188.1404 | 237.3696 | 5819.2494 | 24.4312 | 11638.4939
2016 | 3 | NSW | Solar | 28.8078 | 2014 | 8 | QLD | Other |  | 10 |  | 166.5277 | 66.2302 | 85.7087 | 5173.8076 | -15.9022 | 304.5403 | 126.5895 | 5935.2424 | 27.7533 | 11870.4975
2016 | 3 | NSW | VIC-NSW Import/Export | 196.9552 | 2014 | 9 | QLD | Black Coal |  | 11 | 0.45192 | 147.7618 | 96.9695 | 140.6785 | 5326.0256 | -42.0765 | 298.1186 | 139.8906 | 6135.2047 | 27.217 | 12270.2418
2016 | 3 | NSW | Wind | 110.626 | 2014 | 9 | QLD | Demand |  | 12 |  | 148.1656 | 39.642 | 58.7635 | 5902.8641 | -45.3201 | 46.7519 | -22.5765 | 6158.4523 | 30.0399 | 12316.7827
2016 | 4 | NSW | Black Coal | 4647.9332 | 2014 | 9 | QLD | Gas |  | 2022 | 6.2202 | 2026.7758 | 1981.0213 | 2642.9549 | 63549.9191 | -675.0588 | 3417.5377 | 1510.864 | 74763.3953 | 299.0759 | 149522.7056
2016 | 4 | NSW | Demand | 5393.0354 | 2014 | 9 | QLD | Hydro |  | 1 |  | 168.088 | 54.5619 | 65.1547 | 6082.8724 | -38.5602 | 63.3902 | -54.1131 | 6370.5624 | 29.0877 | 12741.0441
2016 | 4 | NSW | Energy to pumped storage | -2.2233 | 2014 | 9 | QLD | Import/Export |  | 2 |  | 122.8641 | 61.67 | 75.9993 | 5715.9951 | -39.6025 | 55.8901 | -103.707 | 5915.1781 | 26.0528 | 11830.3399
2016 | 4 | NSW | Gas | 20.2858 | 2014 | 9 | QLD | Other |  | 3 |  | 105.5508 | 18.2585 | 42.4552 | 6254.7234 | -13.2079 | 48.0566 | -289.8015 | 6194.9638 | 28.9215 | 12389.9205
2016 | 4 | NSW | Hydro | 146.3874 | 2014 | 10 | QLD | Black Coal |  | 4 |  | 140.5385 | 90.2325 | 212.868 | 5149.9494 | -66.2085 | 154.7278 | -65.1384 | 5640.4071 | 23.4125 | 11280.789
2016 | 4 | NSW | NSW-QLD Import/Export | 187.894 | 2014 | 10 | QLD | Demand |  | 5 | 1.2502 | 129.0106 | 204.9146 | 318.3037 | 5526.9668 | -98.5268 | 250.8942 | 131.9947 | 6485.6273 | 20.3668 | 12970.8022
2016 | 4 | NSW | Other | 3.3255 | 2014 | 10 | QLD | Gas |  | 6 | 0.62547 | 156.4449 | 190.4691 | 361.1626 | 5369.849 | -72.566 | 227.4744 | 188.9472 | 6439.7676 | 17.0762 | 12879.2504
2016 | 4 | NSW | Solar | 23.3022 | 2014 | 10 | QLD | Hydro |  | 7 | 0.74576 | 251.5412 | 236.7979 | 345.3407 | 5557.0368 | -66.9976 | 318.0898 | 335.654 | 6999.6301 | 21.0456 | 13998.8842
2016 | 4 | NSW | VIC-NSW Import/Export | 226.4321 | 2014 | 10 | QLD | Import/Export |  | 8 | 0.089571 | 246.1514 | 168.4366 | 178.1904 | 5418.1254 | -67.5294 | 342.2668 | 234.0692 | 6543.5189 | 23.6715 | 13086.9904
2016 | 4 | NSW | Wind | 139.6936 | 2014 | 10 | QLD | Other |  | 9 | 0.0087614 | 246.0693 | 224.1198 | 235.479 | 4218.1563 | -39.4479 | 530.6215 | 412.8351 | 5852.2854 | 24.4312 | 11704.5585
2016 | 5 | NSW | Black Coal | 5241.811 | 2014 | 11 | QLD | Black Coal |  | 10 |  | 167.9515 | 216.7428 | 262.4295 | 4408.8333 | -31.442 | 611.0733 | 320.4109 | 5983.755 | 27.7533 | 11967.5075
2016 | 5 | NSW | Demand | 6074.4928 | 2014 | 11 | QLD | Demand |  | 11 | 2.9149 | 143.1616 | 342.6369 | 343.2217 | 4521.4432 | -65.519 | 576.1703 | 266.8567 | 6160.4541 | 27.217 | 12318.5573
2016 | 5 | NSW | Energy to pumped storage | -4.8771 | 2014 | 11 | QLD | Gas |  | 12 | 0.58554 | 149.4039 | 172.1807 | 202.3501 | 5325.968 | -75.451 | 238.8828 | 132.8562 | 6177.2455 | 30.0399 | 12354.0618
2016 | 5 | NSW | Gas | 36.6804 | 2014 | 11 | QLD | Hydro |  | 2023 | 12.4577 | 2025.6383 | 3002.9565 | 2899.0063 | 61884.9746 | -929.1016 | 4679.3201 | 1764.8394 | 75647.1421 | 299.0759 | 151286.3093
2016 | 5 | NSW | Hydro | 145.9565 | 2014 | 11 | QLD | Import/Export |  | 1 | 0.6015 | 177.3898 | 207.4214 | 233.6668 | 5519.1686 | -83.4529 | 297.4006 | 76.6174 | 6458.3227 | 29.0877 | 12916.2237
2016 | 5 | NSW | NSW-QLD Import/Export | 354.4021 | 2014 | 11 | QLD | Other |  | 2 | 1.2289 | 115.2767 | 247.0037 | 157.99 | 5087.6275 | -90.2565 | 306.1222 | 95.5506 | 5947.408 | 26.0528 | 11894.0039
2016 | 5 | NSW | Other | 6.864 | 2014 | 12 | QLD | Black Coal |  | 3 | 0.11902 | 103.6493 | 232.7104 | 105.635 | 5613.2432 | -86.8057 | 347.5001 | -72.7866 | 6272.2512 | 28.9215 | 12544.4375
2016 | 5 | NSW | Solar | 20.3008 | 2014 | 12 | QLD | Demand |  | 4 | 0.004548 | 143.2827 | 173.5531 | 162.5579 | 5226.8686 | -116.1263 | 235.2612 | -174.7452 | 5674.0844 | 23.4125 | 11348.1534
2016 | 5 | NSW | VIC-NSW Import/Export | 145.1614 | 2014 | 12 | QLD | Gas |  | 5 | 3.2179 | 125.6484 | 309.0408 | 271.8204 | 5551.2247 | -114.002 | 416.3321 | 54.6635 | 6639.7661 | 20.3668 | 13278.0787
2016 | 5 | NSW | Wind | 128.1843 | 2014 | 12 | QLD | Hydro |  | 6 | 0.94391 | 168.5554 | 316.9677 | 250.3241 | 5372.4121 | -83.9656 | 343.7878 | 140.6522 | 6527.2281 | 17.0762 | 13053.9819
2016 | 6 | NSW | Black Coal | 5383.9362 | 2014 | 12 | QLD | Import/Export |  | 7 | 1.2931 | 246.0092 | 251.3852 | 358.9315 | 5585.6811 | -69.3977 | 337.2951 | 353.1829 | 7086.0267 | 21.0456 | 14171.4527
2016 | 6 | NSW | Demand | 6052.0652 | 2014 | 12 | QLD | Other |  | 8 | 0.069608 | 248.6532 | 176.3338 | 219.1406 | 5433.7851 | -68.6269 | 371.835 | 208.3965 | 6613.2957 | 23.6715 | 13226.554
2016 | 6 | NSW | Energy to pumped storage | -4.5861 | 2015 | 1 | QLD | Black Coal |  | 9 | 0.23776 | 243.5492 | 309.3882 | 231.0321 | 4219.6663 | -44.0559 | 560.2759 | 360.4236 | 5905.067 | 24.4312 | 11810.0153
2016 | 6 | NSW | Gas | 4.8244 | 2015 | 1 | QLD | Demand |  | 10 | 0.38877 | 168.2579 | 306.2957 | 297.98 | 4450.1826 | -44.204 | 597.441 | 293.4914 | 6097.7495 | 27.7533 | 12195.3361
2016 | 6 | NSW | Hydro | 122.5611 | 2015 | 1 | QLD | Gas |  | 11 | 3.5441 | 139.7797 | 297.0696 | 384.675 | 4511.5919 | -70.2553 | 622.7978 | 290.332 | 6209.7555 | 27.217 | 12416.5073
2016 | 6 | NSW | NSW-QLD Import/Export | 242.6923 | 2015 | 1 | QLD | Hydro |  | 12 | 0.80846 | 145.5869 | 175.787 | 225.2529 | 5313.523 | -57.953 | 243.2712 | 139.0612 | 6216.1873 | 30.0399 | 12431.5647
2016 | 6 | NSW | Other | 0.50728 | 2015 | 1 | QLD | Import/Export |  | 2024 | 18.0637 | 2051.6921 | 3369.1602 | 3062.1703 | 62326.3866 | -884.271 | 4923.4556 | 1954.9403 | 77132.6306 | 300.1544 | 154254.3827
2016 | 6 | NSW | Solar | 17.0744 | 2015 | 1 | QLD | Other |  | 1 | 1.0933 | 182.6737 | 253.0631 | 293.3716 | 5555.3171 | -73.5175 | 327.6305 | 31.0718 | 6600.606 | 29.0877 | 13200.3974
2016 | 6 | NSW | VIC-NSW Import/Export | 128.5563 | 2015 | 2 | QLD | Black Coal |  | 2 | 0.72666 | 113.6571 | 261.0207 | 233.5891 | 5271.4814 | -75.6565 | 327.0996 | 53.9491 | 6213.4079 | 26.9956 | 12426.2707
2016 | 6 | NSW | Wind | 156.4948 | 2015 | 2 | QLD | Demand |  | 3 |  | 103.1362 | 205.0487 | 185.2323 | 5569.0934 | -92.263 | 372.8653 | -148.9853 | 6222.9255 | 28.7482 | 12445.8013
2016 | 7 | NSW | Black Coal | 5647.2695 | 2015 | 2 | QLD | Gas |  | 4 | 0.043771 | 151.0711 | 189.6725 | 164.9316 | 5279.3354 | -108.9601 | 223.141 | -161.8102 | 5760.7576 | 23.301 | 11521.4837
2016 | 7 | NSW | Demand | 6580.977 | 2015 | 2 | QLD | Hydro |  | 5 | 5.0863 | 117.112 | 352.6555 | 285.0706 | 5601.1635 | -121.1339 | 471.9068 | 52.7538 | 6787.5671 | 20.3008 | 13572.4824
2016 | 7 | NSW | Energy to pumped storage | -3.8518 | 2015 | 2 | QLD | Import/Export |  | 6 | 1.2576 | 161.9399 | 340.9456 | 283.649 | 5392.6449 | -81.9469 | 358.8779 | 145.3809 | 6620.5706 | 17.0744 | 13240.394
2016 | 7 | NSW | Gas | 10.357 | 2015 | 2 | QLD | Other |  | 7 | 2.2803 | 249.5277 | 305.2615 | 377.2392 | 5609.6607 | -63.8068 | 450.327 | 325.9461 | 7278.6422 | 21.1826 | 14556.2605
2016 | 7 | NSW | Hydro | 164.6852 | 2015 | 3 | QLD | Black Coal |  | 8 | 1.0962 | 253.1925 | 249.4494 | 239.5343 | 5488.4554 | -62.0199 | 344.8589 | 264.1078 | 6802.9626 | 23.7501 | 13605.3871
2016 | 7 | NSW | NSW-QLD Import/Export | 172.5187 | 2015 | 3 | QLD | Demand |  | 9 | 0.016284 | 249.5877 | 285.2207 | 272.8515 | 4333.0125 | -46.9914 | 516.3913 | 398.6866 | 6033.5795 | 24.7909 | 12067.1456
2016 | 7 | NSW | Other | 1.6431 | 2015 | 3 | QLD | Gas |  | 10 | 0.0043335 | 182.012 | 388.3045 | 301.7141 | 4250.9824 | -23.9678 | 630.6827 | 403.3959 | 6160.9354 | 27.7988 | 12321.8624
2016 | 7 | NSW | Solar | 21.1734 | 2015 | 3 | QLD | Hydro |  | 11 | 5.7193 | 139.3584 | 332.3371 | 226.207 | 4580.7964 | -64.6512 | 655.2658 | 418.6631 | 6324.6318 | 26.9965 | 12645.3243
2016 | 7 | NSW | VIC-NSW Import/Export | 315.6374 | 2015 | 3 | QLD | Import/Export |  | 12 | 0.73966 | 148.424 | 206.1808 | 198.7801 | 5394.4434 | -69.3561 | 244.4088 | 171.7806 | 6326.0445 | 30.1278 | 12651.5735
2016 | 7 | NSW | Wind | 251.5412 | 2015 | 3 | QLD | Other |  | 2025 | 9.6393 | 819.1199 | 1770.5936 | 1315.6899 | 32562.5919 | -511.616 | 2119.5556 | 167.7596 | 38405.2521 | 145.1204 | 76803.7062
2016 | 8 | NSW | Black Coal | 5464.0746 | 2015 | 4 | QLD | Black Coal |  | 1 | 1.5558 | 163.6751 | 270.4844 | 272.283 | 5535.8711 | -76.2994 | 335.9707 | 83.1203 | 6617.834 | 29.9157 | 13234.4107
2016 | 8 | NSW | Demand | 6173.7333 | 2015 | 4 | QLD | Demand |  | 2 | 2.1272 | 127.9556 | 311.8977 | 240.4692 | 5109.1426 | -73.8421 | 379.4228 | 32.7813 | 6157.6795 | 26.0795 | 12313.7134
2016 | 8 | NSW | Energy to pumped storage | -2.7383 | 2015 | 4 | QLD | Gas |  | 3 | 0.056885 | 117.7714 | 219.3176 | 156.9957 | 5609.8104 | -82.8359 | 340.6029 | 6.7081 | 6397.087 | 28.6338 | 12794.1479
2016 | 8 | NSW | Gas | 4.3885 | 2015 | 4 | QLD | Hydro |  | 4 | 0.31044 | 134.7566 | 206.2381 | 140.5305 | 5297.2782 | -95.7763 | 228.8191 | -125.4587 | 5810.1649 | 23.3708 | 11620.2336
2016 | 8 | NSW | Hydro | 91.2871 | 2015 | 4 | QLD | Import/Export |  | 5 | 5.217 | 126.7019 | 376.9793 | 214.8036 | 5628.9294 | -108.4329 | 395.873 | 90.555 | 6754.3192 | 20.0648 | 13505.0104
2016 | 8 | NSW | NSW-QLD Import/Export | 12.1585 | 2015 | 4 | QLD | Other |  | 6 | 0.37185 | 148.2593 | 385.6763 | 290.6079 | 5381.5602 | -74.4294 | 438.8671 | 80.0536 | 6668.1674 | 17.0558 | 13336.1901
2016 | 8 | NSW | Other | 0.60514 | 2015 | 5 | QLD | Black Coal |  | Grand Total | 115.0402 | 20364.4218 | 12053.273 | 23972.0154 | 650127.0949 | -4548.1299 | 18961.3892 | 11425.6564 | 735461.9425 | 2960.2075 | 1470892.9111
2016 | 8 | NSW | Solar | 23.7568 | 2015 | 5 | QLD | Demand
2016 | 8 | NSW | VIC-NSW Import/Export | 334.0527 | 2015 | 5 | QLD | Gas
2016 | 8 | NSW | Wind | 246.1514 | 2015 | 5 | QLD | Hydro
2016 | 9 | NSW | Black Coal | 4859.3193 | 2015 | 5 | QLD | Import/Export
2016 | 9 | NSW | Demand | 5572.6523 | 2015 | 5 | QLD | Other
2016 | 9 | NSW | Energy to pumped storage | -0.70768 | 2015 | 6 | QLD | Black Coal
2016 | 9 | NSW | Gas | 0.95462 | 2015 | 6 | QLD | Demand
2016 | 9 | NSW | Hydro | 153.8928 | 2015 | 6 | QLD | Gas
2016 | 9 | NSW | NSW-QLD Import/Export | 20.6849 | 2015 | 6 | QLD | Hydro
2016 | 9 | NSW | Other | 0.11412 | 2015 | 6 | QLD | Import/Export
2016 | 9 | NSW | Solar | 24.5142 | 2015 | 6 | QLD | Other
2016 | 9 | NSW | VIC-NSW Import/Export | 270.2504 | 2015 | 7 | QLD | Black Coal
2016 | 9 | NSW | Wind | 243.628 | 2015 | 7 | QLD | Demand
2016 | 10 | NSW | Black Coal | 5117.0293 | 2015 | 7 | QLD | Gas
2016 | 10 | NSW | Demand | 5711.7761 | 2015 | 7 | QLD | Hydro
2016 | 10 | NSW | Energy to pumped storage | -0.057389 | 2015 | 7 | QLD | Import/Export
2016 | 10 | NSW | Gas | 0.091206 | 2015 | 7 | QLD | Other
2016 | 10 | NSW | Hydro | 154.1644 | 2015 | 8 | QLD | Black Coal
2016 | 10 | NSW | NSW-QLD Import/Export | 9.9494 | 2015 | 8 | QLD | Demand
2016 | 10 | NSW | Other | 0.0032389 | 2015 | 8 | QLD | Gas
2016 | 10 | NSW | Solar | 27.7675 | 2015 | 8 | QLD | Hydro
2016 | 10 | NSW | VIC-NSW Import/Export | 234.8674 | 2015 | 8 | QLD | Import/Export
2016 | 10 | NSW | Wind | 167.9515 | 2015 | 8 | QLD | Other
2016 | 11 | NSW | Black Coal | 5311.4919 | 2015 | 9 | QLD | Black Coal
2016 | 11 | NSW | Demand | 5883.1973 | 2015 | 9 | QLD | Demand
2016 | 11 | NSW | Energy to pumped storage | -0.85544 | 2015 | 9 | QLD | Gas
2016 | 11 | NSW | Gas | 12.9176 | 2015 | 9 | QLD | Hydro
2016 | 11 | NSW | Hydro | 215.7655 | 2015 | 9 | QLD | Import/Export
2016 | 11 | NSW | NSW-QLD Import/Export | 57.5319 | 2015 | 9 | QLD | Other
2016 | 11 | NSW | Other | 1.6245 | 2015 | 10 | QLD | Black Coal
2016 | 11 | NSW | Solar | 27.2834 | 2015 | 10 | QLD | Demand
2016 | 11 | NSW | VIC-NSW Import/Export | 119.504 | 2015 | 10 | QLD | Gas
2016 | 11 | NSW | Wind | 137.9382 | 2015 | 10 | QLD | Hydro
2016 | 12 | NSW | Black Coal | 5277.1205 | 2015 | 10 | QLD | Import/Export
2016 | 12 | NSW | Demand | 5864.1703 | 2015 | 10 | QLD | Other
2016 | 12 | NSW | Energy to pumped storage | -2.6014 | 2015 | 11 | QLD | Black Coal
2016 | 12 | NSW | Gas | 3.9395 | 2015 | 11 | QLD | Demand
2016 | 12 | NSW | Hydro | 124.5687 | 2015 | 11 | QLD | Gas
2016 | 12 | NSW | NSW-QLD Import/Export | 5.8243 | 2015 | 11 | QLD | Hydro
2016 | 12 | NSW | Other | 0.57189 | 2015 | 11 | QLD | Import/Export
2016 | 12 | NSW | Solar | 30.0411 | 2015 | 11 | QLD | Other
2016 | 12 | NSW | VIC-NSW Import/Export | 275.3029 | 2015 | 12 | QLD | Black Coal
2016 | 12 | NSW | Wind | 149.4039 | 2015 | 12 | QLD | Demand
2017 | 1 | NSW | Black Coal | 5635.686 | 2015 | 12 | QLD | Gas
2017 | 1 | NSW | Demand | 6130.2288 | 2015 | 12 | QLD | Hydro
2017 | 1 | NSW | Energy to pumped storage | -1.9024 | 2015 | 12 | QLD | Import/Export
2017 | 1 | NSW | Gas | 6.429 | 2015 | 12 | QLD | Other
2017 | 1 | NSW | Hydro | 124.374 | 2016 | 1 | QLD | Black Coal
2017 | 1 | NSW | NSW-QLD Import/Export | 2.6421 | 2016 | 1 | QLD | Demand
2017 | 1 | NSW | Other | 1.0768 | 2016 | 1 | QLD | Gas
2017 | 1 | NSW | Solar | 29.0383 | 2016 | 1 | QLD | Hydro
2017 | 1 | NSW | VIC-NSW Import/Export | 155.4982 | 2016 | 1 | QLD | Import/Export
2017 | 1 | NSW | Wind | 177.3898 | 2016 | 1 | QLD | Other
2017 | 2 | NSW | Black Coal | 5222.847 | 2016 | 2 | QLD | Black Coal
2017 | 2 | NSW | Demand | 5626.2823 | 2016 | 2 | QLD | Demand
2017 | 2 | NSW | Energy to pumped storage | -2.1721 | 2016 | 2 | QLD | Gas
2017 | 2 | NSW | Gas | 10.0743 | 2016 | 2 | QLD | Hydro
2017 | 2 | NSW | Hydro | 137.657 | 2016 | 2 | QLD | Import/Export
2017 | 2 | NSW | NSW-QLD Import/Export | -2.5536 | 2016 | 2 | QLD | Other
2017 | 2 | NSW | Other | 1.707 | 2016 | 3 | QLD | Black Coal
2017 | 2 | NSW | Solar | 26.0528 | 2016 | 3 | QLD | Demand
2017 | 2 | NSW | VIC-NSW Import/Export | 117.4001 | 2016 | 3 | QLD | Gas
2017 | 2 | NSW | Wind | 115.2767 | 2016 | 3 | QLD | Hydro
2017 | 3 | NSW | Black Coal | 5548.441 | 2016 | 3 | QLD | Import/Export
2017 | 3 | NSW | Demand | 5939.2894 | 2016 | 3 | QLD | Other
2017 | 3 | NSW | Energy to pumped storage | -0.28066 | 2016 | 4 | QLD | Black Coal
2017 | 3 | NSW | Gas | 18.3881 | 2016 | 4 | QLD | Demand
2017 | 3 | NSW | Hydro | 177.8182 | 2016 | 4 | QLD | Gas
2017 | 3 | NSW | NSW-QLD Import/Export | 44.239 | 2016 | 4 | QLD | Hydro
2017 | 3 | NSW | Other | 2.4065 | 2016 | 4 | QLD | Import/Export
2017 | 3 | NSW | Solar | 28.9215 | 2016 | 4 | QLD | Other
2017 | 3 | NSW | VIC-NSW Import/Export | 6.077 | 2016 | 5 | QLD | Black Coal
2017 | 3 | NSW | Wind | 113.281 | 2016 | 5 | QLD | Demand
2017 | 4 | NSW | Black Coal | 4725.2155 | 2016 | 5 | QLD | Gas
2017 | 4 | NSW | Demand | 5306.0391 | 2016 | 5 | QLD | Hydro
2017 | 4 | NSW | Energy to pumped storage | -4.4833 | 2016 | 5 | QLD | Import/Export
2017 | 4 | NSW | Gas | 30.4886 | 2016 | 5 | QLD | Other
2017 | 4 | NSW | Hydro | 122.5607 | 2016 | 6 | QLD | Black Coal
2017 | 4 | NSW | NSW-QLD Import/Export | 101.8434 | 2016 | 6 | QLD | Demand
2017 | 4 | NSW | Other | 5.0056 | 2016 | 6 | QLD | Gas
2017 | 4 | NSW | Solar | 23.4125 | 2016 | 6 | QLD | Hydro
2017 | 4 | NSW | VIC-NSW Import/Export | 160.6424 | 2016 | 6 | QLD | Import/Export
2017 | 4 | NSW | Wind | 141.3495 | 2016 | 6 | QLD | Other
2017 | 5 | NSW | Black Coal | 5608.925 | 2016 | 7 | QLD | Black Coal
2017 | 5 | NSW | Demand | 6244.5718 | 2016 | 7 | QLD | Demand
2017 | 5 | NSW | Energy to pumped storage | -6.4365 | 2016 | 7 | QLD | Gas
2017 | 5 | NSW | Gas | 59.4964 | 2016 | 7 | QLD | Hydro
2017 | 5 | NSW | Hydro | 170.2554 | 2016 | 7 | QLD | Import/Export
2017 | 5 | NSW | NSW-QLD Import/Export | 50.9744 | 2016 | 7 | QLD | Other
2017 | 5 | NSW | Other | 10.8544 | 2016 | 8 | QLD | Black Coal
2017 | 5 | NSW | Solar | 20.3668 | 2016 | 8 | QLD | Demand
2017 | 5 | NSW | VIC-NSW Import/Export | 205.2522 | 2016 | 8 | QLD | Gas
2017 | 5 | NSW | Wind | 124.8979 | 2016 | 8 | QLD | Hydro
2017 | 6 | NSW | Black Coal | 5695.1059 | 2016 | 8 | QLD | Import/Export
2017 | 6 | NSW | Demand | 6139.7084 | 2016 | 8 | QLD | Other
2017 | 6 | NSW | Energy to pumped storage | -7.6477 | 2016 | 9 | QLD | Black Coal
2017 | 6 | NSW | Gas | 16.3357 | 2016 | 9 | QLD | Demand
2017 | 6 | NSW | Hydro | 106.9065 | 2016 | 9 | QLD | Gas
2017 | 6 | NSW | NSW-QLD Import/Export | 35.6791 | 2016 | 9 | QLD | Hydro
2017 | 6 | NSW | Other | 2.5103 | 2016 | 9 | QLD | Import/Export
2017 | 6 | NSW | Solar | 17.0762 | 2016 | 9 | QLD | Other
2017 | 6 | NSW | VIC-NSW Import/Export | 105.1877 | 2016 | 10 | QLD | Black Coal
2017 | 6 | NSW | Wind | 168.5554 | 2016 | 10 | QLD | Demand
2017 | 7 | NSW | Black Coal | 5717.3938 | 2016 | 10 | QLD | Gas
2017 | 7 | NSW | Demand | 6626.5728 | 2016 | 10 | QLD | Hydro
2017 | 7 | NSW | Energy to pumped storage | -5.9845 | 2016 | 10 | QLD | Import/Export
2017 | 7 | NSW | Gas | 22.0973 | 2016 | 10 | QLD | Other
2017 | 7 | NSW | Hydro | 207.6778 | 2016 | 11 | QLD | Black Coal
2017 | 7 | NSW | NSW-QLD Import/Export | 126.1315 | 2016 | 11 | QLD | Demand
2017 | 7 | NSW | Other | 4.4454 | 2016 | 11 | QLD | Gas
2017 | 7 | NSW | Solar | 21.0456 | 2016 | 11 | QLD | Hydro
2017 | 7 | NSW | VIC-NSW Import/Export | 287.7646 | 2016 | 11 | QLD | Import/Export
2017 | 7 | NSW | Wind | 246.0092 | 2016 | 11 | QLD | Other
2017 | 8 | NSW | Black Coal | 5490.478 | 2016 | 12 | QLD | Black Coal
2017 | 8 | NSW | Demand | 6203.9873 | 2016 | 12 | QLD | Demand
2017 | 8 | NSW | Energy to pumped storage | -2.4789 | 2016 | 12 | QLD | Gas
2017 | 8 | NSW | Gas | 9.1653 | 2016 | 12 | QLD | Hydro
2017 | 8 | NSW | Hydro | 124.9743 | 2016 | 12 | QLD | Import/Export
2017 | 8 | NSW | NSW-QLD Import/Export | 15.4932 | 2016 | 12 | QLD | Other
2017 | 8 | NSW | Other | 1.4562 | 2017 | 1 | QLD | Black Coal
2017 | 8 | NSW | Solar | 23.6715 | 2017 | 1 | QLD | Demand
2017 | 8 | NSW | VIC-NSW Import/Export | 292.5715 | 2017 | 1 | QLD | Gas
2017 | 8 | NSW | Wind | 248.6532 | 2017 | 1 | QLD | Hydro
2017 | 9 | NSW | Black Coal | 5004.676 | 2017 | 1 | QLD | Import/Export
2017 | 9 | NSW | Demand | 5601.3728 | 2017 | 1 | QLD | Other
2017 | 9 | NSW | Energy to pumped storage | -0.9307 | 2017 | 2 | QLD | Black Coal
2017 | 9 | NSW | Gas | 3.7888 | 2017 | 2 | QLD | Demand
2017 | 9 | NSW | Hydro | 152.587 | 2017 | 2 | QLD | Gas
2017 | 9 | NSW | NSW-QLD Import/Export | -17.6208 | 2017 | 2 | QLD | Hydro
2017 | 9 | NSW | Other | 0.30886 | 2017 | 2 | QLD | Import/Export
2017 | 9 | NSW | Solar | 24.4312 | 2017 | 2 | QLD | Other
2017 | 9 | NSW | VIC-NSW Import/Export | 206.6225 | 2017 | 3 | QLD | Black Coal
2017 | 9 | NSW | Wind | 227.5039 | 2017 | 3 | QLD | Demand
2017 | 10 | NSW | Black Coal | 5329.9357 | 2017 | 3 | QLD | Gas
2017 | 10 | NSW | Demand | 5792.1194 | 2017 | 3 | QLD | Hydro
2017 | 10 | NSW | Energy to pumped storage | -0.12194 | 2017 | 3 | QLD | Import/Export
2017 | 10 | NSW | Gas | 2.2899 | 2017 | 3 | QLD | Other
2017 | 10 | NSW | Hydro | 165.9279 | 2017 | 4 | QLD | Black Coal
2017 | 10 | NSW | NSW-QLD Import/Export | -48.7296 | 2017 | 4 | QLD | Demand
2017 | 10 | NSW | Other | 0.18792 | 2017 | 4 | QLD | Gas
2017 | 10 | NSW | Solar | 27.7533 | 2017 | 4 | QLD | Hydro
2017 | 10 | NSW | VIC-NSW Import/Export | 146.7931 | 2017 | 4 | QLD | Import/Export
2017 | 10 | NSW | Wind | 168.0803 | 2017 | 4 | QLD | Other
2017 | 11 | NSW | Black Coal | 5502.4167 | 2017 | 5 | QLD | Black Coal
2017 | 11 | NSW | Demand | 5909.1751 | 2017 | 5 | QLD | Demand
2017 | 11 | NSW | Energy to pumped storage | -1.3372 | 2017 | 5 | QLD | Gas
2017 | 11 | NSW | Gas | 36.3037 | 2017 | 5 | QLD | Hydro
2017 | 11 | NSW | Hydro | 235.8927 | 2017 | 5 | QLD | Import/Export
2017 | 11 | NSW | NSW-QLD Import/Export | -56.7321 | 2017 | 5 | QLD | Other
2017 | 11 | NSW | Other | 6.2894 | 2017 | 6 | QLD | Black Coal
2017 | 11 | NSW | Solar | 27.217 | 2017 | 6 | QLD | Demand
2017 | 11 | NSW | VIC-NSW Import/Export | 20.165 | 2017 | 6 | QLD | Gas
2017 | 11 | NSW | Wind | 138.9649 | 2017 | 6 | QLD | Hydro
2017 | 12 | NSW | Black Coal | 5568.0277 | 2017 | 6 | QLD | Import/Export
2017 | 12 | NSW | Demand | 5882.307 | 2017 | 6 | QLD | Other
2017 | 12 | NSW | Energy to pumped storage | -3.213 | 2017 | 7 | QLD | Black Coal
2017 | 12 | NSW | Gas | 17.366 | 2017 | 7 | QLD | Demand
2017 | 12 | NSW | Hydro | 144.8845 | 2017 | 7 | QLD | Gas
2017 | 12 | NSW | NSW-QLD Import/Export | -30.1907 | 2017 | 7 | QLD | Hydro
2017 | 12 | NSW | Other | 2.6508 | 2017 | 7 | QLD | Import/Export
2017 | 12 | NSW | Solar | 30.0399 | 2017 | 7 | QLD | Other
2017 | 12 | NSW | VIC-NSW Import/Export | 7.1455 | 2017 | 8 | QLD | Black Coal
2017 | 12 | NSW | Wind | 145.5869 | 2017 | 8 | QLD | Demand
2018 | 1 | NSW | Black Coal | 5899.2961 | 2017 | 8 | QLD | Gas
2018 | 1 | NSW | Demand | 6236.7012 | 2017 | 8 | QLD | Hydro
2018 | 1 | NSW | Energy to pumped storage | -2.9209 | 2017 | 8 | QLD | Import/Export
2018 | 1 | NSW | Gas | 18.1759 | 2017 | 8 | QLD | Other
2018 | 1 | NSW | Hydro | 184.3138 | 2017 | 9 | QLD | Black Coal
2018 | 1 | NSW | NSW-QLD Import/Export | -42.4442 | 2017 | 9 | QLD | Demand
2018 | 1 | NSW | Other | 3.1549 | 2017 | 9 | QLD | Gas
2018 | 1 | NSW | Solar | 29.0877 | 2017 | 9 | QLD | Hydro
2018 | 1 | NSW | VIC-NSW Import/Export | -34.6381 | 2017 | 9 | QLD | Import/Export
2018 | 1 | NSW | Wind | 182.6737 | 2017 | 9 | QLD | Other
2018 | 2 | NSW | Black Coal | 5444.9198 | 2017 | 10 | QLD | Black Coal
2018 | 2 | NSW | Demand | 5660.5369 | 2017 | 10 | QLD | Demand
2018 | 2 | NSW | Energy to pumped storage | -3.8687 | 2017 | 10 | QLD | Gas
2018 | 2 | NSW | Gas | 27.3584 | 2017 | 10 | QLD | Hydro
2018 | 2 | NSW | Hydro | 131.3827 | 2017 | 10 | QLD | Import/Export
2018 | 2 | NSW | NSW-QLD Import/Export | -29.6922 | 2017 | 10 | QLD | Other
2018 | 2 | NSW | Other | 4.2126 | 2017 | 11 | QLD | Black Coal
2018 | 2 | NSW | Solar | 26.0528 | 2017 | 11 | QLD | Demand
2018 | 2 | NSW | VIC-NSW Import/Export | -49.2382 | 2017 | 11 | QLD | Gas
2018 | 2 | NSW | Wind | 109.4082 | 2017 | 11 | QLD | Hydro
2018 | 3 | NSW | Black Coal | 5643.9081 | 2017 | 11 | QLD | Import/Export
2018 | 3 | NSW | Demand | 5905.4765 | 2017 | 11 | QLD | Other
2018 | 3 | NSW | Energy to pumped storage | -0.65388 | 2017 | 12 | QLD | Black Coal
2018 | 3 | NSW | Gas | 26.3934 | 2017 | 12 | QLD | Demand
2018 | 3 | NSW | Hydro | 195.0804 | 2017 | 12 | QLD | Gas
2018 | 3 | NSW | NSW-QLD Import/Export | 8.6492 | 2017 | 12 | QLD | Hydro
2018 | 3 | NSW | Other | 3.0523 | 2017 | 12 | QLD | Import/Export
2018 | 3 | NSW | Solar | 28.9215 | 2017 | 12 | QLD | Other
2018 | 3 | NSW | VIC-NSW Import/Export | -112.8832 | 2018 | 1 | QLD | Black Coal
2018 | 3 | NSW | Wind | 113.0092 | 2018 | 1 | QLD | Demand
2018 | 4 | NSW | Black Coal | 4799.429 | 2018 | 1 | QLD | Gas
2018 | 4 | NSW | Demand | 5347.9452 | 2018 | 1 | QLD | Hydro
2018 | 4 | NSW | Energy to pumped storage | -7.9745 | 2018 | 1 | QLD | Import/Export
2018 | 4 | NSW | Gas | 51.5598 | 2018 | 1 | QLD | Other
2018 | 4 | NSW | Hydro | 164.0611 | 2018 | 2 | QLD | Black Coal
2018 | 4 | NSW | NSW-QLD Import/Export | 60.1485 | 2018 | 2 | QLD | Demand
2018 | 4 | NSW | Solar | 23.4125 | 2018 | 2 | QLD | Gas
2018 | 4 | NSW | VIC-NSW Import/Export | 115.5313 | 2018 | 2 | QLD | Hydro
2018 | 4 | NSW | Wind | 141.7752 | 2018 | 2 | QLD | Import/Export
2018 | 5 | NSW | Black Coal | 5728.7981 | 2018 | 2 | QLD | Other
2018 | 5 | NSW | Demand | 6326.6116 | 2018 | 3 | QLD | Black Coal
2018 | 5 | NSW | Energy to pumped storage | -16.2629 | 2018 | 3 | QLD | Demand
2018 | 5 | NSW | Gas | 95.5384 | 2018 | 3 | QLD | Gas
2018 | 5 | NSW | Hydro | 219.771 | 2018 | 3 | QLD | Hydro
2018 | 5 | NSW | NSW-QLD Import/Export | 37.5417 | 2018 | 3 | QLD | Import/Export
2018 | 5 | NSW | Other | 0.02407 | 2018 | 3 | QLD | Other
2018 | 5 | NSW | Solar | 20.3668 | 2018 | 4 | QLD | Black Coal
2018 | 5 | NSW | VIC-NSW Import/Export | 117.0351 | 2018 | 4 | QLD | Demand
2018 | 5 | NSW | Wind | 123.7757 | 2018 | 4 | QLD | Gas
2018 | 6 | NSW | Black Coal | 5805.2008 | 2018 | 4 | QLD | Hydro
2018 | 6 | NSW | Demand | 6206.0646 | 2018 | 4 | QLD | Import/Export
2018 | 6 | NSW | Energy to pumped storage | -12.9487 | 2018 | 4 | QLD | Other
2018 | 6 | NSW | Gas | 27.3755 | 2018 | 5 | QLD | Black Coal
2018 | 6 | NSW | Hydro | 131.7759 | 2018 | 5 | QLD | Demand
2018 | 6 | NSW | NSW-QLD Import/Export | -53.7651 | 2018 | 5 | QLD | Gas
2018 | 6 | NSW | Solar | 17.0762 | 2018 | 5 | QLD | Hydro
2018 | 6 | NSW | VIC-NSW Import/Export | 129.8606 | 2018 | 5 | QLD | Import/Export
2018 | 6 | NSW | Wind | 161.4827 | 2018 | 5 | QLD | Other
2018 | 7 | NSW | Black Coal | 5956.0537 | 2018 | 6 | QLD | Black Coal
2018 | 7 | NSW | Demand | 6736.112 | 2018 | 6 | QLD | Demand
2018 | 7 | NSW | Energy to pumped storage | -20.2952 | 2018 | 6 | QLD | Gas
2018 | 7 | NSW | Gas | 37.3516 | 2018 | 6 | QLD | Hydro
2018 | 7 | NSW | Hydro | 196.1025 | 2018 | 6 | QLD | Import/Export
2018 | 7 | NSW | NSW-QLD Import/Export | 176.4734 | 2018 | 6 | QLD | Other
2018 | 7 | NSW | Solar | 21.0456 | 2018 | 7 | QLD | Black Coal
2018 | 7 | NSW | VIC-NSW Import/Export | 121.5448 | 2018 | 7 | QLD | Demand
2018 | 7 | NSW | Wind | 247.839 | 2018 | 7 | QLD | Gas
2018 | 8 | NSW | Black Coal | 5936.8426 | 2018 | 7 | QLD | Hydro
2018 | 8 | NSW | Demand | 6372.5831 | 2018 | 7 | QLD | Import/Export
2018 | 8 | NSW | Energy to pumped storage | -13.3305 | 2018 | 7 | QLD | Other
2018 | 8 | NSW | Gas | 18.9325 | 2018 | 8 | QLD | Black Coal
2018 | 8 | NSW | Hydro | 141.9997 | 2018 | 8 | QLD | Demand
2018 | 8 | NSW | NSW-QLD Import/Export | -132.3932 | 2018 | 8 | QLD | Gas
2018 | 8 | NSW | Solar | 23.6715 | 2018 | 8 | QLD | Hydro
2018 | 8 | NSW | VIC-NSW Import/Export | 153.542 | 2018 | 8 | QLD | Import/Export
2018 | 8 | NSW | Wind | 243.3149 | 2018 | 8 | QLD | Other
2018 | 9 | NSW | Black Coal | 4887.7269 | 2018 | 9 | QLD | Black Coal
2018 | 9 | NSW | Demand | 5643.6653 | 2018 | 9 | QLD | Demand
2018 | 9 | NSW | Energy to pumped storage | -6.9541 | 2018 | 9 | QLD | Gas
2018 | 9 | NSW | Gas | 31.2359 | 2018 | 9 | QLD | Hydro
2018 | 9 | NSW | Hydro | 216.6902 | 2018 | 9 | QLD | Import/Export
2018 | 9 | NSW | NSW-QLD Import/Export | 99.4372 | 2018 | 9 | QLD | Other
2018 | 9 | NSW | Solar | 24.4312 | 2018 | 10 | QLD | Black Coal
2018 | 9 | NSW | VIC-NSW Import/Export | 134.9884 | 2018 | 10 | QLD | Demand
2018 | 9 | NSW | Wind | 256.113 | 2018 | 10 | QLD | Gas
2018 | 10 | NSW | Black Coal | 5076.6857 | 2018 | 10 | QLD | Hydro
2018 | 10 | NSW | Demand | 5786.9709 | 2018 | 10 | QLD | Import/Export
2018 | 10 | NSW | Energy to pumped storage | -8.8248 | 2018 | 10 | QLD | Other
2018 | 10 | NSW | Gas | 35.7569 | 2018 | 11 | QLD | Black Coal
2018 | 10 | NSW | Hydro | 331.6337 | 2018 | 11 | QLD | Demand
2018 | 10 | NSW | NSW-QLD Import/Export | 111.1252 | 2018 | 11 | QLD | Gas
2018 | 10 | NSW | Solar | 27.7533 | 2018 | 11 | QLD | Hydro
2018 | 10 | NSW | VIC-NSW Import/Export | 24.0487 | 2018 | 11 | QLD | Import/Export
2018 | 10 | NSW | Wind | 188.7861 | 2018 | 11 | QLD | Other
2018 | 11 | NSW | Black Coal | 5215.2409 | 2018 | 12 | QLD | Black Coal
2018 | 11 | NSW | Demand | 5934.8107 | 2018 | 12 | QLD | Demand
2018 | 11 | NSW | Energy to pumped storage | -45.1914 | 2018 | 12 | QLD | Gas
2018 | 11 | NSW | Gas | 60.5741 | 2018 | 12 | QLD | Hydro
2018 | 11 | NSW | Hydro | 347.0107 | 2018 | 12 | QLD | Import/Export
2018 | 11 | NSW | NSW-QLD Import/Export | 172.8882 | 2018 | 12 | QLD | Other
2018 | 11 | NSW | Other | 0.0055239 | 2019 | 1 | QLD | Black Coal
2018 | 11 | NSW | Solar | 27.217 | 2019 | 1 | QLD | Demand
2018 | 11 | NSW | VIC-NSW Import/Export | 25.6742 | 2019 | 1 | QLD | Gas
2018 | 11 | NSW | Wind | 131.3841 | 2019 | 1 | QLD | Hydro
2018 | 12 | NSW | Black Coal | 5697.625 | 2019 | 1 | QLD | Import/Export
2018 | 12 | NSW | Demand | 5952.8514 | 2019 | 1 | QLD | Other
2018 | 12 | NSW | Energy to pumped storage | -32.5169 | 2019 | 2 | QLD | Black Coal
2018 | 12 | NSW | Gas | 12.399 | 2019 | 2 | QLD | Demand
2018 | 12 | NSW | Hydro | 170.6727 | 2019 | 2 | QLD | Gas
2018 | 12 | NSW | NSW-QLD Import/Export | -68.6376 | 2019 | 2 | QLD | Hydro
2018 | 12 | NSW | Solar | 30.0399 | 2019 | 2 | QLD | Import/Export
2018 | 12 | NSW | VIC-NSW Import/Export | -10.733 | 2019 | 2 | QLD | Other
2018 | 12 | NSW | Wind | 153.9962 | 2019 | 3 | QLD | Black Coal
2019 | 1 | NSW | Black Coal | 5928.2666 | 2019 | 3 | QLD | Demand
2019 | 1 | NSW | Demand | 6190.4899 | 2019 | 3 | QLD | Gas
2019 | 1 | NSW | Energy to pumped storage | -13.8347 | 2019 | 3 | QLD | Hydro
2019 | 1 | NSW | Gas | 13.6897 | 2019 | 3 | QLD | Import/Export
2019 | 1 | NSW | Hydro | 201.6181 | 2019 | 3 | QLD | Other
2019 | 1 | NSW | NSW-QLD Import/Export | -46.696 | 2019 | 4 | QLD | Black Coal
2019 | 1 | NSW | Solar | 29.0877 | 2019 | 4 | QLD | Demand
2019 | 1 | NSW | VIC-NSW Import/Export | -82.6937 | 2019 | 4 | QLD | Gas
2019 | 1 | NSW | Wind | 161.0552 | 2019 | 4 | QLD | Hydro
2019 | 2 | NSW | Black Coal | 5590.7393 | 2019 | 4 | QLD | Import/Export
2019 | 2 | NSW | Demand | 5771.701 | 2019 | 4 | QLD | Other
2019 | 2 | NSW | Energy to pumped storage | -18.0412 | 2019 | 5 | QLD | Black Coal
2019 | 2 | NSW | Gas | 30.7513 | 2019 | 5 | QLD | Demand
2019 | 2 | NSW | Hydro | 111.1751 | 2019 | 5 | QLD | Gas
2019 | 2 | NSW | NSW-QLD Import/Export | -28.5637 | 2019 | 5 | QLD | Hydro
2019 | 2 | NSW | Solar | 26.0528 | 2019 | 5 | QLD | Import/Export
2019 | 2 | NSW | VIC-NSW Import/Export | -71.5061 | 2019 | 5 | QLD | Other
2019 | 2 | NSW | Wind | 131.1012 | 2019 | 6 | QLD | Black Coal
2019 | 3 | NSW | Black Coal | 5978.4806 | 2019 | 6 | QLD | Demand
2019 | 3 | NSW | Demand | 5973.2102 | 2019 | 6 | QLD | Gas
2019 | 3 | NSW | Energy to pumped storage | -16.2535 | 2019 | 6 | QLD | Hydro
2019 | 3 | NSW | Gas | 11.3979 | 2019 | 6 | QLD | Import/Export
2019 | 3 | NSW | Hydro | 49.5267 | 2019 | 6 | QLD | Other
2019 | 3 | NSW | NSW-QLD Import/Export | -55.2273 | 2019 | 7 | QLD | Black Coal
2019 | 3 | NSW | Solar | 28.9215 | 2019 | 7 | QLD | Demand
2019 | 3 | NSW | VIC-NSW Import/Export | -138.9977 | 2019 | 7 | QLD | Gas
2019 | 3 | NSW | Wind | 115.3511 | 2019 | 7 | QLD | Hydro
2019 | 4 | NSW | Black Coal | 5442.6412 | 2019 | 7 | QLD | Import/Export
2019 | 4 | NSW | Demand | 5431.8666 | 2019 | 7 | QLD | Other
2019 | 4 | NSW | Energy to pumped storage | -26.5422 | 2019 | 8 | QLD | Black Coal
2019 | 4 | NSW | Gas | 14.3598 | 2019 | 8 | QLD | Demand
2019 | 4 | NSW | Hydro | 54.2826 | 2019 | 8 | QLD | Gas
2019 | 4 | NSW | NSW-QLD Import/Export | -41.1824 | 2019 | 8 | QLD | Hydro
2019 | 4 | NSW | Solar | 23.4125 | 2019 | 8 | QLD | Import/Export
2019 | 4 | NSW | VIC-NSW Import/Export | -159.0884 | 2019 | 8 | QLD | Other
2019 | 4 | NSW | Wind | 123.9765 | 2019 | 9 | QLD | Black Coal
2019 | 5 | NSW | Black Coal | 6025.4808 | 2019 | 9 | QLD | Demand
2019 | 5 | NSW | Demand | 6257.3266 | 2019 | 9 | QLD | Gas
2019 | 5 | NSW | Energy to pumped storage | -39.1796 | 2019 | 9 | QLD | Hydro
2019 | 5 | NSW | Gas | 52.6407 | 2019 | 9 | QLD | Import/Export
2019 | 5 | NSW | Hydro | 183.924 | 2019 | 9 | QLD | Other
2019 | 5 | NSW | NSW-QLD Import/Export | -88.584 | 2019 | 10 | QLD | Black Coal
2019 | 5 | NSW | Solar | 20.3668 | 2019 | 10 | QLD | Demand
2019 | 5 | NSW | VIC-NSW Import/Export | -33.5034 | 2019 | 10 | QLD | Gas
2019 | 5 | NSW | Wind | 136.1614 | 2019 | 10 | QLD | Hydro
2019 | 6 | NSW | Black Coal | 5882.0256 | 2019 | 10 | QLD | Import/Export
2019 | 6 | NSW | Demand | 6182.7993 | 2019 | 10 | QLD | Other
2019 | 6 | NSW | Energy to pumped storage | -37.9661 | 2019 | 11 | QLD | Black Coal
2019 | 6 | NSW | Gas | 11.9817 | 2019 | 11 | QLD | Demand
2019 | 6 | NSW | Hydro | 257.4037 | 2019 | 11 | QLD | Gas
2019 | 6 | NSW | NSW-QLD Import/Export | -53.5385 | 2019 | 11 | QLD | Hydro
2019 | 6 | NSW | Solar | 17.0762 | 2019 | 11 | QLD | Import/Export
2019 | 6 | NSW | VIC-NSW Import/Export | -45.8051 | 2019 | 11 | QLD | Other
2019 | 6 | NSW | Wind | 151.6093 | 2019 | 12 | QLD | Black Coal
2019 | 7 | NSW | Black Coal | 5989.0722 | 2019 | 12 | QLD | Demand
2019 | 7 | NSW | Demand | 6783.2137 | 2019 | 12 | QLD | Gas
2019 | 7 | NSW | Energy to pumped storage | -25.7361 | 2019 | 12 | QLD | Hydro
2019 | 7 | NSW | Gas | 32.7045 | 2019 | 12 | QLD | Import/Export
2019 | 7 | NSW | Hydro | 278.5827 | 2019 | 12 | QLD | Other
2019 | 7 | NSW | NSW-QLD Import/Export | 122.1504 | 2020 | 1 | QLD | Black Coal
2019 | 7 | NSW | Solar | 21.0456 | 2020 | 1 | QLD | Demand
2019 | 7 | NSW | VIC-NSW Import/Export | 115.5076 | 2020 | 1 | QLD | Gas
2019 | 7 | NSW | Wind | 249.8824 | 2020 | 1 | QLD | Hydro
2019 | 8 | NSW | Black Coal | 5819.9815 | 2020 | 1 | QLD | Import/Export
2019 | 8 | NSW | Demand | 6358.8619 | 2020 | 1 | QLD | Other
2019 | 8 | NSW | Energy to pumped storage | -28.9961 | 2020 | 2 | QLD | Black Coal
2019 | 8 | NSW | Gas | 13.1628 | 2020 | 2 | QLD | Demand
2019 | 8 | NSW | Hydro | 199.9207 | 2020 | 2 | QLD | Gas
2019 | 8 | NSW | NSW-QLD Import/Export | -41.7928 | 2020 | 2 | QLD | Hydro
2019 | 8 | NSW | Solar | 23.6715 | 2020 | 2 | QLD | Import/Export
2019 | 8 | NSW | VIC-NSW Import/Export | 119.0943 | 2020 | 2 | QLD | Other
2019 | 8 | NSW | Wind | 253.8134 | 2020 | 3 | QLD | Black Coal
2019 | 9 | NSW | Black Coal | 4851.9453 | 2020 | 3 | QLD | Demand
2019 | 9 | NSW | Demand | 5664.0408 | 2020 | 3 | QLD | Gas
2019 | 9 | NSW | Energy to pumped storage | -37.7156 | 2020 | 3 | QLD | Hydro
2019 | 9 | NSW | Gas | 26.1446 | 2020 | 3 | QLD | Import/Export
2019 | 9 | NSW | Hydro | 349.0291 | 2020 | 3 | QLD | Other
2019 | 9 | NSW | NSW-QLD Import/Export | 104.5221 | 2020 | 4 | QLD | Black Coal
2019 | 9 | NSW | Solar | 24.4312 | 2020 | 4 | QLD | Demand
2019 | 9 | NSW | VIC-NSW Import/Export | 96.2836 | 2020 | 4 | QLD | Gas
2019 | 9 | NSW | Wind | 249.3977 | 2020 | 4 | QLD | Hydro
2019 | 10 | NSW | Black Coal | 5108.8067 | 2020 | 4 | QLD | Import/Export
2019 | 10 | NSW | Demand | 5804.9821 | 2020 | 4 | QLD | Other
2019 | 10 | NSW | Energy to pumped storage | -22.2759 | 2020 | 5 | QLD | Black Coal
2019 | 10 | NSW | Gas | 27.2317 | 2020 | 5 | QLD | Demand
2019 | 10 | NSW | Hydro | 378.3178 | 2020 | 5 | QLD | Gas
2019 | 10 | NSW | NSW-QLD Import/Export | 89.6658 | 2020 | 5 | QLD | Hydro
2019 | 10 | NSW | Solar | 27.7533 | 2020 | 5 | QLD | Import/Export
2019 | 10 | NSW | VIC-NSW Import/Export | 12.9267 | 2020 | 5 | QLD | Other
2019 | 10 | NSW | Wind | 182.562 | 2020 | 6 | QLD | Black Coal
2019 | 11 | NSW | Black Coal | 5292.182 | 2020 | 6 | QLD | Demand
2019 | 11 | NSW | Demand | 5964.2036 | 2020 | 6 | QLD | Gas
2019 | 11 | NSW | Energy to pumped storage | -54.3086 | 2020 | 6 | QLD | Hydro
2019 | 11 | NSW | Gas | 45.2704 | 2020 | 6 | QLD | Import/Export
2019 | 11 | NSW | Hydro | 340.4227 | 2020 | 6 | QLD | Other
2019 | 11 | NSW | NSW-QLD Import/Export | 174.3549
2019 | 11 | NSW | Other | 0.24197
2019 | 11 | NSW | Solar | 27.217
2019 | 11 | NSW | VIC-NSW Import/Export | -0.65977
2019 | 11 | NSW | Wind | 139.3901
2019 | 12 | NSW | Black Coal | 5730.8982
2019 | 12 | NSW | Demand | 5946.1222
2019 | 12 | NSW | Energy to pumped storage | -38.7431
2019 | 12 | NSW | Gas | 24.617
2019 | 12 | NSW | Hydro | 107.7314
2019 | 12 | NSW | NSW-QLD Import/Export | -43.4689
2019 | 12 | NSW | Solar | 30.0399
2019 | 12 | NSW | VIC-NSW Import/Export | -14.5077
2019 | 12 | NSW | Wind | 149.5341
2020 | 1 | NSW | Black Coal | 6018.1768
2020 | 1 | NSW | Demand | 6225.3429
2020 | 1 | NSW | Energy to pumped storage | -34.3081
2020 | 1 | NSW | Gas | 21.5686
2020 | 1 | NSW | Hydro | 136.0958
2020 | 1 | NSW | NSW-QLD Import/Export | -35.6195
2020 | 1 | NSW | Solar | 29.0877
2020 | 1 | NSW | VIC-NSW Import/Export | -74.1099
2020 | 1 | NSW | Wind | 164.4265
2020 | 2 | NSW | Black Coal | 5829.0927
2020 | 2 | NSW | Demand | 5971.2537
2020 | 2 | NSW | Energy to pumped storage | -40.3964
2020 | 2 | NSW | Gas | 34.4138
2020 | 2 | NSW | Hydro | 98.439
2020 | 2 | NSW | NSW-QLD Import/Export | -13.7678
2020 | 2 | NSW | Solar | 26.9956
2020 | 2 | NSW | VIC-NSW Import/Export | -92.4233
2020 | 2 | NSW | Wind | 128.8818
2020 | 3 | NSW | Black Coal | 6033.7532
2020 | 3 | NSW | Demand | 6011.5725
2020 | 3 | NSW | Energy to pumped storage | -23.1517
2020 | 3 | NSW | Gas | 8.0517
2020 | 3 | NSW | Hydro | 84.5007
2020 | 3 | NSW | NSW-QLD Import/Export | -59.1593
2020 | 3 | NSW | Solar | 28.7482
2020 | 3 | NSW | VIC-NSW Import/Export | -176.6166
2020 | 3 | NSW | Wind | 115.4429
2020 | 4 | NSW | Black Coal | 5568.3619
2020 | 4 | NSW | Demand | 5463.5578
2020 | 4 | NSW | Energy to pumped storage | -25.4713
2020 | 4 | NSW | Gas | 6.4163
2020 | 4 | NSW | Hydro | 115.4152
2020 | 4 | NSW | NSW-QLD Import/Export | -67.9246
2020 | 4 | NSW | Solar | 23.301
2020 | 4 | NSW | VIC-NSW Import/Export | -294.2047
2020 | 4 | NSW | Wind | 137.6735
2020 | 5 | NSW | Black Coal | 6020.2665
2020 | 5 | NSW | Demand | 6289.0733
2020 | 5 | NSW | Energy to pumped storage | -39.9128
2020 | 5 | NSW | Gas | 55.5063
2020 | 5 | NSW | Hydro | 201.126
2020 | 5 | NSW | NSW-QLD Import/Export | -46.387
2020 | 5 | NSW | Solar | 20.3008
2020 | 5 | NSW | VIC-NSW Import/Export | -48.9634
2020 | 5 | NSW | Wind | 127.0798
2020 | 6 | NSW | Black Coal | 5956.7126
2020 | 6 | NSW | Demand | 6254.5183
2020 | 6 | NSW | Energy to pumped storage | -46.1776
2020 | 6 | NSW | Gas | 18.7337
2020 | 6 | NSW | Hydro | 219.3443
2020 | 6 | NSW | NSW-QLD Import/Export | 12.2992
2020 | 6 | NSW | Solar | 17.0744
2020 | 6 | NSW | VIC-NSW Import/Export | -69.5392
2020 | 6 | NSW | Wind | 146.0799
2020 | 7 | NSW | Black Coal | 6220.6549
2020 | 7 | NSW | Demand | 6884.7661
2020 | 7 | NSW | Energy to pumped storage | -51.8707
2020 | 7 | NSW | Gas | 42.2313
2020 | 7 | NSW | Hydro | 317.2902
2020 | 7 | NSW | NSW-QLD Import/Export | -6.6401
2020 | 7 | NSW | Solar | 21.1734
2020 | 7 | NSW | VIC-NSW Import/Export | 77.6815
2020 | 7 | NSW | Wind | 264.2454
2020 | 8 | NSW | Black Coal | 5840.2359
2020 | 8 | NSW | Demand | 6402.9282
2020 | 8 | NSW | Energy to pumped storage | -44.0875
2020 | 8 | NSW | Gas | 16.4344
2020 | 8 | NSW | Hydro | 165.0087
2020 | 8 | NSW | NSW-QLD Import/Export | 35.7574
2020 | 8 | NSW | Solar | 23.7568
2020 | 8 | NSW | VIC-NSW Import/Export | 108.7823
2020 | 8 | NSW | Wind | 257.0365
2020 | 9 | NSW | Black Coal | 4983.6461
2020 | 9 | NSW | Demand | 5771.7457
2020 | 9 | NSW | Energy to pumped storage | -42.7044
2020 | 9 | NSW | Gas | 38.3292
2020 | 9 | NSW | Hydro | 321.1227
2020 | 9 | NSW | NSW-QLD Import/Export | 130.9773
2020 | 9 | NSW | Solar | 24.5142
2020 | 9 | NSW | VIC-NSW Import/Export | 76.4261
2020 | 9 | NSW | Wind | 239.4312
2020 | 10 | NSW | Black Coal | 5159.263
2020 | 10 | NSW | Demand | 5894.5365
2020 | 10 | NSW | Energy to pumped storage | -31.3893
2020 | 10 | NSW | Gas | 44.7052
2020 | 10 | NSW | Hydro | 374.6652
2020 | 10 | NSW | NSW-QLD Import/Export | 184.4981
2020 | 10 | NSW | Solar | 27.7675
2020 | 10 | NSW | VIC-NSW Import/Export | -36.4596
2020 | 10 | NSW | Wind | 171.4835
2020 | 11 | NSW | Black Coal | 5374.4604
2020 | 11 | NSW | Demand | 6062.9355
2020 | 11 | NSW | Energy to pumped storage | -62.6476
2020 | 11 | NSW | Gas | 67.321
2020 | 11 | NSW | Hydro | 378.098
2020 | 11 | NSW | NSW-QLD Import/Export | 215.4445
2020 | 11 | NSW | Other | 0.46586
2020 | 11 | NSW | Solar | 27.2834
2020 | 11 | NSW | VIC-NSW Import/Export | -83.5115
2020 | 11 | NSW | Wind | 145.8227
2020 | 12 | NSW | Black Coal | 5864.3683
2020 | 12 | NSW | Demand | 6059.2787
2020 | 12 | NSW | Energy to pumped storage | -41.7552
2020 | 12 | NSW | Gas | 20.8221
2020 | 12 | NSW | Hydro | 199.4648
2020 | 12 | NSW | NSW-QLD Import/Export | -44.0667
2020 | 12 | NSW | Solar | 30.0411
2020 | 12 | NSW | VIC-NSW Import/Export | -120.4237
2020 | 12 | NSW | Wind | 150.8022
2021 | 1 | NSW | Black Coal | 6044.6175
2021 | 1 | NSW | Demand | 6303.5173
2021 | 1 | NSW | Energy to pumped storage | -33.6257
2021 | 1 | NSW | Gas | 24.6067
2021 | 1 | NSW | Hydro | 136.1535
2021 | 1 | NSW | NSW-QLD Import/Export | -41.6884
2021 | 1 | NSW | Solar | 29.0383
2021 | 1 | NSW | VIC-NSW Import/Export | -20.7614
2021 | 1 | NSW | Wind | 165.1335
2021 | 2 | NSW | Black Coal | 5740.3516
2021 | 2 | NSW | Demand | 5884.4759
2021 | 2 | NSW | Energy to pumped storage | -48.6695
2021 | 2 | NSW | Gas | 45.4651
2021 | 2 | NSW | Hydro | 106.8666
2021 | 2 | NSW | NSW-QLD Import/Export | -8.6136
2021 | 2 | NSW | Solar | 26.0528
2021 | 2 | NSW | VIC-NSW Import/Export | -100.7304
2021 | 2 | NSW | Wind | 123.7152
2021 | 3 | NSW | Black Coal | 6213.831
2021 | 3 | NSW | Demand | 6134.4608
2021 | 3 | NSW | Energy to pumped storage | -14.6117
2021 | 3 | NSW | Gas | 5.3926
2021 | 3 | NSW | Hydro | 135.6617
2021 | 3 | NSW | NSW-QLD Import/Export | -42.75
2021 | 3 | NSW | Solar | 28.9215
2021 | 3 | NSW | VIC-NSW Import/Export | -303.706
2021 | 3 | NSW | Wind | 111.7163
2021 | 4 | NSW | Black Coal | 5535.6132
2021 | 4 | NSW | Demand | 5514.1287
2021 | 4 | NSW | Energy to pumped storage | -21.1897
2021 | 4 | NSW | Gas | 4.4474
2021 | 4 | NSW | Hydro | 115.7943
2021 | 4 | NSW | NSW-QLD Import/Export | -53.8037
2021 | 4 | NSW | Solar | 23.4125
2021 | 4 | NSW | VIC-NSW Import/Export | -228.7654
2021 | 4 | NSW | Wind | 138.6137
2021 | 5 | NSW | Black Coal | 6054.0913
2021 | 5 | NSW | Demand | 6428.8322
2021 | 5 | NSW | Energy to pumped storage | -57.7704
2021 | 5 | NSW | Gas | 52.8318
2021 | 5 | NSW | Hydro | 266.5757
2021 | 5 | NSW | NSW-QLD Import/Export | 40.8311
2021 | 5 | NSW | Solar | 20.3668
2021 | 5 | NSW | VIC-NSW Import/Export | -79.3931
2021 | 5 | NSW | Wind | 131.2824
2021 | 6 | NSW | Black Coal | 6185.5998
2021 | 6 | NSW | Demand | 6403.9684
2021 | 6 | NSW | Energy to pumped storage | -78.8902
2021 | 6 | NSW | Gas | 20.2153
2021 | 6 | NSW | Hydro | 300.076
2021 | 6 | NSW | NSW-QLD Import/Export | -96.7424
2021 | 6 | NSW | Solar | 17.0762
2021 | 6 | NSW | VIC-NSW Import/Export | -86.0366
2021 | 6 | NSW | Wind | 142.6556
2021 | 7 | NSW | Black Coal | 6278.283
2021 | 7 | NSW | Demand | 6952.982
2021 | 7 | NSW | Energy to pumped storage | -56.2225
2021 | 7 | NSW | Gas | 42.1833
2021 | 7 | NSW | Hydro | 198.065
2021 | 7 | NSW | NSW-QLD Import/Export | 67.4108
2021 | 7 | NSW | Solar | 21.0456
2021 | 7 | NSW | VIC-NSW Import/Export | 146.3564
2021 | 7 | NSW | Wind | 255.8679
2021 | 8 | NSW | Black Coal | 5824.5199
2021 | 8 | NSW | Demand | 6467.8882
2021 | 8 | NSW | Energy to pumped storage | -16.339
2021 | 8 | NSW | Gas | 21.6914
2021 | 8 | NSW | Hydro | 93.9928
2021 | 8 | NSW | NSW-QLD Import/Export | 115.8768
2021 | 8 | NSW | Solar | 23.6715
2021 | 8 | NSW | VIC-NSW Import/Export | 150.9819
2021 | 8 | NSW | Wind | 253.4921
2021 | 9 | NSW | Black Coal | 4958.1568
2021 | 9 | NSW | Demand | 5819.2494
2021 | 9 | NSW | Energy to pumped storage | -13.6813
2021 | 9 | NSW | Gas | 35.7902
2021 | 9 | NSW | Hydro | 144.1911
2021 | 9 | NSW | NSW-QLD Import/Export | 188.1404
2021 | 9 | NSW | Solar | 24.4312
2021 | 9 | NSW | VIC-NSW Import/Export | 237.3696
2021 | 9 | NSW | Wind | 244.8465
2021 | 10 | NSW | Black Coal | 5173.8076
2021 | 10 | NSW | Demand | 5935.2424
2021 | 10 | NSW | Energy to pumped storage | -15.9022
2021 | 10 | NSW | Gas | 66.2302
2021 | 10 | NSW | Hydro | 85.7087
2021 | 10 | NSW | NSW-QLD Import/Export | 304.5403
2021 | 10 | NSW | Solar | 27.7533
2021 | 10 | NSW | VIC-NSW Import/Export | 126.5895
2021 | 10 | NSW | Wind | 166.5277
2021 | 11 | NSW | Black Coal | 5326.0256
2021 | 11 | NSW | Demand | 6135.2047
2021 | 11 | NSW | Energy to pumped storage | -42.0765
2021 | 11 | NSW | Gas | 96.9695
2021 | 11 | NSW | Hydro | 140.6785
2021 | 11 | NSW | NSW-QLD Import/Export | 298.1186
2021 | 11 | NSW | Other | 0.45192
2021 | 11 | NSW | Solar | 27.217
2021 | 11 | NSW | VIC-NSW Import/Export | 139.8906
2021 | 11 | NSW | Wind | 147.7618
2021 | 12 | NSW | Black Coal | 5902.8641
2021 | 12 | NSW | Demand | 6158.4523
2021 | 12 | NSW | Energy to pumped storage | -45.3201
2021 | 12 | NSW | Gas | 39.642
2021 | 12 | NSW | Hydro | 58.7635
2021 | 12 | NSW | NSW-QLD Import/Export | 46.7519
2021 | 12 | NSW | Solar | 30.0399
2021 | 12 | NSW | VIC-NSW Import/Export | -22.5765
2021 | 12 | NSW | Wind | 148.1656
2022 | 1 | NSW | Black Coal | 6082.8724
2022 | 1 | NSW | Demand | 6370.5624
2022 | 1 | NSW | Energy to pumped storage | -38.5602
2022 | 1 | NSW | Gas | 54.5619
2022 | 1 | NSW | Hydro | 65.1547
2022 | 1 | NSW | NSW-QLD Import/Export | 63.3902
2022 | 1 | NSW | Solar | 29.0877
2022 | 1 | NSW | VIC-NSW Import/Export | -54.1131
2022 | 1 | NSW | Wind | 168.088
2022 | 2 | NSW | Black Coal | 5715.9951
2022 | 2 | NSW | Demand | 5915.1781
2022 | 2 | NSW | Energy to pumped storage | -39.6025
2022 | 2 | NSW | Gas | 61.67
2022 | 2 | NSW | Hydro | 75.9993
2022 | 2 | NSW | NSW-QLD Import/Export | 55.8901
2022 | 2 | NSW | Solar | 26.0528
2022 | 2 | NSW | VIC-NSW Import/Export | -103.707
2022 | 2 | NSW | Wind | 122.8641
2022 | 3 | NSW | Black Coal | 6254.7234
2022 | 3 | NSW | Demand | 6194.9638
2022 | 3 | NSW | Energy to pumped storage | -13.2079
2022 | 3 | NSW | Gas | 18.2585
2022 | 3 | NSW | Hydro | 42.4552
2022 | 3 | NSW | NSW-QLD Import/Export | 48.0566
2022 | 3 | NSW | Solar | 28.9215
2022 | 3 | NSW | VIC-NSW Import/Export | -289.8015
2022 | 3 | NSW | Wind | 105.5508
2022 | 4 | NSW | Black Coal | 5149.9494
2022 | 4 | NSW | Demand | 5640.4071
2022 | 4 | NSW | Energy to pumped storage | -66.2085
2022 | 4 | NSW | Gas | 90.2325
2022 | 4 | NSW | Hydro | 212.868
2022 | 4 | NSW | NSW-QLD Import/Export | 154.7278
2022 | 4 | NSW | Solar | 23.4125
2022 | 4 | NSW | VIC-NSW Import/Export | -65.1384
2022 | 4 | NSW | Wind | 140.5385
2022 | 5 | NSW | Black Coal | 5526.9668
2022 | 5 | NSW | Demand | 6485.6273
2022 | 5 | NSW | Energy to pumped storage | -98.5268
2022 | 5 | NSW | Gas | 204.9146
2022 | 5 | NSW | Hydro | 318.3037
2022 | 5 | NSW | NSW-QLD Import/Export | 250.8942
2022 | 5 | NSW | Other | 1.2502
2022 | 5 | NSW | Solar | 20.3668
2022 | 5 | NSW | VIC-NSW Import/Export | 131.9947
2022 | 5 | NSW | Wind | 129.0106
2022 | 6 | NSW | Black Coal | 5369.849
2022 | 6 | NSW | Demand | 6439.7676
2022 | 6 | NSW | Energy to pumped storage | -72.566
2022 | 6 | NSW | Gas | 190.4691
2022 | 6 | NSW | Hydro | 361.1626
2022 | 6 | NSW | NSW-QLD Import/Export | 227.4744
2022 | 6 | NSW | Other | 0.62547
2022 | 6 | NSW | Solar | 17.0762
2022 | 6 | NSW | VIC-NSW Import/Export | 188.9472
2022 | 6 | NSW | Wind | 156.4449
2022 | 7 | NSW | Black Coal | 5557.0368
2022 | 7 | NSW | Demand | 6999.6301
2022 | 7 | NSW | Energy to pumped storage | -66.9976
2022 | 7 | NSW | Gas | 236.7979
2022 | 7 | NSW | Hydro | 345.3407
2022 | 7 | NSW | NSW-QLD Import/Export | 318.0898
2022 | 7 | NSW | Other | 0.74576
2022 | 7 | NSW | Solar | 21.0456
2022 | 7 | NSW | VIC-NSW Import/Export | 335.654
2022 | 7 | NSW | Wind | 251.5412
2022 | 8 | NSW | Black Coal | 5418.1254
2022 | 8 | NSW | Demand | 6543.5189
2022 | 8 | NSW | Energy to pumped storage | -67.5294
2022 | 8 | NSW | Gas | 168.4366
2022 | 8 | NSW | Hydro | 178.1904
2022 | 8 | NSW | NSW-QLD Import/Export | 342.2668
2022 | 8 | NSW | Other | 0.089571
2022 | 8 | NSW | Solar | 23.6715
2022 | 8 | NSW | VIC-NSW Import/Export | 234.0692
2022 | 8 | NSW | Wind | 246.1514
2022 | 9 | NSW | Black Coal | 4218.1563
2022 | 9 | NSW | Demand | 5852.2854
2022 | 9 | NSW | Energy to pumped storage | -39.4479
2022 | 9 | NSW | Gas | 224.1198
2022 | 9 | NSW | Hydro | 235.479
2022 | 9 | NSW | NSW-QLD Import/Export | 530.6215
2022 | 9 | NSW | Other | 0.0087614
2022 | 9 | NSW | Solar | 24.4312
2022 | 9 | NSW | VIC-NSW Import/Export | 412.8351
2022 | 9 | NSW | Wind | 246.0693
2022 | 10 | NSW | Black Coal | 4408.8333
2022 | 10 | NSW | Demand | 5983.755
2022 | 10 | NSW | Energy to pumped storage | -31.442
2022 | 10 | NSW | Gas | 216.7428
2022 | 10 | NSW | Hydro | 262.4295
2022 | 10 | NSW | NSW-QLD Import/Export | 611.0733
2022 | 10 | NSW | Solar | 27.7533
2022 | 10 | NSW | VIC-NSW Import/Export | 320.4109
2022 | 10 | NSW | Wind | 167.9515
2022 | 11 | NSW | Black Coal | 4521.4432
2022 | 11 | NSW | Demand | 6160.4541
2022 | 11 | NSW | Energy to pumped storage | -65.519
2022 | 11 | NSW | Gas | 342.6369
2022 | 11 | NSW | Hydro | 343.2217
2022 | 11 | NSW | NSW-QLD Import/Export | 576.1703
2022 | 11 | NSW | Other | 2.9149
2022 | 11 | NSW | Solar | 27.217
2022 | 11 | NSW | VIC-NSW Import/Export | 266.8567
2022 | 11 | NSW | Wind | 143.1616
2022 | 12 | NSW | Black Coal | 5325.968
2022 | 12 | NSW | Demand | 6177.2455
2022 | 12 | NSW | Energy to pumped storage | -75.451
2022 | 12 | NSW | Gas | 172.1807
2022 | 12 | NSW | Hydro | 202.3501
2022 | 12 | NSW | NSW-QLD Import/Export | 238.8828
2022 | 12 | NSW | Other | 0.58554
2022 | 12 | NSW | Solar | 30.0399
2022 | 12 | NSW | VIC-NSW Import/Export | 132.8562
2022 | 12 | NSW | Wind | 149.4039
2023 | 1 | NSW | Black Coal | 5519.1686
2023 | 1 | NSW | Demand | 6458.3227
2023 | 1 | NSW | Energy to pumped storage | -83.4529
2023 | 1 | NSW | Gas | 207.4214
2023 | 1 | NSW | Hydro | 233.6668
2023 | 1 | NSW | NSW-QLD Import/Export | 297.4006
2023 | 1 | NSW | Other | 0.6015
2023 | 1 | NSW | Solar | 29.0877
2023 | 1 | NSW | VIC-NSW Import/Export | 76.6174
2023 | 1 | NSW | Wind | 177.3898
2023 | 2 | NSW | Black Coal | 5087.6275
2023 | 2 | NSW | Demand | 5947.408
2023 | 2 | NSW | Energy to pumped storage | -90.2565
2023 | 2 | NSW | Gas | 247.0037
2023 | 2 | NSW | Hydro | 157.99
2023 | 2 | NSW | NSW-QLD Import/Export | 306.1222
2023 | 2 | NSW | Other | 1.2289
2023 | 2 | NSW | Solar | 26.0528
2023 | 2 | NSW | VIC-NSW Import/Export | 95.5506
2023 | 2 | NSW | Wind | 115.2767
2023 | 3 | NSW | Black Coal | 5613.2432
2023 | 3 | NSW | Demand | 6272.2512
2023 | 3 | NSW | Energy to pumped storage | -86.8057
2023 | 3 | NSW | Gas | 232.7104
2023 | 3 | NSW | Hydro | 105.635
2023 | 3 | NSW | NSW-QLD Import/Export | 347.5001
2023 | 3 | NSW | Other | 0.11902
2023 | 3 | NSW | Solar | 28.9215
2023 | 3 | NSW | VIC-NSW Import/Export | -72.7866
2023 | 3 | NSW | Wind | 103.6493
2023 | 4 | NSW | Black Coal | 5226.8686
2023 | 4 | NSW | Demand | 5674.0844
2023 | 4 | NSW | Energy to pumped storage | -116.1263
2023 | 4 | NSW | Gas | 173.5531
2023 | 4 | NSW | Hydro | 162.5579
2023 | 4 | NSW | NSW-QLD Import/Export | 235.2612
2023 | 4 | NSW | Other | 0.004548
2023 | 4 | NSW | Solar | 23.4125
2023 | 4 | NSW | VIC-NSW Import/Export | -174.7452
2023 | 4 | NSW | Wind | 143.2827
2023 | 5 | NSW | Black Coal | 5551.2247
2023 | 5 | NSW | Demand | 6639.7661
2023 | 5 | NSW | Energy to pumped storage | -114.002
2023 | 5 | NSW | Gas | 309.0408
2023 | 5 | NSW | Hydro | 271.8204
2023 | 5 | NSW | NSW-QLD Import/Export | 416.3321
2023 | 5 | NSW | Other | 3.2179
2023 | 5 | NSW | Solar | 20.3668
2023 | 5 | NSW | VIC-NSW Import/Export | 54.6635
2023 | 5 | NSW | Wind | 125.6484
2023 | 6 | NSW | Black Coal | 5372.4121
2023 | 6 | NSW | Demand | 6527.2281
2023 | 6 | NSW | Energy to pumped storage | -83.9656
2023 | 6 | NSW | Gas | 316.9677
2023 | 6 | NSW | Hydro | 250.3241
2023 | 6 | NSW | NSW-QLD Import/Export | 343.7878
2023 | 6 | NSW | Other | 0.94391
2023 | 6 | NSW | Solar | 17.0762
2023 | 6 | NSW | VIC-NSW Import/Export | 140.6522
2023 | 6 | NSW | Wind | 168.5554
2023 | 7 | NSW | Black Coal | 5585.6811
2023 | 7 | NSW | Demand | 7086.0267
2023 | 7 | NSW | Energy to pumped storage | -69.3977
2023 | 7 | NSW | Gas | 251.3852
2023 | 7 | NSW | Hydro | 358.9315
2023 | 7 | NSW | NSW-QLD Import/Export | 337.2951
2023 | 7 | NSW | Other | 1.2931
2023 | 7 | NSW | Solar | 21.0456
2023 | 7 | NSW | VIC-NSW Import/Export | 353.1829
2023 | 7 | NSW | Wind | 246.0092
2023 | 8 | NSW | Black Coal | 5433.7851
2023 | 8 | NSW | Demand | 6613.2957
2023 | 8 | NSW | Energy to pumped storage | -68.6269
2023 | 8 | NSW | Gas | 176.3338
2023 | 8 | NSW | Hydro | 219.1406
2023 | 8 | NSW | NSW-QLD Import/Export | 371.835
2023 | 8 | NSW | Other | 0.069608
2023 | 8 | NSW | Solar | 23.6715
2023 | 8 | NSW | VIC-NSW Import/Export | 208.3965
2023 | 8 | NSW | Wind | 248.6532
2023 | 9 | NSW | Black Coal | 4219.6663
2023 | 9 | NSW | Demand | 5905.067
2023 | 9 | NSW | Energy to pumped storage | -44.0559
2023 | 9 | NSW | Gas | 309.3882
2023 | 9 | NSW | Hydro | 231.0321
2023 | 9 | NSW | NSW-QLD Import/Export | 560.2759
2023 | 9 | NSW | Other | 0.23776
2023 | 9 | NSW | Solar | 24.4312
2023 | 9 | NSW | VIC-NSW Import/Export | 360.4236
2023 | 9 | NSW | Wind | 243.5492
2023 | 10 | NSW | Black Coal | 4450.1826
2023 | 10 | NSW | Demand | 6097.7495
2023 | 10 | NSW | Energy to pumped storage | -44.204
2023 | 10 | NSW | Gas | 306.2957
2023 | 10 | NSW | Hydro | 297.98
2023 | 10 | NSW | NSW-QLD Import/Export | 597.441
2023 | 10 | NSW | Other | 0.38877
2023 | 10 | NSW | Solar | 27.7533
2023 | 10 | NSW | VIC-NSW Import/Export | 293.4914
2023 | 10 | NSW | Wind | 168.2579
2023 | 11 | NSW | Black Coal | 4511.5919
2023 | 11 | NSW | Demand | 6209.7555
2023 | 11 | NSW | Energy to pumped storage | -70.2553
2023 | 11 | NSW | Gas | 297.0696
2023 | 11 | NSW | Hydro | 384.675
2023 | 11 | NSW | NSW-QLD Import/Export | 622.7978
2023 | 11 | NSW | Other | 3.5441
2023 | 11 | NSW | Solar | 27.217
2023 | 11 | NSW | VIC-NSW Import/Export | 290.332
2023 | 11 | NSW | Wind | 139.7797
2023 | 12 | NSW | Black Coal | 5313.523
2023 | 12 | NSW | Demand | 6216.1873
2023 | 12 | NSW | Energy to pumped storage | -57.953
2023 | 12 | NSW | Gas | 175.787
2023 | 12 | NSW | Hydro | 225.2529
2023 | 12 | NSW | NSW-QLD Import/Export | 243.2712
2023 | 12 | NSW | Other | 0.80846
2023 | 12 | NSW | Solar | 30.0399
2023 | 12 | NSW | VIC-NSW Import/Export | 139.0612
2023 | 12 | NSW | Wind | 145.5869
2024 | 1 | NSW | Black Coal | 5555.3171
2024 | 1 | NSW | Demand | 6600.606
2024 | 1 | NSW | Energy to pumped storage | -73.5175
2024 | 1 | NSW | Gas | 253.0631
2024 | 1 | NSW | Hydro | 293.3716
2024 | 1 | NSW | NSW-QLD Import/Export | 327.6305
2024 | 1 | NSW | Other | 1.0933
2024 | 1 | NSW | Solar | 29.0877
2024 | 1 | NSW | VIC-NSW Import/Export | 31.0718
2024 | 1 | NSW | Wind | 182.6737
2024 | 2 | NSW | Black Coal | 5271.4814
2024 | 2 | NSW | Demand | 6213.4079
2024 | 2 | NSW | Energy to pumped storage | -75.6565
2024 | 2 | NSW | Gas | 261.0207
2024 | 2 | NSW | Hydro | 233.5891
2024 | 2 | NSW | NSW-QLD Import/Export | 327.0996
2024 | 2 | NSW | Other | 0.72666
2024 | 2 | NSW | Solar | 26.9956
2024 | 2 | NSW | VIC-NSW Import/Export | 53.9491
2024 | 2 | NSW | Wind | 113.6571
2024 | 3 | NSW | Black Coal | 5569.0934
2024 | 3 | NSW | Demand | 6222.9255
2024 | 3 | NSW | Energy to pumped storage | -92.263
2024 | 3 | NSW | Gas | 205.0487
2024 | 3 | NSW | Hydro | 185.2323
2024 | 3 | NSW | NSW-QLD Import/Export | 372.8653
2024 | 3 | NSW | Solar | 28.7482
2024 | 3 | NSW | VIC-NSW Import/Export | -148.9853
2024 | 3 | NSW | Wind | 103.1362
2024 | 4 | NSW | Black Coal | 5279.3354
2024 | 4 | NSW | Demand | 5760.7576
2024 | 4 | NSW | Energy to pumped storage | -108.9601
2024 | 4 | NSW | Gas | 189.6725
2024 | 4 | NSW | Hydro | 164.9316
2024 | 4 | NSW | NSW-QLD Import/Export | 223.141
2024 | 4 | NSW | Other | 0.043771
2024 | 4 | NSW | Solar | 23.301
2024 | 4 | NSW | VIC-NSW Import/Export | -161.8102
2024 | 4 | NSW | Wind | 151.0711
2024 | 5 | NSW | Black Coal | 5601.1635
2024 | 5 | NSW | Demand | 6787.5671
2024 | 5 | NSW | Energy to pumped storage | -121.1339
2024 | 5 | NSW | Gas | 352.6555
2024 | 5 | NSW | Hydro | 285.0706
2024 | 5 | NSW | NSW-QLD Import/Export | 471.9068
2024 | 5 | NSW | Other | 5.0863
2024 | 5 | NSW | Solar | 20.3008
2024 | 5 | NSW | VIC-NSW Import/Export | 52.7538
2024 | 5 | NSW | Wind | 117.112
2024 | 6 | NSW | Black Coal | 5392.6449
2024 | 6 | NSW | Demand | 6620.5706
2024 | 6 | NSW | Energy to pumped storage | -81.9469
2024 | 6 | NSW | Gas | 340.9456
2024 | 6 | NSW | Hydro | 283.649
2024 | 6 | NSW | NSW-QLD Import/Export | 358.8779
2024 | 6 | NSW | Other | 1.2576
2024 | 6 | NSW | Solar | 17.0744
2024 | 6 | NSW | VIC-NSW Import/Export | 145.3809
2024 | 6 | NSW | Wind | 161.9399
2024 | 7 | NSW | Black Coal | 5609.6607
2024 | 7 | NSW | Demand | 7278.6422
2024 | 7 | NSW | Energy to pumped storage | -63.8068
2024 | 7 | NSW | Gas | 305.2615
2024 | 7 | NSW | Hydro | 377.2392
2024 | 7 | NSW | NSW-QLD Import/Export | 450.327
2024 | 7 | NSW | Other | 2.2803
2024 | 7 | NSW | Solar | 21.1826
2024 | 7 | NSW | VIC-NSW Import/Export | 325.9461
2024 | 7 | NSW | Wind | 249.5277
2024 | 8 | NSW | Black Coal | 5488.4554
2024 | 8 | NSW | Demand | 6802.9626
2024 | 8 | NSW | Energy to pumped storage | -62.0199
2024 | 8 | NSW | Gas | 249.4494
2024 | 8 | NSW | Hydro | 239.5343
2024 | 8 | NSW | NSW-QLD Import/Export | 344.8589
2024 | 8 | NSW | Other | 1.0962
2024 | 8 | NSW | Solar | 23.7501
2024 | 8 | NSW | VIC-NSW Import/Export | 264.1078
2024 | 8 | NSW | Wind | 253.1925
2024 | 9 | NSW | Black Coal | 4333.0125
2024 | 9 | NSW | Demand | 6033.5795
2024 | 9 | NSW | Energy to pumped storage | -46.9914
2024 | 9 | NSW | Gas | 285.2207
2024 | 9 | NSW | Hydro | 272.8515
2024 | 9 | NSW | NSW-QLD Import/Export | 516.3913
2024 | 9 | NSW | Other | 0.016284
2024 | 9 | NSW | Solar | 24.7909
2024 | 9 | NSW | VIC-NSW Import/Export | 398.6866
2024 | 9 | NSW | Wind | 249.5877
2024 | 10 | NSW | Black Coal | 4250.9824
2024 | 10 | NSW | Demand | 6160.9354
2024 | 10 | NSW | Energy to pumped storage | -23.9678
2024 | 10 | NSW | Gas | 388.3045
2024 | 10 | NSW | Hydro | 301.7141
2024 | 10 | NSW | NSW-QLD Import/Export | 630.6827
2024 | 10 | NSW | Other | 0.0043335
2024 | 10 | NSW | Solar | 27.7988
2024 | 10 | NSW | VIC-NSW Import/Export | 403.3959
2024 | 10 | NSW | Wind | 182.012
2024 | 11 | NSW | Black Coal | 4580.7964
2024 | 11 | NSW | Demand | 6324.6318
2024 | 11 | NSW | Energy to pumped storage | -64.6512
2024 | 11 | NSW | Gas | 332.3371
2024 | 11 | NSW | Hydro | 226.207
2024 | 11 | NSW | NSW-QLD Import/Export | 655.2658
2024 | 11 | NSW | Other | 5.7193
2024 | 11 | NSW | Solar | 26.9965
2024 | 11 | NSW | VIC-NSW Import/Export | 418.6631
2024 | 11 | NSW | Wind | 139.3584
2024 | 12 | NSW | Black Coal | 5394.4434
2024 | 12 | NSW | Demand | 6326.0445
2024 | 12 | NSW | Energy to pumped storage | -69.3561
2024 | 12 | NSW | Gas | 206.1808
2024 | 12 | NSW | Hydro | 198.7801
2024 | 12 | NSW | NSW-QLD Import/Export | 244.4088
2024 | 12 | NSW | Other | 0.73966
2024 | 12 | NSW | Solar | 30.1278
2024 | 12 | NSW | VIC-NSW Import/Export | 171.7806
2024 | 12 | NSW | Wind | 148.424
2025 | 1 | NSW | Black Coal | 5535.8711
2025 | 1 | NSW | Demand | 6617.834
2025 | 1 | NSW | Energy to pumped storage | -76.2994
2025 | 1 | NSW | Gas | 270.4844
2025 | 1 | NSW | Hydro | 272.283
2025 | 1 | NSW | NSW-QLD Import/Export | 335.9707
2025 | 1 | NSW | Other | 1.5558
2025 | 1 | NSW | Solar | 29.9157
2025 | 1 | NSW | VIC-NSW Import/Export | 83.1203
2025 | 1 | NSW | Wind | 163.6751
2025 | 2 | NSW | Black Coal | 5109.1426
2025 | 2 | NSW | Demand | 6157.6795
2025 | 2 | NSW | Energy to pumped storage | -73.8421
2025 | 2 | NSW | Gas | 311.8977
2025 | 2 | NSW | Hydro | 240.4692
2025 | 2 | NSW | NSW-QLD Import/Export | 379.4228
2025 | 2 | NSW | Other | 2.1272
2025 | 2 | NSW | Solar | 26.0795
2025 | 2 | NSW | VIC-NSW Import/Export | 32.7813
2025 | 2 | NSW | Wind | 127.9556
2025 | 3 | NSW | Black Coal | 5609.8104
2025 | 3 | NSW | Demand | 6397.087
2025 | 3 | NSW | Energy to pumped storage | -82.8359
2025 | 3 | NSW | Gas | 219.3176
2025 | 3 | NSW | Hydro | 156.9957
2025 | 3 | NSW | NSW-QLD Import/Export | 340.6029
2025 | 3 | NSW | Other | 0.056885
2025 | 3 | NSW | Solar | 28.6338
2025 | 3 | NSW | VIC-NSW Import/Export | 6.7081
2025 | 3 | NSW | Wind | 117.7714
2025 | 4 | NSW | Black Coal | 5297.2782
2025 | 4 | NSW | Demand | 5810.1649
2025 | 4 | NSW | Energy to pumped storage | -95.7763
2025 | 4 | NSW | Gas | 206.2381
2025 | 4 | NSW | Hydro | 140.5305
2025 | 4 | NSW | NSW-QLD Import/Export | 228.8191
2025 | 4 | NSW | Other | 0.31044
2025 | 4 | NSW | Solar | 23.3708
2025 | 4 | NSW | VIC-NSW Import/Export | -125.4587
2025 | 4 | NSW | Wind | 134.7566
2025 | 5 | NSW | Black Coal | 5628.9294
2025 | 5 | NSW | Demand | 6754.3192
2025 | 5 | NSW | Energy to pumped storage | -108.4329
2025 | 5 | NSW | Gas | 376.9793
2025 | 5 | NSW | Hydro | 214.8036
2025 | 5 | NSW | NSW-QLD Import/Export | 395.873
2025 | 5 | NSW | Other | 5.217
2025 | 5 | NSW | Solar | 20.0648
2025 | 5 | NSW | VIC-NSW Import/Export | 90.555
2025 | 5 | NSW | Wind | 126.7019
2025 | 6 | NSW | Black Coal | 5381.5602
2025 | 6 | NSW | Demand | 6668.1674
2025 | 6 | NSW | Energy to pumped storage | -74.4294
2025 | 6 | NSW | Gas | 385.6763
2025 | 6 | NSW | Hydro | 290.6079
2025 | 6 | NSW | NSW-QLD Import/Export | 438.8671
2025 | 6 | NSW | Other | 0.37185
2025 | 6 | NSW | Solar | 17.0558
2025 | 6 | NSW | VIC-NSW Import/Export | 80.0536
2025 | 6 | NSW | Wind | 148.2593

## SupplyDemandCondition_Med
Row Labels | Generation | Maximum demand | Import at maximum demand | Export at maximum demand | Unmet load at maximum demand
2015
7 | 12523.032 | 12523.0297 | 0 | 64.7746 | 0
8 | 11768.5226 | 11768.5212 | 0 | 128.3667 | 0
9 | 10197.3474 | 10197.3458 | 0 | 510.9866 | 0
10 | 9507.4365 | 9819.852 | 312.4163 | 0 | 0
11 | 12247.4402 | 12247.44 | 0 | 216.2678 | 0
12 | 11765.2791 | 12522.9303 | 757.6499 | 0 | 0
2016
1 | 12379.7408 | 12751.6686 | 371.9264 | 0 | 0
2 | 11487.4582 | 12559.3001 | 1071.8412 | 0 | 0
3 | 9472.9683 | 10224.9646 | 751.998 | 0 | 0
4 | 10140.2936 | 11989.7002 | 1849.4071 | 0 | 0
5 | 11082.0922 | 12104.0538 | 1021.9625 | 0 | 0
6 | 11535.4418 | 12551.3314 | 1015.8903 | 0 | 0
7 | 12459.4955 | 12459.4938 | 0 | 120.0254 | 0
8 | 11679.1135 | 11684.4467 | 5.3335 | 0 | 0
9 | 9866.7731 | 9967.0275 | 100.2523 | 0 | 0
10 | 9283.0547 | 9670.5121 | 387.4598 | 0 | 0
11 | 11682.0145 | 12171.7636 | 489.7501 | 0 | 0
12 | 11509.1533 | 12493.0711 | 983.9177 | 0 | 0
2017
1 | 11920.4213 | 12710.609 | 790.1895 | 0 | 0
2 | 11967.7698 | 12524.9557 | 557.1828 | 0 | 0
3 | 10182.7889 | 10739.1303 | 556.342 | 0 | 0
4 | 9401.0999 | 11246.9108 | 1845.8109 | 0 | 0
5 | 11421.8223 | 12529.7652 | 1107.9438 | 0 | 0
6 | 11799.8848 | 12734.3078 | 934.4242 | 0 | 0
7 | 12594.7905 | 12594.7912 | 0 | 107.289 | 0
8 | 11547.2313 | 11808.4796 | 261.249 | 0 | 0
9 | 10037.2226 | 10037.2245 | 0 | 490.4588 | 0
10 | 10505.4125 | 11309.5432 | 804.1334 | 0 | 0
11 | 11509.8682 | 12276.9994 | 767.1315 | 0 | 0
12 | 11344.8386 | 12679.6683 | 1334.83 | 0 | 0
2018
1 | 12128.8108 | 12813.2759 | 684.4638 | 0 | 0
2 | 12144.3719 | 12674.185 | 529.8139 | 0 | 0
3 | 10082.5986 | 10816.7911 | 734.1935 | 0 | 0
4 | 9632.522 | 10925.6737 | 1293.1512 | 0 | 0
5 | 11439.5377 | 12694.3394 | 1254.8001 | 0 | 0
6 | 11966.6764 | 12862.519 | 895.8434 | 0 | 0
7 | 12450.1515 | 12727.6167 | 277.4644 | 0 | 0
8 | 11764.4113 | 12045.2105 | 280.8002 | 0 | 0
9 | 9506.564 | 10234.7739 | 728.2106 | 0 | 0
10 | 8861.8935 | 9685.2748 | 823.3808 | 0 | 0
11 | 10726.2384 | 12317.0255 | 1590.7854 | 0 | 0
12 | 11968.2939 | 12708.6805 | 740.3863 | 0 | 0
2019
1 | 12798.7818 | 12988.0393 | 189.2569 | 0 | 0
2 | 11602.0112 | 12705.8546 | 1103.8432 | 0 | 0
3 | 11026.9892 | 11026.9871 | 0 | 85.4705 | 0
4 | 11497.9384 | 11518.0475 | 20.1078 | 0 | 0
5 | 12321.3085 | 12864.4799 | 543.1721 | 0 | 0
6 | 11844.9817 | 11844.9823 | 0 | 200.4775 | 0
7 | 12819.2956 | 12987.6 | 168.3053 | 0 | 0
8 | 11920.1472 | 12072.3785 | 152.2317 | 0 | 0
9 | 10344.7848 | 10344.7859 | 0 | 289.9733 | 0
10 | 9501.1972 | 9842.674 | 341.4785 | 0 | 0
11 | 11051.2124 | 12543.6912 | 1491.7064 | 0 | 0.77068
12 | 11876.0521 | 12920.3042 | 1044.252 | 0 | 0
2020
1 | 12485.6084 | 13223.9251 | 737.3955 | 0 | 0.92168
2 | 12270.557 | 12967.3424 | 696.7877 | 0 | 0
3 | 11126.777 | 11126.7767 | 0 | 519.412 | 0
4 | 11473.5256 | 11473.5274 | 0 | 301.6134 | 0
5 | 12298.1667 | 13007.1768 | 709.01 | 0 | 0
6 | 12784.8744 | 13228.6166 | 443.7429 | 0 | 0
7 | 13099.1288 | 13201.2604 | 102.1313 | 0 | 0
8 | 12382.2458 | 12384.3606 | 2.1139 | 0 | 0
9 | 10231.9967 | 10435.8052 | 203.8094 | 0 | 0
10 | 9737.402 | 9892.1289 | 154.7276 | 0 | 0
11 | 10897.5978 | 12699.4575 | 1797.4943 | 0 | 4.3659
12 | 12169.6312 | 13204.905 | 1034.2513 | 0 | 1.0231
2021
1 | 13023.3841 | 13372.7487 | 349.3656 | 0 | 0
2 | 12646.6969 | 13256.9155 | 610.2208 | 0 | 0
3 | 11313.1826 | 11313.1841 | 0 | 136.3292 | 0
4 | 11565.9501 | 11565.9517 | 0 | 396.3349 | 0
5 | 12652.6306 | 13243.511 | 590.8813 | 0 | 0
6 | 13074.008 | 13440.5734 | 366.1523 | 0 | 0.41505
7 | 13041.0967 | 13331.2558 | 290.1587 | 0 | 0
8 | 12356.7268 | 12511.9438 | 155.2156 | 0 | 0
9 | 10291.7492 | 10583.8707 | 292.122 | 0 | 0
10 | 8848.3324 | 9975.9602 | 1127.6289 | 0 | 0
11 | 10245.2364 | 12783.621 | 2519.0544 | 0 | 19.3309
12 | 11553.5121 | 13297.6116 | 1732.9606 | 0 | 11.14
2022
1 | 12597.2083 | 13481.751 | 883.4911 | 0 | 1.0518
2 | 12702.5157 | 13361.7203 | 659.2023 | 0 | 0
3 | 11006.3919 | 11385.7802 | 379.3893 | 0 | 0
4 | 11269.7391 | 12651.6645 | 1381.9269 | 0 | 0
5 | 10827.5768 | 13042.1731 | 2208.3486 | 0 | 6.2494
6 | 10887.9548 | 13463.4456 | 2496.8163 | 0 | 78.6757
7 | 11734.9772 | 13369.3796 | 1561.2227 | 0 | 73.1812
8 | 10509.7652 | 12543.6449 | 2026.9453 | 0 | 6.9353
9 | 10045.2802 | 10719.9359 | 674.6552 | 0 | 0
10 | 7984.9264 | 10139.0309 | 2154.1066 | 0 | 0
11 | 10228.0467 | 12847.1827 | 2471.007 | 0 | 148.1297
12 | 11266.6733 | 13354.606 | 1979.338 | 0 | 108.5941
2023
1 | 11453.995 | 13510.3959 | 1995.1903 | 0 | 61.2121
2 | 11217.7339 | 13396.0678 | 2089.19 | 0 | 89.1432
3 | 10046.0836 | 11453.8957 | 1407.8146 | 0 | 0
4 | 10528.1566 | 11961.7609 | 1433.6033 | 0 | 0
5 | 10909.2356 | 13467.158 | 2523.7456 | 0 | 34.1787
6 | 11447.9771 | 13714.7546 | 2138.725 | 0 | 128.0515
7 | 11923.0789 | 13618.4687 | 1656.3931 | 0 | 38.9968
8 | 10862.1608 | 12777.9195 | 1896.7114 | 0 | 19.0468
9 | 9688.4104 | 10808.1883 | 1119.7775 | 0 | 0
10 | 9332.3693 | 11987.5897 | 2630.5127 | 0 | 24.7079
11 | 10177.0704 | 13025.6564 | 2589.8737 | 0 | 258.7099
12 | 11342.1052 | 13597.0614 | 2058.1449 | 0 | 196.8097
2024
1 | 11777.0496 | 13745.9506 | 1839.2954 | 0 | 129.6055
2 | 11518.3189 | 13610.6549 | 1999.8619 | 0 | 92.4748
3 | 10068.4071 | 11552.2615 | 1480.9062 | 0 | 2.9484
4 | 10952.505 | 11868.6838 | 916.1781 | 0 | 0
5 | 10943.8605 | 13714.7569 | 2681.907 | 0 | 88.9893
6 | 11973.5247 | 13912.1748 | 1752.9084 | 0 | 185.7419
7 | 11375.2492 | 13863.0244 | 2402.3163 | 0 | 85.4613
8 | 10979.7665 | 13116.2565 | 2045.9952 | 0 | 90.4958
9 | 9390.189 | 11151.8072 | 1761.6186 | 0 | 0
10 | 7877.0684 | 10216.0014 | 2338.9329 | 0 | 0
11 | 10238.8778 | 13072.57 | 2650.8434 | 0 | 182.8488
12 | 11353.9074 | 13544.7684 | 2089.5051 | 0 | 101.3559
2025
1 | 11642.9155 | 13854.8389 | 2068.9631 | 0 | 142.9588
2 | 11451.5559 | 13626.48 | 2048.746 | 0 | 126.1764
3 | 10098.9344 | 11598.7314 | 1495.7901 | 0 | 4.0083
4 | 10881.336 | 12250.8816 | 1369.2937 | 0 | 0.25193
5 | 11084.8529 | 13886.1779 | 2739.7586 | 0 | 61.567
6 | 11672.1567 | 13479.7851 | 1795.4493 | 0 | 12.1787
7 | 8553.729 | 9939.6381 | 1386.1282 | 0 | 0
Grand Total | 1351490.2319 | 12233.6457 | 1042.6648 | 29.4858 | 21.6422

## FlowData_Med
Row Labels | Total import | Total export
15-16 | 5321.9555 | -370.6092
16-17 | 3709.0803 | -850.0615
17-18 | 2807.9839 | -1591.8783
18-19 | 2154.6818 | -2096.2692
19-20 | 2270.3196 | -2397.1854
20-21 | 2185.9569 | -2571.8563
21-22 | 3729.4396 | -1205.0968
22-23 | 6798.9813 | -308.0788
23-24 | 6889.1152 | -325.3574
24-25 | 7436.1528 | -257.0546
Grand Total | 43303.667 | -11973.4477

## ESOOData_Low
|  |  |  | y | y | y | y | y | y
Region | sim_year | WeightedUD | WeightedLoad | USE (%) | Reliability standard (%) | Maximum firm generation capacity (MW) | LRC point | 50% POE maximum demand (MW) | 10% POE maximum demand (MW)
NSW | 15-16 | 0 | 65501486.28 | 0 | 0.002 | 15274.6892 |  | 12241.14 | 13533.92
NSW | 16-17 | 0 | 65875542.032 | 0 | 0.002 | 15274.6892 |  | 12312.07 | 13304.66
NSW | 17-18 | 0 | 60651728.152 | 0 | 0.002 | 15260.7703 |  | 12295.83 | 12819.08
NSW | 18-19 | 0 | 57883910.152 | 0 | 0.002 | 15179.0892 |  | 11783.14 | 12422.1
NSW | 19-20 | 0 | 57459875.4 | 0 | 0.002 | 15179.0892 |  | 11562.32 | 12675.32
NSW | 20-21 | 0 | 57239937.176 | 0 | 0.002 | 15179.0892 |  | 11521.6 | 12504.55
NSW | 21-22 | 0 | 56985699.312 | 0 | 0.002 | 15098.7703 |  | 11349.43 | 12515.91
NSW | 22-23 | 11.248 | 56813253.784 | 0 | 0.002 | 13159.0892 |  | 11395.96 | 12340.03
NSW | 23-24 | 0 | 56825494.784 | 0 | 0.002 | 13159.0892 |  | 11484.36 | 12389.67
NSW | 24-25 | 0 | 56924376.32 | 0 | 0.002 | 13159.0892 |  | 11488.65 | 12133.96

## GenData_Low
Year | Month | Region | Tech | Value | Year | Month | Region | Tech | Value | Sum of Value | Column Labels
2015 | 7 | NSW | Black Coal | 5187.4672 | 2013 | 7 | QLD | Black Coal |  | Row Labels | Other | Wind | Gas | Hydro | Black Coal | Energy to pumped storage | NSW-QLD Import/Export | VIC-NSW Import/Export | Demand | Solar | Grand Total
2015 | 7 | NSW | Demand | 6465.9298 | 2013 | 7 | QLD | Demand |  | 2015 | 0.2431 | 1222.9334 | 2.5383 | 1173.2823 | 27860.4318 | -379.997 | 2156.2308 | 2286.5238 | 34443.2924 | 120.266 | 68885.7449
2015 | 7 | NSW | Energy to pumped storage | -66.7879 | 2013 | 7 | QLD | Gas |  | 7 | 0.15977 | 264.2454 | 1.1826 | 225.9693 | 5187.4672 | -66.7879 | 407.6517 | 432.3083 | 6465.9298 | 13.7365 | 12931.8626
2015 | 7 | NSW | Gas | 1.1826 | 2013 | 7 | QLD | Hydro |  | 8 | 0.069384 | 257.0365 | 0.45708 | 124.7831 | 4799.81 | -75.3225 | 363.7391 | 466.9163 | 5952.4647 | 14.9709 | 11904.9245
2015 | 7 | NSW | Hydro | 225.9693 | 2013 | 7 | QLD | Import/Export |  | 9 | 0.0091454 | 236.3937 | 0.091838 | 149.6191 | 4142.0953 | -59.661 | 386.1413 | 440.7138 | 5311.1095 | 15.6971 | 10622.2097
2015 | 7 | NSW | NSW-QLD Import/Export | 407.6517 | 2013 | 7 | QLD | Other |  | 10 | 0.0047977 | 171.4835 | 0.010509 | 192.908 | 4362.7955 | -56.1585 | 428.8582 | 303.7614 | 5421.5053 | 17.8396 | 10843.0084
2015 | 7 | NSW | Other | 0.15977 | 2013 | 8 | QLD | Black Coal |  | 11 |  | 142.9968 |  | 245.4088 | 4726.7336 | -61.8194 | 351.6392 | 225.9075 | 5659.5994 | 27.9892 | 11318.4551
2015 | 7 | NSW | Solar | 13.7365 | 2013 | 8 | QLD | Demand |  | 12 |  | 150.7776 | 0.79624 | 234.594 | 4641.5303 | -60.2477 | 218.2012 | 416.9165 | 5632.6837 | 30.0327 | 11265.2845
2015 | 7 | NSW | VIC-NSW Import/Export | 432.3083 | 2013 | 8 | QLD | Gas |  | 2016 | 5.1757 | 2031.7214 | 26.72 | 2979.4876 | 55396.3139 | -635.1336 | 3992.3195 | 4543.9658 | 68641.1999 | 300.2656 | 137282.0359
2015 | 7 | NSW | Wind | 264.2454 | 2013 | 8 | QLD | Hydro |  | 1 |  | 165.1335 | 1.7626 | 408.2406 | 4754.966 | -58.0151 | 206.2269 | 345.4501 | 5853.2375 | 29.1885 | 11706.1906
2015 | 8 | NSW | Black Coal | 4799.81 | 2013 | 8 | QLD | Import/Export |  | 2 | 0.19549 | 131.1803 | 1.5802 | 354.0433 | 4775.809 | -50.8989 | 186.683 | 211.9526 | 5637.5961 | 27.0554 | 11275.1966
2015 | 8 | NSW | Demand | 5952.4647 | 2013 | 8 | QLD | Other |  | 3 |  | 112.3056 | 0.011852 | 313.1802 | 4728.089 | -49.7122 | 295.557 | 115.8721 | 5544.1182 | 28.8078 | 11088.2296
2015 | 8 | NSW | Energy to pumped storage | -75.3225 | 2013 | 9 | QLD | Black Coal |  | 4 | 0.79274 | 137.0088 | 4.8505 | 235.6972 | 4237.3523 | -51.9185 | 402.8677 | 250.1516 | 5240.1082 | 23.3022 | 10480.2126
2015 | 8 | NSW | Gas | 0.45708 | 2013 | 9 | QLD | Demand |  | 5 | 3.7548 | 128.5503 | 15.4448 | 206.0113 | 4824.3191 | -55.6581 | 529.4152 | 241.8519 | 5913.992 | 20.3008 | 11827.9821
2015 | 8 | NSW | Hydro | 124.7831 | 2013 | 9 | QLD | Gas |  | 6 | 0.092968 | 156.3797 | 0.99946 | 195.9124 | 4902.8967 | -50.693 | 439.2815 | 224.4105 | 5886.3491 | 17.0744 | 11772.7037
2015 | 8 | NSW | NSW-QLD Import/Export | 363.7391 | 2013 | 9 | QLD | Hydro |  | 7 | 0.078293 | 251.5412 | 0.47073 | 261.9147 | 4932.5636 | -51.4808 | 378.9565 | 580.7361 | 6375.9489 | 21.1734 | 12751.9027
2015 | 8 | NSW | Other | 0.069384 | 2013 | 9 | QLD | Import/Export |  | 8 |  | 246.1514 | 0.01407 | 174.1458 | 4659.9489 | -54.7248 | 302.0746 | 614.3497 | 5965.7295 | 23.7568 | 11931.446
2015 | 8 | NSW | Solar | 14.9709 | 2013 | 9 | QLD | Other |  | 9 |  | 246.7981 |  | 118.196 | 4108.5269 | -50.7546 | 332.0102 | 599.0832 | 5378.3915 | 24.5142 | 10756.7654
2015 | 8 | NSW | VIC-NSW Import/Export | 466.9163 | 2013 | 10 | QLD | Black Coal |  | 10 |  | 167.9515 |  | 196.7899 | 4238.7573 | -52.0915 | 391.7307 | 537.3117 | 5508.2232 | 27.7675 | 11016.4402
2015 | 8 | NSW | Wind | 257.0365 | 2013 | 10 | QLD | Demand |  | 11 | 0.26143 | 139.3173 | 1.3673 | 221.2252 | 4684.4634 | -51.3223 | 300.3091 | 358.9277 | 5681.8289 | 27.2834 | 11363.6615
2015 | 9 | NSW | Black Coal | 4142.0953 | 2013 | 10 | QLD | Gas |  | 12 |  | 149.4039 | 0.21862 | 294.1311 | 4548.6217 | -57.864 | 227.2071 | 463.8687 | 5655.6768 | 30.0411 | 11311.3051
2015 | 9 | NSW | Demand | 5311.1095 | 2013 | 10 | QLD | Hydro |  | 2017 | 14.154 | 2025.5146 | 64.8305 | 3076.5832 | 52795.1043 | -658.1968 | 2551.5897 | 5826.491 | 65995.4 | 299.0265 | 131990.497
2015 | 9 | NSW | Energy to pumped storage | -59.661 | 2013 | 10 | QLD | Import/Export |  | 1 |  | 177.3898 |  | 310.3181 | 4888.2965 | -55.9849 | 233.1673 | 344.7203 | 5927.2303 | 29.0383 | 11854.1757
2015 | 9 | NSW | Gas | 0.091838 | 2013 | 10 | QLD | Other |  | 2 | 0.34202 | 115.2767 | 1.3936 | 468.1521 | 4332.8403 | -48.3385 | 201.4374 | 336.4271 | 5433.5841 | 26.0528 | 10867.1676
2015 | 9 | NSW | Hydro | 149.6191 | 2013 | 11 | QLD | Black Coal |  | 3 | 0.54601 | 113.281 | 3.6255 | 374.5272 | 4600.7063 | -53.4166 | 318.6773 | 344.3951 | 5731.2718 | 28.9215 | 11462.5352
2015 | 9 | NSW | NSW-QLD Import/Export | 386.1413 | 2013 | 11 | QLD | Demand |  | 4 | 2.4786 | 140.5175 | 11.0255 | 181.5528 | 4012.2268 | -51.1326 | 313.7561 | 486.7316 | 5120.5694 | 23.4125 | 10241.1381
2015 | 9 | NSW | Other | 0.0091454 | 2013 | 11 | QLD | Gas |  | 5 | 8.3351 | 122.9261 | 36.0144 | 181.704 | 4916.381 | -48.3766 | 427.8718 | 382.4728 | 6047.7066 | 20.3668 | 12095.402
2015 | 9 | NSW | Solar | 15.6971 | 2013 | 11 | QLD | Hydro |  | 6 | 1.1664 | 168.5627 | 5.3578 | 138.0756 | 4964.9551 | -49.152 | 319.9825 | 373.658 | 5939.67 | 17.0762 | 11879.3523
2015 | 9 | NSW | VIC-NSW Import/Export | 440.7138 | 2013 | 11 | QLD | Import/Export |  | 7 | 0.030662 | 246.0092 | 0.15865 | 260.1588 | 4689.0183 | -52.5615 | 61.5022 | 626.8286 | 5852.1924 | 21.0456 | 11704.3829
2015 | 9 | NSW | Wind | 236.3937 | 2013 | 11 | QLD | Other |  | 8 |  | 248.6532 | 0.044534 | 226.4707 | 4251.9894 | -66.7496 | 99.4885 | 702.0216 | 5485.5982 | 23.6715 | 10971.1879
2015 | 10 | NSW | Black Coal | 4362.7955 | 2013 | 12 | QLD | Black Coal |  | 9 |  | 243.5492 |  | 217.2475 | 3743.4047 | -55.2078 | 135.7777 | 653.7771 | 4962.9841 | 24.4312 | 9925.9636
2015 | 10 | NSW | Demand | 5421.5053 | 2013 | 12 | QLD | Demand |  | 10 |  | 168.2579 |  | 224.1551 | 3910.9203 | -55.046 | 193.3924 | 655.6738 | 5125.0971 | 27.7533 | 10250.2037
2015 | 10 | NSW | Energy to pumped storage | -56.1585 | 2013 | 12 | QLD | Gas |  | 11 | 1.1361 | 135.5179 | 6.2273 | 238.7265 | 4252.3245 | -59.0531 | 162.9776 | 440.4064 | 5205.4896 | 27.217 | 10410.9696
2015 | 10 | NSW | Gas | 0.010509 | 2013 | 12 | QLD | Hydro |  | 12 | 0.11915 | 145.5733 | 0.98325 | 255.4947 | 4232.0414 | -63.1775 | 83.5591 | 479.3788 | 5164.0064 | 30.0399 | 10328.0186
2015 | 10 | NSW | Hydro | 192.908 | 2013 | 12 | QLD | Import/Export |  | 2018 | 1.1909 | 2042.9618 | 38.352 | 3283.098 | 49997.6991 | -656.4154 | 1941.8892 | 5101.6098 | 62049.4671 | 299.0683 | 124098.9207
2015 | 10 | NSW | NSW-QLD Import/Export | 428.8582 | 2013 | 12 | QLD | Other |  | 1 | 0.59678 | 182.6737 | 3.3065 | 345.5916 | 4603.0481 | -60.4258 | 105.3356 | 316.2854 | 5525.5026 | 29.0877 | 11051.0021
2015 | 10 | NSW | Other | 0.0047977 | 2014 | 1 | QLD | Black Coal |  | 2 | 0.5941 | 109.4082 | 4.042 | 320.4119 | 4273.7218 | -53.6554 | 102.2819 | 233.3969 | 5016.2643 | 26.0528 | 10032.5186
2015 | 10 | NSW | Solar | 17.8396 | 2014 | 1 | QLD | Demand |  | 3 |  | 113.5853 |  | 290.557 | 4364.9025 | -57.6307 | 212.8121 | 243.9324 | 5197.0857 | 28.9215 | 10394.1659
2015 | 10 | NSW | VIC-NSW Import/Export | 303.7614 | 2014 | 1 | QLD | Gas |  | 4 |  | 135.1266 | 2.5018 | 238.8907 | 3794.84 | -57.4832 | 149.9842 | 379.6571 | 4666.9348 | 23.4125 | 9333.8646
2015 | 10 | NSW | Wind | 171.4835 | 2014 | 1 | QLD | Hydro |  | 5 |  | 120.2441 | 25.5999 | 294.6596 | 4701.1662 | -51.3364 | 221.5026 | 343.6819 | 5675.881 | 20.3668 | 11351.7658
2015 | 11 | NSW | Black Coal | 4726.7336 | 2014 | 1 | QLD | Import/Export |  | 6 |  | 161.4827 | 1.3611 | 188.5112 | 4726.1301 | -51.1532 | 181.4634 | 282.754 | 5507.6207 | 17.0762 | 11015.2464
2015 | 11 | NSW | Demand | 5659.5994 | 2014 | 1 | QLD | Other |  | 7 |  | 247.839 | 0.26029 | 296.0821 | 4506.6211 | -52.2968 | 74.7011 | 549.5237 | 5643.7679 | 21.0456 | 11287.5441
2015 | 11 | NSW | Energy to pumped storage | -61.8194 | 2014 | 2 | QLD | Black Coal |  | 8 |  | 243.3149 | 0.36015 | 244.8279 | 4181.0723 | -54.4263 | 88.639 | 589.4742 | 5316.9272 | 23.6715 | 10633.8608
2015 | 11 | NSW | Hydro | 245.4088 | 2014 | 2 | QLD | Demand |  | 9 |  | 255.2256 | 0.092239 | 300.3687 | 3336.7032 | -51.2192 | 234.2567 | 630.9344 | 4730.7967 | 24.4312 | 9461.5894
2015 | 11 | NSW | NSW-QLD Import/Export | 351.6392 | 2014 | 2 | QLD | Gas |  | 10 |  | 188.7861 | 0.014674 | 278.1354 | 3579.0288 | -52.664 | 275.2265 | 563.7022 | 4859.9868 | 27.7533 | 9719.9698
2015 | 11 | NSW | Solar | 27.9892 | 2014 | 2 | QLD | Hydro |  | 11 |  | 131.3841 | 0.71961 | 280.2488 | 3872.5452 | -52.4695 | 244.5833 | 454.9666 | 4959.1951 | 27.217 | 9918.3901
2015 | 11 | NSW | VIC-NSW Import/Export | 225.9075 | 2014 | 2 | QLD | Import/Export |  | 12 |  | 153.8914 | 0.093672 | 204.8133 | 4057.9196 | -61.655 | 51.1027 | 513.3009 | 4949.5042 | 30.0322 | 9899.003
2015 | 11 | NSW | Wind | 142.9968 | 2014 | 2 | QLD | Other |  | 2019 |  | 2043.2734 | 18.7094 | 3177.3071 | 48310.6591 | -644.7156 | 1881.357 | 5000.7162 | 60086.3562 | 299.027 | 120172.6898
2015 | 12 | NSW | Black Coal | 4641.5303 | 2014 | 3 | QLD | Black Coal |  | 1 |  | 161.0552 | 0.84729 | 319.8861 | 4230.1327 | -59.2894 | 100.4943 | 395.7715 | 5177.9892 | 29.0877 | 10355.9745
2015 | 12 | NSW | Demand | 5632.6837 | 2014 | 3 | QLD | Demand |  | 2 |  | 131.1012 | 1.5247 | 288.0286 | 4140.904 | -49.609 | 106.3499 | 218.2785 | 4862.6362 | 26.0528 | 9725.2668
2015 | 12 | NSW | Energy to pumped storage | -60.2477 | 2014 | 3 | QLD | Gas |  | 3 |  | 115.8587 | 0.045935 | 148.5472 | 4322.0839 | -45.867 | 131.0591 | 277.2761 | 4977.9305 | 28.9215 | 9955.856
2015 | 12 | NSW | Gas | 0.79624 | 2014 | 3 | QLD | Hydro |  | 4 |  | 123.8869 | 0.27722 | 151.4739 | 3996.242 | -63.4777 | 50.3061 | 222.3311 | 4504.4567 | 23.4125 | 9008.9088
2015 | 12 | NSW | Hydro | 234.594 | 2014 | 3 | QLD | Import/Export |  | 5 |  | 135.6835 | 10.4121 | 230.299 | 4599.1855 | -62.3957 | 161.5208 | 210.9884 | 5306.0701 | 20.3668 | 10612.1305
2015 | 12 | NSW | NSW-QLD Import/Export | 218.2012 | 2014 | 3 | QLD | Other |  | 6 |  | 151.6093 | 0.050534 | 280.4056 | 4343.1275 | -49.7595 | 166.0056 | 284.3185 | 5192.8348 | 17.0762 | 10385.6686
2015 | 12 | NSW | Solar | 30.0327 | 2014 | 4 | QLD | Black Coal |  | 7 |  | 249.8824 | 1 | 252.3396 | 4479.5766 | -51.9817 | 111.5218 | 588.0752 | 5651.4643 | 21.0456 | 11302.9239
2015 | 12 | NSW | VIC-NSW Import/Export | 416.9165 | 2014 | 4 | QLD | Demand |  | 8 |  | 253.8134 | 0.048339 | 295.9807 | 3930.4433 | -52.7401 | 148.3441 | 632.4722 | 5232.0376 | 23.6715 | 10464.0711
2015 | 12 | NSW | Wind | 150.7776 | 2014 | 4 | QLD | Gas |  | 9 |  | 249.3977 | 0.028013 | 412.14 | 3114.1865 | -51.1294 | 238.4232 | 659.5124 | 4646.9882 | 24.4312 | 9293.9778
2016 | 1 | NSW | Black Coal | 4754.966 | 2014 | 4 | QLD | Hydro |  | 10 |  | 182.562 | 0.081102 | 315.3977 | 3383.95 | -53.1368 | 306.2668 | 602.5787 | 4765.4479 | 27.7533 | 9530.9007
2016 | 1 | NSW | Demand | 5853.2375 | 2014 | 4 | QLD | Import/Export |  | 11 |  | 139.3901 | 3.8631 | 297.7152 | 3772.6964 | -51.5474 | 272.5682 | 443.4228 | 4905.3218 | 27.217 | 9810.6471
2016 | 1 | NSW | Energy to pumped storage | -58.0151 | 2014 | 4 | QLD | Other |  | 12 |  | 149.0329 | 0.53106 | 185.0935 | 3998.1306 | -53.7819 | 88.497 | 465.6908 | 4863.1788 | 29.991 | 9726.3639
2016 | 1 | NSW | Gas | 1.7626 | 2014 | 5 | QLD | Black Coal |  | 2020 |  | 2046.2882 | 6.1324 | 3147.9445 | 47743.021 | -610.6158 | 2313.1311 | 4947.6487 | 59893.5611 | 299.9426 | 119787.054
2016 | 1 | NSW | Hydro | 408.2406 | 2014 | 5 | QLD | Demand |  | 1 |  | 164.2699 | 2.1471 | 273.1585 | 4230.2626 | -54.5452 | 137.3516 | 348.3038 | 5130.0351 | 29.0877 | 10260.0712
2016 | 1 | NSW | NSW-QLD Import/Export | 206.2269 | 2014 | 5 | QLD | Gas |  | 2 |  | 128.8818 | 1.1209 | 293.888 | 4150.9071 | -49.744 | 160.9292 | 237.812 | 4950.7986 | 26.9956 | 9901.5892
2016 | 1 | NSW | Solar | 29.1885 | 2014 | 5 | QLD | Hydro |  | 3 |  | 114.6542 | 0.031752 | 170.3697 | 4193.2565 | -42.1895 | 178.7291 | 283.5846 | 4927.198 | 28.7482 | 9854.3826
2016 | 1 | NSW | VIC-NSW Import/Export | 345.4501 | 2014 | 5 | QLD | Import/Export |  | 4 |  | 136.8004 | 0.0096938 | 96.8432 | 3952.5187 | -52.9539 | 105.3144 | 212.27 | 4474.1122 | 23.301 | 8948.2157
2016 | 1 | NSW | Wind | 165.1335 | 2014 | 5 | QLD | Other |  | 5 |  | 127.0798 | 2.2764 | 224.1154 | 4468.9476 | -55.0446 | 150.0397 | 302.6261 | 5240.3408 | 20.3008 | 10480.6822
2016 | 2 | NSW | Black Coal | 4775.809 | 2014 | 6 | QLD | Black Coal |  | 6 |  | 146.0799 | 0.088982 | 244.4528 | 4279.7135 | -49.3708 | 211.7531 | 327.8639 | 5177.6532 | 17.0744 | 10355.3091
2016 | 2 | NSW | Demand | 5637.5961 | 2014 | 6 | QLD | Demand |  | 7 |  | 264.2454 | 0.14134 | 272.2784 | 4399.4101 | -48.282 | 160.7655 | 548.5973 | 5618.3288 | 21.1734 | 11236.6583
2016 | 2 | NSW | Energy to pumped storage | -50.8989 | 2014 | 6 | QLD | Gas |  | 8 |  | 257.0365 |  | 174.9041 | 4049.6085 | -52.2573 | 192.5172 | 546.8617 | 5192.437 | 23.7568 | 10384.8644
2016 | 2 | NSW | Gas | 1.5802 | 2014 | 6 | QLD | Hydro |  | 9 |  | 239.4312 | 0.010662 | 302.8661 | 3276.9087 | -50.8371 | 268.4311 | 607.0208 | 4668.3526 | 24.5142 | 9336.6983
2016 | 2 | NSW | Hydro | 354.0433 | 2014 | 6 | QLD | Import/Export |  | 10 |  | 171.4835 |  | 573.7369 | 3119.9814 | -52.6369 | 323.3371 | 589.7626 | 4753.4477 | 27.7675 | 9506.8799
2016 | 2 | NSW | NSW-QLD Import/Export | 186.683 | 2014 | 6 | QLD | Other |  | 11 |  | 145.8227 | 0.30561 | 301.5177 | 3735.1638 | -50.8389 | 265.5778 | 469.6096 | 4894.4491 | 27.2834 | 9788.8908
2016 | 2 | NSW | Other | 0.19549 | 2014 | 7 | QLD | Black Coal |  | 12 |  | 150.5029 |  | 219.8136 | 3886.3423 | -51.9158 | 158.3852 | 473.3364 | 4866.408 | 29.9395 | 9732.8122
2016 | 2 | NSW | Solar | 27.0554 | 2014 | 7 | QLD | Demand |  | 2021 |  | 2029.3397 | 6.344 | 2066.4523 | 49122.0779 | -609.4781 | 2677.9608 | 4085.8262 | 59677.353 | 298.8225 | 119354.6983
2016 | 2 | NSW | VIC-NSW Import/Export | 211.9526 | 2014 | 7 | QLD | Gas |  | 1 |  | 165.1335 | 0.17617 | 283.7505 | 4057.4841 | -54.0936 | 172.1126 | 438.8643 | 5092.4739 | 29.0383 | 10184.9398
2016 | 2 | NSW | Wind | 131.1803 | 2014 | 7 | QLD | Hydro |  | 2 |  | 123.7152 | 0.99864 | 215.1417 | 3931.406 | -47.6864 | 181.3247 | 354.821 | 4785.7722 | 26.0528 | 9571.5459
2016 | 3 | NSW | Black Coal | 4728.089 | 2014 | 7 | QLD | Import/Export |  | 3 |  | 112.2146 |  | 82.6148 | 4222.3277 | -41.6623 | 217.0256 | 322.7367 | 4944.1797 | 28.9215 | 9888.3582
2016 | 3 | NSW | Demand | 5544.1182 | 2014 | 7 | QLD | Other |  | 4 |  | 138.2199 |  | 74.3429 | 3899.8337 | -51.3836 | 131.4085 | 219.2149 | 4435.0386 | 23.4125 | 8870.0873
2016 | 3 | NSW | Energy to pumped storage | -49.7122 | 2014 | 8 | QLD | Black Coal |  | 5 |  | 131.2934 | 2.7826 | 208.7082 | 4468.2928 | -53.1743 | 183.723 | 315.5403 | 5277.5329 | 20.3668 | 10555.0657
2016 | 3 | NSW | Gas | 0.011852 | 2014 | 8 | QLD | Demand |  | 6 |  | 142.6556 | 0.22656 | 293.2502 | 4280.0471 | -48.9271 | 218.8812 | 311.2844 | 5214.5011 | 17.0762 | 10428.9952
2016 | 3 | NSW | Hydro | 313.1802 | 2014 | 8 | QLD | Gas |  | 7 |  | 255.8679 | 0.28506 | 335.3683 | 4517.7987 | -51.9795 | 181.4647 | 336.1032 | 5595.9462 | 21.0456 | 11191.9002
2016 | 3 | NSW | NSW-QLD Import/Export | 295.557 | 2014 | 8 | QLD | Hydro |  | 8 |  | 253.4744 | 0.15475 | 133.1525 | 4189.3548 | -52.7024 | 227.8138 | 400.1278 | 5175.0521 | 23.6715 | 10350.0993
2016 | 3 | NSW | Solar | 28.8078 | 2014 | 8 | QLD | Import/Export |  | 9 |  | 244.8465 | 0.27695 | 155.8712 | 3543.3834 | -51.2182 | 301.5216 | 429.841 | 4648.9452 | 24.4312 | 9297.8987
2016 | 3 | NSW | VIC-NSW Import/Export | 115.8721 | 2014 | 8 | QLD | Other |  | 10 |  | 166.5277 |  | 119.0533 | 3764.6922 | -53.0644 | 362.366 | 354.9095 | 4742.2385 | 27.7533 | 9484.4762
2016 | 3 | NSW | Wind | 112.3056 | 2014 | 9 | QLD | Black Coal |  | 11 |  | 147.7618 | 1.1328 | 95.638 | 4064.5079 | -51.1487 | 307.0654 | 295.4851 | 4887.6736 | 27.217 | 9775.333
2016 | 4 | NSW | Black Coal | 4237.3523 | 2014 | 9 | QLD | Demand |  | 12 |  | 147.6292 | 0.31036 | 69.5606 | 4182.9494 | -52.4375 | 193.2538 | 306.898 | 4877.9989 | 29.8359 | 9755.9987
2016 | 4 | NSW | Demand | 5240.1082 | 2014 | 9 | QLD | Gas |  | 2022 |  | 2026.24 | 54.748 | 2433.1164 | 48196.5377 | -612.7522 | 3412.1315 | 3598.4115 | 59408.4303 | 299.0606 | 118815.9238
2016 | 4 | NSW | Energy to pumped storage | -51.9185 | 2014 | 9 | QLD | Hydro |  | 1 |  | 167.9654 |  | 96.2508 | 4324.1492 | -54.7441 | 221.2319 | 292.201 | 5076.9359 | 29.083 | 10153.0731
2016 | 4 | NSW | Gas | 4.8505 | 2014 | 9 | QLD | Import/Export |  | 2 |  | 122.8641 |  | 139.2066 | 4062.4626 | -48.1154 | 216.2732 | 216.4369 | 4735.2792 | 26.0528 | 9470.46
2016 | 4 | NSW | Hydro | 235.6972 | 2014 | 9 | QLD | Other |  | 3 |  | 106.5383 |  | 76.2099 | 4339.8497 | -42.0695 | 256.0052 | 157.753 | 4923.1949 | 28.9109 | 9846.3923
2016 | 4 | NSW | NSW-QLD Import/Export | 402.8677 | 2014 | 10 | QLD | Black Coal |  | 4 |  | 140.5375 | 1.3651 | 151.184 | 3847.0331 | -51.0572 | 210.6087 | 163.0727 | 4486.1544 | 23.4125 | 8972.3108
2016 | 4 | NSW | Other | 0.79274 | 2014 | 10 | QLD | Demand |  | 5 |  | 129.0106 | 30.0245 | 203.8116 | 4307.5349 | -52.7172 | 347.6335 | 262.6231 | 5248.283 | 20.3668 | 10496.5708
2016 | 4 | NSW | Solar | 23.3022 | 2014 | 10 | QLD | Gas |  | 6 |  | 156.4449 | 8.6824 | 415.6656 | 4076.0608 | -49.3142 | 272.0947 | 291.6219 | 5188.337 | 17.0762 | 10376.6692
2016 | 4 | NSW | VIC-NSW Import/Export | 250.1516 | 2014 | 10 | QLD | Hydro |  | 7 |  | 251.5412 | 9.873 | 278.0436 | 4436.0079 | -53.5474 | 259.397 | 377.9261 | 5580.2892 | 21.0456 | 11160.5764
2016 | 4 | NSW | Wind | 137.0088 | 2014 | 10 | QLD | Import/Export |  | 8 |  | 246.1514 | 1.946 | 221.7359 | 4024.8101 | -52.6007 | 261.3828 | 434.8403 | 5161.9303 | 23.6715 | 10323.8675
2016 | 5 | NSW | Black Coal | 4824.3191 | 2014 | 10 | QLD | Other |  | 9 |  | 244.7546 | 0.5499 | 222.0427 | 3423.0065 | -51.1698 | 345.9118 | 413.288 | 4622.8303 | 24.4312 | 9245.6451
2016 | 5 | NSW | Demand | 5913.992 | 2014 | 11 | QLD | Black Coal |  | 10 |  | 167.9515 | 0.020554 | 225.7017 | 3596.3468 | -53.1195 | 386.2201 | 376.3675 | 4727.2459 | 27.7533 | 9454.4879
2016 | 5 | NSW | Energy to pumped storage | -55.6581 | 2014 | 11 | QLD | Demand |  | 11 |  | 143.1616 | 1.0358 | 244.2172 | 3846.6558 | -51.3464 | 370.7344 | 262.2072 | 4843.8754 | 27.217 | 9687.7579
2016 | 5 | NSW | Gas | 15.4448 | 2014 | 11 | QLD | Gas |  | 12 |  | 149.3189 | 1.2507 | 159.0468 | 3912.6203 | -52.9508 | 264.6382 | 350.0737 | 4814.0748 | 30.0399 | 9628.1126
2016 | 5 | NSW | Hydro | 206.0113 | 2014 | 11 | QLD | Hydro |  | 2023 |  | 2023.5765 | 86.4917 | 2571.9713 | 47683.5572 | -623.8496 | 3557.7532 | 3675.5046 | 59273.5485 | 298.512 | 118547.0653
2016 | 5 | NSW | NSW-QLD Import/Export | 529.4152 | 2014 | 11 | QLD | Import/Export |  | 1 |  | 177.3898 | 2.506 | 218.9231 | 4076.1505 | -54.4729 | 277.8781 | 349.1526 | 5076.6174 | 29.0877 | 10153.2323
2016 | 5 | NSW | Other | 3.7548 | 2014 | 11 | QLD | Other |  | 2 |  | 115.2767 | 5.4045 | 194.5678 | 3870.3015 | -49.4006 | 261.8473 | 276.2484 | 4700.2994 | 26.0528 | 9400.598
2016 | 5 | NSW | Solar | 20.3008 | 2014 | 12 | QLD | Black Coal |  | 3 |  | 104.1163 | 0.19645 | 131.096 | 4174.6247 | -41.8571 | 303.1116 | 222.9992 | 4923.2089 | 28.9215 | 9846.4176
2016 | 5 | NSW | VIC-NSW Import/Export | 241.8519 | 2014 | 12 | QLD | Demand |  | 4 |  | 142.9134 | 0.64567 | 132.6159 | 3721.1759 | -51.0237 | 242.6229 | 212.6625 | 4425.0305 | 23.4125 | 8850.0555
2016 | 5 | NSW | Wind | 128.5503 | 2014 | 12 | QLD | Gas |  | 5 |  | 125.4352 | 35.7725 | 304.1213 | 4297.6901 | -52.7366 | 299.5052 | 267.6149 | 5297.7677 | 20.3668 | 10595.5372
2016 | 6 | NSW | Black Coal | 4902.8967 | 2014 | 12 | QLD | Hydro |  | 6 |  | 168.5554 | 21.2647 | 247.367 | 4284.4585 | -52.063 | 300.0536 | 207.7926 | 5194.5071 | 17.0762 | 10389.012
2016 | 6 | NSW | Demand | 5886.3491 | 2014 | 12 | QLD | Import/Export |  | 7 |  | 246.0092 | 13.0427 | 256.5695 | 4512.494 | -63.4246 | 229.7423 | 367.1111 | 5582.5986 | 21.0456 | 11165.1885
2016 | 6 | NSW | Energy to pumped storage | -50.693 | 2014 | 12 | QLD | Other |  | 8 |  | 248.6448 | 2.753 | 205.8241 | 4005.8494 | -52.5523 | 297.3453 | 411.6573 | 5143.1974 | 23.6715 | 10286.3905
2016 | 6 | NSW | Gas | 0.99946 | 2015 | 1 | QLD | Black Coal |  | 9 |  | 243.5492 | 2.0764 | 260.5429 | 3388.3632 | -50.7723 | 352.9721 | 377.5937 | 4598.748 | 24.4312 | 9197.5043
2016 | 6 | NSW | Hydro | 195.9124 | 2015 | 1 | QLD | Demand |  | 10 |  | 168.187 | 0.6498 | 241.2401 | 3626.6027 | -52.5779 | 374.3216 | 363.6741 | 4749.8501 | 27.7533 | 9499.7008
2016 | 6 | NSW | NSW-QLD Import/Export | 439.2815 | 2015 | 1 | QLD | Gas |  | 11 |  | 139.7797 | 0.70098 | 222.9162 | 3854.5325 | -50.8305 | 366.6357 | 251.7094 | 4812.6715 | 27.217 | 9625.3324
2016 | 6 | NSW | Other | 0.092968 | 2015 | 1 | QLD | Hydro |  | 12 |  | 143.7199 | 1.479 | 156.1874 | 3871.3141 | -52.1383 | 251.7174 | 367.289 | 4769.0517 | 29.476 | 9538.0962
2016 | 6 | NSW | Solar | 17.0744 | 2015 | 1 | QLD | Import/Export |  | 2024 |  | 2053.1917 | 91.4598 | 2204.3773 | 48431.2336 | -636.2404 | 3666.8831 | 3568.7281 | 59679.6741 | 299.6806 | 119358.9879
2016 | 6 | NSW | VIC-NSW Import/Export | 224.4105 | 2015 | 1 | QLD | Other |  | 1 |  | 182.6737 | 2.5048 | 183.4329 | 4180.3609 | -53.3631 | 278.6892 | 320.9341 | 5124.3243 | 29.0877 | 10248.6445
2016 | 6 | NSW | Wind | 156.3797 | 2015 | 2 | QLD | Black Coal |  | 2 |  | 113.6571 | 4.1186 | 168.4901 | 4029.5691 | -50.3621 | 274.2497 | 276.1915 | 4842.9082 | 26.9956 | 9685.8179
2016 | 7 | NSW | Black Coal | 4932.5636 | 2015 | 2 | QLD | Demand |  | 3 |  | 103.1362 |  | 111.6209 | 4063.3834 | -41.9787 | 323.5317 | 218.5757 | 4807.3451 | 28.7482 | 9614.3624
2016 | 7 | NSW | Demand | 6375.9489 | 2015 | 2 | QLD | Gas |  | 4 |  | 151.6961 | 1.9972 | 116.0115 | 3760.9081 | -51.7878 | 223.3962 | 200.4674 | 4426.0025 | 23.301 | 8851.9921
2016 | 7 | NSW | Energy to pumped storage | -51.4808 | 2015 | 2 | QLD | Hydro |  | 5 |  | 117.112 | 45.581 | 243.7234 | 4400.3742 | -56.3123 | 312.0818 | 267.1879 | 5350.0548 | 20.3008 | 10700.1036
2016 | 7 | NSW | Gas | 0.47073 | 2015 | 2 | QLD | Import/Export |  | 6 |  | 161.9399 | 15.6099 | 125.6371 | 4363.3005 | -62.2703 | 331.1865 | 251.0357 | 5203.5147 | 17.0744 | 10407.0284
2016 | 7 | NSW | Hydro | 261.9147 | 2015 | 2 | QLD | Other |  | 7 |  | 250.5303 | 16.1803 | 252.3433 | 4560.426 | -59.7463 | 322.1638 | 314.1815 | 5677.2583 | 21.1734 | 11354.5105
2016 | 7 | NSW | NSW-QLD Import/Export | 378.9565 | 2015 | 3 | QLD | Black Coal |  | 8 |  | 253.8134 | 3.34 | 230.2472 | 4150.9094 | -52.7174 | 247.4262 | 379.7897 | 5236.5692 | 23.7568 | 10473.1344
2016 | 7 | NSW | Other | 0.078293 | 2015 | 3 | QLD | Demand |  | 9 |  | 248.3099 | 1.1874 | 229.84 | 3460.3587 | -51.2493 | 346.1601 | 370.5995 | 4629.6798 | 24.4735 | 9259.3596
2016 | 7 | NSW | Solar | 21.1734 | 2015 | 3 | QLD | Gas |  | 10 |  | 182.4544 | 0.066778 | 201.3759 | 3637.6421 | -52.9412 | 411.3983 | 328.107 | 4735.7651 | 27.6555 | 9471.5238
2016 | 7 | NSW | VIC-NSW Import/Export | 580.7361 | 2015 | 3 | QLD | Hydro |  | 11 |  | 139.3901 | 0.43985 | 197.0219 | 3919.2881 | -51.2772 | 365.7789 | 252.7372 | 4850.6588 | 27.2834 | 9701.3211
2016 | 7 | NSW | Wind | 251.5412 | 2015 | 3 | QLD | Import/Export |  | 12 |  | 148.4787 | 0.43394 | 144.633 | 3904.7132 | -52.2348 | 230.8206 | 388.9211 | 4795.5934 | 29.8302 | 9591.1894
2016 | 8 | NSW | Black Coal | 4659.9489 | 2015 | 3 | QLD | Other |  | 2025 |  | 816.3937 | 54.6851 | 1139.604 | 24862.3536 | -307.2036 | 1631.7734 | 1245.5979 | 29587.9825 | 144.7348 | 59175.9214
2016 | 8 | NSW | Demand | 5965.7295 | 2015 | 4 | QLD | Black Coal |  | 1 |  | 164.0093 | 1.0087 | 195.9944 | 4158.0692 | -53.095 | 267.3992 | 303.1119 | 5065.5419 | 29.0317 | 10131.0715
2016 | 8 | NSW | Energy to pumped storage | -54.7248 | 2015 | 4 | QLD | Demand |  | 2 |  | 127.1298 | 2.3249 | 171.2017 | 4033.163 | -48.0006 | 265.2095 | 188.2058 | 4765.2972 | 26.0528 | 9530.5841
2016 | 8 | NSW | Gas | 0.01407 | 2015 | 4 | QLD | Gas |  | 3 |  | 115.0984 | 0.27954 | 87.354 | 4176.207 | -41.9617 | 295.7378 | 229.8428 | 4891.3651 | 28.7951 | 9782.7181
2016 | 8 | NSW | Hydro | 174.1458 | 2015 | 4 | QLD | Hydro |  | 4 |  | 134.3872 | 2.2408 | 133.2986 | 3822.1666 | -51.9033 | 188.1309 | 171.5438 | 4423.2733 | 23.4125 | 8846.5504
2016 | 8 | NSW | NSW-QLD Import/Export | 302.0746 | 2015 | 4 | QLD | Import/Export |  | 5 |  | 126.8087 | 31.087 | 304.8621 | 4287.3608 | -53.9794 | 334.4069 | 209.3162 | 5260.2435 | 20.3665 | 10520.4724
2016 | 8 | NSW | Solar | 23.7568 | 2015 | 4 | QLD | Other |  | 6 |  | 148.9604 | 17.7442 | 246.8931 | 4385.3868 | -58.2636 | 280.889 | 143.5773 | 5182.2615 | 17.0762 | 10364.525
2016 | 8 | NSW | VIC-NSW Import/Export | 614.3497 | 2015 | 5 | QLD | Black Coal |  | Grand Total | 20.7637 | 20361.4346 | 451.0112 | 27253.2241 | 500398.989 | -6374.598 | 29783.0191 | 43881.0235 | 618736.2651 | 2958.4066 | 1237469.5389
2016 | 8 | NSW | Wind | 246.1514 | 2015 | 5 | QLD | Demand
2016 | 9 | NSW | Black Coal | 4108.5269 | 2015 | 5 | QLD | Gas
2016 | 9 | NSW | Demand | 5378.3915 | 2015 | 5 | QLD | Hydro
2016 | 9 | NSW | Energy to pumped storage | -50.7546 | 2015 | 5 | QLD | Import/Export
2016 | 9 | NSW | Hydro | 118.196 | 2015 | 5 | QLD | Other
2016 | 9 | NSW | NSW-QLD Import/Export | 332.0102 | 2015 | 6 | QLD | Black Coal
2016 | 9 | NSW | Solar | 24.5142 | 2015 | 6 | QLD | Demand
2016 | 9 | NSW | VIC-NSW Import/Export | 599.0832 | 2015 | 6 | QLD | Gas
2016 | 9 | NSW | Wind | 246.7981 | 2015 | 6 | QLD | Hydro
2016 | 10 | NSW | Black Coal | 4238.7573 | 2015 | 6 | QLD | Import/Export
2016 | 10 | NSW | Demand | 5508.2232 | 2015 | 6 | QLD | Other
2016 | 10 | NSW | Energy to pumped storage | -52.0915 | 2015 | 7 | QLD | Black Coal
2016 | 10 | NSW | Hydro | 196.7899 | 2015 | 7 | QLD | Demand
2016 | 10 | NSW | NSW-QLD Import/Export | 391.7307 | 2015 | 7 | QLD | Gas
2016 | 10 | NSW | Solar | 27.7675 | 2015 | 7 | QLD | Hydro
2016 | 10 | NSW | VIC-NSW Import/Export | 537.3117 | 2015 | 7 | QLD | Import/Export
2016 | 10 | NSW | Wind | 167.9515 | 2015 | 7 | QLD | Other
2016 | 11 | NSW | Black Coal | 4684.4634 | 2015 | 8 | QLD | Black Coal
2016 | 11 | NSW | Demand | 5681.8289 | 2015 | 8 | QLD | Demand
2016 | 11 | NSW | Energy to pumped storage | -51.3223 | 2015 | 8 | QLD | Gas
2016 | 11 | NSW | Gas | 1.3673 | 2015 | 8 | QLD | Hydro
2016 | 11 | NSW | Hydro | 221.2252 | 2015 | 8 | QLD | Import/Export
2016 | 11 | NSW | NSW-QLD Import/Export | 300.3091 | 2015 | 8 | QLD | Other
2016 | 11 | NSW | Other | 0.26143 | 2015 | 9 | QLD | Black Coal
2016 | 11 | NSW | Solar | 27.2834 | 2015 | 9 | QLD | Demand
2016 | 11 | NSW | VIC-NSW Import/Export | 358.9277 | 2015 | 9 | QLD | Gas
2016 | 11 | NSW | Wind | 139.3173 | 2015 | 9 | QLD | Hydro
2016 | 12 | NSW | Black Coal | 4548.6217 | 2015 | 9 | QLD | Import/Export
2016 | 12 | NSW | Demand | 5655.6768 | 2015 | 9 | QLD | Other
2016 | 12 | NSW | Energy to pumped storage | -57.864 | 2015 | 10 | QLD | Black Coal
2016 | 12 | NSW | Gas | 0.21862 | 2015 | 10 | QLD | Demand
2016 | 12 | NSW | Hydro | 294.1311 | 2015 | 10 | QLD | Gas
2016 | 12 | NSW | NSW-QLD Import/Export | 227.2071 | 2015 | 10 | QLD | Hydro
2016 | 12 | NSW | Solar | 30.0411 | 2015 | 10 | QLD | Import/Export
2016 | 12 | NSW | VIC-NSW Import/Export | 463.8687 | 2015 | 10 | QLD | Other
2016 | 12 | NSW | Wind | 149.4039 | 2015 | 11 | QLD | Black Coal
2017 | 1 | NSW | Black Coal | 4888.2965 | 2015 | 11 | QLD | Demand
2017 | 1 | NSW | Demand | 5927.2303 | 2015 | 11 | QLD | Gas
2017 | 1 | NSW | Energy to pumped storage | -55.9849 | 2015 | 11 | QLD | Hydro
2017 | 1 | NSW | Hydro | 310.3181 | 2015 | 11 | QLD | Import/Export
2017 | 1 | NSW | NSW-QLD Import/Export | 233.1673 | 2015 | 11 | QLD | Other
2017 | 1 | NSW | Solar | 29.0383 | 2015 | 12 | QLD | Black Coal
2017 | 1 | NSW | VIC-NSW Import/Export | 344.7203 | 2015 | 12 | QLD | Demand
2017 | 1 | NSW | Wind | 177.3898 | 2015 | 12 | QLD | Gas
2017 | 2 | NSW | Black Coal | 4332.8403 | 2015 | 12 | QLD | Hydro
2017 | 2 | NSW | Demand | 5433.5841 | 2015 | 12 | QLD | Import/Export
2017 | 2 | NSW | Energy to pumped storage | -48.3385 | 2015 | 12 | QLD | Other
2017 | 2 | NSW | Gas | 1.3936 | 2016 | 1 | QLD | Black Coal
2017 | 2 | NSW | Hydro | 468.1521 | 2016 | 1 | QLD | Demand
2017 | 2 | NSW | NSW-QLD Import/Export | 201.4374 | 2016 | 1 | QLD | Gas
2017 | 2 | NSW | Other | 0.34202 | 2016 | 1 | QLD | Hydro
2017 | 2 | NSW | Solar | 26.0528 | 2016 | 1 | QLD | Import/Export
2017 | 2 | NSW | VIC-NSW Import/Export | 336.4271 | 2016 | 1 | QLD | Other
2017 | 2 | NSW | Wind | 115.2767 | 2016 | 2 | QLD | Black Coal
2017 | 3 | NSW | Black Coal | 4600.7063 | 2016 | 2 | QLD | Demand
2017 | 3 | NSW | Demand | 5731.2718 | 2016 | 2 | QLD | Gas
2017 | 3 | NSW | Energy to pumped storage | -53.4166 | 2016 | 2 | QLD | Hydro
2017 | 3 | NSW | Gas | 3.6255 | 2016 | 2 | QLD | Import/Export
2017 | 3 | NSW | Hydro | 374.5272 | 2016 | 2 | QLD | Other
2017 | 3 | NSW | NSW-QLD Import/Export | 318.6773 | 2016 | 3 | QLD | Black Coal
2017 | 3 | NSW | Other | 0.54601 | 2016 | 3 | QLD | Demand
2017 | 3 | NSW | Solar | 28.9215 | 2016 | 3 | QLD | Gas
2017 | 3 | NSW | VIC-NSW Import/Export | 344.3951 | 2016 | 3 | QLD | Hydro
2017 | 3 | NSW | Wind | 113.281 | 2016 | 3 | QLD | Import/Export
2017 | 4 | NSW | Black Coal | 4012.2268 | 2016 | 3 | QLD | Other
2017 | 4 | NSW | Demand | 5120.5694 | 2016 | 4 | QLD | Black Coal
2017 | 4 | NSW | Energy to pumped storage | -51.1326 | 2016 | 4 | QLD | Demand
2017 | 4 | NSW | Gas | 11.0255 | 2016 | 4 | QLD | Gas
2017 | 4 | NSW | Hydro | 181.5528 | 2016 | 4 | QLD | Hydro
2017 | 4 | NSW | NSW-QLD Import/Export | 313.7561 | 2016 | 4 | QLD | Import/Export
2017 | 4 | NSW | Other | 2.4786 | 2016 | 4 | QLD | Other
2017 | 4 | NSW | Solar | 23.4125 | 2016 | 5 | QLD | Black Coal
2017 | 4 | NSW | VIC-NSW Import/Export | 486.7316 | 2016 | 5 | QLD | Demand
2017 | 4 | NSW | Wind | 140.5175 | 2016 | 5 | QLD | Gas
2017 | 5 | NSW | Black Coal | 4916.381 | 2016 | 5 | QLD | Hydro
2017 | 5 | NSW | Demand | 6047.7066 | 2016 | 5 | QLD | Import/Export
2017 | 5 | NSW | Energy to pumped storage | -48.3766 | 2016 | 5 | QLD | Other
2017 | 5 | NSW | Gas | 36.0144 | 2016 | 6 | QLD | Black Coal
2017 | 5 | NSW | Hydro | 181.704 | 2016 | 6 | QLD | Demand
2017 | 5 | NSW | NSW-QLD Import/Export | 427.8718 | 2016 | 6 | QLD | Gas
2017 | 5 | NSW | Other | 8.3351 | 2016 | 6 | QLD | Hydro
2017 | 5 | NSW | Solar | 20.3668 | 2016 | 6 | QLD | Import/Export
2017 | 5 | NSW | VIC-NSW Import/Export | 382.4728 | 2016 | 6 | QLD | Other
2017 | 5 | NSW | Wind | 122.9261 | 2016 | 7 | QLD | Black Coal
2017 | 6 | NSW | Black Coal | 4964.9551 | 2016 | 7 | QLD | Demand
2017 | 6 | NSW | Demand | 5939.67 | 2016 | 7 | QLD | Gas
2017 | 6 | NSW | Energy to pumped storage | -49.152 | 2016 | 7 | QLD | Hydro
2017 | 6 | NSW | Gas | 5.3578 | 2016 | 7 | QLD | Import/Export
2017 | 6 | NSW | Hydro | 138.0756 | 2016 | 7 | QLD | Other
2017 | 6 | NSW | NSW-QLD Import/Export | 319.9825 | 2016 | 8 | QLD | Black Coal
2017 | 6 | NSW | Other | 1.1664 | 2016 | 8 | QLD | Demand
2017 | 6 | NSW | Solar | 17.0762 | 2016 | 8 | QLD | Gas
2017 | 6 | NSW | VIC-NSW Import/Export | 373.658 | 2016 | 8 | QLD | Hydro
2017 | 6 | NSW | Wind | 168.5627 | 2016 | 8 | QLD | Import/Export
2017 | 7 | NSW | Black Coal | 4689.0183 | 2016 | 8 | QLD | Other
2017 | 7 | NSW | Demand | 5852.1924 | 2016 | 9 | QLD | Black Coal
2017 | 7 | NSW | Energy to pumped storage | -52.5615 | 2016 | 9 | QLD | Demand
2017 | 7 | NSW | Gas | 0.15865 | 2016 | 9 | QLD | Gas
2017 | 7 | NSW | Hydro | 260.1588 | 2016 | 9 | QLD | Hydro
2017 | 7 | NSW | NSW-QLD Import/Export | 61.5022 | 2016 | 9 | QLD | Import/Export
2017 | 7 | NSW | Other | 0.030662 | 2016 | 9 | QLD | Other
2017 | 7 | NSW | Solar | 21.0456 | 2016 | 10 | QLD | Black Coal
2017 | 7 | NSW | VIC-NSW Import/Export | 626.8286 | 2016 | 10 | QLD | Demand
2017 | 7 | NSW | Wind | 246.0092 | 2016 | 10 | QLD | Gas
2017 | 8 | NSW | Black Coal | 4251.9894 | 2016 | 10 | QLD | Hydro
2017 | 8 | NSW | Demand | 5485.5982 | 2016 | 10 | QLD | Import/Export
2017 | 8 | NSW | Energy to pumped storage | -66.7496 | 2016 | 10 | QLD | Other
2017 | 8 | NSW | Gas | 0.044534 | 2016 | 11 | QLD | Black Coal
2017 | 8 | NSW | Hydro | 226.4707 | 2016 | 11 | QLD | Demand
2017 | 8 | NSW | NSW-QLD Import/Export | 99.4885 | 2016 | 11 | QLD | Gas
2017 | 8 | NSW | Solar | 23.6715 | 2016 | 11 | QLD | Hydro
2017 | 8 | NSW | VIC-NSW Import/Export | 702.0216 | 2016 | 11 | QLD | Import/Export
2017 | 8 | NSW | Wind | 248.6532 | 2016 | 11 | QLD | Other
2017 | 9 | NSW | Black Coal | 3743.4047 | 2016 | 12 | QLD | Black Coal
2017 | 9 | NSW | Demand | 4962.9841 | 2016 | 12 | QLD | Demand
2017 | 9 | NSW | Energy to pumped storage | -55.2078 | 2016 | 12 | QLD | Gas
2017 | 9 | NSW | Hydro | 217.2475 | 2016 | 12 | QLD | Hydro
2017 | 9 | NSW | NSW-QLD Import/Export | 135.7777 | 2016 | 12 | QLD | Import/Export
2017 | 9 | NSW | Solar | 24.4312 | 2016 | 12 | QLD | Other
2017 | 9 | NSW | VIC-NSW Import/Export | 653.7771 | 2017 | 1 | QLD | Black Coal
2017 | 9 | NSW | Wind | 243.5492 | 2017 | 1 | QLD | Demand
2017 | 10 | NSW | Black Coal | 3910.9203 | 2017 | 1 | QLD | Gas
2017 | 10 | NSW | Demand | 5125.0971 | 2017 | 1 | QLD | Hydro
2017 | 10 | NSW | Energy to pumped storage | -55.046 | 2017 | 1 | QLD | Import/Export
2017 | 10 | NSW | Hydro | 224.1551 | 2017 | 1 | QLD | Other
2017 | 10 | NSW | NSW-QLD Import/Export | 193.3924 | 2017 | 2 | QLD | Black Coal
2017 | 10 | NSW | Solar | 27.7533 | 2017 | 2 | QLD | Demand
2017 | 10 | NSW | VIC-NSW Import/Export | 655.6738 | 2017 | 2 | QLD | Gas
2017 | 10 | NSW | Wind | 168.2579 | 2017 | 2 | QLD | Hydro
2017 | 11 | NSW | Black Coal | 4252.3245 | 2017 | 2 | QLD | Import/Export
2017 | 11 | NSW | Demand | 5205.4896 | 2017 | 2 | QLD | Other
2017 | 11 | NSW | Energy to pumped storage | -59.0531 | 2017 | 3 | QLD | Black Coal
2017 | 11 | NSW | Gas | 6.2273 | 2017 | 3 | QLD | Demand
2017 | 11 | NSW | Hydro | 238.7265 | 2017 | 3 | QLD | Gas
2017 | 11 | NSW | NSW-QLD Import/Export | 162.9776 | 2017 | 3 | QLD | Hydro
2017 | 11 | NSW | Other | 1.1361 | 2017 | 3 | QLD | Import/Export
2017 | 11 | NSW | Solar | 27.217 | 2017 | 3 | QLD | Other
2017 | 11 | NSW | VIC-NSW Import/Export | 440.4064 | 2017 | 4 | QLD | Black Coal
2017 | 11 | NSW | Wind | 135.5179 | 2017 | 4 | QLD | Demand
2017 | 12 | NSW | Black Coal | 4232.0414 | 2017 | 4 | QLD | Gas
2017 | 12 | NSW | Demand | 5164.0064 | 2017 | 4 | QLD | Hydro
2017 | 12 | NSW | Energy to pumped storage | -63.1775 | 2017 | 4 | QLD | Import/Export
2017 | 12 | NSW | Gas | 0.98325 | 2017 | 4 | QLD | Other
2017 | 12 | NSW | Hydro | 255.4947 | 2017 | 5 | QLD | Black Coal
2017 | 12 | NSW | NSW-QLD Import/Export | 83.5591 | 2017 | 5 | QLD | Demand
2017 | 12 | NSW | Other | 0.11915 | 2017 | 5 | QLD | Gas
2017 | 12 | NSW | Solar | 30.0399 | 2017 | 5 | QLD | Hydro
2017 | 12 | NSW | VIC-NSW Import/Export | 479.3788 | 2017 | 5 | QLD | Import/Export
2017 | 12 | NSW | Wind | 145.5733 | 2017 | 5 | QLD | Other
2018 | 1 | NSW | Black Coal | 4603.0481 | 2017 | 6 | QLD | Black Coal
2018 | 1 | NSW | Demand | 5525.5026 | 2017 | 6 | QLD | Demand
2018 | 1 | NSW | Energy to pumped storage | -60.4258 | 2017 | 6 | QLD | Gas
2018 | 1 | NSW | Gas | 3.3065 | 2017 | 6 | QLD | Hydro
2018 | 1 | NSW | Hydro | 345.5916 | 2017 | 6 | QLD | Import/Export
2018 | 1 | NSW | NSW-QLD Import/Export | 105.3356 | 2017 | 6 | QLD | Other
2018 | 1 | NSW | Other | 0.59678 | 2017 | 7 | QLD | Black Coal
2018 | 1 | NSW | Solar | 29.0877 | 2017 | 7 | QLD | Demand
2018 | 1 | NSW | VIC-NSW Import/Export | 316.2854 | 2017 | 7 | QLD | Gas
2018 | 1 | NSW | Wind | 182.6737 | 2017 | 7 | QLD | Hydro
2018 | 2 | NSW | Black Coal | 4273.7218 | 2017 | 7 | QLD | Import/Export
2018 | 2 | NSW | Demand | 5016.2643 | 2017 | 7 | QLD | Other
2018 | 2 | NSW | Energy to pumped storage | -53.6554 | 2017 | 8 | QLD | Black Coal
2018 | 2 | NSW | Gas | 4.042 | 2017 | 8 | QLD | Demand
2018 | 2 | NSW | Hydro | 320.4119 | 2017 | 8 | QLD | Gas
2018 | 2 | NSW | NSW-QLD Import/Export | 102.2819 | 2017 | 8 | QLD | Hydro
2018 | 2 | NSW | Other | 0.5941 | 2017 | 8 | QLD | Import/Export
2018 | 2 | NSW | Solar | 26.0528 | 2017 | 8 | QLD | Other
2018 | 2 | NSW | VIC-NSW Import/Export | 233.3969 | 2017 | 9 | QLD | Black Coal
2018 | 2 | NSW | Wind | 109.4082 | 2017 | 9 | QLD | Demand
2018 | 3 | NSW | Black Coal | 4364.9025 | 2017 | 9 | QLD | Gas
2018 | 3 | NSW | Demand | 5197.0857 | 2017 | 9 | QLD | Hydro
2018 | 3 | NSW | Energy to pumped storage | -57.6307 | 2017 | 9 | QLD | Import/Export
2018 | 3 | NSW | Hydro | 290.557 | 2017 | 9 | QLD | Other
2018 | 3 | NSW | NSW-QLD Import/Export | 212.8121 | 2017 | 10 | QLD | Black Coal
2018 | 3 | NSW | Solar | 28.9215 | 2017 | 10 | QLD | Demand
2018 | 3 | NSW | VIC-NSW Import/Export | 243.9324 | 2017 | 10 | QLD | Gas
2018 | 3 | NSW | Wind | 113.5853 | 2017 | 10 | QLD | Hydro
2018 | 4 | NSW | Black Coal | 3794.84 | 2017 | 10 | QLD | Import/Export
2018 | 4 | NSW | Demand | 4666.9348 | 2017 | 10 | QLD | Other
2018 | 4 | NSW | Energy to pumped storage | -57.4832 | 2017 | 11 | QLD | Black Coal
2018 | 4 | NSW | Gas | 2.5018 | 2017 | 11 | QLD | Demand
2018 | 4 | NSW | Hydro | 238.8907 | 2017 | 11 | QLD | Gas
2018 | 4 | NSW | NSW-QLD Import/Export | 149.9842 | 2017 | 11 | QLD | Hydro
2018 | 4 | NSW | Solar | 23.4125 | 2017 | 11 | QLD | Import/Export
2018 | 4 | NSW | VIC-NSW Import/Export | 379.6571 | 2017 | 11 | QLD | Other
2018 | 4 | NSW | Wind | 135.1266 | 2017 | 12 | QLD | Black Coal
2018 | 5 | NSW | Black Coal | 4701.1662 | 2017 | 12 | QLD | Demand
2018 | 5 | NSW | Demand | 5675.881 | 2017 | 12 | QLD | Gas
2018 | 5 | NSW | Energy to pumped storage | -51.3364 | 2017 | 12 | QLD | Hydro
2018 | 5 | NSW | Gas | 25.5999 | 2017 | 12 | QLD | Import/Export
2018 | 5 | NSW | Hydro | 294.6596 | 2017 | 12 | QLD | Other
2018 | 5 | NSW | NSW-QLD Import/Export | 221.5026 | 2018 | 1 | QLD | Black Coal
2018 | 5 | NSW | Solar | 20.3668 | 2018 | 1 | QLD | Demand
2018 | 5 | NSW | VIC-NSW Import/Export | 343.6819 | 2018 | 1 | QLD | Gas
2018 | 5 | NSW | Wind | 120.2441 | 2018 | 1 | QLD | Hydro
2018 | 6 | NSW | Black Coal | 4726.1301 | 2018 | 1 | QLD | Import/Export
2018 | 6 | NSW | Demand | 5507.6207 | 2018 | 1 | QLD | Other
2018 | 6 | NSW | Energy to pumped storage | -51.1532 | 2018 | 2 | QLD | Black Coal
2018 | 6 | NSW | Gas | 1.3611 | 2018 | 2 | QLD | Demand
2018 | 6 | NSW | Hydro | 188.5112 | 2018 | 2 | QLD | Gas
2018 | 6 | NSW | NSW-QLD Import/Export | 181.4634 | 2018 | 2 | QLD | Hydro
2018 | 6 | NSW | Solar | 17.0762 | 2018 | 2 | QLD | Import/Export
2018 | 6 | NSW | VIC-NSW Import/Export | 282.754 | 2018 | 2 | QLD | Other
2018 | 6 | NSW | Wind | 161.4827 | 2018 | 3 | QLD | Black Coal
2018 | 7 | NSW | Black Coal | 4506.6211 | 2018 | 3 | QLD | Demand
2018 | 7 | NSW | Demand | 5643.7679 | 2018 | 3 | QLD | Gas
2018 | 7 | NSW | Energy to pumped storage | -52.2968 | 2018 | 3 | QLD | Hydro
2018 | 7 | NSW | Gas | 0.26029 | 2018 | 3 | QLD | Import/Export
2018 | 7 | NSW | Hydro | 296.0821 | 2018 | 3 | QLD | Other
2018 | 7 | NSW | NSW-QLD Import/Export | 74.7011 | 2018 | 4 | QLD | Black Coal
2018 | 7 | NSW | Solar | 21.0456 | 2018 | 4 | QLD | Demand
2018 | 7 | NSW | VIC-NSW Import/Export | 549.5237 | 2018 | 4 | QLD | Gas
2018 | 7 | NSW | Wind | 247.839 | 2018 | 4 | QLD | Hydro
2018 | 8 | NSW | Black Coal | 4181.0723 | 2018 | 4 | QLD | Import/Export
2018 | 8 | NSW | Demand | 5316.9272 | 2018 | 4 | QLD | Other
2018 | 8 | NSW | Energy to pumped storage | -54.4263 | 2018 | 5 | QLD | Black Coal
2018 | 8 | NSW | Gas | 0.36015 | 2018 | 5 | QLD | Demand
2018 | 8 | NSW | Hydro | 244.8279 | 2018 | 5 | QLD | Gas
2018 | 8 | NSW | NSW-QLD Import/Export | 88.639 | 2018 | 5 | QLD | Hydro
2018 | 8 | NSW | Solar | 23.6715 | 2018 | 5 | QLD | Import/Export
2018 | 8 | NSW | VIC-NSW Import/Export | 589.4742 | 2018 | 5 | QLD | Other
2018 | 8 | NSW | Wind | 243.3149 | 2018 | 6 | QLD | Black Coal
2018 | 9 | NSW | Black Coal | 3336.7032 | 2018 | 6 | QLD | Demand
2018 | 9 | NSW | Demand | 4730.7967 | 2018 | 6 | QLD | Gas
2018 | 9 | NSW | Energy to pumped storage | -51.2192 | 2018 | 6 | QLD | Hydro
2018 | 9 | NSW | Gas | 0.092239 | 2018 | 6 | QLD | Import/Export
2018 | 9 | NSW | Hydro | 300.3687 | 2018 | 6 | QLD | Other
2018 | 9 | NSW | NSW-QLD Import/Export | 234.2567 | 2018 | 7 | QLD | Black Coal
2018 | 9 | NSW | Solar | 24.4312 | 2018 | 7 | QLD | Demand
2018 | 9 | NSW | VIC-NSW Import/Export | 630.9344 | 2018 | 7 | QLD | Gas
2018 | 9 | NSW | Wind | 255.2256 | 2018 | 7 | QLD | Hydro
2018 | 10 | NSW | Black Coal | 3579.0288 | 2018 | 7 | QLD | Import/Export
2018 | 10 | NSW | Demand | 4859.9868 | 2018 | 7 | QLD | Other
2018 | 10 | NSW | Energy to pumped storage | -52.664 | 2018 | 8 | QLD | Black Coal
2018 | 10 | NSW | Gas | 0.014674 | 2018 | 8 | QLD | Demand
2018 | 10 | NSW | Hydro | 278.1354 | 2018 | 8 | QLD | Gas
2018 | 10 | NSW | NSW-QLD Import/Export | 275.2265 | 2018 | 8 | QLD | Hydro
2018 | 10 | NSW | Solar | 27.7533 | 2018 | 8 | QLD | Import/Export
2018 | 10 | NSW | VIC-NSW Import/Export | 563.7022 | 2018 | 8 | QLD | Other
2018 | 10 | NSW | Wind | 188.7861 | 2018 | 9 | QLD | Black Coal
2018 | 11 | NSW | Black Coal | 3872.5452 | 2018 | 9 | QLD | Demand
2018 | 11 | NSW | Demand | 4959.1951 | 2018 | 9 | QLD | Gas
2018 | 11 | NSW | Energy to pumped storage | -52.4695 | 2018 | 9 | QLD | Hydro
2018 | 11 | NSW | Gas | 0.71961 | 2018 | 9 | QLD | Import/Export
2018 | 11 | NSW | Hydro | 280.2488 | 2018 | 9 | QLD | Other
2018 | 11 | NSW | NSW-QLD Import/Export | 244.5833 | 2018 | 10 | QLD | Black Coal
2018 | 11 | NSW | Solar | 27.217 | 2018 | 10 | QLD | Demand
2018 | 11 | NSW | VIC-NSW Import/Export | 454.9666 | 2018 | 10 | QLD | Gas
2018 | 11 | NSW | Wind | 131.3841 | 2018 | 10 | QLD | Hydro
2018 | 12 | NSW | Black Coal | 4057.9196 | 2018 | 10 | QLD | Import/Export
2018 | 12 | NSW | Demand | 4949.5042 | 2018 | 10 | QLD | Other
2018 | 12 | NSW | Energy to pumped storage | -61.655 | 2018 | 11 | QLD | Black Coal
2018 | 12 | NSW | Gas | 0.093672 | 2018 | 11 | QLD | Demand
2018 | 12 | NSW | Hydro | 204.8133 | 2018 | 11 | QLD | Gas
2018 | 12 | NSW | NSW-QLD Import/Export | 51.1027 | 2018 | 11 | QLD | Hydro
2018 | 12 | NSW | Solar | 30.0322 | 2018 | 11 | QLD | Import/Export
2018 | 12 | NSW | VIC-NSW Import/Export | 513.3009 | 2018 | 11 | QLD | Other
2018 | 12 | NSW | Wind | 153.8914 | 2018 | 12 | QLD | Black Coal
2019 | 1 | NSW | Black Coal | 4230.1327 | 2018 | 12 | QLD | Demand
2019 | 1 | NSW | Demand | 5177.9892 | 2018 | 12 | QLD | Gas
2019 | 1 | NSW | Energy to pumped storage | -59.2894 | 2018 | 12 | QLD | Hydro
2019 | 1 | NSW | Gas | 0.84729 | 2018 | 12 | QLD | Import/Export
2019 | 1 | NSW | Hydro | 319.8861 | 2018 | 12 | QLD | Other
2019 | 1 | NSW | NSW-QLD Import/Export | 100.4943 | 2019 | 1 | QLD | Black Coal
2019 | 1 | NSW | Solar | 29.0877 | 2019 | 1 | QLD | Demand
2019 | 1 | NSW | VIC-NSW Import/Export | 395.7715 | 2019 | 1 | QLD | Gas
2019 | 1 | NSW | Wind | 161.0552 | 2019 | 1 | QLD | Hydro
2019 | 2 | NSW | Black Coal | 4140.904 | 2019 | 1 | QLD | Import/Export
2019 | 2 | NSW | Demand | 4862.6362 | 2019 | 1 | QLD | Other
2019 | 2 | NSW | Energy to pumped storage | -49.609 | 2019 | 2 | QLD | Black Coal
2019 | 2 | NSW | Gas | 1.5247 | 2019 | 2 | QLD | Demand
2019 | 2 | NSW | Hydro | 288.0286 | 2019 | 2 | QLD | Gas
2019 | 2 | NSW | NSW-QLD Import/Export | 106.3499 | 2019 | 2 | QLD | Hydro
2019 | 2 | NSW | Solar | 26.0528 | 2019 | 2 | QLD | Import/Export
2019 | 2 | NSW | VIC-NSW Import/Export | 218.2785 | 2019 | 2 | QLD | Other
2019 | 2 | NSW | Wind | 131.1012 | 2019 | 3 | QLD | Black Coal
2019 | 3 | NSW | Black Coal | 4322.0839 | 2019 | 3 | QLD | Demand
2019 | 3 | NSW | Demand | 4977.9305 | 2019 | 3 | QLD | Gas
2019 | 3 | NSW | Energy to pumped storage | -45.867 | 2019 | 3 | QLD | Hydro
2019 | 3 | NSW | Gas | 0.045935 | 2019 | 3 | QLD | Import/Export
2019 | 3 | NSW | Hydro | 148.5472 | 2019 | 3 | QLD | Other
2019 | 3 | NSW | NSW-QLD Import/Export | 131.0591 | 2019 | 4 | QLD | Black Coal
2019 | 3 | NSW | Solar | 28.9215 | 2019 | 4 | QLD | Demand
2019 | 3 | NSW | VIC-NSW Import/Export | 277.2761 | 2019 | 4 | QLD | Gas
2019 | 3 | NSW | Wind | 115.8587 | 2019 | 4 | QLD | Hydro
2019 | 4 | NSW | Black Coal | 3996.242 | 2019 | 4 | QLD | Import/Export
2019 | 4 | NSW | Demand | 4504.4567 | 2019 | 4 | QLD | Other
2019 | 4 | NSW | Energy to pumped storage | -63.4777 | 2019 | 5 | QLD | Black Coal
2019 | 4 | NSW | Gas | 0.27722 | 2019 | 5 | QLD | Demand
2019 | 4 | NSW | Hydro | 151.4739 | 2019 | 5 | QLD | Gas
2019 | 4 | NSW | NSW-QLD Import/Export | 50.3061 | 2019 | 5 | QLD | Hydro
2019 | 4 | NSW | Solar | 23.4125 | 2019 | 5 | QLD | Import/Export
2019 | 4 | NSW | VIC-NSW Import/Export | 222.3311 | 2019 | 5 | QLD | Other
2019 | 4 | NSW | Wind | 123.8869 | 2019 | 6 | QLD | Black Coal
2019 | 5 | NSW | Black Coal | 4599.1855 | 2019 | 6 | QLD | Demand
2019 | 5 | NSW | Demand | 5306.0701 | 2019 | 6 | QLD | Gas
2019 | 5 | NSW | Energy to pumped storage | -62.3957 | 2019 | 6 | QLD | Hydro
2019 | 5 | NSW | Gas | 10.4121 | 2019 | 6 | QLD | Import/Export
2019 | 5 | NSW | Hydro | 230.299 | 2019 | 6 | QLD | Other
2019 | 5 | NSW | NSW-QLD Import/Export | 161.5208 | 2019 | 7 | QLD | Black Coal
2019 | 5 | NSW | Solar | 20.3668 | 2019 | 7 | QLD | Demand
2019 | 5 | NSW | VIC-NSW Import/Export | 210.9884 | 2019 | 7 | QLD | Gas
2019 | 5 | NSW | Wind | 135.6835 | 2019 | 7 | QLD | Hydro
2019 | 6 | NSW | Black Coal | 4343.1275 | 2019 | 7 | QLD | Import/Export
2019 | 6 | NSW | Demand | 5192.8348 | 2019 | 7 | QLD | Other
2019 | 6 | NSW | Energy to pumped storage | -49.7595 | 2019 | 8 | QLD | Black Coal
2019 | 6 | NSW | Gas | 0.050534 | 2019 | 8 | QLD | Demand
2019 | 6 | NSW | Hydro | 280.4056 | 2019 | 8 | QLD | Gas
2019 | 6 | NSW | NSW-QLD Import/Export | 166.0056 | 2019 | 8 | QLD | Hydro
2019 | 6 | NSW | Solar | 17.0762 | 2019 | 8 | QLD | Import/Export
2019 | 6 | NSW | VIC-NSW Import/Export | 284.3185 | 2019 | 8 | QLD | Other
2019 | 6 | NSW | Wind | 151.6093 | 2019 | 9 | QLD | Black Coal
2019 | 7 | NSW | Black Coal | 4479.5766 | 2019 | 9 | QLD | Demand
2019 | 7 | NSW | Demand | 5651.4643 | 2019 | 9 | QLD | Gas
2019 | 7 | NSW | Energy to pumped storage | -51.9817 | 2019 | 9 | QLD | Hydro
2019 | 7 | NSW | Gas | 1 | 2019 | 9 | QLD | Import/Export
2019 | 7 | NSW | Hydro | 252.3396 | 2019 | 9 | QLD | Other
2019 | 7 | NSW | NSW-QLD Import/Export | 111.5218 | 2019 | 10 | QLD | Black Coal
2019 | 7 | NSW | Solar | 21.0456 | 2019 | 10 | QLD | Demand
2019 | 7 | NSW | VIC-NSW Import/Export | 588.0752 | 2019 | 10 | QLD | Gas
2019 | 7 | NSW | Wind | 249.8824 | 2019 | 10 | QLD | Hydro
2019 | 8 | NSW | Black Coal | 3930.4433 | 2019 | 10 | QLD | Import/Export
2019 | 8 | NSW | Demand | 5232.0376 | 2019 | 10 | QLD | Other
2019 | 8 | NSW | Energy to pumped storage | -52.7401 | 2019 | 11 | QLD | Black Coal
2019 | 8 | NSW | Gas | 0.048339 | 2019 | 11 | QLD | Demand
2019 | 8 | NSW | Hydro | 295.9807 | 2019 | 11 | QLD | Gas
2019 | 8 | NSW | NSW-QLD Import/Export | 148.3441 | 2019 | 11 | QLD | Hydro
2019 | 8 | NSW | Solar | 23.6715 | 2019 | 11 | QLD | Import/Export
2019 | 8 | NSW | VIC-NSW Import/Export | 632.4722 | 2019 | 11 | QLD | Other
2019 | 8 | NSW | Wind | 253.8134 | 2019 | 12 | QLD | Black Coal
2019 | 9 | NSW | Black Coal | 3114.1865 | 2019 | 12 | QLD | Demand
2019 | 9 | NSW | Demand | 4646.9882 | 2019 | 12 | QLD | Gas
2019 | 9 | NSW | Energy to pumped storage | -51.1294 | 2019 | 12 | QLD | Hydro
2019 | 9 | NSW | Gas | 0.028013 | 2019 | 12 | QLD | Import/Export
2019 | 9 | NSW | Hydro | 412.14 | 2019 | 12 | QLD | Other
2019 | 9 | NSW | NSW-QLD Import/Export | 238.4232 | 2020 | 1 | QLD | Black Coal
2019 | 9 | NSW | Solar | 24.4312 | 2020 | 1 | QLD | Demand
2019 | 9 | NSW | VIC-NSW Import/Export | 659.5124 | 2020 | 1 | QLD | Gas
2019 | 9 | NSW | Wind | 249.3977 | 2020 | 1 | QLD | Hydro
2019 | 10 | NSW | Black Coal | 3383.95 | 2020 | 1 | QLD | Import/Export
2019 | 10 | NSW | Demand | 4765.4479 | 2020 | 1 | QLD | Other
2019 | 10 | NSW | Energy to pumped storage | -53.1368 | 2020 | 2 | QLD | Black Coal
2019 | 10 | NSW | Gas | 0.081102 | 2020 | 2 | QLD | Demand
2019 | 10 | NSW | Hydro | 315.3977 | 2020 | 2 | QLD | Gas
2019 | 10 | NSW | NSW-QLD Import/Export | 306.2668 | 2020 | 2 | QLD | Hydro
2019 | 10 | NSW | Solar | 27.7533 | 2020 | 2 | QLD | Import/Export
2019 | 10 | NSW | VIC-NSW Import/Export | 602.5787 | 2020 | 2 | QLD | Other
2019 | 10 | NSW | Wind | 182.562 | 2020 | 3 | QLD | Black Coal
2019 | 11 | NSW | Black Coal | 3772.6964 | 2020 | 3 | QLD | Demand
2019 | 11 | NSW | Demand | 4905.3218 | 2020 | 3 | QLD | Gas
2019 | 11 | NSW | Energy to pumped storage | -51.5474 | 2020 | 3 | QLD | Hydro
2019 | 11 | NSW | Gas | 3.8631 | 2020 | 3 | QLD | Import/Export
2019 | 11 | NSW | Hydro | 297.7152 | 2020 | 3 | QLD | Other
2019 | 11 | NSW | NSW-QLD Import/Export | 272.5682 | 2020 | 4 | QLD | Black Coal
2019 | 11 | NSW | Solar | 27.217 | 2020 | 4 | QLD | Demand
2019 | 11 | NSW | VIC-NSW Import/Export | 443.4228 | 2020 | 4 | QLD | Gas
2019 | 11 | NSW | Wind | 139.3901 | 2020 | 4 | QLD | Hydro
2019 | 12 | NSW | Black Coal | 3998.1306 | 2020 | 4 | QLD | Import/Export
2019 | 12 | NSW | Demand | 4863.1788 | 2020 | 4 | QLD | Other
2019 | 12 | NSW | Energy to pumped storage | -53.7819 | 2020 | 5 | QLD | Black Coal
2019 | 12 | NSW | Gas | 0.53106 | 2020 | 5 | QLD | Demand
2019 | 12 | NSW | Hydro | 185.0935 | 2020 | 5 | QLD | Gas
2019 | 12 | NSW | NSW-QLD Import/Export | 88.497 | 2020 | 5 | QLD | Hydro
2019 | 12 | NSW | Solar | 29.991 | 2020 | 5 | QLD | Import/Export
2019 | 12 | NSW | VIC-NSW Import/Export | 465.6908 | 2020 | 5 | QLD | Other
2019 | 12 | NSW | Wind | 149.0329 | 2020 | 6 | QLD | Black Coal
2020 | 1 | NSW | Black Coal | 4230.2626 | 2020 | 6 | QLD | Demand
2020 | 1 | NSW | Demand | 5130.0351 | 2020 | 6 | QLD | Gas
2020 | 1 | NSW | Energy to pumped storage | -54.5452 | 2020 | 6 | QLD | Hydro
2020 | 1 | NSW | Gas | 2.1471 | 2020 | 6 | QLD | Import/Export
2020 | 1 | NSW | Hydro | 273.1585 | 2020 | 6 | QLD | Other
2020 | 1 | NSW | NSW-QLD Import/Export | 137.3516
2020 | 1 | NSW | Solar | 29.0877
2020 | 1 | NSW | VIC-NSW Import/Export | 348.3038
2020 | 1 | NSW | Wind | 164.2699
2020 | 2 | NSW | Black Coal | 4150.9071
2020 | 2 | NSW | Demand | 4950.7986
2020 | 2 | NSW | Energy to pumped storage | -49.744
2020 | 2 | NSW | Gas | 1.1209
2020 | 2 | NSW | Hydro | 293.888
2020 | 2 | NSW | NSW-QLD Import/Export | 160.9292
2020 | 2 | NSW | Solar | 26.9956
2020 | 2 | NSW | VIC-NSW Import/Export | 237.812
2020 | 2 | NSW | Wind | 128.8818
2020 | 3 | NSW | Black Coal | 4193.2565
2020 | 3 | NSW | Demand | 4927.198
2020 | 3 | NSW | Energy to pumped storage | -42.1895
2020 | 3 | NSW | Gas | 0.031752
2020 | 3 | NSW | Hydro | 170.3697
2020 | 3 | NSW | NSW-QLD Import/Export | 178.7291
2020 | 3 | NSW | Solar | 28.7482
2020 | 3 | NSW | VIC-NSW Import/Export | 283.5846
2020 | 3 | NSW | Wind | 114.6542
2020 | 4 | NSW | Black Coal | 3952.5187
2020 | 4 | NSW | Demand | 4474.1122
2020 | 4 | NSW | Energy to pumped storage | -52.9539
2020 | 4 | NSW | Gas | 0.0096938
2020 | 4 | NSW | Hydro | 96.8432
2020 | 4 | NSW | NSW-QLD Import/Export | 105.3144
2020 | 4 | NSW | Solar | 23.301
2020 | 4 | NSW | VIC-NSW Import/Export | 212.27
2020 | 4 | NSW | Wind | 136.8004
2020 | 5 | NSW | Black Coal | 4468.9476
2020 | 5 | NSW | Demand | 5240.3408
2020 | 5 | NSW | Energy to pumped storage | -55.0446
2020 | 5 | NSW | Gas | 2.2764
2020 | 5 | NSW | Hydro | 224.1154
2020 | 5 | NSW | NSW-QLD Import/Export | 150.0397
2020 | 5 | NSW | Solar | 20.3008
2020 | 5 | NSW | VIC-NSW Import/Export | 302.6261
2020 | 5 | NSW | Wind | 127.0798
2020 | 6 | NSW | Black Coal | 4279.7135
2020 | 6 | NSW | Demand | 5177.6532
2020 | 6 | NSW | Energy to pumped storage | -49.3708
2020 | 6 | NSW | Gas | 0.088982
2020 | 6 | NSW | Hydro | 244.4528
2020 | 6 | NSW | NSW-QLD Import/Export | 211.7531
2020 | 6 | NSW | Solar | 17.0744
2020 | 6 | NSW | VIC-NSW Import/Export | 327.8639
2020 | 6 | NSW | Wind | 146.0799
2020 | 7 | NSW | Black Coal | 4399.4101
2020 | 7 | NSW | Demand | 5618.3288
2020 | 7 | NSW | Energy to pumped storage | -48.282
2020 | 7 | NSW | Gas | 0.14134
2020 | 7 | NSW | Hydro | 272.2784
2020 | 7 | NSW | NSW-QLD Import/Export | 160.7655
2020 | 7 | NSW | Solar | 21.1734
2020 | 7 | NSW | VIC-NSW Import/Export | 548.5973
2020 | 7 | NSW | Wind | 264.2454
2020 | 8 | NSW | Black Coal | 4049.6085
2020 | 8 | NSW | Demand | 5192.437
2020 | 8 | NSW | Energy to pumped storage | -52.2573
2020 | 8 | NSW | Hydro | 174.9041
2020 | 8 | NSW | NSW-QLD Import/Export | 192.5172
2020 | 8 | NSW | Solar | 23.7568
2020 | 8 | NSW | VIC-NSW Import/Export | 546.8617
2020 | 8 | NSW | Wind | 257.0365
2020 | 9 | NSW | Black Coal | 3276.9087
2020 | 9 | NSW | Demand | 4668.3526
2020 | 9 | NSW | Energy to pumped storage | -50.8371
2020 | 9 | NSW | Gas | 0.010662
2020 | 9 | NSW | Hydro | 302.8661
2020 | 9 | NSW | NSW-QLD Import/Export | 268.4311
2020 | 9 | NSW | Solar | 24.5142
2020 | 9 | NSW | VIC-NSW Import/Export | 607.0208
2020 | 9 | NSW | Wind | 239.4312
2020 | 10 | NSW | Black Coal | 3119.9814
2020 | 10 | NSW | Demand | 4753.4477
2020 | 10 | NSW | Energy to pumped storage | -52.6369
2020 | 10 | NSW | Hydro | 573.7369
2020 | 10 | NSW | NSW-QLD Import/Export | 323.3371
2020 | 10 | NSW | Solar | 27.7675
2020 | 10 | NSW | VIC-NSW Import/Export | 589.7626
2020 | 10 | NSW | Wind | 171.4835
2020 | 11 | NSW | Black Coal | 3735.1638
2020 | 11 | NSW | Demand | 4894.4491
2020 | 11 | NSW | Energy to pumped storage | -50.8389
2020 | 11 | NSW | Gas | 0.30561
2020 | 11 | NSW | Hydro | 301.5177
2020 | 11 | NSW | NSW-QLD Import/Export | 265.5778
2020 | 11 | NSW | Solar | 27.2834
2020 | 11 | NSW | VIC-NSW Import/Export | 469.6096
2020 | 11 | NSW | Wind | 145.8227
2020 | 12 | NSW | Black Coal | 3886.3423
2020 | 12 | NSW | Demand | 4866.408
2020 | 12 | NSW | Energy to pumped storage | -51.9158
2020 | 12 | NSW | Hydro | 219.8136
2020 | 12 | NSW | NSW-QLD Import/Export | 158.3852
2020 | 12 | NSW | Solar | 29.9395
2020 | 12 | NSW | VIC-NSW Import/Export | 473.3364
2020 | 12 | NSW | Wind | 150.5029
2021 | 1 | NSW | Black Coal | 4057.4841
2021 | 1 | NSW | Demand | 5092.4739
2021 | 1 | NSW | Energy to pumped storage | -54.0936
2021 | 1 | NSW | Gas | 0.17617
2021 | 1 | NSW | Hydro | 283.7505
2021 | 1 | NSW | NSW-QLD Import/Export | 172.1126
2021 | 1 | NSW | Solar | 29.0383
2021 | 1 | NSW | VIC-NSW Import/Export | 438.8643
2021 | 1 | NSW | Wind | 165.1335
2021 | 2 | NSW | Black Coal | 3931.406
2021 | 2 | NSW | Demand | 4785.7722
2021 | 2 | NSW | Energy to pumped storage | -47.6864
2021 | 2 | NSW | Gas | 0.99864
2021 | 2 | NSW | Hydro | 215.1417
2021 | 2 | NSW | NSW-QLD Import/Export | 181.3247
2021 | 2 | NSW | Solar | 26.0528
2021 | 2 | NSW | VIC-NSW Import/Export | 354.821
2021 | 2 | NSW | Wind | 123.7152
2021 | 3 | NSW | Black Coal | 4222.3277
2021 | 3 | NSW | Demand | 4944.1797
2021 | 3 | NSW | Energy to pumped storage | -41.6623
2021 | 3 | NSW | Hydro | 82.6148
2021 | 3 | NSW | NSW-QLD Import/Export | 217.0256
2021 | 3 | NSW | Solar | 28.9215
2021 | 3 | NSW | VIC-NSW Import/Export | 322.7367
2021 | 3 | NSW | Wind | 112.2146
2021 | 4 | NSW | Black Coal | 3899.8337
2021 | 4 | NSW | Demand | 4435.0386
2021 | 4 | NSW | Energy to pumped storage | -51.3836
2021 | 4 | NSW | Hydro | 74.3429
2021 | 4 | NSW | NSW-QLD Import/Export | 131.4085
2021 | 4 | NSW | Solar | 23.4125
2021 | 4 | NSW | VIC-NSW Import/Export | 219.2149
2021 | 4 | NSW | Wind | 138.2199
2021 | 5 | NSW | Black Coal | 4468.2928
2021 | 5 | NSW | Demand | 5277.5329
2021 | 5 | NSW | Energy to pumped storage | -53.1743
2021 | 5 | NSW | Gas | 2.7826
2021 | 5 | NSW | Hydro | 208.7082
2021 | 5 | NSW | NSW-QLD Import/Export | 183.723
2021 | 5 | NSW | Solar | 20.3668
2021 | 5 | NSW | VIC-NSW Import/Export | 315.5403
2021 | 5 | NSW | Wind | 131.2934
2021 | 6 | NSW | Black Coal | 4280.0471
2021 | 6 | NSW | Demand | 5214.5011
2021 | 6 | NSW | Energy to pumped storage | -48.9271
2021 | 6 | NSW | Gas | 0.22656
2021 | 6 | NSW | Hydro | 293.2502
2021 | 6 | NSW | NSW-QLD Import/Export | 218.8812
2021 | 6 | NSW | Solar | 17.0762
2021 | 6 | NSW | VIC-NSW Import/Export | 311.2844
2021 | 6 | NSW | Wind | 142.6556
2021 | 7 | NSW | Black Coal | 4517.7987
2021 | 7 | NSW | Demand | 5595.9462
2021 | 7 | NSW | Energy to pumped storage | -51.9795
2021 | 7 | NSW | Gas | 0.28506
2021 | 7 | NSW | Hydro | 335.3683
2021 | 7 | NSW | NSW-QLD Import/Export | 181.4647
2021 | 7 | NSW | Solar | 21.0456
2021 | 7 | NSW | VIC-NSW Import/Export | 336.1032
2021 | 7 | NSW | Wind | 255.8679
2021 | 8 | NSW | Black Coal | 4189.3548
2021 | 8 | NSW | Demand | 5175.0521
2021 | 8 | NSW | Energy to pumped storage | -52.7024
2021 | 8 | NSW | Gas | 0.15475
2021 | 8 | NSW | Hydro | 133.1525
2021 | 8 | NSW | NSW-QLD Import/Export | 227.8138
2021 | 8 | NSW | Solar | 23.6715
2021 | 8 | NSW | VIC-NSW Import/Export | 400.1278
2021 | 8 | NSW | Wind | 253.4744
2021 | 9 | NSW | Black Coal | 3543.3834
2021 | 9 | NSW | Demand | 4648.9452
2021 | 9 | NSW | Energy to pumped storage | -51.2182
2021 | 9 | NSW | Gas | 0.27695
2021 | 9 | NSW | Hydro | 155.8712
2021 | 9 | NSW | NSW-QLD Import/Export | 301.5216
2021 | 9 | NSW | Solar | 24.4312
2021 | 9 | NSW | VIC-NSW Import/Export | 429.841
2021 | 9 | NSW | Wind | 244.8465
2021 | 10 | NSW | Black Coal | 3764.6922
2021 | 10 | NSW | Demand | 4742.2385
2021 | 10 | NSW | Energy to pumped storage | -53.0644
2021 | 10 | NSW | Hydro | 119.0533
2021 | 10 | NSW | NSW-QLD Import/Export | 362.366
2021 | 10 | NSW | Solar | 27.7533
2021 | 10 | NSW | VIC-NSW Import/Export | 354.9095
2021 | 10 | NSW | Wind | 166.5277
2021 | 11 | NSW | Black Coal | 4064.5079
2021 | 11 | NSW | Demand | 4887.6736
2021 | 11 | NSW | Energy to pumped storage | -51.1487
2021 | 11 | NSW | Gas | 1.1328
2021 | 11 | NSW | Hydro | 95.638
2021 | 11 | NSW | NSW-QLD Import/Export | 307.0654
2021 | 11 | NSW | Solar | 27.217
2021 | 11 | NSW | VIC-NSW Import/Export | 295.4851
2021 | 11 | NSW | Wind | 147.7618
2021 | 12 | NSW | Black Coal | 4182.9494
2021 | 12 | NSW | Demand | 4877.9989
2021 | 12 | NSW | Energy to pumped storage | -52.4375
2021 | 12 | NSW | Gas | 0.31036
2021 | 12 | NSW | Hydro | 69.5606
2021 | 12 | NSW | NSW-QLD Import/Export | 193.2538
2021 | 12 | NSW | Solar | 29.8359
2021 | 12 | NSW | VIC-NSW Import/Export | 306.898
2021 | 12 | NSW | Wind | 147.6292
2022 | 1 | NSW | Black Coal | 4324.1492
2022 | 1 | NSW | Demand | 5076.9359
2022 | 1 | NSW | Energy to pumped storage | -54.7441
2022 | 1 | NSW | Hydro | 96.2508
2022 | 1 | NSW | NSW-QLD Import/Export | 221.2319
2022 | 1 | NSW | Solar | 29.083
2022 | 1 | NSW | VIC-NSW Import/Export | 292.201
2022 | 1 | NSW | Wind | 167.9654
2022 | 2 | NSW | Black Coal | 4062.4626
2022 | 2 | NSW | Demand | 4735.2792
2022 | 2 | NSW | Energy to pumped storage | -48.1154
2022 | 2 | NSW | Hydro | 139.2066
2022 | 2 | NSW | NSW-QLD Import/Export | 216.2732
2022 | 2 | NSW | Solar | 26.0528
2022 | 2 | NSW | VIC-NSW Import/Export | 216.4369
2022 | 2 | NSW | Wind | 122.8641
2022 | 3 | NSW | Black Coal | 4339.8497
2022 | 3 | NSW | Demand | 4923.1949
2022 | 3 | NSW | Energy to pumped storage | -42.0695
2022 | 3 | NSW | Hydro | 76.2099
2022 | 3 | NSW | NSW-QLD Import/Export | 256.0052
2022 | 3 | NSW | Solar | 28.9109
2022 | 3 | NSW | VIC-NSW Import/Export | 157.753
2022 | 3 | NSW | Wind | 106.5383
2022 | 4 | NSW | Black Coal | 3847.0331
2022 | 4 | NSW | Demand | 4486.1544
2022 | 4 | NSW | Energy to pumped storage | -51.0572
2022 | 4 | NSW | Gas | 1.3651
2022 | 4 | NSW | Hydro | 151.184
2022 | 4 | NSW | NSW-QLD Import/Export | 210.6087
2022 | 4 | NSW | Solar | 23.4125
2022 | 4 | NSW | VIC-NSW Import/Export | 163.0727
2022 | 4 | NSW | Wind | 140.5375
2022 | 5 | NSW | Black Coal | 4307.5349
2022 | 5 | NSW | Demand | 5248.283
2022 | 5 | NSW | Energy to pumped storage | -52.7172
2022 | 5 | NSW | Gas | 30.0245
2022 | 5 | NSW | Hydro | 203.8116
2022 | 5 | NSW | NSW-QLD Import/Export | 347.6335
2022 | 5 | NSW | Solar | 20.3668
2022 | 5 | NSW | VIC-NSW Import/Export | 262.6231
2022 | 5 | NSW | Wind | 129.0106
2022 | 6 | NSW | Black Coal | 4076.0608
2022 | 6 | NSW | Demand | 5188.337
2022 | 6 | NSW | Energy to pumped storage | -49.3142
2022 | 6 | NSW | Gas | 8.6824
2022 | 6 | NSW | Hydro | 415.6656
2022 | 6 | NSW | NSW-QLD Import/Export | 272.0947
2022 | 6 | NSW | Solar | 17.0762
2022 | 6 | NSW | VIC-NSW Import/Export | 291.6219
2022 | 6 | NSW | Wind | 156.4449
2022 | 7 | NSW | Black Coal | 4436.0079
2022 | 7 | NSW | Demand | 5580.2892
2022 | 7 | NSW | Energy to pumped storage | -53.5474
2022 | 7 | NSW | Gas | 9.873
2022 | 7 | NSW | Hydro | 278.0436
2022 | 7 | NSW | NSW-QLD Import/Export | 259.397
2022 | 7 | NSW | Solar | 21.0456
2022 | 7 | NSW | VIC-NSW Import/Export | 377.9261
2022 | 7 | NSW | Wind | 251.5412
2022 | 8 | NSW | Black Coal | 4024.8101
2022 | 8 | NSW | Demand | 5161.9303
2022 | 8 | NSW | Energy to pumped storage | -52.6007
2022 | 8 | NSW | Gas | 1.946
2022 | 8 | NSW | Hydro | 221.7359
2022 | 8 | NSW | NSW-QLD Import/Export | 261.3828
2022 | 8 | NSW | Solar | 23.6715
2022 | 8 | NSW | VIC-NSW Import/Export | 434.8403
2022 | 8 | NSW | Wind | 246.1514
2022 | 9 | NSW | Black Coal | 3423.0065
2022 | 9 | NSW | Demand | 4622.8303
2022 | 9 | NSW | Energy to pumped storage | -51.1698
2022 | 9 | NSW | Gas | 0.5499
2022 | 9 | NSW | Hydro | 222.0427
2022 | 9 | NSW | NSW-QLD Import/Export | 345.9118
2022 | 9 | NSW | Solar | 24.4312
2022 | 9 | NSW | VIC-NSW Import/Export | 413.288
2022 | 9 | NSW | Wind | 244.7546
2022 | 10 | NSW | Black Coal | 3596.3468
2022 | 10 | NSW | Demand | 4727.2459
2022 | 10 | NSW | Energy to pumped storage | -53.1195
2022 | 10 | NSW | Gas | 0.020554
2022 | 10 | NSW | Hydro | 225.7017
2022 | 10 | NSW | NSW-QLD Import/Export | 386.2201
2022 | 10 | NSW | Solar | 27.7533
2022 | 10 | NSW | VIC-NSW Import/Export | 376.3675
2022 | 10 | NSW | Wind | 167.9515
2022 | 11 | NSW | Black Coal | 3846.6558
2022 | 11 | NSW | Demand | 4843.8754
2022 | 11 | NSW | Energy to pumped storage | -51.3464
2022 | 11 | NSW | Gas | 1.0358
2022 | 11 | NSW | Hydro | 244.2172
2022 | 11 | NSW | NSW-QLD Import/Export | 370.7344
2022 | 11 | NSW | Solar | 27.217
2022 | 11 | NSW | VIC-NSW Import/Export | 262.2072
2022 | 11 | NSW | Wind | 143.1616
2022 | 12 | NSW | Black Coal | 3912.6203
2022 | 12 | NSW | Demand | 4814.0748
2022 | 12 | NSW | Energy to pumped storage | -52.9508
2022 | 12 | NSW | Gas | 1.2507
2022 | 12 | NSW | Hydro | 159.0468
2022 | 12 | NSW | NSW-QLD Import/Export | 264.6382
2022 | 12 | NSW | Solar | 30.0399
2022 | 12 | NSW | VIC-NSW Import/Export | 350.0737
2022 | 12 | NSW | Wind | 149.3189
2023 | 1 | NSW | Black Coal | 4076.1505
2023 | 1 | NSW | Demand | 5076.6174
2023 | 1 | NSW | Energy to pumped storage | -54.4729
2023 | 1 | NSW | Gas | 2.506
2023 | 1 | NSW | Hydro | 218.9231
2023 | 1 | NSW | NSW-QLD Import/Export | 277.8781
2023 | 1 | NSW | Solar | 29.0877
2023 | 1 | NSW | VIC-NSW Import/Export | 349.1526
2023 | 1 | NSW | Wind | 177.3898
2023 | 2 | NSW | Black Coal | 3870.3015
2023 | 2 | NSW | Demand | 4700.2994
2023 | 2 | NSW | Energy to pumped storage | -49.4006
2023 | 2 | NSW | Gas | 5.4045
2023 | 2 | NSW | Hydro | 194.5678
2023 | 2 | NSW | NSW-QLD Import/Export | 261.8473
2023 | 2 | NSW | Solar | 26.0528
2023 | 2 | NSW | VIC-NSW Import/Export | 276.2484
2023 | 2 | NSW | Wind | 115.2767
2023 | 3 | NSW | Black Coal | 4174.6247
2023 | 3 | NSW | Demand | 4923.2089
2023 | 3 | NSW | Energy to pumped storage | -41.8571
2023 | 3 | NSW | Gas | 0.19645
2023 | 3 | NSW | Hydro | 131.096
2023 | 3 | NSW | NSW-QLD Import/Export | 303.1116
2023 | 3 | NSW | Solar | 28.9215
2023 | 3 | NSW | VIC-NSW Import/Export | 222.9992
2023 | 3 | NSW | Wind | 104.1163
2023 | 4 | NSW | Black Coal | 3721.1759
2023 | 4 | NSW | Demand | 4425.0305
2023 | 4 | NSW | Energy to pumped storage | -51.0237
2023 | 4 | NSW | Gas | 0.64567
2023 | 4 | NSW | Hydro | 132.6159
2023 | 4 | NSW | NSW-QLD Import/Export | 242.6229
2023 | 4 | NSW | Solar | 23.4125
2023 | 4 | NSW | VIC-NSW Import/Export | 212.6625
2023 | 4 | NSW | Wind | 142.9134
2023 | 5 | NSW | Black Coal | 4297.6901
2023 | 5 | NSW | Demand | 5297.7677
2023 | 5 | NSW | Energy to pumped storage | -52.7366
2023 | 5 | NSW | Gas | 35.7725
2023 | 5 | NSW | Hydro | 304.1213
2023 | 5 | NSW | NSW-QLD Import/Export | 299.5052
2023 | 5 | NSW | Solar | 20.3668
2023 | 5 | NSW | VIC-NSW Import/Export | 267.6149
2023 | 5 | NSW | Wind | 125.4352
2023 | 6 | NSW | Black Coal | 4284.4585
2023 | 6 | NSW | Demand | 5194.5071
2023 | 6 | NSW | Energy to pumped storage | -52.063
2023 | 6 | NSW | Gas | 21.2647
2023 | 6 | NSW | Hydro | 247.367
2023 | 6 | NSW | NSW-QLD Import/Export | 300.0536
2023 | 6 | NSW | Solar | 17.0762
2023 | 6 | NSW | VIC-NSW Import/Export | 207.7926
2023 | 6 | NSW | Wind | 168.5554
2023 | 7 | NSW | Black Coal | 4512.494
2023 | 7 | NSW | Demand | 5582.5986
2023 | 7 | NSW | Energy to pumped storage | -63.4246
2023 | 7 | NSW | Gas | 13.0427
2023 | 7 | NSW | Hydro | 256.5695
2023 | 7 | NSW | NSW-QLD Import/Export | 229.7423
2023 | 7 | NSW | Solar | 21.0456
2023 | 7 | NSW | VIC-NSW Import/Export | 367.1111
2023 | 7 | NSW | Wind | 246.0092
2023 | 8 | NSW | Black Coal | 4005.8494
2023 | 8 | NSW | Demand | 5143.1974
2023 | 8 | NSW | Energy to pumped storage | -52.5523
2023 | 8 | NSW | Gas | 2.753
2023 | 8 | NSW | Hydro | 205.8241
2023 | 8 | NSW | NSW-QLD Import/Export | 297.3453
2023 | 8 | NSW | Solar | 23.6715
2023 | 8 | NSW | VIC-NSW Import/Export | 411.6573
2023 | 8 | NSW | Wind | 248.6448
2023 | 9 | NSW | Black Coal | 3388.3632
2023 | 9 | NSW | Demand | 4598.748
2023 | 9 | NSW | Energy to pumped storage | -50.7723
2023 | 9 | NSW | Gas | 2.0764
2023 | 9 | NSW | Hydro | 260.5429
2023 | 9 | NSW | NSW-QLD Import/Export | 352.9721
2023 | 9 | NSW | Solar | 24.4312
2023 | 9 | NSW | VIC-NSW Import/Export | 377.5937
2023 | 9 | NSW | Wind | 243.5492
2023 | 10 | NSW | Black Coal | 3626.6027
2023 | 10 | NSW | Demand | 4749.8501
2023 | 10 | NSW | Energy to pumped storage | -52.5779
2023 | 10 | NSW | Gas | 0.6498
2023 | 10 | NSW | Hydro | 241.2401
2023 | 10 | NSW | NSW-QLD Import/Export | 374.3216
2023 | 10 | NSW | Solar | 27.7533
2023 | 10 | NSW | VIC-NSW Import/Export | 363.6741
2023 | 10 | NSW | Wind | 168.187
2023 | 11 | NSW | Black Coal | 3854.5325
2023 | 11 | NSW | Demand | 4812.6715
2023 | 11 | NSW | Energy to pumped storage | -50.8305
2023 | 11 | NSW | Gas | 0.70098
2023 | 11 | NSW | Hydro | 222.9162
2023 | 11 | NSW | NSW-QLD Import/Export | 366.6357
2023 | 11 | NSW | Solar | 27.217
2023 | 11 | NSW | VIC-NSW Import/Export | 251.7094
2023 | 11 | NSW | Wind | 139.7797
2023 | 12 | NSW | Black Coal | 3871.3141
2023 | 12 | NSW | Demand | 4769.0517
2023 | 12 | NSW | Energy to pumped storage | -52.1383
2023 | 12 | NSW | Gas | 1.479
2023 | 12 | NSW | Hydro | 156.1874
2023 | 12 | NSW | NSW-QLD Import/Export | 251.7174
2023 | 12 | NSW | Solar | 29.476
2023 | 12 | NSW | VIC-NSW Import/Export | 367.289
2023 | 12 | NSW | Wind | 143.7199
2024 | 1 | NSW | Black Coal | 4180.3609
2024 | 1 | NSW | Demand | 5124.3243
2024 | 1 | NSW | Energy to pumped storage | -53.3631
2024 | 1 | NSW | Gas | 2.5048
2024 | 1 | NSW | Hydro | 183.4329
2024 | 1 | NSW | NSW-QLD Import/Export | 278.6892
2024 | 1 | NSW | Solar | 29.0877
2024 | 1 | NSW | VIC-NSW Import/Export | 320.9341
2024 | 1 | NSW | Wind | 182.6737
2024 | 2 | NSW | Black Coal | 4029.5691
2024 | 2 | NSW | Demand | 4842.9082
2024 | 2 | NSW | Energy to pumped storage | -50.3621
2024 | 2 | NSW | Gas | 4.1186
2024 | 2 | NSW | Hydro | 168.4901
2024 | 2 | NSW | NSW-QLD Import/Export | 274.2497
2024 | 2 | NSW | Solar | 26.9956
2024 | 2 | NSW | VIC-NSW Import/Export | 276.1915
2024 | 2 | NSW | Wind | 113.6571
2024 | 3 | NSW | Black Coal | 4063.3834
2024 | 3 | NSW | Demand | 4807.3451
2024 | 3 | NSW | Energy to pumped storage | -41.9787
2024 | 3 | NSW | Hydro | 111.6209
2024 | 3 | NSW | NSW-QLD Import/Export | 323.5317
2024 | 3 | NSW | Solar | 28.7482
2024 | 3 | NSW | VIC-NSW Import/Export | 218.5757
2024 | 3 | NSW | Wind | 103.1362
2024 | 4 | NSW | Black Coal | 3760.9081
2024 | 4 | NSW | Demand | 4426.0025
2024 | 4 | NSW | Energy to pumped storage | -51.7878
2024 | 4 | NSW | Gas | 1.9972
2024 | 4 | NSW | Hydro | 116.0115
2024 | 4 | NSW | NSW-QLD Import/Export | 223.3962
2024 | 4 | NSW | Solar | 23.301
2024 | 4 | NSW | VIC-NSW Import/Export | 200.4674
2024 | 4 | NSW | Wind | 151.6961
2024 | 5 | NSW | Black Coal | 4400.3742
2024 | 5 | NSW | Demand | 5350.0548
2024 | 5 | NSW | Energy to pumped storage | -56.3123
2024 | 5 | NSW | Gas | 45.581
2024 | 5 | NSW | Hydro | 243.7234
2024 | 5 | NSW | NSW-QLD Import/Export | 312.0818
2024 | 5 | NSW | Solar | 20.3008
2024 | 5 | NSW | VIC-NSW Import/Export | 267.1879
2024 | 5 | NSW | Wind | 117.112
2024 | 6 | NSW | Black Coal | 4363.3005
2024 | 6 | NSW | Demand | 5203.5147
2024 | 6 | NSW | Energy to pumped storage | -62.2703
2024 | 6 | NSW | Gas | 15.6099
2024 | 6 | NSW | Hydro | 125.6371
2024 | 6 | NSW | NSW-QLD Import/Export | 331.1865
2024 | 6 | NSW | Solar | 17.0744
2024 | 6 | NSW | VIC-NSW Import/Export | 251.0357
2024 | 6 | NSW | Wind | 161.9399
2024 | 7 | NSW | Black Coal | 4560.426
2024 | 7 | NSW | Demand | 5677.2583
2024 | 7 | NSW | Energy to pumped storage | -59.7463
2024 | 7 | NSW | Gas | 16.1803
2024 | 7 | NSW | Hydro | 252.3433
2024 | 7 | NSW | NSW-QLD Import/Export | 322.1638
2024 | 7 | NSW | Solar | 21.1734
2024 | 7 | NSW | VIC-NSW Import/Export | 314.1815
2024 | 7 | NSW | Wind | 250.5303
2024 | 8 | NSW | Black Coal | 4150.9094
2024 | 8 | NSW | Demand | 5236.5692
2024 | 8 | NSW | Energy to pumped storage | -52.7174
2024 | 8 | NSW | Gas | 3.34
2024 | 8 | NSW | Hydro | 230.2472
2024 | 8 | NSW | NSW-QLD Import/Export | 247.4262
2024 | 8 | NSW | Solar | 23.7568
2024 | 8 | NSW | VIC-NSW Import/Export | 379.7897
2024 | 8 | NSW | Wind | 253.8134
2024 | 9 | NSW | Black Coal | 3460.3587
2024 | 9 | NSW | Demand | 4629.6798
2024 | 9 | NSW | Energy to pumped storage | -51.2493
2024 | 9 | NSW | Gas | 1.1874
2024 | 9 | NSW | Hydro | 229.84
2024 | 9 | NSW | NSW-QLD Import/Export | 346.1601
2024 | 9 | NSW | Solar | 24.4735
2024 | 9 | NSW | VIC-NSW Import/Export | 370.5995
2024 | 9 | NSW | Wind | 248.3099
2024 | 10 | NSW | Black Coal | 3637.6421
2024 | 10 | NSW | Demand | 4735.7651
2024 | 10 | NSW | Energy to pumped storage | -52.9412
2024 | 10 | NSW | Gas | 0.066778
2024 | 10 | NSW | Hydro | 201.3759
2024 | 10 | NSW | NSW-QLD Import/Export | 411.3983
2024 | 10 | NSW | Solar | 27.6555
2024 | 10 | NSW | VIC-NSW Import/Export | 328.107
2024 | 10 | NSW | Wind | 182.4544
2024 | 11 | NSW | Black Coal | 3919.2881
2024 | 11 | NSW | Demand | 4850.6588
2024 | 11 | NSW | Energy to pumped storage | -51.2772
2024 | 11 | NSW | Gas | 0.43985
2024 | 11 | NSW | Hydro | 197.0219
2024 | 11 | NSW | NSW-QLD Import/Export | 365.7789
2024 | 11 | NSW | Solar | 27.2834
2024 | 11 | NSW | VIC-NSW Import/Export | 252.7372
2024 | 11 | NSW | Wind | 139.3901
2024 | 12 | NSW | Black Coal | 3904.7132
2024 | 12 | NSW | Demand | 4795.5934
2024 | 12 | NSW | Energy to pumped storage | -52.2348
2024 | 12 | NSW | Gas | 0.43394
2024 | 12 | NSW | Hydro | 144.633
2024 | 12 | NSW | NSW-QLD Import/Export | 230.8206
2024 | 12 | NSW | Solar | 29.8302
2024 | 12 | NSW | VIC-NSW Import/Export | 388.9211
2024 | 12 | NSW | Wind | 148.4787
2025 | 1 | NSW | Black Coal | 4158.0692
2025 | 1 | NSW | Demand | 5065.5419
2025 | 1 | NSW | Energy to pumped storage | -53.095
2025 | 1 | NSW | Gas | 1.0087
2025 | 1 | NSW | Hydro | 195.9944
2025 | 1 | NSW | NSW-QLD Import/Export | 267.3992
2025 | 1 | NSW | Solar | 29.0317
2025 | 1 | NSW | VIC-NSW Import/Export | 303.1119
2025 | 1 | NSW | Wind | 164.0093
2025 | 2 | NSW | Black Coal | 4033.163
2025 | 2 | NSW | Demand | 4765.2972
2025 | 2 | NSW | Energy to pumped storage | -48.0006
2025 | 2 | NSW | Gas | 2.3249
2025 | 2 | NSW | Hydro | 171.2017
2025 | 2 | NSW | NSW-QLD Import/Export | 265.2095
2025 | 2 | NSW | Solar | 26.0528
2025 | 2 | NSW | VIC-NSW Import/Export | 188.2058
2025 | 2 | NSW | Wind | 127.1298
2025 | 3 | NSW | Black Coal | 4176.207
2025 | 3 | NSW | Demand | 4891.3651
2025 | 3 | NSW | Energy to pumped storage | -41.9617
2025 | 3 | NSW | Gas | 0.27954
2025 | 3 | NSW | Hydro | 87.354
2025 | 3 | NSW | NSW-QLD Import/Export | 295.7378
2025 | 3 | NSW | Solar | 28.7951
2025 | 3 | NSW | VIC-NSW Import/Export | 229.8428
2025 | 3 | NSW | Wind | 115.0984
2025 | 4 | NSW | Black Coal | 3822.1666
2025 | 4 | NSW | Demand | 4423.2733
2025 | 4 | NSW | Energy to pumped storage | -51.9033
2025 | 4 | NSW | Gas | 2.2408
2025 | 4 | NSW | Hydro | 133.2986
2025 | 4 | NSW | NSW-QLD Import/Export | 188.1309
2025 | 4 | NSW | Solar | 23.4125
2025 | 4 | NSW | VIC-NSW Import/Export | 171.5438
2025 | 4 | NSW | Wind | 134.3872
2025 | 5 | NSW | Black Coal | 4287.3608
2025 | 5 | NSW | Demand | 5260.2435
2025 | 5 | NSW | Energy to pumped storage | -53.9794
2025 | 5 | NSW | Gas | 31.087
2025 | 5 | NSW | Hydro | 304.8621
2025 | 5 | NSW | NSW-QLD Import/Export | 334.4069
2025 | 5 | NSW | Solar | 20.3665
2025 | 5 | NSW | VIC-NSW Import/Export | 209.3162
2025 | 5 | NSW | Wind | 126.8087
2025 | 6 | NSW | Black Coal | 4385.3868
2025 | 6 | NSW | Demand | 5182.2615
2025 | 6 | NSW | Energy to pumped storage | -58.2636
2025 | 6 | NSW | Gas | 17.7442
2025 | 6 | NSW | Hydro | 246.8931
2025 | 6 | NSW | NSW-QLD Import/Export | 280.889
2025 | 6 | NSW | Solar | 17.0762
2025 | 6 | NSW | VIC-NSW Import/Export | 143.5773
2025 | 6 | NSW | Wind | 148.9604

## SupplyDemandCondition_Low
Row Labels | Generation | Maximum demand | Import at maximum demand | Export at maximum demand | Unmet load at maximum demand
2015
7 | 12349.5744 | 12371.7637 | 79.5363 | 0 | 0
8 | 11457.6625 | 11583.4975 | 191.5888 | 0 | 0
9 | 10017.4866 | 9977.9297 | 32.0778 | 0 | 0
10 | 9430.5022 | 9617.8385 | 243.6476 | 0 | 0
11 | 12021.147 | 12071.5077 | 110.1911 | 0 | 0
12 | 11663.5198 | 12381.9361 | 757.098 | 0 | 0
2016
1 | 12653.8121 | 12588.9138 | 0 | 4.3122 | 0
2 | 11623.3696 | 12416.3589 | 827.3236 | 0 | 0
3 | 9384.2006 | 10109.5234 | 764.6327 | 0 | 0
4 | 10916.4377 | 11836.7854 | 978.0846 | 0 | 0
5 | 11198.6062 | 11930.1357 | 781.8348 | 0 | 0
6 | 12283.2261 | 12355.8488 | 142.2873 | 0 | 0
7 | 12000.2862 | 12211.6987 | 285.5202 | 0 | 0
8 | 11227.1208 | 11425.4923 | 268.5921 | 0 | 0
9 | 8901.6566 | 9655.6564 | 826.6801 | 0 | 0
10 | 7957.6558 | 9240.911 | 1340.61 | 0 | 0
11 | 11413.9577 | 12014.3853 | 658.267 | 0 | 0
12 | 11755.2082 | 12352.4211 | 637.4152 | 0 | 0
2017
1 | 12262.9356 | 12545.8891 | 322.486 | 0 | 0
2 | 11931.7914 | 12359.0977 | 467.8473 | 0 | 0
3 | 9138.267 | 10691.8495 | 1607.1539 | 0 | 0
4 | 9387.0092 | 10856.3121 | 1516.1996 | 0 | 0
5 | 10981.4019 | 12330.6804 | 1387.96 | 0 | 0
6 | 11362.7893 | 12445.1808 | 1153.3375 | 0 | 0
7 | 11224.2696 | 11257.9831 | 95.1128 | 0 | 0
8 | 9938.9571 | 10424.6833 | 553.0048 | 0 | 0
9 | 8254.4924 | 8715.4609 | 526.8593 | 0 | 0
10 | 8456.5233 | 9763.8621 | 1367.363 | 0 | 0
11 | 10861.0298 | 11487.4373 | 681.523 | 0 | 0
12 | 10748.8155 | 12066.643 | 1354.6745 | 0 | 0
2018
1 | 11364.8759 | 12061.5299 | 722.561 | 0 | 0
2 | 11168.5329 | 11889.9689 | 747.1246 | 0 | 0
3 | 9478.127 | 10007.9298 | 594.849 | 0 | 0
4 | 10112.4623 | 10454.4044 | 407.7699 | 0 | 0
5 | 11348.7174 | 12410.9468 | 1102.6496 | 0 | 0
6 | 11989.0959 | 11918.902 | 0 | 127.981 | 0
7 | 11137.8526 | 11186.3528 | 116.9244 | 0 | 0
8 | 10347.7709 | 10456.4104 | 175.0522 | 0 | 0
9 | 7781.5788 | 8482.2292 | 772.1086 | 0 | 0
10 | 7363.6643 | 7885.5435 | 595.2551 | 0 | 0
11 | 10366.7893 | 10971.9884 | 663.5867 | 0 | 0
12 | 10697.9943 | 11433.7628 | 766.2946 | 0 | 0
2019
1 | 10852.7492 | 11658.875 | 846.0717 | 0 | 0
2 | 10842.2463 | 11332.7669 | 533.3816 | 0 | 0
3 | 9969.3704 | 9979.8603 | 41.7977 | 0 | 0
4 | 10379.2487 | 10356.3184 | 9.2997 | 0 | 0
5 | 11966.4667 | 11922.0943 | 0 | 131.0691 | 0
6 | 10680.0007 | 10607.7091 | 0 | 495.2236 | 0
7 | 11633.0227 | 11586.5352 | 0 | 70.0288 | 0
8 | 10600.4477 | 10640.2391 | 106.7741 | 0 | 0
9 | 7809.8118 | 8665.233 | 929.9541 | 0 | 0
10 | 7284.2018 | 7968.0305 | 714.9206 | 0 | 0
11 | 10367.8518 | 11071.0096 | 754.5521 | 0 | 0
12 | 10633.8745 | 11445.678 | 838.7728 | 0 | 0
2020
1 | 11184.7472 | 11861.1639 | 705.757 | 0 | 0
2 | 11273.9521 | 11566.8526 | 322.9421 | 0 | 0
3 | 9666.5206 | 9709.238 | 71.3572 | 0 | 0
4 | 10169.0013 | 10098.5315 | 0 | 226.1632 | 0
5 | 11659.3741 | 11618.2643 | 0 | 447.6929 | 0
6 | 11712.0755 | 11642.463 | 0 | 280.5388 | 0
7 | 11518.0039 | 11450.3346 | 0 | 41.8982 | 0
8 | 10464.9865 | 10650.8794 | 256.0724 | 0 | 0
9 | 7903.1425 | 8593.1803 | 758.8844 | 0 | 0
10 | 7079.1501 | 7853.474 | 810.79 | 0 | 0
11 | 9959.8955 | 10933.5974 | 1041.2388 | 0 | 0
12 | 10625.1462 | 11467.6213 | 878.7277 | 0 | 0
2021
1 | 11453.7646 | 11543.4231 | 120.4962 | 0 | 0
2 | 10754.0319 | 11478.9265 | 759.0998 | 0 | 0
3 | 9158.2471 | 9624.8403 | 488.8601 | 0 | 0
4 | 10093.9914 | 10030.2433 | 0 | 413.4444 | 0
5 | 11708.4269 | 11663.6227 | 0 | 476.795 | 0
6 | 11699.477 | 11628.4765 | 0 | 286.1355 | 0
7 | 11356.3021 | 11362.3018 | 56.6139 | 0 | 0
8 | 10301.7551 | 10572.5608 | 331.6962 | 0 | 0
9 | 8003.1667 | 8558.5657 | 618.6189 | 0 | 0
10 | 7338.6032 | 7879.8427 | 565.4139 | 0 | 0
11 | 9406.2126 | 10801.5489 | 1452.8783 | 0 | 0
12 | 10218.1445 | 11303.3966 | 1117.2764 | 0 | 0
2022
1 | 10749.4816 | 11512.2816 | 793.601 | 0 | 0
2 | 10872.5614 | 11362.2448 | 533.9279 | 0 | 0
3 | 9050.1816 | 9491.3211 | 469.5448 | 0 | 0
4 | 10140.1505 | 10818.6706 | 726.809 | 0 | 0
5 | 10155.1564 | 11247.4888 | 1136.2566 | 0 | 0
6 | 10902.5 | 11503.1089 | 672.3636 | 0 | 0
7 | 10613.1373 | 11267.3423 | 714.2753 | 0 | 0
8 | 10178.6411 | 10513.9917 | 400.4191 | 0 | 0
9 | 8237.5093 | 8626.4802 | 452.1885 | 0 | 0
10 | 6739.9534 | 7889.9407 | 1189.308 | 0 | 0
11 | 9276.6429 | 10770.7964 | 1560.2856 | 0 | 0
12 | 9813.1995 | 11302.7882 | 1522.3689 | 0 | 3.9539
2023
1 | 9811.9654 | 11421.041 | 1638.3529 | 0 | 0
2 | 10019.6012 | 11332.3162 | 1342.349 | 0 | 0
3 | 8857.7135 | 9815.2516 | 1018.4168 | 0 | 0
4 | 9449.7924 | 10035.687 | 606.1281 | 0 | 0
5 | 10569.2521 | 11505.25 | 981.8351 | 0 | 0
6 | 10777.5627 | 11540.1398 | 833.1769 | 0 | 0
7 | 10587.4871 | 11326.7161 | 806.7789 | 0 | 0
8 | 10189.5738 | 10569.5815 | 450.0726 | 0 | 0
9 | 7608.5846 | 8614.2417 | 1076.1891 | 0 | 0
10 | 8534.6311 | 9720.7216 | 1227.5649 | 0 | 0
11 | 9146.3078 | 10713.0057 | 1630.47 | 0 | 0
12 | 9976.6368 | 11607.6909 | 1661.8405 | 0 | 0
2024
1 | 9772.636 | 11444.5953 | 1708.6549 | 0 | 0
2 | 9974.3076 | 11337.6499 | 1407.5976 | 0 | 0
3 | 8604.6738 | 9506.0953 | 913.4762 | 0 | 0
4 | 9911.9883 | 9837.4066 | 0 | 78.4258 | 0
5 | 10444.3566 | 11543.9195 | 1134.8978 | 0 | 0
6 | 10264.8968 | 11622.4392 | 1428.5313 | 0 | 0
7 | 10868.4856 | 11497.5212 | 698.4427 | 0 | 0
8 | 10185.2248 | 10824.831 | 708.2097 | 0 | 0
9 | 7637.5619 | 8852.8902 | 1281.1515 | 0 | 0
10 | 7211.2849 | 8048.6831 | 907.0546 | 0 | 0
11 | 9660.7565 | 10689.4273 | 1055.0346 | 0 | 0
12 | 9658.6948 | 11120.545 | 1493.5853 | 0 | 0
2025
1 | 9759.1679 | 11600.1699 | 1867.6232 | 0 | 0
2 | 10163.479 | 11402.5386 | 1267.6571 | 0 | 0
3 | 8861.5715 | 9573.1106 | 726.2099 | 0 | 0
4 | 10014.0596 | 10119.5563 | 169.9996 | 0 | 0
5 | 10757.8926 | 11612.3469 | 896.9711 | 0 | 0
6 | 10244.8434 | 11231.3369 | 1052.0461 | 0 | 0
7 | 6846.3735 | 7676.6234 | 941.128 | 0 | 0
Grand Total | 1226789.0629 | 10788.6375 | 701.3068 | 25.4521 | 0.032677

## FlowData_Low
Row Labels | Total import | Total export
15-16 | 8113.8803 | -238.229
16-17 | 9253.8419 | -62.5563
17-18 | 7264.5898 | -167.9679
18-19 | 6778.9687 | -165.3909
19-20 | 7353.5038 | -172.6002
20-21 | 7691.1944 | -58.8601
21-22 | 6630.7576 | -38.11
22-23 | 7332.2145 | -28.0118
23-24 | 7237.0271 | -21.993
24-25 | 6845.2169 | -34.0777
Grand Total | 74501.1951 | -987.797