## Workbook Explained (hidden)
Constraints Workbook

## Sheet1 (hidden)
LHS Terms | Interconnector Terms | Interconnector Terms |  |  |  | TRUE
| Generation Terms | Generation Terms | Angaston | Angaston | TRUE | TRUE | TRUE
|  |  | Anglesea | Anglesea | TRUE | TRUE | TRUE | Barcaldine GT | TRUE
|  |  | Bairnsdale | Bairnsdale | TRUE | TRUE | TRUE | Barron Gorge | TRUE
|  |  | Barcaldine GT | Barcaldine GT | TRUE | TRUE | TRUE | Braemar Stage 2 | TRUE
|  |  | Barron Gorge | Barron Gorge | TRUE | TRUE | TRUE | Callide B | TRUE
|  |  | Bastyan | Bastyan | TRUE | TRUE | TRUE | Callide Power Plant | TRUE
|  |  | Bayswater 330kV | Bayswater 330kV | TRUE | TRUE | TRUE | Collinsville | TRUE
|  |  | Bayswater 500kV | Bayswater 500kV | TRUE | TRUE | TRUE | Condamine | TRUE
|  |  | Bell Bay Three | Bell Bay Three | TRUE | TRUE | TRUE | CQ Gladstone 132kV | TRUE
|  |  | Blowering | Blowering | TRUE | TRUE | TRUE | CQ Gladstone 275kV | TRUE
|  |  | Bluff Wind Farm | Bluff Wind Farm | TRUE | TRUE | TRUE | Darling Downs CCGT | TRUE
|  |  | Bogong | Bogong | TRUE | TRUE | TRUE | Kareeya | TRUE
|  |  | Braemar | Braemar | TRUE | TRUE | TRUE | Kogan Creek | TRUE
|  |  | Braemar Stage 2 | Braemar Stage 2 | TRUE | TRUE | TRUE | Millmerran | TRUE
|  |  | Broken Hill | Broken Hill | 1 | 1 | 1 | Mt Stuart GT | TRUE
|  |  | Callide A | Callide A | 1 | 1 | 1 | NewGen Braemar | FALSE
|  |  | Callide B | Callide B | TRUE | TRUE | TRUE | Oakey GT | TRUE
|  |  | Callide Power Plant | Callide Power Plant | TRUE | TRUE | TRUE | Roma GT | TRUE
|  |  | Canunda | Canunda | TRUE | TRUE | TRUE | Stanwell | TRUE
|  |  | CAN Yass 330kV | CAN Yass 330kV | 1 | 1 | 1 | Swanbank E | TRUE
|  |  | Capital Wind Farm | Capital Wind Farm | TRUE | TRUE | TRUE | Tarong | TRUE
|  |  | Catagunya | Catagunya | TRUE | TRUE | TRUE | Tarong North | TRUE
|  |  | Cathedral Rocks | Cathedral Rocks | TRUE | TRUE | TRUE | Townsville 1 | TRUE
|  |  | Cethana | Cethana | TRUE | TRUE | TRUE | Townsville 2 | TRUE
|  |  | Clements Gap | Clements Gap | TRUE | TRUE | TRUE | Wivenhoe | TRUE
|  |  | Collinsville | Collinsville | TRUE | TRUE | TRUE
|  |  | Colongra GT | Colongra GT | TRUE | TRUE | TRUE
|  |  | Condamine | Condamine | TRUE | TRUE | TRUE
|  |  | CQ Gladstone 132kV | CQ Gladstone 132kV | TRUE | TRUE | TRUE
|  |  | CQ Gladstone 275kV | CQ Gladstone 275kV | TRUE | TRUE | TRUE
|  |  | Cullerin Range | Cullerin Range | TRUE | TRUE | TRUE
|  |  | Darling Downs CCGT | Darling Downs CCGT | TRUE | TRUE | TRUE
|  |  | Dartmouth | Dartmouth | TRUE | TRUE | TRUE
|  |  | Devils Gate | Devils Gate | TRUE | TRUE | TRUE
|  |  | Dry Creek 1 & 2 | Dry Creek 1 & 2 | TRUE | TRUE | TRUE
|  |  | Dry Creek 3 | Dry Creek 3 | TRUE | TRUE | TRUE
|  |  | Eildon | Eildon | TRUE | TRUE | TRUE
|  |  | Eraring 330kV | Eraring 330kV | TRUE | TRUE | TRUE
|  |  | Eraring 500kV | Eraring 500kV | TRUE | TRUE | TRUE
|  |  | Fisher | Fisher | TRUE | TRUE | TRUE
|  |  | Gordon | Gordon | TRUE | TRUE | TRUE
|  |  | Gunning Wind Farm | Gunning Wind Farm | TRUE | TRUE | TRUE
|  |  | Guthega | Guthega | TRUE | TRUE | TRUE
|  |  | Hallett GT | Hallett GT | TRUE | TRUE | TRUE
|  |  | Hallett Hill Wind Farm | Hallett Hill Wind Farm | TRUE | TRUE | TRUE
|  |  | Hallett Wind Farm | Hallett Wind Farm | TRUE | TRUE | TRUE
|  |  | Hazelwood | Hazelwood | TRUE | TRUE | TRUE
|  |  | Hazelwood_6 | Hazelwood_6 | TRUE | TRUE | TRUE
|  |  | Hume NSW | Hume NSW | TRUE | TRUE | TRUE
|  |  | Hume VIC | Hume VIC | TRUE | TRUE | TRUE
|  |  | Hunter Valley GT | Hunter Valley GT | TRUE | TRUE | TRUE
|  |  | Jeeralang A | Jeeralang A | TRUE | TRUE | TRUE
|  |  | Jeeralang B | Jeeralang B | TRUE | TRUE | TRUE
|  |  | John Butters | John Butters | TRUE | TRUE | TRUE
|  |  | Kareeya | Kareeya | TRUE | TRUE | TRUE
|  |  | Kogan Creek | Kogan Creek | TRUE | TRUE | TRUE
|  |  | Ladbroke Grove | Ladbroke Grove | TRUE | TRUE | TRUE
|  |  | Lake Bonney Stage 1 | Lake Bonney Stage 1 | TRUE | TRUE | TRUE
|  |  | Lake Bonney Stage 2 & 3 | Lake Bonney Stage 2 & 3 | TRUE | TRUE | TRUE
|  |  | Lake Echo | Lake Echo | TRUE | TRUE | TRUE
|  |  | Laverton North | Laverton North | TRUE | TRUE | TRUE
|  |  | Lemonthyme | Lemonthyme | TRUE | TRUE | TRUE
|  |  | Liapootah | Liapootah | TRUE | TRUE | TRUE
|  |  | Liddell | Liddell | TRUE | TRUE | TRUE
|  |  | Lower Tumut | Lower Tumut | TRUE | TRUE | TRUE
|  |  | Loy Yang A | Loy Yang A | TRUE | TRUE | TRUE
|  |  | Loy Yang B | Loy Yang B | TRUE | TRUE | TRUE
|  |  | Macarthur Wind farm | Macarthur Wind farm | TRUE | TRUE | TRUE
|  |  | Mackay Gas Turbine | Mackay Gas Turbine | TRUE | TRUE | TRUE
|  |  | Mackintosh | Mackintosh | TRUE | TRUE | TRUE
|  |  | McKay Creek | McKay Creek | TRUE | TRUE | TRUE
|  |  | McKay Creek 2 & 4 | McKay Creek 2 & 4 | TRUE | TRUE | TRUE
|  |  | Meadowbank | Meadowbank | TRUE | TRUE | TRUE
|  |  | Millmerran | Millmerran | TRUE | TRUE | TRUE
|  |  | Mintaro GT | Mintaro GT | TRUE | TRUE | TRUE
|  |  | Mortlake PS | Mortlake PS | TRUE | TRUE | TRUE
|  |  | Morwell | Morwell | TRUE | TRUE | TRUE
|  |  | Morwell_4-5 | Morwell_4-5 | TRUE | TRUE | TRUE
|  |  | Mt Millar Wind Farm | Mt Millar Wind Farm | TRUE | TRUE | TRUE
|  |  | Mt Piper | Mt Piper | TRUE | TRUE | TRUE
|  |  | Mt Stuart GT | Mt Stuart GT | TRUE | TRUE | TRUE
|  |  | Munmorah | Munmorah | TRUE | TRUE | TRUE
|  |  | Murray | Murray | TRUE | TRUE | TRUE
|  |  | NewGen Braemar | NewGen Braemar | 1 | 1 | 1
|  |  | Newport | Newport | TRUE | TRUE | TRUE
|  |  | North Brown Hill Wind Farm | North Brown Hill Wind Farm | TRUE | TRUE | TRUE
|  |  | Northern Power Station | Northern Power Station | TRUE | TRUE | TRUE
|  |  | NWT 220_Wind | NWT 220_Wind | TRUE | TRUE | TRUE
|  |  | Oakey GT | Oakey GT | TRUE | TRUE | TRUE
|  |  | Osborne | Osborne | TRUE | TRUE | TRUE
|  |  | Pelican Point | Pelican Point | TRUE | TRUE | TRUE
|  |  | Playford | Playford | TRUE | TRUE | TRUE
|  |  | Poatina 132kV | Poatina 132kV | TRUE | TRUE | TRUE
|  |  | Poatina 275kV | Poatina 275kV | TRUE | TRUE | TRUE
|  |  | Port Lincoln | Port Lincoln | TRUE | TRUE | TRUE
|  |  | Quarantine | Quarantine | TRUE | TRUE | TRUE
|  |  | Redbank | Redbank | TRUE | TRUE | TRUE
|  |  | Reece | Reece | TRUE | TRUE | TRUE
|  |  | Roma GT | Roma GT | TRUE | TRUE | TRUE
|  |  | Shoalhaven | Shoalhaven | TRUE | TRUE | TRUE
|  |  | Smithfield | Smithfield | TRUE | TRUE | TRUE
|  |  | Snowtown Wind Farm | Snowtown Wind Farm | TRUE | TRUE | TRUE
|  |  | Snuggery | Snuggery | TRUE | TRUE | TRUE
|  |  | Somerton | Somerton | TRUE | TRUE | TRUE
|  |  | Stanwell | Stanwell | TRUE | TRUE | TRUE
|  |  | Starfish Hill | Starfish Hill | TRUE | TRUE | TRUE
|  |  | Swanbank E | Swanbank E | TRUE | TRUE | TRUE
|  |  | Tallawarra | Tallawarra | TRUE | TRUE | TRUE
|  |  | Tamar Valley CCGT | Tamar Valley CCGT | TRUE | TRUE | TRUE
|  |  | Tamar Valley OCGT | Tamar Valley OCGT | TRUE | TRUE | TRUE
|  |  | Tarong | Tarong | TRUE | TRUE | TRUE
|  |  | Tarong North | Tarong North | TRUE | TRUE | TRUE
|  |  | Tarraleah | Tarraleah | TRUE | TRUE | TRUE
|  |  | Torrens Island A | Torrens Island A | TRUE | TRUE | TRUE
|  |  | Torrens Island B | Torrens Island B | TRUE | TRUE | TRUE
|  |  | Townsville 1 | Townsville 1 | TRUE | TRUE | TRUE
|  |  | Townsville 2 | Townsville 2 | TRUE | TRUE | TRUE
|  |  | Trevallyn | Trevallyn | TRUE | TRUE | TRUE
|  |  | Tribute | Tribute | TRUE | TRUE | TRUE
|  |  | Tungatinah | Tungatinah | TRUE | TRUE | TRUE
|  |  | Upper Tumut | Upper Tumut | TRUE | TRUE | TRUE
|  |  | Uranquinty | Uranquinty | TRUE | TRUE | TRUE
|  |  | Vales Pt | Vales Pt | TRUE | TRUE | TRUE
|  |  | Valley Power | Valley Power | TRUE | TRUE | TRUE
|  |  | Wallerawang | Wallerawang | TRUE | TRUE | TRUE
|  |  | Waterloo | Waterloo | TRUE | TRUE | TRUE
|  |  | Wattle Point | Wattle Point | TRUE | TRUE | TRUE
|  |  | Waubra Wind Farm | Waubra Wind Farm | TRUE | TRUE | TRUE
|  |  | Wayatinah | Wayatinah | TRUE | TRUE | TRUE
|  |  | West Kiewa | West Kiewa | TRUE | TRUE | TRUE
|  |  | Wilmot | Wilmot | TRUE | TRUE | TRUE
|  |  | Wivenhoe | Wivenhoe | TRUE | TRUE | TRUE
|  |  | Woodlawn Wind Farm | Woodlawn Wind Farm | TRUE | TRUE | TRUE
|  |  | Yallourn | Yallourn | TRUE | TRUE | TRUE
|  |  | Yarwun CoGen | Yarwun CoGen | TRUE | TRUE | TRUE

## Full CPs (hidden)
Name | Full Path | Plant
Newport | Newport | Natural gas\VIC\NPS
Osbourne | Osbourne | Natural gas\SA\OsborneST
Osbourne | Osbourne | Natural gas\SA\OsborneGT
Port Lincoln | Port Lincoln | Liquid fuel\SA\POR01-1
Port Lincoln | Port Lincoln | Liquid fuel\SA\POR01-2
Port Lincoln | Port Lincoln | Liquid fuel\SA\POR01-3
REDBANK+NNS Geothermal New Entry | REDBANK+NNS Geothermal New Entry | Black Coal\NSW\REDBANK1
REDBANK+NNS Geothermal New Entry | REDBANK+NNS Geothermal New Entry | New Plant\NSW\NNS Geothermal 1
REDBANK+NNS Geothermal New Entry | REDBANK+NNS Geothermal New Entry | New Plant\TAS\TAS Geothermal 1
REDBANK+NNS Geothermal New Entry | REDBANK+NNS Geothermal New Entry | New Plant\NSW\NNS Geothermal 2
REDBANK+NNS Geothermal New Entry | REDBANK+NNS Geothermal New Entry | New Plant\NSW\NNS Geothermal 3
REDBANK+NNS Geothermal New Entry | REDBANK+NNS Geothermal New Entry | New Plant\NSW\NNS Geothermal 4
SwanbankE | SwanbankE | Natural gas\QLD\SWAN_E
Tarong North | Tarong North | Black Coal\QLD\TNPS1
Torrens Island North | Torrens Island North | Natural gas\SA\QPS1
Torrens Island North | Torrens Island North | Natural gas\SA\QPS2
Torrens Island North | Torrens Island North | Natural gas\SA\QPS3
Torrens Island North | Torrens Island North | Natural gas\SA\QPS4
Torrens Island North | Torrens Island North | Natural gas\SA\QPS5
Valley Power | Valley Power | Natural gas\VIC\VPGS1
Valley Power | Valley Power | Natural gas\VIC\VPGS2
Valley Power | Valley Power | Natural gas\VIC\VPGS3
Valley Power | Valley Power | Natural gas\VIC\VPGS4
Valley Power | Valley Power | Natural gas\VIC\VPGS5
Valley Power | Valley Power | Natural gas\VIC\VPGS6
Braemar | Braemar | Natural gas\QLD\Braemar11
Braemar | Braemar | Natural gas\QLD\Braemar12
Braemar | Braemar | Natural gas\QLD\Braemar13
Wayatinah | Wayatinah | Hydroelectric\TAS\WY111-1
Wayatinah | Wayatinah | Hydroelectric\TAS\WY111-2
Wayatinah | Wayatinah | Hydroelectric\TAS\WY111-3
Wind - Mt Miller + Cathedral Rocks | Wind - Mt Miller + Cathedral Rocks | Wind\SA\Mt Millar Wind Farm
Wind - Mt Miller + Cathedral Rocks | Wind - Mt Miller + Cathedral Rocks | Wind\SA\CathRocks
Wind -Wattle Point | Wind -Wattle Point | Wind\SA\WattlePoint
Wind - Canunda | Wind - Canunda | Wind\SA\Canunda
Wivenhoe1 | Wivenhoe1 | Hydroelectric\QLD\W/HOE1
Wivenhoe2 | Wivenhoe2 | Hydroelectric\QLD\W/HOE2
Yallourn | Yallourn | Brown Coal\VIC\YWPS1
Yallourn | Yallourn | Brown Coal\VIC\YWPS2
Yallourn | Yallourn | Brown Coal\VIC\YWPS3
Yallourn | Yallourn | Brown Coal\VIC\YWPS4
Yallourn 1 | Yallourn 1 | Brown Coal\VIC\YWPS1
Yallourn 2,3,4 | Yallourn 2,3,4 | Brown Coal\VIC\YWPS2
Yallourn 2,3,4 | Yallourn 2,3,4 | Brown Coal\VIC\YWPS3
Yallourn 2,3,4 | Yallourn 2,3,4 | Brown Coal\VIC\YWPS4
Catagunya | Catagunya | Hydroelectric\TAS\CA111-1
Catagunya | Catagunya | Hydroelectric\TAS\CA112-2
Braemar2 | Braemar2 | Natural gas\QLD\Braemar21
Braemar2 | Braemar2 | Natural gas\QLD\Braemar22
Braemar2 | Braemar2 | Natural gas\QLD\Braemar23
Tallawarra | Tallawarra | Natural gas\NSW\Tallawarra
Uranquinty | Uranquinty | Natural gas\NSW\Uranquinty1
Uranquinty | Uranquinty | Natural gas\NSW\Uranquinty2
Uranquinty | Uranquinty | Natural gas\NSW\Uranquinty3
Uranquinty | Uranquinty | Natural gas\NSW\Uranquinty4
Vic Inertia + New Entry | Vic Inertia + New Entry | Brown Coal\VIC\YWPS1
Vic Inertia + New Entry | Vic Inertia + New Entry | Brown Coal\VIC\MOR1
Vic Inertia + New Entry | Vic Inertia + New Entry | Brown Coal\VIC\MOR2
Vic Inertia + New Entry | Vic Inertia + New Entry | Brown Coal\VIC\MOR3
Vic Inertia + New Entry | Vic Inertia + New Entry | Natural gas\VIC\BDL01
Vic Inertia + New Entry | Vic Inertia + New Entry | Natural gas\VIC\BDL02
Vic Inertia + New Entry | Vic Inertia + New Entry | Brown Coal\VIC\LYA1
Vic Inertia + New Entry | Vic Inertia + New Entry | Brown Coal\VIC\LYA2
Vic Inertia + New Entry | Vic Inertia + New Entry | Brown Coal\VIC\LYA3
Vic Inertia + New Entry | Vic Inertia + New Entry | Brown Coal\VIC\LYA4
Vic Inertia + New Entry | Vic Inertia + New Entry | Brown Coal\VIC\LOYYB1
Vic Inertia + New Entry | Vic Inertia + New Entry | Brown Coal\VIC\LOYYB2
Vic Inertia + New Entry | Vic Inertia + New Entry | Natural gas\VIC\VPGS1
Vic Inertia + New Entry | Vic Inertia + New Entry | Natural gas\VIC\VPGS2
Vic Inertia + New Entry | Vic Inertia + New Entry | Natural gas\VIC\VPGS3
Vic Inertia + New Entry | Vic Inertia + New Entry | Natural gas\VIC\VPGS4
Vic Inertia + New Entry | Vic Inertia + New Entry | Natural gas\VIC\VPGS5
Vic Inertia + New Entry | Vic Inertia + New Entry | Natural gas\VIC\VPGS6
Vic Inertia + New Entry | Vic Inertia + New Entry | Natural gas\VIC\JLA01
Vic Inertia + New Entry | Vic Inertia + New Entry | Natural gas\VIC\JLA02
Vic Inertia + New Entry | Vic Inertia + New Entry | Natural gas\VIC\JLA03
Vic Inertia + New Entry | Vic Inertia + New Entry | Natural gas\VIC\JLA04
Vic Inertia + New Entry | Vic Inertia + New Entry | Natural gas\VIC\JLB01
Vic Inertia + New Entry | Vic Inertia + New Entry | Natural gas\VIC\JLB02
Vic Inertia + New Entry | Vic Inertia + New Entry | Natural gas\VIC\JLB03
Vic Inertia + New Entry | Vic Inertia + New Entry | Brown Coal\VIC\HWPS1
Vic Inertia + New Entry | Vic Inertia + New Entry | Brown Coal\VIC\HWPS2
Vic Inertia + New Entry | Vic Inertia + New Entry | Brown Coal\VIC\HWPS3
Vic Inertia + New Entry | Vic Inertia + New Entry | Brown Coal\VIC\HWPS4
Vic Inertia + New Entry | Vic Inertia + New Entry | Brown Coal\VIC\HWPS5
Vic Inertia + New Entry | Vic Inertia + New Entry | Brown Coal\VIC\HWPS6
Vic Inertia + New Entry | Vic Inertia + New Entry | Brown Coal\VIC\HWPS7
Vic Inertia + New Entry | Vic Inertia + New Entry | Brown Coal\VIC\HWPS8
Vic Inertia + New Entry | Vic Inertia + New Entry | New Plant\VIC\LV Coal CCS 1
Vic Inertia + New Entry | Vic Inertia + New Entry | New Plant\VIC\LV Coal CCS 2
Vic Inertia + New Entry | Vic Inertia + New Entry | New Plant\VIC\LV Coal CCS 3
Vic Inertia + New Entry | Vic Inertia + New Entry | New Plant\VIC\LV Coal CCS 4
Vic Inertia + New Entry | Vic Inertia + New Entry | New Plant\VIC\LV Coal CCS 5
Vic Inertia + New Entry | Vic Inertia + New Entry | New Plant\VIC\LV Coal SC 1
Vic Inertia + New Entry | Vic Inertia + New Entry | New Plant\VIC\LV Coal SC CCS 1
Vic Inertia + New Entry | Vic Inertia + New Entry | New Plant\VIC\LV Coal IGCC 1
Vic Inertia + New Entry | Vic Inertia + New Entry | New Plant\VIC\LV Coal SC 2
Vic Inertia + New Entry | Vic Inertia + New Entry | New Plant\VIC\LV Coal SC 3
Vic Inertia + New Entry | Vic Inertia + New Entry | New Plant\VIC\LV Coal USC 1
Vic Inertia + New Entry | Vic Inertia + New Entry | New Plant\VIC\LV CCGT 1
Vic Inertia + New Entry | Vic Inertia + New Entry | New Plant\VIC\LV CCGT 2
Vic Inertia + New Entry | Vic Inertia + New Entry | New Plant\VIC\LV CCGT 3
Vic Inertia + New Entry | Vic Inertia + New Entry | New Plant\VIC\LV CCGT 4
Vic Inertia + New Entry | Vic Inertia + New Entry | New Plant\VIC\LV CCGT 5
Vic Inertia + New Entry | Vic Inertia + New Entry | New Plant\VIC\LV CCGT 6
Vic Inertia + New Entry | Vic Inertia + New Entry | New Plant\VIC\LV OCGT 1
Vic Inertia + New Entry | Vic Inertia + New Entry | New Plant\VIC\LV OCGT 2
Vic Inertia + New Entry | Vic Inertia + New Entry | New Plant\VIC\LV OCGT 3
Vic Inertia + New Entry | Vic Inertia + New Entry | New Plant\VIC\LV OCGT 4
Vic Inertia + New Entry | Vic Inertia + New Entry | New Plant\VIC\LV OCGT 5
Vic Inertia + New Entry | Vic Inertia + New Entry | New Plant\VIC\LV OCGT 6
Vic Inertia + New Entry | Vic Inertia + New Entry | New Plant\VIC\LV OCGT 7
Vic Inertia + New Entry | Vic Inertia + New Entry | New Plant\VIC\LV OCGT 8
Vic Inertia + New Entry | Vic Inertia + New Entry | New Plant\VIC\LV OCGT 9
Vic Inertia + New Entry | Vic Inertia + New Entry | New Plant\VIC\LV OCGT 10
Vic Inertia + New Entry | Vic Inertia + New Entry | New Plant\VIC\LV OCGT 19
Vic Inertia + New Entry | Vic Inertia + New Entry | New Plant\VIC\LV OCGT 18
Vic Inertia + New Entry | Vic Inertia + New Entry | New Plant\VIC\LV OCGT 17
Vic Inertia + New Entry | Vic Inertia + New Entry | New Plant\VIC\LV OCGT 16
Vic Inertia + New Entry | Vic Inertia + New Entry | New Plant\VIC\LV OCGT 15
Vic Inertia + New Entry | Vic Inertia + New Entry | New Plant\VIC\LV OCGT 14
Vic Inertia + New Entry | Vic Inertia + New Entry | New Plant\VIC\LV OCGT 13
Vic Inertia + New Entry | Vic Inertia + New Entry | New Plant\VIC\LV OCGT 12
Vic Inertia + New Entry | Vic Inertia + New Entry | New Plant\VIC\LV OCGT 11
Vic Inertia + New Entry | Vic Inertia + New Entry | Natural gas\VIC\Mortlake11
Vic Inertia + New Entry | Vic Inertia + New Entry | Natural gas\VIC\Mortlake12
Vic Inertia + New Entry | Vic Inertia + New Entry | New Plant\VIC\LV Coal CCS 6
Vic Inertia + New Entry | Vic Inertia + New Entry | New Plant\VIC\LV Coal CCS 7
Vic Inertia + New Entry | Vic Inertia + New Entry | New Plant\VIC\LV CCGT CCS 1
Vic Inertia + New Entry | Vic Inertia + New Entry | New Plant\VIC\LV CCGT CCS 2
Vic Inertia + New Entry | Vic Inertia + New Entry | New Plant\VIC\LV CCGT CCS 3
Vic Inertia + New Entry | Vic Inertia + New Entry | New Plant\VIC\LV CCGT CCS 4
Vic Inertia + New Entry | Vic Inertia + New Entry | New Plant\VIC\LV CCGT CCS 5
Vic Inertia + New Entry | Vic Inertia + New Entry | New Plant\VIC\LV CCGT CCS 6
Vic Inertia + New Entry | Vic Inertia + New Entry | New Plant\VIC\LV CCGT CCS 7
Vic Inertia + New Entry | Vic Inertia + New Entry | New Plant\VIC\LV CCGT CCS 8
Playford | Playford | Brown Coal\SA\PLAYB-AG1
Playford | Playford | Brown Coal\SA\PLAYB-AG2
Playford | Playford | Brown Coal\SA\PLAYB-AG3
Playford | Playford | Brown Coal\SA\PLAYB-AG4
Northern | Northern | Brown Coal\SA\NPS1
Northern | Northern | Brown Coal\SA\NPS2
Snuggery | Snuggery | Liquid fuel\SA\SNUG1
Snuggery | Snuggery | Liquid fuel\SA\SNUG2
Snuggery | Snuggery | Liquid fuel\SA\SNUG3
Ladbroke Grove | Ladbroke Grove | Natural gas\SA\LADBROK1
Ladbroke Grove | Ladbroke Grove | Natural gas\SA\LADBROK2
WKiewa | WKiewa | Hydroelectric\VIC\KWAGG1
WKiewa | WKiewa | Hydroelectric\VIC\KWAGG2
Murray | Murray | Hydroelectric\VIC\MURRAY01
Murray | Murray | Hydroelectric\VIC\MURRAY02
Murray | Murray | Hydroelectric\VIC\MURRAY03
Murray | Murray | Hydroelectric\VIC\MURRAY04
Murray | Murray | Hydroelectric\VIC\MURRAY05
Murray | Murray | Hydroelectric\VIC\MURRAY06
Murray | Murray | Hydroelectric\VIC\MURRAY07
Murray | Murray | Hydroelectric\VIC\MURRAY08
Murray | Murray | Hydroelectric\VIC\MURRAY09
Murray | Murray | Hydroelectric\VIC\MURRAY10
Murray | Murray | Hydroelectric\VIC\MURRAY11
Murray | Murray | Hydroelectric\VIC\MURRAY12
Murray | Murray | Hydroelectric\VIC\MURRAY13
Murray | Murray | Hydroelectric\VIC\MURRAY14
Eraring | Eraring | Black Coal\NSW\ER01
Eraring | Eraring | Black Coal\NSW\ER02
Eraring | Eraring | Black Coal\NSW\ER03
Eraring | Eraring | Black Coal\NSW\ER04
Guthega | Guthega | Hydroelectric\NSW\GUTHEGA1
Guthega | Guthega | Hydroelectric\NSW\GUTHEGA2
Liddell | Liddell | Black Coal\NSW\LD01
Liddell | Liddell | Black Coal\NSW\LD02
Liddell | Liddell | Black Coal\NSW\LD03
Liddell | Liddell | Black Coal\NSW\LD04
Millmerran | Millmerran | Black Coal\QLD\MPP_1
Millmerran | Millmerran | Black Coal\QLD\MPP_2
MtPiper | MtPiper | Black Coal\NSW\MP1
MtPiper | MtPiper | Black Coal\NSW\MP2
Murray 1 | Murray 1 | Hydroelectric\VIC\MURRAY01
Murray 1 | Murray 1 | Hydroelectric\VIC\MURRAY02
Murray 1 | Murray 1 | Hydroelectric\VIC\MURRAY03
Murray 1 | Murray 1 | Hydroelectric\VIC\MURRAY04
Murray 1 | Murray 1 | Hydroelectric\VIC\MURRAY05
Murray 1 | Murray 1 | Hydroelectric\VIC\MURRAY06
Murray 1 | Murray 1 | Hydroelectric\VIC\MURRAY07
Murray 1 | Murray 1 | Hydroelectric\VIC\MURRAY08
Murray 1 | Murray 1 | Hydroelectric\VIC\MURRAY09
Murray 1 | Murray 1 | Hydroelectric\VIC\MURRAY10
Munmorah | Munmorah | Black Coal\NSW\MM3
Munmorah | Munmorah | Black Coal\NSW\MM4
Murray 2 | Murray 2 | Hydroelectric\VIC\MURRAY11
Murray 2 | Murray 2 | Hydroelectric\VIC\MURRAY12
Murray 2 | Murray 2 | Hydroelectric\VIC\MURRAY13
Murray 2 | Murray 2 | Hydroelectric\VIC\MURRAY14
Snowy Combo | Snowy Combo | Hydroelectric\VIC\MURRAY01
Snowy Combo | Snowy Combo | Hydroelectric\VIC\MURRAY02
Snowy Combo | Snowy Combo | Hydroelectric\VIC\MURRAY03
Snowy Combo | Snowy Combo | Hydroelectric\VIC\MURRAY04
Snowy Combo | Snowy Combo | Hydroelectric\VIC\MURRAY05
Snowy Combo | Snowy Combo | Hydroelectric\VIC\MURRAY06
Snowy Combo | Snowy Combo | Hydroelectric\VIC\MURRAY07
Snowy Combo | Snowy Combo | Hydroelectric\VIC\MURRAY08
Snowy Combo | Snowy Combo | Hydroelectric\VIC\MURRAY09
Snowy Combo | Snowy Combo | Hydroelectric\VIC\MURRAY10
Snowy Combo | Snowy Combo | Hydroelectric\VIC\MURRAY11
Snowy Combo | Snowy Combo | Hydroelectric\VIC\MURRAY12
Snowy Combo | Snowy Combo | Hydroelectric\VIC\MURRAY13
Snowy Combo | Snowy Combo | Hydroelectric\VIC\MURRAY14
Snowy Combo | Snowy Combo | Hydroelectric\NSW\TUMUT3_01
Snowy Combo | Snowy Combo | Hydroelectric\NSW\TUMUT3_02
Snowy Combo | Snowy Combo | Hydroelectric\NSW\TUMUT3_03
Snowy Combo | Snowy Combo | Hydroelectric\NSW\TUMUT3_04
Snowy Combo | Snowy Combo | Hydroelectric\NSW\TUMUT3_05
Snowy Combo | Snowy Combo | Hydroelectric\NSW\TUMUT3_06
Snowy Combo | Snowy Combo | Hydroelectric\NSW\TUMUT1_01
Snowy Combo | Snowy Combo | Hydroelectric\NSW\TUMUT1_02
Snowy Combo | Snowy Combo | Hydroelectric\NSW\TUMUT1_03
Snowy Combo | Snowy Combo | Hydroelectric\NSW\TUMUT1_04
Snowy Combo | Snowy Combo | Hydroelectric\NSW\TUMUT2_01
Snowy Combo | Snowy Combo | Hydroelectric\NSW\TUMUT2_02
Snowy Combo | Snowy Combo | Hydroelectric\NSW\TUMUT2_03
Snowy Combo | Snowy Combo | Hydroelectric\NSW\TUMUT2_04
Snowy Combo | Snowy Combo | Hydroelectric\NSW\GUTHEGA1
Snowy Combo | Snowy Combo | Hydroelectric\NSW\GUTHEGA2
Snowy Combo | Snowy Combo | New Plant\VIC\NVIC CCGT 1
Snowy Combo | Snowy Combo | New Plant\VIC\NVIC CCGT CCS 1
Snowy Combo | Snowy Combo | New Plant\VIC\NVIC CCGT 2
Snowy Combo | Snowy Combo | New Plant\VIC\NVIC CCGT 3
Snowy Combo | Snowy Combo | New Plant\VIC\NVIC CCGT 4
Snowy Combo | Snowy Combo | New Plant\VIC\NVIC OCGT 1
Snowy Combo | Snowy Combo | New Plant\VIC\NVIC OCGT 2
Snowy Combo | Snowy Combo | New Plant\VIC\NVIC OCGT 3
Snowy Combo | Snowy Combo | New Plant\VIC\NVIC OCGT 4
Snowy Combo | Snowy Combo | New Plant\VIC\NVIC OCGT 10
Snowy Combo | Snowy Combo | New Plant\VIC\NVIC OCGT 9
Snowy Combo | Snowy Combo | New Plant\VIC\NVIC OCGT 8
Snowy Combo | Snowy Combo | New Plant\VIC\NVIC OCGT 7
Snowy Combo | Snowy Combo | New Plant\VIC\NVIC OCGT 6
Snowy Combo | Snowy Combo | New Plant\VIC\NVIC OCGT 5
Tumut 1 | Tumut 1 | Hydroelectric\NSW\TUMUT1_01
Tumut 1 | Tumut 1 | Hydroelectric\NSW\TUMUT1_02
Tumut 1 | Tumut 1 | Hydroelectric\NSW\TUMUT1_03
Tumut 1 | Tumut 1 | Hydroelectric\NSW\TUMUT1_04
Tumut 2 | Tumut 2 | Hydroelectric\NSW\TUMUT2_01
Tumut 2 | Tumut 2 | Hydroelectric\NSW\TUMUT2_02
Tumut 2 | Tumut 2 | Hydroelectric\NSW\TUMUT2_03
Tumut 2 | Tumut 2 | Hydroelectric\NSW\TUMUT2_04
Tumut 3 | Tumut 3 | Hydroelectric\NSW\TUMUT3_01
Tumut 3 | Tumut 3 | Hydroelectric\NSW\TUMUT3_02
Tumut 3 | Tumut 3 | Hydroelectric\NSW\TUMUT3_03
Tumut 3 | Tumut 3 | Hydroelectric\NSW\TUMUT3_04
Tumut 3 | Tumut 3 | Hydroelectric\NSW\TUMUT3_05
Tumut 3 | Tumut 3 | Hydroelectric\NSW\TUMUT3_06
Vales Pt | Vales Pt | Black Coal\NSW\VP5
Vales Pt | Vales Pt | Black Coal\NSW\VP6
Wallerawang | Wallerawang | Black Coal\NSW\WW7
Wallerawang | Wallerawang | Black Coal\NSW\WW8
Bayswater | Bayswater | Black Coal\NSW\BW01
Bayswater | Bayswater | Black Coal\NSW\BW02
Bayswater | Bayswater | Black Coal\NSW\BW03
Bayswater | Bayswater | Black Coal\NSW\BW04
Upper Tumut | Upper Tumut | Hydroelectric\NSW\TUMUT1_01
Upper Tumut | Upper Tumut | Hydroelectric\NSW\TUMUT1_02
Upper Tumut | Upper Tumut | Hydroelectric\NSW\TUMUT1_03
Upper Tumut | Upper Tumut | Hydroelectric\NSW\TUMUT1_04
Upper Tumut | Upper Tumut | Hydroelectric\NSW\TUMUT2_01
Upper Tumut | Upper Tumut | Hydroelectric\NSW\TUMUT2_02
Upper Tumut | Upper Tumut | Hydroelectric\NSW\TUMUT2_03
Upper Tumut | Upper Tumut | Hydroelectric\NSW\TUMUT2_04
Lower Tumut | Lower Tumut | Hydroelectric\NSW\TUMUT3_01
Lower Tumut | Lower Tumut | Hydroelectric\NSW\TUMUT3_02
Lower Tumut | Lower Tumut | Hydroelectric\NSW\TUMUT3_03
Lower Tumut | Lower Tumut | Hydroelectric\NSW\TUMUT3_04
Lower Tumut | Lower Tumut | Hydroelectric\NSW\TUMUT3_05
Lower Tumut | Lower Tumut | Hydroelectric\NSW\TUMUT3_06
Eraring 1+2 | Eraring 1+2 | Black Coal\NSW\ER01
Eraring 1+2 | Eraring 1+2 | Black Coal\NSW\ER02
Eraring 3+4 | Eraring 3+4 | Black Coal\NSW\ER03
Eraring 3+4 | Eraring 3+4 | Black Coal\NSW\ER04
Shoalhaven | Shoalhaven | Hydroelectric\NSW\SHGEN01
Shoalhaven | Shoalhaven | Hydroelectric\NSW\SHGEN02
Shoalhaven | Shoalhaven | Hydroelectric\NSW\SHGEN03
Shoalhaven | Shoalhaven | Hydroelectric\NSW\SHGEN04
HumeVIC | HumeVIC | Hydroelectric\VIC\HUMEV
HumeVIC | HumeVIC | Hydroelectric\VIC\HUMEV2
Jeeralang A | Jeeralang A | Natural gas\VIC\JLA01
Jeeralang A | Jeeralang A | Natural gas\VIC\JLA02
Jeeralang A | Jeeralang A | Natural gas\VIC\JLA03
Jeeralang A | Jeeralang A | Natural gas\VIC\JLA04
JeeralangB | JeeralangB | Natural gas\VIC\JLB01
JeeralangB | JeeralangB | Natural gas\VIC\JLB02
JeeralangB | JeeralangB | Natural gas\VIC\JLB03
Somerton | Somerton | Natural gas\VIC\AGLSOM01
Somerton | Somerton | Natural gas\VIC\AGLSOM02
Somerton | Somerton | Natural gas\VIC\AGLSOM03
Somerton | Somerton | Natural gas\VIC\AGLSOM04
Eildon | Eildon | Hydroelectric\VIC\EILDON1
Eildon | Eildon | Hydroelectric\VIC\EILDON2
McKay_Creek | McKay_Creek | Hydroelectric\VIC\MCKAY11
McKay_Creek | McKay_Creek | Hydroelectric\VIC\MCKAY12
McKay_Creek | McKay_Creek | Hydroelectric\VIC\MCKAY13
McKay_Creek | McKay_Creek | Hydroelectric\VIC\MCKAY14
McKay_Creek | McKay_Creek | Hydroelectric\VIC\MCKAY15
McKay_Creek | McKay_Creek | Hydroelectric\VIC\MCKAY16
McKay_Creek | McKay_Creek | Hydroelectric\VIC\BOGONG1
McKay_Creek | McKay_Creek | Hydroelectric\VIC\BOGONG2
Gladstone34 | Gladstone34 | Black Coal\QLD\GSTONE3
Gladstone34 | Gladstone34 | Black Coal\QLD\GSTONE4
CallideB&C | CallideB&C | Black Coal\QLD\CALL_B_1
CallideB&C | CallideB&C | Black Coal\QLD\CALL_B_2
CallideB&C | CallideB&C | Black Coal\QLD\CPP_3
CallideB&C | CallideB&C | Black Coal\QLD\CPP_4
Collinsville | Collinsville | Black Coal\QLD\COLNSV_1
Collinsville | Collinsville | Black Coal\QLD\COLNSV_2
Collinsville | Collinsville | Black Coal\QLD\COLNSV_3
Collinsville | Collinsville | Black Coal\QLD\COLNSV_4
Collinsville | Collinsville | Black Coal\QLD\COLNSV_5
KareeyaAggreg | KareeyaAggreg | Hydroelectric\QLD\KAREEYA1
KareeyaAggreg | KareeyaAggreg | Hydroelectric\QLD\KAREEYA2
KareeyaAggreg | KareeyaAggreg | Hydroelectric\QLD\KAREEYA3
KareeyaAggreg | KareeyaAggreg | Hydroelectric\QLD\KAREEYA4
MtStuart | MtStuart | Liquid fuel\QLD\MSTUART1
MtStuart | MtStuart | Liquid fuel\QLD\MSTUART2
MtStuart | MtStuart | Liquid fuel\QLD\MSTUART3
Townsville | Townsville | Natural gas\QLD\TOWNSV1
Townsville | Townsville | Natural gas\QLD\TOWNSV2
Stanwell | Stanwell | Black Coal\QLD\STAN-1
Stanwell | Stanwell | Black Coal\QLD\STAN-2
Stanwell | Stanwell | Black Coal\QLD\STAN-3
Stanwell | Stanwell | Black Coal\QLD\STAN-4
Roma | Roma | Natural gas\QLD\ROMA_7
Roma | Roma | Natural gas\QLD\ROMA_8
TarongOnly | TarongOnly | Black Coal\QLD\TARONG1
TarongOnly | TarongOnly | Black Coal\QLD\TARONG2
TarongOnly | TarongOnly | Black Coal\QLD\TARONG3
TarongOnly | TarongOnly | Black Coal\QLD\TARONG4
Oakey | Oakey | Natural gas\QLD\OAKEY1
Oakey | Oakey | Natural gas\QLD\OAKEY2
SwanbankBE | SwanbankBE | Natural gas\QLD\SWAN_E
Wivenhoe | Wivenhoe | Hydroelectric\QLD\W/HOE1
Wivenhoe | Wivenhoe | Hydroelectric\QLD\W/HOE2
Barron Gorge | Barron Gorge | Hydroelectric\QLD\BARRON1
Barron Gorge | Barron Gorge | Hydroelectric\QLD\BARRON2
Hunter Valley | Hunter Valley | Liquid fuel\NSW\HVGTS1
Hunter Valley | Hunter Valley | Liquid fuel\NSW\HVGTS2
CallideB | CallideB | Black Coal\QLD\CALL_B_1
CallideB | CallideB | Black Coal\QLD\CALL_B_2
CallideC | CallideC | Black Coal\QLD\CPP_3
CallideC | CallideC | Black Coal\QLD\CPP_4
Loy Yang A | Loy Yang A | Brown Coal\VIC\LYA1
Loy Yang A | Loy Yang A | Brown Coal\VIC\LYA2
Loy Yang A | Loy Yang A | Brown Coal\VIC\LYA3
Loy Yang A | Loy Yang A | Brown Coal\VIC\LYA4
Loy Yang B | Loy Yang B | Brown Coal\VIC\LOYYB1
Loy Yang B | Loy Yang B | Brown Coal\VIC\LOYYB2
CentralQld | CentralQld | Natural gas\QLD\BARCALDN
CentralQld | CentralQld | Black Coal\QLD\CALL_B_1
CentralQld | CentralQld | Black Coal\QLD\CALL_B_2
CentralQld | CentralQld | Black Coal\QLD\CPP_3
CentralQld | CentralQld | Black Coal\QLD\CPP_4
CentralQld | CentralQld | Black Coal\QLD\GSTONE1
CentralQld | CentralQld | Black Coal\QLD\GSTONE2
CentralQld | CentralQld | Black Coal\QLD\GSTONE3
CentralQld | CentralQld | Black Coal\QLD\GSTONE4
CentralQld | CentralQld | Black Coal\QLD\GSTONE5
CentralQld | CentralQld | Black Coal\QLD\GSTONE6
CentralQld | CentralQld | Black Coal\QLD\STAN-1
CentralQld | CentralQld | Black Coal\QLD\STAN-2
CentralQld | CentralQld | Black Coal\QLD\STAN-3
CentralQld | CentralQld | Black Coal\QLD\STAN-4
CentralQld | CentralQld | Natural gas\QLD\Yarwun CoGen
CentralQld | CentralQld | New Plant\QLD\CQ CCGT 1
CentralQld | CentralQld | New Plant\QLD\CQ CCGT CCS 1
CentralQld | CentralQld | New Plant\QLD\CQ CCGT 2
CentralQld | CentralQld | New Plant\QLD\CQ CCGT 3
CentralQld | CentralQld | New Plant\QLD\CQ CCGT 4
CentralQld | CentralQld | New Plant\QLD\CQ CCGT 5
CentralQld | CentralQld | New Plant\QLD\CQ CCGT 6
CentralQld | CentralQld | New Plant\QLD\CQ Coal CCS 1
CentralQld | CentralQld | New Plant\QLD\CQ Coal CCS 2
CentralQld | CentralQld | New Plant\QLD\CQ Coal SC 1
CentralQld | CentralQld | New Plant\QLD\CQ Coal SC OC CCS 1
CentralQld | CentralQld | New Plant\QLD\CQ Coal SC CCS 1
CentralQld | CentralQld | New Plant\QLD\CQ Coal IGCC 1
CentralQld | CentralQld | New Plant\QLD\CQ Coal SC 2
CentralQld | CentralQld | New Plant\QLD\CQ Coal SC 4
CentralQld | CentralQld | New Plant\QLD\CQ Coal SC 3
CentralQld | CentralQld | New Plant\QLD\CQ Coal USC 1
CentralQld | CentralQld | New Plant\QLD\CQ Coal USC 2
CentralQld | CentralQld | New Plant\QLD\CQ Coal USC 3
CentralQld | CentralQld | New Plant\QLD\CQ Coal USC 4
CentralQld | CentralQld | New Plant\QLD\CQ OCGT 1
CentralQld | CentralQld | New Plant\QLD\CQ OCGT 2
CentralQld | CentralQld | New Plant\QLD\CQ OCGT 3
CentralQld | CentralQld | New Plant\QLD\CQ OCGT 4
CentralQld | CentralQld | New Plant\QLD\CQ OCGT 5
CentralQld | CentralQld | New Plant\QLD\CQ OCGT 6
CentralQld | CentralQld | New Plant\QLD\CQ OCGT 7
CentralQld | CentralQld | New Plant\QLD\CQ OCGT 8
CentralQld | CentralQld | New Plant\QLD\CQ OCGT 9
CentralQld | CentralQld | New Plant\QLD\CQ OCGT 10
CentralQld | CentralQld | Solar\QLD\CQ SOLAR 1
CentralQld | CentralQld | Solar\SA\ADE SOLAR 1
CentralQld | CentralQld | Solar\SA\NSA SOLAR 1
CentralQld | CentralQld | Solar\QLD\SEQ SOLAR 1
CentralQld | CentralQld | Solar\QLD\SWQ SOLAR 1
Central+NorthQld | Central+NorthQld | Natural gas\QLD\BARCALDN
Central+NorthQld | Central+NorthQld | Hydroelectric\QLD\BARRON1
Central+NorthQld | Central+NorthQld | Hydroelectric\QLD\BARRON2
Central+NorthQld | Central+NorthQld | Black Coal\QLD\CALL_B_1
Central+NorthQld | Central+NorthQld | Black Coal\QLD\CALL_B_2
Central+NorthQld | Central+NorthQld | Black Coal\QLD\COLNSV_1
Central+NorthQld | Central+NorthQld | Black Coal\QLD\COLNSV_2
Central+NorthQld | Central+NorthQld | Black Coal\QLD\COLNSV_3
Central+NorthQld | Central+NorthQld | Black Coal\QLD\COLNSV_4
Central+NorthQld | Central+NorthQld | Black Coal\QLD\COLNSV_5
Central+NorthQld | Central+NorthQld | Black Coal\QLD\CPP_3
Central+NorthQld | Central+NorthQld | Black Coal\QLD\CPP_4
Central+NorthQld | Central+NorthQld | Black Coal\QLD\GSTONE1
Central+NorthQld | Central+NorthQld | Black Coal\QLD\GSTONE2
Central+NorthQld | Central+NorthQld | Black Coal\QLD\GSTONE3
Central+NorthQld | Central+NorthQld | Black Coal\QLD\GSTONE4
Central+NorthQld | Central+NorthQld | Black Coal\QLD\GSTONE5
Central+NorthQld | Central+NorthQld | Black Coal\QLD\GSTONE6
Central+NorthQld | Central+NorthQld | Hydroelectric\QLD\KAREEYA1
Central+NorthQld | Central+NorthQld | Hydroelectric\QLD\KAREEYA2
Central+NorthQld | Central+NorthQld | Hydroelectric\QLD\KAREEYA3
Central+NorthQld | Central+NorthQld | Hydroelectric\QLD\KAREEYA4
Central+NorthQld | Central+NorthQld | Liquid fuel\QLD\MACKAYGT
Central+NorthQld | Central+NorthQld | Liquid fuel\QLD\MSTUART1
Central+NorthQld | Central+NorthQld | Liquid fuel\QLD\MSTUART2
Central+NorthQld | Central+NorthQld | Black Coal\QLD\STAN-1
Central+NorthQld | Central+NorthQld | Black Coal\QLD\STAN-2
Central+NorthQld | Central+NorthQld | Black Coal\QLD\STAN-3
Central+NorthQld | Central+NorthQld | Black Coal\QLD\STAN-4
Central+NorthQld | Central+NorthQld | Natural gas\QLD\TOWNSV1
Central+NorthQld | Central+NorthQld | Natural gas\QLD\TOWNSV2
Central+NorthQld | Central+NorthQld | Natural gas\QLD\Yarwun CoGen
Central+NorthQld | Central+NorthQld | New Plant\QLD\CQ CCGT 1
Central+NorthQld | Central+NorthQld | New Plant\QLD\CQ CCGT CCS 1
Central+NorthQld | Central+NorthQld | New Plant\QLD\CQ CCGT 2
Central+NorthQld | Central+NorthQld | New Plant\QLD\CQ CCGT 3
Central+NorthQld | Central+NorthQld | New Plant\QLD\CQ CCGT 4
Central+NorthQld | Central+NorthQld | New Plant\QLD\CQ CCGT 5
Central+NorthQld | Central+NorthQld | New Plant\QLD\CQ CCGT 6
Central+NorthQld | Central+NorthQld | New Plant\QLD\CQ Coal CCS 1
Central+NorthQld | Central+NorthQld | New Plant\QLD\CQ Coal CCS 2
Central+NorthQld | Central+NorthQld | New Plant\QLD\CQ Coal SC 1
Central+NorthQld | Central+NorthQld | New Plant\QLD\CQ Coal SC OC CCS 1
Central+NorthQld | Central+NorthQld | New Plant\QLD\CQ Coal SC CCS 1
Central+NorthQld | Central+NorthQld | New Plant\QLD\CQ Coal IGCC 1
Central+NorthQld | Central+NorthQld | New Plant\QLD\CQ Coal SC 2
Central+NorthQld | Central+NorthQld | New Plant\QLD\CQ Coal SC 4
Central+NorthQld | Central+NorthQld | New Plant\QLD\CQ Coal SC 3
Central+NorthQld | Central+NorthQld | New Plant\QLD\CQ Coal USC 1
Central+NorthQld | Central+NorthQld | New Plant\QLD\CQ Coal USC 2
Central+NorthQld | Central+NorthQld | New Plant\QLD\CQ Coal USC 3
Central+NorthQld | Central+NorthQld | New Plant\QLD\CQ Coal USC 4
Central+NorthQld | Central+NorthQld | New Plant\QLD\CQ OCGT 1
Central+NorthQld | Central+NorthQld | New Plant\QLD\CQ OCGT 2
Central+NorthQld | Central+NorthQld | New Plant\QLD\CQ OCGT 3
Central+NorthQld | Central+NorthQld | New Plant\QLD\CQ OCGT 4
Central+NorthQld | Central+NorthQld | New Plant\QLD\CQ OCGT 5
Central+NorthQld | Central+NorthQld | New Plant\QLD\CQ OCGT 6
Central+NorthQld | Central+NorthQld | New Plant\QLD\CQ OCGT 7
Central+NorthQld | Central+NorthQld | New Plant\QLD\CQ OCGT 8
Central+NorthQld | Central+NorthQld | New Plant\QLD\CQ OCGT 9
Central+NorthQld | Central+NorthQld | New Plant\QLD\CQ OCGT 10
Central+NorthQld | Central+NorthQld | New Plant\QLD\NQ CCGT 1
Central+NorthQld | Central+NorthQld | New Plant\QLD\NQ CCGT 9
Central+NorthQld | Central+NorthQld | New Plant\QLD\NQ CCGT 8
Central+NorthQld | Central+NorthQld | New Plant\QLD\NQ CCGT 7
Central+NorthQld | Central+NorthQld | New Plant\QLD\NQ CCGT CCS 1
Central+NorthQld | Central+NorthQld | New Plant\QLD\NQ CCGT 2
Central+NorthQld | Central+NorthQld | New Plant\QLD\NQ CCGT 3
Central+NorthQld | Central+NorthQld | New Plant\QLD\NQ CCGT 4
Central+NorthQld | Central+NorthQld | New Plant\QLD\NQ CCGT 5
Central+NorthQld | Central+NorthQld | New Plant\QLD\NQ CCGT 6
Central+NorthQld | Central+NorthQld | New Plant\QLD\NQ Coal IGCC CCS 1
Central+NorthQld | Central+NorthQld | New Plant\QLD\NQ Coal IGCC CCS 2
Central+NorthQld | Central+NorthQld | New Plant\QLD\NQ Coal SC 1
Central+NorthQld | Central+NorthQld | New Plant\QLD\NQ Coal SC OC CCS 1
Central+NorthQld | Central+NorthQld | New Plant\QLD\NQ Coal SC CCS 1
Central+NorthQld | Central+NorthQld | New Plant\QLD\NQ Coal IGCC 1
Central+NorthQld | Central+NorthQld | New Plant\QLD\NQ Coal SC 2
Central+NorthQld | Central+NorthQld | New Plant\QLD\NQ Coal SC 3
Central+NorthQld | Central+NorthQld | New Plant\QLD\NQ Biomass 1
Central+NorthQld | Central+NorthQld | New Plant\QLD\NQ Biomass 2
Central+NorthQld | Central+NorthQld | New Plant\QLD\NQ Biomass 3
Central+NorthQld | Central+NorthQld | New Plant\QLD\NQ Biomass 4
Central+NorthQld | Central+NorthQld | New Plant\QLD\NQ Biomass 20
Central+NorthQld | Central+NorthQld | New Plant\QLD\NQ Biomass 19
Central+NorthQld | Central+NorthQld | New Plant\QLD\NQ Biomass 18
Central+NorthQld | Central+NorthQld | New Plant\QLD\NQ Biomass 17
Central+NorthQld | Central+NorthQld | New Plant\QLD\NQ Biomass 16
Central+NorthQld | Central+NorthQld | New Plant\QLD\NQ Biomass 15
Central+NorthQld | Central+NorthQld | New Plant\QLD\NQ Biomass 14
Central+NorthQld | Central+NorthQld | New Plant\QLD\NQ Biomass 13
Central+NorthQld | Central+NorthQld | New Plant\QLD\NQ Biomass 12
Central+NorthQld | Central+NorthQld | New Plant\QLD\NQ Biomass 11
Central+NorthQld | Central+NorthQld | New Plant\QLD\NQ Biomass 10
Central+NorthQld | Central+NorthQld | New Plant\QLD\NQ Biomass 9
Central+NorthQld | Central+NorthQld | New Plant\QLD\NQ Biomass 8
Central+NorthQld | Central+NorthQld | New Plant\QLD\NQ Biomass 7
Central+NorthQld | Central+NorthQld | New Plant\QLD\NQ Biomass 6
Central+NorthQld | Central+NorthQld | New Plant\QLD\NQ Biomass 5
Central+NorthQld | Central+NorthQld | New Plant\QLD\NQ OCGT 1
Central+NorthQld | Central+NorthQld | New Plant\QLD\NQ OCGT 2
Central+NorthQld | Central+NorthQld | New Plant\QLD\NQ OCGT 3
Central+NorthQld | Central+NorthQld | New Plant\QLD\NQ OCGT 4
Central+NorthQld | Central+NorthQld | New Plant\QLD\NQ OCGT 5
Central+NorthQld | Central+NorthQld | New Plant\QLD\NQ OCGT 6
Central+NorthQld | Central+NorthQld | New Plant\QLD\NQ OCGT 10
Central+NorthQld | Central+NorthQld | New Plant\QLD\NQ OCGT 9
Central+NorthQld | Central+NorthQld | New Plant\QLD\NQ OCGT 8
Central+NorthQld | Central+NorthQld | New Plant\QLD\NQ OCGT 7
Central+NorthQld | Central+NorthQld | Solar\QLD\CQ SOLAR 1
Central+NorthQld | Central+NorthQld | Solar\SA\ADE SOLAR 1
Central+NorthQld | Central+NorthQld | Solar\SA\NSA SOLAR 1
Central+NorthQld | Central+NorthQld | Solar\QLD\SEQ SOLAR 1
Central+NorthQld | Central+NorthQld | Solar\QLD\SWQ SOLAR 1
Central+NorthQld | Central+NorthQld | Solar\QLD\NQ SOLAR 1
Snuggery+LakeBonney | Snuggery+LakeBonney | Liquid fuel\SA\SNUG1
Snuggery+LakeBonney | Snuggery+LakeBonney | Liquid fuel\SA\SNUG2
Snuggery+LakeBonney | Snuggery+LakeBonney | Liquid fuel\SA\SNUG3
Snuggery+LakeBonney | Snuggery+LakeBonney | Wind\SA\LKBONNY1
Snuggery+LakeBonney | Snuggery+LakeBonney | Wind\SA\LKBONNY2
Snuggery+LakeBonney | Snuggery+LakeBonney | Wind\SA\LKBONNY3
Tumut 3_pump | Tumut 3_pump | Hydroelectric\NSW\TUMUT3_01
Tumut 3_pump | Tumut 3_pump | Hydroelectric\NSW\TUMUT3_02
Tumut 3_pump | Tumut 3_pump | Hydroelectric\NSW\TUMUT3_03
Gladstone | Gladstone | Black Coal\QLD\GSTONE1
Gladstone | Gladstone | Black Coal\QLD\GSTONE2
Gladstone | Gladstone | Black Coal\QLD\GSTONE3
Gladstone | Gladstone | Black Coal\QLD\GSTONE4
Gladstone | Gladstone | Black Coal\QLD\GSTONE5
Gladstone | Gladstone | Black Coal\QLD\GSTONE6
Gladstone1256 | Gladstone1256 | Black Coal\QLD\GSTONE1
Gladstone1256 | Gladstone1256 | Black Coal\QLD\GSTONE2
Gladstone1256 | Gladstone1256 | Black Coal\QLD\GSTONE5
Gladstone1256 | Gladstone1256 | Black Coal\QLD\GSTONE6
Sithe | Sithe | Natural gas\NSW\SITHE01
Sithe | Sithe | Natural gas\NSW\SITHE02
Sithe | Sithe | Natural gas\NSW\SITHE03
Sithe | Sithe | Natural gas\NSW\SITHE04
GladCalBCalPP | GladCalBCalPP | Black Coal\QLD\GSTONE1
GladCalBCalPP | GladCalBCalPP | Black Coal\QLD\GSTONE2
GladCalBCalPP | GladCalBCalPP | Black Coal\QLD\GSTONE3
GladCalBCalPP | GladCalBCalPP | Black Coal\QLD\GSTONE4
GladCalBCalPP | GladCalBCalPP | Black Coal\QLD\GSTONE5
GladCalBCalPP | GladCalBCalPP | Black Coal\QLD\GSTONE6
GladCalBCalPP | GladCalBCalPP | Black Coal\QLD\CALL_B_1
GladCalBCalPP | GladCalBCalPP | Black Coal\QLD\CALL_B_2
GladCalBCalPP | GladCalBCalPP | Black Coal\QLD\CPP_3
GladCalBCalPP | GladCalBCalPP | Black Coal\QLD\CPP_4
Vic_Gen_combo | Vic_Gen_combo | Brown Coal\VIC\HWPS1
Vic_Gen_combo | Vic_Gen_combo | Brown Coal\VIC\HWPS2
Vic_Gen_combo | Vic_Gen_combo | Brown Coal\VIC\HWPS6
Vic_Gen_combo | Vic_Gen_combo | Brown Coal\VIC\HWPS7
Vic_Gen_combo | Vic_Gen_combo | Brown Coal\VIC\HWPS8
Vic_Gen_combo | Vic_Gen_combo | Natural gas\VIC\JLA01
Vic_Gen_combo | Vic_Gen_combo | Natural gas\VIC\JLA02
Vic_Gen_combo | Vic_Gen_combo | Natural gas\VIC\JLA03
Vic_Gen_combo | Vic_Gen_combo | Natural gas\VIC\JLA04
Vic_Gen_combo | Vic_Gen_combo | Natural gas\VIC\JLB01
Vic_Gen_combo | Vic_Gen_combo | Natural gas\VIC\JLA02
Vic_Gen_combo | Vic_Gen_combo | Natural gas\VIC\JLB03
Vic_Gen_combo | Vic_Gen_combo | Brown Coal\VIC\MOR1
Vic_Gen_combo | Vic_Gen_combo | Brown Coal\VIC\MOR2
Vic_Gen_combo | Vic_Gen_combo | Brown Coal\VIC\MOR3
Vic_Gen_combo | Vic_Gen_combo | Natural gas\VIC\BDL01
Vic_Gen_combo | Vic_Gen_combo | Natural gas\VIC\BDL02
Vic_Gen_combo | Vic_Gen_combo | Brown Coal\VIC\YWPS1
Qld_Gen_combo | Qld_Gen_combo | Natural gas\QLD\TOWNSV1
Qld_Gen_combo | Qld_Gen_combo | Natural gas\QLD\TOWNSV2
Qld_Gen_combo | Qld_Gen_combo | Liquid fuel\QLD\MSTUART1
Qld_Gen_combo | Qld_Gen_combo | Liquid fuel\QLD\MSTUART2
Qld_Gen_combo | Qld_Gen_combo | Black Coal\QLD\COLNSV_1
Qld_Gen_combo | Qld_Gen_combo | Black Coal\QLD\COLNSV_2
Qld_Gen_combo | Qld_Gen_combo | Black Coal\QLD\COLNSV_3
Qld_Gen_combo | Qld_Gen_combo | Black Coal\QLD\COLNSV_4
Qld_Gen_combo | Qld_Gen_combo | Black Coal\QLD\COLNSV_5
Qld_Gen_combo | Qld_Gen_combo | Liquid fuel\QLD\MACKAYGT
Qld_Gen_combo | Qld_Gen_combo | Liquid fuel\QLD\MSTUART3
Hazelwood12678 | Hazelwood12678 | Brown Coal\VIC\HWPS1
Hazelwood12678 | Hazelwood12678 | Brown Coal\VIC\HWPS2
Hazelwood12678 | Hazelwood12678 | Brown Coal\VIC\HWPS6
Hazelwood12678 | Hazelwood12678 | Brown Coal\VIC\HWPS7
Hazelwood12678 | Hazelwood12678 | Brown Coal\VIC\HWPS8
Lake Bonney | Lake Bonney | Wind\SA\LKBONNY1
Lake Bonney+Canunda | Lake Bonney+Canunda | Wind\SA\LKBONNY1
Lake Bonney+Canunda | Lake Bonney+Canunda | Wind\SA\Canunda
NNS New Entry | NNS New Entry | New Plant\NSW\NNS CCGT 1
NNS New Entry | NNS New Entry | New Plant\NSW\NNS CCGT CCS 1
NNS New Entry | NNS New Entry | New Plant\NSW\NNS CCGT 2
NNS New Entry | NNS New Entry | New Plant\NSW\NNS CCGT 3
NNS New Entry | NNS New Entry | New Plant\NSW\NNS CCGT 4
NNS New Entry | NNS New Entry | New Plant\NSW\NNS Coal IGCC CCS 1
NNS New Entry | NNS New Entry | New Plant\NSW\NNS Coal SC OC CCS 1
NNS New Entry | NNS New Entry | New Plant\NSW\NNS Coal SC CCS 1
NNS New Entry | NNS New Entry | New Plant\NSW\NNS Coal IGCC 1
NNS New Entry | NNS New Entry | New Plant\NSW\NNS Coal IGCC CCS 2
NNS New Entry | NNS New Entry | New Plant\NSW\NNS Coal IGCC CCS 4
NNS New Entry | NNS New Entry | New Plant\NSW\NNS Coal IGCC CCS 3
NNS New Entry | NNS New Entry | New Plant\NSW\NNS Coal SC 1
NNS New Entry | NNS New Entry | New Plant\NSW\NNS Coal SC 2
NNS New Entry | NNS New Entry | New Plant\NSW\NNS Coal SC 3
NNS New Entry | NNS New Entry | New Plant\NSW\NNS Coal USC 1
NNS New Entry | NNS New Entry | New Plant\NSW\NNS Coal USC 2
NNS New Entry | NNS New Entry | New Plant\NSW\NNS Coal USC 3
NNS New Entry | NNS New Entry | New Plant\NSW\NNS Biomass 1
NNS New Entry | NNS New Entry | New Plant\NSW\NNS Biomass 2
NNS New Entry | NNS New Entry | New Plant\NSW\NNS OCGT 1
NNS New Entry | NNS New Entry | New Plant\NSW\NNS OCGT 10
NNS New Entry | NNS New Entry | New Plant\NSW\NNS OCGT 2
NNS New Entry | NNS New Entry | New Plant\NSW\NNS OCGT 3
NNS New Entry | NNS New Entry | New Plant\NSW\NNS OCGT 4
NNS New Entry | NNS New Entry | New Plant\NSW\NNS OCGT 5
NNS New Entry | NNS New Entry | New Plant\NSW\NNS OCGT 6
NNS New Entry | NNS New Entry | New Plant\NSW\NNS OCGT 7
NNS New Entry | NNS New Entry | New Plant\NSW\NNS OCGT 8
NNS New Entry | NNS New Entry | New Plant\NSW\NNS OCGT 9
NNS New Entry | NNS New Entry | New Plant\NSW\NNS CCGT 5
NNS New Entry | NNS New Entry | New Plant\NSW\NNS CCGT 6
NNS New Entry | NNS New Entry | New Plant\NSW\NNS CCGT 7
NNS New Entry | NNS New Entry | New Plant\NSW\NNS CCGT 8
NNS New Entry | NNS New Entry | New Plant\NSW\NNS CCGT 9
NNS New Entry | NNS New Entry | New Plant\NSW\NNS CCGT 10
NNS New Entry | NNS New Entry | New Plant\NSW\NNS CCGT 11
NNS New Entry | NNS New Entry | New Plant\NSW\NNS CCGT 12
NNS New Entry | NNS New Entry | New Plant\NSW\NNS CCGT 13
NNS New Entry | NNS New Entry | New Plant\NSW\NNS CCGT 14
NNS New Entry | NNS New Entry | New Plant\NSW\NNS CCGT 15
NNS New Entry | NNS New Entry | New Plant\NSW\NNS CCGT 20
NNS New Entry | NNS New Entry | New Plant\NSW\NNS CCGT 19
NNS New Entry | NNS New Entry | New Plant\NSW\NNS CCGT 18
NNS New Entry | NNS New Entry | New Plant\NSW\NNS CCGT 17
NNS New Entry | NNS New Entry | New Plant\NSW\NNS CCGT 16
Bairnsdale | Bairnsdale | Natural gas\VIC\BDL01
Bairnsdale | Bairnsdale | Natural gas\VIC\BDL02
CAN New Entry | CAN New Entry | New Plant\NSW\CAN CCGT 1
CAN New Entry | CAN New Entry | New Plant\NSW\CAN CCGT 2
CAN New Entry | CAN New Entry | New Plant\NSW\CAN CCGT 3
CAN New Entry | CAN New Entry | New Plant\NSW\CAN CCGT 4
CAN New Entry | CAN New Entry | New Plant\NSW\CAN OCGT 1
CAN New Entry | CAN New Entry | New Plant\NSW\CAN OCGT 2
CAN New Entry | CAN New Entry | New Plant\NSW\CAN OCGT 3
CAN New Entry | CAN New Entry | New Plant\NSW\CAN OCGT 4
CAN New Entry | CAN New Entry | New Plant\NSW\CAN OCGT 5
CAN New Entry | CAN New Entry | New Plant\NSW\CAN OCGT 6
CAN New Entry | CAN New Entry | New Plant\NSW\CAN OCGT 7
CAN New Entry | CAN New Entry | New Plant\NSW\CAN OCGT 8
CAN New Entry | CAN New Entry | New Plant\NSW\CAN OCGT 9
CAN New Entry | CAN New Entry | New Plant\NSW\CAN OCGT 30
CAN New Entry | CAN New Entry | New Plant\NSW\CAN OCGT 29
CAN New Entry | CAN New Entry | New Plant\NSW\CAN OCGT 28
CAN New Entry | CAN New Entry | New Plant\NSW\CAN OCGT 27
CAN New Entry | CAN New Entry | New Plant\NSW\CAN OCGT 26
CAN New Entry | CAN New Entry | New Plant\NSW\CAN OCGT 25
CAN New Entry | CAN New Entry | New Plant\NSW\CAN OCGT 24
CAN New Entry | CAN New Entry | New Plant\NSW\CAN OCGT 23
CAN New Entry | CAN New Entry | New Plant\NSW\CAN OCGT 22
CAN New Entry | CAN New Entry | New Plant\NSW\CAN OCGT 21
CAN New Entry | CAN New Entry | New Plant\NSW\CAN OCGT 20
CAN New Entry | CAN New Entry | New Plant\NSW\CAN OCGT 19
CAN New Entry | CAN New Entry | New Plant\NSW\CAN OCGT 18
CAN New Entry | CAN New Entry | New Plant\NSW\CAN OCGT 17
CAN New Entry | CAN New Entry | New Plant\NSW\CAN OCGT 16
CAN New Entry | CAN New Entry | New Plant\NSW\CAN OCGT 15
CAN New Entry | CAN New Entry | New Plant\NSW\CAN OCGT 14
CAN New Entry | CAN New Entry | New Plant\NSW\CAN OCGT 13
CAN New Entry | CAN New Entry | New Plant\NSW\CAN OCGT 12
CAN New Entry | CAN New Entry | New Plant\NSW\CAN OCGT 11
CAN New Entry | CAN New Entry | New Plant\NSW\CAN OCGT 10
CAN New Entry | CAN New Entry | New Plant\NSW\CAN CCGT 5
CAN New Entry | CAN New Entry | New Plant\NSW\CAN CCGT 6
CAN New Entry | CAN New Entry | New Plant\NSW\CAN CCGT 7
CAN New Entry | CAN New Entry | New Plant\NSW\CAN CCGT 8
CAN New Entry | CAN New Entry | New Plant\NSW\CAN CCGT 9
CAN New Entry | CAN New Entry | New Plant\NSW\CAN CCGT 25
CAN New Entry | CAN New Entry | New Plant\NSW\CAN CCGT 26
CAN New Entry | CAN New Entry | New Plant\NSW\CAN CCGT 30
CAN New Entry | CAN New Entry | New Plant\NSW\CAN CCGT 29
CAN New Entry | CAN New Entry | New Plant\NSW\CAN CCGT 28
CAN New Entry | CAN New Entry | New Plant\NSW\CAN CCGT 27
CAN New Entry | CAN New Entry | New Plant\NSW\CAN CCGT 24
CAN New Entry | CAN New Entry | New Plant\NSW\CAN CCGT 23
CAN New Entry | CAN New Entry | New Plant\NSW\CAN CCGT 22
CAN New Entry | CAN New Entry | New Plant\NSW\CAN CCGT 21
CAN New Entry | CAN New Entry | New Plant\NSW\CAN CCGT 20
CAN New Entry | CAN New Entry | New Plant\NSW\CAN CCGT 19
CAN New Entry | CAN New Entry | New Plant\NSW\CAN CCGT 18
CAN New Entry | CAN New Entry | New Plant\NSW\CAN CCGT 17
CAN New Entry | CAN New Entry | New Plant\NSW\CAN CCGT 16
CAN New Entry | CAN New Entry | New Plant\NSW\CAN CCGT 15
CAN New Entry | CAN New Entry | New Plant\NSW\CAN CCGT 14
CAN New Entry | CAN New Entry | New Plant\NSW\CAN CCGT 13
CAN New Entry | CAN New Entry | New Plant\NSW\CAN CCGT 12
CAN New Entry | CAN New Entry | New Plant\NSW\CAN CCGT 11
CAN New Entry | CAN New Entry | New Plant\NSW\CAN CCGT 10
CAN New Entry | CAN New Entry | New Plant\NSW\CAN Biomass 1
CAN New Entry | CAN New Entry | New Plant\NSW\CAN Biomass 2
CAN New Entry | CAN New Entry | New Plant\NSW\CAN CCGT CCS 1
CAN New Entry | CAN New Entry | New Plant\NSW\CAN CCGT CCS 2
CAN New Entry | CAN New Entry | New Plant\NSW\CAN CCGT CCS 3
CAN New Entry | CAN New Entry | New Plant\NSW\CAN CCGT CCS 4
CQ New Entry | CQ New Entry | New Plant\QLD\CQ CCGT 1
CQ New Entry | CQ New Entry | New Plant\QLD\CQ CCGT CCS 1
CQ New Entry | CQ New Entry | New Plant\QLD\CQ CCGT 2
CQ New Entry | CQ New Entry | New Plant\QLD\CQ CCGT 3
CQ New Entry | CQ New Entry | New Plant\QLD\CQ CCGT 4
CQ New Entry | CQ New Entry | New Plant\QLD\CQ CCGT 5
CQ New Entry | CQ New Entry | New Plant\QLD\CQ CCGT 6
CQ New Entry | CQ New Entry | New Plant\QLD\CQ Coal CCS 1
CQ New Entry | CQ New Entry | New Plant\QLD\CQ Coal CCS 2
CQ New Entry | CQ New Entry | New Plant\QLD\CQ Coal SC 1
CQ New Entry | CQ New Entry | New Plant\QLD\CQ Coal SC OC CCS 1
CQ New Entry | CQ New Entry | New Plant\QLD\CQ Coal SC CCS 1
CQ New Entry | CQ New Entry | New Plant\QLD\CQ Coal IGCC 1
CQ New Entry | CQ New Entry | New Plant\QLD\CQ Coal SC 2
CQ New Entry | CQ New Entry | New Plant\QLD\CQ Coal SC 4
CQ New Entry | CQ New Entry | New Plant\QLD\CQ Coal SC 3
CQ New Entry | CQ New Entry | New Plant\QLD\CQ Coal USC 1
CQ New Entry | CQ New Entry | New Plant\QLD\CQ Coal USC 2
CQ New Entry | CQ New Entry | New Plant\QLD\CQ Coal USC 3
CQ New Entry | CQ New Entry | New Plant\QLD\CQ Coal USC 4
CQ New Entry | CQ New Entry | New Plant\QLD\CQ OCGT 1
CQ New Entry | CQ New Entry | New Plant\QLD\CQ OCGT 2
CQ New Entry | CQ New Entry | New Plant\QLD\CQ OCGT 3
CQ New Entry | CQ New Entry | New Plant\QLD\CQ OCGT 4
CQ New Entry | CQ New Entry | New Plant\QLD\CQ OCGT 5
CQ New Entry | CQ New Entry | New Plant\QLD\CQ OCGT 6
CQ New Entry | CQ New Entry | New Plant\QLD\CQ OCGT 7
CQ New Entry | CQ New Entry | New Plant\QLD\CQ OCGT 8
CQ New Entry | CQ New Entry | New Plant\QLD\CQ OCGT 9
CQ New Entry | CQ New Entry | New Plant\QLD\CQ OCGT 10
CQ New Entry | CQ New Entry | Solar\QLD\CQ SOLAR 1
CQ New Entry | CQ New Entry | Solar\SA\ADE SOLAR 1
CQ New Entry | CQ New Entry | Solar\SA\NSA SOLAR 1
CQ New Entry | CQ New Entry | Solar\QLD\SEQ SOLAR 1
CQ New Entry | CQ New Entry | Solar\QLD\SWQ SOLAR 1
Laverton North | Laverton North | Natural gas\VIC\Laverton North1
Laverton North | Laverton North | Natural gas\VIC\Laverton North2
LV New Entry others | LV New Entry others | New Plant\VIC\LV Coal CCS 1
LV New Entry others | LV New Entry others | New Plant\VIC\LV Coal CCS 2
LV New Entry others | LV New Entry others | New Plant\VIC\LV Coal CCS 3
LV New Entry others | LV New Entry others | New Plant\VIC\LV Coal CCS 4
LV New Entry others | LV New Entry others | New Plant\VIC\LV Coal CCS 5
LV New Entry others | LV New Entry others | New Plant\VIC\LV Coal SC 1
LV New Entry others | LV New Entry others | New Plant\VIC\LV Coal SC CCS 1
LV New Entry others | LV New Entry others | New Plant\VIC\LV Coal IGCC 1
LV New Entry others | LV New Entry others | New Plant\VIC\LV Coal SC 2
LV New Entry others | LV New Entry others | New Plant\VIC\LV Coal SC 3
LV New Entry others | LV New Entry others | New Plant\VIC\LV Coal USC 1
LV New Entry others | LV New Entry others | New Plant\VIC\LV OCGT 1
LV New Entry others | LV New Entry others | New Plant\VIC\LV OCGT 10
LV New Entry others | LV New Entry others | New Plant\VIC\LV OCGT 19
LV New Entry others | LV New Entry others | New Plant\VIC\LV OCGT 18
LV New Entry others | LV New Entry others | New Plant\VIC\LV OCGT 17
LV New Entry others | LV New Entry others | New Plant\VIC\LV OCGT 16
LV New Entry others | LV New Entry others | New Plant\VIC\LV OCGT 15
LV New Entry others | LV New Entry others | New Plant\VIC\LV OCGT 14
LV New Entry others | LV New Entry others | New Plant\VIC\LV OCGT 13
LV New Entry others | LV New Entry others | New Plant\VIC\LV OCGT 12
LV New Entry others | LV New Entry others | New Plant\VIC\LV OCGT 11
LV New Entry others | LV New Entry others | New Plant\VIC\LV OCGT 2
LV New Entry others | LV New Entry others | New Plant\VIC\LV OCGT 3
LV New Entry others | LV New Entry others | New Plant\VIC\LV OCGT 4
LV New Entry others | LV New Entry others | New Plant\VIC\LV OCGT 5
LV New Entry others | LV New Entry others | New Plant\VIC\LV OCGT 6
LV New Entry others | LV New Entry others | New Plant\VIC\LV OCGT 7
LV New Entry others | LV New Entry others | New Plant\VIC\LV OCGT 8
LV New Entry others | LV New Entry others | New Plant\VIC\LV OCGT 9
LV New Entry others | LV New Entry others | New Plant\VIC\LV Coal CCS 1
LV New Entry others | LV New Entry others | New Plant\VIC\LV Coal CCS 2
LV New Entry others | LV New Entry others | New Plant\VIC\LV Coal CCS 3
LV New Entry others | LV New Entry others | New Plant\VIC\LV Coal CCS 4
LV New Entry others | LV New Entry others | New Plant\VIC\LV Coal CCS 5
LV New Entry others | LV New Entry others | New Plant\VIC\LV Coal CCS 6
LV New Entry others | LV New Entry others | New Plant\VIC\LV Coal CCS 7
LV New Entry others | LV New Entry others | New Plant\VIC\LV CCGT CCS 5
LV New Entry others | LV New Entry others | New Plant\VIC\LV CCGT CCS 6
LV New Entry others | LV New Entry others | New Plant\VIC\LV CCGT CCS 7
LV New Entry others | LV New Entry others | New Plant\VIC\LV CCGT CCS 8
LV New Entry others | LV New Entry others | New Plant\VIC\LV CCGT CCS 9
LV New Entry others | LV New Entry others | New Plant\VIC\LV CCGT CCS 10
LV New Entry others | LV New Entry others | New Plant\VIC\LV CCGT CCS 11
LV New Entry others | LV New Entry others | New Plant\VIC\LV CCGT CCS 12
LV New Entry others | LV New Entry others | New Plant\VIC\LV Geothermal 1
LV New Entry others | LV New Entry others | New Plant\VIC\LV Geothermal 2
LV New Entry others | LV New Entry others | New Plant\VIC\LV Geothermal 3
LV New Entry others | LV New Entry others | New Plant\VIC\LV Geothermal 4
LV New Entry others | LV New Entry others | New Plant\VIC\LV CCGT 7
LV New Entry others | LV New Entry others | New Plant\VIC\LV CCGT 8
LV New Entry others | LV New Entry others | New Plant\VIC\LV CCGT 9
LV New Entry others | LV New Entry others | New Plant\VIC\LV CCGT 10
LV New Entry others | LV New Entry others | New Plant\VIC\LV CCGT 11
LV New Entry others | LV New Entry others | New Plant\VIC\LV CCGT 12
LV New Entry others | LV New Entry others | New Plant\VIC\LV CCGT 13
LV New Entry others | LV New Entry others | New Plant\VIC\LV CCGT 14
LV New Entry others | LV New Entry others | New Plant\VIC\LV CCGT 15
LV New Entry others | LV New Entry others | New Plant\VIC\LV CCGT 16
LV New Entry others | LV New Entry others | New Plant\VIC\LV CCGT 17
LV New Entry others | LV New Entry others | New Plant\VIC\LV CCGT 18
LV New Entry others | LV New Entry others | New Plant\VIC\LV CCGT 19
LV New Entry others | LV New Entry others | New Plant\VIC\LV CCGT 20
LV New Entry others | LV New Entry others | New Plant\VIC\LV CCGT 21
LV New Entry others | LV New Entry others | New Plant\VIC\LV CCGT 22
LV New Entry others | LV New Entry others | New Plant\VIC\LV CCGT 23
LV New Entry others | LV New Entry others | New Plant\VIC\LV CCGT 24
LV New Entry others | LV New Entry others | New Plant\VIC\LV CCGT 25
LV New Entry others | LV New Entry others | New Plant\VIC\LV CCGT 26
LV New Entry others | LV New Entry others | New Plant\VIC\LV CCGT 27
LV New Entry others | LV New Entry others | New Plant\VIC\LV CCGT 28
LV New Entry others | LV New Entry others | New Plant\VIC\LV CCGT 29
LV New Entry others | LV New Entry others | New Plant\VIC\LV CCGT 30
LV New Entry others | LV New Entry others | New Plant\VIC\LV CCGT 31
LV New Entry others | LV New Entry others | New Plant\VIC\LV CCGT 32
LV New Entry others | LV New Entry others | New Plant\VIC\LV CCGT 33
LV New Entry others | LV New Entry others | New Plant\VIC\LV CCGT 34
LV New Entry others | LV New Entry others | New Plant\VIC\LV CCGT 35
LV New Entry others | LV New Entry others | New Plant\VIC\LV CCGT 36
LV New Entry others | LV New Entry others | New Plant\VIC\LV CCGT 37
MEL New Entry + CVIC GEO 3,4,5,6 | MEL New Entry + CVIC GEO 3,4,5,6 | New Plant\VIC\MEL CCGT 1
MEL New Entry + CVIC GEO 3,4,5,6 | MEL New Entry + CVIC GEO 3,4,5,6 | New Plant\VIC\MEL CCGT 8
MEL New Entry + CVIC GEO 3,4,5,6 | MEL New Entry + CVIC GEO 3,4,5,6 | New Plant\VIC\MEL CCGT 7
MEL New Entry + CVIC GEO 3,4,5,6 | MEL New Entry + CVIC GEO 3,4,5,6 | New Plant\VIC\MEL CCGT 2
MEL New Entry + CVIC GEO 3,4,5,6 | MEL New Entry + CVIC GEO 3,4,5,6 | New Plant\VIC\MEL CCGT 3
MEL New Entry + CVIC GEO 3,4,5,6 | MEL New Entry + CVIC GEO 3,4,5,6 | New Plant\VIC\MEL CCGT 4
MEL New Entry + CVIC GEO 3,4,5,6 | MEL New Entry + CVIC GEO 3,4,5,6 | New Plant\VIC\MEL CCGT 5
MEL New Entry + CVIC GEO 3,4,5,6 | MEL New Entry + CVIC GEO 3,4,5,6 | New Plant\VIC\MEL CCGT 6
MEL New Entry + CVIC GEO 3,4,5,6 | MEL New Entry + CVIC GEO 3,4,5,6 | New Plant\VIC\MEL CCGT CCS 1
MEL New Entry + CVIC GEO 3,4,5,6 | MEL New Entry + CVIC GEO 3,4,5,6 | New Plant\VIC\MEL CCGT CCS 2
MEL New Entry + CVIC GEO 3,4,5,6 | MEL New Entry + CVIC GEO 3,4,5,6 | New Plant\VIC\MEL OCGT 1
MEL New Entry + CVIC GEO 3,4,5,6 | MEL New Entry + CVIC GEO 3,4,5,6 | New Plant\VIC\MEL OCGT 11
MEL New Entry + CVIC GEO 3,4,5,6 | MEL New Entry + CVIC GEO 3,4,5,6 | New Plant\VIC\MEL OCGT 12
MEL New Entry + CVIC GEO 3,4,5,6 | MEL New Entry + CVIC GEO 3,4,5,6 | New Plant\VIC\MEL OCGT 13
MEL New Entry + CVIC GEO 3,4,5,6 | MEL New Entry + CVIC GEO 3,4,5,6 | New Plant\VIC\MEL OCGT 14
MEL New Entry + CVIC GEO 3,4,5,6 | MEL New Entry + CVIC GEO 3,4,5,6 | New Plant\VIC\MEL OCGT 15
MEL New Entry + CVIC GEO 3,4,5,6 | MEL New Entry + CVIC GEO 3,4,5,6 | New Plant\VIC\MEL OCGT 16
MEL New Entry + CVIC GEO 3,4,5,6 | MEL New Entry + CVIC GEO 3,4,5,6 | New Plant\VIC\MEL OCGT 17
MEL New Entry + CVIC GEO 3,4,5,6 | MEL New Entry + CVIC GEO 3,4,5,6 | New Plant\VIC\MEL OCGT 18
MEL New Entry + CVIC GEO 3,4,5,6 | MEL New Entry + CVIC GEO 3,4,5,6 | New Plant\VIC\MEL OCGT 19
MEL New Entry + CVIC GEO 3,4,5,6 | MEL New Entry + CVIC GEO 3,4,5,6 | New Plant\VIC\MEL OCGT 20
MEL New Entry + CVIC GEO 3,4,5,6 | MEL New Entry + CVIC GEO 3,4,5,6 | New Plant\VIC\MEL OCGT 10
MEL New Entry + CVIC GEO 3,4,5,6 | MEL New Entry + CVIC GEO 3,4,5,6 | New Plant\VIC\MEL OCGT 2
MEL New Entry + CVIC GEO 3,4,5,6 | MEL New Entry + CVIC GEO 3,4,5,6 | New Plant\VIC\MEL OCGT 3
MEL New Entry + CVIC GEO 3,4,5,6 | MEL New Entry + CVIC GEO 3,4,5,6 | New Plant\VIC\MEL OCGT 4
MEL New Entry + CVIC GEO 3,4,5,6 | MEL New Entry + CVIC GEO 3,4,5,6 | New Plant\VIC\MEL OCGT 5
MEL New Entry + CVIC GEO 3,4,5,6 | MEL New Entry + CVIC GEO 3,4,5,6 | New Plant\VIC\MEL OCGT 6
MEL New Entry + CVIC GEO 3,4,5,6 | MEL New Entry + CVIC GEO 3,4,5,6 | New Plant\VIC\MEL OCGT 7
MEL New Entry + CVIC GEO 3,4,5,6 | MEL New Entry + CVIC GEO 3,4,5,6 | New Plant\VIC\MEL OCGT 8
MEL New Entry + CVIC GEO 3,4,5,6 | MEL New Entry + CVIC GEO 3,4,5,6 | New Plant\VIC\MEL OCGT 9
MEL New Entry + CVIC GEO 3,4,5,6 | MEL New Entry + CVIC GEO 3,4,5,6 | New Plant\VIC\CVIC Geothermal 3
MEL New Entry + CVIC GEO 3,4,5,6 | MEL New Entry + CVIC GEO 3,4,5,6 | New Plant\VIC\CVIC Geothermal 4
MEL New Entry + CVIC GEO 3,4,5,6 | MEL New Entry + CVIC GEO 3,4,5,6 | New Plant\VIC\CVIC Geothermal 5
MEL New Entry + CVIC GEO 3,4,5,6 | MEL New Entry + CVIC GEO 3,4,5,6 | New Plant\VIC\CVIC Geothermal 6
MEL New Entry + CVIC GEO 3,4,5,6 | MEL New Entry + CVIC GEO 3,4,5,6 | New Plant\VIC\CVIC Geothermal 7
MEL New Entry + CVIC GEO 3,4,5,6 | MEL New Entry + CVIC GEO 3,4,5,6 | New Plant\VIC\CVIC Geothermal 21
MEL New Entry + CVIC GEO 3,4,5,6 | MEL New Entry + CVIC GEO 3,4,5,6 | New Plant\VIC\CVIC Geothermal 20
MEL New Entry + CVIC GEO 3,4,5,6 | MEL New Entry + CVIC GEO 3,4,5,6 | New Plant\VIC\CVIC Geothermal 19
MEL New Entry + CVIC GEO 3,4,5,6 | MEL New Entry + CVIC GEO 3,4,5,6 | New Plant\VIC\CVIC Geothermal 18
MEL New Entry + CVIC GEO 3,4,5,6 | MEL New Entry + CVIC GEO 3,4,5,6 | New Plant\VIC\CVIC Geothermal 17
MEL New Entry + CVIC GEO 3,4,5,6 | MEL New Entry + CVIC GEO 3,4,5,6 | New Plant\VIC\CVIC Geothermal 16
MEL New Entry + CVIC GEO 3,4,5,6 | MEL New Entry + CVIC GEO 3,4,5,6 | New Plant\VIC\CVIC Geothermal 15
MEL New Entry + CVIC GEO 3,4,5,6 | MEL New Entry + CVIC GEO 3,4,5,6 | New Plant\VIC\CVIC Geothermal 14
MEL New Entry + CVIC GEO 3,4,5,6 | MEL New Entry + CVIC GEO 3,4,5,6 | New Plant\VIC\CVIC Geothermal 13
MEL New Entry + CVIC GEO 3,4,5,6 | MEL New Entry + CVIC GEO 3,4,5,6 | New Plant\VIC\CVIC Geothermal 12
MEL New Entry + CVIC GEO 3,4,5,6 | MEL New Entry + CVIC GEO 3,4,5,6 | New Plant\VIC\CVIC Geothermal 11
MEL New Entry + CVIC GEO 3,4,5,6 | MEL New Entry + CVIC GEO 3,4,5,6 | New Plant\VIC\CVIC Geothermal 10
MEL New Entry + CVIC GEO 3,4,5,6 | MEL New Entry + CVIC GEO 3,4,5,6 | New Plant\VIC\CVIC Geothermal 9
MEL New Entry + CVIC GEO 3,4,5,6 | MEL New Entry + CVIC GEO 3,4,5,6 | New Plant\VIC\CVIC Geothermal 8
NCEN Coal New Entry | NCEN Coal New Entry | New Plant\NSW\NCEN Biomass 1
NCEN Coal New Entry | NCEN Coal New Entry | New Plant\NSW\NCEN Biomass 2
NCEN Coal New Entry | NCEN Coal New Entry | New Plant\NSW\NCEN Geothermal 1
NCEN Coal New Entry | NCEN Coal New Entry | New Plant\NSW\NCEN Geothermal 2
NCEN Coal New Entry | NCEN Coal New Entry | New Plant\NSW\NCEN Geothermal 3
NCEN Coal New Entry | NCEN Coal New Entry | New Plant\NSW\NCEN Coal SC 1
NCEN Coal New Entry | NCEN Coal New Entry | New Plant\NSW\NCEN Coal SC OC CCS 1
NCEN Coal New Entry | NCEN Coal New Entry | New Plant\NSW\NCEN Coal SC CCS 1
NCEN Coal New Entry | NCEN Coal New Entry | New Plant\NSW\NCEN Coal IGCC CCS 1
NCEN Coal New Entry | NCEN Coal New Entry | New Plant\NSW\NCEN Coal IGCC 1
NCEN Coal New Entry | NCEN Coal New Entry | New Plant\NSW\NCEN Coal SC 2
NCEN Coal New Entry | NCEN Coal New Entry | New Plant\NSW\NCEN Coal SC 3
NCEN Coal New Entry | NCEN Coal New Entry | New Plant\NSW\NCEN Coal SC 4
NCEN Coal New Entry | NCEN Coal New Entry | New Plant\NSW\NCEN Coal SC 5
NCEN Coal New Entry | NCEN Coal New Entry | New Plant\NSW\NCEN Coal SC 6
NCEN Coal New Entry | NCEN Coal New Entry | New Plant\NSW\NCEN Coal SC 7
NCEN Coal New Entry | NCEN Coal New Entry | New Plant\NSW\NCEN Coal USC 4
NCEN Coal New Entry | NCEN Coal New Entry | New Plant\NSW\NCEN Coal USC 3
NCEN Coal New Entry | NCEN Coal New Entry | New Plant\NSW\NCEN Coal USC 2
NCEN Coal New Entry | NCEN Coal New Entry | New Plant\NSW\NCEN Coal USC 1
NQ New Entry | NQ New Entry | New Plant\QLD\NQ CCGT 1
NQ New Entry | NQ New Entry | New Plant\QLD\NQ CCGT 9
NQ New Entry | NQ New Entry | New Plant\QLD\NQ CCGT 8
NQ New Entry | NQ New Entry | New Plant\QLD\NQ CCGT 7
NQ New Entry | NQ New Entry | New Plant\QLD\NQ CCGT CCS 1
NQ New Entry | NQ New Entry | New Plant\QLD\NQ CCGT 2
NQ New Entry | NQ New Entry | New Plant\QLD\NQ CCGT 3
NQ New Entry | NQ New Entry | New Plant\QLD\NQ CCGT 4
NQ New Entry | NQ New Entry | New Plant\QLD\NQ CCGT 5
NQ New Entry | NQ New Entry | New Plant\QLD\NQ CCGT 6
NQ New Entry | NQ New Entry | New Plant\QLD\NQ Coal IGCC CCS 1
NQ New Entry | NQ New Entry | New Plant\QLD\NQ Coal IGCC CCS 2
NQ New Entry | NQ New Entry | New Plant\QLD\NQ Coal SC 1
NQ New Entry | NQ New Entry | New Plant\QLD\NQ Coal SC OC CCS 1
NQ New Entry | NQ New Entry | New Plant\QLD\NQ Coal SC CCS 1
NQ New Entry | NQ New Entry | New Plant\QLD\NQ Coal IGCC 1
NQ New Entry | NQ New Entry | New Plant\QLD\NQ Coal SC 2
NQ New Entry | NQ New Entry | New Plant\QLD\NQ Coal SC 3
NQ New Entry | NQ New Entry | New Plant\QLD\NQ Biomass 1
NQ New Entry | NQ New Entry | New Plant\QLD\NQ Biomass 2
NQ New Entry | NQ New Entry | New Plant\QLD\NQ Biomass 3
NQ New Entry | NQ New Entry | New Plant\QLD\NQ Biomass 4
NQ New Entry | NQ New Entry | New Plant\QLD\NQ Biomass 20
NQ New Entry | NQ New Entry | New Plant\QLD\NQ Biomass 19
NQ New Entry | NQ New Entry | New Plant\QLD\NQ Biomass 18
NQ New Entry | NQ New Entry | New Plant\QLD\NQ Biomass 17
NQ New Entry | NQ New Entry | New Plant\QLD\NQ Biomass 16
NQ New Entry | NQ New Entry | New Plant\QLD\NQ Biomass 15
NQ New Entry | NQ New Entry | New Plant\QLD\NQ Biomass 14
NQ New Entry | NQ New Entry | New Plant\QLD\NQ Biomass 13
NQ New Entry | NQ New Entry | New Plant\QLD\NQ Biomass 12
NQ New Entry | NQ New Entry | New Plant\QLD\NQ Biomass 11
NQ New Entry | NQ New Entry | New Plant\QLD\NQ Biomass 10
NQ New Entry | NQ New Entry | New Plant\QLD\NQ Biomass 9
NQ New Entry | NQ New Entry | New Plant\QLD\NQ Biomass 8
NQ New Entry | NQ New Entry | New Plant\QLD\NQ Biomass 7
NQ New Entry | NQ New Entry | New Plant\QLD\NQ Biomass 6
NQ New Entry | NQ New Entry | New Plant\QLD\NQ Biomass 5
NQ New Entry | NQ New Entry | New Plant\QLD\NQ OCGT 1
NQ New Entry | NQ New Entry | New Plant\QLD\NQ OCGT 2
NQ New Entry | NQ New Entry | New Plant\QLD\NQ OCGT 3
NQ New Entry | NQ New Entry | New Plant\QLD\NQ OCGT 4
NQ New Entry | NQ New Entry | New Plant\QLD\NQ OCGT 5
NQ New Entry | NQ New Entry | New Plant\QLD\NQ OCGT 6
NQ New Entry | NQ New Entry | New Plant\QLD\NQ OCGT 10
NQ New Entry | NQ New Entry | New Plant\QLD\NQ OCGT 9
NQ New Entry | NQ New Entry | New Plant\QLD\NQ OCGT 8
NQ New Entry | NQ New Entry | New Plant\QLD\NQ OCGT 7
NQ New Entry | NQ New Entry | Solar\QLD\NQ SOLAR 1
NSA New Entry | NSA New Entry | New Plant\SA\NSA CCGT 1
NSA New Entry | NSA New Entry | New Plant\SA\NSA CCGT CCS 1
NSA New Entry | NSA New Entry | New Plant\SA\NSA CCGT 2
NSA New Entry | NSA New Entry | New Plant\SA\NSA CCGT 3
NSA New Entry | NSA New Entry | New Plant\SA\NSA CCGT 4
NSA New Entry | NSA New Entry | New Plant\SA\NSA OCGT 1
NSA New Entry | NSA New Entry | New Plant\SA\NSA OCGT 2
NSA New Entry | NSA New Entry | New Plant\SA\NSA OCGT 3
NSA New Entry | NSA New Entry | New Plant\SA\NSA OCGT 4
NSA New Entry | NSA New Entry | New Plant\SA\NSA OCGT 5
NSA New Entry | NSA New Entry | New Plant\SA\NSA OCGT 6
NSA New Entry | NSA New Entry | New Plant\SA\NSA OCGT 10
NSA New Entry | NSA New Entry | New Plant\SA\NSA OCGT 9
NSA New Entry | NSA New Entry | New Plant\SA\NSA OCGT 8
NSA New Entry | NSA New Entry | New Plant\SA\NSA OCGT 7
NVIC New Entry | NVIC New Entry | New Plant\VIC\NVIC CCGT 1
NVIC New Entry | NVIC New Entry | New Plant\VIC\NVIC CCGT CCS 1
NVIC New Entry | NVIC New Entry | New Plant\VIC\NVIC CCGT 2
NVIC New Entry | NVIC New Entry | New Plant\VIC\NVIC CCGT 3
NVIC New Entry | NVIC New Entry | New Plant\VIC\NVIC CCGT 4
NVIC New Entry | NVIC New Entry | New Plant\VIC\NVIC OCGT 1
NVIC New Entry | NVIC New Entry | New Plant\VIC\NVIC OCGT 2
NVIC New Entry | NVIC New Entry | New Plant\VIC\NVIC OCGT 3
NVIC New Entry | NVIC New Entry | New Plant\VIC\NVIC OCGT 4
NVIC New Entry | NVIC New Entry | New Plant\VIC\NVIC OCGT 10
NVIC New Entry | NVIC New Entry | New Plant\VIC\NVIC OCGT 9
NVIC New Entry | NVIC New Entry | New Plant\VIC\NVIC OCGT 8
NVIC New Entry | NVIC New Entry | New Plant\VIC\NVIC OCGT 7
NVIC New Entry | NVIC New Entry | New Plant\VIC\NVIC OCGT 6
NVIC New Entry | NVIC New Entry | New Plant\VIC\NVIC OCGT 5
SEQ New Entry | SEQ New Entry | New Plant\QLD\SEQ CCGT 1
SEQ New Entry | SEQ New Entry | New Plant\QLD\SEQ CCGT CCS 1
SEQ New Entry | SEQ New Entry | New Plant\QLD\SEQ CCGT CCS 2
SEQ New Entry | SEQ New Entry | New Plant\QLD\SEQ CCGT 2
SEQ New Entry | SEQ New Entry | New Plant\QLD\SEQ CCGT 3
SEQ New Entry | SEQ New Entry | New Plant\QLD\SEQ CCGT 4
SEQ New Entry | SEQ New Entry | New Plant\QLD\SEQ CCGT 5
SEQ New Entry | SEQ New Entry | New Plant\QLD\SEQ CCGT 6
SEQ New Entry | SEQ New Entry | New Plant\QLD\SEQ CCGT 7
SEQ New Entry | SEQ New Entry | New Plant\QLD\SEQ CCGT 8
SEQ New Entry | SEQ New Entry | New Plant\QLD\SEQ CCGT 9
SEQ New Entry | SEQ New Entry | New Plant\QLD\SEQ CCGT 10
SEQ New Entry | SEQ New Entry | New Plant\QLD\SEQ OCGT 1
SEQ New Entry | SEQ New Entry | New Plant\QLD\SEQ OCGT 10
SEQ New Entry | SEQ New Entry | New Plant\QLD\SEQ OCGT 2
SEQ New Entry | SEQ New Entry | New Plant\QLD\SEQ OCGT 3
SEQ New Entry | SEQ New Entry | New Plant\QLD\SEQ OCGT 4
SEQ New Entry | SEQ New Entry | New Plant\QLD\SEQ OCGT 5
SEQ New Entry | SEQ New Entry | New Plant\QLD\SEQ OCGT 6
SEQ New Entry | SEQ New Entry | New Plant\QLD\SEQ OCGT 7
SEQ New Entry | SEQ New Entry | New Plant\QLD\SEQ OCGT 8
SEQ New Entry | SEQ New Entry | New Plant\QLD\SEQ OCGT 9
SESA New Entry | SESA New Entry | New Plant\SA\SESA CCGT 1
SESA New Entry | SESA New Entry | New Plant\SA\SESA CCGT 2
SESA New Entry | SESA New Entry | New Plant\SA\SESA CCGT 3
SESA New Entry | SESA New Entry | New Plant\SA\SESA CCGT 4
SESA New Entry | SESA New Entry | New Plant\SA\SESA OCGT 1
SESA New Entry | SESA New Entry | New Plant\SA\SESA OCGT 2
SESA New Entry | SESA New Entry | New Plant\SA\SESA OCGT 3
SESA New Entry | SESA New Entry | New Plant\SA\SESA OCGT 4
SESA New Entry | SESA New Entry | New Plant\SA\SESA OCGT 5
SESA New Entry | SESA New Entry | New Plant\SA\SESA OCGT 6
SESA New Entry | SESA New Entry | New Plant\SA\SESA OCGT 10
SESA New Entry | SESA New Entry | New Plant\SA\SESA OCGT 9
SESA New Entry | SESA New Entry | New Plant\SA\SESA OCGT 8
SESA New Entry | SESA New Entry | New Plant\SA\SESA OCGT 7
SESA New Entry | SESA New Entry | New Plant\SA\SESA Biomass 1
SESA New Entry | SESA New Entry | New Plant\SA\SESA Biomass 2
SESA New Entry | SESA New Entry | New Plant\SA\SESA Biomass 3
SESA New Entry | SESA New Entry | New Plant\SA\SESA Biomass 4
SESA New Entry | SESA New Entry | New Plant\SA\SESA Biomass 5
SESA New Entry | SESA New Entry | New Plant\SA\SESA Biomass 6
SESA New Entry | SESA New Entry | New Plant\SA\SESA Geothermal 1
SESA New Entry | SESA New Entry | New Plant\SA\SESA Geothermal 2
SESA New Entry | SESA New Entry | New Plant\SA\SESA Geothermal 3
SESA New Entry | SESA New Entry | New Plant\SA\SESA Geothermal 4
SESA New Entry | SESA New Entry | New Plant\SA\SESA Geothermal 5
SESA New Entry | SESA New Entry | New Plant\SA\SESA Geothermal 6
SESA New Entry | SESA New Entry | New Plant\SA\SESA Geothermal 6
SWNSW New Entry | SWNSW New Entry | New Plant\NSW\SWNSW CCGT 1
SWNSW New Entry | SWNSW New Entry | New Plant\NSW\SWNSW CCGT CCS 1
SWNSW New Entry | SWNSW New Entry | New Plant\NSW\SWNSW CCGT 2
SWNSW New Entry | SWNSW New Entry | New Plant\NSW\SWNSW CCGT 3
SWNSW New Entry | SWNSW New Entry | New Plant\NSW\SWNSW CCGT 4
SWNSW New Entry | SWNSW New Entry | Solar\NSW\SWNSW SOLAR 1
SWNSW New Entry | SWNSW New Entry | Solar\NSW\NCEN SOLAR 1
SWNSW New Entry | SWNSW New Entry | Solar\NSW\NNS SOLAR 1
SWNSW New Entry | SWNSW New Entry | New Plant\NSW\SWNSW Coal IGCC CCS 1
SWNSW New Entry | SWNSW New Entry | New Plant\NSW\SWNSW Coal IGCC CCS 2
SWNSW New Entry | SWNSW New Entry | New Plant\NSW\SWNSW Coal IGCC CCS 3
SWNSW New Entry | SWNSW New Entry | New Plant\NSW\SWNSW Coal SC 1
SWNSW New Entry | SWNSW New Entry | New Plant\NSW\SWNSW Coal SC OC CCS 1
SWNSW New Entry | SWNSW New Entry | New Plant\NSW\SWNSW Coal SC CCS 1
SWNSW New Entry | SWNSW New Entry | New Plant\NSW\SWNSW Coal IGCC 1
SWNSW New Entry | SWNSW New Entry | New Plant\NSW\SWNSW Coal SC 2
SWNSW New Entry | SWNSW New Entry | New Plant\NSW\SWNSW Coal SC 3
SWNSW New Entry | SWNSW New Entry | New Plant\NSW\SWNSW Coal USC 1
SWNSW New Entry | SWNSW New Entry | New Plant\NSW\SWNSW Coal USC 2
SWNSW New Entry | SWNSW New Entry | New Plant\NSW\SWNSW Coal USC 4
SWNSW New Entry | SWNSW New Entry | New Plant\NSW\SWNSW Coal USC 3
SWNSW New Entry | SWNSW New Entry | New Plant\NSW\SWNSW OCGT 1
SWNSW New Entry | SWNSW New Entry | New Plant\NSW\SWNSW OCGT 10
SWNSW New Entry | SWNSW New Entry | New Plant\NSW\SWNSW OCGT 2
SWNSW New Entry | SWNSW New Entry | New Plant\NSW\SWNSW OCGT 3
SWNSW New Entry | SWNSW New Entry | New Plant\NSW\SWNSW OCGT 4
SWNSW New Entry | SWNSW New Entry | New Plant\NSW\SWNSW OCGT 5
SWNSW New Entry | SWNSW New Entry | New Plant\NSW\SWNSW OCGT 6
SWNSW New Entry | SWNSW New Entry | New Plant\NSW\SWNSW OCGT 7
SWNSW New Entry | SWNSW New Entry | New Plant\NSW\SWNSW OCGT 8
SWNSW New Entry | SWNSW New Entry | New Plant\NSW\SWNSW OCGT 9
SWQ New Entry | SWQ New Entry | New Plant\QLD\SWQ CCGT 1
SWQ New Entry | SWQ New Entry | New Plant\QLD\SWQ CCGT 2
SWQ New Entry | SWQ New Entry | New Plant\QLD\SWQ CCGT 3
SWQ New Entry | SWQ New Entry | New Plant\QLD\SWQ CCGT 4
SWQ New Entry | SWQ New Entry | New Plant\QLD\SWQ CCGT 5
SWQ New Entry | SWQ New Entry | New Plant\QLD\SWQ CCGT 6
SWQ New Entry | SWQ New Entry | New Plant\QLD\SWQ CCGT 7
SWQ New Entry | SWQ New Entry | New Plant\QLD\SWQ CCGT 8
SWQ New Entry | SWQ New Entry | New Plant\QLD\SWQ CCGT 9
SWQ New Entry | SWQ New Entry | New Plant\QLD\SWQ CCGT 10
SWQ New Entry | SWQ New Entry | New Plant\QLD\SWQ CCGT 11
SWQ New Entry | SWQ New Entry | New Plant\QLD\SWQ CCGT 12
SWQ New Entry | SWQ New Entry | New Plant\QLD\SWQ CCGT 13
SWQ New Entry | SWQ New Entry | New Plant\QLD\SWQ CCGT 14
SWQ New Entry | SWQ New Entry | New Plant\QLD\SWQ CCGT 15
SWQ New Entry | SWQ New Entry | New Plant\QLD\SWQ CCGT 16
SWQ New Entry | SWQ New Entry | New Plant\QLD\SWQ CCGT 17
SWQ New Entry | SWQ New Entry | New Plant\QLD\SWQ CCGT 18
SWQ New Entry | SWQ New Entry | New Plant\QLD\SWQ CCGT 21
SWQ New Entry | SWQ New Entry | New Plant\QLD\SWQ CCGT 43
SWQ New Entry | SWQ New Entry | New Plant\QLD\SWQ CCGT 52
SWQ New Entry | SWQ New Entry | New Plant\QLD\SWQ CCGT 51
SWQ New Entry | SWQ New Entry | New Plant\QLD\SWQ CCGT 50
SWQ New Entry | SWQ New Entry | New Plant\QLD\SWQ CCGT 49
SWQ New Entry | SWQ New Entry | New Plant\QLD\SWQ CCGT 48
SWQ New Entry | SWQ New Entry | New Plant\QLD\SWQ CCGT 47
SWQ New Entry | SWQ New Entry | New Plant\QLD\SWQ CCGT 46
SWQ New Entry | SWQ New Entry | New Plant\QLD\SWQ CCGT 45
SWQ New Entry | SWQ New Entry | New Plant\QLD\SWQ CCGT 44
SWQ New Entry | SWQ New Entry | New Plant\QLD\SWQ CCGT 42
SWQ New Entry | SWQ New Entry | New Plant\QLD\SWQ CCGT 41
SWQ New Entry | SWQ New Entry | New Plant\QLD\SWQ CCGT 40
SWQ New Entry | SWQ New Entry | New Plant\QLD\SWQ CCGT 39
SWQ New Entry | SWQ New Entry | New Plant\QLD\SWQ CCGT 38
SWQ New Entry | SWQ New Entry | New Plant\QLD\SWQ CCGT 37
SWQ New Entry | SWQ New Entry | New Plant\QLD\SWQ CCGT 36
SWQ New Entry | SWQ New Entry | New Plant\QLD\SWQ CCGT 35
SWQ New Entry | SWQ New Entry | New Plant\QLD\SWQ CCGT 34
SWQ New Entry | SWQ New Entry | New Plant\QLD\SWQ CCGT 33
SWQ New Entry | SWQ New Entry | New Plant\QLD\SWQ CCGT 32
SWQ New Entry | SWQ New Entry | New Plant\QLD\SWQ CCGT 31
SWQ New Entry | SWQ New Entry | New Plant\QLD\SWQ CCGT 30
SWQ New Entry | SWQ New Entry | New Plant\QLD\SWQ CCGT 29
SWQ New Entry | SWQ New Entry | New Plant\QLD\SWQ CCGT 28
SWQ New Entry | SWQ New Entry | New Plant\QLD\SWQ CCGT 27
SWQ New Entry | SWQ New Entry | New Plant\QLD\SWQ CCGT 26
SWQ New Entry | SWQ New Entry | New Plant\QLD\SWQ CCGT 25
SWQ New Entry | SWQ New Entry | New Plant\QLD\SWQ CCGT 24
SWQ New Entry | SWQ New Entry | New Plant\QLD\SWQ CCGT 23
SWQ New Entry | SWQ New Entry | New Plant\QLD\SWQ CCGT 22
SWQ New Entry | SWQ New Entry | New Plant\QLD\SWQ CCGT 20
SWQ New Entry | SWQ New Entry | New Plant\QLD\SWQ CCGT 19
SWQ New Entry | SWQ New Entry | New Plant\QLD\SWQ CCGT CCS 1
SWQ New Entry | SWQ New Entry | New Plant\QLD\SWQ CCGT CCS 2
SWQ New Entry | SWQ New Entry | New Plant\QLD\SWQ CCGT CCS 3
SWQ New Entry | SWQ New Entry | New Plant\QLD\SWQ CCGT CCS 10
SWQ New Entry | SWQ New Entry | New Plant\QLD\SWQ CCGT CCS 17
SWQ New Entry | SWQ New Entry | New Plant\QLD\SWQ CCGT CCS 16
SWQ New Entry | SWQ New Entry | New Plant\QLD\SWQ CCGT CCS 15
SWQ New Entry | SWQ New Entry | New Plant\QLD\SWQ CCGT CCS 14
SWQ New Entry | SWQ New Entry | New Plant\QLD\SWQ CCGT CCS 13
SWQ New Entry | SWQ New Entry | New Plant\QLD\SWQ CCGT CCS 12
SWQ New Entry | SWQ New Entry | New Plant\QLD\SWQ CCGT CCS 11
SWQ New Entry | SWQ New Entry | New Plant\QLD\SWQ CCGT CCS 9
SWQ New Entry | SWQ New Entry | New Plant\QLD\SWQ CCGT CCS 8
SWQ New Entry | SWQ New Entry | New Plant\QLD\SWQ CCGT CCS 7
SWQ New Entry | SWQ New Entry | New Plant\QLD\SWQ CCGT CCS 6
SWQ New Entry | SWQ New Entry | New Plant\QLD\SWQ CCGT CCS 5
SWQ New Entry | SWQ New Entry | New Plant\QLD\SWQ CCGT CCS 4
SWQ New Entry | SWQ New Entry | New Plant\QLD\SWQ Coal CCS 1
SWQ New Entry | SWQ New Entry | New Plant\QLD\SWQ Coal CCS 2
SWQ New Entry | SWQ New Entry | New Plant\QLD\SWQ Coal CCS 3
SWQ New Entry | SWQ New Entry | New Plant\QLD\SWQ Coal CCS 4
SWQ New Entry | SWQ New Entry | New Plant\QLD\SWQ Coal CCS 5
SWQ New Entry | SWQ New Entry | New Plant\QLD\SWQ Coal CCS 6
SWQ New Entry | SWQ New Entry | New Plant\QLD\SWQ Coal CCS 7
SWQ New Entry | SWQ New Entry | New Plant\QLD\SWQ Coal CCS 8
SWQ New Entry | SWQ New Entry | New Plant\QLD\SWQ Coal CCS 9
SWQ New Entry | SWQ New Entry | New Plant\QLD\SWQ Coal CCS 10
SWQ New Entry | SWQ New Entry | New Plant\QLD\SWQ Coal SC 1
SWQ New Entry | SWQ New Entry | New Plant\QLD\SWQ Coal SC OC CCS 1
SWQ New Entry | SWQ New Entry | New Plant\QLD\SWQ Coal SC CCS 1
SWQ New Entry | SWQ New Entry | New Plant\QLD\SWQ Coal IGCC 1
SWQ New Entry | SWQ New Entry | New Plant\QLD\SWQ Coal SC 2
SWQ New Entry | SWQ New Entry | New Plant\QLD\SWQ Coal SC 3
SWQ New Entry | SWQ New Entry | New Plant\QLD\SWQ Coal SC 4
SWQ New Entry | SWQ New Entry | New Plant\QLD\SWQ Coal SC 5
SWQ New Entry | SWQ New Entry | New Plant\QLD\SWQ Coal USC 1
SWQ New Entry | SWQ New Entry | New Plant\QLD\SWQ Coal USC 2
SWQ New Entry | SWQ New Entry | New Plant\QLD\SWQ Coal USC 4
SWQ New Entry | SWQ New Entry | New Plant\QLD\SWQ Coal USC 3
SWQ New Entry | SWQ New Entry | New Plant\QLD\SWQ OCGT 1
SWQ New Entry | SWQ New Entry | New Plant\QLD\SWQ OCGT 10
SWQ New Entry | SWQ New Entry | New Plant\QLD\SWQ OCGT 11
SWQ New Entry | SWQ New Entry | New Plant\QLD\SWQ OCGT 12
SWQ New Entry | SWQ New Entry | New Plant\QLD\SWQ OCGT 13
SWQ New Entry | SWQ New Entry | New Plant\QLD\SWQ OCGT 14
SWQ New Entry | SWQ New Entry | New Plant\QLD\SWQ OCGT 15
SWQ New Entry | SWQ New Entry | New Plant\QLD\SWQ OCGT 2
SWQ New Entry | SWQ New Entry | New Plant\QLD\SWQ OCGT 3
SWQ New Entry | SWQ New Entry | New Plant\QLD\SWQ OCGT 4
SWQ New Entry | SWQ New Entry | New Plant\QLD\SWQ OCGT 5
SWQ New Entry | SWQ New Entry | New Plant\QLD\SWQ OCGT 6
SWQ New Entry | SWQ New Entry | New Plant\QLD\SWQ OCGT 7
SWQ New Entry | SWQ New Entry | New Plant\QLD\SWQ OCGT 8
SWQ New Entry | SWQ New Entry | New Plant\QLD\SWQ OCGT 9
SWQ New Entry | SWQ New Entry | New Plant\QLD\SWQ Geothermal EGS 1
SWQ New Entry | SWQ New Entry | New Plant\QLD\NQ Geothermal 3
SWQ New Entry | SWQ New Entry | New Plant\QLD\NQ Geothermal 2
SWQ New Entry | SWQ New Entry | New Plant\QLD\NQ Geothermal 1
SWQ New Entry | SWQ New Entry | New Plant\QLD\SWQ Geothermal EGS 2
SWQ New Entry | SWQ New Entry | New Plant\QLD\SWQ Coal CCS 11
SWQ New Entry | SWQ New Entry | New Plant\QLD\SWQ Coal CCS 12
SWQ New Entry | SWQ New Entry | New Plant\QLD\SWQ Coal CCS 13
SWQ New Entry | SWQ New Entry | New Plant\QLD\SWQ Coal CCS 14
SWQ New Entry | SWQ New Entry | New Plant\QLD\SWQ Coal CCS 15
TAS New Entry | TAS New Entry | New Plant\TAS\TAS CCGT 1
TAS New Entry | TAS New Entry | New Plant\TAS\TAS CCGT 2
TAS New Entry | TAS New Entry | New Plant\TAS\TAS CCGT 3
TAS New Entry | TAS New Entry | New Plant\TAS\TAS CCGT 4
TAS New Entry | TAS New Entry | New Plant\TAS\TAS OCGT 1
TAS New Entry | TAS New Entry | New Plant\TAS\TAS Biomass 1
TAS New Entry | TAS New Entry | New Plant\TAS\TAS Biomass 2
TAS New Entry | TAS New Entry | New Plant\TAS\TAS Biomass 3
TAS New Entry | TAS New Entry | New Plant\TAS\TAS Biomass 6
TAS New Entry | TAS New Entry | New Plant\TAS\TAS Biomass 5
TAS New Entry | TAS New Entry | New Plant\TAS\TAS Biomass 4
TAS New Entry | TAS New Entry | New Plant\TAS\TAS OCGT 2
TAS New Entry | TAS New Entry | New Plant\TAS\TAS OCGT 3
TAS New Entry | TAS New Entry | New Plant\TAS\TAS OCGT 4
TAS New Entry | TAS New Entry | New Plant\TAS\TAS OCGT 5
TAS New Entry | TAS New Entry | New Plant\TAS\TAS OCGT 6
TAS New Entry | TAS New Entry | New Plant\TAS\TAS OCGT 9
TAS New Entry | TAS New Entry | New Plant\TAS\TAS OCGT 8
TAS New Entry | TAS New Entry | New Plant\TAS\TAS OCGT 7
Angaston | Angaston | Liquid fuel\SA\ANGAS1
Angaston | Angaston | Liquid fuel\SA\ANGAS2
Anglesea | Anglesea | Brown Coal\VIC\APS
BARCALDN | BARCALDN | Natural gas\QLD\BARCALDN
NCEN OCGT Smithfield | NCEN OCGT Smithfield | New Plant\NSW\NCEN OCGT 1
NCEN OCGT Smithfield | NCEN OCGT Smithfield | New Plant\NSW\NCEN OCGT 11
NCEN OCGT Smithfield | NCEN OCGT Smithfield | New Plant\NSW\NCEN OCGT 16
NCEN OCGT Smithfield | NCEN OCGT Smithfield | New Plant\NSW\NCEN OCGT 21
NCEN OCGT Smithfield | NCEN OCGT Smithfield | New Plant\NSW\NCEN OCGT 6
Bell Bay Thermal + GTs | Bell Bay Thermal + GTs | Natural gas\TAS\Bell Bay GT1
Bell Bay Thermal + GTs | Bell Bay Thermal + GTs | Natural gas\TAS\Bell Bay GT2
Bell Bay Thermal + GTs | Bell Bay Thermal + GTs | Natural gas\TAS\Bell Bay GT3
Cethana | Cethana | Hydroelectric\TAS\CE131-1
Devils Gate | Devils Gate | Hydroelectric\TAS\DG111-1
Bastyan | Bastyan | Hydroelectric\TAS\BA131-1
Fisher | Fisher | Hydroelectric\TAS\FI111-1
John Butters | John Butters | Hydroelectric\TAS\JB131-1
Mackintosh | Mackintosh | Hydroelectric\TAS\MA131-1
Reece | Reece | Hydroelectric\TAS\RC131-1
Reece | Reece | Hydroelectric\TAS\RC132-2
Wilmot / Lemonthyme | Wilmot / Lemonthyme | Hydroelectric\TAS\WI111-1
Wilmot / Lemonthyme | Wilmot / Lemonthyme | Hydroelectric\TAS\LM111-1
Tribute | Tribute | Hydroelectric\TAS\TT131-1
Gordon | Gordon | Hydroelectric\TAS\GO181-1
Gordon | Gordon | Hydroelectric\TAS\GO182-2
Gordon | Gordon | Hydroelectric\TAS\GO183-3
Lake Echo | Lake Echo | Hydroelectric\TAS\LE111-1
Meadowbank | Meadowbank | Hydroelectric\TAS\MB111-1
Liapootah-Wayatinah-Catagunya | Liapootah-Wayatinah-Catagunya | Hydroelectric\TAS\LI111-1
Liapootah-Wayatinah-Catagunya | Liapootah-Wayatinah-Catagunya | Hydroelectric\TAS\LI112-2
Liapootah-Wayatinah-Catagunya | Liapootah-Wayatinah-Catagunya | Hydroelectric\TAS\LI113-3
Liapootah-Wayatinah-Catagunya | Liapootah-Wayatinah-Catagunya | Hydroelectric\TAS\WY111-1
Liapootah-Wayatinah-Catagunya | Liapootah-Wayatinah-Catagunya | Hydroelectric\TAS\WY111-2
Liapootah-Wayatinah-Catagunya | Liapootah-Wayatinah-Catagunya | Hydroelectric\TAS\WY111-3
Liapootah-Wayatinah-Catagunya | Liapootah-Wayatinah-Catagunya | Hydroelectric\TAS\CA111-1
Liapootah-Wayatinah-Catagunya | Liapootah-Wayatinah-Catagunya | Hydroelectric\TAS\CA112-2
Poatina 1 & 2 | Poatina 1 & 2 | Hydroelectric\TAS\PO161-1
Poatina 1 & 2 | Poatina 1 & 2 | Hydroelectric\TAS\PO162-2
Poatina 3,4,5 & 6 | Poatina 3,4,5 & 6 | Hydroelectric\TAS\PO163-3
Poatina 3,4,5 & 6 | Poatina 3,4,5 & 6 | Hydroelectric\TAS\PO164-4
Poatina 3,4,5 & 6 | Poatina 3,4,5 & 6 | Hydroelectric\TAS\PO165-5
Poatina 3,4,5 & 6 | Poatina 3,4,5 & 6 | Hydroelectric\TAS\PO166-6
Tarraleah | Tarraleah | Hydroelectric\TAS\TA111-1
Tarraleah | Tarraleah | Hydroelectric\TAS\TA111-2
Tarraleah | Tarraleah | Hydroelectric\TAS\TA111-3
Tarraleah | Tarraleah | Hydroelectric\TAS\TA112-4
Tarraleah | Tarraleah | Hydroelectric\TAS\TA112-5
Tarraleah | Tarraleah | Hydroelectric\TAS\TA112-6
Trevallyn | Trevallyn | Hydroelectric\TAS\TR111-1
Trevallyn | Trevallyn | Hydroelectric\TAS\TR111-2
Trevallyn | Trevallyn | Hydroelectric\TAS\TR112-3
Trevallyn | Trevallyn | Hydroelectric\TAS\TR112-4
Tungatinah | Tungatinah | Hydroelectric\TAS\TU111-1
Tungatinah | Tungatinah | Hydroelectric\TAS\TU112-2
Tungatinah | Tungatinah | Hydroelectric\TAS\TU113-3
Tungatinah | Tungatinah | Hydroelectric\TAS\TU114-4
Tungatinah | Tungatinah | Hydroelectric\TAS\TU115-5
Paloona | Paloona | Dummy Plant\Dummy_Paloona
Rowallan | Rowallan | Dummy Plant\Dummy_Rowallan
Woolnorth | Woolnorth | Wind\TAS\Woolnorth
Cluny | Cluny | Dummy Plant\Dummy_Cluny
Repulse | Repulse | Dummy Plant\Dummy_Repulse
Vic Inertia | Vic Inertia | Brown Coal\VIC\YWPS1
Vic Inertia | Vic Inertia | Brown Coal\VIC\MOR1
Vic Inertia | Vic Inertia | Brown Coal\VIC\MOR2
Vic Inertia | Vic Inertia | Brown Coal\VIC\MOR3
Vic Inertia | Vic Inertia | Natural gas\VIC\BDL01
Vic Inertia | Vic Inertia | Natural gas\VIC\BDL02
Vic Inertia | Vic Inertia | Brown Coal\VIC\LYA1
Vic Inertia | Vic Inertia | Brown Coal\VIC\LYA2
Vic Inertia | Vic Inertia | Brown Coal\VIC\LYA3
Vic Inertia | Vic Inertia | Brown Coal\VIC\LYA4
Vic Inertia | Vic Inertia | Brown Coal\VIC\LOYYB1
Vic Inertia | Vic Inertia | Brown Coal\VIC\LOYYB2
Vic Inertia | Vic Inertia | Natural gas\VIC\VPGS1
Vic Inertia | Vic Inertia | Natural gas\VIC\VPGS2
Vic Inertia | Vic Inertia | Natural gas\VIC\VPGS3
Vic Inertia | Vic Inertia | Natural gas\VIC\VPGS4
Vic Inertia | Vic Inertia | Natural gas\VIC\VPGS5
Vic Inertia | Vic Inertia | Natural gas\VIC\VPGS6
Vic Inertia | Vic Inertia | Natural gas\VIC\JLA01
Vic Inertia | Vic Inertia | Natural gas\VIC\JLA02
Vic Inertia | Vic Inertia | Natural gas\VIC\JLA03
Vic Inertia | Vic Inertia | Natural gas\VIC\JLA04
Vic Inertia | Vic Inertia | Natural gas\VIC\JLB01
Vic Inertia | Vic Inertia | Natural gas\VIC\JLB02
Vic Inertia | Vic Inertia | Natural gas\VIC\JLB03
Vic Inertia | Vic Inertia | Brown Coal\VIC\HWPS1
Vic Inertia | Vic Inertia | Brown Coal\VIC\HWPS2
Vic Inertia | Vic Inertia | Brown Coal\VIC\HWPS3
Vic Inertia | Vic Inertia | Brown Coal\VIC\HWPS4
Vic Inertia | Vic Inertia | Brown Coal\VIC\HWPS5
Vic Inertia | Vic Inertia | Brown Coal\VIC\HWPS6
Vic Inertia | Vic Inertia | Brown Coal\VIC\HWPS7
Vic Inertia | Vic Inertia | Brown Coal\VIC\HWPS8
Vic Inertia | Vic Inertia | Natural gas\VIC\Mortlake11
Vic Inertia | Vic Inertia | Natural gas\VIC\Mortlake12
Pelican Point | Pelican Point | Natural gas\SA\PPCCGTST
Pelican Point | Pelican Point | Natural gas\SA\PPCCGTGT1
Pelican Point | Pelican Point | Natural gas\SA\PPCCGTGT2
SA GEN Combo | SA GEN Combo | Natural gas\SA\AGLHAL01
SA GEN Combo | SA GEN Combo | Natural gas\SA\AGLHAL02
SA GEN Combo | SA GEN Combo | Natural gas\SA\AGLHAL03
SA GEN Combo | SA GEN Combo | Natural gas\SA\AGLHAL04
SA GEN Combo | SA GEN Combo | Natural gas\SA\AGLHAL05
SA GEN Combo | SA GEN Combo | Natural gas\SA\AGLHAL06
SA GEN Combo | SA GEN Combo | Natural gas\SA\AGLHAL07
SA GEN Combo | SA GEN Combo | Natural gas\SA\AGLHAL08
SA GEN Combo | SA GEN Combo | Natural gas\SA\AGLHAL09
SA GEN Combo | SA GEN Combo | Natural gas\SA\AGLHAL10
SA GEN Combo | SA GEN Combo | Natural gas\SA\AGLHAL11
SA GEN Combo | SA GEN Combo | Liquid fuel\SA\ANGAS1
SA GEN Combo | SA GEN Combo | Natural gas\SA\DRYCGT1
SA GEN Combo | SA GEN Combo | Natural gas\SA\DRYCGT2
SA GEN Combo | SA GEN Combo | Natural gas\SA\DRYCGT3
SA GEN Combo | SA GEN Combo | Natural gas\SA\LADBROK1
SA GEN Combo | SA GEN Combo | Natural gas\SA\LADBROK2
SA GEN Combo | SA GEN Combo | Natural gas\SA\MINTARO
SA GEN Combo | SA GEN Combo | Brown Coal\SA\NPS1
SA GEN Combo | SA GEN Combo | Brown Coal\SA\NPS2
SA GEN Combo | SA GEN Combo | Natural gas\SA\OsborneGT
SA GEN Combo | SA GEN Combo | Natural gas\SA\OsborneST
SA GEN Combo | SA GEN Combo | Brown Coal\SA\PLAYB-AG1
SA GEN Combo | SA GEN Combo | Brown Coal\SA\PLAYB-AG2
SA GEN Combo | SA GEN Combo | Brown Coal\SA\PLAYB-AG3
SA GEN Combo | SA GEN Combo | Brown Coal\SA\PLAYB-AG4
SA GEN Combo | SA GEN Combo | Liquid fuel\SA\POR01-1
SA GEN Combo | SA GEN Combo | Liquid fuel\SA\POR01-2
SA GEN Combo | SA GEN Combo | Liquid fuel\SA\POR01-3
SA GEN Combo | SA GEN Combo | Natural gas\SA\PPCCGTST
SA GEN Combo | SA GEN Combo | Natural gas\SA\PPCCGTGT1
SA GEN Combo | SA GEN Combo | Natural gas\SA\PPCCGTGT2
SA GEN Combo | SA GEN Combo | Liquid fuel\SA\SNUG1
SA GEN Combo | SA GEN Combo | Liquid fuel\SA\SNUG2
SA GEN Combo | SA GEN Combo | Liquid fuel\SA\SNUG3
SA GEN Combo | SA GEN Combo | Natural gas\SA\TORRA1
SA GEN Combo | SA GEN Combo | Natural gas\SA\TORRA2
SA GEN Combo | SA GEN Combo | Natural gas\SA\TORRA3
SA GEN Combo | SA GEN Combo | Natural gas\SA\TORRA4
SA GEN Combo | SA GEN Combo | Natural gas\SA\TORRB1
SA GEN Combo | SA GEN Combo | Natural gas\SA\TORRB2
SA GEN Combo | SA GEN Combo | Natural gas\SA\TORRB3
SA GEN Combo | SA GEN Combo | Natural gas\SA\TORRB4
SA GEN Combo | SA GEN Combo | Wind\SA\Hallett Wind Farm
MTStuYabulu | MTStuYabulu | Liquid fuel\QLD\MSTUART1
MTStuYabulu | MTStuYabulu | Liquid fuel\QLD\MSTUART2
MTStuYabulu | MTStuYabulu | Natural gas\QLD\TOWNSV1
MTStuYabulu | MTStuYabulu | Natural gas\QLD\TOWNSV2
MTStuYabulu | MTStuYabulu | Liquid fuel\QLD\MSTUART3
Torrens A | Torrens A | Natural gas\SA\TORRA1
Torrens A | Torrens A | Natural gas\SA\TORRA2
Torrens A | Torrens A | Natural gas\SA\TORRA3
Torrens A | Torrens A | Natural gas\SA\TORRA4
Torrens B | Torrens B | Natural gas\SA\TORRB1
Torrens B | Torrens B | Natural gas\SA\TORRB2
Torrens B | Torrens B | Natural gas\SA\TORRB3
Torrens B | Torrens B | Natural gas\SA\TORRB4
Dry Creek | Dry Creek | Natural gas\SA\DRYCGT1
Dry Creek | Dry Creek | Natural gas\SA\DRYCGT2
Dry Creek | Dry Creek | Natural gas\SA\DRYCGT3
Hazelwood 3,4,5 | Hazelwood 3,4,5 | Brown Coal\VIC\HWPS3
Hazelwood 3,4,5 | Hazelwood 3,4,5 | Brown Coal\VIC\HWPS4
Hazelwood 3,4,5 | Hazelwood 3,4,5 | Brown Coal\VIC\HWPS5
Bell Bay 3 | Bell Bay 3 | Natural gas\TAS\Bell Bay GT1
Bell Bay 3 | Bell Bay 3 | Natural gas\TAS\Bell Bay GT2
Bell Bay 3 | Bell Bay 3 | Natural gas\TAS\Bell Bay GT3
BLOWRNG | BLOWRNG | Hydroelectric\NSW\BLOWRNG
Butlers gorge | Butlers gorge | Dummy Plant\Dummy_Butlers Gorge
Callide Unit 3 | Callide Unit 3 | Black Coal\QLD\CPP_3
Callide Unit 4 | Callide Unit 4 | Black Coal\QLD\CPP_4
Dartmouth | Dartmouth | Hydroelectric\VIC\DARTM1
GSTONE1 | GSTONE1 | Black Coal\QLD\GSTONE1
GSTONE2 | GSTONE2 | Black Coal\QLD\GSTONE2
GSTONE3 | GSTONE3 | Black Coal\QLD\GSTONE3
GSTONE4 | GSTONE4 | Black Coal\QLD\GSTONE4
GSTONE5 | GSTONE5 | Black Coal\QLD\GSTONE5
Kogan Creek | Kogan Creek | Black Coal\QLD\Kogan
GSTONE6 | GSTONE6 | Black Coal\QLD\GSTONE6
Hallet | Hallet | Natural gas\SA\AGLHAL01
Hallet | Hallet | Natural gas\SA\AGLHAL02
Hallet | Hallet | Natural gas\SA\AGLHAL03
Hallet | Hallet | Natural gas\SA\AGLHAL04
Hallet | Hallet | Natural gas\SA\AGLHAL05
Hallet | Hallet | Natural gas\SA\AGLHAL06
Hallet | Hallet | Natural gas\SA\AGLHAL07
Hallet | Hallet | Natural gas\SA\AGLHAL08
Hallet | Hallet | Natural gas\SA\AGLHAL09
Hallet | Hallet | Natural gas\SA\AGLHAL10
Hallet | Hallet | Natural gas\SA\AGLHAL11
Hazelwood | Hazelwood | Brown Coal\VIC\HWPS1
Hazelwood | Hazelwood | Brown Coal\VIC\HWPS2
Hazelwood | Hazelwood | Brown Coal\VIC\HWPS3
Hazelwood | Hazelwood | Brown Coal\VIC\HWPS4
Hazelwood | Hazelwood | Brown Coal\VIC\HWPS5
Hazelwood | Hazelwood | Brown Coal\VIC\HWPS6
Hazelwood | Hazelwood | Brown Coal\VIC\HWPS7
Hazelwood | Hazelwood | Brown Coal\VIC\HWPS8
Hazelwood 1,2,3,4,5 | Hazelwood 1,2,3,4,5 | Brown Coal\VIC\HWPS1
Hazelwood 1,2,3,4,5 | Hazelwood 1,2,3,4,5 | Brown Coal\VIC\HWPS2
Hazelwood 1,2,3,4,5 | Hazelwood 1,2,3,4,5 | Brown Coal\VIC\HWPS3
Hazelwood 1,2,3,4,5 | Hazelwood 1,2,3,4,5 | Brown Coal\VIC\HWPS4
Hazelwood 1,2,3,4,5 | Hazelwood 1,2,3,4,5 | Brown Coal\VIC\HWPS5
Hazelwood 7,8 | Hazelwood 7,8 | Brown Coal\VIC\HWPS7
Hazelwood 7,8 | Hazelwood 7,8 | Brown Coal\VIC\HWPS8
HumeNSW | HumeNSW | Hydroelectric\NSW\HUMENSW
Liapootah | Liapootah | Hydroelectric\TAS\LI111-1
Liapootah | Liapootah | Hydroelectric\TAS\LI112-2
Liapootah | Liapootah | Hydroelectric\TAS\LI113-3
MACKAYGT | MACKAYGT | Liquid fuel\QLD\MACKAYGT
Millmerran Unit 1 | Millmerran Unit 1 | Black Coal\QLD\MPP_1
Millmerran Unit 2 | Millmerran Unit 2 | Black Coal\QLD\MPP_2
Mintaro GT | Mintaro GT | Natural gas\SA\MINTARO
Morwell | Morwell | Brown Coal\VIC\MOR1
Morwell | Morwell | Brown Coal\VIC\MOR2
Morwell | Morwell | Brown Coal\VIC\MOR3
MSTUART1 | MSTUART1 | Liquid fuel\QLD\MSTUART1
MSTUART2 | MSTUART2 | Liquid fuel\QLD\MSTUART2
SWQ Coal New Entry | SWQ Coal New Entry | New Plant\QLD\SWQ Coal CCS 1
SWQ Coal New Entry | SWQ Coal New Entry | New Plant\QLD\SWQ Coal CCS 2
SWQ Coal New Entry | SWQ Coal New Entry | New Plant\QLD\SWQ Coal CCS 3
SWQ Coal New Entry | SWQ Coal New Entry | New Plant\QLD\SWQ Coal SC 1
SWQ Coal New Entry | SWQ Coal New Entry | New Plant\QLD\SWQ Coal SC OC CCS 1
SWQ Coal New Entry | SWQ Coal New Entry | New Plant\QLD\SWQ Coal SC CCS 1
SWQ Coal New Entry | SWQ Coal New Entry | New Plant\QLD\SWQ Coal IGCC 1
SWQ Coal New Entry | SWQ Coal New Entry | New Plant\QLD\SWQ Coal SC 2
SWQ Coal New Entry | SWQ Coal New Entry | New Plant\QLD\SWQ Coal SC 3
SWQ Coal New Entry | SWQ Coal New Entry | New Plant\QLD\SWQ Coal SC 4
SWQ Coal New Entry | SWQ Coal New Entry | New Plant\QLD\SWQ Coal SC 5
SWQ Coal New Entry | SWQ Coal New Entry | New Plant\QLD\SWQ Coal USC 1
SWQ Coal New Entry | SWQ Coal New Entry | New Plant\QLD\SWQ Coal USC 2
SWQ Coal New Entry | SWQ Coal New Entry | New Plant\QLD\SWQ Coal USC 4
SWQ Coal New Entry | SWQ Coal New Entry | New Plant\QLD\SWQ Coal USC 3
SWQ Coal New Entry | SWQ Coal New Entry | New Plant\QLD\SWQ Coal CCS 4
SWQ Coal New Entry | SWQ Coal New Entry | New Plant\QLD\SWQ Coal CCS 5
SWQ Coal New Entry | SWQ Coal New Entry | New Plant\QLD\SWQ Coal CCS 6
SWQ Coal New Entry | SWQ Coal New Entry | New Plant\QLD\SWQ Coal CCS 7
SWQ Coal New Entry | SWQ Coal New Entry | New Plant\QLD\SWQ Coal CCS 8
SWQ Coal New Entry | SWQ Coal New Entry | New Plant\QLD\SWQ Coal CCS 9
SWQ Coal New Entry | SWQ Coal New Entry | New Plant\QLD\SWQ Coal CCS 10
SWQ Coal New Entry | SWQ Coal New Entry | New Plant\QLD\SWQ Coal CCS 11
SWQ Coal New Entry | SWQ Coal New Entry | New Plant\QLD\SWQ Coal CCS 12
SWQ Coal New Entry | SWQ Coal New Entry | New Plant\QLD\SWQ Coal CCS 13
SWQ Coal New Entry | SWQ Coal New Entry | New Plant\QLD\SWQ Coal CCS 14
SWQ Coal New Entry | SWQ Coal New Entry | New Plant\QLD\SWQ Coal CCS 15
SWQ SEQ Gas New Entry | SWQ SEQ Gas New Entry | New Plant\QLD\SWQ CCGT CCS 1
SWQ SEQ Gas New Entry | SWQ SEQ Gas New Entry | New Plant\QLD\SWQ CCGT CCS 2
SWQ SEQ Gas New Entry | SWQ SEQ Gas New Entry | New Plant\QLD\SWQ CCGT CCS 3
SWQ SEQ Gas New Entry | SWQ SEQ Gas New Entry | New Plant\QLD\SWQ CCGT CCS 10
SWQ SEQ Gas New Entry | SWQ SEQ Gas New Entry | New Plant\QLD\SWQ CCGT CCS 17
SWQ SEQ Gas New Entry | SWQ SEQ Gas New Entry | New Plant\QLD\SWQ CCGT CCS 16
SWQ SEQ Gas New Entry | SWQ SEQ Gas New Entry | New Plant\QLD\SWQ CCGT CCS 15
SWQ SEQ Gas New Entry | SWQ SEQ Gas New Entry | New Plant\QLD\SWQ CCGT CCS 14
SWQ SEQ Gas New Entry | SWQ SEQ Gas New Entry | New Plant\QLD\SWQ CCGT CCS 13
SWQ SEQ Gas New Entry | SWQ SEQ Gas New Entry | New Plant\QLD\SWQ CCGT CCS 12
SWQ SEQ Gas New Entry | SWQ SEQ Gas New Entry | New Plant\QLD\SWQ CCGT CCS 11
SWQ SEQ Gas New Entry | SWQ SEQ Gas New Entry | New Plant\QLD\SWQ CCGT CCS 9
SWQ SEQ Gas New Entry | SWQ SEQ Gas New Entry | New Plant\QLD\SWQ CCGT CCS 8
SWQ SEQ Gas New Entry | SWQ SEQ Gas New Entry | New Plant\QLD\SWQ CCGT CCS 7
SWQ SEQ Gas New Entry | SWQ SEQ Gas New Entry | New Plant\QLD\SWQ CCGT CCS 6
SWQ SEQ Gas New Entry | SWQ SEQ Gas New Entry | New Plant\QLD\SWQ CCGT CCS 5
SWQ SEQ Gas New Entry | SWQ SEQ Gas New Entry | New Plant\QLD\SWQ CCGT CCS 4
SWQ SEQ Gas New Entry | SWQ SEQ Gas New Entry | New Plant\QLD\SWQ CCGT 1
SWQ SEQ Gas New Entry | SWQ SEQ Gas New Entry | New Plant\QLD\SWQ CCGT 2
SWQ SEQ Gas New Entry | SWQ SEQ Gas New Entry | New Plant\QLD\SWQ CCGT 3
SWQ SEQ Gas New Entry | SWQ SEQ Gas New Entry | New Plant\QLD\SWQ CCGT 4
SWQ SEQ Gas New Entry | SWQ SEQ Gas New Entry | New Plant\QLD\SWQ CCGT 5
SWQ SEQ Gas New Entry | SWQ SEQ Gas New Entry | New Plant\QLD\SWQ CCGT 6
SWQ SEQ Gas New Entry | SWQ SEQ Gas New Entry | New Plant\QLD\SWQ CCGT 7
SWQ SEQ Gas New Entry | SWQ SEQ Gas New Entry | New Plant\QLD\SWQ CCGT 8
SWQ SEQ Gas New Entry | SWQ SEQ Gas New Entry | New Plant\QLD\SWQ CCGT 9
SWQ SEQ Gas New Entry | SWQ SEQ Gas New Entry | New Plant\QLD\SWQ CCGT 10
SWQ SEQ Gas New Entry | SWQ SEQ Gas New Entry | New Plant\QLD\SWQ CCGT 11
SWQ SEQ Gas New Entry | SWQ SEQ Gas New Entry | New Plant\QLD\SWQ CCGT 12
SWQ SEQ Gas New Entry | SWQ SEQ Gas New Entry | New Plant\QLD\SWQ CCGT 13
SWQ SEQ Gas New Entry | SWQ SEQ Gas New Entry | New Plant\QLD\SWQ CCGT 14
SWQ SEQ Gas New Entry | SWQ SEQ Gas New Entry | New Plant\QLD\SWQ CCGT 15
SWQ SEQ Gas New Entry | SWQ SEQ Gas New Entry | New Plant\QLD\SWQ CCGT 16
SWQ SEQ Gas New Entry | SWQ SEQ Gas New Entry | New Plant\QLD\SWQ CCGT 17
SWQ SEQ Gas New Entry | SWQ SEQ Gas New Entry | New Plant\QLD\SWQ CCGT 18
SWQ SEQ Gas New Entry | SWQ SEQ Gas New Entry | New Plant\QLD\SWQ CCGT 21
SWQ SEQ Gas New Entry | SWQ SEQ Gas New Entry | New Plant\QLD\SWQ CCGT 43
SWQ SEQ Gas New Entry | SWQ SEQ Gas New Entry | New Plant\QLD\SWQ CCGT 52
SWQ SEQ Gas New Entry | SWQ SEQ Gas New Entry | New Plant\QLD\SWQ CCGT 51
SWQ SEQ Gas New Entry | SWQ SEQ Gas New Entry | New Plant\QLD\SWQ CCGT 50
SWQ SEQ Gas New Entry | SWQ SEQ Gas New Entry | New Plant\QLD\SWQ CCGT 49
SWQ SEQ Gas New Entry | SWQ SEQ Gas New Entry | New Plant\QLD\SWQ CCGT 48
SWQ SEQ Gas New Entry | SWQ SEQ Gas New Entry | New Plant\QLD\SWQ CCGT 47
SWQ SEQ Gas New Entry | SWQ SEQ Gas New Entry | New Plant\QLD\SWQ CCGT 46
SWQ SEQ Gas New Entry | SWQ SEQ Gas New Entry | New Plant\QLD\SWQ CCGT 45
SWQ SEQ Gas New Entry | SWQ SEQ Gas New Entry | New Plant\QLD\SWQ CCGT 44
SWQ SEQ Gas New Entry | SWQ SEQ Gas New Entry | New Plant\QLD\SWQ CCGT 42
SWQ SEQ Gas New Entry | SWQ SEQ Gas New Entry | New Plant\QLD\SWQ CCGT 41
SWQ SEQ Gas New Entry | SWQ SEQ Gas New Entry | New Plant\QLD\SWQ CCGT 40
SWQ SEQ Gas New Entry | SWQ SEQ Gas New Entry | New Plant\QLD\SWQ CCGT 39
SWQ SEQ Gas New Entry | SWQ SEQ Gas New Entry | New Plant\QLD\SWQ CCGT 38
SWQ SEQ Gas New Entry | SWQ SEQ Gas New Entry | New Plant\QLD\SWQ CCGT 37
SWQ SEQ Gas New Entry | SWQ SEQ Gas New Entry | New Plant\QLD\SWQ CCGT 36
SWQ SEQ Gas New Entry | SWQ SEQ Gas New Entry | New Plant\QLD\SWQ CCGT 35
SWQ SEQ Gas New Entry | SWQ SEQ Gas New Entry | New Plant\QLD\SWQ CCGT 34
SWQ SEQ Gas New Entry | SWQ SEQ Gas New Entry | New Plant\QLD\SWQ CCGT 33
SWQ SEQ Gas New Entry | SWQ SEQ Gas New Entry | New Plant\QLD\SWQ CCGT 32
SWQ SEQ Gas New Entry | SWQ SEQ Gas New Entry | New Plant\QLD\SWQ CCGT 31
SWQ SEQ Gas New Entry | SWQ SEQ Gas New Entry | New Plant\QLD\SWQ CCGT 30
SWQ SEQ Gas New Entry | SWQ SEQ Gas New Entry | New Plant\QLD\SWQ CCGT 29
SWQ SEQ Gas New Entry | SWQ SEQ Gas New Entry | New Plant\QLD\SWQ CCGT 28
SWQ SEQ Gas New Entry | SWQ SEQ Gas New Entry | New Plant\QLD\SWQ CCGT 27
SWQ SEQ Gas New Entry | SWQ SEQ Gas New Entry | New Plant\QLD\SWQ CCGT 26
SWQ SEQ Gas New Entry | SWQ SEQ Gas New Entry | New Plant\QLD\SWQ CCGT 25
SWQ SEQ Gas New Entry | SWQ SEQ Gas New Entry | New Plant\QLD\SWQ CCGT 24
SWQ SEQ Gas New Entry | SWQ SEQ Gas New Entry | New Plant\QLD\SWQ CCGT 23
SWQ SEQ Gas New Entry | SWQ SEQ Gas New Entry | New Plant\QLD\SWQ CCGT 22
SWQ SEQ Gas New Entry | SWQ SEQ Gas New Entry | New Plant\QLD\SWQ CCGT 20
SWQ SEQ Gas New Entry | SWQ SEQ Gas New Entry | New Plant\QLD\SWQ CCGT 19
SWQ SEQ Gas New Entry | SWQ SEQ Gas New Entry | New Plant\QLD\SWQ OCGT 1
SWQ SEQ Gas New Entry | SWQ SEQ Gas New Entry | New Plant\QLD\SWQ OCGT 2
SWQ SEQ Gas New Entry | SWQ SEQ Gas New Entry | New Plant\QLD\SWQ OCGT 3
SWQ SEQ Gas New Entry | SWQ SEQ Gas New Entry | New Plant\QLD\SWQ OCGT 4
SWQ SEQ Gas New Entry | SWQ SEQ Gas New Entry | New Plant\QLD\SWQ OCGT 5
SWQ SEQ Gas New Entry | SWQ SEQ Gas New Entry | New Plant\QLD\SWQ OCGT 6
SWQ SEQ Gas New Entry | SWQ SEQ Gas New Entry | New Plant\QLD\SWQ OCGT 7
SWQ SEQ Gas New Entry | SWQ SEQ Gas New Entry | New Plant\QLD\SWQ OCGT 8
SWQ SEQ Gas New Entry | SWQ SEQ Gas New Entry | New Plant\QLD\SWQ OCGT 9
SWQ SEQ Gas New Entry | SWQ SEQ Gas New Entry | New Plant\QLD\SWQ OCGT 10
SWQ SEQ Gas New Entry | SWQ SEQ Gas New Entry | New Plant\QLD\SWQ OCGT 11
SWQ SEQ Gas New Entry | SWQ SEQ Gas New Entry | New Plant\QLD\SWQ OCGT 12
SWQ SEQ Gas New Entry | SWQ SEQ Gas New Entry | New Plant\QLD\SWQ OCGT 13
SWQ SEQ Gas New Entry | SWQ SEQ Gas New Entry | New Plant\QLD\SWQ OCGT 14
SWQ SEQ Gas New Entry | SWQ SEQ Gas New Entry | New Plant\QLD\SWQ OCGT 15
SWQ SEQ Gas New Entry | SWQ SEQ Gas New Entry | New Plant\QLD\SEQ OCGT 1
SWQ SEQ Gas New Entry | SWQ SEQ Gas New Entry | New Plant\QLD\SEQ OCGT 2
SWQ SEQ Gas New Entry | SWQ SEQ Gas New Entry | New Plant\QLD\SEQ OCGT 3
SWQ SEQ Gas New Entry | SWQ SEQ Gas New Entry | New Plant\QLD\SEQ OCGT 4
SWQ SEQ Gas New Entry | SWQ SEQ Gas New Entry | New Plant\QLD\SEQ OCGT 5
SWQ SEQ Gas New Entry | SWQ SEQ Gas New Entry | New Plant\QLD\SEQ OCGT 6
SWQ SEQ Gas New Entry | SWQ SEQ Gas New Entry | New Plant\QLD\SEQ OCGT 7
SWQ SEQ Gas New Entry | SWQ SEQ Gas New Entry | New Plant\QLD\SEQ OCGT 8
SWQ SEQ Gas New Entry | SWQ SEQ Gas New Entry | New Plant\QLD\SEQ OCGT 9
SWQ SEQ Gas New Entry | SWQ SEQ Gas New Entry | New Plant\QLD\SEQ OCGT 10
SWQ SEQ Gas New Entry | SWQ SEQ Gas New Entry | New Plant\QLD\SEQ CCGT 1
SWQ SEQ Gas New Entry | SWQ SEQ Gas New Entry | New Plant\QLD\SEQ CCGT CCS 1
SWQ SEQ Gas New Entry | SWQ SEQ Gas New Entry | New Plant\QLD\SEQ CCGT CCS 2
SWQ SEQ Gas New Entry | SWQ SEQ Gas New Entry | New Plant\QLD\SEQ CCGT 2
SWQ SEQ Gas New Entry | SWQ SEQ Gas New Entry | New Plant\QLD\SEQ CCGT 3
SWQ SEQ Gas New Entry | SWQ SEQ Gas New Entry | New Plant\QLD\SEQ CCGT 4
SWQ SEQ Gas New Entry | SWQ SEQ Gas New Entry | New Plant\QLD\SEQ CCGT 5
SWQ SEQ Gas New Entry | SWQ SEQ Gas New Entry | New Plant\QLD\SEQ CCGT 6
SWQ SEQ Gas New Entry | SWQ SEQ Gas New Entry | New Plant\QLD\SEQ CCGT 7
SWQ SEQ Gas New Entry | SWQ SEQ Gas New Entry | New Plant\QLD\SEQ CCGT 8
SWQ SEQ Gas New Entry | SWQ SEQ Gas New Entry | New Plant\QLD\SEQ CCGT 9
SWQ SEQ Gas New Entry | SWQ SEQ Gas New Entry | New Plant\QLD\SEQ CCGT 10
Tumut 3 + SNY New Entry | Tumut 3 + SNY New Entry | Hydroelectric\NSW\TUMUT3_01
Tumut 3 + SNY New Entry | Tumut 3 + SNY New Entry | Hydroelectric\NSW\TUMUT3_02
Tumut 3 + SNY New Entry | Tumut 3 + SNY New Entry | Hydroelectric\NSW\TUMUT3_03
Tumut 3 + SNY New Entry | Tumut 3 + SNY New Entry | Hydroelectric\NSW\TUMUT3_04
Tumut 3 + SNY New Entry | Tumut 3 + SNY New Entry | Hydroelectric\NSW\TUMUT3_05
Tumut 3 + SNY New Entry | Tumut 3 + SNY New Entry | Hydroelectric\NSW\TUMUT3_06
MTStuYabulu+NQ New Entry | MTStuYabulu+NQ New Entry | Liquid fuel\QLD\MSTUART1
MTStuYabulu+NQ New Entry | MTStuYabulu+NQ New Entry | Liquid fuel\QLD\MSTUART2
MTStuYabulu+NQ New Entry | MTStuYabulu+NQ New Entry | Natural gas\QLD\TOWNSV1
MTStuYabulu+NQ New Entry | MTStuYabulu+NQ New Entry | Natural gas\QLD\TOWNSV2
MTStuYabulu+NQ New Entry | MTStuYabulu+NQ New Entry | New Plant\QLD\NQ CCGT 1
MTStuYabulu+NQ New Entry | MTStuYabulu+NQ New Entry | New Plant\QLD\NQ CCGT 9
MTStuYabulu+NQ New Entry | MTStuYabulu+NQ New Entry | New Plant\QLD\NQ CCGT 8
MTStuYabulu+NQ New Entry | MTStuYabulu+NQ New Entry | New Plant\QLD\NQ CCGT 7
MTStuYabulu+NQ New Entry | MTStuYabulu+NQ New Entry | New Plant\QLD\NQ CCGT CCS 1
MTStuYabulu+NQ New Entry | MTStuYabulu+NQ New Entry | New Plant\QLD\NQ CCGT 2
MTStuYabulu+NQ New Entry | MTStuYabulu+NQ New Entry | New Plant\QLD\NQ CCGT 3
MTStuYabulu+NQ New Entry | MTStuYabulu+NQ New Entry | New Plant\QLD\NQ CCGT 4
MTStuYabulu+NQ New Entry | MTStuYabulu+NQ New Entry | New Plant\QLD\NQ CCGT 5
MTStuYabulu+NQ New Entry | MTStuYabulu+NQ New Entry | New Plant\QLD\NQ CCGT 6
MTStuYabulu+NQ New Entry | MTStuYabulu+NQ New Entry | New Plant\QLD\NQ Coal IGCC CCS 1
MTStuYabulu+NQ New Entry | MTStuYabulu+NQ New Entry | New Plant\QLD\NQ Coal IGCC CCS 2
MTStuYabulu+NQ New Entry | MTStuYabulu+NQ New Entry | New Plant\QLD\NQ Coal SC 1
MTStuYabulu+NQ New Entry | MTStuYabulu+NQ New Entry | New Plant\QLD\NQ Coal SC OC CCS 1
MTStuYabulu+NQ New Entry | MTStuYabulu+NQ New Entry | New Plant\QLD\NQ Coal SC CCS 1
MTStuYabulu+NQ New Entry | MTStuYabulu+NQ New Entry | New Plant\QLD\NQ Coal IGCC 1
MTStuYabulu+NQ New Entry | MTStuYabulu+NQ New Entry | New Plant\QLD\NQ Coal SC 2
MTStuYabulu+NQ New Entry | MTStuYabulu+NQ New Entry | New Plant\QLD\NQ Coal SC 3
MTStuYabulu+NQ New Entry | MTStuYabulu+NQ New Entry | New Plant\QLD\NQ Biomass 1
MTStuYabulu+NQ New Entry | MTStuYabulu+NQ New Entry | New Plant\QLD\NQ Biomass 2
MTStuYabulu+NQ New Entry | MTStuYabulu+NQ New Entry | New Plant\QLD\NQ Biomass 3
MTStuYabulu+NQ New Entry | MTStuYabulu+NQ New Entry | New Plant\QLD\NQ Biomass 4
MTStuYabulu+NQ New Entry | MTStuYabulu+NQ New Entry | New Plant\QLD\NQ Biomass 20
MTStuYabulu+NQ New Entry | MTStuYabulu+NQ New Entry | New Plant\QLD\NQ Biomass 19
MTStuYabulu+NQ New Entry | MTStuYabulu+NQ New Entry | New Plant\QLD\NQ Biomass 18
MTStuYabulu+NQ New Entry | MTStuYabulu+NQ New Entry | New Plant\QLD\NQ Biomass 17
MTStuYabulu+NQ New Entry | MTStuYabulu+NQ New Entry | New Plant\QLD\NQ Biomass 16
MTStuYabulu+NQ New Entry | MTStuYabulu+NQ New Entry | New Plant\QLD\NQ Biomass 15
MTStuYabulu+NQ New Entry | MTStuYabulu+NQ New Entry | New Plant\QLD\NQ Biomass 14
MTStuYabulu+NQ New Entry | MTStuYabulu+NQ New Entry | New Plant\QLD\NQ Biomass 13
MTStuYabulu+NQ New Entry | MTStuYabulu+NQ New Entry | New Plant\QLD\NQ Biomass 12
MTStuYabulu+NQ New Entry | MTStuYabulu+NQ New Entry | New Plant\QLD\NQ Biomass 11
MTStuYabulu+NQ New Entry | MTStuYabulu+NQ New Entry | New Plant\QLD\NQ Biomass 10
MTStuYabulu+NQ New Entry | MTStuYabulu+NQ New Entry | New Plant\QLD\NQ Biomass 9
MTStuYabulu+NQ New Entry | MTStuYabulu+NQ New Entry | New Plant\QLD\NQ Biomass 8
MTStuYabulu+NQ New Entry | MTStuYabulu+NQ New Entry | New Plant\QLD\NQ Biomass 7
MTStuYabulu+NQ New Entry | MTStuYabulu+NQ New Entry | New Plant\QLD\NQ Biomass 6
MTStuYabulu+NQ New Entry | MTStuYabulu+NQ New Entry | New Plant\QLD\NQ Biomass 5
MTStuYabulu+NQ New Entry | MTStuYabulu+NQ New Entry | New Plant\QLD\NQ OCGT 1
MTStuYabulu+NQ New Entry | MTStuYabulu+NQ New Entry | New Plant\QLD\NQ OCGT 2
MTStuYabulu+NQ New Entry | MTStuYabulu+NQ New Entry | New Plant\QLD\NQ OCGT 3
MTStuYabulu+NQ New Entry | MTStuYabulu+NQ New Entry | New Plant\QLD\NQ OCGT 4
MTStuYabulu+NQ New Entry | MTStuYabulu+NQ New Entry | New Plant\QLD\NQ OCGT 5
MTStuYabulu+NQ New Entry | MTStuYabulu+NQ New Entry | New Plant\QLD\NQ OCGT 6
MTStuYabulu+NQ New Entry | MTStuYabulu+NQ New Entry | New Plant\QLD\NQ OCGT 10
MTStuYabulu+NQ New Entry | MTStuYabulu+NQ New Entry | New Plant\QLD\NQ OCGT 9
MTStuYabulu+NQ New Entry | MTStuYabulu+NQ New Entry | New Plant\QLD\NQ OCGT 8
MTStuYabulu+NQ New Entry | MTStuYabulu+NQ New Entry | New Plant\QLD\NQ OCGT 7
MTStuYabulu+NQ New Entry | MTStuYabulu+NQ New Entry | Liquid fuel\QLD\MSTUART3
Bayswater + Liddell + NCEN Coal + NNS Coal New Entry | Bayswater + Liddell + NCEN Coal + NNS Coal New Entry | Black Coal\NSW\BW01
Bayswater + Liddell + NCEN Coal + NNS Coal New Entry | Bayswater + Liddell + NCEN Coal + NNS Coal New Entry | Black Coal\NSW\BW02
Bayswater + Liddell + NCEN Coal + NNS Coal New Entry | Bayswater + Liddell + NCEN Coal + NNS Coal New Entry | Black Coal\NSW\BW03
Bayswater + Liddell + NCEN Coal + NNS Coal New Entry | Bayswater + Liddell + NCEN Coal + NNS Coal New Entry | Black Coal\NSW\BW04
Bayswater + Liddell + NCEN Coal + NNS Coal New Entry | Bayswater + Liddell + NCEN Coal + NNS Coal New Entry | Black Coal\NSW\LD01
Bayswater + Liddell + NCEN Coal + NNS Coal New Entry | Bayswater + Liddell + NCEN Coal + NNS Coal New Entry | Black Coal\NSW\LD02
Bayswater + Liddell + NCEN Coal + NNS Coal New Entry | Bayswater + Liddell + NCEN Coal + NNS Coal New Entry | Black Coal\NSW\LD03
Bayswater + Liddell + NCEN Coal + NNS Coal New Entry | Bayswater + Liddell + NCEN Coal + NNS Coal New Entry | Black Coal\NSW\LD04
Bayswater + Liddell + NCEN Coal + NNS Coal New Entry | Bayswater + Liddell + NCEN Coal + NNS Coal New Entry | New Plant\NSW\NCEN Biomass 1
Bayswater + Liddell + NCEN Coal + NNS Coal New Entry | Bayswater + Liddell + NCEN Coal + NNS Coal New Entry | New Plant\NSW\NCEN Biomass 2
Bayswater + Liddell + NCEN Coal + NNS Coal New Entry | Bayswater + Liddell + NCEN Coal + NNS Coal New Entry | New Plant\NSW\NCEN Coal SC 1
Bayswater + Liddell + NCEN Coal + NNS Coal New Entry | Bayswater + Liddell + NCEN Coal + NNS Coal New Entry | New Plant\NSW\NCEN Coal SC OC CCS 1
Bayswater + Liddell + NCEN Coal + NNS Coal New Entry | Bayswater + Liddell + NCEN Coal + NNS Coal New Entry | New Plant\NSW\NCEN Coal SC CCS 1
Bayswater + Liddell + NCEN Coal + NNS Coal New Entry | Bayswater + Liddell + NCEN Coal + NNS Coal New Entry | New Plant\NSW\NCEN Coal IGCC CCS 1
Bayswater + Liddell + NCEN Coal + NNS Coal New Entry | Bayswater + Liddell + NCEN Coal + NNS Coal New Entry | New Plant\NSW\NCEN Coal IGCC 1
Bayswater + Liddell + NCEN Coal + NNS Coal New Entry | Bayswater + Liddell + NCEN Coal + NNS Coal New Entry | New Plant\NSW\NCEN Coal SC 2
Bayswater + Liddell + NCEN Coal + NNS Coal New Entry | Bayswater + Liddell + NCEN Coal + NNS Coal New Entry | New Plant\NSW\NCEN Coal SC 3
Bayswater + Liddell + NCEN Coal + NNS Coal New Entry | Bayswater + Liddell + NCEN Coal + NNS Coal New Entry | New Plant\NSW\NCEN Coal SC 4
Bayswater + Liddell + NCEN Coal + NNS Coal New Entry | Bayswater + Liddell + NCEN Coal + NNS Coal New Entry | New Plant\NSW\NCEN Coal SC 5
Bayswater + Liddell + NCEN Coal + NNS Coal New Entry | Bayswater + Liddell + NCEN Coal + NNS Coal New Entry | New Plant\NSW\NCEN Coal SC 6
Bayswater + Liddell + NCEN Coal + NNS Coal New Entry | Bayswater + Liddell + NCEN Coal + NNS Coal New Entry | New Plant\NSW\NCEN Coal SC 7
Bayswater + Liddell + NCEN Coal + NNS Coal New Entry | Bayswater + Liddell + NCEN Coal + NNS Coal New Entry | New Plant\NSW\NCEN Coal USC 4
Bayswater + Liddell + NCEN Coal + NNS Coal New Entry | Bayswater + Liddell + NCEN Coal + NNS Coal New Entry | New Plant\NSW\NCEN Coal USC 3
Bayswater + Liddell + NCEN Coal + NNS Coal New Entry | Bayswater + Liddell + NCEN Coal + NNS Coal New Entry | New Plant\NSW\NCEN Coal USC 2
Bayswater + Liddell + NCEN Coal + NNS Coal New Entry | Bayswater + Liddell + NCEN Coal + NNS Coal New Entry | New Plant\NSW\NCEN Coal USC 1
Bayswater + Liddell + NCEN Coal + NNS Coal New Entry | Bayswater + Liddell + NCEN Coal + NNS Coal New Entry | New Plant\NSW\NNS Coal IGCC CCS 1
Bayswater + Liddell + NCEN Coal + NNS Coal New Entry | Bayswater + Liddell + NCEN Coal + NNS Coal New Entry | New Plant\NSW\NNS Coal SC OC CCS 1
Bayswater + Liddell + NCEN Coal + NNS Coal New Entry | Bayswater + Liddell + NCEN Coal + NNS Coal New Entry | New Plant\NSW\NNS Coal SC CCS 1
Bayswater + Liddell + NCEN Coal + NNS Coal New Entry | Bayswater + Liddell + NCEN Coal + NNS Coal New Entry | New Plant\NSW\NNS Coal IGCC 1
Bayswater + Liddell + NCEN Coal + NNS Coal New Entry | Bayswater + Liddell + NCEN Coal + NNS Coal New Entry | New Plant\NSW\NNS Coal IGCC CCS 2
Bayswater + Liddell + NCEN Coal + NNS Coal New Entry | Bayswater + Liddell + NCEN Coal + NNS Coal New Entry | New Plant\NSW\NNS Coal IGCC CCS 4
Bayswater + Liddell + NCEN Coal + NNS Coal New Entry | Bayswater + Liddell + NCEN Coal + NNS Coal New Entry | New Plant\NSW\NNS Coal IGCC CCS 3
Bayswater + Liddell + NCEN Coal + NNS Coal New Entry | Bayswater + Liddell + NCEN Coal + NNS Coal New Entry | New Plant\NSW\NNS Coal SC 1
Bayswater + Liddell + NCEN Coal + NNS Coal New Entry | Bayswater + Liddell + NCEN Coal + NNS Coal New Entry | New Plant\NSW\NNS Coal SC 2
Bayswater + Liddell + NCEN Coal + NNS Coal New Entry | Bayswater + Liddell + NCEN Coal + NNS Coal New Entry | New Plant\NSW\NNS Coal SC 3
Bayswater + Liddell + NCEN Coal + NNS Coal New Entry | Bayswater + Liddell + NCEN Coal + NNS Coal New Entry | New Plant\NSW\NNS Coal USC 1
Bayswater + Liddell + NCEN Coal + NNS Coal New Entry | Bayswater + Liddell + NCEN Coal + NNS Coal New Entry | New Plant\NSW\NNS Coal USC 2
Bayswater + Liddell + NCEN Coal + NNS Coal New Entry | Bayswater + Liddell + NCEN Coal + NNS Coal New Entry | New Plant\NSW\NNS Coal USC 3
Bayswater + Liddell + NCEN Coal + NNS Coal New Entry | Bayswater + Liddell + NCEN Coal + NNS Coal New Entry | New Plant\NSW\NNS Biomass 1
Bayswater + Liddell + NCEN Coal + NNS Coal New Entry | Bayswater + Liddell + NCEN Coal + NNS Coal New Entry | New Plant\NSW\NNS Biomass 2
SWQ Gas New Entry | SWQ Gas New Entry | New Plant\QLD\SWQ OCGT 1
SWQ Gas New Entry | SWQ Gas New Entry | New Plant\QLD\SWQ OCGT 2
SWQ Gas New Entry | SWQ Gas New Entry | New Plant\QLD\SWQ OCGT 3
SWQ Gas New Entry | SWQ Gas New Entry | New Plant\QLD\SWQ OCGT 4
SWQ Gas New Entry | SWQ Gas New Entry | New Plant\QLD\SWQ OCGT 5
SWQ Gas New Entry | SWQ Gas New Entry | New Plant\QLD\SWQ OCGT 6
SWQ Gas New Entry | SWQ Gas New Entry | New Plant\QLD\SWQ OCGT 7
SWQ Gas New Entry | SWQ Gas New Entry | New Plant\QLD\SWQ OCGT 8
SWQ Gas New Entry | SWQ Gas New Entry | New Plant\QLD\SWQ OCGT 9
SWQ Gas New Entry | SWQ Gas New Entry | New Plant\QLD\SWQ OCGT 10
SWQ Gas New Entry | SWQ Gas New Entry | New Plant\QLD\SWQ OCGT 11
SWQ Gas New Entry | SWQ Gas New Entry | New Plant\QLD\SWQ OCGT 12
SWQ Gas New Entry | SWQ Gas New Entry | New Plant\QLD\SWQ OCGT 13
SWQ Gas New Entry | SWQ Gas New Entry | New Plant\QLD\SWQ OCGT 14
SWQ Gas New Entry | SWQ Gas New Entry | New Plant\QLD\SWQ OCGT 15
SWQ Gas New Entry | SWQ Gas New Entry | New Plant\QLD\SWQ CCGT 1
SWQ Gas New Entry | SWQ Gas New Entry | New Plant\QLD\SWQ CCGT 2
SWQ Gas New Entry | SWQ Gas New Entry | New Plant\QLD\SWQ CCGT 3
SWQ Gas New Entry | SWQ Gas New Entry | New Plant\QLD\SWQ CCGT 4
SWQ Gas New Entry | SWQ Gas New Entry | New Plant\QLD\SWQ CCGT 5
SWQ Gas New Entry | SWQ Gas New Entry | New Plant\QLD\SWQ CCGT 7
SWQ Gas New Entry | SWQ Gas New Entry | New Plant\QLD\SWQ CCGT 8
SWQ Gas New Entry | SWQ Gas New Entry | New Plant\QLD\SWQ CCGT 9
SWQ Gas New Entry | SWQ Gas New Entry | New Plant\QLD\SWQ CCGT 10
SWQ Gas New Entry | SWQ Gas New Entry | New Plant\QLD\SWQ CCGT 11
SWQ Gas New Entry | SWQ Gas New Entry | New Plant\QLD\SWQ CCGT 12
SWQ Gas New Entry | SWQ Gas New Entry | New Plant\QLD\SWQ CCGT 13
SWQ Gas New Entry | SWQ Gas New Entry | New Plant\QLD\SWQ CCGT 14
SWQ Gas New Entry | SWQ Gas New Entry | New Plant\QLD\SWQ CCGT 15
SWQ Gas New Entry | SWQ Gas New Entry | New Plant\QLD\SWQ CCGT 16
SWQ Gas New Entry | SWQ Gas New Entry | New Plant\QLD\SWQ CCGT 17
SWQ Gas New Entry | SWQ Gas New Entry | New Plant\QLD\SWQ CCGT 18
SWQ Gas New Entry | SWQ Gas New Entry | New Plant\QLD\SWQ CCGT 21
SWQ Gas New Entry | SWQ Gas New Entry | New Plant\QLD\SWQ CCGT 43
SWQ Gas New Entry | SWQ Gas New Entry | New Plant\QLD\SWQ CCGT 52
SWQ Gas New Entry | SWQ Gas New Entry | New Plant\QLD\SWQ CCGT 51
SWQ Gas New Entry | SWQ Gas New Entry | New Plant\QLD\SWQ CCGT 50
SWQ Gas New Entry | SWQ Gas New Entry | New Plant\QLD\SWQ CCGT 49
SWQ Gas New Entry | SWQ Gas New Entry | New Plant\QLD\SWQ CCGT 48
SWQ Gas New Entry | SWQ Gas New Entry | New Plant\QLD\SWQ CCGT 47
SWQ Gas New Entry | SWQ Gas New Entry | New Plant\QLD\SWQ CCGT 46
SWQ Gas New Entry | SWQ Gas New Entry | New Plant\QLD\SWQ CCGT 45
SWQ Gas New Entry | SWQ Gas New Entry | New Plant\QLD\SWQ CCGT 44
SWQ Gas New Entry | SWQ Gas New Entry | New Plant\QLD\SWQ CCGT 42
SWQ Gas New Entry | SWQ Gas New Entry | New Plant\QLD\SWQ CCGT 41
SWQ Gas New Entry | SWQ Gas New Entry | New Plant\QLD\SWQ CCGT 40
SWQ Gas New Entry | SWQ Gas New Entry | New Plant\QLD\SWQ CCGT 39
SWQ Gas New Entry | SWQ Gas New Entry | New Plant\QLD\SWQ CCGT 38
SWQ Gas New Entry | SWQ Gas New Entry | New Plant\QLD\SWQ CCGT 37
SWQ Gas New Entry | SWQ Gas New Entry | New Plant\QLD\SWQ CCGT 36
SWQ Gas New Entry | SWQ Gas New Entry | New Plant\QLD\SWQ CCGT 35
SWQ Gas New Entry | SWQ Gas New Entry | New Plant\QLD\SWQ CCGT 34
SWQ Gas New Entry | SWQ Gas New Entry | New Plant\QLD\SWQ CCGT 33
SWQ Gas New Entry | SWQ Gas New Entry | New Plant\QLD\SWQ CCGT 32
SWQ Gas New Entry | SWQ Gas New Entry | New Plant\QLD\SWQ CCGT 31
SWQ Gas New Entry | SWQ Gas New Entry | New Plant\QLD\SWQ CCGT 30
SWQ Gas New Entry | SWQ Gas New Entry | New Plant\QLD\SWQ CCGT 29
SWQ Gas New Entry | SWQ Gas New Entry | New Plant\QLD\SWQ CCGT 28
SWQ Gas New Entry | SWQ Gas New Entry | New Plant\QLD\SWQ CCGT 27
SWQ Gas New Entry | SWQ Gas New Entry | New Plant\QLD\SWQ CCGT 26
SWQ Gas New Entry | SWQ Gas New Entry | New Plant\QLD\SWQ CCGT 25
SWQ Gas New Entry | SWQ Gas New Entry | New Plant\QLD\SWQ CCGT 24
SWQ Gas New Entry | SWQ Gas New Entry | New Plant\QLD\SWQ CCGT 23
SWQ Gas New Entry | SWQ Gas New Entry | New Plant\QLD\SWQ CCGT 22
SWQ Gas New Entry | SWQ Gas New Entry | New Plant\QLD\SWQ CCGT 20
SWQ Gas New Entry | SWQ Gas New Entry | New Plant\QLD\SWQ CCGT 19
SWQ Gas New Entry | SWQ Gas New Entry | New Plant\QLD\SWQ CCGT 6
SWQ Gas New Entry | SWQ Gas New Entry | New Plant\QLD\SWQ CCGT CCS 1
SWQ Gas New Entry | SWQ Gas New Entry | New Plant\QLD\SWQ CCGT CCS 2
SWQ Gas New Entry | SWQ Gas New Entry | New Plant\QLD\SWQ CCGT CCS 3
SWQ Gas New Entry | SWQ Gas New Entry | New Plant\QLD\SWQ CCGT CCS 10
SWQ Gas New Entry | SWQ Gas New Entry | New Plant\QLD\SWQ CCGT CCS 17
SWQ Gas New Entry | SWQ Gas New Entry | New Plant\QLD\SWQ CCGT CCS 16
SWQ Gas New Entry | SWQ Gas New Entry | New Plant\QLD\SWQ CCGT CCS 15
SWQ Gas New Entry | SWQ Gas New Entry | New Plant\QLD\SWQ CCGT CCS 14
SWQ Gas New Entry | SWQ Gas New Entry | New Plant\QLD\SWQ CCGT CCS 13
SWQ Gas New Entry | SWQ Gas New Entry | New Plant\QLD\SWQ CCGT CCS 12
SWQ Gas New Entry | SWQ Gas New Entry | New Plant\QLD\SWQ CCGT CCS 11
SWQ Gas New Entry | SWQ Gas New Entry | New Plant\QLD\SWQ CCGT CCS 9
SWQ Gas New Entry | SWQ Gas New Entry | New Plant\QLD\SWQ CCGT CCS 8
SWQ Gas New Entry | SWQ Gas New Entry | New Plant\QLD\SWQ CCGT CCS 7
SWQ Gas New Entry | SWQ Gas New Entry | New Plant\QLD\SWQ CCGT CCS 6
SWQ Gas New Entry | SWQ Gas New Entry | New Plant\QLD\SWQ CCGT CCS 5
SWQ Gas New Entry | SWQ Gas New Entry | New Plant\QLD\SWQ CCGT CCS 4
Millmerran + SWQ Coal New Entry | Millmerran + SWQ Coal New Entry | Black Coal\QLD\MPP_1
Millmerran + SWQ Coal New Entry | Millmerran + SWQ Coal New Entry | Black Coal\QLD\MPP_2
Millmerran + SWQ Coal New Entry | Millmerran + SWQ Coal New Entry | New Plant\QLD\SWQ Coal CCS 1
Millmerran + SWQ Coal New Entry | Millmerran + SWQ Coal New Entry | New Plant\QLD\SWQ Coal CCS 2
Millmerran + SWQ Coal New Entry | Millmerran + SWQ Coal New Entry | New Plant\QLD\SWQ Coal CCS 3
Millmerran + SWQ Coal New Entry | Millmerran + SWQ Coal New Entry | New Plant\QLD\SWQ Coal CCS 4
Millmerran + SWQ Coal New Entry | Millmerran + SWQ Coal New Entry | New Plant\QLD\SWQ Coal CCS 5
Millmerran + SWQ Coal New Entry | Millmerran + SWQ Coal New Entry | New Plant\QLD\SWQ Coal CCS 6
Millmerran + SWQ Coal New Entry | Millmerran + SWQ Coal New Entry | New Plant\QLD\SWQ Coal CCS 7
Millmerran + SWQ Coal New Entry | Millmerran + SWQ Coal New Entry | New Plant\QLD\SWQ Coal CCS 8
Millmerran + SWQ Coal New Entry | Millmerran + SWQ Coal New Entry | New Plant\QLD\SWQ Coal CCS 9
Millmerran + SWQ Coal New Entry | Millmerran + SWQ Coal New Entry | New Plant\QLD\SWQ Coal CCS 10
Millmerran + SWQ Coal New Entry | Millmerran + SWQ Coal New Entry | New Plant\QLD\SWQ Coal SC 1
Millmerran + SWQ Coal New Entry | Millmerran + SWQ Coal New Entry | New Plant\QLD\SWQ Coal SC OC CCS 1
Millmerran + SWQ Coal New Entry | Millmerran + SWQ Coal New Entry | New Plant\QLD\SWQ Coal SC CCS 1
Millmerran + SWQ Coal New Entry | Millmerran + SWQ Coal New Entry | New Plant\QLD\SWQ Coal IGCC 1
Millmerran + SWQ Coal New Entry | Millmerran + SWQ Coal New Entry | New Plant\QLD\SWQ Coal SC 2
Millmerran + SWQ Coal New Entry | Millmerran + SWQ Coal New Entry | New Plant\QLD\SWQ Coal SC 3
Millmerran + SWQ Coal New Entry | Millmerran + SWQ Coal New Entry | New Plant\QLD\SWQ Coal SC 4
Millmerran + SWQ Coal New Entry | Millmerran + SWQ Coal New Entry | New Plant\QLD\SWQ Coal SC 5
Millmerran + SWQ Coal New Entry | Millmerran + SWQ Coal New Entry | New Plant\QLD\SWQ Coal USC 1
Millmerran + SWQ Coal New Entry | Millmerran + SWQ Coal New Entry | New Plant\QLD\SWQ Coal USC 2
Millmerran + SWQ Coal New Entry | Millmerran + SWQ Coal New Entry | New Plant\QLD\SWQ Coal USC 4
Millmerran + SWQ Coal New Entry | Millmerran + SWQ Coal New Entry | New Plant\QLD\SWQ Coal USC 3
Millmerran + SWQ Coal New Entry | Millmerran + SWQ Coal New Entry | New Plant\QLD\SWQ Coal CCS 11
Millmerran + SWQ Coal New Entry | Millmerran + SWQ Coal New Entry | New Plant\QLD\SWQ Coal CCS 12
Millmerran + SWQ Coal New Entry | Millmerran + SWQ Coal New Entry | New Plant\QLD\SWQ Coal CCS 13
Millmerran + SWQ Coal New Entry | Millmerran + SWQ Coal New Entry | New Plant\QLD\SWQ Coal CCS 14
Millmerran + SWQ Coal New Entry | Millmerran + SWQ Coal New Entry | New Plant\QLD\SWQ Coal CCS 15
SwanbankE + SEQ CCGT New Entry | SwanbankE + SEQ CCGT New Entry | Natural gas\QLD\SWAN_E
SwanbankE + SEQ CCGT New Entry | SwanbankE + SEQ CCGT New Entry | New Plant\QLD\SEQ CCGT 1
SwanbankE + SEQ CCGT New Entry | SwanbankE + SEQ CCGT New Entry | New Plant\QLD\SEQ CCGT CCS 1
SwanbankE + SEQ CCGT New Entry | SwanbankE + SEQ CCGT New Entry | New Plant\QLD\SEQ CCGT CCS 2
SwanbankE + SEQ CCGT New Entry | SwanbankE + SEQ CCGT New Entry | New Plant\QLD\SEQ CCGT 2
SwanbankE + SEQ CCGT New Entry | SwanbankE + SEQ CCGT New Entry | New Plant\QLD\SEQ CCGT 3
SwanbankE + SEQ CCGT New Entry | SwanbankE + SEQ CCGT New Entry | New Plant\QLD\SEQ CCGT 4
SwanbankE + SEQ CCGT New Entry | SwanbankE + SEQ CCGT New Entry | New Plant\QLD\SEQ CCGT 5
SwanbankE + SEQ CCGT New Entry | SwanbankE + SEQ CCGT New Entry | New Plant\QLD\SEQ CCGT 6
SwanbankE + SEQ CCGT New Entry | SwanbankE + SEQ CCGT New Entry | New Plant\QLD\SEQ CCGT 7
SwanbankE + SEQ CCGT New Entry | SwanbankE + SEQ CCGT New Entry | New Plant\QLD\SEQ CCGT 8
SwanbankE + SEQ CCGT New Entry | SwanbankE + SEQ CCGT New Entry | New Plant\QLD\SEQ CCGT 9
SwanbankE + SEQ CCGT New Entry | SwanbankE + SEQ CCGT New Entry | New Plant\QLD\SEQ CCGT 10
CQ Coal + CCGT New Entry | CQ Coal + CCGT New Entry | New Plant\QLD\CQ CCGT 1
CQ Coal + CCGT New Entry | CQ Coal + CCGT New Entry | New Plant\QLD\CQ CCGT CCS 1
CQ Coal + CCGT New Entry | CQ Coal + CCGT New Entry | New Plant\QLD\CQ CCGT 2
CQ Coal + CCGT New Entry | CQ Coal + CCGT New Entry | New Plant\QLD\CQ CCGT 3
CQ Coal + CCGT New Entry | CQ Coal + CCGT New Entry | New Plant\QLD\CQ CCGT 4
CQ Coal + CCGT New Entry | CQ Coal + CCGT New Entry | New Plant\QLD\CQ CCGT 5
CQ Coal + CCGT New Entry | CQ Coal + CCGT New Entry | New Plant\QLD\CQ CCGT 6
CQ Coal + CCGT New Entry | CQ Coal + CCGT New Entry | New Plant\QLD\CQ Coal CCS 1
CQ Coal + CCGT New Entry | CQ Coal + CCGT New Entry | New Plant\QLD\CQ Coal CCS 2
CQ Coal + CCGT New Entry | CQ Coal + CCGT New Entry | New Plant\QLD\CQ Coal SC 1
CQ Coal + CCGT New Entry | CQ Coal + CCGT New Entry | New Plant\QLD\CQ Coal SC OC CCS 1
CQ Coal + CCGT New Entry | CQ Coal + CCGT New Entry | New Plant\QLD\CQ Coal SC CCS 1
CQ Coal + CCGT New Entry | CQ Coal + CCGT New Entry | New Plant\QLD\CQ Coal IGCC 1
CQ Coal + CCGT New Entry | CQ Coal + CCGT New Entry | New Plant\QLD\CQ Coal SC 2
CQ Coal + CCGT New Entry | CQ Coal + CCGT New Entry | New Plant\QLD\CQ Coal SC 4
CQ Coal + CCGT New Entry | CQ Coal + CCGT New Entry | New Plant\QLD\CQ Coal SC 3
CQ Coal + CCGT New Entry | CQ Coal + CCGT New Entry | New Plant\QLD\CQ Coal USC 1
CQ Coal + CCGT New Entry | CQ Coal + CCGT New Entry | New Plant\QLD\CQ Coal USC 2
CQ Coal + CCGT New Entry | CQ Coal + CCGT New Entry | New Plant\QLD\CQ Coal USC 3
CQ Coal + CCGT New Entry | CQ Coal + CCGT New Entry | New Plant\QLD\CQ Coal USC 4
Liddell + NNS Coal and NNS CCGT New Entry | Liddell + NNS Coal and NNS CCGT New Entry | Black Coal\NSW\LD01
Liddell + NNS Coal and NNS CCGT New Entry | Liddell + NNS Coal and NNS CCGT New Entry | Black Coal\NSW\LD02
Liddell + NNS Coal and NNS CCGT New Entry | Liddell + NNS Coal and NNS CCGT New Entry | Black Coal\NSW\LD03
Liddell + NNS Coal and NNS CCGT New Entry | Liddell + NNS Coal and NNS CCGT New Entry | Black Coal\NSW\LD04
Liddell + NNS Coal and NNS CCGT New Entry | Liddell + NNS Coal and NNS CCGT New Entry | New Plant\NSW\NNS CCGT 1
Liddell + NNS Coal and NNS CCGT New Entry | Liddell + NNS Coal and NNS CCGT New Entry | New Plant\NSW\NNS CCGT CCS 1
Liddell + NNS Coal and NNS CCGT New Entry | Liddell + NNS Coal and NNS CCGT New Entry | New Plant\NSW\NNS CCGT 2
Liddell + NNS Coal and NNS CCGT New Entry | Liddell + NNS Coal and NNS CCGT New Entry | New Plant\NSW\NNS CCGT 3
Liddell + NNS Coal and NNS CCGT New Entry | Liddell + NNS Coal and NNS CCGT New Entry | New Plant\NSW\NNS CCGT 4
Liddell + NNS Coal and NNS CCGT New Entry | Liddell + NNS Coal and NNS CCGT New Entry | New Plant\NSW\NNS Coal IGCC CCS 1
Liddell + NNS Coal and NNS CCGT New Entry | Liddell + NNS Coal and NNS CCGT New Entry | New Plant\NSW\NNS Coal SC OC CCS 1
Liddell + NNS Coal and NNS CCGT New Entry | Liddell + NNS Coal and NNS CCGT New Entry | New Plant\NSW\NNS Coal SC CCS 1
Liddell + NNS Coal and NNS CCGT New Entry | Liddell + NNS Coal and NNS CCGT New Entry | New Plant\NSW\NNS Coal IGCC 1
Liddell + NNS Coal and NNS CCGT New Entry | Liddell + NNS Coal and NNS CCGT New Entry | New Plant\NSW\NNS Coal IGCC CCS 2
Liddell + NNS Coal and NNS CCGT New Entry | Liddell + NNS Coal and NNS CCGT New Entry | New Plant\NSW\NNS Coal IGCC CCS 4
Liddell + NNS Coal and NNS CCGT New Entry | Liddell + NNS Coal and NNS CCGT New Entry | New Plant\NSW\NNS Coal IGCC CCS 3
Liddell + NNS Coal and NNS CCGT New Entry | Liddell + NNS Coal and NNS CCGT New Entry | New Plant\NSW\NNS Coal SC 1
Liddell + NNS Coal and NNS CCGT New Entry | Liddell + NNS Coal and NNS CCGT New Entry | New Plant\NSW\NNS Coal SC 2
Liddell + NNS Coal and NNS CCGT New Entry | Liddell + NNS Coal and NNS CCGT New Entry | New Plant\NSW\NNS Coal SC 3
Liddell + NNS Coal and NNS CCGT New Entry | Liddell + NNS Coal and NNS CCGT New Entry | New Plant\NSW\NNS Coal USC 1
Liddell + NNS Coal and NNS CCGT New Entry | Liddell + NNS Coal and NNS CCGT New Entry | New Plant\NSW\NNS Coal USC 2
Liddell + NNS Coal and NNS CCGT New Entry | Liddell + NNS Coal and NNS CCGT New Entry | New Plant\NSW\NNS Coal USC 3
Liddell + NNS Coal and NNS CCGT New Entry | Liddell + NNS Coal and NNS CCGT New Entry | New Plant\NSW\NNS Biomass 1
Liddell + NNS Coal and NNS CCGT New Entry | Liddell + NNS Coal and NNS CCGT New Entry | New Plant\NSW\NNS Biomass 2
Liddell + NNS Coal and NNS CCGT New Entry | Liddell + NNS Coal and NNS CCGT New Entry | New Plant\NSW\NNS CCGT 5
Liddell + NNS Coal and NNS CCGT New Entry | Liddell + NNS Coal and NNS CCGT New Entry | New Plant\NSW\NNS CCGT 6
Liddell + NNS Coal and NNS CCGT New Entry | Liddell + NNS Coal and NNS CCGT New Entry | New Plant\NSW\NNS CCGT 7
Liddell + NNS Coal and NNS CCGT New Entry | Liddell + NNS Coal and NNS CCGT New Entry | New Plant\NSW\NNS CCGT 8
Liddell + NNS Coal and NNS CCGT New Entry | Liddell + NNS Coal and NNS CCGT New Entry | New Plant\NSW\NNS CCGT 9
Liddell + NNS Coal and NNS CCGT New Entry | Liddell + NNS Coal and NNS CCGT New Entry | New Plant\NSW\NNS CCGT 10
Liddell + NNS Coal and NNS CCGT New Entry | Liddell + NNS Coal and NNS CCGT New Entry | New Plant\NSW\NNS CCGT 11
Liddell + NNS Coal and NNS CCGT New Entry | Liddell + NNS Coal and NNS CCGT New Entry | New Plant\NSW\NNS CCGT 12
Liddell + NNS Coal and NNS CCGT New Entry | Liddell + NNS Coal and NNS CCGT New Entry | New Plant\NSW\NNS CCGT 13
Liddell + NNS Coal and NNS CCGT New Entry | Liddell + NNS Coal and NNS CCGT New Entry | New Plant\NSW\NNS CCGT 14
Liddell + NNS Coal and NNS CCGT New Entry | Liddell + NNS Coal and NNS CCGT New Entry | New Plant\NSW\NNS CCGT 15
Liddell + NNS Coal and NNS CCGT New Entry | Liddell + NNS Coal and NNS CCGT New Entry | New Plant\NSW\NNS CCGT 20
Liddell + NNS Coal and NNS CCGT New Entry | Liddell + NNS Coal and NNS CCGT New Entry | New Plant\NSW\NNS CCGT 19
Liddell + NNS Coal and NNS CCGT New Entry | Liddell + NNS Coal and NNS CCGT New Entry | New Plant\NSW\NNS CCGT 18
Liddell + NNS Coal and NNS CCGT New Entry | Liddell + NNS Coal and NNS CCGT New Entry | New Plant\NSW\NNS CCGT 17
Liddell + NNS Coal and NNS CCGT New Entry | Liddell + NNS Coal and NNS CCGT New Entry | New Plant\NSW\NNS CCGT 16
Blowering + SWNSW New Entry | Blowering + SWNSW New Entry | Hydroelectric\NSW\BLOWRNG
Blowering + SWNSW New Entry | Blowering + SWNSW New Entry | New Plant\NSW\SWNSW CCGT 1
Blowering + SWNSW New Entry | Blowering + SWNSW New Entry | New Plant\NSW\SWNSW CCGT CCS 1
Blowering + SWNSW New Entry | Blowering + SWNSW New Entry | New Plant\NSW\SWNSW CCGT 2
Blowering + SWNSW New Entry | Blowering + SWNSW New Entry | New Plant\NSW\SWNSW CCGT 3
Blowering + SWNSW New Entry | Blowering + SWNSW New Entry | New Plant\NSW\SWNSW CCGT 4
Blowering + SWNSW New Entry | Blowering + SWNSW New Entry | Solar\NSW\SWNSW SOLAR 1
Blowering + SWNSW New Entry | Blowering + SWNSW New Entry | Solar\NSW\NCEN SOLAR 1
Blowering + SWNSW New Entry | Blowering + SWNSW New Entry | Solar\NSW\NNS SOLAR 1
Blowering + SWNSW New Entry | Blowering + SWNSW New Entry | New Plant\NSW\SWNSW Coal IGCC CCS 1
Blowering + SWNSW New Entry | Blowering + SWNSW New Entry | New Plant\NSW\SWNSW Coal IGCC CCS 2
Blowering + SWNSW New Entry | Blowering + SWNSW New Entry | New Plant\NSW\SWNSW Coal IGCC CCS 3
Blowering + SWNSW New Entry | Blowering + SWNSW New Entry | New Plant\NSW\SWNSW Coal SC 1
Blowering + SWNSW New Entry | Blowering + SWNSW New Entry | New Plant\NSW\SWNSW Coal SC OC CCS 1
Blowering + SWNSW New Entry | Blowering + SWNSW New Entry | New Plant\NSW\SWNSW Coal SC CCS 1
Blowering + SWNSW New Entry | Blowering + SWNSW New Entry | New Plant\NSW\SWNSW Coal IGCC 1
Blowering + SWNSW New Entry | Blowering + SWNSW New Entry | New Plant\NSW\SWNSW Coal SC 2
Blowering + SWNSW New Entry | Blowering + SWNSW New Entry | New Plant\NSW\SWNSW Coal SC 3
Blowering + SWNSW New Entry | Blowering + SWNSW New Entry | New Plant\NSW\SWNSW Coal USC 1
Blowering + SWNSW New Entry | Blowering + SWNSW New Entry | New Plant\NSW\SWNSW Coal USC 2
Blowering + SWNSW New Entry | Blowering + SWNSW New Entry | New Plant\NSW\SWNSW Coal USC 4
Blowering + SWNSW New Entry | Blowering + SWNSW New Entry | New Plant\NSW\SWNSW Coal USC 3
Blowering + SWNSW New Entry | Blowering + SWNSW New Entry | New Plant\NSW\SWNSW OCGT 1
Blowering + SWNSW New Entry | Blowering + SWNSW New Entry | New Plant\NSW\SWNSW OCGT 10
Blowering + SWNSW New Entry | Blowering + SWNSW New Entry | New Plant\NSW\SWNSW OCGT 2
Blowering + SWNSW New Entry | Blowering + SWNSW New Entry | New Plant\NSW\SWNSW OCGT 3
Blowering + SWNSW New Entry | Blowering + SWNSW New Entry | New Plant\NSW\SWNSW OCGT 4
Blowering + SWNSW New Entry | Blowering + SWNSW New Entry | New Plant\NSW\SWNSW OCGT 5
Blowering + SWNSW New Entry | Blowering + SWNSW New Entry | New Plant\NSW\SWNSW OCGT 6
Blowering + SWNSW New Entry | Blowering + SWNSW New Entry | New Plant\NSW\SWNSW OCGT 7
Blowering + SWNSW New Entry | Blowering + SWNSW New Entry | New Plant\NSW\SWNSW OCGT 8
Blowering + SWNSW New Entry | Blowering + SWNSW New Entry | New Plant\NSW\SWNSW OCGT 9
Anglesea + CVIC New Entry | Anglesea + CVIC New Entry | Brown Coal\VIC\APS
Anglesea + CVIC New Entry | Anglesea + CVIC New Entry | New Plant\VIC\CVIC CCGT 1
Anglesea + CVIC New Entry | Anglesea + CVIC New Entry | New Plant\VIC\CVIC CCGT CCS 1
Anglesea + CVIC New Entry | Anglesea + CVIC New Entry | New Plant\VIC\CVIC CCGT 2
Anglesea + CVIC New Entry | Anglesea + CVIC New Entry | New Plant\VIC\CVIC CCGT 3
Anglesea + CVIC New Entry | Anglesea + CVIC New Entry | New Plant\VIC\CVIC CCGT 4
Anglesea + CVIC New Entry | Anglesea + CVIC New Entry | New Plant\VIC\CVIC CCGT 5
Anglesea + CVIC New Entry | Anglesea + CVIC New Entry | New Plant\VIC\CVIC CCGT 6
Anglesea + CVIC New Entry | Anglesea + CVIC New Entry | New Plant\VIC\CVIC CCGT 21
Anglesea + CVIC New Entry | Anglesea + CVIC New Entry | New Plant\VIC\CVIC CCGT 23
Anglesea + CVIC New Entry | Anglesea + CVIC New Entry | New Plant\VIC\CVIC CCGT 22
Anglesea + CVIC New Entry | Anglesea + CVIC New Entry | New Plant\VIC\CVIC CCGT 20
Anglesea + CVIC New Entry | Anglesea + CVIC New Entry | New Plant\VIC\CVIC CCGT 19
Anglesea + CVIC New Entry | Anglesea + CVIC New Entry | New Plant\VIC\CVIC CCGT 18
Anglesea + CVIC New Entry | Anglesea + CVIC New Entry | New Plant\VIC\CVIC CCGT 17
Anglesea + CVIC New Entry | Anglesea + CVIC New Entry | New Plant\VIC\CVIC CCGT 16
Anglesea + CVIC New Entry | Anglesea + CVIC New Entry | New Plant\VIC\CVIC CCGT 15
Anglesea + CVIC New Entry | Anglesea + CVIC New Entry | New Plant\VIC\CVIC CCGT 14
Anglesea + CVIC New Entry | Anglesea + CVIC New Entry | New Plant\VIC\CVIC CCGT 13
Anglesea + CVIC New Entry | Anglesea + CVIC New Entry | New Plant\VIC\CVIC CCGT 12
Anglesea + CVIC New Entry | Anglesea + CVIC New Entry | New Plant\VIC\CVIC CCGT 11
Anglesea + CVIC New Entry | Anglesea + CVIC New Entry | New Plant\VIC\CVIC CCGT 10
Anglesea + CVIC New Entry | Anglesea + CVIC New Entry | New Plant\VIC\CVIC CCGT 9
Anglesea + CVIC New Entry | Anglesea + CVIC New Entry | New Plant\VIC\CVIC CCGT 8
Anglesea + CVIC New Entry | Anglesea + CVIC New Entry | New Plant\VIC\CVIC CCGT 7
Anglesea + CVIC New Entry | Anglesea + CVIC New Entry | New Plant\VIC\CVIC OCGT 1
Anglesea + CVIC New Entry | Anglesea + CVIC New Entry | New Plant\VIC\CVIC OCGT 2
Anglesea + CVIC New Entry | Anglesea + CVIC New Entry | New Plant\VIC\CVIC OCGT 3
Anglesea + CVIC New Entry | Anglesea + CVIC New Entry | New Plant\VIC\CVIC OCGT 4
Anglesea + CVIC New Entry | Anglesea + CVIC New Entry | New Plant\VIC\CVIC OCGT 5
Anglesea + CVIC New Entry | Anglesea + CVIC New Entry | New Plant\VIC\CVIC OCGT 6
Anglesea + CVIC New Entry | Anglesea + CVIC New Entry | New Plant\VIC\CVIC OCGT 10
Anglesea + CVIC New Entry | Anglesea + CVIC New Entry | New Plant\VIC\CVIC OCGT 9
Anglesea + CVIC New Entry | Anglesea + CVIC New Entry | New Plant\VIC\CVIC OCGT 8
Anglesea + CVIC New Entry | Anglesea + CVIC New Entry | New Plant\VIC\CVIC OCGT 7
Anglesea + CVIC New Entry | Anglesea + CVIC New Entry | New Plant\VIC\CVIC Geothermal 1
Anglesea + CVIC New Entry | Anglesea + CVIC New Entry | New Plant\VIC\NVIC Geothermal EGS 1
Anglesea + CVIC New Entry | Anglesea + CVIC New Entry | New Plant\VIC\NVIC Geothermal EGS 2
Anglesea + CVIC New Entry | Anglesea + CVIC New Entry | New Plant\VIC\CVIC Geothermal 2
Newport + MEL CCGT New Entry | Newport + MEL CCGT New Entry | Natural gas\VIC\NPS
Newport + MEL CCGT New Entry | Newport + MEL CCGT New Entry | New Plant\VIC\MEL CCGT 1
Newport + MEL CCGT New Entry | Newport + MEL CCGT New Entry | New Plant\VIC\MEL CCGT 8
Newport + MEL CCGT New Entry | Newport + MEL CCGT New Entry | New Plant\VIC\MEL CCGT 7
Newport + MEL CCGT New Entry | Newport + MEL CCGT New Entry | New Plant\VIC\MEL CCGT 2
Newport + MEL CCGT New Entry | Newport + MEL CCGT New Entry | New Plant\VIC\MEL CCGT 3
Newport + MEL CCGT New Entry | Newport + MEL CCGT New Entry | New Plant\VIC\MEL CCGT 4
Newport + MEL CCGT New Entry | Newport + MEL CCGT New Entry | New Plant\VIC\MEL CCGT 5
Newport + MEL CCGT New Entry | Newport + MEL CCGT New Entry | New Plant\VIC\MEL CCGT 6
Newport + MEL CCGT New Entry | Newport + MEL CCGT New Entry | New Plant\VIC\MEL CCGT CCS 1
Newport + MEL CCGT New Entry | Newport + MEL CCGT New Entry | New Plant\VIC\MEL CCGT CCS 2
Bayswater + NCEN Coal New Entry | Bayswater + NCEN Coal New Entry | Black Coal\NSW\BW01
Bayswater + NCEN Coal New Entry | Bayswater + NCEN Coal New Entry | Black Coal\NSW\BW02
Bayswater + NCEN Coal New Entry | Bayswater + NCEN Coal New Entry | Black Coal\NSW\BW03
Bayswater + NCEN Coal New Entry | Bayswater + NCEN Coal New Entry | Black Coal\NSW\BW04
Bayswater + NCEN Coal New Entry | Bayswater + NCEN Coal New Entry | New Plant\NSW\NCEN Biomass 1
Bayswater + NCEN Coal New Entry | Bayswater + NCEN Coal New Entry | New Plant\NSW\NCEN Biomass 2
Bayswater + NCEN Coal New Entry | Bayswater + NCEN Coal New Entry | New Plant\NSW\NCEN Coal SC 1
Bayswater + NCEN Coal New Entry | Bayswater + NCEN Coal New Entry | New Plant\NSW\NCEN Coal SC OC CCS 1
Bayswater + NCEN Coal New Entry | Bayswater + NCEN Coal New Entry | New Plant\NSW\NCEN Coal SC CCS 1
Bayswater + NCEN Coal New Entry | Bayswater + NCEN Coal New Entry | New Plant\NSW\NCEN Coal IGCC CCS 1
Bayswater + NCEN Coal New Entry | Bayswater + NCEN Coal New Entry | New Plant\NSW\NCEN Coal IGCC 1
Bayswater + NCEN Coal New Entry | Bayswater + NCEN Coal New Entry | New Plant\NSW\NCEN Coal SC 2
Bayswater + NCEN Coal New Entry | Bayswater + NCEN Coal New Entry | New Plant\NSW\NCEN Coal SC 3
Bayswater + NCEN Coal New Entry | Bayswater + NCEN Coal New Entry | New Plant\NSW\NCEN Coal SC 4
Bayswater + NCEN Coal New Entry | Bayswater + NCEN Coal New Entry | New Plant\NSW\NCEN Coal SC 5
Bayswater + NCEN Coal New Entry | Bayswater + NCEN Coal New Entry | New Plant\NSW\NCEN Coal SC 6
Bayswater + NCEN Coal New Entry | Bayswater + NCEN Coal New Entry | New Plant\NSW\NCEN Coal SC 7
Bayswater + NCEN Coal New Entry | Bayswater + NCEN Coal New Entry | New Plant\NSW\NCEN Coal USC 4
Bayswater + NCEN Coal New Entry | Bayswater + NCEN Coal New Entry | New Plant\NSW\NCEN Coal USC 3
Bayswater + NCEN Coal New Entry | Bayswater + NCEN Coal New Entry | New Plant\NSW\NCEN Coal USC 2
Bayswater + NCEN Coal New Entry | Bayswater + NCEN Coal New Entry | New Plant\NSW\NCEN Coal USC 1
Murray + NVIC New Entry | Murray + NVIC New Entry | Hydroelectric\VIC\MURRAY01
Murray + NVIC New Entry | Murray + NVIC New Entry | Hydroelectric\VIC\MURRAY02
Murray + NVIC New Entry | Murray + NVIC New Entry | Hydroelectric\VIC\MURRAY03
Murray + NVIC New Entry | Murray + NVIC New Entry | Hydroelectric\VIC\MURRAY04
Murray + NVIC New Entry | Murray + NVIC New Entry | Hydroelectric\VIC\MURRAY05
Murray + NVIC New Entry | Murray + NVIC New Entry | Hydroelectric\VIC\MURRAY06
Murray + NVIC New Entry | Murray + NVIC New Entry | Hydroelectric\VIC\MURRAY07
Murray + NVIC New Entry | Murray + NVIC New Entry | Hydroelectric\VIC\MURRAY08
Murray + NVIC New Entry | Murray + NVIC New Entry | Hydroelectric\VIC\MURRAY09
Murray + NVIC New Entry | Murray + NVIC New Entry | Hydroelectric\VIC\MURRAY10
Murray + NVIC New Entry | Murray + NVIC New Entry | Hydroelectric\VIC\MURRAY11
Murray + NVIC New Entry | Murray + NVIC New Entry | Hydroelectric\VIC\MURRAY12
Murray + NVIC New Entry | Murray + NVIC New Entry | Hydroelectric\VIC\MURRAY13
Murray + NVIC New Entry | Murray + NVIC New Entry | Hydroelectric\VIC\MURRAY14
Murray + NVIC New Entry | Murray + NVIC New Entry | New Plant\VIC\NVIC CCGT 1
Murray + NVIC New Entry | Murray + NVIC New Entry | New Plant\VIC\NVIC CCGT CCS 1
Murray + NVIC New Entry | Murray + NVIC New Entry | New Plant\VIC\NVIC CCGT 2
Murray + NVIC New Entry | Murray + NVIC New Entry | New Plant\VIC\NVIC CCGT 3
Murray + NVIC New Entry | Murray + NVIC New Entry | New Plant\VIC\NVIC CCGT 4
Murray + NVIC New Entry | Murray + NVIC New Entry | New Plant\VIC\NVIC OCGT 1
Murray + NVIC New Entry | Murray + NVIC New Entry | New Plant\VIC\NVIC OCGT 2
Murray + NVIC New Entry | Murray + NVIC New Entry | New Plant\VIC\NVIC OCGT 3
Murray + NVIC New Entry | Murray + NVIC New Entry | New Plant\VIC\NVIC OCGT 4
Murray + NVIC New Entry | Murray + NVIC New Entry | New Plant\VIC\NVIC OCGT 10
Murray + NVIC New Entry | Murray + NVIC New Entry | New Plant\VIC\NVIC OCGT 9
Murray + NVIC New Entry | Murray + NVIC New Entry | New Plant\VIC\NVIC OCGT 8
Murray + NVIC New Entry | Murray + NVIC New Entry | New Plant\VIC\NVIC OCGT 7
Murray + NVIC New Entry | Murray + NVIC New Entry | New Plant\VIC\NVIC OCGT 6
Murray + NVIC New Entry | Murray + NVIC New Entry | New Plant\VIC\NVIC OCGT 5
Gladstone + CQ Coal and CQ CCGT New Entry | Gladstone + CQ Coal and CQ CCGT New Entry | Black Coal\QLD\GSTONE1
Gladstone + CQ Coal and CQ CCGT New Entry | Gladstone + CQ Coal and CQ CCGT New Entry | Black Coal\QLD\GSTONE2
Gladstone + CQ Coal and CQ CCGT New Entry | Gladstone + CQ Coal and CQ CCGT New Entry | Black Coal\QLD\GSTONE3
Gladstone + CQ Coal and CQ CCGT New Entry | Gladstone + CQ Coal and CQ CCGT New Entry | Black Coal\QLD\GSTONE4
Gladstone + CQ Coal and CQ CCGT New Entry | Gladstone + CQ Coal and CQ CCGT New Entry | Black Coal\QLD\GSTONE5
Gladstone + CQ Coal and CQ CCGT New Entry | Gladstone + CQ Coal and CQ CCGT New Entry | Black Coal\QLD\GSTONE6
Gladstone + CQ Coal and CQ CCGT New Entry | Gladstone + CQ Coal and CQ CCGT New Entry | New Plant\QLD\CQ CCGT 1
Gladstone + CQ Coal and CQ CCGT New Entry | Gladstone + CQ Coal and CQ CCGT New Entry | New Plant\QLD\CQ CCGT CCS 1
Gladstone + CQ Coal and CQ CCGT New Entry | Gladstone + CQ Coal and CQ CCGT New Entry | New Plant\QLD\CQ CCGT 2
Gladstone + CQ Coal and CQ CCGT New Entry | Gladstone + CQ Coal and CQ CCGT New Entry | New Plant\QLD\CQ CCGT 3
Gladstone + CQ Coal and CQ CCGT New Entry | Gladstone + CQ Coal and CQ CCGT New Entry | New Plant\QLD\CQ CCGT 4
Gladstone + CQ Coal and CQ CCGT New Entry | Gladstone + CQ Coal and CQ CCGT New Entry | New Plant\QLD\CQ CCGT 5
Gladstone + CQ Coal and CQ CCGT New Entry | Gladstone + CQ Coal and CQ CCGT New Entry | New Plant\QLD\CQ CCGT 6
Gladstone + CQ Coal and CQ CCGT New Entry | Gladstone + CQ Coal and CQ CCGT New Entry | New Plant\QLD\CQ Coal CCS 1
Gladstone + CQ Coal and CQ CCGT New Entry | Gladstone + CQ Coal and CQ CCGT New Entry | New Plant\QLD\CQ Coal CCS 2
Gladstone + CQ Coal and CQ CCGT New Entry | Gladstone + CQ Coal and CQ CCGT New Entry | New Plant\QLD\CQ Coal SC 1
Gladstone + CQ Coal and CQ CCGT New Entry | Gladstone + CQ Coal and CQ CCGT New Entry | New Plant\QLD\CQ Coal SC OC CCS 1
Gladstone + CQ Coal and CQ CCGT New Entry | Gladstone + CQ Coal and CQ CCGT New Entry | New Plant\QLD\CQ Coal SC CCS 1
Gladstone + CQ Coal and CQ CCGT New Entry | Gladstone + CQ Coal and CQ CCGT New Entry | New Plant\QLD\CQ Coal IGCC 1
Gladstone + CQ Coal and CQ CCGT New Entry | Gladstone + CQ Coal and CQ CCGT New Entry | New Plant\QLD\CQ Coal SC 2
Gladstone + CQ Coal and CQ CCGT New Entry | Gladstone + CQ Coal and CQ CCGT New Entry | New Plant\QLD\CQ Coal SC 4
Gladstone + CQ Coal and CQ CCGT New Entry | Gladstone + CQ Coal and CQ CCGT New Entry | New Plant\QLD\CQ Coal SC 3
Gladstone + CQ Coal and CQ CCGT New Entry | Gladstone + CQ Coal and CQ CCGT New Entry | New Plant\QLD\CQ Coal USC 1
Gladstone + CQ Coal and CQ CCGT New Entry | Gladstone + CQ Coal and CQ CCGT New Entry | New Plant\QLD\CQ Coal USC 2
Gladstone + CQ Coal and CQ CCGT New Entry | Gladstone + CQ Coal and CQ CCGT New Entry | New Plant\QLD\CQ Coal USC 3
Gladstone + CQ Coal and CQ CCGT New Entry | Gladstone + CQ Coal and CQ CCGT New Entry | New Plant\QLD\CQ Coal USC 4
Northern + NSA New Entry | Northern + NSA New Entry | Brown Coal\SA\NPS1
Northern + NSA New Entry | Northern + NSA New Entry | Brown Coal\SA\NPS2
Northern + NSA New Entry | Northern + NSA New Entry | New Plant\SA\NSA CCGT 1
Northern + NSA New Entry | Northern + NSA New Entry | New Plant\SA\NSA CCGT CCS 1
Northern + NSA New Entry | Northern + NSA New Entry | New Plant\SA\NSA CCGT 2
Northern + NSA New Entry | Northern + NSA New Entry | New Plant\SA\NSA CCGT 3
Northern + NSA New Entry | Northern + NSA New Entry | New Plant\SA\NSA CCGT 4
Northern + NSA New Entry | Northern + NSA New Entry | New Plant\SA\NSA OCGT 1
Northern + NSA New Entry | Northern + NSA New Entry | New Plant\SA\NSA OCGT 2
Northern + NSA New Entry | Northern + NSA New Entry | New Plant\SA\NSA OCGT 3
Northern + NSA New Entry | Northern + NSA New Entry | New Plant\SA\NSA OCGT 4
Northern + NSA New Entry | Northern + NSA New Entry | New Plant\SA\NSA OCGT 5
Northern + NSA New Entry | Northern + NSA New Entry | New Plant\SA\NSA OCGT 6
Northern + NSA New Entry | Northern + NSA New Entry | New Plant\SA\NSA OCGT 10
Northern + NSA New Entry | Northern + NSA New Entry | New Plant\SA\NSA OCGT 9
Northern + NSA New Entry | Northern + NSA New Entry | New Plant\SA\NSA OCGT 8
Northern + NSA New Entry | Northern + NSA New Entry | New Plant\SA\NSA OCGT 7
Munmorah + NCEN Gas New Entry | Munmorah + NCEN Gas New Entry | Black Coal\NSW\MM3
Munmorah + NCEN Gas New Entry | Munmorah + NCEN Gas New Entry | Black Coal\NSW\MM4
Munmorah + NCEN Gas New Entry | Munmorah + NCEN Gas New Entry | New Plant\NSW\NCEN CCGT 1
Munmorah + NCEN Gas New Entry | Munmorah + NCEN Gas New Entry | New Plant\NSW\NCEN CCGT 30
Munmorah + NCEN Gas New Entry | Munmorah + NCEN Gas New Entry | New Plant\NSW\NCEN CCGT 29
Munmorah + NCEN Gas New Entry | Munmorah + NCEN Gas New Entry | New Plant\NSW\NCEN CCGT 28
Munmorah + NCEN Gas New Entry | Munmorah + NCEN Gas New Entry | New Plant\NSW\NCEN CCGT 27
Munmorah + NCEN Gas New Entry | Munmorah + NCEN Gas New Entry | New Plant\NSW\NCEN CCGT 26
Munmorah + NCEN Gas New Entry | Munmorah + NCEN Gas New Entry | New Plant\NSW\NCEN CCGT 25
Munmorah + NCEN Gas New Entry | Munmorah + NCEN Gas New Entry | New Plant\NSW\NCEN CCGT 24
Munmorah + NCEN Gas New Entry | Munmorah + NCEN Gas New Entry | New Plant\NSW\NCEN CCGT 23
Munmorah + NCEN Gas New Entry | Munmorah + NCEN Gas New Entry | New Plant\NSW\NCEN CCGT 22
Munmorah + NCEN Gas New Entry | Munmorah + NCEN Gas New Entry | New Plant\NSW\NCEN CCGT 21
Munmorah + NCEN Gas New Entry | Munmorah + NCEN Gas New Entry | New Plant\NSW\NCEN CCGT 20
Munmorah + NCEN Gas New Entry | Munmorah + NCEN Gas New Entry | New Plant\NSW\NCEN CCGT 19
Munmorah + NCEN Gas New Entry | Munmorah + NCEN Gas New Entry | New Plant\NSW\NCEN CCGT 18
Munmorah + NCEN Gas New Entry | Munmorah + NCEN Gas New Entry | New Plant\NSW\NCEN CCGT 17
Munmorah + NCEN Gas New Entry | Munmorah + NCEN Gas New Entry | New Plant\NSW\NCEN CCGT 16
Munmorah + NCEN Gas New Entry | Munmorah + NCEN Gas New Entry | New Plant\NSW\NCEN CCGT 15
Munmorah + NCEN Gas New Entry | Munmorah + NCEN Gas New Entry | New Plant\NSW\NCEN CCGT 14
Munmorah + NCEN Gas New Entry | Munmorah + NCEN Gas New Entry | New Plant\NSW\NCEN CCGT 13
Munmorah + NCEN Gas New Entry | Munmorah + NCEN Gas New Entry | New Plant\NSW\NCEN CCGT 12
Munmorah + NCEN Gas New Entry | Munmorah + NCEN Gas New Entry | New Plant\NSW\NCEN CCGT 11
Munmorah + NCEN Gas New Entry | Munmorah + NCEN Gas New Entry | New Plant\NSW\NCEN CCGT 10
Munmorah + NCEN Gas New Entry | Munmorah + NCEN Gas New Entry | New Plant\NSW\NCEN CCGT 9
Munmorah + NCEN Gas New Entry | Munmorah + NCEN Gas New Entry | New Plant\NSW\NCEN CCGT 8
Munmorah + NCEN Gas New Entry | Munmorah + NCEN Gas New Entry | New Plant\NSW\NCEN CCGT 7
Munmorah + NCEN Gas New Entry | Munmorah + NCEN Gas New Entry | New Plant\NSW\NCEN CCGT 2
Munmorah + NCEN Gas New Entry | Munmorah + NCEN Gas New Entry | New Plant\NSW\NCEN CCGT 3
Munmorah + NCEN Gas New Entry | Munmorah + NCEN Gas New Entry | New Plant\NSW\NCEN CCGT 4
Munmorah + NCEN Gas New Entry | Munmorah + NCEN Gas New Entry | New Plant\NSW\NCEN CCGT 5
Munmorah + NCEN Gas New Entry | Munmorah + NCEN Gas New Entry | New Plant\NSW\NCEN CCGT 6
Munmorah + NCEN Gas New Entry | Munmorah + NCEN Gas New Entry | New Plant\NSW\NCEN OCGT 1
Munmorah + NCEN Gas New Entry | Munmorah + NCEN Gas New Entry | New Plant\NSW\NCEN OCGT 10
Munmorah + NCEN Gas New Entry | Munmorah + NCEN Gas New Entry | New Plant\NSW\NCEN OCGT 11
Munmorah + NCEN Gas New Entry | Munmorah + NCEN Gas New Entry | New Plant\NSW\NCEN OCGT 12
Munmorah + NCEN Gas New Entry | Munmorah + NCEN Gas New Entry | New Plant\NSW\NCEN OCGT 13
Munmorah + NCEN Gas New Entry | Munmorah + NCEN Gas New Entry | New Plant\NSW\NCEN OCGT 14
Munmorah + NCEN Gas New Entry | Munmorah + NCEN Gas New Entry | New Plant\NSW\NCEN OCGT 15
Munmorah + NCEN Gas New Entry | Munmorah + NCEN Gas New Entry | New Plant\NSW\NCEN OCGT 16
Munmorah + NCEN Gas New Entry | Munmorah + NCEN Gas New Entry | New Plant\NSW\NCEN OCGT 17
Munmorah + NCEN Gas New Entry | Munmorah + NCEN Gas New Entry | New Plant\NSW\NCEN OCGT 18
Munmorah + NCEN Gas New Entry | Munmorah + NCEN Gas New Entry | New Plant\NSW\NCEN OCGT 19
Munmorah + NCEN Gas New Entry | Munmorah + NCEN Gas New Entry | New Plant\NSW\NCEN OCGT 20
Munmorah + NCEN Gas New Entry | Munmorah + NCEN Gas New Entry | New Plant\NSW\NCEN OCGT 21
Munmorah + NCEN Gas New Entry | Munmorah + NCEN Gas New Entry | New Plant\NSW\NCEN OCGT 22
Munmorah + NCEN Gas New Entry | Munmorah + NCEN Gas New Entry | New Plant\NSW\NCEN OCGT 23
Munmorah + NCEN Gas New Entry | Munmorah + NCEN Gas New Entry | New Plant\NSW\NCEN OCGT 2
Munmorah + NCEN Gas New Entry | Munmorah + NCEN Gas New Entry | New Plant\NSW\NCEN OCGT 3
Munmorah + NCEN Gas New Entry | Munmorah + NCEN Gas New Entry | New Plant\NSW\NCEN OCGT 4
Munmorah + NCEN Gas New Entry | Munmorah + NCEN Gas New Entry | New Plant\NSW\NCEN OCGT 5
Munmorah + NCEN Gas New Entry | Munmorah + NCEN Gas New Entry | New Plant\NSW\NCEN OCGT 6
Munmorah + NCEN Gas New Entry | Munmorah + NCEN Gas New Entry | New Plant\NSW\NCEN OCGT 7
Munmorah + NCEN Gas New Entry | Munmorah + NCEN Gas New Entry | New Plant\NSW\NCEN OCGT 8
Munmorah + NCEN Gas New Entry | Munmorah + NCEN Gas New Entry | New Plant\NSW\NCEN OCGT 9
Loy Yang B + LV CCGT New Entry | Loy Yang B + LV CCGT New Entry | Brown Coal\VIC\LOYYB1
Loy Yang B + LV CCGT New Entry | Loy Yang B + LV CCGT New Entry | Brown Coal\VIC\LOYYB2
Loy Yang B + LV CCGT New Entry | Loy Yang B + LV CCGT New Entry | New Plant\VIC\LV CCGT 1
Loy Yang B + LV CCGT New Entry | Loy Yang B + LV CCGT New Entry | New Plant\VIC\LV CCGT 2
Loy Yang B + LV CCGT New Entry | Loy Yang B + LV CCGT New Entry | New Plant\VIC\LV CCGT 3
Loy Yang B + LV CCGT New Entry | Loy Yang B + LV CCGT New Entry | New Plant\VIC\LV CCGT 4
Loy Yang B + LV CCGT New Entry | Loy Yang B + LV CCGT New Entry | New Plant\VIC\LV CCGT 5
Loy Yang B + LV CCGT New Entry | Loy Yang B + LV CCGT New Entry | New Plant\VIC\LV CCGT 6
Loy Yang B + LV CCGT New Entry | Loy Yang B + LV CCGT New Entry | New Plant\VIC\LV CCGT 7
Loy Yang B + LV CCGT New Entry | Loy Yang B + LV CCGT New Entry | New Plant\VIC\LV CCGT 8
Loy Yang B + LV CCGT New Entry | Loy Yang B + LV CCGT New Entry | New Plant\VIC\LV CCGT 9
Loy Yang B + LV CCGT New Entry | Loy Yang B + LV CCGT New Entry | New Plant\VIC\LV CCGT 10
Loy Yang B + LV CCGT New Entry | Loy Yang B + LV CCGT New Entry | New Plant\VIC\LV CCGT 27
Loy Yang B + LV CCGT New Entry | Loy Yang B + LV CCGT New Entry | New Plant\VIC\LV CCGT 37
Loy Yang B + LV CCGT New Entry | Loy Yang B + LV CCGT New Entry | New Plant\VIC\LV CCGT 36
Loy Yang B + LV CCGT New Entry | Loy Yang B + LV CCGT New Entry | New Plant\VIC\LV CCGT 35
Loy Yang B + LV CCGT New Entry | Loy Yang B + LV CCGT New Entry | New Plant\VIC\LV CCGT 34
Loy Yang B + LV CCGT New Entry | Loy Yang B + LV CCGT New Entry | New Plant\VIC\LV CCGT 33
Loy Yang B + LV CCGT New Entry | Loy Yang B + LV CCGT New Entry | New Plant\VIC\LV CCGT 32
Loy Yang B + LV CCGT New Entry | Loy Yang B + LV CCGT New Entry | New Plant\VIC\LV CCGT 31
Loy Yang B + LV CCGT New Entry | Loy Yang B + LV CCGT New Entry | New Plant\VIC\LV CCGT 30
Loy Yang B + LV CCGT New Entry | Loy Yang B + LV CCGT New Entry | New Plant\VIC\LV CCGT 29
Loy Yang B + LV CCGT New Entry | Loy Yang B + LV CCGT New Entry | New Plant\VIC\LV CCGT 28
Loy Yang B + LV CCGT New Entry | Loy Yang B + LV CCGT New Entry | New Plant\VIC\LV CCGT 26
Loy Yang B + LV CCGT New Entry | Loy Yang B + LV CCGT New Entry | New Plant\VIC\LV CCGT 25
Loy Yang B + LV CCGT New Entry | Loy Yang B + LV CCGT New Entry | New Plant\VIC\LV CCGT 24
Loy Yang B + LV CCGT New Entry | Loy Yang B + LV CCGT New Entry | New Plant\VIC\LV CCGT 23
Loy Yang B + LV CCGT New Entry | Loy Yang B + LV CCGT New Entry | New Plant\VIC\LV CCGT 22
Loy Yang B + LV CCGT New Entry | Loy Yang B + LV CCGT New Entry | New Plant\VIC\LV CCGT 21
Loy Yang B + LV CCGT New Entry | Loy Yang B + LV CCGT New Entry | New Plant\VIC\LV CCGT 20
Loy Yang B + LV CCGT New Entry | Loy Yang B + LV CCGT New Entry | New Plant\VIC\LV CCGT 19
Loy Yang B + LV CCGT New Entry | Loy Yang B + LV CCGT New Entry | New Plant\VIC\LV CCGT 18
Loy Yang B + LV CCGT New Entry | Loy Yang B + LV CCGT New Entry | New Plant\VIC\LV CCGT 17
Loy Yang B + LV CCGT New Entry | Loy Yang B + LV CCGT New Entry | New Plant\VIC\LV CCGT 16
Loy Yang B + LV CCGT New Entry | Loy Yang B + LV CCGT New Entry | New Plant\VIC\LV CCGT 15
Loy Yang B + LV CCGT New Entry | Loy Yang B + LV CCGT New Entry | New Plant\VIC\LV CCGT 14
Loy Yang B + LV CCGT New Entry | Loy Yang B + LV CCGT New Entry | New Plant\VIC\LV CCGT 13
Loy Yang B + LV CCGT New Entry | Loy Yang B + LV CCGT New Entry | New Plant\VIC\LV CCGT 12
Loy Yang B + LV CCGT New Entry | Loy Yang B + LV CCGT New Entry | New Plant\VIC\LV CCGT 11
Loy Yang B + LV CCGT New Entry | Loy Yang B + LV CCGT New Entry | New Plant\VIC\LV CCGT CCS 1
Loy Yang B + LV CCGT New Entry | Loy Yang B + LV CCGT New Entry | New Plant\VIC\LV CCGT CCS 2
Loy Yang B + LV CCGT New Entry | Loy Yang B + LV CCGT New Entry | New Plant\VIC\LV CCGT CCS 3
Loy Yang B + LV CCGT New Entry | Loy Yang B + LV CCGT New Entry | New Plant\VIC\LV CCGT CCS 4
Loy Yang B + LV CCGT New Entry | Loy Yang B + LV CCGT New Entry | New Plant\VIC\LV CCGT CCS 5
Loy Yang B + LV CCGT New Entry | Loy Yang B + LV CCGT New Entry | New Plant\VIC\LV CCGT CCS 6
Loy Yang B + LV CCGT New Entry | Loy Yang B + LV CCGT New Entry | New Plant\VIC\LV CCGT CCS 7
Loy Yang B + LV CCGT New Entry | Loy Yang B + LV CCGT New Entry | New Plant\VIC\LV CCGT CCS 8
Loy Yang B + LV CCGT New Entry | Loy Yang B + LV CCGT New Entry | New Plant\VIC\LV CCGT CCS 9
Loy Yang B + LV CCGT New Entry | Loy Yang B + LV CCGT New Entry | New Plant\VIC\LV CCGT CCS 10
Loy Yang B + LV CCGT New Entry | Loy Yang B + LV CCGT New Entry | New Plant\VIC\LV CCGT CCS 11
Loy Yang B + LV CCGT New Entry | Loy Yang B + LV CCGT New Entry | New Plant\VIC\LV CCGT CCS 12
Torrens B + ADE New Entry | Torrens B + ADE New Entry | Natural gas\SA\TORRB1
Torrens B + ADE New Entry | Torrens B + ADE New Entry | Natural gas\SA\TORRB2
Torrens B + ADE New Entry | Torrens B + ADE New Entry | Natural gas\SA\TORRB3
Torrens B + ADE New Entry | Torrens B + ADE New Entry | Natural gas\SA\TORRB4
Torrens B + ADE New Entry | Torrens B + ADE New Entry | New Plant\SA\ADE CCGT 1
Torrens B + ADE New Entry | Torrens B + ADE New Entry | New Plant\SA\ADE CCGT 6
Torrens B + ADE New Entry | Torrens B + ADE New Entry | New Plant\SA\ADE CCGT 8
Torrens B + ADE New Entry | Torrens B + ADE New Entry | New Plant\SA\ADE CCGT 7
Torrens B + ADE New Entry | Torrens B + ADE New Entry | New Plant\SA\ADE CCGT 5
Torrens B + ADE New Entry | Torrens B + ADE New Entry | New Plant\SA\ADE CCGT CCS 1
Torrens B + ADE New Entry | Torrens B + ADE New Entry | New Plant\SA\ADE CCGT 2
Torrens B + ADE New Entry | Torrens B + ADE New Entry | New Plant\SA\ADE CCGT 3
Torrens B + ADE New Entry | Torrens B + ADE New Entry | New Plant\SA\ADE CCGT 4
Torrens B + ADE New Entry | Torrens B + ADE New Entry | New Plant\SA\ADE OCGT 1
Torrens B + ADE New Entry | Torrens B + ADE New Entry | New Plant\SA\ADE OCGT 2
Torrens B + ADE New Entry | Torrens B + ADE New Entry | New Plant\SA\ADE OCGT 3
Torrens B + ADE New Entry | Torrens B + ADE New Entry | New Plant\SA\ADE OCGT 4
Torrens B + ADE New Entry | Torrens B + ADE New Entry | New Plant\SA\ADE OCGT 5
Torrens B + ADE New Entry | Torrens B + ADE New Entry | New Plant\SA\ADE OCGT 6
Torrens B + ADE New Entry | Torrens B + ADE New Entry | New Plant\SA\ADE OCGT 7
Torrens B + ADE New Entry | Torrens B + ADE New Entry | New Plant\SA\ADE OCGT 8
Torrens B + ADE New Entry | Torrens B + ADE New Entry | New Plant\SA\ADE OCGT 9
Torrens B + ADE New Entry | Torrens B + ADE New Entry | New Plant\SA\ADE OCGT 10
Colongra GT | Colongra GT | Natural gas\NSW\Colongra OCGT1
Colongra GT | Colongra GT | Natural gas\NSW\Colongra OCGT2
Colongra GT | Colongra GT | Natural gas\NSW\Colongra OCGT3
Colongra GT | Colongra GT | Natural gas\NSW\Colongra OCGT4
Condamine | Condamine | Natural gas\QLD\Condamine
Darling Downs CCGT | Darling Downs CCGT | Natural gas\QLD\DDPS1_ST
Darling Downs CCGT | Darling Downs CCGT | Natural gas\QLD\DDPS1_GT1
Darling Downs CCGT | Darling Downs CCGT | Natural gas\QLD\DDPS1_GT2
Darling Downs CCGT | Darling Downs CCGT | Natural gas\QLD\DDPS1_GT3
Gladstone 1 and 2 | Gladstone 1 and 2 | Black Coal\QLD\GSTONE1
Gladstone 1 and 2 | Gladstone 1 and 2 | Black Coal\QLD\GSTONE2
Gladstone 3 and 4 | Gladstone 3 and 4 | Black Coal\QLD\GSTONE3
Gladstone 3 and 4 | Gladstone 3 and 4 | Black Coal\QLD\GSTONE4
Gladstone 5 and 6 | Gladstone 5 and 6 | Black Coal\QLD\GSTONE5
Gladstone 5 and 6 | Gladstone 5 and 6 | Black Coal\QLD\GSTONE6
Lake Bonney Stage 2 | Lake Bonney Stage 2 | Wind\SA\LKBONNY2
Lake Bonney Stage 2 | Lake Bonney Stage 2 | Wind\SA\LKBONNY3
Snuggery Unit 1 | Snuggery Unit 1 | Liquid fuel\SA\SNUG1
Snuggery Unit 1 | Snuggery Unit 1 | Liquid fuel\SA\SNUG2
Snuggery Unit 1 | Snuggery Unit 1 | Liquid fuel\SA\SNUG3
Yabulu | Yabulu | Natural gas\QLD\TOWNSV1
Yabulu | Yabulu | Natural gas\QLD\TOWNSV2
Yarwun Cogen | Yarwun Cogen | Natural gas\QLD\Yarwun CoGen
Bayswater + Liddell + NCEN Coal + NNS Coal + NNS CCGT New Entry | Bayswater + Liddell + NCEN Coal + NNS Coal + NNS CCGT New Entry | Black Coal\NSW\BW01
Bayswater + Liddell + NCEN Coal + NNS Coal + NNS CCGT New Entry | Bayswater + Liddell + NCEN Coal + NNS Coal + NNS CCGT New Entry | Black Coal\NSW\BW02
Bayswater + Liddell + NCEN Coal + NNS Coal + NNS CCGT New Entry | Bayswater + Liddell + NCEN Coal + NNS Coal + NNS CCGT New Entry | Black Coal\NSW\BW03
Bayswater + Liddell + NCEN Coal + NNS Coal + NNS CCGT New Entry | Bayswater + Liddell + NCEN Coal + NNS Coal + NNS CCGT New Entry | Black Coal\NSW\BW04
Bayswater + Liddell + NCEN Coal + NNS Coal + NNS CCGT New Entry | Bayswater + Liddell + NCEN Coal + NNS Coal + NNS CCGT New Entry | Black Coal\NSW\LD01
Bayswater + Liddell + NCEN Coal + NNS Coal + NNS CCGT New Entry | Bayswater + Liddell + NCEN Coal + NNS Coal + NNS CCGT New Entry | Black Coal\NSW\LD02
Bayswater + Liddell + NCEN Coal + NNS Coal + NNS CCGT New Entry | Bayswater + Liddell + NCEN Coal + NNS Coal + NNS CCGT New Entry | Black Coal\NSW\LD03
Bayswater + Liddell + NCEN Coal + NNS Coal + NNS CCGT New Entry | Bayswater + Liddell + NCEN Coal + NNS Coal + NNS CCGT New Entry | Black Coal\NSW\LD04
Bayswater + Liddell + NCEN Coal + NNS Coal + NNS CCGT New Entry | Bayswater + Liddell + NCEN Coal + NNS Coal + NNS CCGT New Entry | New Plant\NSW\NCEN Biomass 1
Bayswater + Liddell + NCEN Coal + NNS Coal + NNS CCGT New Entry | Bayswater + Liddell + NCEN Coal + NNS Coal + NNS CCGT New Entry | New Plant\NSW\NCEN Biomass 2
Bayswater + Liddell + NCEN Coal + NNS Coal + NNS CCGT New Entry | Bayswater + Liddell + NCEN Coal + NNS Coal + NNS CCGT New Entry | New Plant\NSW\NCEN Coal SC 1
Bayswater + Liddell + NCEN Coal + NNS Coal + NNS CCGT New Entry | Bayswater + Liddell + NCEN Coal + NNS Coal + NNS CCGT New Entry | New Plant\NSW\NCEN Coal SC OC CCS 1
Bayswater + Liddell + NCEN Coal + NNS Coal + NNS CCGT New Entry | Bayswater + Liddell + NCEN Coal + NNS Coal + NNS CCGT New Entry | New Plant\NSW\NCEN Coal SC CCS 1
Bayswater + Liddell + NCEN Coal + NNS Coal + NNS CCGT New Entry | Bayswater + Liddell + NCEN Coal + NNS Coal + NNS CCGT New Entry | New Plant\NSW\NCEN Coal IGCC CCS 1
Bayswater + Liddell + NCEN Coal + NNS Coal + NNS CCGT New Entry | Bayswater + Liddell + NCEN Coal + NNS Coal + NNS CCGT New Entry | New Plant\NSW\NCEN Coal IGCC 1
Bayswater + Liddell + NCEN Coal + NNS Coal + NNS CCGT New Entry | Bayswater + Liddell + NCEN Coal + NNS Coal + NNS CCGT New Entry | New Plant\NSW\NCEN Coal SC 2
Bayswater + Liddell + NCEN Coal + NNS Coal + NNS CCGT New Entry | Bayswater + Liddell + NCEN Coal + NNS Coal + NNS CCGT New Entry | New Plant\NSW\NCEN Coal SC 3
Bayswater + Liddell + NCEN Coal + NNS Coal + NNS CCGT New Entry | Bayswater + Liddell + NCEN Coal + NNS Coal + NNS CCGT New Entry | New Plant\NSW\NCEN Coal SC 4
Bayswater + Liddell + NCEN Coal + NNS Coal + NNS CCGT New Entry | Bayswater + Liddell + NCEN Coal + NNS Coal + NNS CCGT New Entry | New Plant\NSW\NCEN Coal SC 5
Bayswater + Liddell + NCEN Coal + NNS Coal + NNS CCGT New Entry | Bayswater + Liddell + NCEN Coal + NNS Coal + NNS CCGT New Entry | New Plant\NSW\NCEN Coal SC 6
Bayswater + Liddell + NCEN Coal + NNS Coal + NNS CCGT New Entry | Bayswater + Liddell + NCEN Coal + NNS Coal + NNS CCGT New Entry | New Plant\NSW\NCEN Coal SC 7
Bayswater + Liddell + NCEN Coal + NNS Coal + NNS CCGT New Entry | Bayswater + Liddell + NCEN Coal + NNS Coal + NNS CCGT New Entry | New Plant\NSW\NCEN Coal USC 4
Bayswater + Liddell + NCEN Coal + NNS Coal + NNS CCGT New Entry | Bayswater + Liddell + NCEN Coal + NNS Coal + NNS CCGT New Entry | New Plant\NSW\NCEN Coal USC 3
Bayswater + Liddell + NCEN Coal + NNS Coal + NNS CCGT New Entry | Bayswater + Liddell + NCEN Coal + NNS Coal + NNS CCGT New Entry | New Plant\NSW\NCEN Coal USC 2
Bayswater + Liddell + NCEN Coal + NNS Coal + NNS CCGT New Entry | Bayswater + Liddell + NCEN Coal + NNS Coal + NNS CCGT New Entry | New Plant\NSW\NCEN Coal USC 1
Bayswater + Liddell + NCEN Coal + NNS Coal + NNS CCGT New Entry | Bayswater + Liddell + NCEN Coal + NNS Coal + NNS CCGT New Entry | New Plant\NSW\NNS CCGT 1
Bayswater + Liddell + NCEN Coal + NNS Coal + NNS CCGT New Entry | Bayswater + Liddell + NCEN Coal + NNS Coal + NNS CCGT New Entry | New Plant\NSW\NNS CCGT CCS 1
Bayswater + Liddell + NCEN Coal + NNS Coal + NNS CCGT New Entry | Bayswater + Liddell + NCEN Coal + NNS Coal + NNS CCGT New Entry | New Plant\NSW\NNS CCGT 2
Bayswater + Liddell + NCEN Coal + NNS Coal + NNS CCGT New Entry | Bayswater + Liddell + NCEN Coal + NNS Coal + NNS CCGT New Entry | New Plant\NSW\NNS CCGT 3
Bayswater + Liddell + NCEN Coal + NNS Coal + NNS CCGT New Entry | Bayswater + Liddell + NCEN Coal + NNS Coal + NNS CCGT New Entry | New Plant\NSW\NNS CCGT 4
Bayswater + Liddell + NCEN Coal + NNS Coal + NNS CCGT New Entry | Bayswater + Liddell + NCEN Coal + NNS Coal + NNS CCGT New Entry | New Plant\NSW\NNS Coal IGCC CCS 1
Bayswater + Liddell + NCEN Coal + NNS Coal + NNS CCGT New Entry | Bayswater + Liddell + NCEN Coal + NNS Coal + NNS CCGT New Entry | New Plant\NSW\NNS Coal SC OC CCS 1
Bayswater + Liddell + NCEN Coal + NNS Coal + NNS CCGT New Entry | Bayswater + Liddell + NCEN Coal + NNS Coal + NNS CCGT New Entry | New Plant\NSW\NNS Coal SC CCS 1
Bayswater + Liddell + NCEN Coal + NNS Coal + NNS CCGT New Entry | Bayswater + Liddell + NCEN Coal + NNS Coal + NNS CCGT New Entry | New Plant\NSW\NNS Coal IGCC 1
Bayswater + Liddell + NCEN Coal + NNS Coal + NNS CCGT New Entry | Bayswater + Liddell + NCEN Coal + NNS Coal + NNS CCGT New Entry | New Plant\NSW\NNS Coal IGCC CCS 2
Bayswater + Liddell + NCEN Coal + NNS Coal + NNS CCGT New Entry | Bayswater + Liddell + NCEN Coal + NNS Coal + NNS CCGT New Entry | New Plant\NSW\NNS Coal IGCC CCS 4
Bayswater + Liddell + NCEN Coal + NNS Coal + NNS CCGT New Entry | Bayswater + Liddell + NCEN Coal + NNS Coal + NNS CCGT New Entry | New Plant\NSW\NNS Coal IGCC CCS 3
Bayswater + Liddell + NCEN Coal + NNS Coal + NNS CCGT New Entry | Bayswater + Liddell + NCEN Coal + NNS Coal + NNS CCGT New Entry | New Plant\NSW\NNS Coal SC 1
Bayswater + Liddell + NCEN Coal + NNS Coal + NNS CCGT New Entry | Bayswater + Liddell + NCEN Coal + NNS Coal + NNS CCGT New Entry | New Plant\NSW\NNS Coal SC 2
Bayswater + Liddell + NCEN Coal + NNS Coal + NNS CCGT New Entry | Bayswater + Liddell + NCEN Coal + NNS Coal + NNS CCGT New Entry | New Plant\NSW\NNS Coal SC 3
Bayswater + Liddell + NCEN Coal + NNS Coal + NNS CCGT New Entry | Bayswater + Liddell + NCEN Coal + NNS Coal + NNS CCGT New Entry | New Plant\NSW\NNS Coal USC 1
Bayswater + Liddell + NCEN Coal + NNS Coal + NNS CCGT New Entry | Bayswater + Liddell + NCEN Coal + NNS Coal + NNS CCGT New Entry | New Plant\NSW\NNS Coal USC 2
Bayswater + Liddell + NCEN Coal + NNS Coal + NNS CCGT New Entry | Bayswater + Liddell + NCEN Coal + NNS Coal + NNS CCGT New Entry | New Plant\NSW\NNS Coal USC 3
Bayswater + Liddell + NCEN Coal + NNS Coal + NNS CCGT New Entry | Bayswater + Liddell + NCEN Coal + NNS Coal + NNS CCGT New Entry | New Plant\NSW\NNS Biomass 1
Bayswater + Liddell + NCEN Coal + NNS Coal + NNS CCGT New Entry | Bayswater + Liddell + NCEN Coal + NNS Coal + NNS CCGT New Entry | New Plant\NSW\NNS Biomass 2
Bayswater + Liddell + NCEN Coal + NNS Coal + NNS CCGT New Entry | Bayswater + Liddell + NCEN Coal + NNS Coal + NNS CCGT New Entry | New Plant\NSW\NNS CCGT 5
Bayswater + Liddell + NCEN Coal + NNS Coal + NNS CCGT New Entry | Bayswater + Liddell + NCEN Coal + NNS Coal + NNS CCGT New Entry | New Plant\NSW\NNS CCGT 6
Bayswater + Liddell + NCEN Coal + NNS Coal + NNS CCGT New Entry | Bayswater + Liddell + NCEN Coal + NNS Coal + NNS CCGT New Entry | New Plant\NSW\NNS CCGT 7
Bayswater + Liddell + NCEN Coal + NNS Coal + NNS CCGT New Entry | Bayswater + Liddell + NCEN Coal + NNS Coal + NNS CCGT New Entry | New Plant\NSW\NNS CCGT 8
Bayswater + Liddell + NCEN Coal + NNS Coal + NNS CCGT New Entry | Bayswater + Liddell + NCEN Coal + NNS Coal + NNS CCGT New Entry | New Plant\NSW\NNS CCGT 9
Bayswater + Liddell + NCEN Coal + NNS Coal + NNS CCGT New Entry | Bayswater + Liddell + NCEN Coal + NNS Coal + NNS CCGT New Entry | New Plant\NSW\NNS CCGT 10
Bayswater + Liddell + NCEN Coal + NNS Coal + NNS CCGT New Entry | Bayswater + Liddell + NCEN Coal + NNS Coal + NNS CCGT New Entry | New Plant\NSW\NNS CCGT 11
Bayswater + Liddell + NCEN Coal + NNS Coal + NNS CCGT New Entry | Bayswater + Liddell + NCEN Coal + NNS Coal + NNS CCGT New Entry | New Plant\NSW\NNS CCGT 12
Bayswater + Liddell + NCEN Coal + NNS Coal + NNS CCGT New Entry | Bayswater + Liddell + NCEN Coal + NNS Coal + NNS CCGT New Entry | New Plant\NSW\NNS CCGT 13
Bayswater + Liddell + NCEN Coal + NNS Coal + NNS CCGT New Entry | Bayswater + Liddell + NCEN Coal + NNS Coal + NNS CCGT New Entry | New Plant\NSW\NNS CCGT 14
Bayswater + Liddell + NCEN Coal + NNS Coal + NNS CCGT New Entry | Bayswater + Liddell + NCEN Coal + NNS Coal + NNS CCGT New Entry | New Plant\NSW\NNS CCGT 15
Bayswater + Liddell + NCEN Coal + NNS Coal + NNS CCGT New Entry | Bayswater + Liddell + NCEN Coal + NNS Coal + NNS CCGT New Entry | New Plant\NSW\NNS CCGT 20
Bayswater + Liddell + NCEN Coal + NNS Coal + NNS CCGT New Entry | Bayswater + Liddell + NCEN Coal + NNS Coal + NNS CCGT New Entry | New Plant\NSW\NNS CCGT 19
Bayswater + Liddell + NCEN Coal + NNS Coal + NNS CCGT New Entry | Bayswater + Liddell + NCEN Coal + NNS Coal + NNS CCGT New Entry | New Plant\NSW\NNS CCGT 18
Bayswater + Liddell + NCEN Coal + NNS Coal + NNS CCGT New Entry | Bayswater + Liddell + NCEN Coal + NNS Coal + NNS CCGT New Entry | New Plant\NSW\NNS CCGT 17
Bayswater + Liddell + NCEN Coal + NNS Coal + NNS CCGT New Entry | Bayswater + Liddell + NCEN Coal + NNS Coal + NNS CCGT New Entry | New Plant\NSW\NNS CCGT 16
Callide B Unit 1 | Callide B Unit 1 | Black Coal\QLD\CALL_B_1
Callide B Unit 2 | Callide B Unit 2 | Black Coal\QLD\CALL_B_2
Callide C Unit 3 | Callide C Unit 3 | Black Coal\QLD\CPP_3
Callide C Unit 4 | Callide C Unit 4 | Black Coal\QLD\CPP_4
Stanwell Unit 1 | Stanwell Unit 1 | Black Coal\QLD\STAN-1
Stanwell Unit 2 | Stanwell Unit 2 | Black Coal\QLD\STAN-2
Stanwell Unit 3 | Stanwell Unit 3 | Black Coal\QLD\STAN-3
Stanwell Unit 4 | Stanwell Unit 4 | Black Coal\QLD\STAN-4
Tarong Unit 1 | Tarong Unit 1 | Black Coal\QLD\TARONG1
Tarong Unit 2 | Tarong Unit 2 | Black Coal\QLD\TARONG2
Tarong Unit 3 | Tarong Unit 3 | Black Coal\QLD\TARONG3
Tarong Unit 4 | Tarong Unit 4 | Black Coal\QLD\TARONG4
Wind - Cathedral Rocks | Wind - Cathedral Rocks | Wind\SA\CathRocks
Tamar Valley | Tamar Valley | Natural gas\TAS\Tamar CCGT
Tamar Valley | Tamar Valley | Natural gas\TAS\Tamar OCGT
Taraleah | Taraleah | Hydroelectric\TAS\TA111-1
Taraleah | Taraleah | Hydroelectric\TAS\TA111-2
Taraleah | Taraleah | Hydroelectric\TAS\TA111-3
Taraleah | Taraleah | Hydroelectric\TAS\TA112-4
Taraleah | Taraleah | Hydroelectric\TAS\TA112-5
Taraleah | Taraleah | Hydroelectric\TAS\TA112-6
Tumut | Tumut | Hydroelectric\NSW\TUMUT1_01
Tumut | Tumut | Hydroelectric\NSW\TUMUT1_02
Tumut | Tumut | Hydroelectric\NSW\TUMUT1_03
Tumut | Tumut | Hydroelectric\NSW\TUMUT1_04
Tumut | Tumut | Hydroelectric\NSW\TUMUT2_01
Tumut | Tumut | Hydroelectric\NSW\TUMUT2_02
Tumut | Tumut | Hydroelectric\NSW\TUMUT2_03
Tumut | Tumut | Hydroelectric\NSW\TUMUT2_04
Tumut | Tumut | Hydroelectric\NSW\TUMUT3_01
Tumut | Tumut | Hydroelectric\NSW\TUMUT3_02
Tumut | Tumut | Hydroelectric\NSW\TUMUT3_03
Tumut | Tumut | Hydroelectric\NSW\TUMUT3_04
Tumut | Tumut | Hydroelectric\NSW\TUMUT3_05
Tumut | Tumut | Hydroelectric\NSW\TUMUT3_06
Braemar 2 | Braemar 2 | Natural gas\QLD\Braemar21
Braemar 2 | Braemar 2 | Natural gas\QLD\Braemar22
Braemar 2 | Braemar 2 | Natural gas\QLD\Braemar23
Hallett GT | Hallett GT | Natural gas\SA\AGLHAL01
Hallett GT | Hallett GT | Natural gas\SA\AGLHAL02
Hallett GT | Hallett GT | Natural gas\SA\AGLHAL03
Hallett GT | Hallett GT | Natural gas\SA\AGLHAL04
Hallett GT | Hallett GT | Natural gas\SA\AGLHAL05
Hallett GT | Hallett GT | Natural gas\SA\AGLHAL06
Hallett GT | Hallett GT | Natural gas\SA\AGLHAL07
Hallett GT | Hallett GT | Natural gas\SA\AGLHAL08
Hallett GT | Hallett GT | Natural gas\SA\AGLHAL09
Hallett GT | Hallett GT | Natural gas\SA\AGLHAL10
Hallett GT | Hallett GT | Natural gas\SA\AGLHAL11
Tamar OCGT | Tamar OCGT | Natural gas\TAS\Tamar OCGT
Tamar CCGT | Tamar CCGT | Natural gas\TAS\Tamar CCGT
Hallett Wind Farm | Hallett Wind Farm | Wind\SA\Hallett Wind Farm
Mortlake | Mortlake | Natural gas\VIC\Mortlake11
Mortlake | Mortlake | Natural gas\VIC\Mortlake12
Quarantine | Quarantine | Natural gas\SA\QPS1
Quarantine | Quarantine | Natural gas\SA\QPS2
Quarantine | Quarantine | Natural gas\SA\QPS3
Quarantine | Quarantine | Natural gas\SA\QPS4
Quarantine | Quarantine | Natural gas\SA\QPS5
WIND_Challicum | WIND_Challicum | Wind\VIC\Challicum Hills
Snowtown Wind Farm | Snowtown Wind Farm | Wind\SA\Snowtown Wind Farm
Bayswater 1&2 | Bayswater 1&2 | Black Coal\NSW\BW01
Bayswater 1&2 | Bayswater 1&2 | Black Coal\NSW\BW02
Bayswater 3&4 | Bayswater 3&4 | Black Coal\NSW\BW03
Bayswater 3&4 | Bayswater 3&4 | Black Coal\NSW\BW04
CS MBL-HY 500 | CS MBL-HY 500 | Wind\VIC\CS Tarrone_WIND
CS SNUG 132 | CS SNUG 132 | Wind\SA\MNS Blyth275_WIND
HUN 330 | HUN 330 | Wind\NSW\HUN Bayswater_WIND
MNS BGT 275 | MNS BGT 275 | Wind\SA\MNS Bungama275_WIND
MNS ROB 132 | MNS ROB 132 | Wind\SA\Waterloo
MUN 132 | MUN 132 | Wind\NSW\MUN Deniliquin_WIND
MUN 330 | MUN 330 | Wind\NSW\MUN Jindera_WIND
NEN 132 | NEN 132 | Wind\NSW\WEN Wallerawang_WIND
NEN 330 | NEN 330 | Wind\NSW\NEN Armidale_WIND
NWV BLR 220 | NWV BLR 220 | Wind\VIC\NWV Ballarat_WIND
NWV BLR-BEN 220 | NWV BLR-BEN 220 | Wind\VIC\NWV Bendigo_WIND
NWV BLR-HOR 220 | NWV BLR-HOR 220 | Wind\VIC\NWV Horsham_WIND
NWV RED 220 + CVIC Solar | NWV RED 220 + CVIC Solar | Wind\VIC\FWN Red Cliffs_WIND
NWV RED 220 + CVIC Solar | NWV RED 220 + CVIC Solar | Solar\VIC\CVIC SOLAR 1
SWQ 275 | SWQ 275 | Wind\QLD\SWQ Blackstone_WIND
SWV MBL-HY 500 | SWV MBL-HY 500 | Wind\VIC\SWV MBL-HY 500_Wind
SWV TER 220 | SWV TER 220 | Wind\VIC\SWV Terang_WIND
SWV TER-MBL 220 | SWV TER-MBL 220 | Wind\VIC\SWV TER-MBL 220_Wind
Waubra | Waubra | Wind\VIC\Waubra
WCS CULT 275 | WCS CULT 275 | Wind\SA\WCS Lincoln Gap275_WIND
SEN 132 | SEN 132 | Wind\NSW\SEN Cooma_WIND
CVIC New Entry | CVIC New Entry | New Plant\VIC\CVIC CCGT 1
CVIC New Entry | CVIC New Entry | New Plant\VIC\CVIC CCGT CCS 1
CVIC New Entry | CVIC New Entry | New Plant\VIC\CVIC CCGT 2
CVIC New Entry | CVIC New Entry | New Plant\VIC\CVIC CCGT 3
CVIC New Entry | CVIC New Entry | New Plant\VIC\CVIC CCGT 4
CVIC New Entry | CVIC New Entry | New Plant\VIC\CVIC CCGT 5
CVIC New Entry | CVIC New Entry | New Plant\VIC\CVIC CCGT 6
CVIC New Entry | CVIC New Entry | New Plant\VIC\CVIC CCGT 21
CVIC New Entry | CVIC New Entry | New Plant\VIC\CVIC CCGT 23
CVIC New Entry | CVIC New Entry | New Plant\VIC\CVIC CCGT 22
CVIC New Entry | CVIC New Entry | New Plant\VIC\CVIC CCGT 20
CVIC New Entry | CVIC New Entry | New Plant\VIC\CVIC CCGT 19
CVIC New Entry | CVIC New Entry | New Plant\VIC\CVIC CCGT 18
CVIC New Entry | CVIC New Entry | New Plant\VIC\CVIC CCGT 17
CVIC New Entry | CVIC New Entry | New Plant\VIC\CVIC CCGT 16
CVIC New Entry | CVIC New Entry | New Plant\VIC\CVIC CCGT 15
CVIC New Entry | CVIC New Entry | New Plant\VIC\CVIC CCGT 14
CVIC New Entry | CVIC New Entry | New Plant\VIC\CVIC CCGT 13
CVIC New Entry | CVIC New Entry | New Plant\VIC\CVIC CCGT 12
CVIC New Entry | CVIC New Entry | New Plant\VIC\CVIC CCGT 11
CVIC New Entry | CVIC New Entry | New Plant\VIC\CVIC CCGT 10
CVIC New Entry | CVIC New Entry | New Plant\VIC\CVIC CCGT 9
CVIC New Entry | CVIC New Entry | New Plant\VIC\CVIC CCGT 8
CVIC New Entry | CVIC New Entry | New Plant\VIC\CVIC CCGT 7
CVIC New Entry | CVIC New Entry | New Plant\VIC\CVIC OCGT 1
CVIC New Entry | CVIC New Entry | New Plant\VIC\CVIC OCGT 2
CVIC New Entry | CVIC New Entry | New Plant\VIC\CVIC OCGT 3
CVIC New Entry | CVIC New Entry | New Plant\VIC\CVIC OCGT 4
CVIC New Entry | CVIC New Entry | New Plant\VIC\CVIC OCGT 5
CVIC New Entry | CVIC New Entry | New Plant\VIC\CVIC OCGT 6
CVIC New Entry | CVIC New Entry | New Plant\VIC\CVIC OCGT 10
CVIC New Entry | CVIC New Entry | New Plant\VIC\CVIC OCGT 9
CVIC New Entry | CVIC New Entry | New Plant\VIC\CVIC OCGT 8
CVIC New Entry | CVIC New Entry | New Plant\VIC\CVIC OCGT 7
CVIC New Entry | CVIC New Entry | Wind\VIC\FWN Red Cliffs_WIND
CVIC New Entry | CVIC New Entry | New Plant\VIC\CVIC Geothermal 1
CVIC New Entry | CVIC New Entry | New Plant\VIC\NVIC Geothermal EGS 1
CVIC New Entry | CVIC New Entry | New Plant\VIC\NVIC Geothermal EGS 2
CVIC New Entry | CVIC New Entry | New Plant\VIC\CVIC Geothermal 2
CS APD 220 | CS APD 220 | Wind\VIC\CS Mortlake_WIND
CS APD 220 | CS APD 220 | Wind\VIC\Portland 1
CS APD 220 | CS APD 220 | Wind\VIC\Portland 2
CS APD 220 | CS APD 220 | Wind\VIC\Portland 3
FLS MY 66 | FLS MY 66 | Wind\SA\FLS VH66_WIND
MNS ROB 275 | MNS ROB 275 | Wind\SA\MNS Robertstown275_WIND
MNS ROB 275 | MNS ROB 275 | Wind\SA\Hallett Hill Wind Farm
MNS ROB 275 | MNS ROB 275 | Wind\SA\North Brown Hill
MNS ROB 275 | MNS ROB 275 | Wind\SA\Hallett 5 The Bluff
MNS ROB 275 | MNS ROB 275 | Wind\SA\MNS Brinkworth275_WIND
MNS ROB 275 | MNS ROB 275 | Wind\SA\EPS Port Lincoln132_WIND
MRN 132 | MRN 132 | Wind\NSW\MRN Yass_WIND
MRN 330 | MRN 330 | Wind\NSW\MRN Bannaby_WIND
NWT 220 | NWT 220 | Wind\TAS\Woolnorth
NWT 220 | NWT 220 | Wind\TAS\NWT Burnie_WIND
NSA Geothermal New Entry | NSA Geothermal New Entry | New Plant\SA\NSA Geothermal 1
NSA Geothermal New Entry | NSA Geothermal New Entry | New Plant\SA\NSA Geothermal 2
NSA Geothermal New Entry | NSA Geothermal New Entry | New Plant\SA\NSA Geothermal 3
NSA Geothermal New Entry | NSA Geothermal New Entry | New Plant\SA\NSA Geothermal 4
NSA Geothermal New Entry | NSA Geothermal New Entry | New Plant\SA\NSA Geothermal 7
NSA Geothermal New Entry | NSA Geothermal New Entry | New Plant\SA\NSA Geothermal 6
NSA Geothermal New Entry | NSA Geothermal New Entry | New Plant\SA\NSA Geothermal 5
NSA Geothermal New Entry | NSA Geothermal New Entry | New Plant\SA\NSA Geothermal EGS 1
NSA Geothermal New Entry | NSA Geothermal New Entry | New Plant\SA\NSA Geothermal EGS 2
NSA Geothermal New Entry | NSA Geothermal New Entry | New Plant\SA\NSA Geothermal EGS 3
NSA Geothermal New Entry | NSA Geothermal New Entry | New Plant\SA\NSA Geothermal EGS 20
NSA Geothermal New Entry | NSA Geothermal New Entry | New Plant\SA\NSA Geothermal EGS 19
NSA Geothermal New Entry | NSA Geothermal New Entry | New Plant\SA\NSA Geothermal EGS 18
NSA Geothermal New Entry | NSA Geothermal New Entry | New Plant\SA\NSA Geothermal EGS 17
NSA Geothermal New Entry | NSA Geothermal New Entry | New Plant\SA\NSA Geothermal EGS 16
NSA Geothermal New Entry | NSA Geothermal New Entry | New Plant\SA\NSA Geothermal EGS 15
NSA Geothermal New Entry | NSA Geothermal New Entry | New Plant\SA\NSA Geothermal EGS 14
NSA Geothermal New Entry | NSA Geothermal New Entry | New Plant\SA\NSA Geothermal EGS 13
NSA Geothermal New Entry | NSA Geothermal New Entry | New Plant\SA\NSA Geothermal EGS 12
NSA Geothermal New Entry | NSA Geothermal New Entry | New Plant\SA\NSA Geothermal EGS 11
NSA Geothermal New Entry | NSA Geothermal New Entry | New Plant\SA\NSA Geothermal EGS 10
NSA Geothermal New Entry | NSA Geothermal New Entry | New Plant\SA\NSA Geothermal EGS 9
NSA Geothermal New Entry | NSA Geothermal New Entry | New Plant\SA\NSA Geothermal EGS 8
NSA Geothermal New Entry | NSA Geothermal New Entry | New Plant\SA\NSA Geothermal EGS 7
NSA Geothermal New Entry | NSA Geothermal New Entry | New Plant\SA\NSA Geothermal EGS 6
NSA Geothermal New Entry | NSA Geothermal New Entry | New Plant\SA\NSA Geothermal EGS 5
NSA Geothermal New Entry | NSA Geothermal New Entry | New Plant\SA\NSA Geothermal EGS 4
REDBANK1+NNS Geothermal New Entry | REDBANK1+NNS Geothermal New Entry | Black Coal\NSW\REDBANK1
REDBANK1+NNS Geothermal New Entry | REDBANK1+NNS Geothermal New Entry | New Plant\NSW\NNS Geothermal 1
REDBANK1+NNS Geothermal New Entry | REDBANK1+NNS Geothermal New Entry | New Plant\TAS\TAS Geothermal 1
REDBANK1+NNS Geothermal New Entry | REDBANK1+NNS Geothermal New Entry | New Plant\NSW\NNS Geothermal 2
REDBANK1+NNS Geothermal New Entry | REDBANK1+NNS Geothermal New Entry | New Plant\NSW\NNS Geothermal 3
REDBANK1+NNS Geothermal New Entry | REDBANK1+NNS Geothermal New Entry | New Plant\NSW\NNS Geothermal 4
Hazelwood 6 | Hazelwood 6 | Brown Coal\VIC\HWPS6
Hazelwood 1,2 | Hazelwood 1,2 | Brown Coal\VIC\HWPS1
Hazelwood 1,2 | Hazelwood 1,2 | Brown Coal\VIC\HWPS2
Lemonthyme | Lemonthyme | Hydroelectric\TAS\LM111-1
Morwell 1,2,3 | Morwell 1,2,3 | Brown Coal\VIC\MOR1
Morwell 4,5 | Morwell 4,5 | Brown Coal\VIC\MOR2
Morwell 4,5 | Morwell 4,5 | Brown Coal\VIC\MOR3
MSTUART3 | MSTUART3 | Liquid fuel\QLD\MSTUART3
Capital Wind Farm | Capital Wind Farm | Wind\NSW\Capital Wind Farm
Wilmot | Wilmot | Hydroelectric\TAS\WI111-1
Butlers Dummy | Butlers Dummy | Dummy Plant\Dummy_Butlers Gorge
Cluny Dummy | Cluny Dummy | Dummy Plant\Dummy_Cluny
Cluny + Repulse Dummy | Cluny + Repulse Dummy | Dummy Plant\Dummy_Cluny
Cluny + Repulse Dummy | Cluny + Repulse Dummy | Dummy Plant\Dummy_Repulse
Repulse Dummy | Repulse Dummy | Dummy Plant\Dummy_Repulse
Rowallan Dummy | Rowallan Dummy | Dummy Plant\Dummy_Rowallan
Paloona Dummy | Paloona Dummy | Dummy Plant\Dummy_Paloona
Woolnorth Dummy | Woolnorth Dummy | Dummy Plant\Dummy_Woolnorth
MEL CCGT New Entry | MEL CCGT New Entry | New Plant\VIC\MEL CCGT 1
MEL CCGT New Entry | MEL CCGT New Entry | New Plant\VIC\MEL CCGT 8
MEL CCGT New Entry | MEL CCGT New Entry | New Plant\VIC\MEL CCGT 7
MEL CCGT New Entry | MEL CCGT New Entry | New Plant\VIC\MEL CCGT 2
MEL CCGT New Entry | MEL CCGT New Entry | New Plant\VIC\MEL CCGT 3
MEL CCGT New Entry | MEL CCGT New Entry | New Plant\VIC\MEL CCGT 4
MEL CCGT New Entry | MEL CCGT New Entry | New Plant\VIC\MEL CCGT 5
MEL CCGT New Entry | MEL CCGT New Entry | New Plant\VIC\MEL CCGT 6
MEL CCGT New Entry | MEL CCGT New Entry | New Plant\VIC\MEL CCGT CCS 1
MEL CCGT New Entry | MEL CCGT New Entry | New Plant\VIC\MEL CCGT CCS 2
Wind - Mt Millar | Wind - Mt Millar | Wind\SA\Mt Millar Wind Farm
Starfish Hill | Starfish Hill | Wind\SA\Starfish Hill
Clements Gap | Clements Gap | Wind\SA\Clements Gap
Cullerin Range | Cullerin Range | Wind\NSW\Cullerin Range
MEL OCGT New Entry | MEL OCGT New Entry | New Plant\VIC\MEL OCGT 1
MEL OCGT New Entry | MEL OCGT New Entry | New Plant\VIC\MEL OCGT 10
MEL OCGT New Entry | MEL OCGT New Entry | New Plant\VIC\MEL OCGT 11
MEL OCGT New Entry | MEL OCGT New Entry | New Plant\VIC\MEL OCGT 12
MEL OCGT New Entry | MEL OCGT New Entry | New Plant\VIC\MEL OCGT 13
MEL OCGT New Entry | MEL OCGT New Entry | New Plant\VIC\MEL OCGT 14
MEL OCGT New Entry | MEL OCGT New Entry | New Plant\VIC\MEL OCGT 15
MEL OCGT New Entry | MEL OCGT New Entry | New Plant\VIC\MEL OCGT 16
MEL OCGT New Entry | MEL OCGT New Entry | New Plant\VIC\MEL OCGT 17
MEL OCGT New Entry | MEL OCGT New Entry | New Plant\VIC\MEL OCGT 18
MEL OCGT New Entry | MEL OCGT New Entry | New Plant\VIC\MEL OCGT 19
MEL OCGT New Entry | MEL OCGT New Entry | New Plant\VIC\MEL OCGT 20
MEL OCGT New Entry | MEL OCGT New Entry | New Plant\VIC\MEL OCGT 2
MEL OCGT New Entry | MEL OCGT New Entry | New Plant\VIC\MEL OCGT 3
MEL OCGT New Entry | MEL OCGT New Entry | New Plant\VIC\MEL OCGT 4
MEL OCGT New Entry | MEL OCGT New Entry | New Plant\VIC\MEL OCGT 5
MEL OCGT New Entry | MEL OCGT New Entry | New Plant\VIC\MEL OCGT 6
MEL OCGT New Entry | MEL OCGT New Entry | New Plant\VIC\MEL OCGT 7
MEL OCGT New Entry | MEL OCGT New Entry | New Plant\VIC\MEL OCGT 8
MEL OCGT New Entry | MEL OCGT New Entry | New Plant\VIC\MEL OCGT 9
SEQ CCGT New Entry | SEQ CCGT New Entry | New Plant\QLD\SEQ CCGT 1
SEQ CCGT New Entry | SEQ CCGT New Entry | New Plant\QLD\SEQ CCGT CCS 1
SEQ CCGT New Entry | SEQ CCGT New Entry | New Plant\QLD\SEQ CCGT CCS 2
SEQ CCGT New Entry | SEQ CCGT New Entry | New Plant\QLD\SEQ CCGT 2
SEQ CCGT New Entry | SEQ CCGT New Entry | New Plant\QLD\SEQ CCGT 3
SEQ CCGT New Entry | SEQ CCGT New Entry | New Plant\QLD\SEQ CCGT 4
SEQ CCGT New Entry | SEQ CCGT New Entry | New Plant\QLD\SEQ CCGT 5
SEQ CCGT New Entry | SEQ CCGT New Entry | New Plant\QLD\SEQ CCGT 6
SEQ CCGT New Entry | SEQ CCGT New Entry | New Plant\QLD\SEQ CCGT 7
SEQ CCGT New Entry | SEQ CCGT New Entry | New Plant\QLD\SEQ CCGT 8
SEQ CCGT New Entry | SEQ CCGT New Entry | New Plant\QLD\SEQ CCGT 9
SEQ CCGT New Entry | SEQ CCGT New Entry | New Plant\QLD\SEQ CCGT 10
SEQ OCGT New Entry | SEQ OCGT New Entry | New Plant\QLD\SEQ OCGT 1
SEQ OCGT New Entry | SEQ OCGT New Entry | New Plant\QLD\SEQ OCGT 10
SEQ OCGT New Entry | SEQ OCGT New Entry | New Plant\QLD\SEQ OCGT 2
SEQ OCGT New Entry | SEQ OCGT New Entry | New Plant\QLD\SEQ OCGT 3
SEQ OCGT New Entry | SEQ OCGT New Entry | New Plant\QLD\SEQ OCGT 4
SEQ OCGT New Entry | SEQ OCGT New Entry | New Plant\QLD\SEQ OCGT 5
SEQ OCGT New Entry | SEQ OCGT New Entry | New Plant\QLD\SEQ OCGT 6
SEQ OCGT New Entry | SEQ OCGT New Entry | New Plant\QLD\SEQ OCGT 7
SEQ OCGT New Entry | SEQ OCGT New Entry | New Plant\QLD\SEQ OCGT 8
SEQ OCGT New Entry | SEQ OCGT New Entry | New Plant\QLD\SEQ OCGT 9
CVIC GEO 3,4,5,6 | CVIC GEO 3,4,5,6 | New Plant\VIC\CVIC Geothermal 3
CVIC GEO 3,4,5,6 | CVIC GEO 3,4,5,6 | New Plant\VIC\CVIC Geothermal 4
CVIC GEO 3,4,5,6 | CVIC GEO 3,4,5,6 | New Plant\VIC\CVIC Geothermal 5
CVIC GEO 3,4,5,6 | CVIC GEO 3,4,5,6 | New Plant\VIC\CVIC Geothermal 6
CVIC GEO 3,4,5,6 | CVIC GEO 3,4,5,6 | New Plant\VIC\CVIC Geothermal 7
CVIC GEO 3,4,5,6 | CVIC GEO 3,4,5,6 | New Plant\VIC\CVIC Geothermal 21
CVIC GEO 3,4,5,6 | CVIC GEO 3,4,5,6 | New Plant\VIC\CVIC Geothermal 20
CVIC GEO 3,4,5,6 | CVIC GEO 3,4,5,6 | New Plant\VIC\CVIC Geothermal 19
CVIC GEO 3,4,5,6 | CVIC GEO 3,4,5,6 | New Plant\VIC\CVIC Geothermal 18
CVIC GEO 3,4,5,6 | CVIC GEO 3,4,5,6 | New Plant\VIC\CVIC Geothermal 17
CVIC GEO 3,4,5,6 | CVIC GEO 3,4,5,6 | New Plant\VIC\CVIC Geothermal 16
CVIC GEO 3,4,5,6 | CVIC GEO 3,4,5,6 | New Plant\VIC\CVIC Geothermal 15
CVIC GEO 3,4,5,6 | CVIC GEO 3,4,5,6 | New Plant\VIC\CVIC Geothermal 14
CVIC GEO 3,4,5,6 | CVIC GEO 3,4,5,6 | New Plant\VIC\CVIC Geothermal 13
CVIC GEO 3,4,5,6 | CVIC GEO 3,4,5,6 | New Plant\VIC\CVIC Geothermal 12
CVIC GEO 3,4,5,6 | CVIC GEO 3,4,5,6 | New Plant\VIC\CVIC Geothermal 11
CVIC GEO 3,4,5,6 | CVIC GEO 3,4,5,6 | New Plant\VIC\CVIC Geothermal 10
CVIC GEO 3,4,5,6 | CVIC GEO 3,4,5,6 | New Plant\VIC\CVIC Geothermal 9
CVIC GEO 3,4,5,6 | CVIC GEO 3,4,5,6 | New Plant\VIC\CVIC Geothermal 8
MEL New Entry | MEL New Entry | New Plant\VIC\MEL CCGT 1
MEL New Entry | MEL New Entry | New Plant\VIC\MEL CCGT 8
MEL New Entry | MEL New Entry | New Plant\VIC\MEL CCGT 7
MEL New Entry | MEL New Entry | New Plant\VIC\MEL CCGT 2
MEL New Entry | MEL New Entry | New Plant\VIC\MEL CCGT 3
MEL New Entry | MEL New Entry | New Plant\VIC\MEL CCGT 4
MEL New Entry | MEL New Entry | New Plant\VIC\MEL CCGT 5
MEL New Entry | MEL New Entry | New Plant\VIC\MEL CCGT 6
MEL New Entry | MEL New Entry | New Plant\VIC\MEL CCGT CCS 1
MEL New Entry | MEL New Entry | New Plant\VIC\MEL CCGT CCS 2
MEL New Entry | MEL New Entry | New Plant\VIC\MEL OCGT 1
MEL New Entry | MEL New Entry | New Plant\VIC\MEL OCGT 10
MEL New Entry | MEL New Entry | New Plant\VIC\MEL OCGT 11
MEL New Entry | MEL New Entry | New Plant\VIC\MEL OCGT 12
MEL New Entry | MEL New Entry | New Plant\VIC\MEL OCGT 13
MEL New Entry | MEL New Entry | New Plant\VIC\MEL OCGT 14
MEL New Entry | MEL New Entry | New Plant\VIC\MEL OCGT 15
MEL New Entry | MEL New Entry | New Plant\VIC\MEL OCGT 16
MEL New Entry | MEL New Entry | New Plant\VIC\MEL OCGT 17
MEL New Entry | MEL New Entry | New Plant\VIC\MEL OCGT 18
MEL New Entry | MEL New Entry | New Plant\VIC\MEL OCGT 19
MEL New Entry | MEL New Entry | New Plant\VIC\MEL OCGT 20
MEL New Entry | MEL New Entry | New Plant\VIC\MEL OCGT 2
MEL New Entry | MEL New Entry | New Plant\VIC\MEL OCGT 3
MEL New Entry | MEL New Entry | New Plant\VIC\MEL OCGT 4
MEL New Entry | MEL New Entry | New Plant\VIC\MEL OCGT 5
MEL New Entry | MEL New Entry | New Plant\VIC\MEL OCGT 6
MEL New Entry | MEL New Entry | New Plant\VIC\MEL OCGT 7
MEL New Entry | MEL New Entry | New Plant\VIC\MEL OCGT 8
MEL New Entry | MEL New Entry | New Plant\VIC\MEL OCGT 9
HWPS replacement | HWPS replacement | New Plant\VIC\LV CCGT 1
HWPS replacement | HWPS replacement | New Plant\VIC\LV CCGT 3
HWPS replacement | HWPS replacement | New Plant\VIC\LV CCGT 5
YWPS replacement | YWPS replacement | New Plant\VIC\LV CCGT 2
YWPS replacement | YWPS replacement | New Plant\VIC\LV CCGT 4
YWPS replacement | YWPS replacement | New Plant\VIC\LV CCGT 6
NCEN CCGT | NCEN CCGT | New Plant\NSW\NCEN CCGT CCS 1
NCEN CCGT | NCEN CCGT | New Plant\NSW\NCEN CCGT CCS 2
NCEN CCGT | NCEN CCGT | New Plant\NSW\NCEN CCGT 1
NCEN CCGT | NCEN CCGT | New Plant\NSW\NCEN CCGT 30
NCEN CCGT | NCEN CCGT | New Plant\NSW\NCEN CCGT 29
NCEN CCGT | NCEN CCGT | New Plant\NSW\NCEN CCGT 28
NCEN CCGT | NCEN CCGT | New Plant\NSW\NCEN CCGT 27
NCEN CCGT | NCEN CCGT | New Plant\NSW\NCEN CCGT 26
NCEN CCGT | NCEN CCGT | New Plant\NSW\NCEN CCGT 25
NCEN CCGT | NCEN CCGT | New Plant\NSW\NCEN CCGT 24
NCEN CCGT | NCEN CCGT | New Plant\NSW\NCEN CCGT 23
NCEN CCGT | NCEN CCGT | New Plant\NSW\NCEN CCGT 22
NCEN CCGT | NCEN CCGT | New Plant\NSW\NCEN CCGT 21
NCEN CCGT | NCEN CCGT | New Plant\NSW\NCEN CCGT 20
NCEN CCGT | NCEN CCGT | New Plant\NSW\NCEN CCGT 19
NCEN CCGT | NCEN CCGT | New Plant\NSW\NCEN CCGT 18
NCEN CCGT | NCEN CCGT | New Plant\NSW\NCEN CCGT 17
NCEN CCGT | NCEN CCGT | New Plant\NSW\NCEN CCGT 16
NCEN CCGT | NCEN CCGT | New Plant\NSW\NCEN CCGT 15
NCEN CCGT | NCEN CCGT | New Plant\NSW\NCEN CCGT 14
NCEN CCGT | NCEN CCGT | New Plant\NSW\NCEN CCGT 13
NCEN CCGT | NCEN CCGT | New Plant\NSW\NCEN CCGT 12
NCEN CCGT | NCEN CCGT | New Plant\NSW\NCEN CCGT 11
NCEN CCGT | NCEN CCGT | New Plant\NSW\NCEN CCGT 10
NCEN CCGT | NCEN CCGT | New Plant\NSW\NCEN CCGT 9
NCEN CCGT | NCEN CCGT | New Plant\NSW\NCEN CCGT 8
NCEN CCGT | NCEN CCGT | New Plant\NSW\NCEN CCGT 7
NCEN CCGT | NCEN CCGT | New Plant\NSW\NCEN CCGT 2
NCEN CCGT | NCEN CCGT | New Plant\NSW\NCEN CCGT 3
NCEN CCGT | NCEN CCGT | New Plant\NSW\NCEN CCGT 4
NCEN CCGT | NCEN CCGT | New Plant\NSW\NCEN CCGT 5
NCEN CCGT | NCEN CCGT | New Plant\NSW\NCEN CCGT 6
NCEN OCGT Bayswater | NCEN OCGT Bayswater | New Plant\NSW\NCEN OCGT 12
NCEN OCGT Bayswater | NCEN OCGT Bayswater | New Plant\NSW\NCEN OCGT 17
NCEN OCGT Bayswater | NCEN OCGT Bayswater | New Plant\NSW\NCEN OCGT 22
NCEN OCGT Bayswater | NCEN OCGT Bayswater | New Plant\NSW\NCEN OCGT 2
NCEN OCGT Bayswater | NCEN OCGT Bayswater | New Plant\NSW\NCEN OCGT 7
NCEN OCGT Munmorah | NCEN OCGT Munmorah | New Plant\NSW\NCEN OCGT 13
NCEN OCGT Munmorah | NCEN OCGT Munmorah | New Plant\NSW\NCEN OCGT 18
NCEN OCGT Munmorah | NCEN OCGT Munmorah | New Plant\NSW\NCEN OCGT 23
NCEN OCGT Munmorah | NCEN OCGT Munmorah | New Plant\NSW\NCEN OCGT 3
NCEN OCGT Munmorah | NCEN OCGT Munmorah | New Plant\NSW\NCEN OCGT 8
NCEN OCGT Eraring | NCEN OCGT Eraring | New Plant\NSW\NCEN OCGT 14
NCEN OCGT Eraring | NCEN OCGT Eraring | New Plant\NSW\NCEN OCGT 19
NCEN OCGT Eraring | NCEN OCGT Eraring | New Plant\NSW\NCEN OCGT 4
NCEN OCGT Eraring | NCEN OCGT Eraring | New Plant\NSW\NCEN OCGT 9
NCEN OCGT Tallawarra | NCEN OCGT Tallawarra | New Plant\NSW\NCEN OCGT 10
NCEN OCGT Tallawarra | NCEN OCGT Tallawarra | New Plant\NSW\NCEN OCGT 15
NCEN OCGT Tallawarra | NCEN OCGT Tallawarra | New Plant\NSW\NCEN OCGT 20
NCEN OCGT Tallawarra | NCEN OCGT Tallawarra | New Plant\NSW\NCEN OCGT 5
Gordon unit 1 | Gordon unit 1 | Hydroelectric\TAS\GO181-1
REDBANK | REDBANK | Black Coal\NSW\REDBANK1
North Brown Hill | North Brown Hill | Wind\SA\North Brown Hill
Canunda | Canunda | Wind\SA\Canunda
Lake Bonney Stage 1 | Lake Bonney Stage 1 | Wind\SA\LKBONNY1
Cathedral Rocks | Cathedral Rocks | Wind\SA\CathRocks
Hallett 5 The Bluff | Hallett 5 The Bluff | Wind\SA\Hallett 5 The Bluff
Lake Bonney Stage 2 & 3 | Lake Bonney Stage 2 & 3 | Wind\SA\LKBONNY2
Lake Bonney Stage 2 & 3 | Lake Bonney Stage 2 & 3 | Wind\SA\LKBONNY3
SESA Krongart 275kV | SESA Krongart 275kV | New Plant\SA\SESA CCGT 1
SESA Krongart 275kV | SESA Krongart 275kV | New Plant\SA\SESA CCGT 2
SESA Krongart 275kV | SESA Krongart 275kV | New Plant\SA\SESA CCGT 3
SESA Krongart 275kV | SESA Krongart 275kV | New Plant\SA\SESA CCGT 4
SESA Krongart 275kV | SESA Krongart 275kV | New Plant\SA\SESA OCGT 1
SESA Krongart 275kV | SESA Krongart 275kV | New Plant\SA\SESA OCGT 2
SESA Krongart 275kV | SESA Krongart 275kV | New Plant\SA\SESA OCGT 3
SESA Krongart 275kV | SESA Krongart 275kV | New Plant\SA\SESA OCGT 4
SESA Krongart 275kV | SESA Krongart 275kV | New Plant\SA\SESA OCGT 5
SESA Krongart 275kV | SESA Krongart 275kV | New Plant\SA\SESA OCGT 6
SESA Krongart 275kV | SESA Krongart 275kV | New Plant\SA\SESA OCGT 10
SESA Krongart 275kV | SESA Krongart 275kV | New Plant\SA\SESA OCGT 9
SESA Krongart 275kV | SESA Krongart 275kV | New Plant\SA\SESA OCGT 8
SESA Krongart 275kV | SESA Krongart 275kV | New Plant\SA\SESA OCGT 7
SESA Krongart 275kV | SESA Krongart 275kV | New Plant\SA\SESA Biomass 1
SESA Krongart 275kV | SESA Krongart 275kV | New Plant\SA\SESA Biomass 2
SESA Krongart 275kV | SESA Krongart 275kV | New Plant\SA\SESA Biomass 3
SESA Krongart 275kV | SESA Krongart 275kV | New Plant\SA\SESA Biomass 4
SESA Krongart 275kV | SESA Krongart 275kV | New Plant\SA\SESA Biomass 5
SESA Krongart 275kV | SESA Krongart 275kV | New Plant\SA\SESA Biomass 6
SESA Krongart 275kV | SESA Krongart 275kV | New Plant\SA\SESA Geothermal 1
SESA Krongart 275kV | SESA Krongart 275kV | New Plant\SA\SESA Geothermal 2
SESA Krongart 275kV | SESA Krongart 275kV | New Plant\SA\SESA Geothermal 3
SESA Krongart 275kV | SESA Krongart 275kV | New Plant\SA\SESA Geothermal 4
SESA Krongart 275kV | SESA Krongart 275kV | New Plant\SA\SESA Geothermal 5
SESA Krongart 275kV | SESA Krongart 275kV | New Plant\SA\SESA Geothermal 6
SESA Krongart 275kV | SESA Krongart 275kV | Wind\SA\CS Krongart275_WIND
Hallett Hill Wind Farm | Hallett Hill Wind Farm | Wind\SA\Hallett Hill Wind Farm
Mt Millar Wind Farm | Mt Millar Wind Farm | Wind\SA\Mt Millar Wind Farm
Wattle Point | Wattle Point | Wind\SA\WattlePoint
Torrens Island A | Torrens Island A | Natural gas\SA\TORRA1
Torrens Island A | Torrens Island A | Natural gas\SA\TORRA2
Torrens Island A | Torrens Island A | Natural gas\SA\TORRA3
Torrens Island A | Torrens Island A | Natural gas\SA\TORRA4
Torrens Island B | Torrens Island B | Natural gas\SA\TORRB1
Torrens Island B | Torrens Island B | Natural gas\SA\TORRB2
Torrens Island B | Torrens Island B | Natural gas\SA\TORRB3
Torrens Island B | Torrens Island B | Natural gas\SA\TORRB4
Dry Creek 1 & 2 | Dry Creek 1 & 2 | Natural gas\SA\DRYCGT1
Dry Creek 1 & 2 | Dry Creek 1 & 2 | Natural gas\SA\DRYCGT2
CVIC Mortlake 500kV | CVIC Mortlake 500kV | New Plant\VIC\MEL CCGT 1
CVIC Mortlake 500kV | CVIC Mortlake 500kV | New Plant\VIC\MEL CCGT 2
CVIC Mortlake 500kV | CVIC Mortlake 500kV | New Plant\VIC\MEL CCGT 3
CVIC Mortlake 500kV | CVIC Mortlake 500kV | New Plant\VIC\MEL CCGT 5
CVIC Mortlake 500kV | CVIC Mortlake 500kV | New Plant\VIC\MEL CCGT 6
CVIC Mortlake 500kV | CVIC Mortlake 500kV | New Plant\VIC\MEL OCGT 3
CVIC Mortlake 500kV | CVIC Mortlake 500kV | New Plant\VIC\MEL OCGT 5
CVIC Mortlake 500kV | CVIC Mortlake 500kV | New Plant\VIC\MEL OCGT 6
CVIC Mortlake 500kV | CVIC Mortlake 500kV | New Plant\VIC\MEL OCGT 7
CVIC Mortlake 500kV | CVIC Mortlake 500kV | New Plant\VIC\MEL OCGT 9
CVIC Mortlake 500kV | CVIC Mortlake 500kV | New Plant\VIC\MEL OCGT 11
CVIC Mortlake 500kV | CVIC Mortlake 500kV | New Plant\VIC\MEL OCGT 15
CVIC Mortlake 500kV | CVIC Mortlake 500kV | New Plant\VIC\MEL OCGT 16
CVIC Mortlake 500kV | CVIC Mortlake 500kV | New Plant\VIC\MEL OCGT 17
CVIC Mortlake 500kV | CVIC Mortlake 500kV | New Plant\VIC\MEL OCGT 18
CVIC Mortlake 500kV | CVIC Mortlake 500kV | New Plant\VIC\MEL OCGT 19
CVIC Mortlake 500kV | CVIC Mortlake 500kV | New Plant\VIC\MEL OCGT 20
CVIC Mortlake 500kV | CVIC Mortlake 500kV | New Plant\VIC\MEL CCGT CCS 1
MEL Moorabool 500kV | MEL Moorabool 500kV | New Plant\VIC\MEL CCGT 4
MEL Moorabool 500kV | MEL Moorabool 500kV | New Plant\VIC\MEL CCGT 7
MEL Moorabool 500kV | MEL Moorabool 500kV | New Plant\VIC\MEL CCGT 8
MEL Moorabool 500kV | MEL Moorabool 500kV | New Plant\VIC\MEL OCGT 1
MEL Moorabool 500kV | MEL Moorabool 500kV | New Plant\VIC\MEL OCGT 2
MEL Moorabool 500kV | MEL Moorabool 500kV | New Plant\VIC\MEL OCGT 4
MEL Moorabool 500kV | MEL Moorabool 500kV | New Plant\VIC\MEL OCGT 7
MEL Moorabool 500kV | MEL Moorabool 500kV | New Plant\VIC\MEL OCGT 8
MEL Moorabool 500kV | MEL Moorabool 500kV | New Plant\VIC\MEL OCGT 10
MEL Moorabool 500kV | MEL Moorabool 500kV | New Plant\VIC\MEL CCGT CCS 2
NQ Coal + CCGT New Entry | NQ Coal + CCGT New Entry | New Plant\QLD\NQ CCGT 1
NQ Coal + CCGT New Entry | NQ Coal + CCGT New Entry | New Plant\QLD\NQ CCGT 2
NQ Coal + CCGT New Entry | NQ Coal + CCGT New Entry | New Plant\QLD\NQ CCGT 3
NQ Coal + CCGT New Entry | NQ Coal + CCGT New Entry | New Plant\QLD\NQ CCGT 4
NQ Coal + CCGT New Entry | NQ Coal + CCGT New Entry | New Plant\QLD\NQ CCGT 5
NQ Coal + CCGT New Entry | NQ Coal + CCGT New Entry | New Plant\QLD\NQ CCGT 6
NQ Coal + CCGT New Entry | NQ Coal + CCGT New Entry | New Plant\QLD\NQ CCGT 7
NQ Coal + CCGT New Entry | NQ Coal + CCGT New Entry | New Plant\QLD\NQ CCGT 8
NQ Coal + CCGT New Entry | NQ Coal + CCGT New Entry | New Plant\QLD\NQ CCGT 9
NQ Coal + CCGT New Entry | NQ Coal + CCGT New Entry | New Plant\QLD\NQ CCGT CCS 1
NQ Coal + CCGT New Entry | NQ Coal + CCGT New Entry | New Plant\QLD\NQ Coal IGCC 1
NQ Coal + CCGT New Entry | NQ Coal + CCGT New Entry | New Plant\QLD\NQ Coal IGCC CCS 1
NQ Coal + CCGT New Entry | NQ Coal + CCGT New Entry | New Plant\QLD\NQ Coal IGCC CCS 2
NQ Coal + CCGT New Entry | NQ Coal + CCGT New Entry | New Plant\QLD\NQ Coal SC 1
NQ Coal + CCGT New Entry | NQ Coal + CCGT New Entry | New Plant\QLD\NQ Coal SC 2
NQ Coal + CCGT New Entry | NQ Coal + CCGT New Entry | New Plant\QLD\NQ Coal SC 3
NQ Coal + CCGT New Entry | NQ Coal + CCGT New Entry | New Plant\QLD\NQ Coal SC CCS 1
NQ Coal + CCGT New Entry | NQ Coal + CCGT New Entry | New Plant\QLD\NQ Coal SC OC CCS 1
SWNSW Coal + CCGT New Entry | SWNSW Coal + CCGT New Entry | New Plant\NSW\SWNSW CCGT 1
SWNSW Coal + CCGT New Entry | SWNSW Coal + CCGT New Entry | New Plant\NSW\SWNSW CCGT CCS 1
SWNSW Coal + CCGT New Entry | SWNSW Coal + CCGT New Entry | New Plant\NSW\SWNSW CCGT 2
SWNSW Coal + CCGT New Entry | SWNSW Coal + CCGT New Entry | New Plant\NSW\SWNSW CCGT 3
SWNSW Coal + CCGT New Entry | SWNSW Coal + CCGT New Entry | New Plant\NSW\SWNSW CCGT 4
SWNSW Coal + CCGT New Entry | SWNSW Coal + CCGT New Entry | New Plant\NSW\SWNSW Coal IGCC CCS 1
SWNSW Coal + CCGT New Entry | SWNSW Coal + CCGT New Entry | New Plant\NSW\SWNSW Coal IGCC CCS 2
SWNSW Coal + CCGT New Entry | SWNSW Coal + CCGT New Entry | New Plant\NSW\SWNSW Coal IGCC CCS 3
SWNSW Coal + CCGT New Entry | SWNSW Coal + CCGT New Entry | New Plant\NSW\SWNSW Coal SC 1
SWNSW Coal + CCGT New Entry | SWNSW Coal + CCGT New Entry | New Plant\NSW\SWNSW Coal SC OC CCS 1
SWNSW Coal + CCGT New Entry | SWNSW Coal + CCGT New Entry | New Plant\NSW\SWNSW Coal SC CCS 1
SWNSW Coal + CCGT New Entry | SWNSW Coal + CCGT New Entry | New Plant\NSW\SWNSW Coal IGCC 1
SWNSW Coal + CCGT New Entry | SWNSW Coal + CCGT New Entry | New Plant\NSW\SWNSW Coal SC 2
SWNSW Coal + CCGT New Entry | SWNSW Coal + CCGT New Entry | New Plant\NSW\SWNSW Coal SC 3
SWNSW Coal + CCGT New Entry | SWNSW Coal + CCGT New Entry | New Plant\NSW\SWNSW Coal USC 1
SWNSW Coal + CCGT New Entry | SWNSW Coal + CCGT New Entry | New Plant\NSW\SWNSW Coal USC 2
SWNSW Coal + CCGT New Entry | SWNSW Coal + CCGT New Entry | New Plant\NSW\SWNSW Coal USC 4
SWNSW Coal + CCGT New Entry | SWNSW Coal + CCGT New Entry | New Plant\NSW\SWNSW Coal USC 3
CVIC CCGT New Entry | CVIC CCGT New Entry | New Plant\VIC\CVIC CCGT 1
CVIC CCGT New Entry | CVIC CCGT New Entry | New Plant\VIC\CVIC CCGT CCS 1
CVIC CCGT New Entry | CVIC CCGT New Entry | New Plant\VIC\CVIC CCGT 2
CVIC CCGT New Entry | CVIC CCGT New Entry | New Plant\VIC\CVIC CCGT 3
CVIC CCGT New Entry | CVIC CCGT New Entry | New Plant\VIC\CVIC CCGT 4
CVIC CCGT New Entry | CVIC CCGT New Entry | New Plant\VIC\CVIC CCGT 5
CVIC CCGT New Entry | CVIC CCGT New Entry | New Plant\VIC\CVIC CCGT 6
CVIC CCGT New Entry | CVIC CCGT New Entry | New Plant\VIC\CVIC CCGT 21
CVIC CCGT New Entry | CVIC CCGT New Entry | New Plant\VIC\CVIC CCGT 23
CVIC CCGT New Entry | CVIC CCGT New Entry | New Plant\VIC\CVIC CCGT 22
CVIC CCGT New Entry | CVIC CCGT New Entry | New Plant\VIC\CVIC CCGT 20
CVIC CCGT New Entry | CVIC CCGT New Entry | New Plant\VIC\CVIC CCGT 19
CVIC CCGT New Entry | CVIC CCGT New Entry | New Plant\VIC\CVIC CCGT 18
CVIC CCGT New Entry | CVIC CCGT New Entry | New Plant\VIC\CVIC CCGT 17
CVIC CCGT New Entry | CVIC CCGT New Entry | New Plant\VIC\CVIC CCGT 16
CVIC CCGT New Entry | CVIC CCGT New Entry | New Plant\VIC\CVIC CCGT 15
CVIC CCGT New Entry | CVIC CCGT New Entry | New Plant\VIC\CVIC CCGT 14
CVIC CCGT New Entry | CVIC CCGT New Entry | New Plant\VIC\CVIC CCGT 13
CVIC CCGT New Entry | CVIC CCGT New Entry | New Plant\VIC\CVIC CCGT 12
CVIC CCGT New Entry | CVIC CCGT New Entry | New Plant\VIC\CVIC CCGT 11
CVIC CCGT New Entry | CVIC CCGT New Entry | New Plant\VIC\CVIC CCGT 10
CVIC CCGT New Entry | CVIC CCGT New Entry | New Plant\VIC\CVIC CCGT 9
CVIC CCGT New Entry | CVIC CCGT New Entry | New Plant\VIC\CVIC CCGT 8
CVIC CCGT New Entry | CVIC CCGT New Entry | New Plant\VIC\CVIC CCGT 7
SWQ Coal + CCGT New Entry | SWQ Coal + CCGT New Entry | New Plant\QLD\SWQ CCGT 1
SWQ Coal + CCGT New Entry | SWQ Coal + CCGT New Entry | New Plant\QLD\SWQ CCGT 2
SWQ Coal + CCGT New Entry | SWQ Coal + CCGT New Entry | New Plant\QLD\SWQ CCGT 3
SWQ Coal + CCGT New Entry | SWQ Coal + CCGT New Entry | New Plant\QLD\SWQ CCGT 4
SWQ Coal + CCGT New Entry | SWQ Coal + CCGT New Entry | New Plant\QLD\SWQ CCGT 5
SWQ Coal + CCGT New Entry | SWQ Coal + CCGT New Entry | New Plant\QLD\SWQ CCGT 6
SWQ Coal + CCGT New Entry | SWQ Coal + CCGT New Entry | New Plant\QLD\SWQ CCGT 7
SWQ Coal + CCGT New Entry | SWQ Coal + CCGT New Entry | New Plant\QLD\SWQ CCGT 8
SWQ Coal + CCGT New Entry | SWQ Coal + CCGT New Entry | New Plant\QLD\SWQ CCGT 9
SWQ Coal + CCGT New Entry | SWQ Coal + CCGT New Entry | New Plant\QLD\SWQ CCGT 10
SWQ Coal + CCGT New Entry | SWQ Coal + CCGT New Entry | New Plant\QLD\SWQ CCGT 11
SWQ Coal + CCGT New Entry | SWQ Coal + CCGT New Entry | New Plant\QLD\SWQ CCGT 12
SWQ Coal + CCGT New Entry | SWQ Coal + CCGT New Entry | New Plant\QLD\SWQ CCGT 13
SWQ Coal + CCGT New Entry | SWQ Coal + CCGT New Entry | New Plant\QLD\SWQ CCGT 14
SWQ Coal + CCGT New Entry | SWQ Coal + CCGT New Entry | New Plant\QLD\SWQ CCGT 15
SWQ Coal + CCGT New Entry | SWQ Coal + CCGT New Entry | New Plant\QLD\SWQ CCGT 16
SWQ Coal + CCGT New Entry | SWQ Coal + CCGT New Entry | New Plant\QLD\SWQ CCGT 17
SWQ Coal + CCGT New Entry | SWQ Coal + CCGT New Entry | New Plant\QLD\SWQ CCGT 18
SWQ Coal + CCGT New Entry | SWQ Coal + CCGT New Entry | New Plant\QLD\SWQ CCGT 21
SWQ Coal + CCGT New Entry | SWQ Coal + CCGT New Entry | New Plant\QLD\SWQ CCGT 43
SWQ Coal + CCGT New Entry | SWQ Coal + CCGT New Entry | New Plant\QLD\SWQ CCGT 52
SWQ Coal + CCGT New Entry | SWQ Coal + CCGT New Entry | New Plant\QLD\SWQ CCGT 51
SWQ Coal + CCGT New Entry | SWQ Coal + CCGT New Entry | New Plant\QLD\SWQ CCGT 50
SWQ Coal + CCGT New Entry | SWQ Coal + CCGT New Entry | New Plant\QLD\SWQ CCGT 49
SWQ Coal + CCGT New Entry | SWQ Coal + CCGT New Entry | New Plant\QLD\SWQ CCGT 48
SWQ Coal + CCGT New Entry | SWQ Coal + CCGT New Entry | New Plant\QLD\SWQ CCGT 47
SWQ Coal + CCGT New Entry | SWQ Coal + CCGT New Entry | New Plant\QLD\SWQ CCGT 46
SWQ Coal + CCGT New Entry | SWQ Coal + CCGT New Entry | New Plant\QLD\SWQ CCGT 45
SWQ Coal + CCGT New Entry | SWQ Coal + CCGT New Entry | New Plant\QLD\SWQ CCGT 44
SWQ Coal + CCGT New Entry | SWQ Coal + CCGT New Entry | New Plant\QLD\SWQ CCGT 42
SWQ Coal + CCGT New Entry | SWQ Coal + CCGT New Entry | New Plant\QLD\SWQ CCGT 41
SWQ Coal + CCGT New Entry | SWQ Coal + CCGT New Entry | New Plant\QLD\SWQ CCGT 40
SWQ Coal + CCGT New Entry | SWQ Coal + CCGT New Entry | New Plant\QLD\SWQ CCGT 39
SWQ Coal + CCGT New Entry | SWQ Coal + CCGT New Entry | New Plant\QLD\SWQ CCGT 38
SWQ Coal + CCGT New Entry | SWQ Coal + CCGT New Entry | New Plant\QLD\SWQ CCGT 37
SWQ Coal + CCGT New Entry | SWQ Coal + CCGT New Entry | New Plant\QLD\SWQ CCGT 36
SWQ Coal + CCGT New Entry | SWQ Coal + CCGT New Entry | New Plant\QLD\SWQ CCGT 35
SWQ Coal + CCGT New Entry | SWQ Coal + CCGT New Entry | New Plant\QLD\SWQ CCGT 34
SWQ Coal + CCGT New Entry | SWQ Coal + CCGT New Entry | New Plant\QLD\SWQ CCGT 33
SWQ Coal + CCGT New Entry | SWQ Coal + CCGT New Entry | New Plant\QLD\SWQ CCGT 32
SWQ Coal + CCGT New Entry | SWQ Coal + CCGT New Entry | New Plant\QLD\SWQ CCGT 31
SWQ Coal + CCGT New Entry | SWQ Coal + CCGT New Entry | New Plant\QLD\SWQ CCGT 30
SWQ Coal + CCGT New Entry | SWQ Coal + CCGT New Entry | New Plant\QLD\SWQ CCGT 29
SWQ Coal + CCGT New Entry | SWQ Coal + CCGT New Entry | New Plant\QLD\SWQ CCGT 28
SWQ Coal + CCGT New Entry | SWQ Coal + CCGT New Entry | New Plant\QLD\SWQ CCGT 27
SWQ Coal + CCGT New Entry | SWQ Coal + CCGT New Entry | New Plant\QLD\SWQ CCGT 26
SWQ Coal + CCGT New Entry | SWQ Coal + CCGT New Entry | New Plant\QLD\SWQ CCGT 25
SWQ Coal + CCGT New Entry | SWQ Coal + CCGT New Entry | New Plant\QLD\SWQ CCGT 24
SWQ Coal + CCGT New Entry | SWQ Coal + CCGT New Entry | New Plant\QLD\SWQ CCGT 23
SWQ Coal + CCGT New Entry | SWQ Coal + CCGT New Entry | New Plant\QLD\SWQ CCGT 22
SWQ Coal + CCGT New Entry | SWQ Coal + CCGT New Entry | New Plant\QLD\SWQ CCGT 20
SWQ Coal + CCGT New Entry | SWQ Coal + CCGT New Entry | New Plant\QLD\SWQ CCGT 19
SWQ Coal + CCGT New Entry | SWQ Coal + CCGT New Entry | New Plant\QLD\SWQ CCGT CCS 1
SWQ Coal + CCGT New Entry | SWQ Coal + CCGT New Entry | New Plant\QLD\SWQ CCGT CCS 2
SWQ Coal + CCGT New Entry | SWQ Coal + CCGT New Entry | New Plant\QLD\SWQ CCGT CCS 3
SWQ Coal + CCGT New Entry | SWQ Coal + CCGT New Entry | New Plant\QLD\SWQ CCGT CCS 10
SWQ Coal + CCGT New Entry | SWQ Coal + CCGT New Entry | New Plant\QLD\SWQ CCGT CCS 17
SWQ Coal + CCGT New Entry | SWQ Coal + CCGT New Entry | New Plant\QLD\SWQ CCGT CCS 16
SWQ Coal + CCGT New Entry | SWQ Coal + CCGT New Entry | New Plant\QLD\SWQ CCGT CCS 15
SWQ Coal + CCGT New Entry | SWQ Coal + CCGT New Entry | New Plant\QLD\SWQ CCGT CCS 14
SWQ Coal + CCGT New Entry | SWQ Coal + CCGT New Entry | New Plant\QLD\SWQ CCGT CCS 13
SWQ Coal + CCGT New Entry | SWQ Coal + CCGT New Entry | New Plant\QLD\SWQ CCGT CCS 12
SWQ Coal + CCGT New Entry | SWQ Coal + CCGT New Entry | New Plant\QLD\SWQ CCGT CCS 11
SWQ Coal + CCGT New Entry | SWQ Coal + CCGT New Entry | New Plant\QLD\SWQ CCGT CCS 9
SWQ Coal + CCGT New Entry | SWQ Coal + CCGT New Entry | New Plant\QLD\SWQ CCGT CCS 8
SWQ Coal + CCGT New Entry | SWQ Coal + CCGT New Entry | New Plant\QLD\SWQ CCGT CCS 7
SWQ Coal + CCGT New Entry | SWQ Coal + CCGT New Entry | New Plant\QLD\SWQ CCGT CCS 6
SWQ Coal + CCGT New Entry | SWQ Coal + CCGT New Entry | New Plant\QLD\SWQ CCGT CCS 5
SWQ Coal + CCGT New Entry | SWQ Coal + CCGT New Entry | New Plant\QLD\SWQ CCGT CCS 4
SWQ Coal + CCGT New Entry | SWQ Coal + CCGT New Entry | New Plant\QLD\SWQ Coal CCS 1
SWQ Coal + CCGT New Entry | SWQ Coal + CCGT New Entry | New Plant\QLD\SWQ Coal CCS 2
SWQ Coal + CCGT New Entry | SWQ Coal + CCGT New Entry | New Plant\QLD\SWQ Coal CCS 3
SWQ Coal + CCGT New Entry | SWQ Coal + CCGT New Entry | New Plant\QLD\SWQ Coal CCS 4
SWQ Coal + CCGT New Entry | SWQ Coal + CCGT New Entry | New Plant\QLD\SWQ Coal CCS 5
SWQ Coal + CCGT New Entry | SWQ Coal + CCGT New Entry | New Plant\QLD\SWQ Coal CCS 6
SWQ Coal + CCGT New Entry | SWQ Coal + CCGT New Entry | New Plant\QLD\SWQ Coal CCS 7
SWQ Coal + CCGT New Entry | SWQ Coal + CCGT New Entry | New Plant\QLD\SWQ Coal CCS 8
SWQ Coal + CCGT New Entry | SWQ Coal + CCGT New Entry | New Plant\QLD\SWQ Coal CCS 9
SWQ Coal + CCGT New Entry | SWQ Coal + CCGT New Entry | New Plant\QLD\SWQ Coal CCS 10
SWQ Coal + CCGT New Entry | SWQ Coal + CCGT New Entry | New Plant\QLD\SWQ Coal SC 1
SWQ Coal + CCGT New Entry | SWQ Coal + CCGT New Entry | New Plant\QLD\SWQ Coal SC OC CCS 1
SWQ Coal + CCGT New Entry | SWQ Coal + CCGT New Entry | New Plant\QLD\SWQ Coal SC CCS 1
SWQ Coal + CCGT New Entry | SWQ Coal + CCGT New Entry | New Plant\QLD\SWQ Coal IGCC 1
SWQ Coal + CCGT New Entry | SWQ Coal + CCGT New Entry | New Plant\QLD\SWQ Coal SC 2
SWQ Coal + CCGT New Entry | SWQ Coal + CCGT New Entry | New Plant\QLD\SWQ Coal SC 3
SWQ Coal + CCGT New Entry | SWQ Coal + CCGT New Entry | New Plant\QLD\SWQ Coal SC 4
SWQ Coal + CCGT New Entry | SWQ Coal + CCGT New Entry | New Plant\QLD\SWQ Coal SC 5
SWQ Coal + CCGT New Entry | SWQ Coal + CCGT New Entry | New Plant\QLD\SWQ Coal USC 1
SWQ Coal + CCGT New Entry | SWQ Coal + CCGT New Entry | New Plant\QLD\SWQ Coal USC 2
SWQ Coal + CCGT New Entry | SWQ Coal + CCGT New Entry | New Plant\QLD\SWQ Coal USC 4
SWQ Coal + CCGT New Entry | SWQ Coal + CCGT New Entry | New Plant\QLD\SWQ Coal USC 3
SWQ Coal + CCGT New Entry | SWQ Coal + CCGT New Entry | New Plant\QLD\SWQ Coal CCS 11
SWQ Coal + CCGT New Entry | SWQ Coal + CCGT New Entry | New Plant\QLD\SWQ Coal CCS 12
SWQ Coal + CCGT New Entry | SWQ Coal + CCGT New Entry | New Plant\QLD\SWQ Coal CCS 13
SWQ Coal + CCGT New Entry | SWQ Coal + CCGT New Entry | New Plant\QLD\SWQ Coal CCS 14
SWQ Coal + CCGT New Entry | SWQ Coal + CCGT New Entry | New Plant\QLD\SWQ Coal CCS 15
NNS Coal + CCGT New Entry | NNS Coal + CCGT New Entry | New Plant\NSW\NNS CCGT 1
NNS Coal + CCGT New Entry | NNS Coal + CCGT New Entry | New Plant\NSW\NNS CCGT CCS 1
NNS Coal + CCGT New Entry | NNS Coal + CCGT New Entry | New Plant\NSW\NNS CCGT 2
NNS Coal + CCGT New Entry | NNS Coal + CCGT New Entry | New Plant\NSW\NNS CCGT 3
NNS Coal + CCGT New Entry | NNS Coal + CCGT New Entry | New Plant\NSW\NNS CCGT 4
NNS Coal + CCGT New Entry | NNS Coal + CCGT New Entry | New Plant\NSW\NNS Coal IGCC CCS 1
NNS Coal + CCGT New Entry | NNS Coal + CCGT New Entry | New Plant\NSW\NNS Coal SC OC CCS 1
NNS Coal + CCGT New Entry | NNS Coal + CCGT New Entry | New Plant\NSW\NNS Coal SC CCS 1
NNS Coal + CCGT New Entry | NNS Coal + CCGT New Entry | New Plant\NSW\NNS Coal IGCC 1
NNS Coal + CCGT New Entry | NNS Coal + CCGT New Entry | New Plant\NSW\NNS Coal IGCC CCS 2
NNS Coal + CCGT New Entry | NNS Coal + CCGT New Entry | New Plant\NSW\NNS Coal IGCC CCS 4
NNS Coal + CCGT New Entry | NNS Coal + CCGT New Entry | New Plant\NSW\NNS Coal IGCC CCS 3
NNS Coal + CCGT New Entry | NNS Coal + CCGT New Entry | New Plant\NSW\NNS Coal SC 1
NNS Coal + CCGT New Entry | NNS Coal + CCGT New Entry | New Plant\NSW\NNS Coal SC 2
NNS Coal + CCGT New Entry | NNS Coal + CCGT New Entry | New Plant\NSW\NNS Coal SC 3
NNS Coal + CCGT New Entry | NNS Coal + CCGT New Entry | New Plant\NSW\NNS Coal USC 1
NNS Coal + CCGT New Entry | NNS Coal + CCGT New Entry | New Plant\NSW\NNS Coal USC 2
NNS Coal + CCGT New Entry | NNS Coal + CCGT New Entry | New Plant\NSW\NNS Coal USC 3
NNS Coal + CCGT New Entry | NNS Coal + CCGT New Entry | New Plant\NSW\NNS Biomass 1
NNS Coal + CCGT New Entry | NNS Coal + CCGT New Entry | New Plant\NSW\NNS Biomass 2
NNS Coal + CCGT New Entry | NNS Coal + CCGT New Entry | New Plant\NSW\NNS OCGT 1
NNS Coal + CCGT New Entry | NNS Coal + CCGT New Entry | New Plant\NSW\NNS OCGT 10
NNS Coal + CCGT New Entry | NNS Coal + CCGT New Entry | New Plant\NSW\NNS OCGT 2
NNS Coal + CCGT New Entry | NNS Coal + CCGT New Entry | New Plant\NSW\NNS OCGT 3
NNS Coal + CCGT New Entry | NNS Coal + CCGT New Entry | New Plant\NSW\NNS OCGT 4
NNS Coal + CCGT New Entry | NNS Coal + CCGT New Entry | New Plant\NSW\NNS OCGT 5
NNS Coal + CCGT New Entry | NNS Coal + CCGT New Entry | New Plant\NSW\NNS OCGT 6
NNS Coal + CCGT New Entry | NNS Coal + CCGT New Entry | New Plant\NSW\NNS OCGT 7
NNS Coal + CCGT New Entry | NNS Coal + CCGT New Entry | New Plant\NSW\NNS OCGT 8
NNS Coal + CCGT New Entry | NNS Coal + CCGT New Entry | New Plant\NSW\NNS OCGT 9
NNS Coal + CCGT New Entry | NNS Coal + CCGT New Entry | New Plant\NSW\NNS CCGT 5
NNS Coal + CCGT New Entry | NNS Coal + CCGT New Entry | New Plant\NSW\NNS CCGT 6
NNS Coal + CCGT New Entry | NNS Coal + CCGT New Entry | New Plant\NSW\NNS CCGT 7
NNS Coal + CCGT New Entry | NNS Coal + CCGT New Entry | New Plant\NSW\NNS CCGT 8
NNS Coal + CCGT New Entry | NNS Coal + CCGT New Entry | New Plant\NSW\NNS CCGT 9
NNS Coal + CCGT New Entry | NNS Coal + CCGT New Entry | New Plant\NSW\NNS CCGT 10
NNS Coal + CCGT New Entry | NNS Coal + CCGT New Entry | New Plant\NSW\NNS CCGT 11
NNS Coal + CCGT New Entry | NNS Coal + CCGT New Entry | New Plant\NSW\NNS CCGT 12
NNS Coal + CCGT New Entry | NNS Coal + CCGT New Entry | New Plant\NSW\NNS CCGT 13
NNS Coal + CCGT New Entry | NNS Coal + CCGT New Entry | New Plant\NSW\NNS CCGT 14
NNS Coal + CCGT New Entry | NNS Coal + CCGT New Entry | New Plant\NSW\NNS CCGT 15
NNS Coal + CCGT New Entry | NNS Coal + CCGT New Entry | New Plant\NSW\NNS CCGT 20
NNS Coal + CCGT New Entry | NNS Coal + CCGT New Entry | New Plant\NSW\NNS CCGT 19
NNS Coal + CCGT New Entry | NNS Coal + CCGT New Entry | New Plant\NSW\NNS CCGT 18
NNS Coal + CCGT New Entry | NNS Coal + CCGT New Entry | New Plant\NSW\NNS CCGT 17
NNS Coal + CCGT New Entry | NNS Coal + CCGT New Entry | New Plant\NSW\NNS CCGT 16
CAN Coal +CCGT New Entry | CAN Coal +CCGT New Entry | New Plant\NSW\CAN CCGT 1
CAN Coal +CCGT New Entry | CAN Coal +CCGT New Entry | New Plant\NSW\CAN CCGT 2
CAN Coal +CCGT New Entry | CAN Coal +CCGT New Entry | New Plant\NSW\CAN CCGT 3
CAN Coal +CCGT New Entry | CAN Coal +CCGT New Entry | New Plant\NSW\CAN CCGT 4
CAN Coal +CCGT New Entry | CAN Coal +CCGT New Entry | New Plant\NSW\CAN CCGT 5
CAN Coal +CCGT New Entry | CAN Coal +CCGT New Entry | New Plant\NSW\CAN CCGT 6
CAN Coal +CCGT New Entry | CAN Coal +CCGT New Entry | New Plant\NSW\CAN CCGT 7
CAN Coal +CCGT New Entry | CAN Coal +CCGT New Entry | New Plant\NSW\CAN CCGT 8
CAN Coal +CCGT New Entry | CAN Coal +CCGT New Entry | New Plant\NSW\CAN CCGT 9
CAN Coal +CCGT New Entry | CAN Coal +CCGT New Entry | New Plant\NSW\CAN CCGT 25
CAN Coal +CCGT New Entry | CAN Coal +CCGT New Entry | New Plant\NSW\CAN CCGT 26
CAN Coal +CCGT New Entry | CAN Coal +CCGT New Entry | New Plant\NSW\CAN CCGT 30
CAN Coal +CCGT New Entry | CAN Coal +CCGT New Entry | New Plant\NSW\CAN CCGT 29
CAN Coal +CCGT New Entry | CAN Coal +CCGT New Entry | New Plant\NSW\CAN CCGT 28
CAN Coal +CCGT New Entry | CAN Coal +CCGT New Entry | New Plant\NSW\CAN CCGT 27
CAN Coal +CCGT New Entry | CAN Coal +CCGT New Entry | New Plant\NSW\CAN CCGT 24
CAN Coal +CCGT New Entry | CAN Coal +CCGT New Entry | New Plant\NSW\CAN CCGT 23
CAN Coal +CCGT New Entry | CAN Coal +CCGT New Entry | New Plant\NSW\CAN CCGT 22
CAN Coal +CCGT New Entry | CAN Coal +CCGT New Entry | New Plant\NSW\CAN CCGT 21
CAN Coal +CCGT New Entry | CAN Coal +CCGT New Entry | New Plant\NSW\CAN CCGT 20
CAN Coal +CCGT New Entry | CAN Coal +CCGT New Entry | New Plant\NSW\CAN CCGT 19
CAN Coal +CCGT New Entry | CAN Coal +CCGT New Entry | New Plant\NSW\CAN CCGT 18
CAN Coal +CCGT New Entry | CAN Coal +CCGT New Entry | New Plant\NSW\CAN CCGT 17
CAN Coal +CCGT New Entry | CAN Coal +CCGT New Entry | New Plant\NSW\CAN CCGT 16
CAN Coal +CCGT New Entry | CAN Coal +CCGT New Entry | New Plant\NSW\CAN CCGT 15
CAN Coal +CCGT New Entry | CAN Coal +CCGT New Entry | New Plant\NSW\CAN CCGT 14
CAN Coal +CCGT New Entry | CAN Coal +CCGT New Entry | New Plant\NSW\CAN CCGT 13
CAN Coal +CCGT New Entry | CAN Coal +CCGT New Entry | New Plant\NSW\CAN CCGT 12
CAN Coal +CCGT New Entry | CAN Coal +CCGT New Entry | New Plant\NSW\CAN CCGT 11
CAN Coal +CCGT New Entry | CAN Coal +CCGT New Entry | New Plant\NSW\CAN CCGT 10
CAN Coal +CCGT New Entry | CAN Coal +CCGT New Entry | New Plant\NSW\CAN CCGT CCS 1
CAN Coal +CCGT New Entry | CAN Coal +CCGT New Entry | New Plant\NSW\CAN CCGT CCS 2
CAN Coal +CCGT New Entry | CAN Coal +CCGT New Entry | New Plant\NSW\CAN CCGT CCS 3
CAN Coal +CCGT New Entry | CAN Coal +CCGT New Entry | New Plant\NSW\CAN CCGT CCS 4
CS SE 275 RIT | CS SE 275 RIT | Wind\SA\CS Krongart275_WIND
CS SE 275 RIT | CS SE 275 RIT | New Plant\SA\SESA Biomass 1
CS SE 275 RIT | CS SE 275 RIT | New Plant\SA\SESA Biomass 2
CS SE 275 RIT | CS SE 275 RIT | New Plant\SA\SESA Biomass 3
CS SE 275 RIT | CS SE 275 RIT | New Plant\SA\SESA Biomass 6
CS SE 275 RIT | CS SE 275 RIT | New Plant\SA\SESA Biomass 5
CS SE 275 RIT | CS SE 275 RIT | New Plant\SA\SESA Biomass 4
CS SE 275 RIT | CS SE 275 RIT | New Plant\SA\SESA Geothermal 1
CS SE 275 RIT | CS SE 275 RIT | New Plant\SA\SESA Geothermal 2
CS SE 275 RIT | CS SE 275 RIT | New Plant\SA\SESA Geothermal 3
CS SE 275 RIT | CS SE 275 RIT | New Plant\SA\SESA Geothermal 4
CS SE 275 RIT | CS SE 275 RIT | New Plant\SA\SESA Geothermal 5
CS SE 275 RIT | CS SE 275 RIT | New Plant\SA\SESA Geothermal 6
CS SE 275 RIT | CS SE 275 RIT | New Plant\SA\SESA CCGT 1
CS SE 275 RIT | CS SE 275 RIT | New Plant\SA\SESA CCGT 2
CS SE 275 RIT | CS SE 275 RIT | New Plant\SA\SESA CCGT 3
CS SE 275 RIT | CS SE 275 RIT | New Plant\SA\SESA CCGT 4
CS SE 275 RIT | CS SE 275 RIT | New Plant\SA\SESA OCGT 1
CS SE 275 RIT | CS SE 275 RIT | New Plant\SA\SESA OCGT 2
CS SE 275 RIT | CS SE 275 RIT | New Plant\SA\SESA OCGT 3
CS SE 275 RIT | CS SE 275 RIT | New Plant\SA\SESA OCGT 4
CS SE 275 RIT | CS SE 275 RIT | New Plant\SA\SESA OCGT 5
CS SE 275 RIT | CS SE 275 RIT | New Plant\SA\SESA OCGT 6
CS SE 275 RIT | CS SE 275 RIT | New Plant\SA\SESA OCGT 10
CS SE 275 RIT | CS SE 275 RIT | New Plant\SA\SESA OCGT 9
CS SE 275 RIT | CS SE 275 RIT | New Plant\SA\SESA OCGT 8
CS SE 275 RIT | CS SE 275 RIT | New Plant\SA\SESA OCGT 7
CS SE 275 | CS SE 275 | Wind\SA\CS Krongart275_WIND
CS SE 275 | CS SE 275 | New Plant\SA\SESA Biomass 1
CS SE 275 | CS SE 275 | New Plant\SA\SESA Biomass 2
CS SE 275 | CS SE 275 | New Plant\SA\SESA Biomass 3
CS SE 275 | CS SE 275 | New Plant\SA\SESA Biomass 6
CS SE 275 | CS SE 275 | New Plant\SA\SESA Biomass 5
CS SE 275 | CS SE 275 | New Plant\SA\SESA Biomass 4
CS SE 275 | CS SE 275 | New Plant\SA\SESA Geothermal 1
CS SE 275 | CS SE 275 | New Plant\SA\SESA Geothermal 2
CS SE 275 | CS SE 275 | New Plant\SA\SESA Geothermal 3
CS SE 275 | CS SE 275 | New Plant\SA\SESA Geothermal 4
CS SE 275 | CS SE 275 | New Plant\SA\SESA Geothermal 5
CS SE 275 | CS SE 275 | New Plant\SA\SESA Geothermal 6
MNS BGT 275_Wind | MNS BGT 275_Wind | Wind\SA\MNS Bungama275_WIND
NSA Wilmington 275kV | NSA Wilmington 275kV | New Plant\SA\NSA Geothermal 1
NSA Wilmington 275kV | NSA Wilmington 275kV | New Plant\SA\NSA Geothermal 2
NSA Wilmington 275kV | NSA Wilmington 275kV | New Plant\SA\NSA Geothermal 3
NSA Wilmington 275kV | NSA Wilmington 275kV | New Plant\SA\NSA Geothermal 4
NSA Wilmington 275kV | NSA Wilmington 275kV | New Plant\SA\NSA Geothermal 7
NSA Wilmington 275kV | NSA Wilmington 275kV | New Plant\SA\NSA Geothermal 6
NSA Wilmington 275kV | NSA Wilmington 275kV | New Plant\SA\NSA Geothermal 5
NSA Wilmington 275kV | NSA Wilmington 275kV | New Plant\SA\NSA Geothermal EGS 1
NSA Wilmington 275kV | NSA Wilmington 275kV | New Plant\SA\NSA Geothermal EGS 2
NSA Wilmington 275kV | NSA Wilmington 275kV | New Plant\SA\NSA Geothermal EGS 3
NSA Wilmington 275kV | NSA Wilmington 275kV | New Plant\SA\NSA Geothermal EGS 20
NSA Wilmington 275kV | NSA Wilmington 275kV | New Plant\SA\NSA Geothermal EGS 19
NSA Wilmington 275kV | NSA Wilmington 275kV | New Plant\SA\NSA Geothermal EGS 18
NSA Wilmington 275kV | NSA Wilmington 275kV | New Plant\SA\NSA Geothermal EGS 17
NSA Wilmington 275kV | NSA Wilmington 275kV | New Plant\SA\NSA Geothermal EGS 16
NSA Wilmington 275kV | NSA Wilmington 275kV | New Plant\SA\NSA Geothermal EGS 15
NSA Wilmington 275kV | NSA Wilmington 275kV | New Plant\SA\NSA Geothermal EGS 14
NSA Wilmington 275kV | NSA Wilmington 275kV | New Plant\SA\NSA Geothermal EGS 13
NSA Wilmington 275kV | NSA Wilmington 275kV | New Plant\SA\NSA Geothermal EGS 12
NSA Wilmington 275kV | NSA Wilmington 275kV | New Plant\SA\NSA Geothermal EGS 11
NSA Wilmington 275kV | NSA Wilmington 275kV | New Plant\SA\NSA Geothermal EGS 10
NSA Wilmington 275kV | NSA Wilmington 275kV | New Plant\SA\NSA Geothermal EGS 9
NSA Wilmington 275kV | NSA Wilmington 275kV | New Plant\SA\NSA Geothermal EGS 8
NSA Wilmington 275kV | NSA Wilmington 275kV | New Plant\SA\NSA Geothermal EGS 7
NSA Wilmington 275kV | NSA Wilmington 275kV | New Plant\SA\NSA Geothermal EGS 6
NSA Wilmington 275kV | NSA Wilmington 275kV | New Plant\SA\NSA Geothermal EGS 5
NSA Wilmington 275kV | NSA Wilmington 275kV | New Plant\SA\NSA Geothermal EGS 4
NSA Wilmington 275kV | NSA Wilmington 275kV | New Plant\SA\NSA CCGT 1
NSA Wilmington 275kV | NSA Wilmington 275kV | New Plant\SA\NSA CCGT CCS 1
NSA Wilmington 275kV | NSA Wilmington 275kV | New Plant\SA\NSA CCGT 2
NSA Wilmington 275kV | NSA Wilmington 275kV | New Plant\SA\NSA CCGT 3
NSA Wilmington 275kV | NSA Wilmington 275kV | New Plant\SA\NSA CCGT 4
NSA Wilmington 275kV | NSA Wilmington 275kV | New Plant\SA\NSA OCGT 1
NSA Wilmington 275kV | NSA Wilmington 275kV | New Plant\SA\NSA OCGT 2
NSA Wilmington 275kV | NSA Wilmington 275kV | New Plant\SA\NSA OCGT 3
NSA Wilmington 275kV | NSA Wilmington 275kV | New Plant\SA\NSA OCGT 4
NSA Wilmington 275kV | NSA Wilmington 275kV | New Plant\SA\NSA OCGT 5
NSA Wilmington 275kV | NSA Wilmington 275kV | New Plant\SA\NSA OCGT 6
NSA Wilmington 275kV | NSA Wilmington 275kV | New Plant\SA\NSA OCGT 10
NSA Wilmington 275kV | NSA Wilmington 275kV | New Plant\SA\NSA OCGT 9
NSA Wilmington 275kV | NSA Wilmington 275kV | New Plant\SA\NSA OCGT 8
NSA Wilmington 275kV | NSA Wilmington 275kV | New Plant\SA\NSA OCGT 7
Northern Inertia | Northern Inertia | Brown Coal\SA\NPS1
Northern Inertia | Northern Inertia | Brown Coal\SA\NPS2
Northern Inertia | Northern Inertia | New Plant\SA\NSA CCGT 1
Northern Inertia | Northern Inertia | New Plant\SA\NSA CCGT CCS 1
Northern Inertia | Northern Inertia | New Plant\SA\NSA CCGT 2
Northern Inertia | Northern Inertia | New Plant\SA\NSA CCGT 3
Northern Inertia | Northern Inertia | New Plant\SA\NSA CCGT 4
Northern Inertia | Northern Inertia | New Plant\SA\NSA Geothermal 1
Northern Inertia | Northern Inertia | New Plant\SA\NSA Geothermal 2
Northern Inertia | Northern Inertia | New Plant\SA\NSA Geothermal 3
Northern Inertia | Northern Inertia | New Plant\SA\NSA Geothermal 4
Northern Inertia | Northern Inertia | New Plant\SA\NSA Geothermal 7
Northern Inertia | Northern Inertia | New Plant\SA\NSA Geothermal 6
Northern Inertia | Northern Inertia | New Plant\SA\NSA Geothermal 5
Northern Inertia | Northern Inertia | New Plant\SA\NSA Geothermal EGS 1
Northern Inertia | Northern Inertia | New Plant\SA\NSA Geothermal EGS 2
Northern Inertia | Northern Inertia | New Plant\SA\NSA Geothermal EGS 3
Northern Inertia | Northern Inertia | New Plant\SA\NSA Geothermal EGS 20
Northern Inertia | Northern Inertia | New Plant\SA\NSA Geothermal EGS 19
Northern Inertia | Northern Inertia | New Plant\SA\NSA Geothermal EGS 18
Northern Inertia | Northern Inertia | New Plant\SA\NSA Geothermal EGS 17
Northern Inertia | Northern Inertia | New Plant\SA\NSA Geothermal EGS 16
Northern Inertia | Northern Inertia | New Plant\SA\NSA Geothermal EGS 15
Northern Inertia | Northern Inertia | New Plant\SA\NSA Geothermal EGS 14
Northern Inertia | Northern Inertia | New Plant\SA\NSA Geothermal EGS 13
Northern Inertia | Northern Inertia | New Plant\SA\NSA Geothermal EGS 12
Northern Inertia | Northern Inertia | New Plant\SA\NSA Geothermal EGS 11
Northern Inertia | Northern Inertia | New Plant\SA\NSA Geothermal EGS 10
Northern Inertia | Northern Inertia | New Plant\SA\NSA Geothermal EGS 9
Northern Inertia | Northern Inertia | New Plant\SA\NSA Geothermal EGS 8
Northern Inertia | Northern Inertia | New Plant\SA\NSA Geothermal EGS 7
Northern Inertia | Northern Inertia | New Plant\SA\NSA Geothermal EGS 6
Northern Inertia | Northern Inertia | New Plant\SA\NSA Geothermal EGS 5
Northern Inertia | Northern Inertia | New Plant\SA\NSA Geothermal EGS 4
Central Inertia | Central Inertia | Natural gas\SA\TORRB1
Central Inertia | Central Inertia | Natural gas\SA\TORRB2
Central Inertia | Central Inertia | Natural gas\SA\TORRB3
Central Inertia | Central Inertia | Natural gas\SA\TORRB4
Central Inertia | Central Inertia | New Plant\SA\ADE CCGT 1
Central Inertia | Central Inertia | New Plant\SA\ADE CCGT 6
Central Inertia | Central Inertia | New Plant\SA\ADE CCGT 8
Central Inertia | Central Inertia | New Plant\SA\ADE CCGT 7
Central Inertia | Central Inertia | New Plant\SA\ADE CCGT 5
Central Inertia | Central Inertia | New Plant\SA\ADE CCGT CCS 1
Central Inertia | Central Inertia | New Plant\SA\ADE CCGT 2
Central Inertia | Central Inertia | New Plant\SA\ADE CCGT 3
Central Inertia | Central Inertia | New Plant\SA\ADE CCGT 4
Central Inertia | Central Inertia | Natural gas\SA\PPCCGTST
Central Inertia | Central Inertia | Natural gas\SA\PPCCGTGT1
Central Inertia | Central Inertia | Natural gas\SA\PPCCGTGT2
Central Inertia | Central Inertia | Natural gas\SA\TORRA1
Central Inertia | Central Inertia | Natural gas\SA\TORRA2
Central Inertia | Central Inertia | Natural gas\SA\TORRA3
Central Inertia | Central Inertia | Natural gas\SA\TORRA4
Central Inertia | Central Inertia | Natural gas\SA\OsborneST
Central Inertia | Central Inertia | Natural gas\SA\OsborneGT
SESA Gas | SESA Gas | New Plant\SA\SESA CCGT 1
SESA Gas | SESA Gas | New Plant\SA\SESA CCGT 2
SESA Gas | SESA Gas | New Plant\SA\SESA CCGT 3
SESA Gas | SESA Gas | New Plant\SA\SESA CCGT 4
SESA Gas | SESA Gas | New Plant\SA\SESA OCGT 1
SESA Gas | SESA Gas | New Plant\SA\SESA OCGT 2
SESA Gas | SESA Gas | New Plant\SA\SESA OCGT 3
SESA Gas | SESA Gas | New Plant\SA\SESA OCGT 4
SESA Gas | SESA Gas | New Plant\SA\SESA OCGT 5
SESA Gas | SESA Gas | New Plant\SA\SESA OCGT 6
SESA Gas | SESA Gas | New Plant\SA\SESA OCGT 10
SESA Gas | SESA Gas | New Plant\SA\SESA OCGT 9
SESA Gas | SESA Gas | New Plant\SA\SESA OCGT 8
SESA Gas | SESA Gas | New Plant\SA\SESA OCGT 7
SESA Geo | SESA Geo | New Plant\SA\SESA Geothermal 1
SESA Geo | SESA Geo | New Plant\SA\SESA Geothermal 2
SESA Geo | SESA Geo | New Plant\SA\SESA Geothermal 3
SESA Geo | SESA Geo | New Plant\SA\SESA Geothermal 4
SESA Geo | SESA Geo | New Plant\SA\SESA Geothermal 5
SESA Geo | SESA Geo | New Plant\SA\SESA Geothermal 6
SESA Geo | SESA Geo | New Plant\SA\SESA Geothermal 6
Collinsville Unit1 | Collinsville Unit1 | Black Coal\QLD\COLNSV_1
Collinsville Unit2 | Collinsville Unit2 | Black Coal\QLD\COLNSV_2
Collinsville Unit3 | Collinsville Unit3 | Black Coal\QLD\COLNSV_3
Collinsville Unit4 | Collinsville Unit4 | Black Coal\QLD\COLNSV_4
Collinsville Unit5 | Collinsville Unit5 | Black Coal\QLD\COLNSV_5
Port Lincoln 1-2 | Port Lincoln 1-2 | Liquid fuel\SA\POR01-1
Port Lincoln 1-2 | Port Lincoln 1-2 | Liquid fuel\SA\POR01-2
Port Lincoln 3 | Port Lincoln 3 | Liquid fuel\SA\POR01-3
Quarantine 1-4 | Quarantine 1-4 | Natural gas\SA\QPS1
Quarantine 1-4 | Quarantine 1-4 | Natural gas\SA\QPS2
Quarantine 1-4 | Quarantine 1-4 | Natural gas\SA\QPS3
Quarantine 1-4 | Quarantine 1-4 | Natural gas\SA\QPS4
Quarantine 5 | Quarantine 5 | Natural gas\SA\QPS5
Gunning Wind Farm | Gunning Wind Farm | Wind\NSW\Gunning
Woodlawn Wind Farm | Woodlawn Wind Farm | Wind\NSW\Woodlawn
Blowering | Blowering | Hydroelectric\NSW\BLOWRNG
Hazelwood_6 | Hazelwood_6 | Brown Coal\VIC\HWPS6
Bogong | Bogong | Hydroelectric\VIC\BOGONG1
Bogong | Bogong | Hydroelectric\VIC\BOGONG2
Hume NSW | Hume NSW | Hydroelectric\NSW\HUMENSW
JeeralangA | JeeralangA | Natural gas\VIC\JLA01
JeeralangA | JeeralangA | Natural gas\VIC\JLA02
JeeralangA | JeeralangA | Natural gas\VIC\JLA03
JeeralangA | JeeralangA | Natural gas\VIC\JLA04
Jeeralang B | Jeeralang B | Natural gas\VIC\JLB01
Jeeralang B | Jeeralang B | Natural gas\VIC\JLB02
Jeeralang B | Jeeralang B | Natural gas\VIC\JLB03
Hume VIC | Hume VIC | Hydroelectric\VIC\HUMEV
Hume VIC | Hume VIC | Hydroelectric\VIC\HUMEV2
Morwell_4-5 | Morwell_4-5 | Brown Coal\VIC\MOR3
Macaurthur Wind farm | Macaurthur Wind farm | Wind\VIC\Macarthur
Mt Piper | Mt Piper | Black Coal\NSW\MP1
Mt Piper | Mt Piper | Black Coal\NSW\MP2
Mortlake PS | Mortlake PS | Natural gas\VIC\Mortlake11
Mortlake PS | Mortlake PS | Natural gas\VIC\Mortlake12
McKay Creek | McKay Creek | Hydroelectric\VIC\MCKAY11
McKay Creek | McKay Creek | Hydroelectric\VIC\MCKAY13
McKay Creek | McKay Creek | Hydroelectric\VIC\MCKAY15
McKay Creek | McKay Creek | Hydroelectric\VIC\MCKAY16
McKay Creek 2 & 4 | McKay Creek 2 & 4 | Hydroelectric\VIC\MCKAY12
McKay Creek 2 & 4 | McKay Creek 2 & 4 | Hydroelectric\VIC\MCKAY14
Waubra Wind Farm | Waubra Wind Farm | Wind\VIC\Waubra
West Kiewa | West Kiewa | Hydroelectric\VIC\KWAGG1
West Kiewa | West Kiewa | Hydroelectric\VIC\KWAGG2
CAN | Regions\CAN | New Plant\NSW\CAN CCGT 1
CAN | Regions\CAN | New Plant\NSW\CAN CCGT 2
CAN | Regions\CAN | New Plant\NSW\CAN CCGT 3
CAN | Regions\CAN | New Plant\NSW\CAN CCGT 4
CAN | Regions\CAN | New Plant\NSW\CAN CCGT 5
CAN | Regions\CAN | New Plant\NSW\CAN CCGT 6
CAN | Regions\CAN | New Plant\NSW\CAN CCGT 7
CAN | Regions\CAN | New Plant\NSW\CAN CCGT 8
CAN | Regions\CAN | New Plant\NSW\CAN CCGT 9
CAN | Regions\CAN | New Plant\NSW\CAN CCGT 25
CAN | Regions\CAN | New Plant\NSW\CAN CCGT 26
CAN | Regions\CAN | New Plant\NSW\CAN CCGT 24
CAN | Regions\CAN | New Plant\NSW\CAN CCGT 23
CAN | Regions\CAN | New Plant\NSW\CAN CCGT 22
CAN | Regions\CAN | New Plant\NSW\CAN CCGT 21
CAN | Regions\CAN | New Plant\NSW\CAN CCGT 20
CAN | Regions\CAN | New Plant\NSW\CAN CCGT 19
CAN | Regions\CAN | New Plant\NSW\CAN CCGT 18
CAN | Regions\CAN | New Plant\NSW\CAN CCGT 17
CAN | Regions\CAN | New Plant\NSW\CAN CCGT 16
CAN | Regions\CAN | New Plant\NSW\CAN CCGT 15
CAN | Regions\CAN | New Plant\NSW\CAN CCGT 14
CAN | Regions\CAN | New Plant\NSW\CAN CCGT 13
CAN | Regions\CAN | New Plant\NSW\CAN CCGT 12
CAN | Regions\CAN | New Plant\NSW\CAN CCGT 11
CAN | Regions\CAN | New Plant\NSW\CAN CCGT 10
CAN | Regions\CAN | New Plant\NSW\CAN Biomass 1
CAN | Regions\CAN | New Plant\NSW\CAN Biomass 2
CAN | Regions\CAN | New Plant\NSW\CAN OCGT 1
CAN | Regions\CAN | New Plant\NSW\CAN OCGT 2
CAN | Regions\CAN | New Plant\NSW\CAN OCGT 3
CAN | Regions\CAN | New Plant\NSW\CAN OCGT 4
CAN | Regions\CAN | New Plant\NSW\CAN OCGT 5
CAN | Regions\CAN | New Plant\NSW\CAN OCGT 6
CAN | Regions\CAN | New Plant\NSW\CAN OCGT 7
CAN | Regions\CAN | New Plant\NSW\CAN OCGT 8
CAN | Regions\CAN | New Plant\NSW\CAN OCGT 9
CAN | Regions\CAN | New Plant\NSW\CAN OCGT 30
CAN | Regions\CAN | New Plant\NSW\CAN OCGT 29
CAN | Regions\CAN | New Plant\NSW\CAN OCGT 28
CAN | Regions\CAN | New Plant\NSW\CAN OCGT 27
CAN | Regions\CAN | New Plant\NSW\CAN OCGT 26
CAN | Regions\CAN | New Plant\NSW\CAN OCGT 25
CAN | Regions\CAN | New Plant\NSW\CAN OCGT 24
CAN | Regions\CAN | New Plant\NSW\CAN OCGT 23
CAN | Regions\CAN | New Plant\NSW\CAN OCGT 22
CAN | Regions\CAN | New Plant\NSW\CAN OCGT 21
CAN | Regions\CAN | New Plant\NSW\CAN OCGT 20
CAN | Regions\CAN | New Plant\NSW\CAN OCGT 19
CAN | Regions\CAN | New Plant\NSW\CAN OCGT 18
CAN | Regions\CAN | New Plant\NSW\CAN OCGT 17
CAN | Regions\CAN | New Plant\NSW\CAN OCGT 16
CAN | Regions\CAN | New Plant\NSW\CAN OCGT 15
CAN | Regions\CAN | New Plant\NSW\CAN OCGT 14
CAN | Regions\CAN | New Plant\NSW\CAN OCGT 13
CAN | Regions\CAN | New Plant\NSW\CAN OCGT 12
CAN | Regions\CAN | New Plant\NSW\CAN OCGT 11
CAN | Regions\CAN | New Plant\NSW\CAN OCGT 10
CAN | Regions\CAN | #Prophet\Plant\Wind\NSW\MRN 132_Wind
CAN | Regions\CAN | #Prophet\Plant\Wind\NSW\MRN 330_Wind
CAN | Regions\CAN | Wind\NSW\Capital Wind Farm
CAN | Regions\CAN | Wind\NSW\Cullerin Range
CAN | Regions\CAN | Hydroelectric\NSW\GUTHEGA1
CAN | Regions\CAN | Hydroelectric\NSW\GUTHEGA2
CAN | Regions\CAN | Wind\NSW\Woodlawn
CAN | Regions\CAN | New Plant\NSW\CAN CCGT CCS 1
CAN | Regions\CAN | New Plant\NSW\CAN CCGT CCS 2
CAN | Regions\CAN | New Plant\NSW\CAN CCGT CCS 3
CAN | Regions\CAN | New Plant\NSW\CAN CCGT CCS 4
LV | Regions\LV | Natural gas\VIC\BDL01
LV | Regions\LV | Natural gas\VIC\BDL02
LV | Regions\LV | Brown Coal\VIC\HWPS1
LV | Regions\LV | Brown Coal\VIC\HWPS2
LV | Regions\LV | Brown Coal\VIC\HWPS3
LV | Regions\LV | Brown Coal\VIC\HWPS4
LV | Regions\LV | Brown Coal\VIC\HWPS5
LV | Regions\LV | Brown Coal\VIC\HWPS6
LV | Regions\LV | Brown Coal\VIC\HWPS7
LV | Regions\LV | Brown Coal\VIC\HWPS8
LV | Regions\LV | Natural gas\VIC\JLA01
LV | Regions\LV | Natural gas\VIC\JLA02
LV | Regions\LV | Natural gas\VIC\JLA03
LV | Regions\LV | Natural gas\VIC\JLA04
LV | Regions\LV | Natural gas\VIC\JLB01
LV | Regions\LV | Natural gas\VIC\JLB02
LV | Regions\LV | Natural gas\VIC\JLB03
LV | Regions\LV | Brown Coal\VIC\LOYYB1
LV | Regions\LV | Brown Coal\VIC\LOYYB2
LV | Regions\LV | Brown Coal\VIC\LYA1
LV | Regions\LV | Brown Coal\VIC\LYA2
LV | Regions\LV | Brown Coal\VIC\LYA3
LV | Regions\LV | Brown Coal\VIC\LYA4
LV | Regions\LV | Brown Coal\VIC\MOR1
LV | Regions\LV | Brown Coal\VIC\MOR2
LV | Regions\LV | Brown Coal\VIC\MOR3
LV | Regions\LV | Natural gas\VIC\VPGS1
LV | Regions\LV | Natural gas\VIC\VPGS2
LV | Regions\LV | Natural gas\VIC\VPGS3
LV | Regions\LV | Natural gas\VIC\VPGS4
LV | Regions\LV | Natural gas\VIC\VPGS5
LV | Regions\LV | Natural gas\VIC\VPGS6
LV | Regions\LV | Brown Coal\VIC\YWPS1
LV | Regions\LV | Brown Coal\VIC\YWPS2
LV | Regions\LV | Brown Coal\VIC\YWPS3
LV | Regions\LV | Brown Coal\VIC\YWPS4
LV | Regions\LV | New Plant\VIC\LV CCGT 1
LV | Regions\LV | New Plant\VIC\LV CCGT 2
LV | Regions\LV | New Plant\VIC\LV CCGT 4
LV | Regions\LV | New Plant\VIC\LV CCGT 3
LV | Regions\LV | New Plant\VIC\LV CCGT 5
LV | Regions\LV | New Plant\VIC\LV CCGT 6
LV | Regions\LV | New Plant\VIC\LV CCGT 7
LV | Regions\LV | New Plant\VIC\LV CCGT 8
LV | Regions\LV | New Plant\VIC\LV CCGT 9
LV | Regions\LV | New Plant\VIC\LV CCGT 10
LV | Regions\LV | New Plant\VIC\LV CCGT 27
LV | Regions\LV | New Plant\VIC\LV CCGT 26
LV | Regions\LV | New Plant\VIC\LV CCGT 25
LV | Regions\LV | New Plant\VIC\LV CCGT 24
LV | Regions\LV | New Plant\VIC\LV CCGT 23
LV | Regions\LV | New Plant\VIC\LV CCGT 22
LV | Regions\LV | New Plant\VIC\LV CCGT 21
LV | Regions\LV | New Plant\VIC\LV CCGT 20
LV | Regions\LV | New Plant\VIC\LV CCGT 19
LV | Regions\LV | New Plant\VIC\LV CCGT 18
LV | Regions\LV | New Plant\VIC\LV CCGT 17
LV | Regions\LV | New Plant\VIC\LV CCGT 16
LV | Regions\LV | New Plant\VIC\LV CCGT 15
LV | Regions\LV | New Plant\VIC\LV CCGT 14
LV | Regions\LV | New Plant\VIC\LV CCGT 13
LV | Regions\LV | New Plant\VIC\LV CCGT 12
LV | Regions\LV | New Plant\VIC\LV CCGT 11
LV | Regions\LV | New Plant\VIC\LV Coal CCS 1
LV | Regions\LV | New Plant\VIC\LV Coal CCS 2
LV | Regions\LV | New Plant\VIC\LV Coal CCS 3
LV | Regions\LV | New Plant\VIC\LV Coal CCS 4
LV | Regions\LV | New Plant\VIC\LV Coal CCS 5
LV | Regions\LV | New Plant\VIC\LV Coal SC 1
LV | Regions\LV | New Plant\VIC\LV Coal SC CCS 1
LV | Regions\LV | New Plant\VIC\LV Coal IGCC 1
LV | Regions\LV | New Plant\VIC\LV Coal SC 2
LV | Regions\LV | New Plant\VIC\LV Coal SC 3
LV | Regions\LV | New Plant\VIC\LV Coal USC 1
LV | Regions\LV | New Plant\VIC\LV OCGT 1
LV | Regions\LV | New Plant\VIC\LV OCGT 10
LV | Regions\LV | New Plant\VIC\LV OCGT 19
LV | Regions\LV | New Plant\VIC\LV OCGT 18
LV | Regions\LV | New Plant\VIC\LV OCGT 17
LV | Regions\LV | New Plant\VIC\LV OCGT 16
LV | Regions\LV | New Plant\VIC\LV OCGT 15
LV | Regions\LV | New Plant\VIC\LV OCGT 14
LV | Regions\LV | New Plant\VIC\LV OCGT 13
LV | Regions\LV | New Plant\VIC\LV OCGT 12
LV | Regions\LV | New Plant\VIC\LV OCGT 11
LV | Regions\LV | New Plant\VIC\LV OCGT 2
LV | Regions\LV | New Plant\VIC\LV OCGT 3
LV | Regions\LV | New Plant\VIC\LV OCGT 4
LV | Regions\LV | New Plant\VIC\LV OCGT 5
LV | Regions\LV | New Plant\VIC\LV OCGT 6
LV | Regions\LV | New Plant\VIC\LV OCGT 7
LV | Regions\LV | New Plant\VIC\LV OCGT 8
LV | Regions\LV | New Plant\VIC\LV OCGT 9
LV | Regions\LV | New Plant\VIC\LV Coal CCS 6
LV | Regions\LV | New Plant\VIC\LV Coal CCS 7
LV | Regions\LV | New Plant\VIC\LV CCGT CCS 1
LV | Regions\LV | New Plant\VIC\LV CCGT CCS 2
LV | Regions\LV | New Plant\VIC\LV CCGT CCS 3
LV | Regions\LV | New Plant\VIC\LV CCGT CCS 4
LV | Regions\LV | New Plant\VIC\LV CCGT CCS 5
LV | Regions\LV | New Plant\VIC\LV CCGT CCS 6
LV | Regions\LV | New Plant\VIC\LV CCGT CCS 7
LV | Regions\LV | New Plant\VIC\LV CCGT CCS 8
LV | Regions\LV | New Plant\VIC\LV CCGT CCS 9
LV | Regions\LV | New Plant\VIC\LV CCGT CCS 10
LV | Regions\LV | New Plant\VIC\LV CCGT CCS 11
LV | Regions\LV | New Plant\VIC\LV CCGT CCS 12
LV | Regions\LV | New Plant\VIC\LV Geothermal 1
LV | Regions\LV | New Plant\VIC\LV Geothermal 2
LV | Regions\LV | New Plant\VIC\LV Geothermal 3
LV | Regions\LV | New Plant\VIC\LV Geothermal 4
LV | Regions\LV | #Prophet\Plant\Wind\VIC\SEV HZ-CRA 500_Wind
MEL | Regions\MEL | Natural gas\VIC\NPS
MEL | Regions\MEL | Natural gas\VIC\AGLSOM01
MEL | Regions\MEL | Natural gas\VIC\AGLSOM02
MEL | Regions\MEL | Natural gas\VIC\AGLSOM03
MEL | Regions\MEL | Natural gas\VIC\AGLSOM04
MEL | Regions\MEL | Natural gas\VIC\Laverton North1
MEL | Regions\MEL | Natural gas\VIC\Laverton North2
MEL | Regions\MEL | New Plant\VIC\MEL CCGT 1
MEL | Regions\MEL | New Plant\VIC\MEL CCGT 8
MEL | Regions\MEL | New Plant\VIC\MEL CCGT 7
MEL | Regions\MEL | New Plant\VIC\MEL CCGT 2
MEL | Regions\MEL | New Plant\VIC\MEL CCGT 3
MEL | Regions\MEL | New Plant\VIC\MEL CCGT 4
MEL | Regions\MEL | New Plant\VIC\MEL CCGT 5
MEL | Regions\MEL | New Plant\VIC\MEL CCGT 6
MEL | Regions\MEL | New Plant\VIC\MEL OCGT 1
MEL | Regions\MEL | New Plant\VIC\MEL OCGT 10
MEL | Regions\MEL | New Plant\VIC\MEL OCGT 11
MEL | Regions\MEL | New Plant\VIC\MEL OCGT 12
MEL | Regions\MEL | New Plant\VIC\MEL OCGT 13
MEL | Regions\MEL | New Plant\VIC\MEL OCGT 14
MEL | Regions\MEL | New Plant\VIC\MEL OCGT 15
MEL | Regions\MEL | New Plant\VIC\MEL OCGT 16
MEL | Regions\MEL | New Plant\VIC\MEL OCGT 17
MEL | Regions\MEL | New Plant\VIC\MEL OCGT 18
MEL | Regions\MEL | New Plant\VIC\MEL OCGT 19
MEL | Regions\MEL | New Plant\VIC\MEL OCGT 20
MEL | Regions\MEL | New Plant\VIC\MEL OCGT 2
MEL | Regions\MEL | New Plant\VIC\MEL OCGT 3
MEL | Regions\MEL | New Plant\VIC\MEL OCGT 4
MEL | Regions\MEL | New Plant\VIC\MEL OCGT 5
MEL | Regions\MEL | New Plant\VIC\MEL OCGT 6
MEL | Regions\MEL | New Plant\VIC\MEL OCGT 7
MEL | Regions\MEL | New Plant\VIC\MEL OCGT 8
MEL | Regions\MEL | New Plant\VIC\MEL OCGT 9
MEL | Regions\MEL | Wind\VIC\Portland 1
MEL | Regions\MEL | Wind\VIC\Portland 2
MEL | Regions\MEL | Wind\VIC\Portland 3
MEL | Regions\MEL | Wind\VIC\SWV MBL-HY 500_Wind
MEL | Regions\MEL | #Prophet\Plant\Wind\VIC\CS APD 220_Wind
MEL | Regions\MEL | #Prophet\Plant\Wind\VIC\CS MBL-HY 500_Wind
MEL | Regions\MEL | Natural gas\VIC\Mortlake11
MEL | Regions\MEL | Natural gas\VIC\Mortlake12
MEL | Regions\MEL | New Plant\VIC\MEL CCGT CCS 1
MEL | Regions\MEL | New Plant\VIC\MEL CCGT CCS 2
CVIC | Regions\CVIC | Brown Coal\VIC\APS
CVIC | Regions\CVIC | New Plant\VIC\CVIC CCGT 1
CVIC | Regions\CVIC | New Plant\VIC\CVIC CCGT CCS 1
CVIC | Regions\CVIC | New Plant\VIC\CVIC CCGT 2
CVIC | Regions\CVIC | New Plant\VIC\CVIC CCGT 3
CVIC | Regions\CVIC | New Plant\VIC\CVIC CCGT 4
CVIC | Regions\CVIC | New Plant\VIC\CVIC CCGT 5
CVIC | Regions\CVIC | New Plant\VIC\CVIC CCGT 6
CVIC | Regions\CVIC | New Plant\VIC\CVIC CCGT 21
CVIC | Regions\CVIC | New Plant\VIC\CVIC CCGT 23
CVIC | Regions\CVIC | New Plant\VIC\CVIC CCGT 22
CVIC | Regions\CVIC | New Plant\VIC\CVIC CCGT 20
CVIC | Regions\CVIC | New Plant\VIC\CVIC CCGT 19
CVIC | Regions\CVIC | New Plant\VIC\CVIC CCGT 18
CVIC | Regions\CVIC | New Plant\VIC\CVIC CCGT 17
CVIC | Regions\CVIC | New Plant\VIC\CVIC CCGT 16
CVIC | Regions\CVIC | New Plant\VIC\CVIC CCGT 15
CVIC | Regions\CVIC | New Plant\VIC\CVIC CCGT 14
CVIC | Regions\CVIC | New Plant\VIC\CVIC CCGT 13
CVIC | Regions\CVIC | New Plant\VIC\CVIC CCGT 12
CVIC | Regions\CVIC | New Plant\VIC\CVIC CCGT 11
CVIC | Regions\CVIC | New Plant\VIC\CVIC CCGT 10
CVIC | Regions\CVIC | New Plant\VIC\CVIC CCGT 9
CVIC | Regions\CVIC | New Plant\VIC\CVIC CCGT 8
CVIC | Regions\CVIC | New Plant\VIC\CVIC CCGT 7
CVIC | Regions\CVIC | New Plant\VIC\CVIC Geothermal 1
CVIC | Regions\CVIC | New Plant\VIC\NVIC Geothermal EGS 1
CVIC | Regions\CVIC | New Plant\VIC\NVIC Geothermal EGS 2
CVIC | Regions\CVIC | New Plant\VIC\CVIC Geothermal 2
CVIC | Regions\CVIC | New Plant\VIC\CVIC Geothermal 3
CVIC | Regions\CVIC | Solar\VIC\CVIC SOLAR 1
CVIC | Regions\CVIC | New Plant\VIC\CVIC OCGT 1
CVIC | Regions\CVIC | New Plant\VIC\CVIC OCGT 2
CVIC | Regions\CVIC | New Plant\VIC\CVIC OCGT 3
CVIC | Regions\CVIC | New Plant\VIC\CVIC OCGT 4
CVIC | Regions\CVIC | New Plant\VIC\CVIC OCGT 5
CVIC | Regions\CVIC | New Plant\VIC\CVIC OCGT 6
CVIC | Regions\CVIC | New Plant\VIC\CVIC OCGT 10
CVIC | Regions\CVIC | New Plant\VIC\CVIC OCGT 9
CVIC | Regions\CVIC | New Plant\VIC\CVIC OCGT 8
CVIC | Regions\CVIC | New Plant\VIC\CVIC OCGT 7
CVIC | Regions\CVIC | Wind\VIC\Challicum Hills
CVIC | Regions\CVIC | Wind\VIC\Oaklands Hill
CVIC | Regions\CVIC | #Prophet\Plant\Wind\VIC\NWV BLR 220_Wind
CVIC | Regions\CVIC | #Prophet\Plant\Wind\VIC\NWV BLR-BEN 220_Wind
CVIC | Regions\CVIC | #Prophet\Plant\Wind\VIC\NWV BLR-HOR 220_Wind
CVIC | Regions\CVIC | #Prophet\Plant\Wind\VIC\NWV RED 220_Wind
CVIC | Regions\CVIC | #Prophet\Plant\Wind\VIC\SWV TER 220_Wind
CVIC | Regions\CVIC | Wind\VIC\SWV TER-MBL 220_Wind
CVIC | Regions\CVIC | Wind\VIC\Waubra
CVIC | Regions\CVIC | New Plant\VIC\CVIC Geothermal 4
CVIC | Regions\CVIC | New Plant\VIC\CVIC Geothermal 5
CVIC | Regions\CVIC | New Plant\VIC\CVIC Geothermal 6
CVIC | Regions\CVIC | New Plant\VIC\CVIC Geothermal 7
CVIC | Regions\CVIC | New Plant\VIC\CVIC Geothermal 21
CVIC | Regions\CVIC | New Plant\VIC\CVIC Geothermal 20
CVIC | Regions\CVIC | New Plant\VIC\CVIC Geothermal 19
CVIC | Regions\CVIC | New Plant\VIC\CVIC Geothermal 18
CVIC | Regions\CVIC | New Plant\VIC\CVIC Geothermal 17
CVIC | Regions\CVIC | New Plant\VIC\CVIC Geothermal 16
CVIC | Regions\CVIC | New Plant\VIC\CVIC Geothermal 15
CVIC | Regions\CVIC | New Plant\VIC\CVIC Geothermal 14
CVIC | Regions\CVIC | New Plant\VIC\CVIC Geothermal 13
CVIC | Regions\CVIC | New Plant\VIC\CVIC Geothermal 12
CVIC | Regions\CVIC | New Plant\VIC\CVIC Geothermal 11
CVIC | Regions\CVIC | New Plant\VIC\CVIC Geothermal 10
CVIC | Regions\CVIC | New Plant\VIC\CVIC Geothermal 9
CVIC | Regions\CVIC | New Plant\VIC\CVIC Geothermal 8
NVIC | Regions\NVIC | Hydroelectric\VIC\DARTM1
NVIC | Regions\NVIC | Hydroelectric\VIC\EILDON1
NVIC | Regions\NVIC | Hydroelectric\VIC\EILDON2
NVIC | Regions\NVIC | Hydroelectric\VIC\HUMEV
NVIC | Regions\NVIC | Hydroelectric\VIC\HUMEV2
NVIC | Regions\NVIC | Hydroelectric\VIC\MCKAY11
NVIC | Regions\NVIC | Hydroelectric\VIC\MCKAY12
NVIC | Regions\NVIC | Hydroelectric\VIC\MCKAY13
NVIC | Regions\NVIC | Hydroelectric\VIC\MCKAY14
NVIC | Regions\NVIC | Hydroelectric\VIC\MCKAY15
NVIC | Regions\NVIC | Hydroelectric\VIC\MCKAY16
NVIC | Regions\NVIC | Hydroelectric\VIC\BOGONG1
NVIC | Regions\NVIC | Hydroelectric\VIC\BOGONG2
NVIC | Regions\NVIC | Hydroelectric\VIC\KWAGG1
NVIC | Regions\NVIC | Hydroelectric\VIC\KWAGG2
NVIC | Regions\NVIC | New Plant\VIC\NVIC CCGT 1
NVIC | Regions\NVIC | New Plant\VIC\NVIC CCGT CCS 1
NVIC | Regions\NVIC | New Plant\VIC\NVIC CCGT 2
NVIC | Regions\NVIC | New Plant\VIC\NVIC CCGT 3
NVIC | Regions\NVIC | New Plant\VIC\NVIC CCGT 4
NVIC | Regions\NVIC | New Plant\VIC\NVIC OCGT 1
NVIC | Regions\NVIC | New Plant\VIC\NVIC OCGT 2
NVIC | Regions\NVIC | New Plant\VIC\NVIC OCGT 3
NVIC | Regions\NVIC | New Plant\VIC\NVIC OCGT 4
NVIC | Regions\NVIC | New Plant\VIC\NVIC OCGT 10
NVIC | Regions\NVIC | New Plant\VIC\NVIC OCGT 9
NVIC | Regions\NVIC | New Plant\VIC\NVIC OCGT 8
NVIC | Regions\NVIC | New Plant\VIC\NVIC OCGT 7
NVIC | Regions\NVIC | New Plant\VIC\NVIC OCGT 6
NVIC | Regions\NVIC | New Plant\VIC\NVIC OCGT 5
NVIC | Regions\NVIC | Hydroelectric\VIC\MURRAY01
NVIC | Regions\NVIC | Hydroelectric\VIC\MURRAY02
NVIC | Regions\NVIC | Hydroelectric\VIC\MURRAY03
NVIC | Regions\NVIC | Hydroelectric\VIC\MURRAY04
NVIC | Regions\NVIC | Hydroelectric\VIC\MURRAY05
NVIC | Regions\NVIC | Hydroelectric\VIC\MURRAY06
NVIC | Regions\NVIC | Hydroelectric\VIC\MURRAY07
NVIC | Regions\NVIC | Hydroelectric\VIC\MURRAY08
NVIC | Regions\NVIC | Hydroelectric\VIC\MURRAY09
NVIC | Regions\NVIC | Hydroelectric\VIC\MURRAY10
NVIC | Regions\NVIC | Hydroelectric\VIC\MURRAY11
NVIC | Regions\NVIC | Hydroelectric\VIC\MURRAY12
NVIC | Regions\NVIC | Hydroelectric\VIC\MURRAY13
NVIC | Regions\NVIC | Hydroelectric\VIC\MURRAY14
SESA | Regions\SESA | Liquid fuel\SA\SNUG1
SESA | Regions\SESA | Liquid fuel\SA\SNUG2
SESA | Regions\SESA | Liquid fuel\SA\SNUG3
SESA | Regions\SESA | Natural gas\SA\LADBROK1
SESA | Regions\SESA | Natural gas\SA\LADBROK2
SESA | Regions\SESA | New Plant\SA\SESA Biomass 1
SESA | Regions\SESA | New Plant\SA\SESA Biomass 2
SESA | Regions\SESA | New Plant\SA\SESA Biomass 3
SESA | Regions\SESA | New Plant\SA\SESA Biomass 6
SESA | Regions\SESA | New Plant\SA\SESA Biomass 5
SESA | Regions\SESA | New Plant\SA\SESA Biomass 4
SESA | Regions\SESA | New Plant\SA\SESA CCGT 1
SESA | Regions\SESA | New Plant\SA\SESA CCGT 2
SESA | Regions\SESA | New Plant\SA\SESA CCGT 3
SESA | Regions\SESA | New Plant\SA\SESA CCGT 4
SESA | Regions\SESA | New Plant\SA\SESA Geothermal 1
SESA | Regions\SESA | New Plant\SA\SESA Geothermal 2
SESA | Regions\SESA | New Plant\SA\SESA Geothermal 3
SESA | Regions\SESA | New Plant\SA\SESA Geothermal 4
SESA | Regions\SESA | New Plant\SA\SESA Geothermal 5
SESA | Regions\SESA | New Plant\SA\SESA Geothermal 6
SESA | Regions\SESA | New Plant\SA\SESA OCGT 1
SESA | Regions\SESA | New Plant\SA\SESA OCGT 2
SESA | Regions\SESA | New Plant\SA\SESA OCGT 3
SESA | Regions\SESA | New Plant\SA\SESA OCGT 4
SESA | Regions\SESA | New Plant\SA\SESA OCGT 5
SESA | Regions\SESA | New Plant\SA\SESA OCGT 6
SESA | Regions\SESA | New Plant\SA\SESA OCGT 10
SESA | Regions\SESA | New Plant\SA\SESA OCGT 9
SESA | Regions\SESA | New Plant\SA\SESA OCGT 8
SESA | Regions\SESA | New Plant\SA\SESA OCGT 7
SESA | Regions\SESA | Wind\SA\Canunda
SESA | Regions\SESA | #Prophet\Plant\Wind\SA\CS SNUG 132_Wind
SESA | Regions\SESA | #Prophet\Plant\Wind\SA\CS SNUG 275_Wind
SESA | Regions\SESA | Wind\SA\LKBONNY1
SESA | Regions\SESA | Wind\SA\LKBONNY2
SESA | Regions\SESA | Wind\SA\LKBONNY3
ADE | Regions\ADE | Natural gas\SA\OsborneST
ADE | Regions\ADE | Natural gas\SA\OsborneGT
ADE | Regions\ADE | Natural gas\SA\AGLHAL01
ADE | Regions\ADE | Natural gas\SA\AGLHAL02
ADE | Regions\ADE | Natural gas\SA\AGLHAL03
ADE | Regions\ADE | Natural gas\SA\AGLHAL04
ADE | Regions\ADE | Natural gas\SA\AGLHAL05
ADE | Regions\ADE | Natural gas\SA\AGLHAL06
ADE | Regions\ADE | Natural gas\SA\AGLHAL07
ADE | Regions\ADE | Natural gas\SA\AGLHAL08
ADE | Regions\ADE | Natural gas\SA\AGLHAL09
ADE | Regions\ADE | Natural gas\SA\AGLHAL10
ADE | Regions\ADE | Natural gas\SA\AGLHAL11
ADE | Regions\ADE | Liquid fuel\SA\ANGAS1
ADE | Regions\ADE | Liquid fuel\SA\ANGAS2
ADE | Regions\ADE | Natural gas\SA\DRYCGT1
ADE | Regions\ADE | Natural gas\SA\DRYCGT2
ADE | Regions\ADE | Natural gas\SA\DRYCGT3
ADE | Regions\ADE | Natural gas\SA\MINTARO
ADE | Regions\ADE | Natural gas\SA\PPCCGTST
ADE | Regions\ADE | Natural gas\SA\PPCCGTGT1
ADE | Regions\ADE | Natural gas\SA\PPCCGTGT2
ADE | Regions\ADE | Natural gas\SA\QPS1
ADE | Regions\ADE | Natural gas\SA\QPS2
ADE | Regions\ADE | Natural gas\SA\QPS3
ADE | Regions\ADE | Natural gas\SA\QPS4
ADE | Regions\ADE | Natural gas\SA\QPS5
ADE | Regions\ADE | Natural gas\SA\TORRA1
ADE | Regions\ADE | Natural gas\SA\TORRA2
ADE | Regions\ADE | Natural gas\SA\TORRA3
ADE | Regions\ADE | Natural gas\SA\TORRA4
ADE | Regions\ADE | Natural gas\SA\TORRB1
ADE | Regions\ADE | Natural gas\SA\TORRB2
ADE | Regions\ADE | Natural gas\SA\TORRB3
ADE | Regions\ADE | Natural gas\SA\TORRB4
ADE | Regions\ADE | New Plant\SA\ADE CCGT 1
ADE | Regions\ADE | New Plant\SA\ADE CCGT 6
ADE | Regions\ADE | New Plant\SA\ADE CCGT 8
ADE | Regions\ADE | New Plant\SA\ADE CCGT 7
ADE | Regions\ADE | New Plant\SA\ADE CCGT 5
ADE | Regions\ADE | New Plant\SA\ADE CCGT CCS 1
ADE | Regions\ADE | New Plant\SA\ADE CCGT 2
ADE | Regions\ADE | New Plant\SA\ADE CCGT 3
ADE | Regions\ADE | New Plant\SA\ADE CCGT 4
ADE | Regions\ADE | New Plant\SA\ADE OCGT 1
ADE | Regions\ADE | New Plant\SA\ADE OCGT 2
ADE | Regions\ADE | New Plant\SA\ADE OCGT 3
ADE | Regions\ADE | New Plant\SA\ADE OCGT 4
ADE | Regions\ADE | New Plant\SA\ADE OCGT 5
ADE | Regions\ADE | New Plant\SA\ADE OCGT 6
ADE | Regions\ADE | New Plant\SA\ADE OCGT 7
ADE | Regions\ADE | New Plant\SA\ADE OCGT 8
ADE | Regions\ADE | New Plant\SA\ADE OCGT 9
ADE | Regions\ADE | New Plant\SA\ADE OCGT 10
ADE | Regions\ADE | Wind\SA\Starfish Hill
ADE | Regions\ADE | #Prophet\Plant\Wind\SA\MNS ROB 275_Wind
ADE | Regions\ADE | #Prophet\Plant\Wind\SA\FLS MY 66_Wind
NSA | Regions\NSA | Brown Coal\SA\NPS1
NSA | Regions\NSA | Brown Coal\SA\NPS2
NSA | Regions\NSA | Brown Coal\SA\PLAYB-AG1
NSA | Regions\NSA | Brown Coal\SA\PLAYB-AG2
NSA | Regions\NSA | Brown Coal\SA\PLAYB-AG3
NSA | Regions\NSA | Brown Coal\SA\PLAYB-AG4
NSA | Regions\NSA | Liquid fuel\SA\POR01-1
NSA | Regions\NSA | Liquid fuel\SA\POR01-2
NSA | Regions\NSA | New Plant\SA\NSA CCGT 1
NSA | Regions\NSA | New Plant\SA\NSA CCGT CCS 1
NSA | Regions\NSA | New Plant\SA\NSA CCGT 2
NSA | Regions\NSA | New Plant\SA\NSA CCGT 3
NSA | Regions\NSA | New Plant\SA\NSA CCGT 4
NSA | Regions\NSA | New Plant\SA\NSA Geothermal 1
NSA | Regions\NSA | New Plant\SA\NSA Geothermal 2
NSA | Regions\NSA | New Plant\SA\NSA Geothermal 3
NSA | Regions\NSA | New Plant\SA\NSA Geothermal 4
NSA | Regions\NSA | New Plant\SA\NSA Geothermal 7
NSA | Regions\NSA | New Plant\SA\NSA Geothermal 6
NSA | Regions\NSA | New Plant\SA\NSA Geothermal 5
NSA | Regions\NSA | New Plant\SA\NSA Geothermal EGS 1
NSA | Regions\NSA | New Plant\SA\NSA Geothermal EGS 2
NSA | Regions\NSA | New Plant\SA\NSA Geothermal EGS 3
NSA | Regions\NSA | New Plant\SA\NSA Geothermal EGS 20
NSA | Regions\NSA | New Plant\SA\NSA Geothermal EGS 19
NSA | Regions\NSA | New Plant\SA\NSA Geothermal EGS 18
NSA | Regions\NSA | New Plant\SA\NSA Geothermal EGS 17
NSA | Regions\NSA | New Plant\SA\NSA Geothermal EGS 16
NSA | Regions\NSA | New Plant\SA\NSA Geothermal EGS 15
NSA | Regions\NSA | New Plant\SA\NSA Geothermal EGS 14
NSA | Regions\NSA | New Plant\SA\NSA Geothermal EGS 13
NSA | Regions\NSA | New Plant\SA\NSA Geothermal EGS 12
NSA | Regions\NSA | New Plant\SA\NSA Geothermal EGS 11
NSA | Regions\NSA | New Plant\SA\NSA Geothermal EGS 10
NSA | Regions\NSA | New Plant\SA\NSA Geothermal EGS 9
NSA | Regions\NSA | New Plant\SA\NSA Geothermal EGS 8
NSA | Regions\NSA | New Plant\SA\NSA Geothermal EGS 7
NSA | Regions\NSA | New Plant\SA\NSA Geothermal EGS 6
NSA | Regions\NSA | New Plant\SA\NSA Geothermal EGS 5
NSA | Regions\NSA | New Plant\SA\NSA Geothermal EGS 4
NSA | Regions\NSA | New Plant\SA\NSA OCGT 1
NSA | Regions\NSA | New Plant\SA\NSA OCGT 2
NSA | Regions\NSA | New Plant\SA\NSA OCGT 3
NSA | Regions\NSA | New Plant\SA\NSA OCGT 4
NSA | Regions\NSA | New Plant\SA\NSA OCGT 5
NSA | Regions\NSA | New Plant\SA\NSA OCGT 6
NSA | Regions\NSA | New Plant\SA\NSA OCGT 10
NSA | Regions\NSA | New Plant\SA\NSA OCGT 9
NSA | Regions\NSA | New Plant\SA\NSA OCGT 8
NSA | Regions\NSA | New Plant\SA\NSA OCGT 7
NSA | Regions\NSA | Wind\SA\CathRocks
NSA | Regions\NSA | Wind\SA\Mt Millar Wind Farm
NSA | Regions\NSA | Wind\SA\WattlePoint
NSA | Regions\NSA | Wind\SA\Snowtown Wind Farm
NSA | Regions\NSA | Wind\SA\Clements Gap
NSA | Regions\NSA | #Prophet\Plant\Wind\SA\MNS BGT 275_Wind
NSA | Regions\NSA | #Prophet\Plant\Wind\SA\MNS BGT 132_Wind
NSA | Regions\NSA | #Prophet\Plant\Wind\SA\MNS BRT 275_Wind
NSA | Regions\NSA | #Prophet\Plant\Wind\SA\WCS CUL 275_Wind
NSA | Regions\NSA | Wind\SA\North Brown Hill
NSA | Regions\NSA | Wind\SA\Hallett 5 The Bluff
NSA | Regions\NSA | Wind\SA\Waterloo
NSA | Regions\NSA | Wind\SA\Hallett Hill Wind Farm
NSA | Regions\NSA | Wind\SA\Hallett Wind Farm
NSA | Regions\NSA | #Prophet\Plant\Wind\SA\MNS ROB 275_Wind
SWNSW | Regions\SWNSW | Hydroelectric\NSW\BLOWRNG
SWNSW | Regions\SWNSW | Hydroelectric\NSW\HUMENSW
SWNSW | Regions\SWNSW | Hydroelectric\NSW\TUMUT3_01
SWNSW | Regions\SWNSW | Hydroelectric\NSW\TUMUT3_02
SWNSW | Regions\SWNSW | Hydroelectric\NSW\TUMUT3_03
SWNSW | Regions\SWNSW | Hydroelectric\NSW\TUMUT3_04
SWNSW | Regions\SWNSW | Hydroelectric\NSW\TUMUT3_05
SWNSW | Regions\SWNSW | Hydroelectric\NSW\TUMUT3_06
SWNSW | Regions\SWNSW | Hydroelectric\NSW\TUMUT1_01
SWNSW | Regions\SWNSW | Hydroelectric\NSW\TUMUT1_02
SWNSW | Regions\SWNSW | Hydroelectric\NSW\TUMUT1_03
SWNSW | Regions\SWNSW | Hydroelectric\NSW\TUMUT1_04
SWNSW | Regions\SWNSW | Hydroelectric\NSW\TUMUT2_01
SWNSW | Regions\SWNSW | Hydroelectric\NSW\TUMUT2_02
SWNSW | Regions\SWNSW | Hydroelectric\NSW\TUMUT2_03
SWNSW | Regions\SWNSW | Hydroelectric\NSW\TUMUT2_04
SWNSW | Regions\SWNSW | Natural gas\NSW\Uranquinty1
SWNSW | Regions\SWNSW | Natural gas\NSW\Uranquinty2
SWNSW | Regions\SWNSW | Natural gas\NSW\Uranquinty3
SWNSW | Regions\SWNSW | Natural gas\NSW\Uranquinty4
SWNSW | Regions\SWNSW | New Plant\NSW\SWNSW CCGT 1
SWNSW | Regions\SWNSW | New Plant\NSW\SWNSW CCGT CCS 1
SWNSW | Regions\SWNSW | New Plant\NSW\SWNSW CCGT 2
SWNSW | Regions\SWNSW | New Plant\NSW\SWNSW CCGT 3
SWNSW | Regions\SWNSW | New Plant\NSW\SWNSW CCGT 4
SWNSW | Regions\SWNSW | New Plant\NSW\SWNSW Coal IGCC CCS 1
SWNSW | Regions\SWNSW | New Plant\NSW\SWNSW Coal IGCC CCS 2
SWNSW | Regions\SWNSW | New Plant\NSW\SWNSW Coal IGCC CCS 3
SWNSW | Regions\SWNSW | New Plant\NSW\SWNSW Coal SC 1
SWNSW | Regions\SWNSW | New Plant\NSW\SWNSW Coal SC OC CCS 1
SWNSW | Regions\SWNSW | New Plant\NSW\SWNSW Coal SC CCS 1
SWNSW | Regions\SWNSW | New Plant\NSW\SWNSW Coal IGCC 1
SWNSW | Regions\SWNSW | New Plant\NSW\SWNSW Coal SC 2
SWNSW | Regions\SWNSW | New Plant\NSW\SWNSW Coal SC 3
SWNSW | Regions\SWNSW | New Plant\NSW\SWNSW Coal USC 1
SWNSW | Regions\SWNSW | New Plant\NSW\SWNSW Coal USC 2
SWNSW | Regions\SWNSW | New Plant\NSW\SWNSW Coal USC 4
SWNSW | Regions\SWNSW | New Plant\NSW\SWNSW Coal USC 3
SWNSW | Regions\SWNSW | New Plant\NSW\SWNSW OCGT 1
SWNSW | Regions\SWNSW | New Plant\NSW\SWNSW OCGT 10
SWNSW | Regions\SWNSW | New Plant\NSW\SWNSW OCGT 2
SWNSW | Regions\SWNSW | New Plant\NSW\SWNSW OCGT 3
SWNSW | Regions\SWNSW | New Plant\NSW\SWNSW OCGT 4
SWNSW | Regions\SWNSW | New Plant\NSW\SWNSW OCGT 5
SWNSW | Regions\SWNSW | New Plant\NSW\SWNSW OCGT 6
SWNSW | Regions\SWNSW | New Plant\NSW\SWNSW OCGT 7
SWNSW | Regions\SWNSW | New Plant\NSW\SWNSW OCGT 8
SWNSW | Regions\SWNSW | New Plant\NSW\SWNSW OCGT 9
SWNSW | Regions\SWNSW | Solar\NSW\SWNSW SOLAR 1
SWNSW | Regions\SWNSW | Solar\NSW\NCEN SOLAR 1
SWNSW | Regions\SWNSW | Solar\NSW\NNS SOLAR 1
SWNSW | Regions\SWNSW | #Prophet\Plant\Wind\NSW\MUN 132_Wind
SWNSW | Regions\SWNSW | #Prophet\Plant\Wind\NSW\MUN 330_Wind
TAS | Regions\TAS | Hydroelectric\TAS\BA131-1
TAS | Regions\TAS | Hydroelectric\TAS\CA111-1
TAS | Regions\TAS | Hydroelectric\TAS\CA112-2
TAS | Regions\TAS | Hydroelectric\TAS\CE131-1
TAS | Regions\TAS | Hydroelectric\TAS\DG111-1
TAS | Regions\TAS | Hydroelectric\TAS\FI111-1
TAS | Regions\TAS | Hydroelectric\TAS\GO181-1
TAS | Regions\TAS | Hydroelectric\TAS\GO182-2
TAS | Regions\TAS | Hydroelectric\TAS\GO183-3
TAS | Regions\TAS | Hydroelectric\TAS\JB131-1
TAS | Regions\TAS | Hydroelectric\TAS\LE111-1
TAS | Regions\TAS | Hydroelectric\TAS\LI111-1
TAS | Regions\TAS | Hydroelectric\TAS\LI112-2
TAS | Regions\TAS | Hydroelectric\TAS\LI113-3
TAS | Regions\TAS | Hydroelectric\TAS\LM111-1
TAS | Regions\TAS | Hydroelectric\TAS\MA131-1
TAS | Regions\TAS | Hydroelectric\TAS\MB111-1
TAS | Regions\TAS | Hydroelectric\TAS\PO161-1
TAS | Regions\TAS | Hydroelectric\TAS\PO162-2
TAS | Regions\TAS | Hydroelectric\TAS\PO163-3
TAS | Regions\TAS | Hydroelectric\TAS\PO164-4
TAS | Regions\TAS | Hydroelectric\TAS\PO165-5
TAS | Regions\TAS | Hydroelectric\TAS\PO166-6
TAS | Regions\TAS | Hydroelectric\TAS\RC131-1
TAS | Regions\TAS | Hydroelectric\TAS\RC132-2
TAS | Regions\TAS | Hydroelectric\TAS\TA111-1
TAS | Regions\TAS | Hydroelectric\TAS\TA111-2
TAS | Regions\TAS | Hydroelectric\TAS\TA111-3
TAS | Regions\TAS | Hydroelectric\TAS\TA112-4
TAS | Regions\TAS | Hydroelectric\TAS\TA112-5
TAS | Regions\TAS | Hydroelectric\TAS\TA112-6
TAS | Regions\TAS | Hydroelectric\TAS\TR111-1
TAS | Regions\TAS | Hydroelectric\TAS\TR111-2
TAS | Regions\TAS | Hydroelectric\TAS\TR112-3
TAS | Regions\TAS | Hydroelectric\TAS\TR112-4
TAS | Regions\TAS | Hydroelectric\TAS\TT131-1
TAS | Regions\TAS | Hydroelectric\TAS\TU111-1
TAS | Regions\TAS | Hydroelectric\TAS\TU112-2
TAS | Regions\TAS | Hydroelectric\TAS\TU113-3
TAS | Regions\TAS | Hydroelectric\TAS\TU114-4
TAS | Regions\TAS | Hydroelectric\TAS\TU115-5
TAS | Regions\TAS | Hydroelectric\TAS\WI111-1
TAS | Regions\TAS | Hydroelectric\TAS\WY111-1
TAS | Regions\TAS | Hydroelectric\TAS\WY111-2
TAS | Regions\TAS | Hydroelectric\TAS\WY111-3
TAS | Regions\TAS | Natural gas\TAS\Bell Bay GT1
TAS | Regions\TAS | Natural gas\TAS\Bell Bay GT2
TAS | Regions\TAS | Natural gas\TAS\Bell Bay GT3
TAS | Regions\TAS | New Plant\TAS\TAS CCGT 1
TAS | Regions\TAS | New Plant\TAS\TAS CCGT 2
TAS | Regions\TAS | New Plant\TAS\TAS CCGT 3
TAS | Regions\TAS | New Plant\TAS\TAS CCGT 4
TAS | Regions\TAS | New Plant\TAS\TAS OCGT 1
TAS | Regions\TAS | New Plant\TAS\TAS Biomass 1
TAS | Regions\TAS | New Plant\TAS\TAS Biomass 2
TAS | Regions\TAS | New Plant\TAS\TAS Biomass 3
TAS | Regions\TAS | New Plant\TAS\TAS Biomass 6
TAS | Regions\TAS | New Plant\TAS\TAS Biomass 5
TAS | Regions\TAS | New Plant\TAS\TAS Biomass 4
TAS | Regions\TAS | New Plant\TAS\TAS OCGT 2
TAS | Regions\TAS | New Plant\TAS\TAS OCGT 3
TAS | Regions\TAS | New Plant\TAS\TAS OCGT 4
TAS | Regions\TAS | New Plant\TAS\TAS OCGT 5
TAS | Regions\TAS | New Plant\TAS\TAS OCGT 6
TAS | Regions\TAS | New Plant\TAS\TAS OCGT 9
TAS | Regions\TAS | New Plant\TAS\TAS OCGT 8
TAS | Regions\TAS | New Plant\TAS\TAS OCGT 7
TAS | Regions\TAS | Natural gas\TAS\Tamar CCGT
TAS | Regions\TAS | Natural gas\TAS\Tamar OCGT
TAS | Regions\TAS | #Prophet\Plant\Wind\TAS\NET 110_Wind
TAS | Regions\TAS | #Prophet\Plant\Wind\TAS\NWT 220_Wind
TAS | Regions\TAS | #Prophet\Plant\Wind\TAS\ST WAD 220_Wind
TAS | Regions\TAS | Wind\TAS\Woolnorth
NCEN | Regions\NCEN | Black Coal\NSW\BW01
NCEN | Regions\NCEN | Black Coal\NSW\BW02
NCEN | Regions\NCEN | Black Coal\NSW\BW03
NCEN | Regions\NCEN | Black Coal\NSW\BW04
NCEN | Regions\NCEN | Black Coal\NSW\ER01
NCEN | Regions\NCEN | Black Coal\NSW\ER02
NCEN | Regions\NCEN | Black Coal\NSW\ER03
NCEN | Regions\NCEN | Black Coal\NSW\ER04
NCEN | Regions\NCEN | Black Coal\NSW\LD01
NCEN | Regions\NCEN | Black Coal\NSW\LD02
NCEN | Regions\NCEN | Black Coal\NSW\LD03
NCEN | Regions\NCEN | Black Coal\NSW\LD04
NCEN | Regions\NCEN | Black Coal\NSW\MM3
NCEN | Regions\NCEN | Black Coal\NSW\MM4
NCEN | Regions\NCEN | Black Coal\NSW\MP1
NCEN | Regions\NCEN | Black Coal\NSW\MP2
NCEN | Regions\NCEN | Black Coal\NSW\REDBANK1
NCEN | Regions\NCEN | Black Coal\NSW\VP5
NCEN | Regions\NCEN | Black Coal\NSW\VP6
NCEN | Regions\NCEN | Black Coal\NSW\WW7
NCEN | Regions\NCEN | Black Coal\NSW\WW8
NCEN | Regions\NCEN | Hydroelectric\NSW\SHGEN01
NCEN | Regions\NCEN | Hydroelectric\NSW\SHGEN02
NCEN | Regions\NCEN | Hydroelectric\NSW\SHGEN03
NCEN | Regions\NCEN | Hydroelectric\NSW\SHGEN04
NCEN | Regions\NCEN | Liquid fuel\NSW\HVGTS1
NCEN | Regions\NCEN | Liquid fuel\NSW\HVGTS2
NCEN | Regions\NCEN | Natural gas\NSW\Colongra OCGT1
NCEN | Regions\NCEN | Natural gas\NSW\Colongra OCGT2
NCEN | Regions\NCEN | Natural gas\NSW\Colongra OCGT3
NCEN | Regions\NCEN | Natural gas\NSW\Colongra OCGT4
NCEN | Regions\NCEN | Natural gas\NSW\SITHE01
NCEN | Regions\NCEN | Natural gas\NSW\SITHE02
NCEN | Regions\NCEN | Natural gas\NSW\SITHE03
NCEN | Regions\NCEN | Natural gas\NSW\SITHE04
NCEN | Regions\NCEN | Natural gas\NSW\Tallawarra
NCEN | Regions\NCEN | New Plant\NSW\NCEN Biomass 1
NCEN | Regions\NCEN | New Plant\NSW\NCEN Biomass 2
NCEN | Regions\NCEN | New Plant\NSW\NCEN CCGT 1
NCEN | Regions\NCEN | New Plant\NSW\NCEN CCGT 30
NCEN | Regions\NCEN | New Plant\NSW\NCEN CCGT 29
NCEN | Regions\NCEN | New Plant\NSW\NCEN CCGT 28
NCEN | Regions\NCEN | New Plant\NSW\NCEN CCGT 27
NCEN | Regions\NCEN | New Plant\NSW\NCEN CCGT 26
NCEN | Regions\NCEN | New Plant\NSW\NCEN CCGT 25
NCEN | Regions\NCEN | New Plant\NSW\NCEN CCGT 24
NCEN | Regions\NCEN | New Plant\NSW\NCEN CCGT 23
NCEN | Regions\NCEN | New Plant\NSW\NCEN CCGT 22
NCEN | Regions\NCEN | New Plant\NSW\NCEN CCGT 21
NCEN | Regions\NCEN | New Plant\NSW\NCEN CCGT 20
NCEN | Regions\NCEN | New Plant\NSW\NCEN CCGT 19
NCEN | Regions\NCEN | New Plant\NSW\NCEN CCGT 18
NCEN | Regions\NCEN | New Plant\NSW\NCEN CCGT 17
NCEN | Regions\NCEN | New Plant\NSW\NCEN CCGT 16
NCEN | Regions\NCEN | New Plant\NSW\NCEN CCGT 15
NCEN | Regions\NCEN | New Plant\NSW\NCEN CCGT 14
NCEN | Regions\NCEN | New Plant\NSW\NCEN CCGT 13
NCEN | Regions\NCEN | New Plant\NSW\NCEN CCGT 12
NCEN | Regions\NCEN | New Plant\NSW\NCEN CCGT 11
NCEN | Regions\NCEN | New Plant\NSW\NCEN CCGT 10
NCEN | Regions\NCEN | New Plant\NSW\NCEN CCGT 9
NCEN | Regions\NCEN | New Plant\NSW\NCEN CCGT 8
NCEN | Regions\NCEN | New Plant\NSW\NCEN CCGT 7
NCEN | Regions\NCEN | New Plant\NSW\NCEN CCGT 2
NCEN | Regions\NCEN | New Plant\NSW\NCEN CCGT 3
NCEN | Regions\NCEN | New Plant\NSW\NCEN CCGT 4
NCEN | Regions\NCEN | New Plant\NSW\NCEN CCGT 5
NCEN | Regions\NCEN | New Plant\NSW\NCEN CCGT 6
NCEN | Regions\NCEN | New Plant\NSW\NCEN CCGT CCS 1
NCEN | Regions\NCEN | New Plant\NSW\NCEN CCGT CCS 2
NCEN | Regions\NCEN | New Plant\NSW\NCEN Coal SC 1
NCEN | Regions\NCEN | New Plant\NSW\NCEN Coal SC OC CCS 1
NCEN | Regions\NCEN | New Plant\NSW\NCEN Coal SC CCS 1
NCEN | Regions\NCEN | New Plant\NSW\NCEN Coal IGCC CCS 1
NCEN | Regions\NCEN | New Plant\NSW\NCEN Coal IGCC 1
NCEN | Regions\NCEN | New Plant\NSW\NCEN Coal SC 2
NCEN | Regions\NCEN | New Plant\NSW\NCEN Coal SC 3
NCEN | Regions\NCEN | New Plant\NSW\NCEN Coal SC 4
NCEN | Regions\NCEN | New Plant\NSW\NCEN Coal SC 5
NCEN | Regions\NCEN | New Plant\NSW\NCEN Coal SC 6
NCEN | Regions\NCEN | New Plant\NSW\NCEN Coal SC 7
NCEN | Regions\NCEN | New Plant\NSW\NCEN Coal USC 4
NCEN | Regions\NCEN | New Plant\NSW\NCEN Coal USC 3
NCEN | Regions\NCEN | New Plant\NSW\NCEN Coal USC 2
NCEN | Regions\NCEN | New Plant\NSW\NCEN Coal USC 1
NCEN | Regions\NCEN | New Plant\NSW\NCEN OCGT 1
NCEN | Regions\NCEN | New Plant\NSW\NCEN OCGT 10
NCEN | Regions\NCEN | New Plant\NSW\NCEN OCGT 11
NCEN | Regions\NCEN | New Plant\NSW\NCEN OCGT 12
NCEN | Regions\NCEN | New Plant\NSW\NCEN OCGT 13
NCEN | Regions\NCEN | New Plant\NSW\NCEN OCGT 14
NCEN | Regions\NCEN | New Plant\NSW\NCEN OCGT 15
NCEN | Regions\NCEN | New Plant\NSW\NCEN OCGT 16
NCEN | Regions\NCEN | New Plant\NSW\NCEN OCGT 17
NCEN | Regions\NCEN | New Plant\NSW\NCEN OCGT 18
NCEN | Regions\NCEN | New Plant\NSW\NCEN OCGT 19
NCEN | Regions\NCEN | New Plant\NSW\NCEN OCGT 20
NCEN | Regions\NCEN | New Plant\NSW\NCEN OCGT 21
NCEN | Regions\NCEN | New Plant\NSW\NCEN OCGT 22
NCEN | Regions\NCEN | New Plant\NSW\NCEN OCGT 23
NCEN | Regions\NCEN | New Plant\NSW\NCEN OCGT 2
NCEN | Regions\NCEN | New Plant\NSW\NCEN OCGT 3
NCEN | Regions\NCEN | New Plant\NSW\NCEN OCGT 4
NCEN | Regions\NCEN | New Plant\NSW\NCEN OCGT 5
NCEN | Regions\NCEN | New Plant\NSW\NCEN OCGT 6
NCEN | Regions\NCEN | New Plant\NSW\NCEN OCGT 7
NCEN | Regions\NCEN | New Plant\NSW\NCEN OCGT 8
NCEN | Regions\NCEN | New Plant\NSW\NCEN OCGT 9
NCEN | Regions\NCEN | #Prophet\Plant\Wind\NSW\HUN 330_Wind
NCEN | Regions\NCEN | New Plant\NSW\NCEN Geothermal 1
NCEN | Regions\NCEN | New Plant\NSW\NCEN Geothermal 2
NCEN | Regions\NCEN | New Plant\NSW\NCEN Geothermal 3
NCEN | Regions\NCEN | #Prophet\Plant\Wind\NSW\SEN 132_Wind
NCEN | Regions\NCEN | #Prophet\Plant\Wind\NSW\MRN 132_Wind
NNS | Regions\NNS | New Plant\NSW\NNS CCGT 1
NNS | Regions\NNS | New Plant\NSW\NNS CCGT CCS 1
NNS | Regions\NNS | New Plant\NSW\NNS CCGT 2
NNS | Regions\NNS | New Plant\NSW\NNS CCGT 3
NNS | Regions\NNS | New Plant\NSW\NNS CCGT 4
NNS | Regions\NNS | New Plant\NSW\NNS CCGT 5
NNS | Regions\NNS | New Plant\NSW\NNS CCGT 6
NNS | Regions\NNS | New Plant\NSW\NNS CCGT 7
NNS | Regions\NNS | New Plant\NSW\NNS CCGT 8
NNS | Regions\NNS | New Plant\NSW\NNS CCGT 9
NNS | Regions\NNS | New Plant\NSW\NNS CCGT 10
NNS | Regions\NNS | New Plant\NSW\NNS CCGT 11
NNS | Regions\NNS | New Plant\NSW\NNS CCGT 12
NNS | Regions\NNS | New Plant\NSW\NNS CCGT 13
NNS | Regions\NNS | New Plant\NSW\NNS CCGT 14
NNS | Regions\NNS | New Plant\NSW\NNS CCGT 15
NNS | Regions\NNS | New Plant\NSW\NNS CCGT 20
NNS | Regions\NNS | New Plant\NSW\NNS CCGT 19
NNS | Regions\NNS | New Plant\NSW\NNS CCGT 18
NNS | Regions\NNS | New Plant\NSW\NNS CCGT 17
NNS | Regions\NNS | New Plant\NSW\NNS CCGT 16
NNS | Regions\NNS | New Plant\NSW\NNS Coal IGCC CCS 1
NNS | Regions\NNS | New Plant\NSW\NNS Coal SC OC CCS 1
NNS | Regions\NNS | New Plant\NSW\NNS Coal SC CCS 1
NNS | Regions\NNS | New Plant\NSW\NNS Coal IGCC 1
NNS | Regions\NNS | New Plant\NSW\NNS Coal IGCC CCS 2
NNS | Regions\NNS | New Plant\NSW\NNS Coal IGCC CCS 4
NNS | Regions\NNS | New Plant\NSW\NNS Coal IGCC CCS 3
NNS | Regions\NNS | New Plant\NSW\NNS Coal SC 1
NNS | Regions\NNS | New Plant\NSW\NNS Coal SC 2
NNS | Regions\NNS | New Plant\NSW\NNS Coal SC 3
NNS | Regions\NNS | New Plant\NSW\NNS Coal USC 1
NNS | Regions\NNS | New Plant\NSW\NNS Coal USC 2
NNS | Regions\NNS | New Plant\NSW\NNS Coal USC 3
NNS | Regions\NNS | New Plant\NSW\NNS Biomass 1
NNS | Regions\NNS | New Plant\NSW\NNS Biomass 2
NNS | Regions\NNS | New Plant\NSW\NNS Geothermal 1
NNS | Regions\NNS | New Plant\TAS\TAS Geothermal 1
NNS | Regions\NNS | New Plant\NSW\NNS Geothermal 2
NNS | Regions\NNS | New Plant\NSW\NNS Geothermal 3
NNS | Regions\NNS | New Plant\NSW\NNS OCGT 1
NNS | Regions\NNS | New Plant\NSW\NNS OCGT 10
NNS | Regions\NNS | New Plant\NSW\NNS OCGT 2
NNS | Regions\NNS | New Plant\NSW\NNS OCGT 3
NNS | Regions\NNS | New Plant\NSW\NNS OCGT 4
NNS | Regions\NNS | New Plant\NSW\NNS OCGT 5
NNS | Regions\NNS | New Plant\NSW\NNS OCGT 6
NNS | Regions\NNS | New Plant\NSW\NNS OCGT 7
NNS | Regions\NNS | New Plant\NSW\NNS OCGT 8
NNS | Regions\NNS | New Plant\NSW\NNS OCGT 9
NNS | Regions\NNS | #Prophet\Plant\Wind\NSW\NEN 132_Wind
NNS | Regions\NNS | #Prophet\Plant\Wind\NSW\NEN 330_Wind
NNS | Regions\NNS | New Plant\NSW\NNS Geothermal 4
NNS | Regions\NNS | New Plant\NSW\NCEN Geothermal 1
NNS | Regions\NNS | New Plant\NSW\NCEN Geothermal 2
NNS | Regions\NNS | New Plant\NSW\NCEN Geothermal 3
NNS | Regions\NNS | New Plant\NSW\NCEN Geothermal 1
NNS | Regions\NNS | New Plant\NSW\NCEN Geothermal 2
NNS | Regions\NNS | New Plant\NSW\NCEN Geothermal 3
SWQ | Regions\SWQ | Black Coal\QLD\Kogan
SWQ | Regions\SWQ | Black Coal\QLD\MPP_1
SWQ | Regions\SWQ | Black Coal\QLD\MPP_2
SWQ | Regions\SWQ | Black Coal\QLD\TARONG1
SWQ | Regions\SWQ | Black Coal\QLD\TARONG2
SWQ | Regions\SWQ | Black Coal\QLD\TARONG3
SWQ | Regions\SWQ | Black Coal\QLD\TARONG4
SWQ | Regions\SWQ | Black Coal\QLD\TNPS1
SWQ | Regions\SWQ | Natural gas\QLD\Braemar11
SWQ | Regions\SWQ | Natural gas\QLD\Braemar12
SWQ | Regions\SWQ | Natural gas\QLD\Braemar13
SWQ | Regions\SWQ | Natural gas\QLD\Braemar21
SWQ | Regions\SWQ | Natural gas\QLD\Braemar22
SWQ | Regions\SWQ | Natural gas\QLD\Braemar23
SWQ | Regions\SWQ | Natural gas\QLD\Condamine
SWQ | Regions\SWQ | Natural gas\QLD\DDPS1_GT1
SWQ | Regions\SWQ | Natural gas\QLD\DDPS1_GT2
SWQ | Regions\SWQ | Natural gas\QLD\DDPS1_GT3
SWQ | Regions\SWQ | Natural gas\QLD\DDPS1_ST
SWQ | Regions\SWQ | Natural gas\QLD\OAKEY1
SWQ | Regions\SWQ | Natural gas\QLD\OAKEY2
SWQ | Regions\SWQ | Natural gas\QLD\ROMA_7
SWQ | Regions\SWQ | Natural gas\QLD\ROMA_8
SWQ | Regions\SWQ | New Plant\QLD\SWQ CCGT 1
SWQ | Regions\SWQ | New Plant\QLD\SWQ CCGT 10
SWQ | Regions\SWQ | New Plant\QLD\SWQ CCGT 11
SWQ | Regions\SWQ | New Plant\QLD\SWQ CCGT 12
SWQ | Regions\SWQ | New Plant\QLD\SWQ CCGT 13
SWQ | Regions\SWQ | New Plant\QLD\SWQ CCGT 14
SWQ | Regions\SWQ | New Plant\QLD\SWQ CCGT 15
SWQ | Regions\SWQ | New Plant\QLD\SWQ CCGT 16
SWQ | Regions\SWQ | New Plant\QLD\SWQ CCGT 17
SWQ | Regions\SWQ | New Plant\QLD\SWQ CCGT 18
SWQ | Regions\SWQ | New Plant\QLD\SWQ CCGT 21
SWQ | Regions\SWQ | New Plant\QLD\SWQ CCGT 43
SWQ | Regions\SWQ | New Plant\QLD\SWQ CCGT 52
SWQ | Regions\SWQ | New Plant\QLD\SWQ CCGT 51
SWQ | Regions\SWQ | New Plant\QLD\SWQ CCGT 50
SWQ | Regions\SWQ | New Plant\QLD\SWQ CCGT 49
SWQ | Regions\SWQ | New Plant\QLD\SWQ CCGT 48
SWQ | Regions\SWQ | New Plant\QLD\SWQ CCGT 47
SWQ | Regions\SWQ | New Plant\QLD\SWQ CCGT 46
SWQ | Regions\SWQ | New Plant\QLD\SWQ CCGT 45
SWQ | Regions\SWQ | New Plant\QLD\SWQ CCGT 44
SWQ | Regions\SWQ | New Plant\QLD\SWQ CCGT 42
SWQ | Regions\SWQ | New Plant\QLD\SWQ CCGT 41
SWQ | Regions\SWQ | New Plant\QLD\SWQ CCGT 40
SWQ | Regions\SWQ | New Plant\QLD\SWQ CCGT 39
SWQ | Regions\SWQ | New Plant\QLD\SWQ CCGT 38
SWQ | Regions\SWQ | New Plant\QLD\SWQ CCGT 37
SWQ | Regions\SWQ | New Plant\QLD\SWQ CCGT 36
SWQ | Regions\SWQ | New Plant\QLD\SWQ CCGT 35
SWQ | Regions\SWQ | New Plant\QLD\SWQ CCGT 34
SWQ | Regions\SWQ | New Plant\QLD\SWQ CCGT 33
SWQ | Regions\SWQ | New Plant\QLD\SWQ CCGT 32
SWQ | Regions\SWQ | New Plant\QLD\SWQ CCGT 31
SWQ | Regions\SWQ | New Plant\QLD\SWQ CCGT 30
SWQ | Regions\SWQ | New Plant\QLD\SWQ CCGT 29
SWQ | Regions\SWQ | New Plant\QLD\SWQ CCGT 28
SWQ | Regions\SWQ | New Plant\QLD\SWQ CCGT 27
SWQ | Regions\SWQ | New Plant\QLD\SWQ CCGT 26
SWQ | Regions\SWQ | New Plant\QLD\SWQ CCGT 25
SWQ | Regions\SWQ | New Plant\QLD\SWQ CCGT 24
SWQ | Regions\SWQ | New Plant\QLD\SWQ CCGT 23
SWQ | Regions\SWQ | New Plant\QLD\SWQ CCGT 22
SWQ | Regions\SWQ | New Plant\QLD\SWQ CCGT 20
SWQ | Regions\SWQ | New Plant\QLD\SWQ CCGT 19
SWQ | Regions\SWQ | New Plant\QLD\SWQ CCGT 2
SWQ | Regions\SWQ | New Plant\QLD\SWQ CCGT 3
SWQ | Regions\SWQ | New Plant\QLD\SWQ CCGT 4
SWQ | Regions\SWQ | New Plant\QLD\SWQ CCGT 5
SWQ | Regions\SWQ | New Plant\QLD\SWQ CCGT 6
SWQ | Regions\SWQ | New Plant\QLD\SWQ CCGT 7
SWQ | Regions\SWQ | New Plant\QLD\SWQ CCGT 8
SWQ | Regions\SWQ | New Plant\QLD\SWQ CCGT 9
SWQ | Regions\SWQ | New Plant\QLD\SWQ CCGT CCS 1
SWQ | Regions\SWQ | New Plant\QLD\SWQ CCGT CCS 2
SWQ | Regions\SWQ | New Plant\QLD\SWQ CCGT CCS 3
SWQ | Regions\SWQ | New Plant\QLD\SWQ CCGT CCS 10
SWQ | Regions\SWQ | New Plant\QLD\SWQ CCGT CCS 17
SWQ | Regions\SWQ | New Plant\QLD\SWQ CCGT CCS 16
SWQ | Regions\SWQ | New Plant\QLD\SWQ CCGT CCS 15
SWQ | Regions\SWQ | New Plant\QLD\SWQ CCGT CCS 14
SWQ | Regions\SWQ | New Plant\QLD\SWQ CCGT CCS 13
SWQ | Regions\SWQ | New Plant\QLD\SWQ CCGT CCS 12
SWQ | Regions\SWQ | New Plant\QLD\SWQ CCGT CCS 11
SWQ | Regions\SWQ | New Plant\QLD\SWQ CCGT CCS 9
SWQ | Regions\SWQ | New Plant\QLD\SWQ CCGT CCS 8
SWQ | Regions\SWQ | New Plant\QLD\SWQ CCGT CCS 7
SWQ | Regions\SWQ | New Plant\QLD\SWQ CCGT CCS 6
SWQ | Regions\SWQ | New Plant\QLD\SWQ CCGT CCS 5
SWQ | Regions\SWQ | New Plant\QLD\SWQ CCGT CCS 4
SWQ | Regions\SWQ | New Plant\QLD\SWQ Coal CCS 1
SWQ | Regions\SWQ | New Plant\QLD\SWQ Coal CCS 10
SWQ | Regions\SWQ | New Plant\QLD\SWQ Coal CCS 2
SWQ | Regions\SWQ | New Plant\QLD\SWQ Coal CCS 3
SWQ | Regions\SWQ | New Plant\QLD\SWQ Coal CCS 4
SWQ | Regions\SWQ | New Plant\QLD\SWQ Coal CCS 5
SWQ | Regions\SWQ | New Plant\QLD\SWQ Coal CCS 6
SWQ | Regions\SWQ | New Plant\QLD\SWQ Coal CCS 7
SWQ | Regions\SWQ | New Plant\QLD\SWQ Coal CCS 8
SWQ | Regions\SWQ | New Plant\QLD\SWQ Coal CCS 9
SWQ | Regions\SWQ | New Plant\QLD\SWQ Coal SC 1
SWQ | Regions\SWQ | New Plant\QLD\SWQ Coal SC OC CCS 1
SWQ | Regions\SWQ | New Plant\QLD\SWQ Coal SC CCS 1
SWQ | Regions\SWQ | New Plant\QLD\SWQ Coal IGCC 1
SWQ | Regions\SWQ | New Plant\QLD\SWQ Coal SC 2
SWQ | Regions\SWQ | New Plant\QLD\SWQ Coal SC 3
SWQ | Regions\SWQ | New Plant\QLD\SWQ Coal SC 4
SWQ | Regions\SWQ | New Plant\QLD\SWQ Coal SC 5
SWQ | Regions\SWQ | New Plant\QLD\SWQ Coal USC 1
SWQ | Regions\SWQ | New Plant\QLD\SWQ Coal USC 2
SWQ | Regions\SWQ | New Plant\QLD\SWQ Coal USC 4
SWQ | Regions\SWQ | New Plant\QLD\SWQ Coal USC 3
SWQ | Regions\SWQ | New Plant\QLD\SWQ OCGT 1
SWQ | Regions\SWQ | New Plant\QLD\SWQ OCGT 10
SWQ | Regions\SWQ | New Plant\QLD\SWQ OCGT 11
SWQ | Regions\SWQ | New Plant\QLD\SWQ OCGT 12
SWQ | Regions\SWQ | New Plant\QLD\SWQ OCGT 13
SWQ | Regions\SWQ | New Plant\QLD\SWQ OCGT 14
SWQ | Regions\SWQ | New Plant\QLD\SWQ OCGT 15
SWQ | Regions\SWQ | New Plant\QLD\SWQ OCGT 2
SWQ | Regions\SWQ | New Plant\QLD\SWQ OCGT 3
SWQ | Regions\SWQ | New Plant\QLD\SWQ OCGT 4
SWQ | Regions\SWQ | New Plant\QLD\SWQ OCGT 5
SWQ | Regions\SWQ | New Plant\QLD\SWQ OCGT 6
SWQ | Regions\SWQ | New Plant\QLD\SWQ OCGT 7
SWQ | Regions\SWQ | New Plant\QLD\SWQ OCGT 8
SWQ | Regions\SWQ | New Plant\QLD\SWQ OCGT 9
SWQ | Regions\SWQ | #Prophet\Plant\Wind\QLD\SWQ 275_Wind
SWQ | Regions\SWQ | New Plant\QLD\SWQ Geothermal EGS 1
SWQ | Regions\SWQ | New Plant\QLD\NQ Geothermal 3
SWQ | Regions\SWQ | New Plant\QLD\NQ Geothermal 2
SWQ | Regions\SWQ | New Plant\QLD\NQ Geothermal 1
SWQ | Regions\SWQ | New Plant\QLD\SWQ Geothermal EGS 2
SWQ | Regions\SWQ | New Plant\QLD\SWQ Geothermal EGS 3
SWQ | Regions\SWQ | New Plant\QLD\SWQ Coal CCS 11
SWQ | Regions\SWQ | New Plant\QLD\SWQ Coal CCS 12
SWQ | Regions\SWQ | New Plant\QLD\SWQ Coal CCS 13
SWQ | Regions\SWQ | New Plant\QLD\SWQ Coal CCS 14
SWQ | Regions\SWQ | New Plant\QLD\SWQ Coal CCS 15
SEQ | Regions\SEQ | Natural gas\QLD\SWAN_E
SEQ | Regions\SEQ | Hydroelectric\QLD\W/HOE1
SEQ | Regions\SEQ | Hydroelectric\QLD\W/HOE2
SEQ | Regions\SEQ | New Plant\QLD\SEQ CCGT 1
SEQ | Regions\SEQ | New Plant\QLD\SEQ CCGT CCS 1
SEQ | Regions\SEQ | New Plant\QLD\SEQ CCGT CCS 2
SEQ | Regions\SEQ | New Plant\QLD\SEQ CCGT 2
SEQ | Regions\SEQ | New Plant\QLD\SEQ CCGT 3
SEQ | Regions\SEQ | New Plant\QLD\SEQ CCGT 4
SEQ | Regions\SEQ | New Plant\QLD\SEQ CCGT 5
SEQ | Regions\SEQ | New Plant\QLD\SEQ CCGT 6
SEQ | Regions\SEQ | New Plant\QLD\SEQ CCGT 7
SEQ | Regions\SEQ | New Plant\QLD\SEQ CCGT 8
SEQ | Regions\SEQ | New Plant\QLD\SEQ CCGT 9
SEQ | Regions\SEQ | New Plant\QLD\SEQ CCGT 10
SEQ | Regions\SEQ | New Plant\QLD\SEQ OCGT 1
SEQ | Regions\SEQ | New Plant\QLD\SEQ OCGT 10
SEQ | Regions\SEQ | New Plant\QLD\SEQ OCGT 2
SEQ | Regions\SEQ | New Plant\QLD\SEQ OCGT 3
SEQ | Regions\SEQ | New Plant\QLD\SEQ OCGT 4
SEQ | Regions\SEQ | New Plant\QLD\SEQ OCGT 5
SEQ | Regions\SEQ | New Plant\QLD\SEQ OCGT 6
SEQ | Regions\SEQ | New Plant\QLD\SEQ OCGT 7
SEQ | Regions\SEQ | New Plant\QLD\SEQ OCGT 8
SEQ | Regions\SEQ | New Plant\QLD\SEQ OCGT 9
CQ | Regions\CQ | Natural gas\QLD\BARCALDN
CQ | Regions\CQ | Black Coal\QLD\CALL_B_1
CQ | Regions\CQ | Black Coal\QLD\CALL_B_2
CQ | Regions\CQ | Black Coal\QLD\CPP_3
CQ | Regions\CQ | Black Coal\QLD\CPP_4
CQ | Regions\CQ | Black Coal\QLD\GSTONE1
CQ | Regions\CQ | Black Coal\QLD\GSTONE2
CQ | Regions\CQ | Black Coal\QLD\GSTONE3
CQ | Regions\CQ | Black Coal\QLD\GSTONE4
CQ | Regions\CQ | Black Coal\QLD\GSTONE5
CQ | Regions\CQ | Black Coal\QLD\GSTONE6
CQ | Regions\CQ | Black Coal\QLD\STAN-1
CQ | Regions\CQ | Black Coal\QLD\STAN-2
CQ | Regions\CQ | Black Coal\QLD\STAN-3
CQ | Regions\CQ | Black Coal\QLD\STAN-4
CQ | Regions\CQ | New Plant\QLD\CQ CCGT 1
CQ | Regions\CQ | New Plant\QLD\CQ CCGT CCS 1
CQ | Regions\CQ | New Plant\QLD\CQ CCGT 2
CQ | Regions\CQ | New Plant\QLD\CQ CCGT 3
CQ | Regions\CQ | New Plant\QLD\CQ CCGT 4
CQ | Regions\CQ | New Plant\QLD\CQ CCGT 5
CQ | Regions\CQ | New Plant\QLD\CQ CCGT 6
CQ | Regions\CQ | New Plant\QLD\CQ Coal CCS 1
CQ | Regions\CQ | New Plant\QLD\CQ Coal CCS 2
CQ | Regions\CQ | New Plant\QLD\CQ Coal SC 1
CQ | Regions\CQ | New Plant\QLD\CQ Coal SC OC CCS 1
CQ | Regions\CQ | New Plant\QLD\CQ Coal SC CCS 1
CQ | Regions\CQ | New Plant\QLD\CQ Coal IGCC 1
CQ | Regions\CQ | New Plant\QLD\CQ Coal SC 2
CQ | Regions\CQ | New Plant\QLD\CQ Coal SC 4
CQ | Regions\CQ | New Plant\QLD\CQ Coal SC 3
CQ | Regions\CQ | New Plant\QLD\CQ Coal USC 1
CQ | Regions\CQ | New Plant\QLD\CQ Coal USC 2
CQ | Regions\CQ | New Plant\QLD\CQ Coal USC 3
CQ | Regions\CQ | New Plant\QLD\CQ Coal USC 4
CQ | Regions\CQ | New Plant\QLD\CQ OCGT 1
CQ | Regions\CQ | New Plant\QLD\CQ OCGT 2
CQ | Regions\CQ | New Plant\QLD\CQ OCGT 3
CQ | Regions\CQ | New Plant\QLD\CQ OCGT 4
CQ | Regions\CQ | New Plant\QLD\CQ OCGT 5
CQ | Regions\CQ | New Plant\QLD\CQ OCGT 6
CQ | Regions\CQ | New Plant\QLD\CQ OCGT 7
CQ | Regions\CQ | New Plant\QLD\CQ OCGT 8
CQ | Regions\CQ | New Plant\QLD\CQ OCGT 9
CQ | Regions\CQ | New Plant\QLD\CQ OCGT 10
CQ | Regions\CQ | Natural gas\QLD\Yarwun CoGen
CQ | Regions\CQ | Solar\QLD\CQ SOLAR 1
CQ | Regions\CQ | Solar\SA\ADE SOLAR 1
CQ | Regions\CQ | Solar\SA\NSA SOLAR 1
CQ | Regions\CQ | Solar\QLD\SEQ SOLAR 1
CQ | Regions\CQ | Solar\QLD\SWQ SOLAR 1
NQ | Regions\NQ | Hydroelectric\QLD\BARRON1
NQ | Regions\NQ | Hydroelectric\QLD\BARRON2
NQ | Regions\NQ | Black Coal\QLD\COLNSV_1
NQ | Regions\NQ | Black Coal\QLD\COLNSV_2
NQ | Regions\NQ | Black Coal\QLD\COLNSV_3
NQ | Regions\NQ | Black Coal\QLD\COLNSV_4
NQ | Regions\NQ | Black Coal\QLD\COLNSV_5
NQ | Regions\NQ | Hydroelectric\QLD\KAREEYA1
NQ | Regions\NQ | Hydroelectric\QLD\KAREEYA2
NQ | Regions\NQ | Hydroelectric\QLD\KAREEYA3
NQ | Regions\NQ | Hydroelectric\QLD\KAREEYA4
NQ | Regions\NQ | Liquid fuel\QLD\MACKAYGT
NQ | Regions\NQ | Liquid fuel\QLD\MSTUART1
NQ | Regions\NQ | Liquid fuel\QLD\MSTUART2
NQ | Regions\NQ | Liquid fuel\QLD\MSTUART3
NQ | Regions\NQ | Natural gas\QLD\TOWNSV1
NQ | Regions\NQ | Natural gas\QLD\TOWNSV2
NQ | Regions\NQ | New Plant\QLD\NQ CCGT 1
NQ | Regions\NQ | New Plant\QLD\NQ CCGT 9
NQ | Regions\NQ | New Plant\QLD\NQ CCGT 8
NQ | Regions\NQ | New Plant\QLD\NQ CCGT 7
NQ | Regions\NQ | New Plant\QLD\NQ CCGT CCS 1
NQ | Regions\NQ | New Plant\QLD\NQ CCGT 2
NQ | Regions\NQ | New Plant\QLD\NQ CCGT 3
NQ | Regions\NQ | New Plant\QLD\NQ CCGT 4
NQ | Regions\NQ | New Plant\QLD\NQ CCGT 5
NQ | Regions\NQ | New Plant\QLD\NQ CCGT 6
NQ | Regions\NQ | New Plant\QLD\NQ Coal IGCC CCS 1
NQ | Regions\NQ | New Plant\QLD\NQ Coal IGCC CCS 2
NQ | Regions\NQ | New Plant\QLD\NQ Coal SC 1
NQ | Regions\NQ | New Plant\QLD\NQ Coal SC OC CCS 1
NQ | Regions\NQ | New Plant\QLD\NQ Coal SC CCS 1
NQ | Regions\NQ | New Plant\QLD\NQ Coal IGCC 1
NQ | Regions\NQ | New Plant\QLD\NQ Coal SC 2
NQ | Regions\NQ | New Plant\QLD\NQ Coal SC 3
NQ | Regions\NQ | New Plant\QLD\NQ Biomass 1
NQ | Regions\NQ | New Plant\QLD\NQ Biomass 2
NQ | Regions\NQ | New Plant\QLD\NQ Biomass 3
NQ | Regions\NQ | New Plant\QLD\NQ Biomass 4
NQ | Regions\NQ | New Plant\QLD\NQ Biomass 20
NQ | Regions\NQ | New Plant\QLD\NQ Biomass 19
NQ | Regions\NQ | New Plant\QLD\NQ Biomass 18
NQ | Regions\NQ | New Plant\QLD\NQ Biomass 17
NQ | Regions\NQ | New Plant\QLD\NQ Biomass 16
NQ | Regions\NQ | New Plant\QLD\NQ Biomass 15
NQ | Regions\NQ | New Plant\QLD\NQ Biomass 14
NQ | Regions\NQ | New Plant\QLD\NQ Biomass 13
NQ | Regions\NQ | New Plant\QLD\NQ Biomass 12
NQ | Regions\NQ | New Plant\QLD\NQ Biomass 11
NQ | Regions\NQ | New Plant\QLD\NQ Biomass 10
NQ | Regions\NQ | New Plant\QLD\NQ Biomass 9
NQ | Regions\NQ | New Plant\QLD\NQ Biomass 8
NQ | Regions\NQ | New Plant\QLD\NQ Biomass 7
NQ | Regions\NQ | New Plant\QLD\NQ Biomass 6
NQ | Regions\NQ | New Plant\QLD\NQ Biomass 5
NQ | Regions\NQ | New Plant\QLD\NQ OCGT 1
NQ | Regions\NQ | New Plant\QLD\NQ OCGT 2
NQ | Regions\NQ | New Plant\QLD\NQ OCGT 3
NQ | Regions\NQ | New Plant\QLD\NQ OCGT 4
NQ | Regions\NQ | New Plant\QLD\NQ OCGT 5
NQ | Regions\NQ | New Plant\QLD\NQ OCGT 6
NQ | Regions\NQ | New Plant\QLD\NQ OCGT 10
NQ | Regions\NQ | New Plant\QLD\NQ OCGT 9
NQ | Regions\NQ | New Plant\QLD\NQ OCGT 8
NQ | Regions\NQ | New Plant\QLD\NQ OCGT 7
NQ | Regions\NQ | Solar\QLD\NQ SOLAR 1
CS SE 275 | Heywood RIT\CS SE 275 | Wind\SA\CS Krongart275_WIND
CS SE 275 | Heywood RIT\CS SE 275 | New Plant\SA\SESA Biomass 1
CS SE 275 | Heywood RIT\CS SE 275 | New Plant\SA\SESA Biomass 2
CS SE 275 | Heywood RIT\CS SE 275 | New Plant\SA\SESA Biomass 3
CS SE 275 | Heywood RIT\CS SE 275 | New Plant\SA\SESA Biomass 6
CS SE 275 | Heywood RIT\CS SE 275 | New Plant\SA\SESA Biomass 5
CS SE 275 | Heywood RIT\CS SE 275 | New Plant\SA\SESA Biomass 4
CS SE 275 | Heywood RIT\CS SE 275 | New Plant\SA\SESA Geothermal 1
CS SE 275 | Heywood RIT\CS SE 275 | New Plant\SA\SESA Geothermal 2
CS SE 275 | Heywood RIT\CS SE 275 | New Plant\SA\SESA Geothermal 3
CS SE 275 | Heywood RIT\CS SE 275 | New Plant\SA\SESA Geothermal 4
CS SE 275 | Heywood RIT\CS SE 275 | New Plant\SA\SESA Geothermal 5
CS SE 275 | Heywood RIT\CS SE 275 | New Plant\SA\SESA Geothermal 6
CS SE 275 | Heywood RIT\CS SE 275 | New Plant\SA\SESA CCGT 1
CS SE 275 | Heywood RIT\CS SE 275 | New Plant\SA\SESA CCGT 2
CS SE 275 | Heywood RIT\CS SE 275 | New Plant\SA\SESA CCGT 3
CS SE 275 | Heywood RIT\CS SE 275 | New Plant\SA\SESA CCGT 4
CS SE 275 | Heywood RIT\CS SE 275 | New Plant\SA\SESA OCGT 1
CS SE 275 | Heywood RIT\CS SE 275 | New Plant\SA\SESA OCGT 2
CS SE 275 | Heywood RIT\CS SE 275 | New Plant\SA\SESA OCGT 3
CS SE 275 | Heywood RIT\CS SE 275 | New Plant\SA\SESA OCGT 4
CS SE 275 | Heywood RIT\CS SE 275 | New Plant\SA\SESA OCGT 5
CS SE 275 | Heywood RIT\CS SE 275 | New Plant\SA\SESA OCGT 6
CS SE 275 | Heywood RIT\CS SE 275 | New Plant\SA\SESA OCGT 10
CS SE 275 | Heywood RIT\CS SE 275 | New Plant\SA\SESA OCGT 9
CS SE 275 | Heywood RIT\CS SE 275 | New Plant\SA\SESA OCGT 8
CS SE 275 | Heywood RIT\CS SE 275 | New Plant\SA\SESA OCGT 7
Braemar | Thermal\Braemar | Natural gas\QLD\Braemar11
Braemar | Thermal\Braemar | Natural gas\QLD\Braemar12
Braemar | Thermal\Braemar | Natural gas\QLD\Braemar13
Braemar Stage 2 | Thermal\Braemar Stage 2 | Natural gas\QLD\Braemar21
Braemar Stage 2 | Thermal\Braemar Stage 2 | Natural gas\QLD\Braemar22
Braemar Stage 2 | Thermal\Braemar Stage 2 | Natural gas\QLD\Braemar23
Callide B | Thermal\Callide B | Black Coal\QLD\CALL_B_1
Callide B | Thermal\Callide B | Black Coal\QLD\CALL_B_2
Callide Power Plant | Thermal\Callide Power Plant | Black Coal\QLD\CPP_3
Callide Power Plant | Thermal\Callide Power Plant | Black Coal\QLD\CPP_4
Canunda | Thermal\Canunda | Wind\SA\Canunda
Capital Wind Farm | Thermal\Capital Wind Farm | Wind\NSW\Capital Wind Farm
Catagunya | Thermal\Catagunya | Hydroelectric\TAS\CA111-1
Catagunya | Thermal\Catagunya | Hydroelectric\TAS\CA112-2
Cathedral Rocks | Thermal\Cathedral Rocks | Wind\SA\CathRocks
Cethana | Thermal\Cethana | Hydroelectric\TAS\CE131-1
Clements Gap | Thermal\Clements Gap | Wind\SA\Clements Gap
Collinsville | Thermal\Collinsville | Black Coal\QLD\COLNSV_1
Collinsville | Thermal\Collinsville | Black Coal\QLD\COLNSV_2
Collinsville | Thermal\Collinsville | Black Coal\QLD\COLNSV_3
Collinsville | Thermal\Collinsville | Black Coal\QLD\COLNSV_4
Collinsville | Thermal\Collinsville | Black Coal\QLD\COLNSV_5
Colongra GT | Thermal\Colongra GT | Natural gas\NSW\Colongra OCGT1
Colongra GT | Thermal\Colongra GT | Natural gas\NSW\Colongra OCGT2
Colongra GT | Thermal\Colongra GT | Natural gas\NSW\Colongra OCGT3
Colongra GT | Thermal\Colongra GT | Natural gas\NSW\Colongra OCGT4
Condamine | Thermal\Condamine | Natural gas\QLD\Condamine
CQ Gladstone 132kV | Thermal\CQ Gladstone 132kV | Black Coal\QLD\GSTONE3
CQ Gladstone 132kV | Thermal\CQ Gladstone 132kV | Black Coal\QLD\GSTONE4
CQ Gladstone 275kV | Thermal\CQ Gladstone 275kV | Black Coal\QLD\GSTONE1
CQ Gladstone 275kV | Thermal\CQ Gladstone 275kV | Black Coal\QLD\GSTONE2
CQ Gladstone 275kV | Thermal\CQ Gladstone 275kV | Black Coal\QLD\GSTONE5
CQ Gladstone 275kV | Thermal\CQ Gladstone 275kV | Black Coal\QLD\GSTONE6
Cullerin Range | Thermal\Cullerin Range | Wind\NSW\Cullerin Range
Darling Downs CCGT | Thermal\Darling Downs CCGT | Natural gas\QLD\DDPS1_GT1
Darling Downs CCGT | Thermal\Darling Downs CCGT | Natural gas\QLD\DDPS1_GT2
Darling Downs CCGT | Thermal\Darling Downs CCGT | Natural gas\QLD\DDPS1_GT3
Darling Downs CCGT | Thermal\Darling Downs CCGT | Natural gas\QLD\DDPS1_ST
Dartmouth | Thermal\Dartmouth | Hydroelectric\VIC\DARTM1
Devils Gate | Thermal\Devils Gate | Hydroelectric\TAS\DG111-1
Dry Creek 1 & 2 | Thermal\Dry Creek 1 & 2 | Natural gas\SA\DRYCGT1
Dry Creek 1 & 2 | Thermal\Dry Creek 1 & 2 | Natural gas\SA\DRYCGT2
Dry Creek 3 | Thermal\Dry Creek 3 | Natural gas\SA\DRYCGT3
Eildon | Thermal\Eildon | Hydroelectric\VIC\EILDON1
Eildon | Thermal\Eildon | Hydroelectric\VIC\EILDON2
Eraring 330kV | Thermal\Eraring 330kV | Black Coal\NSW\ER01
Eraring 330kV | Thermal\Eraring 330kV | Black Coal\NSW\ER02
Eraring 500kV | Thermal\Eraring 500kV | Black Coal\NSW\ER03
Eraring 500kV | Thermal\Eraring 500kV | Black Coal\NSW\ER04
Fisher | Thermal\Fisher | Hydroelectric\TAS\FI111-1
Gordon | Thermal\Gordon | Hydroelectric\TAS\GO181-1
Gordon | Thermal\Gordon | Hydroelectric\TAS\GO182-2
Gordon | Thermal\Gordon | Hydroelectric\TAS\GO183-3
Gunning Wind Farm | Thermal\Gunning Wind Farm | Wind\NSW\Gunning
Guthega | Thermal\Guthega | Hydroelectric\NSW\GUTHEGA1
Guthega | Thermal\Guthega | Hydroelectric\NSW\GUTHEGA2
Hallett GT | Thermal\Hallett GT | Natural gas\SA\AGLHAL01
Hallett GT | Thermal\Hallett GT | Natural gas\SA\AGLHAL02
Hallett GT | Thermal\Hallett GT | Natural gas\SA\AGLHAL03
Hallett GT | Thermal\Hallett GT | Natural gas\SA\AGLHAL04
Hallett GT | Thermal\Hallett GT | Natural gas\SA\AGLHAL05
Hallett GT | Thermal\Hallett GT | Natural gas\SA\AGLHAL06
Hallett GT | Thermal\Hallett GT | Natural gas\SA\AGLHAL07
Hallett GT | Thermal\Hallett GT | Natural gas\SA\AGLHAL08
Hallett GT | Thermal\Hallett GT | Natural gas\SA\AGLHAL09
Hallett GT | Thermal\Hallett GT | Natural gas\SA\AGLHAL10
Hallett GT | Thermal\Hallett GT | Natural gas\SA\AGLHAL11
Hallett Hill Wind Farm | Thermal\Hallett Hill Wind Farm | Wind\SA\Hallett Hill Wind Farm
Hallett Wind Farm | Thermal\Hallett Wind Farm | Wind\SA\Hallett Wind Farm
Hazelwood | Thermal\Hazelwood | Brown Coal\VIC\HWPS1
Hazelwood | Thermal\Hazelwood | Brown Coal\VIC\HWPS2
Hazelwood | Thermal\Hazelwood | Brown Coal\VIC\HWPS3
Hazelwood | Thermal\Hazelwood | Brown Coal\VIC\HWPS4
Hazelwood | Thermal\Hazelwood | Brown Coal\VIC\HWPS5
Hazelwood | Thermal\Hazelwood | Brown Coal\VIC\HWPS6
Hazelwood | Thermal\Hazelwood | Brown Coal\VIC\HWPS7
Hazelwood | Thermal\Hazelwood | Brown Coal\VIC\HWPS8
Hume NSW | Thermal\Hume NSW | Hydroelectric\NSW\HUMENSW
Hume VIC | Thermal\Hume VIC | Hydroelectric\VIC\HUMEV
Hume VIC | Thermal\Hume VIC | Hydroelectric\VIC\HUMEV2
Hunter Valley GT | Thermal\Hunter Valley GT | Liquid fuel\NSW\HVGTS1
Hunter Valley GT | Thermal\Hunter Valley GT | Liquid fuel\NSW\HVGTS2
Jeeralang A | Thermal\Jeeralang A | Natural gas\VIC\JLA01
Jeeralang A | Thermal\Jeeralang A | Natural gas\VIC\JLA02
Jeeralang A | Thermal\Jeeralang A | Natural gas\VIC\JLA03
Jeeralang A | Thermal\Jeeralang A | Natural gas\VIC\JLA04
Jeeralang B | Thermal\Jeeralang B | Natural gas\VIC\JLB01
Jeeralang B | Thermal\Jeeralang B | Natural gas\VIC\JLB02
Jeeralang B | Thermal\Jeeralang B | Natural gas\VIC\JLB03
John Butters | Thermal\John Butters | Hydroelectric\TAS\JB131-1
Kareeya | Thermal\Kareeya | Hydroelectric\QLD\KAREEYA1
Kareeya | Thermal\Kareeya | Hydroelectric\QLD\KAREEYA2
Kareeya | Thermal\Kareeya | Hydroelectric\QLD\KAREEYA3
Kareeya | Thermal\Kareeya | Hydroelectric\QLD\KAREEYA4
Kogan Creek | Thermal\Kogan Creek | Black Coal\QLD\Kogan
Ladbroke Grove | Thermal\Ladbroke Grove | Natural gas\SA\LADBROK1
Ladbroke Grove | Thermal\Ladbroke Grove | Natural gas\SA\LADBROK2
Lake Bonney Stage 1 | Thermal\Lake Bonney Stage 1 | Wind\SA\LKBONNY1
Lake Bonney Stage 2 & 3 | Thermal\Lake Bonney Stage 2 & 3 | Wind\SA\LKBONNY2
Lake Bonney Stage 2 & 3 | Thermal\Lake Bonney Stage 2 & 3 | Wind\SA\LKBONNY3
Lake Echo | Thermal\Lake Echo | Hydroelectric\TAS\LE111-1
Laverton North | Thermal\Laverton North | Natural gas\VIC\Laverton North1
Laverton North | Thermal\Laverton North | Natural gas\VIC\Laverton North2
Lemonthyme | Thermal\Lemonthyme | Hydroelectric\TAS\LM111-1
Liapootah | Thermal\Liapootah | Hydroelectric\TAS\LI111-1
Liapootah | Thermal\Liapootah | Hydroelectric\TAS\LI112-2
Liapootah | Thermal\Liapootah | Hydroelectric\TAS\LI113-3
Liddell | Thermal\Liddell | Black Coal\NSW\LD01
Liddell | Thermal\Liddell | Black Coal\NSW\LD02
Liddell | Thermal\Liddell | Black Coal\NSW\LD03
Liddell | Thermal\Liddell | Black Coal\NSW\LD04
Lower Tumut | Thermal\Lower Tumut | Hydroelectric\NSW\TUMUT3_01
Lower Tumut | Thermal\Lower Tumut | Hydroelectric\NSW\TUMUT3_02
Lower Tumut | Thermal\Lower Tumut | Hydroelectric\NSW\TUMUT3_03
Lower Tumut | Thermal\Lower Tumut | Hydroelectric\NSW\TUMUT3_04
Lower Tumut | Thermal\Lower Tumut | Hydroelectric\NSW\TUMUT3_05
Lower Tumut | Thermal\Lower Tumut | Hydroelectric\NSW\TUMUT3_06
Loy Yang A | Thermal\Loy Yang A | Brown Coal\VIC\LYA1
Loy Yang A | Thermal\Loy Yang A | Brown Coal\VIC\LYA2
Loy Yang A | Thermal\Loy Yang A | Brown Coal\VIC\LYA3
Loy Yang A | Thermal\Loy Yang A | Brown Coal\VIC\LYA4
Loy Yang B | Thermal\Loy Yang B | Brown Coal\VIC\LOYYB1
Loy Yang B | Thermal\Loy Yang B | Brown Coal\VIC\LOYYB2
Macarthur Wind farm | Thermal\Macarthur Wind farm | Wind\VIC\Macarthur
Mackay Gas Turbine | Thermal\Mackay Gas Turbine | Liquid fuel\QLD\MACKAYGT
Mackintosh | Thermal\Mackintosh | Hydroelectric\TAS\MA131-1
McKay Creek | Thermal\McKay Creek | Hydroelectric\VIC\MCKAY11
McKay Creek | Thermal\McKay Creek | Hydroelectric\VIC\MCKAY13
McKay Creek | Thermal\McKay Creek | Hydroelectric\VIC\MCKAY15
McKay Creek | Thermal\McKay Creek | Hydroelectric\VIC\MCKAY16
McKay Creek 2 & 4 | Thermal\McKay Creek 2 & 4 | Hydroelectric\VIC\MCKAY12
McKay Creek 2 & 4 | Thermal\McKay Creek 2 & 4 | Hydroelectric\VIC\MCKAY14
Meadowbank | Thermal\Meadowbank | Hydroelectric\TAS\MB111-1
Millmerran | Thermal\Millmerran | Black Coal\QLD\MPP_1
Millmerran | Thermal\Millmerran | Black Coal\QLD\MPP_2
Mintaro GT | Thermal\Mintaro GT | Natural gas\SA\MINTARO
Mortlake PS | Thermal\Mortlake PS | Natural gas\VIC\Mortlake11
Mortlake PS | Thermal\Mortlake PS | Natural gas\VIC\Mortlake12
Morwell | Thermal\Morwell | Brown Coal\VIC\MOR1
Morwell | Thermal\Morwell | Brown Coal\VIC\MOR2
Morwell | Thermal\Morwell | Brown Coal\VIC\MOR3
Mt Millar Wind Farm | Thermal\Mt Millar Wind Farm | Wind\SA\Mt Millar Wind Farm
Mt Piper | Thermal\Mt Piper | Black Coal\NSW\MP1
Mt Piper | Thermal\Mt Piper | Black Coal\NSW\MP2
Mt Stuart GT | Thermal\Mt Stuart GT | Liquid fuel\QLD\MSTUART1
Mt Stuart GT | Thermal\Mt Stuart GT | Liquid fuel\QLD\MSTUART2
Mt Stuart GT | Thermal\Mt Stuart GT | Liquid fuel\QLD\MSTUART3
Munmorah | Thermal\Munmorah | Black Coal\NSW\MM3
Munmorah | Thermal\Munmorah | Black Coal\NSW\MM4
Murray | Thermal\Murray | Hydroelectric\VIC\MURRAY01
Murray | Thermal\Murray | Hydroelectric\VIC\MURRAY02
Murray | Thermal\Murray | Hydroelectric\VIC\MURRAY03
Murray | Thermal\Murray | Hydroelectric\VIC\MURRAY04
Murray | Thermal\Murray | Hydroelectric\VIC\MURRAY05
Murray | Thermal\Murray | Hydroelectric\VIC\MURRAY06
Murray | Thermal\Murray | Hydroelectric\VIC\MURRAY07
Murray | Thermal\Murray | Hydroelectric\VIC\MURRAY08
Murray | Thermal\Murray | Hydroelectric\VIC\MURRAY09
Murray | Thermal\Murray | Hydroelectric\VIC\MURRAY10
Murray | Thermal\Murray | Hydroelectric\VIC\MURRAY11
Murray | Thermal\Murray | Hydroelectric\VIC\MURRAY12
Murray | Thermal\Murray | Hydroelectric\VIC\MURRAY13
Murray | Thermal\Murray | Hydroelectric\VIC\MURRAY14
Newport | Thermal\Newport | Natural gas\VIC\NPS
North Brown Hill Wind Farm | Thermal\North Brown Hill Wind Farm | Wind\SA\North Brown Hill
Tarong | Thermal\Tarong | Black Coal\QLD\TARONG1
Tarong | Thermal\Tarong | Black Coal\QLD\TARONG2
Tarong | Thermal\Tarong | Black Coal\QLD\TARONG3
Tarong | Thermal\Tarong | Black Coal\QLD\TARONG4
Tarong North | Thermal\Tarong North | Black Coal\QLD\TNPS1
Tarraleah | Thermal\Tarraleah | Hydroelectric\TAS\TA111-1
Tarraleah | Thermal\Tarraleah | Hydroelectric\TAS\TA111-2
Tarraleah | Thermal\Tarraleah | Hydroelectric\TAS\TA111-3
Tarraleah | Thermal\Tarraleah | Hydroelectric\TAS\TA112-4
Tarraleah | Thermal\Tarraleah | Hydroelectric\TAS\TA112-5
Tarraleah | Thermal\Tarraleah | Hydroelectric\TAS\TA112-6
Torrens Island A | Thermal\Torrens Island A | Natural gas\SA\TORRA1
Torrens Island A | Thermal\Torrens Island A | Natural gas\SA\TORRA2
Torrens Island A | Thermal\Torrens Island A | Natural gas\SA\TORRA3
Torrens Island A | Thermal\Torrens Island A | Natural gas\SA\TORRA4
Torrens Island B | Thermal\Torrens Island B | Natural gas\SA\TORRB1
Torrens Island B | Thermal\Torrens Island B | Natural gas\SA\TORRB2
Torrens Island B | Thermal\Torrens Island B | Natural gas\SA\TORRB3
Torrens Island B | Thermal\Torrens Island B | Natural gas\SA\TORRB4
Townsville 1 | Thermal\Townsville 1 | Natural gas\QLD\TOWNSV1
Townsville 2 | Thermal\Townsville 2 | Natural gas\QLD\TOWNSV2
Trevallyn | Thermal\Trevallyn | Hydroelectric\TAS\TR111-1
Trevallyn | Thermal\Trevallyn | Hydroelectric\TAS\TR111-2
Trevallyn | Thermal\Trevallyn | Hydroelectric\TAS\TR112-3
Trevallyn | Thermal\Trevallyn | Hydroelectric\TAS\TR112-4
Tribute | Thermal\Tribute | Hydroelectric\TAS\TT131-1
Tungatinah | Thermal\Tungatinah | Hydroelectric\TAS\TU111-1
Tungatinah | Thermal\Tungatinah | Hydroelectric\TAS\TU112-2
Tungatinah | Thermal\Tungatinah | Hydroelectric\TAS\TU113-3
Tungatinah | Thermal\Tungatinah | Hydroelectric\TAS\TU114-4
Tungatinah | Thermal\Tungatinah | Hydroelectric\TAS\TU115-5
Upper Tumut | Thermal\Upper Tumut | Hydroelectric\NSW\TUMUT1_01
Upper Tumut | Thermal\Upper Tumut | Hydroelectric\NSW\TUMUT1_02
Upper Tumut | Thermal\Upper Tumut | Hydroelectric\NSW\TUMUT1_03
Upper Tumut | Thermal\Upper Tumut | Hydroelectric\NSW\TUMUT1_04
Upper Tumut | Thermal\Upper Tumut | Hydroelectric\NSW\TUMUT2_01
Upper Tumut | Thermal\Upper Tumut | Hydroelectric\NSW\TUMUT2_02
Upper Tumut | Thermal\Upper Tumut | Hydroelectric\NSW\TUMUT2_03
Upper Tumut | Thermal\Upper Tumut | Hydroelectric\NSW\TUMUT2_04
Uranquinty | Thermal\Uranquinty | Natural gas\NSW\Uranquinty1
Uranquinty | Thermal\Uranquinty | Natural gas\NSW\Uranquinty2
Uranquinty | Thermal\Uranquinty | Natural gas\NSW\Uranquinty3
Uranquinty | Thermal\Uranquinty | Natural gas\NSW\Uranquinty4
Angaston | Thermal\Angaston | Liquid fuel\SA\ANGAS1
Angaston | Thermal\Angaston | Liquid fuel\SA\ANGAS2
Anglesea | Thermal\Anglesea | Brown Coal\VIC\APS
Bairnsdale | Thermal\Bairnsdale | Natural gas\VIC\BDL01
Bairnsdale | Thermal\Bairnsdale | Natural gas\VIC\BDL02
Barcaldine GT | Thermal\Barcaldine GT | Natural gas\QLD\BARCALDN
Barron Gorge | Thermal\Barron Gorge | Hydroelectric\QLD\BARRON1
Barron Gorge | Thermal\Barron Gorge | Hydroelectric\QLD\BARRON2
Bastyan | Thermal\Bastyan | Hydroelectric\TAS\BA131-1
Bayswater 330kV | Thermal\Bayswater 330kV | Black Coal\NSW\BW01
Bayswater 330kV | Thermal\Bayswater 330kV | Black Coal\NSW\BW02
Bayswater 500kV | Thermal\Bayswater 500kV | Black Coal\NSW\BW03
Bayswater 500kV | Thermal\Bayswater 500kV | Black Coal\NSW\BW04
Bell Bay Three | Thermal\Bell Bay Three | Natural gas\TAS\Bell Bay GT1
Bell Bay Three | Thermal\Bell Bay Three | Natural gas\TAS\Bell Bay GT2
Bell Bay Three | Thermal\Bell Bay Three | Natural gas\TAS\Bell Bay GT3
Blowering | Thermal\Blowering | Hydroelectric\NSW\BLOWRNG
Bluff Wind Farm | Thermal\Bluff Wind Farm | Wind\SA\Hallett 5 The Bluff
Bogong | Thermal\Bogong | Hydroelectric\VIC\BOGONG1
Bogong | Thermal\Bogong | Hydroelectric\VIC\BOGONG2
Vales Pt | Thermal\Vales Pt | Black Coal\NSW\VP5
Vales Pt | Thermal\Vales Pt | Black Coal\NSW\VP6
Valley Power | Thermal\Valley Power | Natural gas\VIC\VPGS1
Valley Power | Thermal\Valley Power | Natural gas\VIC\VPGS2
Valley Power | Thermal\Valley Power | Natural gas\VIC\VPGS3
Valley Power | Thermal\Valley Power | Natural gas\VIC\VPGS4
Valley Power | Thermal\Valley Power | Natural gas\VIC\VPGS5
Valley Power | Thermal\Valley Power | Natural gas\VIC\VPGS6
Wallerawang | Thermal\Wallerawang | Black Coal\NSW\WW7
Wallerawang | Thermal\Wallerawang | Black Coal\NSW\WW8
Waterloo | Thermal\Waterloo | Wind\SA\Waterloo
Wattle Point | Thermal\Wattle Point | Wind\SA\WattlePoint
Waubra Wind Farm | Thermal\Waubra Wind Farm | Wind\VIC\Waubra
Wayatinah | Thermal\Wayatinah | Hydroelectric\TAS\WY111-1
Wayatinah | Thermal\Wayatinah | Hydroelectric\TAS\WY111-2
Wayatinah | Thermal\Wayatinah | Hydroelectric\TAS\WY111-3
West Kiewa | Thermal\West Kiewa | Hydroelectric\VIC\KWAGG1
West Kiewa | Thermal\West Kiewa | Hydroelectric\VIC\KWAGG2
Wilmot | Thermal\Wilmot | Hydroelectric\TAS\WI111-1
Wivenhoe | Thermal\Wivenhoe | Hydroelectric\QLD\W/HOE1
Wivenhoe | Thermal\Wivenhoe | Hydroelectric\QLD\W/HOE2
Woodlawn Wind Farm | Thermal\Woodlawn Wind Farm | Wind\NSW\Woodlawn
Yallourn | Thermal\Yallourn | Brown Coal\VIC\YWPS1
Yallourn | Thermal\Yallourn | Brown Coal\VIC\YWPS2
Yallourn | Thermal\Yallourn | Brown Coal\VIC\YWPS3
Yallourn | Thermal\Yallourn | Brown Coal\VIC\YWPS4
Yarwun CoGen | Thermal\Yarwun CoGen | Natural gas\QLD\Yarwun CoGen
Northern Power Station | Thermal\Northern Power Station | Brown Coal\SA\NPS1
Northern Power Station | Thermal\Northern Power Station | Brown Coal\SA\NPS2
NWT 220_Wind | Thermal\NWT 220_Wind | Wind\TAS\NWT Burnie_WIND
NWT 220_Wind | Thermal\NWT 220_Wind | Wind\TAS\Woolnorth
Oakey GT | Thermal\Oakey GT | Natural gas\QLD\OAKEY1
Oakey GT | Thermal\Oakey GT | Natural gas\QLD\OAKEY2
Oaklands Hill | Thermal\Oaklands Hill | Wind\VIC\Oaklands Hill
Osborne | Thermal\Osborne | Natural gas\SA\OsborneGT
Osborne | Thermal\Osborne | Natural gas\SA\OsborneST
Pelican Point | Thermal\Pelican Point | Natural gas\SA\PPCCGTGT1
Pelican Point | Thermal\Pelican Point | Natural gas\SA\PPCCGTGT2
Pelican Point | Thermal\Pelican Point | Natural gas\SA\PPCCGTST
Playford | Thermal\Playford | Brown Coal\SA\PLAYB-AG1
Playford | Thermal\Playford | Brown Coal\SA\PLAYB-AG2
Playford | Thermal\Playford | Brown Coal\SA\PLAYB-AG3
Playford | Thermal\Playford | Brown Coal\SA\PLAYB-AG4
Poatina 132kV | Thermal\Poatina 132kV | Hydroelectric\TAS\PO161-1
Poatina 132kV | Thermal\Poatina 132kV | Hydroelectric\TAS\PO162-2
Poatina 275kV | Thermal\Poatina 275kV | Hydroelectric\TAS\PO163-3
Poatina 275kV | Thermal\Poatina 275kV | Hydroelectric\TAS\PO164-4
Poatina 275kV | Thermal\Poatina 275kV | Hydroelectric\TAS\PO165-5
Poatina 275kV | Thermal\Poatina 275kV | Hydroelectric\TAS\PO166-6
Port Lincoln | Thermal\Port Lincoln | Liquid fuel\SA\POR01-1
Port Lincoln | Thermal\Port Lincoln | Liquid fuel\SA\POR01-2
Port Lincoln | Thermal\Port Lincoln | Liquid fuel\SA\POR01-3
Quarantine | Thermal\Quarantine | Natural gas\SA\QPS1
Quarantine | Thermal\Quarantine | Natural gas\SA\QPS2
Quarantine | Thermal\Quarantine | Natural gas\SA\QPS3
Quarantine | Thermal\Quarantine | Natural gas\SA\QPS4
Quarantine | Thermal\Quarantine | Natural gas\SA\QPS5
Redbank | Thermal\Redbank | Black Coal\NSW\REDBANK1
Reece | Thermal\Reece | Hydroelectric\TAS\RC131-1
Reece | Thermal\Reece | Hydroelectric\TAS\RC132-2
Roma GT | Thermal\Roma GT | Natural gas\QLD\ROMA_7
Roma GT | Thermal\Roma GT | Natural gas\QLD\ROMA_8
Shoalhaven | Thermal\Shoalhaven | Hydroelectric\NSW\SHGEN01
Shoalhaven | Thermal\Shoalhaven | Hydroelectric\NSW\SHGEN02
Shoalhaven | Thermal\Shoalhaven | Hydroelectric\NSW\SHGEN03
Shoalhaven | Thermal\Shoalhaven | Hydroelectric\NSW\SHGEN04
Smithfield | Thermal\Smithfield | Natural gas\NSW\SITHE01
Smithfield | Thermal\Smithfield | Natural gas\NSW\SITHE02
Smithfield | Thermal\Smithfield | Natural gas\NSW\SITHE03
Smithfield | Thermal\Smithfield | Natural gas\NSW\SITHE04
Snowtown Wind Farm | Thermal\Snowtown Wind Farm | Wind\SA\Snowtown Wind Farm
Snuggery | Thermal\Snuggery | Liquid fuel\SA\SNUG1
Snuggery | Thermal\Snuggery | Liquid fuel\SA\SNUG2
Snuggery | Thermal\Snuggery | Liquid fuel\SA\SNUG3
Somerton | Thermal\Somerton | Natural gas\VIC\AGLSOM01
Somerton | Thermal\Somerton | Natural gas\VIC\AGLSOM02
Somerton | Thermal\Somerton | Natural gas\VIC\AGLSOM03
Somerton | Thermal\Somerton | Natural gas\VIC\AGLSOM04
Stanwell | Thermal\Stanwell | Black Coal\QLD\STAN-1
Stanwell | Thermal\Stanwell | Black Coal\QLD\STAN-2
Stanwell | Thermal\Stanwell | Black Coal\QLD\STAN-3
Stanwell | Thermal\Stanwell | Black Coal\QLD\STAN-4
Starfish Hill | Thermal\Starfish Hill | Wind\SA\Starfish Hill
Swanbank E | Thermal\Swanbank E | Natural gas\QLD\SWAN_E
Tallawarra | Thermal\Tallawarra | Natural gas\NSW\Tallawarra
Tamar Valley CCGT | Thermal\Tamar Valley CCGT | Natural gas\TAS\Tamar CCGT
Tamar Valley OCGT | Thermal\Tamar Valley OCGT | Natural gas\TAS\Tamar OCGT
Hazelwood_6 | Thermal\Hazelwood_6 | Brown Coal\VIC\HWPS6
Morwell_4-5 | Thermal\Morwell_4-5 | Brown Coal\VIC\MOR3
BNWB | 2012 NSCAS\BNWB
McKay_Creek | 2012 NSCAS\McKay_Creek | Hydroelectric\VIC\MCKAY11
McKay_Creek | 2012 NSCAS\McKay_Creek | Hydroelectric\VIC\MCKAY12
McKay_Creek | 2012 NSCAS\McKay_Creek | Hydroelectric\VIC\MCKAY13
McKay_Creek | 2012 NSCAS\McKay_Creek | Hydroelectric\VIC\MCKAY14
McKay_Creek | 2012 NSCAS\McKay_Creek | Hydroelectric\VIC\MCKAY15
McKay_Creek | 2012 NSCAS\McKay_Creek | Hydroelectric\VIC\MCKAY16
Bogong | 2012 NSCAS\Bogong | Hydroelectric\VIC\BOGONG1
Bogong | 2012 NSCAS\Bogong | Hydroelectric\VIC\BOGONG2
Tumut 3_01_pump | 2012 NSCAS\Tumut 3_01_pump | Hydroelectric\NSW\TUMUT3_01
Tumut 3_02_pump | 2012 NSCAS\Tumut 3_02_pump | Hydroelectric\NSW\TUMUT3_02
Tumut 3_03_pump | 2012 NSCAS\Tumut 3_03_pump | Hydroelectric\NSW\TUMUT3_03
BNWB | VICAPR CPs\BNWB | USE Dummy\USE Dummy BNWB
BTS6 | VICAPR CPs\BTS6 | USE Dummy\USE Dummy BTS6
VYP1 | VICAPR CPs\VYP1 | USE Dummy\USE Dummy VYP1
VWO6 | VICAPR CPs\VWO6 | USE Dummy\USE Dummy VWO6
VWO2 | VICAPR CPs\VWO2 | USE Dummy\USE Dummy VWO2
VWM6 | VICAPR CPs\VWM6 | USE Dummy\USE Dummy VWM6
VWM2 | VICAPR CPs\VWM2 | USE Dummy\USE Dummy VWM2
VWE6 | VICAPR CPs\VWE6 | USE Dummy\USE Dummy VWE6
VTT2 | VICAPR CPs\VTT2 | USE Dummy\USE Dummy VTT2
VTS2 | VICAPR CPs\VTS2 | USE Dummy\USE Dummy VTS2
VTGT | VICAPR CPs\VTGT | USE Dummy\USE Dummy VTGT
VTBT | VICAPR CPs\VTBT | USE Dummy\USE Dummy VTBT
VT34 | VICAPR CPs\VT34 | USE Dummy\USE Dummy VT34
VT12 | VICAPR CPs\VT12 | USE Dummy\USE Dummy VT12
VSV2 | VICAPR CPs\VSV2 | USE Dummy\USE Dummy VSV2
VSM6 | VICAPR CPs\VSM6 | USE Dummy\USE Dummy VSM6
VSHT | VICAPR CPs\VSHT | USE Dummy\USE Dummy VSHT
VRW6 | VICAPR CPs\VRW6 | USE Dummy\USE Dummy VRW6
VRW2 | VICAPR CPs\VRW2 | USE Dummy\USE Dummy VRW2
VRT6 | VICAPR CPs\VRT6 | USE Dummy\USE Dummy VRT6
VRT2 | VICAPR CPs\VRT2 | USE Dummy\USE Dummy VRT2
VRC6 | VICAPR CPs\VRC6 | USE Dummy\USE Dummy VRC6
VRC2 | VICAPR CPs\VRC2 | USE Dummy\USE Dummy VRC2
VR24 | VICAPR CPs\VR24 | USE Dummy\USE Dummy VR24
VR13 | VICAPR CPs\VR13 | USE Dummy\USE Dummy VR13
VPTH | VICAPR CPs\VPTH | USE Dummy\USE Dummy VPTH
VMWT | VICAPR CPs\VMWT | USE Dummy\USE Dummy VMWT
VMT6 | VICAPR CPs\VMT6 | USE Dummy\USE Dummy VMT6
VMT2 | VICAPR CPs\VMT2 | USE Dummy\USE Dummy VMT2
VMBT | VICAPR CPs\VMBT | USE Dummy\USE Dummy VMBT
VKT2 | VICAPR CPs\VKT2 | USE Dummy\USE Dummy VKT2
VKG6 | VICAPR CPs\VKG6 | USE Dummy\USE Dummy VKG6
VKG2 | VICAPR CPs\VKG2 | USE Dummy\USE Dummy VKG2
VJLA | VICAPR CPs\VJLA | USE Dummy\USE Dummy VJLA
VHY2 | VICAPR CPs\VHY2 | USE Dummy\USE Dummy VHY2
VHTS | VICAPR CPs\VHTS | USE Dummy\USE Dummy VHTS
VHOT | VICAPR CPs\VHOT | USE Dummy\USE Dummy VHOT
VGT6 | VICAPR CPs\VGT6 | USE Dummy\USE Dummy VGT6
VGNT | VICAPR CPs\VGNT | USE Dummy\USE Dummy VGNT
VFVT | VICAPR CPs\VFVT | USE Dummy\USE Dummy VFVT
VER2 | VICAPR CPs\VER2 | USE Dummy\USE Dummy VER2
VBT2 | VICAPR CPs\VBT2 | USE Dummy\USE Dummy VBT2
VBL2 | VICAPR CPs\VBL2 | USE Dummy\USE Dummy VBL2
VBE2 | VICAPR CPs\VBE2 | USE Dummy\USE Dummy VBE2
VATSW | VICAPR CPs\VATSW | USE Dummy\USE Dummy VATSW
VATSB | VICAPR CPs\VATSB | USE Dummy\USE Dummy VATSB
VFB2 | VICAPR CPs\VFB2 | USE Dummy\USE Dummy VFB2
VCBT | VICAPR CPs\VCBT | USE Dummy\USE Dummy VCBT
VBL6 | VICAPR CPs\VBL6 | USE Dummy\USE Dummy VBL6
VBE6 | VICAPR CPs\VBE6 | USE Dummy\USE Dummy VBE6
VBAT | VICAPR CPs\VBAT | USE Dummy\USE Dummy VBAT
VAPD | VICAPR CPs\VAPD | USE Dummy\USE Dummy VAPD
USE Dummy CP | USE Dummy CP\USE Dummy CP | VAPR Dummy\VAPR Dummy

## Time Slices Explained (hidden)
TIME SLICES EXPLAINED
Table 1 provides information regarding the periods that each of the Time Slices used for the 2012 Planning Studies Constraints apply. The red 'X' signifies that the Time Slice is active for the period specied in the header row (inclusive).
Table 1. 2012 Planning Studies Time Slices Samples
Time Slices | July-12-June-13 | July-13-June-14 | July-14-June-15 | July-15-June-16 | July-16-June-17 | July-17-June-18 | July-18-June-19 | July-19-June-20 | July-20-June-21 | July-21-June-22 | July-22-June-23 | July-23-June-24 | July-24-June-25 | July-25-June-26 | July-26-June-27 | July-27-June-28 | July-28-June-29 | July-29-June-30 | July-30-June-31 | July-31-June-32 | July-32-June-33 | July-33-June-34 | July-34-June-35 | July-35-June-36 | July-36-June-37 | July-37-June-38 | July-38-June-39 | July-39-June-40 | July-40-June-41
All periods | X | X | X | X | X | X | X | X | X | X | X | X | X | X | X | X | X | X | X | X | X | X | X | X | X | X | X | X | X
2012/13 | X
2013/14 |  | X
2014/15 |  |  | X
2015/16 to end |  |  |  | X | X | X | X | X | X | X | X | X | X | X | X | X | X | X | X | X | X | X | X | X | X | X | X | X | X

## Connection Points Explained (hidden)
Connection Points | Plant in Prophet Database
Angaston | Liquid fuel\SA\ANGAS1
Angaston | Liquid fuel\SA\ANGAS2
Anglesea | Brown Coal\VIC\APS
Bairnsdale | Natural gas\VIC\BDL01
Bairnsdale | Natural gas\VIC\BDL02
Barcaldine GT | Natural gas\QLD\BARCALDN
Barron Gorge | Hydroelectric\QLD\BARRON1
Barron Gorge | Hydroelectric\QLD\BARRON2
Bastyan | Hydroelectric\TAS\BA131-1
Bayswater 330kV | Black Coal\NSW\BW01
Bayswater 330kV | Black Coal\NSW\BW02
Bayswater 500kV | Black Coal\NSW\BW03
Bayswater 500kV | Black Coal\NSW\BW04
Bell Bay Three | Natural gas\TAS\Bell Bay GT1
Bell Bay Three | Natural gas\TAS\Bell Bay GT2
Bell Bay Three | Natural gas\TAS\Bell Bay GT3
Blowering | Hydroelectric\NSW\BLOWRNG
Bluff Wind Farm | Wind\SA\Hallett 5 The Bluff
Bogong | Hydroelectric\VIC\BOGONG1
Bogong | Hydroelectric\VIC\BOGONG2
Braemar | Natural gas\QLD\Braemar11
Braemar | Natural gas\QLD\Braemar12
Braemar | Natural gas\QLD\Braemar13
Braemar Stage 2 | Natural gas\QLD\Braemar21
Braemar Stage 2 | Natural gas\QLD\Braemar22
Braemar Stage 2 | Natural gas\QLD\Braemar23
Callide B | Black Coal\QLD\CALL_B_1
Callide B | Black Coal\QLD\CALL_B_2
Callide Power Plant | Black Coal\QLD\CPP_3
Callide Power Plant | Black Coal\QLD\CPP_4
Canunda | Wind\SA\Canunda
Capital Wind Farm | Wind\NSW\Capital Wind Farm
Catagunya | Hydroelectric\TAS\CA111-1
Catagunya | Hydroelectric\TAS\CA112-2
Cathedral Rocks | Wind\SA\CathRocks
Cethana | Hydroelectric\TAS\CE131-1
Clements Gap | Wind\SA\Clements Gap
Collinsville | Black Coal\QLD\COLNSV_1
Collinsville | Black Coal\QLD\COLNSV_2
Collinsville | Black Coal\QLD\COLNSV_3
Collinsville | Black Coal\QLD\COLNSV_4
Collinsville | Black Coal\QLD\COLNSV_5
Colongra GT | Natural gas\NSW\Colongra OCGT1
Colongra GT | Natural gas\NSW\Colongra OCGT2
Colongra GT | Natural gas\NSW\Colongra OCGT3
Colongra GT | Natural gas\NSW\Colongra OCGT4
Condamine | Natural gas\QLD\Condamine
CQ Gladstone 132kV | Black Coal\QLD\GSTONE3
CQ Gladstone 132kV | Black Coal\QLD\GSTONE4
CQ Gladstone 275kV | Black Coal\QLD\GSTONE1
CQ Gladstone 275kV | Black Coal\QLD\GSTONE2
CQ Gladstone 275kV | Black Coal\QLD\GSTONE5
CQ Gladstone 275kV | Black Coal\QLD\GSTONE6
Cullerin Range | Wind\NSW\Cullerin Range
Darling Downs CCGT | Natural gas\QLD\DDPS1_GT1
Darling Downs CCGT | Natural gas\QLD\DDPS1_GT2
Darling Downs CCGT | Natural gas\QLD\DDPS1_GT3
Darling Downs CCGT | Natural gas\QLD\DDPS1_ST
Dartmouth | Hydroelectric\VIC\DARTM1
Devils Gate | Hydroelectric\TAS\DG111-1
Dry Creek 1 & 2 | Natural gas\SA\DRYCGT1
Dry Creek 1 & 2 | Natural gas\SA\DRYCGT2
Dry Creek 3 | Natural gas\SA\DRYCGT3
Eildon | Hydroelectric\VIC\EILDON1
Eildon | Hydroelectric\VIC\EILDON2
Eraring 330kV | Black Coal\NSW\ER01
Eraring 330kV | Black Coal\NSW\ER02
Eraring 500kV | Black Coal\NSW\ER03
Eraring 500kV | Black Coal\NSW\ER04
Fisher | Hydroelectric\TAS\FI111-1
Gordon | Hydroelectric\TAS\GO181-1
Gordon | Hydroelectric\TAS\GO182-2
Gordon | Hydroelectric\TAS\GO183-3
Gunning Wind Farm | Wind\NSW\Gunning
Guthega | Hydroelectric\NSW\GUTHEGA1
Guthega | Hydroelectric\NSW\GUTHEGA2
Hallett GT | Natural gas\SA\AGLHAL01
Hallett GT | Natural gas\SA\AGLHAL02
Hallett GT | Natural gas\SA\AGLHAL03
Hallett GT | Natural gas\SA\AGLHAL04
Hallett GT | Natural gas\SA\AGLHAL05
Hallett GT | Natural gas\SA\AGLHAL06
Hallett GT | Natural gas\SA\AGLHAL07
Hallett GT | Natural gas\SA\AGLHAL08
Hallett GT | Natural gas\SA\AGLHAL09
Hallett GT | Natural gas\SA\AGLHAL10
Hallett GT | Natural gas\SA\AGLHAL11
Hallett Hill Wind Farm | Wind\SA\Hallett Hill Wind Farm
Hallett Wind Farm | Wind\SA\Hallett Wind Farm
Hazelwood | Brown Coal\VIC\HWPS1
Hazelwood | Brown Coal\VIC\HWPS2
Hazelwood | Brown Coal\VIC\HWPS3
Hazelwood | Brown Coal\VIC\HWPS4
Hazelwood | Brown Coal\VIC\HWPS5
Hazelwood | Brown Coal\VIC\HWPS6
Hazelwood | Brown Coal\VIC\HWPS7
Hazelwood | Brown Coal\VIC\HWPS8
Hazelwood_6 | Brown Coal\VIC\HWPS6
Hume NSW | Hydroelectric\NSW\HUMENSW
Hume VIC | Hydroelectric\VIC\HUMEV
Hume VIC | Hydroelectric\VIC\HUMEV2
Hunter Valley GT | Liquid fuel\NSW\HVGTS1
Hunter Valley GT | Liquid fuel\NSW\HVGTS2
Jeeralang A | Natural gas\VIC\JLA01
Jeeralang A | Natural gas\VIC\JLA02
Jeeralang A | Natural gas\VIC\JLA03
Jeeralang A | Natural gas\VIC\JLA04
Jeeralang B | Natural gas\VIC\JLB01
Jeeralang B | Natural gas\VIC\JLB02
Jeeralang B | Natural gas\VIC\JLB03
John Butters | Hydroelectric\TAS\JB131-1
Kareeya | Hydroelectric\QLD\KAREEYA1
Kareeya | Hydroelectric\QLD\KAREEYA2
Kareeya | Hydroelectric\QLD\KAREEYA3
Kareeya | Hydroelectric\QLD\KAREEYA4
Kogan Creek | Black Coal\QLD\Kogan
Ladbroke Grove | Natural gas\SA\LADBROK1
Ladbroke Grove | Natural gas\SA\LADBROK2
Lake Bonney Stage 1 | Wind\SA\LKBONNY1
Lake Bonney Stage 2 & 3 | Wind\SA\LKBONNY2
Lake Bonney Stage 2 & 3 | Wind\SA\LKBONNY3
Lake Echo | Hydroelectric\TAS\LE111-1
Laverton North | Natural gas\VIC\Laverton North1
Laverton North | Natural gas\VIC\Laverton North2
Lemonthyme | Hydroelectric\TAS\LM111-1
Liapootah | Hydroelectric\TAS\LI111-1
Liapootah | Hydroelectric\TAS\LI112-2
Liapootah | Hydroelectric\TAS\LI113-3
Liddell | Black Coal\NSW\LD01
Liddell | Black Coal\NSW\LD02
Liddell | Black Coal\NSW\LD03
Liddell | Black Coal\NSW\LD04
Lower Tumut | Hydroelectric\NSW\TUMUT3_01
Lower Tumut | Hydroelectric\NSW\TUMUT3_02
Lower Tumut | Hydroelectric\NSW\TUMUT3_03
Lower Tumut | Hydroelectric\NSW\TUMUT3_04
Lower Tumut | Hydroelectric\NSW\TUMUT3_05
Lower Tumut | Hydroelectric\NSW\TUMUT3_06
Loy Yang A | Brown Coal\VIC\LYA1
Loy Yang A | Brown Coal\VIC\LYA2
Loy Yang A | Brown Coal\VIC\LYA3
Loy Yang A | Brown Coal\VIC\LYA4
Loy Yang B | Brown Coal\VIC\LOYYB1
Loy Yang B | Brown Coal\VIC\LOYYB2
Macarthur Wind farm | Wind\VIC\Macarthur
Mackay Gas Turbine | Liquid fuel\QLD\MACKAYGT
Mackintosh | Hydroelectric\TAS\MA131-1
McKay Creek | Hydroelectric\VIC\MCKAY11
McKay Creek | Hydroelectric\VIC\MCKAY13
McKay Creek | Hydroelectric\VIC\MCKAY15
McKay Creek | Hydroelectric\VIC\MCKAY16
McKay Creek 2 & 4 | Hydroelectric\VIC\MCKAY12
McKay Creek 2 & 4 | Hydroelectric\VIC\MCKAY14
Meadowbank | Hydroelectric\TAS\MB111-1
Millmerran | Black Coal\QLD\MPP_1
Millmerran | Black Coal\QLD\MPP_2
Mintaro GT | Natural gas\SA\MINTARO
Mortlake PS | Natural gas\VIC\Mortlake11
Mortlake PS | Natural gas\VIC\Mortlake12
Morwell | Brown Coal\VIC\MOR1
Morwell | Brown Coal\VIC\MOR2
Morwell | Brown Coal\VIC\MOR3
Morwell_4-5 | Brown Coal\VIC\MOR3
Mt Millar Wind Farm | Wind\SA\Mt Millar Wind Farm
Mt Piper | Black Coal\NSW\MP1
Mt Piper | Black Coal\NSW\MP2
Mt Stuart GT | Liquid fuel\QLD\MSTUART1
Mt Stuart GT | Liquid fuel\QLD\MSTUART2
Mt Stuart GT | Liquid fuel\QLD\MSTUART3
Munmorah | Black Coal\NSW\MM3
Munmorah | Black Coal\NSW\MM4
Murray | Hydroelectric\VIC\MURRAY01
Murray | Hydroelectric\VIC\MURRAY02
Murray | Hydroelectric\VIC\MURRAY03
Murray | Hydroelectric\VIC\MURRAY04
Murray | Hydroelectric\VIC\MURRAY05
Murray | Hydroelectric\VIC\MURRAY06
Murray | Hydroelectric\VIC\MURRAY07
Murray | Hydroelectric\VIC\MURRAY08
Murray | Hydroelectric\VIC\MURRAY09
Murray | Hydroelectric\VIC\MURRAY10
Murray | Hydroelectric\VIC\MURRAY11
Murray | Hydroelectric\VIC\MURRAY12
Murray | Hydroelectric\VIC\MURRAY13
Murray | Hydroelectric\VIC\MURRAY14
Newport | Natural gas\VIC\NPS
North Brown Hill Wind Farm | Wind\SA\North Brown Hill
Northern Power Station | Brown Coal\SA\NPS1
Northern Power Station | Brown Coal\SA\NPS2
NWT 220_Wind | Wind\TAS\NWT Burnie_WIND
NWT 220_Wind | Wind\TAS\Woolnorth
Oakey GT | Natural gas\QLD\OAKEY1
Oakey GT | Natural gas\QLD\OAKEY2
Oaklands Hill | Wind\VIC\Oaklands Hill
Osborne | Natural gas\SA\OsborneGT
Osborne | Natural gas\SA\OsborneST
Pelican Point | Natural gas\SA\PPCCGTGT1
Pelican Point | Natural gas\SA\PPCCGTGT2
Pelican Point | Natural gas\SA\PPCCGTST
Playford | Brown Coal\SA\PLAYB-AG1
Playford | Brown Coal\SA\PLAYB-AG2
Playford | Brown Coal\SA\PLAYB-AG3
Playford | Brown Coal\SA\PLAYB-AG4
Poatina 132kV | Hydroelectric\TAS\PO161-1
Poatina 132kV | Hydroelectric\TAS\PO162-2
Poatina 275kV | Hydroelectric\TAS\PO163-3
Poatina 275kV | Hydroelectric\TAS\PO164-4
Poatina 275kV | Hydroelectric\TAS\PO165-5
Poatina 275kV | Hydroelectric\TAS\PO166-6
Port Lincoln | Liquid fuel\SA\POR01-1
Port Lincoln | Liquid fuel\SA\POR01-2
Port Lincoln | Liquid fuel\SA\POR01-3
Quarantine | Natural gas\SA\QPS1
Quarantine | Natural gas\SA\QPS2
Quarantine | Natural gas\SA\QPS3
Quarantine | Natural gas\SA\QPS4
Quarantine | Natural gas\SA\QPS5
Redbank | Black Coal\NSW\REDBANK1
Reece | Hydroelectric\TAS\RC131-1
Reece | Hydroelectric\TAS\RC132-2
Roma GT | Natural gas\QLD\ROMA_7
Roma GT | Natural gas\QLD\ROMA_8
Shoalhaven | Hydroelectric\NSW\SHGEN01
Shoalhaven | Hydroelectric\NSW\SHGEN02
Shoalhaven | Hydroelectric\NSW\SHGEN03
Shoalhaven | Hydroelectric\NSW\SHGEN04
Smithfield | Natural gas\NSW\SITHE01
Smithfield | Natural gas\NSW\SITHE02
Smithfield | Natural gas\NSW\SITHE03
Smithfield | Natural gas\NSW\SITHE04
Snowtown Wind Farm | Wind\SA\Snowtown Wind Farm
Snuggery | Liquid fuel\SA\SNUG1
Snuggery | Liquid fuel\SA\SNUG2
Snuggery | Liquid fuel\SA\SNUG3
Somerton | Natural gas\VIC\AGLSOM01
Somerton | Natural gas\VIC\AGLSOM02
Somerton | Natural gas\VIC\AGLSOM03
Somerton | Natural gas\VIC\AGLSOM04
Stanwell | Black Coal\QLD\STAN-1
Stanwell | Black Coal\QLD\STAN-2
Stanwell | Black Coal\QLD\STAN-3
Stanwell | Black Coal\QLD\STAN-4
Starfish Hill | Wind\SA\Starfish Hill
Swanbank E | Natural gas\QLD\SWAN_E
Tallawarra | Natural gas\NSW\Tallawarra
Tamar Valley CCGT | Natural gas\TAS\Tamar CCGT
Tamar Valley OCGT | Natural gas\TAS\Tamar OCGT
Tarong | Black Coal\QLD\TARONG1
Tarong | Black Coal\QLD\TARONG2
Tarong | Black Coal\QLD\TARONG3
Tarong | Black Coal\QLD\TARONG4
Tarong North | Black Coal\QLD\TNPS1
Tarraleah | Hydroelectric\TAS\TA111-1
Tarraleah | Hydroelectric\TAS\TA111-2
Tarraleah | Hydroelectric\TAS\TA111-3
Tarraleah | Hydroelectric\TAS\TA112-4
Tarraleah | Hydroelectric\TAS\TA112-5
Tarraleah | Hydroelectric\TAS\TA112-6
Torrens Island A | Natural gas\SA\TORRA1
Torrens Island A | Natural gas\SA\TORRA2
Torrens Island A | Natural gas\SA\TORRA3
Torrens Island A | Natural gas\SA\TORRA4
Torrens Island B | Natural gas\SA\TORRB1
Torrens Island B | Natural gas\SA\TORRB2
Torrens Island B | Natural gas\SA\TORRB3
Torrens Island B | Natural gas\SA\TORRB4
Townsville 1 | Natural gas\QLD\TOWNSV1
Townsville 2 | Natural gas\QLD\TOWNSV2
Trevallyn | Hydroelectric\TAS\TR111-1
Trevallyn | Hydroelectric\TAS\TR111-2
Trevallyn | Hydroelectric\TAS\TR112-3
Trevallyn | Hydroelectric\TAS\TR112-4
Tribute | Hydroelectric\TAS\TT131-1
Tungatinah | Hydroelectric\TAS\TU111-1
Tungatinah | Hydroelectric\TAS\TU112-2
Tungatinah | Hydroelectric\TAS\TU113-3
Tungatinah | Hydroelectric\TAS\TU114-4
Tungatinah | Hydroelectric\TAS\TU115-5
Upper Tumut | Hydroelectric\NSW\TUMUT1_01
Upper Tumut | Hydroelectric\NSW\TUMUT1_02
Upper Tumut | Hydroelectric\NSW\TUMUT1_03
Upper Tumut | Hydroelectric\NSW\TUMUT1_04
Upper Tumut | Hydroelectric\NSW\TUMUT2_01
Upper Tumut | Hydroelectric\NSW\TUMUT2_02
Upper Tumut | Hydroelectric\NSW\TUMUT2_03
Upper Tumut | Hydroelectric\NSW\TUMUT2_04
Uranquinty | Natural gas\NSW\Uranquinty1
Uranquinty | Natural gas\NSW\Uranquinty2
Uranquinty | Natural gas\NSW\Uranquinty3
Uranquinty | Natural gas\NSW\Uranquinty4
Vales Pt | Black Coal\NSW\VP5
Vales Pt | Black Coal\NSW\VP6
Valley Power | Natural gas\VIC\VPGS1
Valley Power | Natural gas\VIC\VPGS2
Valley Power | Natural gas\VIC\VPGS3
Valley Power | Natural gas\VIC\VPGS4
Valley Power | Natural gas\VIC\VPGS5
Valley Power | Natural gas\VIC\VPGS6
Wallerawang | Black Coal\NSW\WW7
Wallerawang | Black Coal\NSW\WW8
Waterloo | Wind\SA\Waterloo
Wattle Point | Wind\SA\WattlePoint
Waubra Wind Farm | Wind\VIC\Waubra
Wayatinah | Hydroelectric\TAS\WY111-1
Wayatinah | Hydroelectric\TAS\WY111-2
Wayatinah | Hydroelectric\TAS\WY111-3
West Kiewa | Hydroelectric\VIC\KWAGG1
West Kiewa | Hydroelectric\VIC\KWAGG2
Wilmot | Hydroelectric\TAS\WI111-1
Wivenhoe | Hydroelectric\QLD\W/HOE1
Wivenhoe | Hydroelectric\QLD\W/HOE2
Woodlawn Wind Farm | Wind\NSW\Woodlawn
Yallourn | Brown Coal\VIC\YWPS1
Yallourn | Brown Coal\VIC\YWPS2
Yallourn | Brown Coal\VIC\YWPS3
Yallourn | Brown Coal\VIC\YWPS4
Yarwun CoGen | Natural gas\QLD\Yarwun CoGen

## Assumptions (hidden)
ASSUMPTIONS
Rating for Summer time slice is equavalent to the Summer Day or Jan Day rating in AEMO EMS
Rating for Not_Summer time slice is equavalent to the Not_Summer Day or July Day rating in AEMO EMS
For dynamic ratings temperature is assumed to be 25 degress C, except Tasmania where temperature assumed to be 20 degress C.In Tasmania summer rating is 25 degree rating and winter rating is 15 degree rating.
Line 64 (Upper to Lower Tumut) assumed in service at all times
Northern NSW Network Configuration such that Raleigh and Sawtell on Coffs Harbour
15 min line ratings assumed in Snowy area - except when Snowy 5 minute Rating Scheme enabled
Snowy 5 minute Rating Scheme assumed to apply every year in ANTS studies
Network configuration such that in Radial mode at Hazelwood
Yallourn1 assumed to be connected to 500kV at all times
AEMO online stability monitoring tools (Psymetrix) is in service
Blackwall SVC and POD are in service
Capacitor banks are in service
Reactors out of service
Murraylink is in voltage control mode
Central Queensland load assumed to be a fixed percentage of total Queensland load such that CQ Load = 0.316 x QLD Total
Northern Queensland load assumed to be a fixed percentage of total Queensland load such that NQ Load = 0.159 x QLD Total
Tasmanian Southern load (includes industrial loads at Risond and Boyer) is assumed to be a fixed percentage of total total Tasmania load: 33% Summer, 36.5% winter
Tasmanian Comalco load is assumed to be 300MW
Tasmanian Risdon load is assumed to be 124 MW
Tasmanian Temco load is assumed to be 92 MW
Tasmanian Boyer load is assumed to be 72 MW
Basslink frequency controller is enabled
Tasmanian SPSPS enabled
Tasmanian NCSPS enabled
Directlink Emergency Control System (DLINK) enabled
SNO_5MARS_ARMED is the 5 min limit status. Assume 'ON'
MLINK_VFRB_A_ENABLED is 'ON '
ART_CB_B_STAT is closed and returns a '1', ART_CB_B_STAT, ART_CB_F_STAT, ART_CB_C_STAT, STL_CB_B_STAT, BGR_CB_A_STAT and BGR_CB_C_STAT are closed will return '1'
Rating of constraints that affected by Wind monitoring project is 25 degree rating plus 20% increase.
For Victoria 2009 new wind constraints, don't convert rating from MVA to MW( by 0.9).
SSGBS Gatton CB 72892 is On
Bayswater Units 3&4 are connected to the same connection point using Bayswater 4 factors
Assume South East Capacitor in service
Assume SSGBS_CB72892 on service (TR_WOPW equations)
Assume Hazelwood Radial Mode with 1&2&3&4 busses split
All firm flow ratings in Tasmania are disabled.
Plink recommend ratings for Q>MRTS should be 247MVA for summer and 276MVA for winter
Dummy generators in TAS have 0.1kW installed capacity.
Gordon.Status.Voltage_Load is assumed to be 0
TAS Southern System Special Protection Scheme (SSSPS) is assumed to be OFF.

## Constraints Summary
[6 empty] | LHS / RHS (used by importer) –-> | LHS Terms | [634 empty] | RHS Terms | [668 empty] | Violation Penalty Factor | Initial RHS | GENERAL COMMENTS
[6 empty] | Terms (used by importer) –-> | Interconnector Terms | [5 empty] | Generation Terms | [628 empty] | Rating/Constant | [5 empty] | Demand Terms | [63 empty] | Demand Formulae | [9 empty] | Generation Terms | [582 empty] | Interconnector Terms
[6 empty] | Description of terms –-> | Interconnector Terms | [582 empty] | VAPR Points | [49 empty] | New entry generators - modelled with shadow generators |  | Rating/Constant | [5 empty] | Ratings Traces | [8 empty] | Demand Terms | [54 empty] | Demand Formulae | [591 empty] | New entry generators - modelled with shadow generators | Interconnector Terms
connection pt/unit | Constraint | State | Folder | Scenarios | Time Slice | Description | N-Q-MNSP1 | NSW1-QLD1 | T-V-MNSP1 | V-SA | V-S-MNSP1 | VIC1-NSW1 | ADE OCGT | ADE Pumped Hydro | AGLHAL01 | AGLHAL02 | AGLHAL03 | AGLHAL04 | AGLHAL05 | AGLHAL06 | AGLHAL07 | AGLHAL08 | AGLHAL09 | AGLHAL10 | AGLHAL11 | AGLHAL12 | AGLSOM01 | AGLSOM02 | AGLSOM03 | AGLSOM04 | ANGAS1 | ANGAS2 | APS | ARARATWF | Bald Hills p1 | BARCALDN | BARRON-1 | BARRON-2 | BASTYAN | BBTHREE1 | BBTHREE2 | BBTHREE3 | BDL01 | BDL02 | BLOWERNG | BLUFF1 | BOCORWF1 | BOGONG1 | BOGONG2 | BRAEMAR1 | BRAEMAR2 | BRAEMAR3 | BRAEMAR5 | BRAEMAR6 | BRAEMAR7 | Broken Hill Solar Plant | BULGANAWF | BW01 | BW02 | BW03 | BW04 | CA111-1 | CA112-2 | CALL_B_1 | CALL_B_2 | CAN Biomass | CAN ISCC | CAN OCGT | CAN Pumped Hydro | CAN Solar PV DAT | CAN Solar PV DAT (SFP) | CAN Solar PV FFP | CAN Solar PV FFP (SFP) | CAN Solar PV SAT | CAN Solar PV SAT (SFP) | CAN Solar Thermal CLF | CAN Solar Thermal CLF (SFP) | CAN Solar Thermal CR WS | CAN Solar Thermal CR WS (SFP) | CAN Solar Thermal PT WS | CAN Solar Thermal PT WS (SFP) | CAPTL_WF | CATHROCK | CETHANA | CG1 | CG2 | CG3 | CG4 | CHALLHWF | CLEMGPWF | CNUNDAWF | CPP_3 | CPP_4 | CPSA | CQ CCGT | CQ CCGT CCS | CQ Coal SC | CQ Coal SC CCS | CQ Geothermal | CQ Geothermal EGS | CQ Geothermal HSA | CQ ISCC | CQ OCGT | CQ Pumped Hydro | CQ Solar PV DAT | CQ Solar PV DAT (SFP) | CQ Solar PV FFP | CQ Solar PV FFP (SFP) | CQ Solar PV SAT | CQ Solar PV SAT (SFP) | CQ Solar Thermal CLF | CQ Solar Thermal CLF (SFP) | CQ Solar Thermal CR WS | CQ Solar Thermal CR WS (SFP) | CQ Solar Thermal PT WS | CQ Solar Thermal PT WS (SFP) | CROWLANDSWF | CS Krongart_WIND | CS Mortlake_WIND | CS Portland_WIND | CS Shaw River_WIND | CS Tarrone_WIND | CULLRGWF | CVIC ISCC | CVIC OCGT | CVIC Solar PV DAT | CVIC Solar PV DAT (SFP) | CVIC Solar PV FFP | CVIC Solar PV FFP (SFP) | CVIC Solar PV SAT | CVIC Solar PV SAT (SFP) | CVIC Solar Thermal CLF | CVIC Solar Thermal CLF (SFP) | CVIC Solar Thermal CR WS | CVIC Solar Thermal CR WS (SFP) | CVIC Solar Thermal PT WS | CVIC Solar Thermal PT WS (SFP) | CVIC Wave/Ocean | DARTM1 | DDPS1_GT1 | DDPS1_GT2 | DDPS1_GT3 | DDPS1_ST | DEVILS_G | DRYCGT1 | DRYCGT2 | DRYCGT3 | Dummy_Butlers Gorge | Dummy_Cluny | Dummy_Paloona | Dummy_Repulse | Dummy_Rowallan | Dummy_Tamar | Dummy_Woolnorth | EILDON1 | EILDON2 | EPS Cultana_WIND | EPS Port Lincoln132_WIND | ER01 | ER02 | ER03 | ER04 | FISHER | FLS VH_WIND | FNQ Challumbin_WIND | FNQ Woree_WIND | FWN Broken Hill_WIND | FWN Buronga_WIND | FWN Redcliffs_WIND | GO181-1 | GO182-2 | GO183-3 | GSTONE1 | GSTONE2 | GSTONE3 | GSTONE4 | GSTONE5 | GSTONE6 | Gullen Range | GUNNING1 | GUTHEGA1 | GUTHEGA2 | HALLWF1 | HALLWF2 | Hornsdale | HUMENSW | HUMEV | HUMEV2 | HUN Bayswater_WIND | HVGTS1 | HVGTS2 | HWPS1 | HWPS2 | HWPS3 | HWPS4 | HWPS5 | HWPS6 | HWPS7 | HWPS8 | Inflows_Dummy | JBUTTERS | JLA01 | JLA02 | JLA03 | JLA04 | JLB01 | JLB02 | JLB03 | KAREEYA1 | KAREEYA2 | KAREEYA3 | KAREEYA4 | Kogan Creek Solar Boost | KPP_1 | LADBROK1 | LADBROK2 | Laverton North1 | Laverton North2 | LD01 | LD02 | LD03 | LD04 | LI111-1 | LI112-2 | LI113-3 | LK_ECHO | LKBONNY1 | LKBONNY2 | LKBONNY3 | LM111-1 | LOYYB1 | LOYYB2 | LV CCGT | LV CCGT CCS | LV Coal SC | LV Coal SC CCS | LV Geothermal | LV Geothermal EGS | LV Geothermal HSA | LV OCGT | LYA1 | LYA2 | LYA3 | LYA4 | MACARTH1 | MACKAYGT | MACKNTSH | MCKAY11 | MCKAY12 | MCKAY13 | MCKAY14 | MCKAY15 | MCKAY16 | MEADOWBK | MEL OCGT | MERCER1 | MINTARO | MNS Belalie_WIND | MNS Blyth_WIND | MNS Brinkworth275_WIND | MNS Bungama_WIND | MNS Canowie_WIND | MNS Glenriver_WIND | MNS Mokota_WIND | MNS Robertstown_WIND | MNS Tungkillo_WIND | MOR1 | MOR2 | MOR3 | Moree Solar | MORTLK11 | MORTLK12 | MP1 | MP2 | MPP_1 | MPP_2 | MRN Bannaby_WIND | MRN Yass_WIND | MSTUART1 | MSTUART2 | MSTUART3 | MTMILLAR | MUN Deniliquin_WIND | MUN Jindera_WIND | MURRAY01 | MURRAY02 | MURRAY03 | MURRAY04 | MURRAY05 | MURRAY06 | MURRAY07 | MURRAY08 | MURRAY09 | MURRAY10 | MURRAY11 | MURRAY12 | MURRAY13 | MURRAY14 | MUSSELR1 | NBHWF1 | NCEN Biomass | NCEN CCGT | NCEN CCGT CCS | NCEN Geothermal EGS | NCEN Geothermal HSA | NCEN ISCC | NCEN OCGT | NCEN Solar PV DAT | NCEN Solar PV DAT (SFP) | NCEN Solar PV FFP | NCEN Solar PV FFP (SFP) | NCEN Solar PV SAT | NCEN Solar PV SAT (SFP) | NCEN Solar Thermal CLF | NCEN Solar Thermal CLF (SFP) | NCEN Solar Thermal CR WS | NCEN Solar Thermal CR WS (SFP) | NCEN Solar Thermal PT WS | NCEN Solar Thermal PT WS (SFP) | NEN Armidale_WIND | NET George Town_WIND | NNS Biomass | NNS CCGT | NNS CCGT CCS | NNS Coal SC | NNS Coal SC CCS | NNS OCGT | NNS Solar PV DAT | NNS Solar PV DAT (SFP) | NNS Solar PV FFP | NNS Solar PV FFP (SFP) | NNS Solar PV SAT | NNS Solar PV SAT (SFP) | NNS Solar Thermal CLF | NNS Solar Thermal CLF (SFP) | NNS Solar Thermal CR WS | NNS Solar Thermal CR WS (SFP) | NNS Solar Thermal PT WS | NNS Solar Thermal PT WS (SFP) | NPS | NPS1 | NPS2 | NQ Biomass | NQ CCGT | NQ CCGT CCS | NQ Coal SC | NQ Coal SC CCS | NQ Geothermal | NQ Geothermal EGS | NQ Geothermal HSA | NQ ISCC | NQ OCGT | NQ Pumped Hydro | NQ Solar PV DAT | NQ Solar PV DAT (SFP) | NQ Solar PV FFP | NQ Solar PV FFP (SFP) | NQ Solar PV SAT | NQ Solar PV SAT (SFP) | NQ Solar Thermal CLF | NQ Solar Thermal CLF (SFP) | NQ Solar Thermal CR WS | NQ Solar Thermal CR WS (SFP) | NQ Solar Thermal PT WS | NQ Solar Thermal PT WS (SFP) | NSA Geothermal EGS | NSA Geothermal HSA | NSA ISCC | NSA OCGT | NSA Solar PV DAT | NSA Solar PV DAT (SFP) | NSA Solar PV FFP | NSA Solar PV FFP (SFP) | NSA Solar PV SAT | NSA Solar PV SAT (SFP) | NSA Solar Thermal CLF | NSA Solar Thermal CLF (SFP) | NSA Solar Thermal CR WS | NSA Solar Thermal CR WS (SFP) | NSA Solar Thermal PT WS | NSA Solar Thermal PT WS (SFP) | NVIC Biomass | NVIC ISCC | NVIC OCGT | NVIC Pumped Hydro | NWT Burnie_WIND | NWV Ballarat_WIND | NWV Bendigo_WIND | NWV Geelong_WIND | NWV Horsham_WIND | Nyngan | OAKEY1 | OAKEY2 | OAKLAND1 | OsborneGT | OsborneST | PLAYB-AG1 | PLAYB-AG2 | PLAYB-AG3 | PLAYB-AG4 | PO161-1 | PO162-2 | PO163-3 | PO164-4 | PO165-5 | PO166-6 | POR01-1 | POR01-2 | POR01-3 | Portland 2 | Portland 3 | Portland 4 | PPCCGTGT1 | PPCCGTGT2 | PPCCGTST | QPS1 | QPS2 | QPS3 | QPS4 | QPS5 | REDBANK1 | REECE1 | REECE2 | ROMA_7 | ROMA_8 | SEN Cooma_WIND | SEQ CCGT | SEQ CCGT CCS | SEQ Coal SC | SEQ Coal SC CCS | SEQ OCGT | SEQ Pumped Hydro | SEQ Solar PV DAT | SEQ Solar PV DAT (SFP) | SEQ Solar PV FFP | SEQ Solar PV FFP (SFP) | SEQ Solar PV SAT | SEQ Solar PV SAT (SFP) | SEQ Solar Thermal CLF | SEQ Solar Thermal CLF (SFP) | SEQ Solar Thermal CR WS | SEQ Solar Thermal CR WS (SFP) | SEQ Solar Thermal PT WS | SEQ Solar Thermal PT WS (SFP) | SESA Biomass | SESA CCGT | SESA OCGT | SESA Wave/Ocean | SEV Morwell_WIND | SHGEN01 | SHGEN02 | SHGEN03 | SHGEN04 | SITHE01 | SITHE02 | SITHE03 | SITHE04 | SNOWNTH1 | SNOWSTH1 | SNOWTWN1 | SNUG1 | SNUG2 | SNUG3 | ST Chapel Street_WIND | ST Waddamana_WIND | STAN-1 | STAN-2 | STAN-3 | STAN-4 | STARHLWF | SWAN_E | SWNSW OCGT | SWQ Blackstone_WIND | SWQ Blackwall_WIND | SWQ CCGT | SWQ CCGT CCS | SWQ Coal SC | SWQ Coal SC CCS | SWQ Geothermal | SWQ Geothermal EGS | SWQ Geothermal HSA | SWQ ISCC | SWQ OCGT | SWQ Pumped Hydro | SWQ Solar PV DAT | SWQ Solar PV DAT (SFP) | SWQ Solar PV FFP | SWQ Solar PV FFP (SFP) | SWQ Solar PV SAT | SWQ Solar PV SAT (SFP) | SWQ Solar Thermal CLF | SWQ Solar Thermal CLF (SFP) | SWQ Solar Thermal CR WS | SWQ Solar Thermal CR WS (SFP) | SWQ Solar Thermal PT WS | SWQ Solar Thermal PT WS (SFP) | SWV Terang_WIND | TA111-1 | TA111-2 | TA111-3 | TA112-4 | TA112-5 | TA112-6 | TALWA1 | Taralga Wind Farm | TARONG#1 | TARONG#2 | TARONG#3 | TARONG#4 | TAS Biomass | TAS CCGT | TAS OCGT | TAS Pumped Hydro | TAS Wave/Ocean | TNPS1 | TORRA1 | TORRA2 | TORRA3 | TORRA4 | TORRB1 | TORRB2 | TORRB3 | TORRB4 | TR111-1 | TR111-2 | TR112-3 | TR112-4 | TRIBUTE | TU111-1 | TU112-2 | TU113-3 | TU114-4 | TU115-5 | TUMUT1_01 | TUMUT1_02 | TUMUT1_03 | TUMUT1_04 | TUMUT2_01 | TUMUT2_02 | TUMUT2_03 | TUMUT2_04 | TUMUT3_01 | TUMUT3_02 | TUMUT3_03 | TUMUT3_04 | TUMUT3_05 | TUMUT3_06 | TVCC201 | TVPP104 | URANQ11 | URANQ12 | URANQ13 | URANQ14 | VP5 | VP6 | VPGS1 | VPGS2 | VPGS3 | VPGS4 | VPGS5 | VPGS6 | W/HOE#1 | W/HOE#2 | WATERLWF | WAUBRAWF | WCS Cultana_WIND | WCS Lincoln Gap_WIND | WCT Farrell _WIND | WEN Wallerawang_WIND | WI111-1 | WKIEWA1 | WKIEWA2 | WOODLWN1 | WOOLNTH1 | WPWF | WW7 | WW8 | WY111-1 | WY111-2 | WY111-3 | YABULU | YABULU2 | YAMBUKWF | YARWUN_1 | YPS Para Garden West_WIND | YWPS1 | YWPS2 | YWPS3 | YWPS4 | DESAL | DPTS | VAPD | VATSB | VATSW | VBAT | VBE2 | VBE6 | VBL2 | VBL6 | VBT2 | VBT6 | VCBT | VER2 | VFB2 | VFVT | VGNT | VGT6 | VHOT | VHTS | VHY2 | VJLA | VKG2 | VKG6 | VKT2 | VMBT | VMT2 | VMT6 | VMWT | VPTH | VRC2 | VRC6 | VRT2 | VRT6 | VRW2 | VRW6 | VSHT | VSM6 | VSV2 | VT12 | VT34 | VTBT | VTGT | VTS2 | VWE6 | VWM2 | VWM6 | VWO2 | VWO6 | VYP1 | New_Entry_Place_Holder | Operator | Rating | Operating Margin | Post Flow | Scaling Factor | Constant_ex RATING | Constant | VRAT5M_BAML1 | VRAT5M_BABE1 | VRAT15M_DDSM1 | VRAT15M_DDMB1 | VRAT15_BABG | VRAT15_BGAR | VRAT15_ARST | VRAT15M_BESH1 | VRAT15M_KDP1 | QLD1 | NSW1 | SA1 | TAS1 | VIC1 | DESAL | DPTS | VAPD | VATSB | VATSW | VBAT | VBE2 | VBE6 | VBL2 | VBL6 | VBT2 | VBT6 | VCBT | VER2 | VFB2 | VFVT | VGNT | VGT6 | VHOT | VHTS | VHY2 | VJLA | VKG2 | VKG6 | VKT2 | VMBT | VMT2 | VMT6 | VMWT | VPTH | VRC2 | VRC6 | VRT2 | VRT6 | VRW2 | VRW6 | VSHT | VSM6 | VSV2 | VT12 | VT34 | VTBT | VTGT | VTS2 | VWE6 | VWM2 | VWM6 | VWO2 | VWO6 | VYP1 | QLD1_S | QLD1_NS | NSW1_S | NSW1_NS | SA1_S | SA1_NS | TAS1_S | TAS1_NS | VIC1_S | VIC1_NS | ADE OCGT | ADE Pumped Hydro | AGLHAL01 | AGLHAL02 | AGLHAL03 | AGLHAL04 | AGLHAL05 | AGLHAL06 | AGLHAL07 | AGLHAL08 | AGLHAL09 | AGLHAL10 | AGLHAL11 | AGLHAL12 | AGLSOM01 | AGLSOM02 | AGLSOM03 | AGLSOM04 | ANGAS1 | ANGAS2 | APS | ARARATWF | Bald Hills p1 | BARCALDN | BARRON-1 | BARRON-2 | BASTYAN | BBTHREE1 | BBTHREE2 | BBTHREE3 | BDL01 | BDL02 | BLOWERNG | BLUFF1 | BOCORWF1 | BOGONG1 | BOGONG2 | BRAEMAR1 | BRAEMAR2 | BRAEMAR3 | BRAEMAR5 | BRAEMAR6 | BRAEMAR7 | Broken Hill Solar Plant | BULGANAWF | BW01 | BW02 | BW03 | BW04 | CA111-1 | CA112-2 | CALL_B_1 | CALL_B_2 | CAN Biomass | CAN ISCC | CAN OCGT | CAN Pumped Hydro | CAN Solar PV DAT | CAN Solar PV DAT (SFP) | CAN Solar PV FFP | CAN Solar PV FFP (SFP) | CAN Solar PV SAT | CAN Solar PV SAT (SFP) | CAN Solar Thermal CLF | CAN Solar Thermal CLF (SFP) | CAN Solar Thermal CR WS | CAN Solar Thermal CR WS (SFP) | CAN Solar Thermal PT WS | CAN Solar Thermal PT WS (SFP) | CAPTL_WF | CATHROCK | CETHANA | CG1 | CG2 | CG3 | CG4 | CHALLHWF | CLEMGPWF | CNUNDAWF | CPP_3 | CPP_4 | CPSA | CQ CCGT | CQ CCGT CCS | CQ Coal SC | CQ Coal SC CCS | CQ Geothermal | CQ Geothermal EGS | CQ Geothermal HSA | CQ ISCC | CQ OCGT | CQ Pumped Hydro | CQ Solar PV DAT | CQ Solar PV DAT (SFP) | CQ Solar PV FFP | CQ Solar PV FFP (SFP) | CQ Solar PV SAT | CQ Solar PV SAT (SFP) | CQ Solar Thermal CLF | CQ Solar Thermal CLF (SFP) | CQ Solar Thermal CR WS | CQ Solar Thermal CR WS (SFP) | CQ Solar Thermal PT WS | CQ Solar Thermal PT WS (SFP) | CROWLANDSWF | CS Krongart_WIND | CS Mortlake_WIND | CS Portland_WIND | CS Shaw River_WIND | CS Tarrone_WIND | CULLRGWF | CVIC ISCC | CVIC OCGT | CVIC Solar PV DAT | CVIC Solar PV DAT (SFP) | CVIC Solar PV FFP | CVIC Solar PV FFP (SFP) | CVIC Solar PV SAT | CVIC Solar PV SAT (SFP) | CVIC Solar Thermal CLF | CVIC Solar Thermal CLF (SFP) | CVIC Solar Thermal CR WS | CVIC Solar Thermal CR WS (SFP) | CVIC Solar Thermal PT WS | CVIC Solar Thermal PT WS (SFP) | CVIC Wave/Ocean | DARTM1 | DDPS1_GT1 | DDPS1_GT2 | DDPS1_GT3 | DDPS1_ST | DEVILS_G | DRYCGT1 | DRYCGT2 | DRYCGT3 | Dummy_Butlers Gorge | Dummy_Cluny | Dummy_Paloona | Dummy_Repulse | Dummy_Rowallan | Dummy_Tamar | Dummy_Woolnorth | EILDON1 | EILDON2 | EPS Cultana_WIND | EPS Port Lincoln132_WIND | ER01 | ER02 | ER03 | ER04 | FISHER | FLS VH_WIND | FNQ Challumbin_WIND | FNQ Woree_WIND | FWN Broken Hill_WIND | FWN Buronga_WIND | FWN Redcliffs_WIND | GO181-1 | GO182-2 | GO183-3 | GSTONE1 | GSTONE2 | GSTONE3 | GSTONE4 | GSTONE5 | GSTONE6 | Gullen Range | GUNNING1 | GUTHEGA1 | GUTHEGA2 | HALLWF1 | HALLWF2 | Hornsdale | HUMENSW | HUMEV | HUMEV2 | HUN Bayswater_WIND | HVGTS1 | HVGTS2 | HWPS1 | HWPS2 | HWPS3 | HWPS4 | HWPS5 | HWPS6 | HWPS7 | HWPS8 | Inflows_Dummy | JBUTTERS | JLA01 | JLA02 | JLA03 | JLA04 | JLB01 | JLB02 | JLB03 | KAREEYA1 | KAREEYA2 | KAREEYA3 | KAREEYA4 | Kogan Creek Solar Boost | KPP_1 | LADBROK1 | LADBROK2 | Laverton North1 | Laverton North2 | LD01 | LD02 | LD03 | LD04 | LI111-1 | LI112-2 | LI113-3 | LK_ECHO | LKBONNY1 | LKBONNY2 | LKBONNY3 | LM111-1 | LOYYB1 | LOYYB2 | LV CCGT | LV CCGT CCS | LV Coal SC | LV Coal SC CCS | LV Geothermal | LV Geothermal EGS | LV Geothermal HSA | LV OCGT | LYA1 | LYA2 | LYA3 | LYA4 | MACARTH1 | MACKAYGT | MACKNTSH | MCKAY11 | MCKAY12 | MCKAY13 | MCKAY14 | MCKAY15 | MCKAY16 | MEADOWBK | MEL OCGT | MERCER1 | MINTARO | MNS Belalie_WIND | MNS Blyth_WIND | MNS Brinkworth275_WIND | MNS Bungama_WIND | MNS Canowie_WIND | MNS Glenriver_WIND | MNS Mokota_WIND | MNS Robertstown_WIND | MNS Tungkillo_WIND | MOR1 | MOR2 | MOR3 | Moree Solar | MORTLK11 | MORTLK12 | MP1 | MP2 | MPP_1 | MPP_2 | MRN Bannaby_WIND | MRN Yass_WIND | MSTUART1 | MSTUART2 | MSTUART3 | MTMILLAR | MUN Deniliquin_WIND | MUN Jindera_WIND | MURRAY01 | MURRAY02 | MURRAY03 | MURRAY04 | MURRAY05 | MURRAY06 | MURRAY07 | MURRAY08 | MURRAY09 | MURRAY10 | MURRAY11 | MURRAY12 | MURRAY13 | MURRAY14 | MUSSELR1 | NBHWF1 | NCEN Biomass | NCEN CCGT | NCEN CCGT CCS | NCEN Geothermal EGS | NCEN Geothermal HSA | NCEN ISCC | NCEN OCGT | NCEN Solar PV DAT | NCEN Solar PV DAT (SFP) | NCEN Solar PV FFP | NCEN Solar PV FFP (SFP) | NCEN Solar PV SAT | NCEN Solar PV SAT (SFP) | NCEN Solar Thermal CLF | NCEN Solar Thermal CLF (SFP) | NCEN Solar Thermal CR WS | NCEN Solar Thermal CR WS (SFP) | NCEN Solar Thermal PT WS | NCEN Solar Thermal PT WS (SFP) | NEN Armidale_WIND | NET George Town_WIND | NNS Biomass | NNS CCGT | NNS CCGT CCS | NNS Coal SC | NNS Coal SC CCS | NNS OCGT | NNS Solar PV DAT | NNS Solar PV DAT (SFP) | NNS Solar PV FFP | NNS Solar PV FFP (SFP) | NNS Solar PV SAT | NNS Solar PV SAT (SFP) | NNS Solar Thermal CLF | NNS Solar Thermal CLF (SFP) | NNS Solar Thermal CR WS | NNS Solar Thermal CR WS (SFP) | NNS Solar Thermal PT WS | NNS Solar Thermal PT WS (SFP) | NPS | NPS1 | NPS2 | NQ Biomass | NQ CCGT | NQ CCGT CCS | NQ Coal SC | NQ Coal SC CCS | NQ Geothermal | NQ Geothermal EGS | NQ Geothermal HSA | NQ ISCC | NQ OCGT | NQ Pumped Hydro | NQ Solar PV DAT | NQ Solar PV DAT (SFP) | NQ Solar PV FFP | NQ Solar PV FFP (SFP) | NQ Solar PV SAT | NQ Solar PV SAT (SFP) | NQ Solar Thermal CLF | NQ Solar Thermal CLF (SFP) | NQ Solar Thermal CR WS | NQ Solar Thermal CR WS (SFP) | NQ Solar Thermal PT WS | NQ Solar Thermal PT WS (SFP) | NSA Geothermal EGS | NSA Geothermal HSA | NSA ISCC | NSA OCGT | NSA Solar PV DAT | NSA Solar PV DAT (SFP) | NSA Solar PV FFP | NSA Solar PV FFP (SFP) | NSA Solar PV SAT | NSA Solar PV SAT (SFP) | NSA Solar Thermal CLF | NSA Solar Thermal CLF (SFP) | NSA Solar Thermal CR WS | NSA Solar Thermal CR WS (SFP) | NSA Solar Thermal PT WS | NSA Solar Thermal PT WS (SFP) | NVIC Biomass | NVIC ISCC | NVIC OCGT | NVIC Pumped Hydro | NWT Burnie_WIND | NWV Ballarat_WIND | NWV Bendigo_WIND | NWV Geelong_WIND | NWV Horsham_WIND | Nyngan | OAKEY1 | OAKEY2 | OAKLAND1 | OsborneGT | OsborneST | PLAYB-AG1 | PLAYB-AG2 | PLAYB-AG3 | PLAYB-AG4 | PO161-1 | PO162-2 | PO163-3 | PO164-4 | PO165-5 | PO166-6 | POR01-1 | POR01-2 | POR01-3 | Portland 2 | Portland 3 | Portland 4 | PPCCGTGT1 | PPCCGTGT2 | PPCCGTST | QPS1 | QPS2 | QPS3 | QPS4 | QPS5 | REDBANK1 | REECE1 | REECE2 | ROMA_7 | ROMA_8 | SEN Cooma_WIND | SEQ CCGT | SEQ CCGT CCS | SEQ Coal SC | SEQ Coal SC CCS | SEQ OCGT | SEQ Pumped Hydro | SEQ Solar PV DAT | SEQ Solar PV DAT (SFP) | SEQ Solar PV FFP | SEQ Solar PV FFP (SFP) | SEQ Solar PV SAT | SEQ Solar PV SAT (SFP) | SEQ Solar Thermal CLF | SEQ Solar Thermal CLF (SFP) | SEQ Solar Thermal CR WS | SEQ Solar Thermal CR WS (SFP) | SEQ Solar Thermal PT WS | SEQ Solar Thermal PT WS (SFP) | SESA Biomass | SESA CCGT | SESA OCGT | SESA Wave/Ocean | SEV Morwell_WIND | SHGEN01 | SHGEN02 | SHGEN03 | SHGEN04 | SITHE01 | SITHE02 | SITHE03 | SITHE04 | SNOWNTH1 | SNOWSTH1 | SNOWTWN1 | SNUG1 | SNUG2 | SNUG3 | ST Chapel Street_WIND | ST Waddamana_WIND | STAN-1 | STAN-2 | STAN-3 | STAN-4 | STARHLWF | SWAN_E | SWNSW OCGT | SWQ Blackstone_WIND | SWQ Blackwall_WIND | SWQ CCGT | SWQ CCGT CCS | SWQ Coal SC | SWQ Coal SC CCS | SWQ Geothermal | SWQ Geothermal EGS | SWQ Geothermal HSA | SWQ ISCC | SWQ OCGT | SWQ Pumped Hydro | SWQ Solar PV DAT | SWQ Solar PV DAT (SFP) | SWQ Solar PV FFP | SWQ Solar PV FFP (SFP) | SWQ Solar PV SAT | SWQ Solar PV SAT (SFP) | SWQ Solar Thermal CLF | SWQ Solar Thermal CLF (SFP) | SWQ Solar Thermal CR WS | SWQ Solar Thermal CR WS (SFP) | SWQ Solar Thermal PT WS | SWQ Solar Thermal PT WS (SFP) | SWV Terang_WIND | TA111-1 | TA111-2 | TA111-3 | TA112-4 | TA112-5 | TA112-6 | TALWA1 | Taralga Wind Farm | TARONG#1 | TARONG#2 | TARONG#3 | TARONG#4 | TAS Biomass | TAS CCGT | TAS OCGT | TAS Pumped Hydro | TAS Wave/Ocean | TNPS1 | TORRA1 | TORRA2 | TORRA3 | TORRA4 | TORRB1 | TORRB2 | TORRB3 | TORRB4 | TR111-1 | TR111-2 | TR112-3 | TR112-4 | TRIBUTE | TU111-1 | TU112-2 | TU113-3 | TU114-4 | TU115-5 | TUMUT1_01 | TUMUT1_02 | TUMUT1_03 | TUMUT1_04 | TUMUT2_01 | TUMUT2_02 | TUMUT2_03 | TUMUT2_04 | TUMUT3_01 | TUMUT3_02 | TUMUT3_03 | TUMUT3_04 | TUMUT3_05 | TUMUT3_06 | TVCC201 | TVPP104 | URANQ11 | URANQ12 | URANQ13 | URANQ14 | VP5 | VP6 | VPGS1 | VPGS2 | VPGS3 | VPGS4 | VPGS5 | VPGS6 | W/HOE#1 | W/HOE#2 | WATERLWF | WAUBRAWF | WCS Cultana_WIND | WCS Lincoln Gap_WIND | WCT Farrell _WIND | WEN Wallerawang_WIND | WI111-1 | WKIEWA1 | WKIEWA2 | WOODLWN1 | WOOLNTH1 | WPWF | WW7 | WW8 | WY111-1 | WY111-2 | WY111-3 | YABULU | YABULU2 | YAMBUKWF | YARWUN_1 | YPS Para Garden West_WIND | YWPS1 | YWPS2 | YWPS3 | YWPS4 | PV NSW | PV QLD | PV SA | PV TAS | PV VIC | New_Entry_Place_Holder | N-Q-MNSP1 | NSW1-QLD1 | T-V-MNSP1 | V-SA | V-S-MNSP1 | VIC1-NSW1 | Penalty Factor | Initial RHS
Max Value of RHS terms
PROPHET | [1309 empty] | PROPHET
connection pt/unit | [12 empty] | CP | CP | CP | CP | CP | CP | CP | CP | CP | CP | CP | CP | CP | CP | CP | CP | CP | CP | CP | CP | CP | CP | CP | CP | CP | CP | CP | CP | CP | CP | CP | CP | CP | CP | CP | CP | CP | CP | CP | CP | CP | CP | CP | CP | CP | CP | CP | CP | CP | CP | CP | CP | CP | CP | CP | CP | CP | CP | CP | CP | CP | CP | CP | CP | CP | CP | CP | CP | CP | CP | CP | CP | CP | CP | CP | CP | CP | CP | CP | CP | CP | CP | CP | CP | CP | CP | CP | CP | CP | CP | CP | CP | CP | CP | CP | CP | CP | CP | CP | CP | CP | CP | CP | CP | CP | CP | CP | CP | CP | CP | CP | CP | CP | CP | CP | CP | CP | CP | CP | CP | CP | CP | CP | CP | CP | CP | CP | CP | CP | CP | CP | CP | CP | CP | CP | CP | CP | CP | CP | CP | CP | CP | CP | CP | CP | CP | CP | CP | CP | CP | CP | CP | CP | CP | CP | CP | CP | CP | CP | CP | CP | CP | CP | CP | CP | CP | CP | CP | CP | CP | CP | CP | CP | CP | CP | CP | CP | CP | CP | CP | CP | CP | CP | CP | CP | CP | CP | CP | CP | CP | CP | CP | CP | CP | CP | CP | CP | CP | CP | CP | CP | CP | CP | CP | CP | CP | CP | CP | CP | CP | CP | CP | CP | CP | CP | CP | CP | CP | CP | CP | CP | CP | CP | CP | CP | CP | CP | CP | CP | CP | CP | CP | CP | CP | CP | CP | CP | CP | CP | CP | CP | CP | CP | CP | CP | CP | CP | CP | CP | CP | CP | CP | CP | CP | CP | CP | CP | CP | CP | CP | CP | CP | CP | CP | CP | CP | CP | CP | CP | CP | CP | CP | CP | CP | CP | CP | CP | CP | CP | CP | CP | CP | CP | CP | CP | CP | CP | CP | CP | CP | CP | CP | CP | CP | CP | CP | CP | CP | CP | CP | CP | CP | CP | CP | CP | CP | CP | CP | CP | CP | CP | CP | CP | CP | CP | CP | CP | CP | CP | CP | CP | CP | CP | CP | CP | CP | CP | CP | CP | CP | CP | CP | CP | CP | CP | CP | CP | CP | CP | CP | CP | CP | CP | CP | CP | CP | CP | CP | CP | CP | CP | CP | CP | CP | CP | CP | CP | CP | CP | CP | CP | CP | CP | CP | CP | CP | CP | CP | CP | CP | CP | CP | CP | CP | CP | CP | CP | CP | CP | CP | CP | CP | CP | CP | CP | CP | CP | CP | CP | CP | CP | CP | CP | CP | CP | CP | CP | CP | CP | CP | CP | CP | CP | CP | CP | CP | CP | CP | CP | CP | CP | CP | CP | CP | CP | CP | CP | CP | CP | CP | CP | CP | CP | CP | CP | CP | CP | CP | CP | CP | CP | CP | CP | CP | CP | CP | CP | CP | CP | CP | CP | CP | CP | CP | CP | CP | CP | CP | CP | CP | CP | CP | CP | CP | CP | CP | CP | CP | CP | CP | CP | CP | CP | CP | CP | CP | CP | CP | CP | CP | CP | CP | CP | CP | CP | CP | CP | CP | CP | CP | CP | CP | CP | CP | CP | CP | CP | CP | CP | CP | CP | CP | CP | CP | CP | CP | CP | CP | CP | CP | CP | CP | CP | CP | CP | CP | CP | CP | CP | CP | CP | CP | CP | CP | CP | CP | CP | CP | CP | CP | CP | CP | CP | CP | CP | CP | CP | CP | CP | CP | CP | CP | CP | CP | CP | CP | CP | CP | CP | CP | CP | CP | CP | CP | CP | CP | CP | CP | CP | CP | CP | CP | CP | CP | CP | CP | CP | CP | CP | CP | CP | CP | CP | CP | CP | CP | CP | CP | CP | CP | CP | CP | CP | CP | CP | CP | CP | CP | CP | CP | CP | CP | CP | CP | CP | CP | CP | CP | CP | CP | CP | CP | CP | CP | CP | CP | CP | CP | CP | CP | CP | CP | CP | CP | CP | CP | CP | CP | CP | CP | CP | CP | CP | CP | CP | CP | CP | CP | CP | CP | CP | CP | CP | CP | CP | CP | CP | CP | [81 empty] | CP | CP | CP | CP | CP | CP | CP | CP | CP | CP | CP | CP | CP | CP | CP | CP | CP | CP | CP | CP | CP | CP | CP | CP | CP | CP | CP | CP | CP | CP | CP | CP | CP | CP | CP | CP | CP | CP | CP | CP | CP | CP | CP | CP | CP | CP | CP | CP | CP | CP | CP | CP | CP | CP | CP | CP | CP | CP | CP | CP | CP | CP | CP | CP | CP | CP | CP | CP | CP | CP | CP | CP | CP | CP | CP | CP | CP | CP | CP | CP | CP | CP | CP | CP | CP | CP | CP | CP | CP | CP | CP | CP | CP | CP | CP | CP | CP | CP | CP | CP | CP | CP | CP | CP | CP | CP | CP | CP | CP | CP | CP | CP | CP | CP | CP | CP | CP | CP | CP | CP | CP | CP | CP | CP | CP | CP | CP | CP | CP | CP | CP | CP | CP | CP | CP | CP | CP | CP | CP | CP | CP | CP | CP | CP | CP | CP | CP | CP | CP | CP | CP | CP | CP | CP | CP | CP | CP | CP | CP | CP | CP | CP | CP | CP | CP | CP | CP | CP | CP | CP | CP | CP | CP | CP | CP | CP | CP | CP | CP | CP | CP | CP | CP | CP | CP | CP | CP | CP | CP | CP | CP | CP | CP | CP | CP | CP | CP | CP | CP | CP | CP | CP | CP | CP | CP | CP | CP | CP | CP | CP | CP | CP | CP | CP | CP | CP | CP | CP | CP | CP | CP | CP | CP | CP | CP | CP | CP | CP | CP | CP | CP | CP | CP | CP | CP | CP | CP | CP | CP | CP | CP | CP | CP | CP | CP | CP | CP | CP | CP | CP | CP | CP | CP | CP | CP | CP | CP | CP | CP | CP | CP | CP | CP | CP | CP | CP | CP | CP | CP | CP | CP | CP | CP | CP | CP | CP | CP | CP | CP | CP | CP | CP | CP | CP | CP | CP | CP | CP | CP | CP | CP | CP | CP | CP | CP | CP | CP | CP | CP | CP | CP | CP | CP | CP | CP | CP | CP | CP | CP | CP | CP | CP | CP | CP | CP | CP | CP | CP | CP | CP | CP | CP | CP | CP | CP | CP | CP | CP | CP | CP | CP | CP | CP | CP | CP | CP | CP | CP | CP | CP | CP | CP | CP | CP | CP | CP | CP | CP | CP | CP | CP | CP | CP | CP | CP | CP | CP | CP | CP | CP | CP | CP | CP | CP | CP | CP | CP | CP | CP | CP | CP | CP | CP | CP | CP | CP | CP | CP | CP | CP | CP | CP | CP | CP | CP | CP | CP | CP | CP | CP | CP | CP | CP | CP | CP | CP | CP | CP | CP | CP | CP | CP | CP | CP | CP | CP | CP | CP | CP | CP | CP | CP | CP | CP | CP | CP | CP | CP | CP | CP | CP | CP | CP | CP | CP | CP | CP | CP | CP | CP | CP | CP | CP | CP | CP | CP | CP | CP | CP | CP | CP | CP | CP | CP | CP | CP | CP | CP | CP | CP | CP | CP | CP | CP | CP | CP | CP | CP | CP | CP | CP | CP | CP | CP | CP | CP | CP | CP | CP | CP | CP | CP | CP | CP | CP | CP | CP | CP | CP | CP | CP | CP | CP | CP | CP | CP | CP | CP | CP | CP | CP | CP | CP | CP | CP | CP | CP | CP | CP | CP | CP | CP | CP | CP | CP | CP | CP | CP | CP | CP | CP | CP | CP | CP | CP | CP | CP | CP | CP | CP | CP | CP | CP | CP | CP | CP | CP | CP | CP | CP | CP | CP | CP | CP | CP | CP | CP | CP | CP | CP | CP | CP | CP | CP | CP | CP | CP | CP | CP | CP | CP | CP | CP | CP | CP | CP | CP | CP | CP | CP | CP | CP | CP | CP | CP | CP | CP | CP | CP | CP | CP | CP | CP | CP | CP | CP | CP | CP | CP | CP | CP | CP | CP
parameter | [6 empty] | flow at border | flow at border | flow at border | flow at border | flow at border | flow at border | Generation | Generation | Generation | Generation | Generation | Generation | Generation | Generation | Generation | Generation | Generation | Generation | Generation | Generation | Generation | Generation | Generation | Generation | Generation | Generation | Generation | Generation | Generation | Generation | Generation | Generation | Generation | Generation | Generation | Generation | Generation | Generation | Generation | Generation | Generation | Generation | Generation | Generation | Generation | Generation | Generation | Generation | Generation | Generation | Generation | Generation | Generation | Generation | Generation | Generation | Generation | Generation | Generation | Generation | Generation | Generation | Generation | Generation | Generation | Generation | Generation | Generation | Generation | Generation | Generation | Generation | Generation | Generation | Generation | Generation | Generation | Generation | Generation | Generation | Generation | Generation | Generation | Generation | Generation | Generation | Generation | Generation | Generation | Generation | Generation | Generation | Generation | Generation | Generation | Generation | Generation | Generation | Generation | Generation | Generation | Generation | Generation | Generation | Generation | Generation | Generation | Generation | Generation | Generation | Generation | Generation | Generation | Generation | Generation | Generation | Generation | Generation | Generation | Generation | Generation | Generation | Generation | Generation | Generation | Generation | Generation | Generation | Generation | Generation | Generation | Generation | Generation | Generation | Generation | Generation | Generation | Generation | Generation | Generation | Generation | Generation | Generation | Generation | Generation | Generation | Generation | Generation | Generation | Generation | Generation | Generation | Generation | Generation | Generation | Generation | Generation | Generation | Generation | Generation | Generation | Generation | Generation | Generation | Generation | Generation | Generation | Generation | Generation | Generation | Generation | Generation | Generation | Generation | Generation | Generation | Generation | Generation | Generation | Generation | Generation | Generation | Generation | Generation | Generation | Generation | Generation | Generation | Generation | Generation | Generation | Generation | Generation | Generation | Generation | Generation | Generation | Generation | Generation | Generation | Generation | Generation | Generation | Generation | Generation | Generation | Generation | Generation | Generation | Generation | Generation | Generation | Generation | Generation | Generation | Generation | Generation | Generation | Generation | Generation | Generation | Generation | Generation | Generation | Generation | Generation | Generation | Generation | Generation | Generation | Generation | Generation | Generation | Generation | Generation | Generation | Generation | Generation | Generation | Generation | Generation | Generation | Generation | Generation | Generation | Generation | Generation | Generation | Generation | Generation | Generation | Generation | Generation | Generation | Generation | Generation | Generation | Generation | Generation | Generation | Generation | Generation | Generation | Generation | Generation | Generation | Generation | Generation | Generation | Generation | Generation | Generation | Generation | Generation | Generation | Generation | Generation | Generation | Generation | Generation | Generation | Generation | Generation | Generation | Generation | Generation | Generation | Generation | Generation | Generation | Generation | Generation | Generation | Generation | Generation | Generation | Generation | Generation | Generation | Generation | Generation | Generation | Generation | Generation | Generation | Generation | Generation | Generation | Generation | Generation | Generation | Generation | Generation | Generation | Generation | Generation | Generation | Generation | Generation | Generation | Generation | Generation | Generation | Generation | Generation | Generation | Generation | Generation | Generation | Generation | Generation | Generation | Generation | Generation | Generation | Generation | Generation | Generation | Generation | Generation | Generation | Generation | Generation | Generation | Generation | Generation | Generation | Generation | Generation | Generation | Generation | Generation | Generation | Generation | Generation | Generation | Generation | Generation | Generation | Generation | Generation | Generation | Generation | Generation | Generation | Generation | Generation | Generation | Generation | Generation | Generation | Generation | Generation | Generation | Generation | Generation | Generation | Generation | Generation | Generation | Generation | Generation | Generation | Generation | Generation | Generation | Generation | Generation | Generation | Generation | Generation | Generation | Generation | Generation | Generation | Generation | Generation | Generation | Generation | Generation | Generation | Generation | Generation | Generation | Generation | Generation | Generation | Generation | Generation | Generation | Generation | Generation | Generation | Generation | Generation | Generation | Generation | Generation | Generation | Generation | Generation | Generation | Generation | Generation | Generation | Generation | Generation | Generation | Generation | Generation | Generation | Generation | Generation | Generation | Generation | Generation | Generation | Generation | Generation | Generation | Generation | Generation | Generation | Generation | Generation | Generation | Generation | Generation | Generation | Generation | Generation | Generation | Generation | Generation | Generation | Generation | Generation | Generation | Generation | Generation | Generation | Generation | Generation | Generation | Generation | Generation | Generation | Generation | Generation | Generation | Generation | Generation | Generation | Generation | Generation | Generation | Generation | Generation | Generation | Generation | Generation | Generation | Generation | Generation | Generation | Generation | Generation | Generation | Generation | Generation | Generation | Generation | Generation | Generation | Generation | Generation | Generation | Generation | Generation | Generation | Generation | Generation | Generation | Generation | Generation | Generation | Generation | Generation | Generation | Generation | Generation | Generation | Generation | Generation | Generation | Generation | Generation | Generation | Generation | Generation | Generation | Generation | Generation | Generation | Generation | Generation | Generation | Generation | Generation | Generation | Generation | Generation | Generation | Generation | Generation | Generation | Generation | Generation | Generation | Generation | Generation | Generation | Generation | Generation | Generation | Generation | Generation | Generation | Generation | Generation | Generation | Generation | Generation | Generation | Generation | Generation | Generation | Generation | Generation | Generation | Generation | Generation | Generation | Generation | Generation | Generation | Generation | Generation | Generation | Generation | Generation | Generation | Generation | Generation | Generation | Generation | Generation | Generation | Generation | Generation | Generation | Generation | Generation | Generation | Generation | Generation | Generation | Generation | Generation | Generation | Generation | Generation | Generation | Generation | Generation | Generation | Generation | Generation | Generation | Generation | Generation | Generation | Generation | Generation | Generation | Generation | Generation | Generation | Generation | Generation | Generation | Generation | Generation | Generation | Generation | Generation | Generation | Generation | Generation | Generation | Generation | Generation | Generation | Generation | Generation | Generation | Generation | Generation | Generation | Generation | Generation | Generation | Generation | Generation | [7 empty] | Load | Load | Load | Load | Load | Load | Load | Load | Load | Load | Load | Load | Load | Load | Load | Load | Load | Load | Load | Load | Load | Load | Load | Load | Load | Load | Load | Load | Load | Load | Load | Load | Load | Load | Load | Load | Load | Load | Load | Load | Load | Load | Load | Load | Load | Load | Load | Load | Load | Load | Load | Load | Load | Load | Load | Load | Load | Load | Load | Load | Load | Load | Load | Load | Formula | Formula | Formula | Formula | Formula | Formula | Formula | Formula | Formula | Formula | Generation | Generation | Generation | Generation | Generation | Generation | Generation | Generation | Generation | Generation | Generation | Generation | Generation | Generation | Generation | Generation | Generation | Generation | Generation | Generation | Generation | Generation | Generation | Generation | Generation | Generation | Generation | Generation | Generation | Generation | Generation | Generation | Generation | Generation | Generation | Generation | Generation | Generation | Generation | Generation | Generation | Generation | Generation | Generation | Generation | Generation | Generation | Generation | Generation | Generation | Generation | Generation | Generation | Generation | Generation | Generation | Generation | Generation | Generation | Generation | Generation | Generation | Generation | Generation | Generation | Generation | Generation | Generation | Generation | Generation | Generation | Generation | Generation | Generation | Generation | Generation | Generation | Generation | Generation | Generation | Generation | Generation | Generation | Generation | Generation | Generation | Generation | Generation | Generation | Generation | Generation | Generation | Generation | Generation | Generation | Generation | Generation | Generation | Generation | Generation | Generation | Generation | Generation | Generation | Generation | Generation | Generation | Generation | Generation | Generation | Generation | Generation | Generation | Generation | Generation | Generation | Generation | Generation | Generation | Generation | Generation | Generation | Generation | Generation | Generation | Generation | Generation | Generation | Generation | Generation | Generation | Generation | Generation | Generation | Generation | Generation | Generation | Generation | Generation | Generation | Generation | Generation | Generation | Generation | Generation | Generation | Generation | Generation | Generation | Generation | Generation | Generation | Generation | Generation | Generation | Generation | Generation | Generation | Generation | Generation | Generation | Generation | Generation | Generation | Generation | Generation | Generation | Generation | Generation | Generation | Generation | Generation | Generation | Generation | Generation | Generation | Generation | Generation | Generation | Generation | Generation | Generation | Generation | Generation | Generation | Generation | Generation | Generation | Generation | Generation | Generation | Generation | Generation | Generation | Generation | Generation | Generation | Generation | Generation | Generation | Generation | Generation | Generation | Generation | Generation | Generation | Generation | Generation | Generation | Generation | Generation | Generation | Generation | Generation | Generation | Generation | Generation | Generation | Generation | Generation | Generation | Generation | Generation | Generation | Generation | Generation | Generation | Generation | Generation | Generation | Generation | Generation | Generation | Generation | Generation | Generation | Generation | Generation | Generation | Generation | Generation | Generation | Generation | Generation | Generation | Generation | Generation | Generation | Generation | Generation | Generation | Generation | Generation | Generation | Generation | Generation | Generation | Generation | Generation | Generation | Generation | Generation | Generation | Generation | Generation | Generation | Generation | Generation | Generation | Generation | Generation | Generation | Generation | Generation | Generation | Generation | Generation | Generation | Generation | Generation | Generation | Generation | Generation | Generation | Generation | Generation | Generation | Generation | Generation | Generation | Generation | Generation | Generation | Generation | Generation | Generation | Generation | Generation | Generation | Generation | Generation | Generation | Generation | Generation | Generation | Generation | Generation | Generation | Generation | Generation | Generation | Generation | Generation | Generation | Generation | Generation | Generation | Generation | Generation | Generation | Generation | Generation | Generation | Generation | Generation | Generation | Generation | Generation | Generation | Generation | Generation | Generation | Generation | Generation | Generation | Generation | Generation | Generation | Generation | Generation | Generation | Generation | Generation | Generation | Generation | Generation | Generation | Generation | Generation | Generation | Generation | Generation | Generation | Generation | Generation | Generation | Generation | Generation | Generation | Generation | Generation | Generation | Generation | Generation | Generation | Generation | Generation | Generation | Generation | Generation | Generation | Generation | Generation | Generation | Generation | Generation | Generation | Generation | Generation | Generation | Generation | Generation | Generation | Generation | Generation | Generation | Generation | Generation | Generation | Generation | Generation | Generation | Generation | Generation | Generation | Generation | Generation | Generation | Generation | Generation | Generation | Generation | Generation | Generation | Generation | Generation | Generation | Generation | Generation | Generation | Generation | Generation | Generation | Generation | Generation | Generation | Generation | Generation | Generation | Generation | Generation | Generation | Generation | Generation | Generation | Generation | Generation | Generation | Generation | Generation | Generation | Generation | Generation | Generation | Generation | Generation | Generation | Generation | Generation | Generation | Generation | Generation | Generation | Generation | Generation | Generation | Generation | Generation | Generation | Generation | Generation | Generation | Generation | Generation | Generation | Generation | Generation | Generation | Generation | Generation | Generation | Generation | Generation | Generation | Generation | Generation | Generation | Generation | Generation | Generation | Generation | Generation | Generation | Generation | Generation | Generation | Generation | Generation | Generation | Generation | Generation | Generation | Generation | Generation | Generation | Generation | Generation | Generation | Generation | Generation | Generation | Generation | Generation | Generation | Generation | Generation | Generation | Generation | Generation | Generation | Generation | Generation | Generation | Generation | Generation | Generation | Generation | Generation | Generation | Generation | Generation | Generation | Generation | Generation | Generation | Generation | Generation | Generation | Generation | Generation | Generation | Generation | Generation | Generation | Generation | Generation | Generation | Generation | Generation | Generation | Generation | Generation | Generation | Generation | Generation | Generation | Generation | Generation | Generation | Generation | Generation | Generation | Generation | Generation | Generation | Generation | Generation | Generation | Generation | Generation | Generation | Generation | Generation | Generation | Generation | Generation | Generation | Generation | Generation | Generation | Generation | Generation | Generation | Generation | Generation | Generation | Generation | Generation | Generation | Generation | Generation | Generation | Generation | Generation | Generation | Generation | Generation | Generation | Generation | Generation | Generation | Generation | Generation | flow at border | flow at border | flow at border | flow at border | flow at border | flow at border
function | [12 empty] | identity | identity | identity | identity | identity | identity | identity | identity | identity | identity | identity | identity | identity | identity | identity | identity | identity | identity | identity | identity | identity | identity | identity | identity | identity | identity | identity | identity | identity | identity | identity | identity | identity | identity | identity | identity | identity | identity | identity | identity | identity | identity | identity | identity | identity | identity | identity | identity | identity | identity | identity | identity | identity | identity | identity | identity | identity | identity | identity | identity | identity | identity | identity | identity | identity | identity | identity | identity | identity | identity | identity | identity | identity | identity | identity | identity | identity | identity | identity | identity | identity | identity | identity | identity | identity | identity | identity | identity | identity | identity | identity | identity | identity | identity | identity | identity | identity | identity | identity | identity | identity | identity | identity | identity | identity | identity | identity | identity | identity | identity | identity | identity | identity | identity | identity | identity | identity | identity | identity | identity | identity | identity | identity | identity | identity | identity | identity | identity | identity | identity | identity | identity | identity | identity | identity | identity | identity | identity | identity | identity | identity | identity | identity | identity | identity | identity | identity | identity | identity | identity | identity | identity | identity | identity | identity | identity | identity | identity | identity | identity | identity | identity | identity | identity | identity | identity | identity | identity | identity | identity | identity | identity | identity | identity | identity | identity | identity | identity | identity | identity | identity | identity | identity | identity | identity | identity | identity | identity | identity | identity | identity | identity | identity | identity | identity | identity | identity | identity | identity | identity | identity | identity | identity | identity | identity | identity | identity | identity | identity | identity | identity | identity | identity | identity | identity | identity | identity | identity | identity | identity | identity | identity | identity | identity | identity | identity | identity | identity | identity | identity | identity | identity | identity | identity | identity | identity | identity | identity | identity | identity | identity | identity | identity | identity | identity | identity | identity | identity | identity | identity | identity | identity | identity | identity | identity | identity | identity | identity | identity | identity | identity | identity | identity | identity | identity | identity | identity | identity | identity | identity | identity | identity | identity | identity | identity | identity | identity | identity | identity | identity | identity | identity | identity | identity | identity | identity | identity | identity | identity | identity | identity | identity | identity | identity | identity | identity | identity | identity | identity | identity | identity | identity | identity | identity | identity | identity | identity | identity | identity | identity | identity | identity | identity | identity | identity | identity | identity | identity | identity | identity | identity | identity | identity | identity | identity | identity | identity | identity | identity | identity | identity | identity | identity | identity | identity | identity | identity | identity | identity | identity | identity | identity | identity | identity | identity | identity | identity | identity | identity | identity | identity | identity | identity | identity | identity | identity | identity | identity | identity | identity | identity | identity | identity | identity | identity | identity | identity | identity | identity | identity | identity | identity | identity | identity | identity | identity | identity | identity | identity | identity | identity | identity | identity | identity | identity | identity | identity | identity | identity | identity | identity | identity | identity | identity | identity | identity | identity | identity | identity | identity | identity | identity | identity | identity | identity | identity | identity | identity | identity | identity | identity | identity | identity | identity | identity | identity | identity | identity | identity | identity | identity | identity | identity | identity | identity | identity | identity | identity | identity | identity | identity | identity | identity | identity | identity | identity | identity | identity | identity | identity | identity | identity | identity | identity | identity | identity | identity | identity | identity | identity | identity | identity | identity | identity | identity | identity | identity | identity | identity | identity | identity | identity | identity | identity | identity | identity | identity | identity | identity | identity | identity | identity | identity | identity | identity | identity | identity | identity | identity | identity | identity | identity | identity | identity | identity | identity | identity | identity | identity | identity | identity | identity | identity | identity | identity | identity | identity | identity | identity | identity | identity | identity | identity | identity | identity | identity | identity | identity | identity | identity | identity | identity | identity | identity | identity | identity | identity | identity | identity | identity | identity | identity | identity | identity | identity | identity | identity | identity | identity | identity | identity | identity | identity | identity | identity | identity | identity | identity | identity | identity | identity | identity | identity | identity | identity | identity | identity | identity | identity | identity | identity | identity | identity | identity | identity | identity | identity | identity | identity | identity | identity | identity | identity | identity | identity | identity | identity | identity | identity | identity | identity | identity | identity | identity | identity | identity | identity | identity | identity | identity | identity | identity | identity | identity | identity | identity | identity | identity | identity | identity | identity | identity | identity | identity | identity | identity | identity | identity | identity | identity | identity | identity | identity | identity | identity | identity | identity | identity | identity | identity | identity | identity | identity | identity | identity | identity | identity | identity | identity | identity | identity | identity | identity | identity | identity | identity | identity | identity | [71 empty] | S | NS | S | NS | S | NS | S | NS | S | NS | identity | identity | identity | identity | identity | identity | identity | identity | identity | identity | identity | identity | identity | identity | identity | identity | identity | identity | identity | identity | identity | identity | identity | identity | identity | identity | identity | identity | identity | identity | identity | identity | identity | identity | identity | identity | identity | identity | identity | identity | identity | identity | identity | identity | identity | identity | identity | identity | identity | identity | identity | identity | identity | identity | identity | identity | identity | identity | identity | identity | identity | identity | identity | identity | identity | identity | identity | identity | identity | identity | identity | identity | identity | identity | identity | identity | identity | identity | identity | identity | identity | identity | identity | identity | identity | identity | identity | identity | identity | identity | identity | identity | identity | identity | identity | identity | identity | identity | identity | identity | identity | identity | identity | identity | identity | identity | identity | identity | identity | identity | identity | identity | identity | identity | identity | identity | identity | identity | identity | identity | identity | identity | identity | identity | identity | identity | identity | identity | identity | identity | identity | identity | identity | identity | identity | identity | identity | identity | identity | identity | identity | identity | identity | identity | identity | identity | identity | identity | identity | identity | identity | identity | identity | identity | identity | identity | identity | identity | identity | identity | identity | identity | identity | identity | identity | identity | identity | identity | identity | identity | identity | identity | identity | identity | identity | identity | identity | identity | identity | identity | identity | identity | identity | identity | identity | identity | identity | identity | identity | identity | identity | identity | identity | identity | identity | identity | identity | identity | identity | identity | identity | identity | identity | identity | identity | identity | identity | identity | identity | identity | identity | identity | identity | identity | identity | identity | identity | identity | identity | identity | identity | identity | identity | identity | identity | identity | identity | identity | identity | identity | identity | identity | identity | identity | identity | identity | identity | identity | identity | identity | identity | identity | identity | identity | identity | identity | identity | identity | identity | identity | identity | identity | identity | identity | identity | identity | identity | identity | identity | identity | identity | identity | identity | identity | identity | identity | identity | identity | identity | identity | identity | identity | identity | identity | identity | identity | identity | identity | identity | identity | identity | identity | identity | identity | identity | identity | identity | identity | identity | identity | identity | identity | identity | identity | identity | identity | identity | identity | identity | identity | identity | identity | identity | identity | identity | identity | identity | identity | identity | identity | identity | identity | identity | identity | identity | identity | identity | identity | identity | identity | identity | identity | identity | identity | identity | identity | identity | identity | identity | identity | identity | identity | identity | identity | identity | identity | identity | identity | identity | identity | identity | identity | identity | identity | identity | identity | identity | identity | identity | identity | identity | identity | identity | identity | identity | identity | identity | identity | identity | identity | identity | identity | identity | identity | identity | identity | identity | identity | identity | identity | identity | identity | identity | identity | identity | identity | identity | identity | identity | identity | identity | identity | identity | identity | identity | identity | identity | identity | identity | identity | identity | identity | identity | identity | identity | identity | identity | identity | identity | identity | identity | identity | identity | identity | identity | identity | identity | identity | identity | identity | identity | identity | identity | identity | identity | identity | identity | identity | identity | identity | identity | identity | identity | identity | identity | identity | identity | identity | identity | identity | identity | identity | identity | identity | identity | identity | identity | identity | identity | identity | identity | identity | identity | identity | identity | identity | identity | identity | identity | identity | identity | identity | identity | identity | identity | identity | identity | identity | identity | identity | identity | identity | identity | identity | identity | identity | identity | identity | identity | identity | identity | identity | identity | identity | identity | identity | identity | identity | identity | identity | identity | identity | identity | identity | identity | identity | identity | identity | identity | identity | identity | identity | identity | identity | identity | identity | identity | identity | identity | identity | identity | identity | identity | identity | identity | identity | identity | identity | identity | identity | identity | identity | identity | identity | identity | identity | identity | identity | identity | identity | identity | identity | identity | identity | identity | identity | identity | identity | identity | identity | identity | identity | identity | identity | identity | identity | identity | identity | identity | identity | identity | identity | identity | identity | identity | identity | identity | identity | identity | identity | identity | identity | identity | identity | identity | identity | identity | identity | identity | identity | identity | identity | identity | identity | identity | identity | identity | identity | identity | identity | identity | identity | identity | identity | identity | identity | identity | identity | identity | identity | identity | identity | identity
function parameter
[10 empty] | None,20.0 | None,-74.715385437 |  |  |  | 16.1882 | 15.2515 | 35.1123 | 43.9511 |  | 28.595 | 33.3255 | [9 empty] | 43.5897 | [14 empty] | 4.472 | [36 empty] | 5.59 | [6 empty] | 4.902 | 3.956 | [53 empty] | 26 | 26 | [36 empty] | 8.084 | 6.106 | [30 empty] | 40 | 40 | [10 empty] | 6.923 | 13.76 | 3.354 | [27 empty] | 90 | [24 empty] | 6.02 | [17 empty] | 11.352 | [94 empty] | 118 | 62 | [16 empty] | 160 | 160 | 158 |  | 38.8911 |  | 38.4 | 128 | [37 empty] | 10.836 |  | 8.514 | [55 empty] | 120 | 120 | 120 | 120 |  | 200 | 200 | 200 | [40 empty] | 9.546 | [10 empty] | 7.808 | [83 empty] | 2959.0643 | [64 empty] | 16.1882 | 15.2515 | 35.1123 | 43.9511 |  | 28.595 | 33.3255 | [9 empty] | 43.5897 | [14 empty] | 4.472 | [36 empty] | 5.59 | [6 empty] | 4.902 | 3.956 | [53 empty] | 26 | 26 | [36 empty] | 8.084 | 6.106 | [30 empty] | 40 | 40 | [10 empty] | 6.923 | 13.76 | 3.354 | [27 empty] | 90 | [24 empty] | 6.02 | [17 empty] | 11.352 | [94 empty] | 118 | 62 | [16 empty] | 160 | 160 | 158 |  | 38.8911 |  | 38.4 | 128 | [37 empty] | 10.836 |  | 8.514 | [55 empty] | 120 | 120 | 120 | 120 |  | 200 | 200 | 200 | [40 empty] | 9.546 | [10 empty] | 7.808 | [23 empty] | None,20.0 | None,-74.715385437
AEMO | S>V_NIL_SEHY_2 | SA | VS | 2016 ESOO | Summer_1617 to Summer_4950 | S>V_NIL_SEHY_2_R : Out = Nil; avoid O/L HEYWOOD 275 kV Bus (3HEY275C) - SOUTH 275 kV Bus (5SOU275A) 275kV line 2 for loss of HEYWOOD 275 kV Bus (3HEY275C) - SOUTH 275 kV Bus (5SOU275A) 275kV line 1 |  |  |  | -1 | [630 empty] | <= | 594.3891 | -25.1434 | -563.5371 | 1.0057 | 563.1258 | 1132.3716 | [11 empty] | -0.0048016 | [62 empty] | -0.0023394 | -0.0022709 | -0.0022453 | -0.0022453 | -0.0022453 | -0.0022453 | -0.0022453 | -0.0022453 | -0.0022453 | -0.0022453 | -0.0022453 | -0.0022453 | -0.0022453 | -0.0022453 |  |  |  |  | -0.002227 | -0.002227 | [13 empty] | -0.0022447 | [36 empty] | -0.0022293 | [6 empty] | -0.0022219 | -0.0037421 | [26 empty] | -0.0037947 | [26 empty] | -0.0021373 | -0.0021373 | -0.0021373 | [9 empty] | -0.0022293 | -0.0022291 | [5 empty] | -0.0022177 | [18 empty] | -0.0022453 | -0.0022484 | -0.0022407 | [29 empty] | -0.0036272 | -0.0036272 | [10 empty] | -0.0037423 | -0.0037423 | -0.0037423 | [27 empty] | -0.0022344 | -0.0022447 | -0.0022041 | -0.0022137 | -0.0022177 | -0.0022453 | -0.0022177 | -0.0022484 | -0.0022547 | -0.0023394 | [15 empty] | -0.0022291 | [17 empty] | -0.0022447 | [40 empty] | -0.0022293 | -0.0022293 | [23 empty] | -0.0022293 | -0.0022293 | -0.0022293 | -0.0022453 | -0.0022293 | -0.0022293 | -0.0022293 | -0.0022293 | -0.0022293 | -0.0022293 | -0.0022293 | -0.0022293 | -0.0022293 | -0.0022293 | -0.0022293 | -0.0022293 | [13 empty] | -0.002129 | -0.002129 | [10 empty] | -0.0022291 | -0.0022291 | -0.0022291 |  |  |  | -0.0021291 | -0.0021291 | -0.0021291 | -0.0021286 | -0.0021286 | -0.0021286 | -0.0021286 | -0.0021286 | [24 empty] | -0.0037947 | -0.0037947 | -0.0037947 | -0.0037947 | [9 empty] | -0.0022041 | -0.0022041 | -0.0022268 | -0.0037425 | -0.0037425 | -0.0037425 | [52 empty] | -0.0021175 | -0.0021175 | -0.0021175 | -0.0021175 |  | -0.0021169 | -0.0021169 | -0.0021169 | [40 empty] | -0.0022402 |  | -0.0022293 | -0.0022293 | [7 empty] | -0.002231 | [9 empty] | -0.0021585 | [6 empty] | 0.0048016 | [7 empty] | -0.0022486 |  | 6000
AEMO | S>V_NIL_SEHY_1 | SA | VS | 2016 ESOO | Summer_1617 to Summer_4950 | S>V_NIL_SEHY_1_R : Out = Nil; avoid O/L HEYWOOD 275 kV Bus (3HEY275C) - SOUTH 275 kV Bus (5SOU275A) 275kV line 1 for loss of HEYWOOD 275 kV Bus (3HEY275C) - SOUTH 275 kV Bus (5SOU275A) 275kV line 2 |  |  |  | -1 | [630 empty] | <= | 594.3891 | -25.1434 | -563.5371 | 1.0057 | 563.1258 | 1132.3716 | [11 empty] | -0.0048016 | [62 empty] | -0.0023394 | -0.0022709 | -0.0022453 | -0.0022453 | -0.0022453 | -0.0022453 | -0.0022453 | -0.0022453 | -0.0022453 | -0.0022453 | -0.0022453 | -0.0022453 | -0.0022453 | -0.0022453 |  |  |  |  | -0.002227 | -0.002227 | [13 empty] | -0.0022447 | [36 empty] | -0.0022293 | [6 empty] | -0.0022219 | -0.0037421 | [26 empty] | -0.0037947 | [26 empty] | -0.0021373 | -0.0021373 | -0.0021373 | [9 empty] | -0.0022293 | -0.0022291 | [5 empty] | -0.0022177 | [18 empty] | -0.0022453 | -0.0022484 | -0.0022407 | [29 empty] | -0.0036272 | -0.0036272 | [10 empty] | -0.0037423 | -0.0037423 | -0.0037423 | [27 empty] | -0.0022344 | -0.0022447 | -0.0022041 | -0.0022137 | -0.0022177 | -0.0022453 | -0.0022177 | -0.0022484 | -0.0022547 | -0.0023394 | [15 empty] | -0.0022291 | [17 empty] | -0.0022447 | [40 empty] | -0.0022293 | -0.0022293 | [23 empty] | -0.0022293 | -0.0022293 | -0.0022293 | -0.0022453 | -0.0022293 | -0.0022293 | -0.0022293 | -0.0022293 | -0.0022293 | -0.0022293 | -0.0022293 | -0.0022293 | -0.0022293 | -0.0022293 | -0.0022293 | -0.0022293 | [13 empty] | -0.002129 | -0.002129 | [10 empty] | -0.0022291 | -0.0022291 | -0.0022291 |  |  |  | -0.0021291 | -0.0021291 | -0.0021291 | -0.0021286 | -0.0021286 | -0.0021286 | -0.0021286 | -0.0021286 | [24 empty] | -0.0037947 | -0.0037947 | -0.0037947 | -0.0037947 | [9 empty] | -0.0022041 | -0.0022041 | -0.0022268 | -0.0037425 | -0.0037425 | -0.0037425 | [52 empty] | -0.0021175 | -0.0021175 | -0.0021175 | -0.0021175 |  | -0.0021169 | -0.0021169 | -0.0021169 | [40 empty] | -0.0022402 |  | -0.0022293 | -0.0022293 | [7 empty] | -0.002231 | [9 empty] | -0.0021585 | [6 empty] | 0.0048016 | [7 empty] | -0.0022486 |  | 6000
AEMO | S>>V_NIL_5T5P1_5P5P1_5 | SA | SV | 2016 ESOO | Summer_1617 to Summer_4950 | S>>V_NIL_5T5P1_5P5P1_5 : Out = Nil; avoid O/L PARAFIELD 275 kV Bus (5PGW275A) - PARA 275 kV Bus (5PAR275C) 275kV line 1 for loss of TORRENS 275 kV Bus (5TAP275A) - PARA 275 kV Bus (5PAR275C) 275kV line 1 |  |  |  | -0.70795 | -0.9499 |  | -0.81559 | -0.51458 | -0.95185 | -0.95185 | -0.95185 | -0.95185 | -0.95185 | -0.95185 | -0.95185 | -0.95185 | -0.95185 | -0.95185 | -0.95185 | -0.95185 |  |  |  |  | -0.99403 | -0.99403 | [13 empty] | -0.95259 | [36 empty] | -0.97312 | [6 empty] | -0.98639 | -0.70944 | [26 empty] | -0.70888 | [26 empty] | -0.08459 | -0.08459 | -0.08459 | [9 empty] | -0.97312 | -0.97312 | [5 empty] | -0.98598 | [18 empty] | -0.95185 | -0.94775 | -0.95764 | [29 empty] | -0.71068 | -0.71068 | [10 empty] | -0.70944 | -0.70944 | -0.70944 | [27 empty] | -0.97307 | -0.95259 | -1 | -0.99873 | -0.98598 | -0.95185 | -0.98598 | -0.94775 | -0.9393 | -0.81559 | [15 empty] | -0.97312 | [17 empty] | -0.95259 | [40 empty] | -0.97312 | -0.97312 | [23 empty] | -0.97312 | -0.97312 | -0.97312 | -0.95185 | -0.97312 | -0.97312 | -0.97312 | -0.97312 | -0.97312 | -0.97312 | -0.97312 | -0.97312 | -0.97312 | -0.97312 | -0.97312 | -0.97312 | [25 empty] | -0.97312 | -0.97312 | -0.97312 |  |  |  | 0.1247 | 0.1247 | 0.1247 | [29 empty] | -0.70888 | -0.70888 | -0.70888 | -0.70888 | [9 empty] | -1 | -1 | -0.97941 | -0.70944 | -0.70944 | -0.70944 | [100 empty] | -0.96525 |  | -0.97312 | -0.97312 | [7 empty] | -0.97544 | [9 empty] | 0.43272 | [55 empty] | <= | 1286.972 | -45.062 | 778.5598 | 1.8025 | 257.6497 | 1499.5597 | [11 empty] | -0.46715 | [444 empty] | 0.012284 | 0.012284 | [19 empty] | 0.018049 | 0.018049 | 0.018049 | 0.018049 | 0.018049 | [95 empty] | 0.0013397 | 0.0013397 | 0.0013397 | 0.0013397 | [72 empty] | 0.46715 | [9 empty] | 6000
AEMO | S>>V_NIL_5T5P1_5P5P1_6 | SA | SV | 2016 ESOO | Summer_1617 to Summer_4950 | S>>V_NIL_5T5P1_5P5P1_6 : Out = Nil; avoid O/L PELICAN 275 kV Bus (5PEL275A) - PARAFIELD 275 kV Bus (5PGW275A) 275kV line 1 for loss of TORRENS 275 kV Bus (5TAP275A) - PARA 275 kV Bus (5PAR275C) 275kV line 1 |  |  |  | -0.53591 | -0.7187 |  | -0.61665 | -0.39117 | -0.72078 | -0.72078 | -0.72078 | -0.72078 | -0.72078 | -0.72078 | -0.72078 | -0.72078 | -0.72078 | -0.72078 | -0.72078 | -0.72078 |  |  |  |  | -0.75094 | -0.75094 | [13 empty] | -0.72138 | [36 empty] | -0.73801 | [6 empty] | -0.74768 | -0.53703 | [26 empty] | -0.53661 | [26 empty] | -0.17716 | -0.17716 | -0.17716 | [9 empty] | -0.73801 | -0.73801 | [5 empty] | -0.75002 | [18 empty] | -0.72078 | -0.71747 | -0.72547 | [29 empty] | -0.53796 | -0.53796 | [10 empty] | -0.53703 | -0.53703 | -0.53703 | [27 empty] | -0.73653 | -0.72138 | -0.7639 | -0.75576 | -0.75002 | -0.72078 | -0.75002 | -0.71747 | -0.71062 | -0.61665 | [15 empty] | -0.73801 | [17 empty] | -0.72138 | [40 empty] | -0.73801 | -0.73801 | [23 empty] | -0.73801 | -0.73801 | -0.73801 | -0.72078 | -0.73801 | -0.73801 | -0.73801 | -0.73801 | -0.73801 | -0.73801 | -0.73801 | -0.73801 | -0.73801 | -0.73801 | -0.73801 | -0.73801 | [25 empty] | -0.73801 | -0.73801 | -0.73801 |  |  |  | 0.10379 | 0.10379 | 0.10379 | [29 empty] | -0.53661 | -0.53661 | -0.53661 | -0.53661 | [9 empty] | -0.7639 | -0.7639 | -0.74282 | -0.53703 | -0.53703 | -0.53703 | [100 empty] | -0.73042 |  | -0.73801 | -0.73801 | [7 empty] | -0.73924 | [9 empty] | -1 | [55 empty] | <= | 1229.4826 | -34.0766 | 712.6996 | 1.3631 | 197.8196 | 1393.2257 | [11 empty] | -0.4033 | [444 empty] | 0.05945 | 0.05945 | [19 empty] | 0.063913 | 0.063913 | 0.063913 | 0.063913 | 0.063915 | [95 empty] | 0.0011814 | 0.0011814 | 0.0011814 | 0.0011814 | [72 empty] | 0.4033 | [9 empty] | 6000
AEMO | V>>S_NIL_5T5K1_5T5N1_7 | SA | VS | 2016 ESOO | Summer_1617 to Summer_4950 | V>>S_NIL_5T5K1_5T5N1_7 : Out = Nil; avoid O/L TORRENS 275 kV Bus (5TAP275A) - NORTHFIELD 275 kV Bus (5NOR275A) 275kV line 1 for loss of TORRENS 275 kV Bus (5TAP275A) - KILBURN 275 kV Bus (5KIL275A) 275kV line 1 | [138 empty] | -1 | -1 | -1 | [247 empty] | -0.46554 | -0.46554 | [19 empty] | -0.46122 | -0.46122 | -0.46122 | -0.46122 | -0.46122 | [220 empty] | <= | 1551.4558 | -65.6284 | 996.5858 | 2.6251 | -50.4917 | 1435.3356 | [11 empty] | -0.40953 | [62 empty] | 0.057436 | 0.068431 | 0.055314 | 0.055314 | 0.055314 | 0.055314 | 0.055314 | 0.055314 | 0.055314 | 0.055314 | 0.055314 | 0.055314 | 0.055314 | 0.055314 |  |  |  |  | 0.053886 | 0.053886 | [13 empty] | 0.055314 | [36 empty] | 0.055349 | [6 empty] | 0.05497 | 0.059644 | [26 empty] | 0.059661 | [38 empty] | 0.055349 | 0.055349 | [5 empty] | 0.055966 | [18 empty] | 0.055314 | 0.055307 | 0.055324 | [29 empty] | 0.059619 | 0.059619 | [10 empty] | 0.059647 | 0.059647 | 0.059647 | [27 empty] | 0.054807 | 0.055314 | 0.056933 | 0.054269 | 0.055966 | 0.055314 | 0.055966 | 0.05531 | 0.055296 | 0.057436 | [15 empty] | 0.055346 | [17 empty] | 0.055314 | [40 empty] | 0.055346 | 0.055346 | [23 empty] | 0.055346 | 0.055346 | 0.055346 | 0.055314 | 0.055346 | 0.055346 | 0.055346 | 0.055346 | 0.055346 | 0.055346 | 0.055346 | 0.055346 | 0.055346 | 0.055346 | 0.055346 | 0.055346 | [25 empty] | 0.055349 | 0.055349 | 0.055349 |  |  |  | 0.02234 | 0.02234 | 0.02234 | [29 empty] | 0.059661 | 0.059661 | 0.059661 | 0.059661 | [9 empty] | 0.056933 | 0.056933 | 0.055257 | 0.059644 | 0.059644 | 0.059644 | [100 empty] | 0.054878 |  | 0.055349 | 0.055346 | [7 empty] | 0.055112 | [9 empty] | 0.049857 | [6 empty] | 0.40953 | [6 empty] | 0.059583 | 0.055126 |  | 6000
AEMO | V>>S_NIL_5T5N1_5T5K1_8 | SA | VS | 2016 ESOO | Summer_1617 to Summer_4950 | V>>S_NIL_5T5N1_5T5K1_8 : Out = Nil; avoid O/L TORRENS 275 kV Bus (5TAP275A) - KILBURN 275 kV Bus (5KIL275A) 275kV line 1 for loss of TORRENS 275 kV Bus (5TAP275A) - NORTHFIELD 275 kV Bus (5NOR275A) 275kV line 1 | [138 empty] | -1 | -1 | -1 | [247 empty] | -0.46552 | -0.46552 | [19 empty] | -0.46121 | -0.46121 | -0.46121 | -0.46121 | -0.46121 | [220 empty] | <= | 1547.6111 | -65.4658 | 976.6364 | 2.6186 | -49.1831 | 1432.9622 | [11 empty] | -0.40303 | [62 empty] | 0.056863 | 0.067594 | 0.054834 | 0.054834 | 0.054834 | 0.054834 | 0.054834 | 0.054834 | 0.054834 | 0.054834 | 0.054834 | 0.054834 | 0.054834 | 0.054834 |  |  |  |  | 0.053431 | 0.053431 | [13 empty] | 0.054834 | [36 empty] | 0.054881 | [6 empty] | 0.054511 | 0.059006 | [26 empty] | 0.059014 | [38 empty] | 0.054881 | 0.054886 | [5 empty] | 0.055513 | [18 empty] | 0.054834 | 0.054825 | 0.054847 | [29 empty] | 0.05898 | 0.05898 | [10 empty] | 0.059006 | 0.059006 | 0.059006 | [27 empty] | 0.054341 | 0.054834 | 0.056497 | 0.053819 | 0.055513 | 0.054834 | 0.055513 | 0.054825 | 0.054807 | 0.056863 | [15 empty] | 0.054881 | [17 empty] | 0.054838 | [40 empty] | 0.054886 | 0.054886 | [23 empty] | 0.054886 | 0.054886 | 0.054886 | 0.054834 | 0.054886 | 0.054886 | 0.054886 | 0.054886 | 0.054886 | 0.054886 | 0.054886 | 0.054886 | 0.054886 | 0.054886 | 0.054886 | 0.054886 | [25 empty] | 0.054886 | 0.054886 | 0.054886 |  |  |  | 0.022267 | 0.022267 | 0.022267 | [29 empty] | 0.059014 | 0.059014 | 0.059014 | 0.059014 | [9 empty] | 0.056497 | 0.056497 | 0.054794 | 0.059006 | 0.059006 | 0.059006 | [100 empty] | 0.054407 |  | 0.054881 | 0.054886 | [7 empty] | 0.054646 | [9 empty] | 0.049603 | [6 empty] | 0.40303 | [6 empty] | 0.05894 | 0.054642 |  | 6000
AEMO | V>>S_NIL_5T5N1_5K5N1_9 | SA | VS | 2016 ESOO | Summer_1617 to Summer_4950 | V>>S_NIL_5T5N1_5K5N1_9 : Out = Nil; avoid O/L KILBURN 275 kV Bus (5KIL275A) - NORTHFIELD 275 kV Bus (5NOR275A) 275kV line 1 for loss of TORRENS 275 kV Bus (5TAP275A) - NORTHFIELD 275 kV Bus (5NOR275A) 275kV line 1 | [138 empty] | -1 | -1 | -1 | [247 empty] | -0.46587 | -0.46587 | [19 empty] | -0.46146 | -0.46146 | -0.46146 | -0.46146 | -0.46146 | [220 empty] | <= | 2265.6896 | -118.9963 | 1464.1189 | 4.7599 | -84.9906 | 2061.7027 | [11 empty] | -0.55775 | [62 empty] | 0.070492 | 0.087605 | 0.066269 | 0.066269 | 0.066269 | 0.066269 | 0.066269 | 0.066269 | 0.066269 | 0.066269 | 0.066269 | 0.066269 | 0.066269 | 0.066269 |  |  |  |  | 0.064253 | 0.064253 | [13 empty] | 0.06626 | [36 empty] | 0.065942 | [6 empty] | 0.065382 | 0.074298 | [26 empty] | 0.074315 | [38 empty] | 0.065951 | 0.065942 | [5 empty] | 0.06631 | [18 empty] | 0.066269 | 0.066335 | 0.066185 | [29 empty] | 0.074256 | 0.074256 | [10 empty] | 0.074298 | 0.074298 | 0.074298 | [27 empty] | 0.065457 | 0.06626 | 0.066963 | 0.064529 | 0.06631 | 0.066269 | 0.06631 | 0.066335 | 0.066469 | 0.070492 | [15 empty] | 0.065951 | [17 empty] | 0.06626 | [40 empty] | 0.065951 | 0.065951 | [23 empty] | 0.065951 | 0.065951 | 0.065951 | 0.066269 | 0.065951 | 0.065951 | 0.065951 | 0.065951 | 0.065951 | 0.065951 | 0.065951 | 0.065951 | 0.065951 | 0.065951 | 0.065951 | 0.065951 | [25 empty] | 0.065942 | 0.065942 | 0.065942 |  |  |  | 0.02403 | 0.02403 | 0.02403 | [29 empty] | 0.074315 | 0.074315 | 0.074315 | 0.074315 | [9 empty] | 0.066963 | 0.066963 | 0.065758 | 0.074298 | 0.074298 | 0.074298 | [100 empty] | 0.06565 |  | 0.065951 | 0.065951 | [7 empty] | 0.065691 | [9 empty] | 0.05568 | [6 empty] | 0.55775 | [6 empty] | 0.074223 | 0.066135 |  | 6000
AEMO | S>>V_NIL_5P5P1_5T5P1_10 | SA | SV | 2016 ESOO | Summer_1617 to Summer_4950 | S>>V_NIL_5P5P1_5T5P1_10 : Out = Nil; avoid O/L TORRENS 275 kV Bus (5TAP275A) - PARA 275 kV Bus (5PAR275C) 275kV line 1 for loss of PARAFIELD 275 kV Bus (5PGW275A) - PARA 275 kV Bus (5PAR275C) 275kV line 1 |  |  |  | -0.70607 | -0.94739 |  | -0.81323 | -0.51371 | -0.94955 | -0.94955 | -0.94955 | -0.94955 | -0.94955 | -0.94955 | -0.94955 | -0.94955 | -0.94955 | -0.94955 | -0.94955 | -0.94955 |  |  |  |  | -0.99101 | -0.99101 | [13 empty] | -0.95031 | [36 empty] | -0.97118 | [6 empty] | -0.98429 | -0.70757 | [26 empty] | -0.707 | [26 empty] | -0.13551 | -0.13551 | -0.13551 | [9 empty] | -0.97119 | -0.97118 | [5 empty] | -0.98484 | [18 empty] | -0.94955 | -0.94539 | -0.95544 | [29 empty] | -0.7088 | -0.7088 | [10 empty] | -0.70757 | -0.70757 | -0.70757 | [27 empty] | -0.97062 | -0.95031 | -1 | -0.99616 | -0.98484 | -0.94955 | -0.98484 | -0.94539 | -0.9368 | -0.81323 | [15 empty] | -0.97118 | [17 empty] | -0.95031 | [40 empty] | -0.97119 | -0.97119 | [23 empty] | -0.97119 | -0.97119 | -0.97119 | -0.94955 | -0.97119 | -0.97119 | -0.97119 | -0.97119 | -0.97119 | -0.97119 | -0.97119 | -0.97119 | -0.97119 | -0.97119 | -0.97119 | -0.97119 | [25 empty] | -0.97118 | -0.97118 | -0.97118 | [35 empty] | -0.707 | -0.707 | -0.707 | -0.707 | [9 empty] | -1 | -1 | -0.97748 | -0.70757 | -0.70757 | -0.70757 | [100 empty] | -0.96275 |  | -0.97119 | -0.97119 | [7 empty] | -0.97331 | [65 empty] | <= | 1333.6028 | -38.9032 | 756.7118 | 1.5561 | 256.4761 | 1551.1756 | [11 empty] | -0.48801 | [444 empty] | 0.064695 | 0.064695 | [16 empty] | 0.012169 | 0.012169 | 0.012169 | 0.063575 | 0.063575 | 0.063575 | 0.063575 | 0.063575 | [95 empty] | -0.0016198 | -0.0016198 | -0.0016198 | -0.0016198 | [65 empty] | 0.038601 | [6 empty] | 0.48801 | [9 empty] | 6000
AEMO | S>>V_NIL_5P5T1_5P5R1_11 | SA | SV | 2016 ESOO | Summer_1617 to Summer_4950 | S>>V_NIL_5P5T1_5P5R1_11 : Out = Nil; avoid O/L PARA 132 kV Bus (5PAR132A) - ROSEWORTHY 132 kV Bus (5ROS132A) 132kV line 1 for loss of PARA 275 kV Bus (5PAR275C) - TEMPLERS 275 kV Bus (5TMP275B) 275kV line 1 |  |  |  |  | -0.31799 |  |  |  | -0.22079 | -0.22079 | -0.22079 | -0.22079 | -0.22079 | -0.22079 | -0.22079 | -0.22079 | -0.22079 | -0.22079 | -0.22079 | -0.22079 |  |  |  |  | -1 | -1 | [13 empty] | -0.22284 | [36 empty] | -0.27979 | [6 empty] | -0.42281 | [66 empty] | -0.27979 | -0.27979 | [5 empty] | -0.24259 | [18 empty] | -0.22079 | -0.20943 | -0.23684 | [71 empty] | -0.52107 | -0.22284 | -0.14036 | -0.48602 | -0.24259 | -0.22079 | -0.24259 | -0.20943 | -0.18598 | [16 empty] | -0.27979 | [17 empty] | -0.22284 | [40 empty] | -0.27979 | -0.27979 | [23 empty] | -0.27979 | -0.27979 | -0.27979 | -0.22079 | -0.27979 | -0.27979 | -0.27979 | -0.27979 | -0.27979 | -0.27979 | -0.27979 | -0.27979 | -0.27979 | -0.27979 | -0.27979 | -0.27979 | [25 empty] | -0.27979 | -0.27979 | -0.27979 | [48 empty] | -0.14036 | -0.14036 | -0.40671 | [103 empty] | -0.50937 |  | -0.27979 | -0.27979 | [7 empty] | -0.45384 | [65 empty] | <= | 297.8607 | -21.1249 | 135.1009 | 2.1125 | -1.3173 | 275.4185 | [11 empty] | -0.088606 | [62 empty] | 0.019576 | 0.0013375 | [76 empty] | -0.0092512 | [26 empty] | -0.0068172 | [96 empty] | -0.014586 | -0.014586 | [10 empty] | -0.0092512 | -0.0092512 | -0.0092512 | [36 empty] | 0.019576 | [178 empty] | -0.0068172 | -0.0068172 | -0.0068172 | -0.0068172 | [12 empty] | -0.0092512 | -0.0092512 | -0.0092512 | [128 empty] | 0.088606 | [6 empty] | -0.0068083 |  |  | 6000
AEMO | S>>V_NIL_5P5P1_5T5P1_13 | SA | SV | 2016 ESOO | Summer_1617 to Summer_4950 | S>>V_NIL_5P5P1_5T5P1_13 : Out = Nil; avoid O/L TORRENS 275 kV Bus (5TAP275A) - PARA 275 kV Bus (5PAR275C) 275kV line 1 for loss of PELICAN 275 kV Bus (5PEL275A) - PARAFIELD 275 kV Bus (5PGW275A) 275kV line 1 |  |  |  | -0.6951 | -0.93243 |  | -0.80007 | -0.50692 | -0.935 | -0.935 | -0.935 | -0.935 | -0.935 | -0.935 | -0.935 | -0.935 | -0.935 | -0.935 | -0.935 | -0.935 |  |  |  |  | -0.97453 | -0.97453 | [13 empty] | -0.93576 | [36 empty] | -0.9571 | [6 empty] | -0.96974 | -0.69657 | [26 empty] | -0.69602 | [26 empty] | -0.21514 | -0.21514 | -0.21514 | [9 empty] | -0.95711 | -0.9571 | [5 empty] | -0.9722 | [18 empty] | -0.935 | -0.93074 | -0.94101 | [29 empty] | -0.69779 | -0.69779 | [10 empty] | -0.69658 | -0.69658 | -0.69658 | [27 empty] | -0.9555 | -0.93576 | -0.98949 | -0.9805 | -0.9722 | -0.935 | -0.9722 | -0.93074 | -0.92195 | -0.80007 | [15 empty] | -0.9571 | [17 empty] | -0.93576 | [40 empty] | -0.9571 | -0.9571 | [23 empty] | -0.9571 | -0.9571 | -0.9571 | -0.935 | -0.9571 | -0.9571 | -0.9571 | -0.9571 | -0.9571 | -0.9571 | -0.9571 | -0.9571 | -0.9571 | -0.9571 | -0.9571 | -0.9571 | [13 empty] | -0.099299 | -0.099299 | [10 empty] | -0.9571 | -0.9571 | -0.9571 | [6 empty] | -0.098414 | -0.098414 | -0.098414 | -0.098414 | -0.098414 | [24 empty] | -0.69602 | -0.69602 | -0.69602 | -0.69602 | [9 empty] | -0.98949 | -0.98949 | -0.96334 | -0.69657 | -0.69657 | -0.69657 | [100 empty] | -0.94761 |  | -0.95711 | -0.9571 | [7 empty] | -0.95882 | [9 empty] | -1 | [55 empty] | <= | 1301.9631 | -37.9803 | 835.3251 | 1.5192 | 255.33 | 1519.3128 | [11 empty] | -0.51633 | [462 empty] | 0.0022671 | 0.0022671 | 0.0022671 | [100 empty] | -0.0014265 | -0.0014265 | -0.0014265 | -0.0014265 | [72 empty] | 0.51633 | [9 empty] | 6000
AEMO | V>>S_NIL_5P5L1_5P5P1_14 | SA | VS | 2016 ESOO | Summer_1617 to Summer_4950 | V>>S_NIL_5P5L1_5P5P1_14 : Out = Nil; avoid O/L PARAFIELD 275 kV Bus (5PGW275A) - PARA 275 kV Bus (5PAR275C) 275kV line 1 for loss of PELICAN 275 kV Bus (5PEL275A) - LEFEVRE 275 kV Bus (5LEF275A) 275kV line 1 | [138 empty] | 0.08344 | 0.08344 | 0.08344 | [265 empty] | 1 | 1 | 1 | [169 empty] | 1 | [55 empty] | <= | 760.7543 | -26.6371 | 395.1506 | 1.0655 | 2.5294 | 736.6467 | [11 empty] | 0.031198 | [62 empty] | 0.015491 | 0.0082075 | 0.017255 | 0.017255 | 0.017255 | 0.017255 | 0.017255 | 0.017255 | 0.017255 | 0.017255 | 0.017255 | 0.017255 | 0.017255 | 0.017255 |  |  |  |  | 0.01935 | 0.01935 | [13 empty] | 0.017238 | [36 empty] | 0.016804 | [6 empty] | 0.017323 | 0.013003 | [26 empty] | 0.01299 | [38 empty] | 0.016804 | 0.016802 | [5 empty] | 0.015333 | [18 empty] | 0.017255 | 0.017342 | 0.017133 | [29 empty] | 0.01303 | 0.01303 | [10 empty] | 0.013003 | 0.013003 | 0.013003 | [27 empty] | 0.017881 | 0.017238 | 0.013154 | 0.018493 | 0.015333 | 0.017255 | 0.015333 | 0.017342 | 0.01752 | 0.015491 | [15 empty] | 0.016804 | [17 empty] | 0.017238 | [40 empty] | 0.016804 | 0.016804 | [23 empty] | 0.016804 | 0.016804 | 0.016804 | 0.017255 | 0.016804 | 0.016804 | 0.016804 | 0.016804 | 0.016804 | 0.016804 | 0.016804 | 0.016804 | 0.016804 | 0.016804 | 0.016804 | 0.016804 | [13 empty] | -0.038656 | -0.038656 | [10 empty] | 0.016802 | 0.016802 | 0.016802 | [6 empty] | -0.038345 | -0.038345 | -0.038345 | -0.038345 | -0.038345 | [24 empty] | 0.01299 | 0.01299 | 0.01299 | 0.01299 | [9 empty] | 0.013154 | 0.013154 | 0.016873 | 0.013003 | 0.013003 | 0.013003 | [100 empty] | 0.017883 |  | 0.016804 | 0.016804 | [7 empty] | 0.017236 | [16 empty] | -0.031198 | [6 empty] | 0.012973 | 0.017669 |  | 6000
AEMO | S>>S_NIL_5P5L1_5P5P1_15 | SA | SS | 2016 ESOO | Summer_1617 to Summer_4950 | S>>S_NIL_5P5L1_5P5P1_15 : Out = Nil; avoid O/L PELICAN 275 kV Bus (5PEL275A) - PARAFIELD 275 kV Bus (5PGW275A) 275kV line 1 for loss of PELICAN 275 kV Bus (5PEL275A) - LEFEVRE 275 kV Bus (5LEF275A) 275kV line 1 | [406 empty] | 1 | 1 | 1 | [225 empty] | <= | 901.9999 | -25 | 470.017 | 1 | 0.69258 | 877.6925 | [11 empty] | 0.0024635 | [641 empty] | -0.0024635 | [9 empty] | 6000
AEMO | V>>S_NIL_5K5N1_5T5N1_20 | SA | VS | 2016 ESOO | Summer_1617 to Summer_4950 | V>>S_NIL_5K5N1_5T5N1_20 : Out = Nil; avoid O/L TORRENS 275 kV Bus (5TAP275A) - NORTHFIELD 275 kV Bus (5NOR275A) 275kV line 1 for loss of KILBURN 275 kV Bus (5KIL275A) - NORTHFIELD 275 kV Bus (5NOR275A) 275kV line 1 | [138 empty] | -1 | -1 | -1 | [247 empty] | -0.46583 | -0.46583 | [19 empty] | -0.46144 | -0.46144 | -0.46144 | -0.46144 | -0.46144 | [220 empty] | <= | 2581.7286 | -109.2102 | 1411.6699 | 4.3684 | -83.1976 | 2389.3208 | [11 empty] | -0.54064 | [62 empty] | 0.068986 | 0.085383 | 0.065006 | 0.065006 | 0.065006 | 0.065006 | 0.065006 | 0.065006 | 0.065006 | 0.065006 | 0.065006 | 0.065006 | 0.065006 | 0.065006 |  |  |  |  | 0.063054 | 0.063054 | [13 empty] | 0.064994 | [36 empty] | 0.064723 | [6 empty] | 0.06418 | 0.072606 | [26 empty] | 0.072624 | [38 empty] | 0.064723 | 0.064723 | [5 empty] | 0.065112 | [18 empty] | 0.065006 | 0.065059 | 0.064929 | [29 empty] | 0.072565 | 0.072565 | [10 empty] | 0.072606 | 0.072606 | 0.072606 | [27 empty] | 0.064222 | 0.064994 | 0.065808 | 0.063343 | 0.065112 | 0.065006 | 0.065112 | 0.065059 | 0.065177 | 0.068986 | [15 empty] | 0.064723 | [17 empty] | 0.064994 | [40 empty] | 0.064723 | 0.064723 | [23 empty] | 0.064723 | 0.064723 | 0.064723 | 0.065006 | 0.064723 | 0.064723 | 0.064723 | 0.064723 | 0.064723 | 0.064723 | 0.064723 | 0.064723 | 0.064723 | 0.064723 | 0.064723 | 0.064723 | [25 empty] | 0.064723 | 0.064723 | 0.064723 |  |  |  | 0.023827 | 0.023827 | 0.023827 | [29 empty] | 0.072624 | 0.072624 | 0.072624 | 0.072624 | [9 empty] | 0.065808 | 0.065808 | 0.064546 | 0.072606 | 0.072606 | 0.072606 | [100 empty] | 0.064404 |  | 0.064723 | 0.064723 | [7 empty] | 0.064469 | [9 empty] | 0.055006 | [6 empty] | 0.54064 | [6 empty] | 0.072529 | 0.064858 |  | 6000
AEMO | S>NIL_CGTB_TUTB | SA | SV | 2016 ESOO | Summer_1617 to Summer_4950 | S>>NIL_TBCG_TBTU : Out = Nil; avoid O/L TAILEM 275 kV Bus (5TAL275E) - TUNKILLO 275 kV Bus (5TUN275A) 275kV line 1 for loss of TAILEM 275 kV Bus (5TAL275E) - CHERRY 275 kV Bus (5CHG275A) 275kV line 1 |  |  |  | -0.99868 | [80 empty] | -0.98731 | [26 empty] | -1 | [96 empty] | -0.95949 | -0.95949 | [10 empty] | -0.98731 | -0.98731 | -0.98731 | [215 empty] | -1 | -1 | -1 | -1 | [12 empty] | -0.98731 | -0.98731 | -0.98731 | [177 empty] | <= | 706.9031 | -29.6023 | -458.848 | 1.1841 | 537.2949 | 1214.5957 | [11 empty] | -0.068833 | [62 empty] | -0.029145 | 0.0045127 | -0.0062858 | -0.0062858 | -0.0062858 | -0.0062858 | -0.0062858 | -0.0062858 | -0.0062858 | -0.0062858 | -0.0062858 | -0.0062858 | -0.0062858 | -0.0062858 |  |  |  |  | 0.032043 | 0.032043 | [13 empty] | -0.0061733 | [36 empty] | -0.0030513 | [6 empty] | 0.0028963 | [66 empty] | -0.0030513 | -0.0030516 | [5 empty] | -0.0013543 | [18 empty] | -0.0062858 | -0.0069085 | -0.0054061 | [71 empty] | 0.0086313 | -0.0061733 | -0.0013681 | 0.0013064 | -0.0013543 | -0.0062858 | -0.0013543 | -0.0069085 | -0.0081941 | -0.029145 | [15 empty] | -0.0030516 | [17 empty] | -0.006173 | [40 empty] | -0.0030516 | -0.0030516 | [23 empty] | -0.0030516 | -0.0030516 | -0.0030516 | -0.0062858 | -0.0030516 | -0.0030516 | -0.0030516 | -0.0030516 | -0.0030516 | -0.0030516 | -0.0030516 | -0.0030516 | -0.0030516 | -0.0030516 | -0.0030516 | -0.0030516 | [25 empty] | -0.0030516 | -0.0030516 | -0.0030516 | [48 empty] | -0.0013681 | -0.0013681 | 0.0042692 | [103 empty] | 0.0086991 |  | -0.0030513 | -0.0030516 | [7 empty] | 0.0064082 | [9 empty] | -0.00084546 | [6 empty] | 0.068833 | [7 empty] | -0.0012987 |  | 6000
AEMO | S>>NIL_CGTB_MOTB | SA | VS | 2016 ESOO | Summer_1617 to Summer_4950 | S>>NIL_CGTB_MOTB : Out = Nil; avoid O/L TAILEM 132 kV Bus (5TAL132A) - MOBILONG 132 kV Bus (5MOB132A) 132kV line 1 for loss of TAILEM 275 kV Bus (5TAL275E) - CHERRY 275 kV Bus (5CHG275A) 275kV line 1 |  |  |  | 0.82045 | [20 empty] | -0.13687 | -0.13687 | [58 empty] | 0.87741 | [26 empty] | 0.82148 | [96 empty] | 1 | 1 | [10 empty] | 0.87741 | 0.87741 | 0.87741 | [215 empty] | 0.82148 | 0.82148 | 0.82148 | 0.82148 | [12 empty] | 0.87741 | 0.87741 | 0.87741 | [177 empty] | <= | 956.9806 | -52.294 | 108.1705 | 5.2294 | -15.3636 | 889.323 | [11 empty] | 0.014951 | [62 empty] | -0.13366 | 0.015329 | -0.03246 | -0.03246 | -0.03246 | -0.03246 | -0.03246 | -0.03246 | -0.03246 | -0.03246 | -0.03246 | -0.03246 | -0.03246 | -0.03246 | [19 empty] | -0.031962 | [36 empty] | -0.018139 | [6 empty] | 0.0081478 | [66 empty] | -0.01814 | -0.018141 | [5 empty] | -0.010626 | [18 empty] | -0.03246 | -0.035217 | -0.028565 | [71 empty] | 0.033448 | -0.031962 | -0.010667 |  | -0.010626 | -0.03246 | -0.010626 | -0.035217 | -0.040908 | -0.13366 | [15 empty] | -0.01814 | [17 empty] | -0.031962 | [40 empty] | -0.018141 | -0.018141 | [23 empty] | -0.018141 | -0.018141 | -0.018141 | -0.03246 | -0.018141 | -0.018141 | -0.018141 | -0.018141 | -0.018141 | -0.018141 | -0.018141 | -0.018141 | -0.018141 | -0.018141 | -0.018141 | -0.018141 | [13 empty] | -0.0046337 | -0.0046337 | [10 empty] | -0.018141 | -0.018141 | -0.018141 |  |  |  | -0.0055042 | -0.0055042 | -0.0055042 | -0.0045835 | -0.0045835 | -0.0045835 | -0.0045835 | -0.0045829 | [37 empty] | -0.010667 | -0.010667 | 0.014197 | [55 empty] | -0.004436 | -0.004436 | -0.004436 | -0.004436 |  | -0.0044106 | -0.0044106 | -0.0044106 | [40 empty] | 0.033733 |  | -0.01814 | -0.018141 | [7 empty] | 0.023635 | [9 empty] | -0.0081873 | [14 empty] | -0.010441 |  | 6000
AEMO | S>>S_NIL_2M5W1_2M5C1_40 | SA | SS | 2016 ESOO | Summer_1617 to Summer_4950 | S>>S_NIL_2M5W1_2M5C1_40 : Out = Nil; avoid O/L MINTARO 132 kV Bus (2MIN132A) - CLARE 132 kV Bus (5CLR132B) 132kV line 1 for loss of MINTARO 132 kV Bus (2MIN132A) - WATERLOO 132 kV Bus (5WAT132A) 132kV line 1 | [250 empty] | 1 | [383 empty] | <= | 184 | -10 | 89.7585 | 1 | 0.24153 | 174.2415 | [653 empty] | 0 | [9 empty] | 6000
AEMO | S>>S_NIL_2M5C1_2M5W1_41 | SA | SS | 2016 ESOO | Summer_1617 to Summer_4950 | S>>S_NIL_2M5C1_2M5W1_41 : Out = Nil; avoid O/L MINTARO 132 kV Bus (2MIN132A) - WATERLOO 132 kV Bus (5WAT132A) 132kV line 1 for loss of MINTARO 132 kV Bus (2MIN132A) - CLARE 132 kV Bus (5CLR132B) 132kV line 1 | [250 empty] | 1 | [383 empty] | <= | 183.0002 | -10 | 89.7584 | 1 | 0.24233 | 173.2425 | [11 empty] | -2.6108e-07 | [641 empty] | 2.6108e-07 | [9 empty] | 6000
AEMO | S>>V_NIL_5W5M1_R_TX1_42 | SA | SV | 2016 ESOO | Summer_1617 to Summer_4950 | S>>V_NIL_5W5M1_R_TX1_42 : Out = Nil; avoid O/L R_TOWN 275/132kV Transformer 1 for loss of WATERLOO 132 kV Bus (5WTR132A) - MWPS4 132 kV Bus (5M_P132A) 132kV line 1 |  |  |  |  | -1 | [629 empty] | <= | 304.299 | -47.5467 | 200.3977 | 1.9019 | -11.9736 | 244.7787 | [11 empty] | -0.038426 | [641 empty] | 0.038426 | [9 empty] | 6000
AEMO | S>>V_NIL_5W5M1_R_TX2_43 | SA | SV | 2016 ESOO | Summer_1617 to Summer_4950 | S>>V_NIL_5W5M1_R_TX2_43 : Out = Nil; avoid O/L R_TOWN 275/132kV Transformer 2 for loss of WATERLOO 132 kV Bus (5WTR132A) - MWPS4 132 kV Bus (5M_P132A) 132kV line 1 |  |  |  |  | -1 | [629 empty] | <= | 337.4045 | -52.7194 | 200.446 | 2.1088 | -12.022 | 272.663 | [11 empty] | -0.038426 | [641 empty] | 0.038426 | [9 empty] | 6000
AEMO | S>>S_NIL_CUTX1_CUTX2_50 | SA | SS | 2016 ESOO | Summer_1617 to Summer_4950 | S>>S_NIL_CUTX1_CUTX2_50 : Out = Nil; avoid O/L CULTAN 275/132kV Transformer 2 for loss of CULTAN 275/132kV Transformer 1 | [76 empty] | -1 | [74 empty] | -1 | [123 empty] | -1 | [124 empty] | -1 | -1 | -1 | [231 empty] | <= | 200.0011 | -25.0001 | 109.8675 | 1 | 3.5448 | 178.5457 | [11 empty] | -0.042248 | [641 empty] | 0.042248 | [9 empty] | 6000
AEMO | S>>S_NIL_CUTX2_CUTX1_51 | SA | SS | 2016 ESOO | Summer_1617 to Summer_4950 | S>>S_NIL_CUTX2_CUTX1_51 : Out = Nil; avoid O/L CULTAN 275/132kV Transformer 1 for loss of CULTAN 275/132kV Transformer 2 | [76 empty] | -1 | [74 empty] | -1 | [123 empty] | -1 | [124 empty] | -1 | -1 | -1 | [231 empty] | <= | 200.0011 | -25.0001 | 109.8703 | 1 | 3.5421 | 178.543 | [11 empty] | -0.042248 | [641 empty] | 0.042248 | [9 empty] | 6000
AEMO | S>>V_NIL_R_TX1_5W5M1_52 | SA | SV | 2016 ESOO | Summer_1617 to Summer_4950 | S>>V_NIL_R_TX1_5W5M1_52 : Out = Nil; avoid O/L WATERLOO 132 kV Bus (5WTR132A) - MWPS4 132 kV Bus (5M_P132A) 132kV line 1 for loss of R_TOWN 275/132kV Transformer 1 |  |  |  |  | -0.98972 |  |  |  | -0.14784 | -0.14784 | -0.14784 | -0.14784 | -0.14784 | -0.14784 | -0.14784 | -0.14784 | -0.14784 | -0.14784 | -0.14784 | -0.14784 |  |  |  |  | 0.27314 | 0.27314 | [13 empty] | -0.14329 | [43 empty] | 0.31809 | [92 empty] | -0.14784 | -0.17296 | -0.11233 | [71 empty] | 0.7606 | -0.14329 |  | 0.13189 |  | -0.14784 |  | -0.17296 | -0.22484 | [34 empty] | -0.14329 | [68 empty] | -0.14784 | [90 empty] | 0.45186 | [103 empty] | 1 | [10 empty] | 0.60955 | [65 empty] | <= | 344.6393 | -25.1562 | 190.8773 | 2.5156 | -1.4976 | 317.9856 | [11 empty] | -0.015747 | [62 empty] | 0.029321 | 0.0078303 | [68 empty] | 0.017293 | [7 empty] | 0.012635 | [26 empty] | 0.013634 | [38 empty] | 0.017294 | 0.017293 | [5 empty] | -0.065577 | [50 empty] | 0.010446 | 0.010446 | [10 empty] | 0.012635 | 0.012635 | 0.012635 | [29 empty] | -0.038993 |  | -0.065577 |  | -0.065577 |  |  | 0.029321 | [15 empty] | 0.017294 | [58 empty] | 0.017293 | 0.017293 | [23 empty] | 0.017293 | 0.017293 | 0.017293 |  | 0.017293 | 0.017293 | 0.017293 | 0.017293 | 0.017293 | 0.017293 | 0.017293 | 0.017293 | 0.017293 | 0.017293 | 0.017293 | 0.017293 | [25 empty] | 0.017293 | 0.017293 | 0.017293 | [35 empty] | 0.013634 | 0.013634 | 0.013634 | 0.013634 | [9 empty] | -0.038993 | -0.038993 |  | 0.012635 | 0.012635 | 0.012635 | [102 empty] | 0.017294 | 0.017293 | [17 empty] | -0.0014443 | [6 empty] | 0.015747 | [6 empty] | 0.013617 |  |  | 6000
AEMO | S>>V_NIL_R_TX2_5W5M1_54 | SA | SV | 2016 ESOO | Summer_1617 to Summer_4950 | S>>V_NIL_R_TX2_5W5M1_54 : Out = Nil; avoid O/L WATERLOO 132 kV Bus (5WTR132A) - MWPS4 132 kV Bus (5M_P132A) 132kV line 1 for loss of R_TOWN 275/132kV Transformer 2 |  |  |  |  | -0.91467 |  |  |  | -0.14784 | -0.14784 | -0.14784 | -0.14784 | -0.14784 | -0.14784 | -0.14784 | -0.14784 | -0.14784 | -0.14784 | -0.14784 | -0.14784 |  |  |  |  | 0.27314 | 0.27314 | [13 empty] | -0.14329 | [43 empty] | 0.3181 | [92 empty] | -0.14784 | -0.17296 | -0.11233 | [71 empty] | 0.7606 | -0.14329 |  | 0.13189 |  | -0.14784 |  | -0.17296 | -0.22484 | [34 empty] | -0.14329 | [68 empty] | -0.14784 | [90 empty] | 0.45186 | [103 empty] | 1 | [10 empty] | 0.60955 | [65 empty] | <= | 334.3575 | -24.4057 | 176.2464 | 2.4406 | -1.0136 | 308.9382 | [11 empty] | -0.012862 | [62 empty] | 0.02932 | 0.0078296 | [68 empty] | 0.017291 | [7 empty] | 0.012634 | [26 empty] | 0.013633 | [38 empty] | 0.017293 | 0.017293 | [5 empty] | -0.065579 | [50 empty] | 0.010444 | 0.010444 | [10 empty] | 0.012633 | 0.012633 | 0.012633 | [29 empty] | -0.038994 |  | -0.065579 |  | -0.065579 |  |  | 0.02932 | [15 empty] | 0.017293 | [58 empty] | 0.017293 | 0.017293 | [23 empty] | 0.017293 | 0.017293 | 0.017293 |  | 0.017293 | 0.017293 | 0.017293 | 0.017293 | 0.017293 | 0.017293 | 0.017293 | 0.017293 | 0.017293 | 0.017293 | 0.017293 | 0.017293 | [25 empty] | 0.017293 | 0.017293 | 0.017293 | [35 empty] | 0.013633 | 0.013633 | 0.013633 | 0.013633 | [9 empty] | -0.038994 | -0.038994 |  | 0.012633 | 0.012633 | 0.012633 | [102 empty] | 0.017293 | 0.017293 | [17 empty] | -0.0014451 | [6 empty] | 0.012862 | [6 empty] | 0.013615 |  |  | 6000
AEMO | V>>S_NIL_NOTX1_NOTX2_56 | SA | VS | 2016 ESOO | Summer_1617 to Summer_4950 | V>>S_NIL_NOTX1_NOTX2_56 : Out = Nil; avoid O/L NORTHF 275/66kV Transformer 2 for loss of NORTHF 275/66kV Transformer 1 | [138 empty] | -1 | -1 | -1 | [493 empty] | <= | 2345.7147 | -260.635 | 1430.8659 | 10.4254 | -80.0645 | 2005.0152 | [11 empty] | -0.54807 | [62 empty] | 0.069642 | 0.086347 | 0.065556 | 0.065556 | 0.065556 | 0.065556 | 0.065556 | 0.065556 | 0.065556 | 0.065556 | 0.065556 | 0.065556 | 0.065556 | 0.065556 |  |  |  |  | 0.063575 | 0.063575 | [13 empty] | 0.065546 | [36 empty] | 0.065255 | [6 empty] | 0.064701 | 0.073339 | [26 empty] | 0.073358 | [38 empty] | 0.065256 | 0.065256 | [5 empty] | 0.065631 | [18 empty] | 0.065556 | 0.065614 | 0.065475 | [29 empty] | 0.073296 | 0.073296 | [10 empty] | 0.073339 | 0.073339 | 0.073339 | [27 empty] | 0.06476 | 0.065546 | 0.06631 | 0.063859 | 0.065631 | 0.065556 | 0.065631 | 0.065615 | 0.065734 | 0.069642 | [15 empty] | 0.065255 | [17 empty] | 0.065546 | [40 empty] | 0.065255 | 0.065255 | [23 empty] | 0.065255 | 0.065255 | 0.065255 | 0.065556 | 0.065255 | 0.065255 | 0.065255 | 0.065255 | 0.065255 | 0.065255 | 0.065255 | 0.065255 | 0.065255 | 0.065255 | 0.065255 | 0.065255 | [13 empty] | 0.46585 | 0.46585 | [10 empty] | 0.065256 | 0.065256 | 0.065256 |  |  |  | 0.023913 | 0.023913 | 0.023913 | 0.46145 | 0.46145 | 0.46145 | 0.46145 | 0.46145 | [24 empty] | 0.073358 | 0.073358 | 0.073358 | 0.073358 | [9 empty] | 0.06631 | 0.06631 | 0.065074 | 0.073339 | 0.073339 | 0.073339 | [100 empty] | 0.064945 |  | 0.065256 | 0.065255 | [7 empty] | 0.065001 | [9 empty] | 0.055299 | [6 empty] | 0.54807 | [6 empty] | 0.073263 | 0.065413 |  | 6000
AEMO | V>>S_NIL_NOTX1_NOTX3_57 | SA | VS | 2016 ESOO | Summer_1617 to Summer_4950 | V>>S_NIL_NOTX1_NOTX3_57 : Out = Nil; avoid O/L NORTHF 275/66kV Transformer 3 for loss of NORTHF 275/66kV Transformer 1 | [138 empty] | -1 | -1 | -1 | [493 empty] | <= | 2335.7379 | -259.5264 | 1430.7896 | 10.3811 | -79.9883 | 1996.2232 | [11 empty] | -0.54807 | [62 empty] | 0.069642 | 0.086347 | 0.065556 | 0.065556 | 0.065556 | 0.065556 | 0.065556 | 0.065556 | 0.065556 | 0.065556 | 0.065556 | 0.065556 | 0.065556 | 0.065556 |  |  |  |  | 0.063575 | 0.063575 | [13 empty] | 0.065546 | [36 empty] | 0.065255 | [6 empty] | 0.064701 | 0.073339 | [26 empty] | 0.073358 | [38 empty] | 0.065256 | 0.065256 | [5 empty] | 0.065631 | [18 empty] | 0.065556 | 0.065614 | 0.065475 | [29 empty] | 0.073296 | 0.073296 | [10 empty] | 0.073339 | 0.073339 | 0.073339 | [27 empty] | 0.06476 | 0.065546 | 0.06631 | 0.063859 | 0.065631 | 0.065556 | 0.065631 | 0.065615 | 0.065734 | 0.069642 | [15 empty] | 0.065255 | [17 empty] | 0.065546 | [40 empty] | 0.065255 | 0.065255 | [23 empty] | 0.065255 | 0.065255 | 0.065255 | 0.065556 | 0.065255 | 0.065255 | 0.065255 | 0.065255 | 0.065255 | 0.065255 | 0.065255 | 0.065255 | 0.065255 | 0.065255 | 0.065255 | 0.065255 | [13 empty] | 0.46585 | 0.46585 | [10 empty] | 0.065256 | 0.065256 | 0.065256 |  |  |  | 0.023913 | 0.023913 | 0.023913 | 0.46145 | 0.46145 | 0.46145 | 0.46145 | 0.46145 | [24 empty] | 0.073358 | 0.073358 | 0.073358 | 0.073358 | [9 empty] | 0.06631 | 0.06631 | 0.065074 | 0.073339 | 0.073339 | 0.073339 | [100 empty] | 0.064945 |  | 0.065256 | 0.065255 | [7 empty] | 0.065001 | [9 empty] | 0.055299 | [6 empty] | 0.54807 | [6 empty] | 0.073263 | 0.065413 |  | 6000
AEMO | V>>S_NIL_NOTX2_NOTX1_58 | SA | VS | 2016 ESOO | Summer_1617 to Summer_4950 | V>>S_NIL_NOTX2_NOTX1_58 : Out = Nil; avoid O/L NORTHF 275/66kV Transformer 1 for loss of NORTHF 275/66kV Transformer 2 | [138 empty] | -1 | -1 | -1 | [493 empty] | <= | 2342.2012 | -260.2446 | 1430.8753 | 10.4098 | -80.0782 | 2001.8785 | [11 empty] | -0.54807 | [62 empty] | 0.069637 | 0.086344 | 0.065553 | 0.065553 | 0.065553 | 0.065553 | 0.065553 | 0.065553 | 0.065553 | 0.065553 | 0.065553 | 0.065553 | 0.065553 | 0.065553 |  |  |  |  | 0.063572 | 0.063572 | [13 empty] | 0.065543 | [36 empty] | 0.065251 | [6 empty] | 0.064697 | 0.073337 | [26 empty] | 0.073356 | [38 empty] | 0.065253 | 0.065252 | [5 empty] | 0.065629 | [18 empty] | 0.065553 | 0.065612 | 0.065472 | [29 empty] | 0.073293 | 0.073293 | [10 empty] | 0.073336 | 0.073336 | 0.073336 | [27 empty] | 0.064756 | 0.065543 | 0.066308 | 0.063855 | 0.065629 | 0.065553 | 0.065629 | 0.06561 | 0.065731 | 0.069637 | [15 empty] | 0.065253 | [17 empty] | 0.065542 | [40 empty] | 0.065253 | 0.065253 | [23 empty] | 0.065253 | 0.065253 | 0.065253 | 0.065553 | 0.065253 | 0.065253 | 0.065253 | 0.065253 | 0.065253 | 0.065253 | 0.065253 | 0.065253 | 0.065253 | 0.065253 | 0.065253 | 0.065253 | [13 empty] | 0.46584 | 0.46584 | [10 empty] | 0.065252 | 0.065252 | 0.065252 |  |  |  | 0.02391 | 0.02391 | 0.02391 | 0.46145 | 0.46145 | 0.46145 | 0.46145 | 0.46145 | [24 empty] | 0.073356 | 0.073356 | 0.073356 | 0.073356 | [9 empty] | 0.066308 | 0.066308 | 0.06507 | 0.073337 | 0.073337 | 0.073337 | [100 empty] | 0.064942 |  | 0.065253 | 0.065253 | [7 empty] | 0.064998 | [9 empty] | 0.055296 | [6 empty] | 0.54807 | [6 empty] | 0.073259 | 0.065409 |  | 6000
AEMO | V>>S_NIL_NOTX2_NOTX3_59 | SA | VS | 2016 ESOO | Summer_1617 to Summer_4950 | V>>S_NIL_NOTX2_NOTX3_59 : Out = Nil; avoid O/L NORTHF 275/66kV Transformer 3 for loss of NORTHF 275/66kV Transformer 2 | [138 empty] | -1 | -1 | -1 | [493 empty] | <= | 2336.8623 | -259.6514 | 1430.7961 | 10.3861 | -79.999 | 1997.2119 | [11 empty] | -0.54807 | [62 empty] | 0.069637 | 0.086344 | 0.065553 | 0.065553 | 0.065553 | 0.065553 | 0.065553 | 0.065553 | 0.065553 | 0.065553 | 0.065553 | 0.065553 | 0.065553 | 0.065553 |  |  |  |  | 0.063572 | 0.063572 | [13 empty] | 0.065543 | [36 empty] | 0.065251 | [6 empty] | 0.064697 | 0.073337 | [26 empty] | 0.073356 | [38 empty] | 0.065253 | 0.065252 | [5 empty] | 0.065629 | [18 empty] | 0.065553 | 0.065612 | 0.065472 | [29 empty] | 0.073293 | 0.073293 | [10 empty] | 0.073336 | 0.073336 | 0.073336 | [27 empty] | 0.064756 | 0.065543 | 0.066308 | 0.063855 | 0.065629 | 0.065553 | 0.065629 | 0.06561 | 0.065731 | 0.069637 | [15 empty] | 0.065253 | [17 empty] | 0.065542 | [40 empty] | 0.065253 | 0.065253 | [23 empty] | 0.065253 | 0.065253 | 0.065253 | 0.065553 | 0.065253 | 0.065253 | 0.065253 | 0.065253 | 0.065253 | 0.065253 | 0.065253 | 0.065253 | 0.065253 | 0.065253 | 0.065253 | 0.065253 | [13 empty] | 0.46584 | 0.46584 | [10 empty] | 0.065252 | 0.065252 | 0.065252 |  |  |  | 0.02391 | 0.02391 | 0.02391 | 0.46145 | 0.46145 | 0.46145 | 0.46145 | 0.46145 | [24 empty] | 0.073356 | 0.073356 | 0.073356 | 0.073356 | [9 empty] | 0.066308 | 0.066308 | 0.06507 | 0.073337 | 0.073337 | 0.073337 | [100 empty] | 0.064942 |  | 0.065253 | 0.065253 | [7 empty] | 0.064998 | [9 empty] | 0.055296 | [6 empty] | 0.54807 | [6 empty] | 0.073259 | 0.065409 |  | 6000
AEMO | V>>S_NIL_NOTX3_NOTX1_60 | SA | VS | 2016 ESOO | Summer_1617 to Summer_4950 | V>>S_NIL_NOTX3_NOTX1_60 : Out = Nil; avoid O/L NORTHF 275/66kV Transformer 1 for loss of NORTHF 275/66kV Transformer 3 | [138 empty] | -1 | -1 | -1 | [493 empty] | <= | 2339.7822 | -259.9758 | 1430.8499 | 10.399 | -80.0354 | 1999.771 | [11 empty] | -0.54807 | [62 empty] | 0.069642 | 0.086348 | 0.065557 | 0.065557 | 0.065557 | 0.065557 | 0.065557 | 0.065557 | 0.065557 | 0.065557 | 0.065557 | 0.065557 | 0.065557 | 0.065557 |  |  |  |  | 0.063576 | 0.063576 | [13 empty] | 0.065547 | [36 empty] | 0.065256 | [6 empty] | 0.064699 | 0.073341 | [26 empty] | 0.07336 | [38 empty] | 0.065256 | 0.065256 | [5 empty] | 0.065632 | [18 empty] | 0.065557 | 0.065615 | 0.065476 | [29 empty] | 0.073298 | 0.073298 | [10 empty] | 0.07334 | 0.07334 | 0.07334 | [27 empty] | 0.06476 | 0.065547 | 0.06631 | 0.063861 | 0.065632 | 0.065557 | 0.065632 | 0.065616 | 0.065735 | 0.069642 | [15 empty] | 0.065257 | [17 empty] | 0.065547 | [40 empty] | 0.065256 | 0.065256 | [23 empty] | 0.065256 | 0.065256 | 0.065256 | 0.065557 | 0.065256 | 0.065256 | 0.065256 | 0.065256 | 0.065256 | 0.065256 | 0.065256 | 0.065256 | 0.065256 | 0.065256 | 0.065256 | 0.065256 | [13 empty] | 0.46585 | 0.46585 | [10 empty] | 0.065256 | 0.065256 | 0.065256 |  |  |  | 0.023916 | 0.023916 | 0.023916 | 0.46145 | 0.46145 | 0.46145 | 0.46145 | 0.46145 | [24 empty] | 0.07336 | 0.07336 | 0.07336 | 0.07336 | [9 empty] | 0.06631 | 0.06631 | 0.065074 | 0.073341 | 0.073341 | 0.073341 | [100 empty] | 0.064945 |  | 0.065256 | 0.065256 | [7 empty] | 0.065002 | [9 empty] | 0.0553 | [6 empty] | 0.54807 | [6 empty] | 0.073264 | 0.065413 |  | 6000
AEMO | V>>S_NIL_NOTX3_NOTX2_61 | SA | VS | 2016 ESOO | Summer_1617 to Summer_4950 | V>>S_NIL_NOTX3_NOTX2_61 : Out = Nil; avoid O/L NORTHF 275/66kV Transformer 2 for loss of NORTHF 275/66kV Transformer 3 | [138 empty] | -1 | -1 | -1 | [493 empty] | <= | 2344.4199 | -260.4911 | 1430.8468 | 10.4196 | -80.0324 | 2003.8965 | [11 empty] | -0.54807 | [62 empty] | 0.069642 | 0.086348 | 0.065557 | 0.065557 | 0.065557 | 0.065557 | 0.065557 | 0.065557 | 0.065557 | 0.065557 | 0.065557 | 0.065557 | 0.065557 | 0.065557 |  |  |  |  | 0.063576 | 0.063576 | [13 empty] | 0.065547 | [36 empty] | 0.065256 | [6 empty] | 0.064699 | 0.073341 | [26 empty] | 0.07336 | [38 empty] | 0.065256 | 0.065256 | [5 empty] | 0.065632 | [18 empty] | 0.065557 | 0.065615 | 0.065476 | [29 empty] | 0.073298 | 0.073298 | [10 empty] | 0.07334 | 0.07334 | 0.07334 | [27 empty] | 0.06476 | 0.065547 | 0.06631 | 0.063861 | 0.065632 | 0.065557 | 0.065632 | 0.065616 | 0.065735 | 0.069642 | [15 empty] | 0.065257 | [17 empty] | 0.065547 | [40 empty] | 0.065256 | 0.065256 | [23 empty] | 0.065256 | 0.065256 | 0.065256 | 0.065557 | 0.065256 | 0.065256 | 0.065256 | 0.065256 | 0.065256 | 0.065256 | 0.065256 | 0.065256 | 0.065256 | 0.065256 | 0.065256 | 0.065256 | [13 empty] | 0.46585 | 0.46585 | [10 empty] | 0.065256 | 0.065256 | 0.065256 |  |  |  | 0.023916 | 0.023916 | 0.023916 | 0.46145 | 0.46145 | 0.46145 | 0.46145 | 0.46145 | [24 empty] | 0.07336 | 0.07336 | 0.07336 | 0.07336 | [9 empty] | 0.06631 | 0.06631 | 0.065074 | 0.073341 | 0.073341 | 0.073341 | [100 empty] | 0.064945 |  | 0.065256 | 0.065256 | [7 empty] | 0.065002 | [9 empty] | 0.0553 | [6 empty] | 0.54807 | [6 empty] | 0.073264 | 0.065413 |  | 6000
AEMO | S>>NIL_BWMP_BRTW | SA | SV | 2016 ESOO | Summer_1617 to Summer_4950 | S>>NIL_BWMP_BRTW : Out = Nil; avoid O/L TEMPLERS 275 kV Bus (5TMP275B) - BRINKWORTH 275 kV Bus (5BRK275A) 275kV line 1 for loss of 5MUN275 - BLYTH 275 kV Bus (5BLY275A) 275kV line 1 |  |  |  |  | -0.28622 |  |  |  | -0.36302 | -0.36302 | -0.36302 | -0.36302 | -0.36302 | -0.36302 | -0.36302 | -0.36302 | -0.36302 | -0.36302 | -0.36302 | -0.36302 | [19 empty] | -0.37003 | [36 empty] | -0.56461 | [6 empty] | -0.69365 | [66 empty] | -0.56462 | -0.56462 | [5 empty] | -0.58235 | [18 empty] | -0.36302 | -0.32422 | -0.41785 | [71 empty] | -0.45779 | -0.37003 | -0.58235 | -1 | -0.58235 | -0.36302 | -0.58235 | -0.32422 | -0.24409 | [16 empty] | -0.56462 | [17 empty] | -0.37003 | [40 empty] | -0.56462 | -0.56462 | [23 empty] | -0.56462 | -0.56462 | -0.56462 | -0.36302 | -0.56462 | -0.56462 | -0.56462 | -0.56462 | -0.56462 | -0.56462 | -0.56462 | -0.56462 | -0.56462 | -0.56462 | -0.56462 | -0.56462 | [25 empty] | -0.56462 | -0.56462 | -0.56462 | [48 empty] | -0.58235 | -0.58235 | -0.53163 | [103 empty] | -0.34729 |  | -0.56462 | -0.56462 | [7 empty] | -0.47157 | [65 empty] | <= | 764.8484 | -41.7494 | 188.8777 | 1.67 | 8.8493 | 731.9484 | [11 empty] | -0.10928 | [62 empty] | 0.034913 | 0.011914 | [16 empty] | 0.032656 | 0.032656 | [58 empty] | 0.027088 | [26 empty] | 0.027072 | [96 empty] | 0.027122 | 0.027122 | [10 empty] | 0.027088 | 0.027088 | 0.027088 | [36 empty] | 0.034913 | [178 empty] | 0.027072 | 0.027072 | 0.027072 | 0.027072 | [12 empty] | 0.027088 | 0.027088 | 0.027088 | [121 empty] | -0.0022589 | [6 empty] | 0.10928 | [6 empty] | 0.027036 |  |  | 6000
AEMO | S>>NIL_BWMP_BRTW_R | SA | VS | 2016 ESOO | Summer_1617 to Summer_4950 | S>>NIL_BWMP_BRTW : Out = Nil; avoid O/L TEMPLERS 275 kV Bus (5TMP275B) - BRINKWORTH 275 kV Bus (5BRK275A) 275kV line 1 for loss of 5MUN275 - BLYTH 275 kV Bus (5BLY275A) 275kV line 1 |  |  |  |  | 0.28622 |  |  |  | 0.36302 | 0.36302 | 0.36302 | 0.36302 | 0.36302 | 0.36302 | 0.36302 | 0.36302 | 0.36302 | 0.36302 | 0.36302 | 0.36302 | [19 empty] | 0.37003 | [36 empty] | 0.56461 | [6 empty] | 0.69365 | [66 empty] | 0.56462 | 0.56462 | [5 empty] | 0.58235 | [18 empty] | 0.36302 | 0.32422 | 0.41785 | [71 empty] | 0.45779 | 0.37003 | 0.58235 | 1 | 0.58235 | 0.36302 | 0.58235 | 0.32422 | 0.24409 | [16 empty] | 0.56462 | [17 empty] | 0.37003 | [40 empty] | 0.56462 | 0.56462 | [23 empty] | 0.56462 | 0.56462 | 0.56462 | 0.36302 | 0.56462 | 0.56462 | 0.56462 | 0.56462 | 0.56462 | 0.56462 | 0.56462 | 0.56462 | 0.56462 | 0.56462 | 0.56462 | 0.56462 | [25 empty] | 0.56462 | 0.56462 | 0.56462 | [48 empty] | 0.58235 | 0.58235 | 0.53163 | [103 empty] | 0.34729 |  | 0.56462 | 0.56462 | [7 empty] | 0.47157 | [65 empty] | <= | 764.8484 | -41.7494 | -188.8777 | 1.67 | -8.8493 | 714.2497 | [11 empty] | 0.10928 | [62 empty] | -0.034913 | -0.011914 | [16 empty] | -0.032656 | -0.032656 | [58 empty] | -0.027088 | [26 empty] | -0.027072 | [96 empty] | -0.027122 | -0.027122 | [10 empty] | -0.027088 | -0.027088 | -0.027088 | [36 empty] | -0.034913 | [178 empty] | -0.027072 | -0.027072 | -0.027072 | -0.027072 | [12 empty] | -0.027088 | -0.027088 | -0.027088 | [121 empty] | 0.0022589 | [6 empty] | -0.10928 | [6 empty] | -0.027036 |  |  | 6000
AEMO | S>>NIL_BWMP_TPRS | SA | SV | 2016 ESOO | Summer_1617 to Summer_4950 | S>>NIL_BWMP_TPRS : Out = Nil; avoid O/L ROSEWORTHY 132 kV Bus (5ROS132A) - TEMPLERS 132 kV Bus (5TEM132A) 132kV line 1 for loss of 5MUN275 - BLYTH 275 kV Bus (5BLY275A) 275kV line 1 |  |  |  |  | -0.30882 |  |  |  | -0.18486 | -0.18486 | -0.18486 | -0.18486 | -0.18486 | -0.18486 | -0.18486 | -0.18486 | -0.18486 | -0.18486 | -0.18486 | -0.18486 |  |  |  |  | -1 | -1 | [13 empty] | -0.18596 | [36 empty] | -0.21625 | [6 empty] | -0.321 | [66 empty] | -0.21625 | -0.21625 | [5 empty] | -0.25009 | [18 empty] | -0.18486 | -0.17882 | -0.1934 | [71 empty] | -0.49233 | -0.18596 | -0.25009 | -0.22627 | -0.25009 | -0.18486 | -0.25009 | -0.17882 | -0.16635 | [16 empty] | -0.21625 | [17 empty] | -0.18596 | [40 empty] | -0.21625 | -0.21625 | [23 empty] | -0.21625 | -0.21625 | -0.21625 | -0.18486 | -0.21625 | -0.21625 | -0.21625 | -0.21625 | -0.21625 | -0.21625 | -0.21625 | -0.21625 | -0.21625 | -0.21625 | -0.21625 | -0.21625 | [25 empty] | -0.21625 | -0.21625 | -0.21625 | [48 empty] | -0.25009 | -0.25009 | -0.3827 | [103 empty] | -0.51539 |  | -0.21625 | -0.21625 | [7 empty] | -0.44114 | [65 empty] | <= | 414.8656 | -30.2822 | 59.8723 | 3.0282 | -14.2988 | 370.2846 | [11 empty] | -0.054543 | [62 empty] | 0.012038 | -0.0048766 | [76 empty] | -0.03181 | [26 empty] | -0.027704 | [96 empty] | -0.040815 | -0.040815 | [10 empty] | -0.03181 | -0.03181 | -0.03181 | [36 empty] | 0.012038 | [178 empty] | -0.027704 | -0.027704 | -0.027704 | -0.027704 | [12 empty] | -0.03181 | -0.03181 | -0.03181 | [128 empty] | 0.054543 | [6 empty] | -0.027667 |  |  | 6000
AEMO | S>>NIL_BWMP_TPRS_R | SA | VS | 2016 ESOO | Summer_1617 to Summer_4950 | S>>NIL_BWMP_TPRS : Out = Nil; avoid O/L ROSEWORTHY 132 kV Bus (5ROS132A) - TEMPLERS 132 kV Bus (5TEM132A) 132kV line 1 for loss of 5MUN275 - BLYTH 275 kV Bus (5BLY275A) 275kV line 1 |  |  |  |  | 0.30882 |  |  |  | 0.18486 | 0.18486 | 0.18486 | 0.18486 | 0.18486 | 0.18486 | 0.18486 | 0.18486 | 0.18486 | 0.18486 | 0.18486 | 0.18486 |  |  |  |  | 1 | 1 | [13 empty] | 0.18596 | [36 empty] | 0.21625 | [6 empty] | 0.321 | [66 empty] | 0.21625 | 0.21625 | [5 empty] | 0.25009 | [18 empty] | 0.18486 | 0.17882 | 0.1934 | [71 empty] | 0.49233 | 0.18596 | 0.25009 | 0.22627 | 0.25009 | 0.18486 | 0.25009 | 0.17882 | 0.16635 | [16 empty] | 0.21625 | [17 empty] | 0.18596 | [40 empty] | 0.21625 | 0.21625 | [23 empty] | 0.21625 | 0.21625 | 0.21625 | 0.18486 | 0.21625 | 0.21625 | 0.21625 | 0.21625 | 0.21625 | 0.21625 | 0.21625 | 0.21625 | 0.21625 | 0.21625 | 0.21625 | 0.21625 | [25 empty] | 0.21625 | 0.21625 | 0.21625 | [48 empty] | 0.25009 | 0.25009 | 0.3827 | [103 empty] | 0.51539 |  | 0.21625 | 0.21625 | [7 empty] | 0.44114 | [65 empty] | <= | 414.8656 | -30.2822 | -59.8723 | 3.0282 | 14.2988 | 398.8822 | [11 empty] | 0.054543 | [62 empty] | -0.012038 | 0.0048766 | [76 empty] | 0.03181 | [26 empty] | 0.027704 | [96 empty] | 0.040815 | 0.040815 | [10 empty] | 0.03181 | 0.03181 | 0.03181 | [36 empty] | -0.012038 | [178 empty] | 0.027704 | 0.027704 | 0.027704 | 0.027704 | [12 empty] | 0.03181 | 0.03181 | 0.03181 | [128 empty] | -0.054543 | [6 empty] | 0.027667 |  |  | 6000
AEMO | S>>NIL_BWMP_TWPA | SA | SV | 2016 ESOO | Summer_1617 to Summer_4950 | S>>NIL_BWMP_TWPA : Out = Nil; avoid O/L PARA 275 kV Bus (5PAR275C) - TEMPLERS 275 kV Bus (5TMP275B) 275kV line 1 for loss of 5MUN275 - BLYTH 275 kV Bus (5BLY275A) 275kV line 1 |  |  |  |  | -0.38548 |  |  |  | -0.40606 | -0.40606 | -0.40606 | -0.40606 | -0.40606 | -0.40606 | -0.40606 | -0.40606 | -0.40606 | -0.40606 | -0.40606 | -0.40606 |  |  |  |  | -0.83254 | -0.83254 | [13 empty] | -0.41285 | [36 empty] | -0.60127 | [6 empty] | -0.75972 | [66 empty] | -0.60127 | -0.60127 | [5 empty] | -0.63074 | [18 empty] | -0.40606 | -0.36849 | -0.45916 | [71 empty] | -0.61368 | -0.41285 | -0.63074 | -1 | -0.63074 | -0.40606 | -0.63074 | -0.36849 | -0.2909 | [16 empty] | -0.60127 | [17 empty] | -0.41285 | [40 empty] | -0.60127 | -0.60127 | [23 empty] | -0.60127 | -0.60127 | -0.60127 | -0.40606 | -0.60127 | -0.60127 | -0.60127 | -0.60127 | -0.60127 | -0.60127 | -0.60127 | -0.60127 | -0.60127 | -0.60127 | -0.60127 | -0.60127 | [25 empty] | -0.60127 | -0.60127 | -0.60127 | [48 empty] | -0.63074 | -0.63074 | -0.63724 | [103 empty] | -0.52261 |  | -0.60127 | -0.60127 | [7 empty] | -0.60591 | [65 empty] | <= | 771.283 | -42.1006 | 233.5598 | 1.684 | 20.5661 | 749.7485 | [11 empty] | -0.14765 | [62 empty] | 0.044879 | 0.017815 | [76 empty] | 0.046236 | [26 empty] | 0.045074 | [96 empty] | 0.048781 | 0.048781 | [10 empty] | 0.046235 | 0.046235 | 0.046235 | [36 empty] | 0.044879 | [146 empty] | -0.0010106 | -0.0010106 | -0.0010106 | [29 empty] | 0.045074 | 0.045074 | 0.045074 | 0.045074 | [12 empty] | 0.046236 | 0.046236 | 0.046236 | [121 empty] | -0.0033492 | [6 empty] | 0.14765 | [6 empty] | 0.045015 |  |  | 6000
AEMO | S>>NIL_BWMP_TWPA_R | SA | VS | 2016 ESOO | Summer_1617 to Summer_4950 | S>>NIL_BWMP_TWPA : Out = Nil; avoid O/L PARA 275 kV Bus (5PAR275C) - TEMPLERS 275 kV Bus (5TMP275B) 275kV line 1 for loss of 5MUN275 - BLYTH 275 kV Bus (5BLY275A) 275kV line 1 |  |  |  |  | 0.38548 |  |  |  | 0.40606 | 0.40606 | 0.40606 | 0.40606 | 0.40606 | 0.40606 | 0.40606 | 0.40606 | 0.40606 | 0.40606 | 0.40606 | 0.40606 |  |  |  |  | 0.83254 | 0.83254 | [13 empty] | 0.41285 | [36 empty] | 0.60127 | [6 empty] | 0.75972 | [66 empty] | 0.60127 | 0.60127 | [5 empty] | 0.63074 | [18 empty] | 0.40606 | 0.36849 | 0.45916 | [71 empty] | 0.61368 | 0.41285 | 0.63074 | 1 | 0.63074 | 0.40606 | 0.63074 | 0.36849 | 0.2909 | [16 empty] | 0.60127 | [17 empty] | 0.41285 | [40 empty] | 0.60127 | 0.60127 | [23 empty] | 0.60127 | 0.60127 | 0.60127 | 0.40606 | 0.60127 | 0.60127 | 0.60127 | 0.60127 | 0.60127 | 0.60127 | 0.60127 | 0.60127 | 0.60127 | 0.60127 | 0.60127 | 0.60127 | [25 empty] | 0.60127 | 0.60127 | 0.60127 | [48 empty] | 0.63074 | 0.63074 | 0.63724 | [103 empty] | 0.52261 |  | 0.60127 | 0.60127 | [7 empty] | 0.60591 | [65 empty] | <= | 771.283 | -42.1006 | -233.5598 | 1.684 | -20.5661 | 708.6163 | [11 empty] | 0.14765 | [62 empty] | -0.044879 | -0.017815 | [76 empty] | -0.046236 | [26 empty] | -0.045074 | [96 empty] | -0.048781 | -0.048781 | [10 empty] | -0.046235 | -0.046235 | -0.046235 | [36 empty] | -0.044879 | [146 empty] | 0.0010106 | 0.0010106 | 0.0010106 | [29 empty] | -0.045074 | -0.045074 | -0.045074 | -0.045074 | [12 empty] | -0.046236 | -0.046236 | -0.046236 | [121 empty] | 0.0033492 | [6 empty] | -0.14765 | [6 empty] | -0.045015 |  |  | 6000
AEMO | S>>NIL_BWMP_WEP4 | SA | SV | 2016 ESOO | Summer_1617 to Summer_1718 | S>>NIL_BWMP_WEP4 : Out = Nil; avoid O/L WATERLOO 132 kV Bus (5WTR132A) - MWPS4 132 kV Bus (5M_P132A) 132kV line 1 for loss of 5MUN275 - BLYTH 275 kV Bus (5BLY275A) 275kV line 1 |  |  |  |  | -0.56727 |  |  |  | -0.1288 | -0.1288 | -0.1288 | -0.1288 | -0.1288 | -0.1288 | -0.1288 | -0.1288 | -0.1288 | -0.1288 | -0.1288 | -0.1288 |  |  |  |  | 0.27497 | 0.27497 | [13 empty] | -0.12397 | [43 empty] | 0.33858 | [73 empty] | 0.11019 | [18 empty] | -0.1288 | -0.1555 | -0.091066 | [71 empty] | 0.76587 | -0.12397 | 0.11019 | 0.14577 | 0.11019 | -0.1288 | 0.11019 | -0.1555 | -0.21063 | [34 empty] | -0.12397 | [68 empty] | -0.1288 | [88 empty] | 0.11019 | 0.11019 | 0.47344 | [114 empty] | 0.62421 | [65 empty] | <= | 285.5573 | -20.8436 | 103.1617 | 2.0844 | -0.61476 | 264.0989 | [11 empty] | 0.0049762 | [62 empty] | 0.027301 | 0.0071573 | [68 empty] | -0.0099249 | [7 empty] | 0.011161 | [26 empty] | 0.012151 | [38 empty] | -0.0099249 | -0.0099244 | [56 empty] | 0.0089901 | 0.0089901 | [10 empty] | 0.011161 | 0.011161 | 0.011161 | [36 empty] | 0.027301 | [15 empty] | -0.0099249 | [58 empty] | -0.0099244 | -0.0099244 | [23 empty] | -0.0099244 | -0.0099244 | -0.0099244 |  | -0.0099244 | -0.0099244 | -0.0099244 | -0.0099244 | -0.0099244 | -0.0099244 | -0.0099244 | -0.0099244 | -0.0099244 | -0.0099244 | -0.0099244 | -0.0099244 | [25 empty] | -0.0099244 | -0.0099244 | -0.0099244 | [35 empty] | 0.012151 | 0.012151 | 0.012151 | 0.012151 | [12 empty] | 0.011161 | 0.011161 | 0.011161 | [102 empty] | -0.0099249 | -0.0099244 | [17 empty] | -0.0013141 | [6 empty] | -0.0049762 | [6 empty] | 0.012135 |  |  | 6000
AEMO | S>>NIL_BWMP_WEP4_R | SA | VS | 2016 ESOO | Summer_1617 to Summer_1718 | S>>NIL_BWMP_WEP4 : Out = Nil; avoid O/L WATERLOO 132 kV Bus (5WTR132A) - MWPS4 132 kV Bus (5M_P132A) 132kV line 1 for loss of 5MUN275 - BLYTH 275 kV Bus (5BLY275A) 275kV line 1 |  |  |  |  | 0.56727 |  |  |  | 0.1288 | 0.1288 | 0.1288 | 0.1288 | 0.1288 | 0.1288 | 0.1288 | 0.1288 | 0.1288 | 0.1288 | 0.1288 | 0.1288 |  |  |  |  | -0.27497 | -0.27497 | [13 empty] | 0.12397 | [43 empty] | -0.33858 | [73 empty] | -0.11019 | [18 empty] | 0.1288 | 0.1555 | 0.091066 | [71 empty] | -0.76587 | 0.12397 | -0.11019 | -0.14577 | -0.11019 | 0.1288 | -0.11019 | 0.1555 | 0.21063 | [34 empty] | 0.12397 | [68 empty] | 0.1288 | [88 empty] | -0.11019 | -0.11019 | -0.47344 | [114 empty] | -0.62421 | [65 empty] | <= | 285.5573 | -20.8436 | -103.1617 | 2.0844 | 0.61476 | 265.3284 | [11 empty] | -0.0049762 | [62 empty] | -0.027301 | -0.0071573 | [68 empty] | 0.0099249 | [7 empty] | -0.011161 | [26 empty] | -0.012151 | [38 empty] | 0.0099249 | 0.0099244 | [56 empty] | -0.0089901 | -0.0089901 | [10 empty] | -0.011161 | -0.011161 | -0.011161 | [36 empty] | -0.027301 | [15 empty] | 0.0099249 | [58 empty] | 0.0099244 | 0.0099244 | [23 empty] | 0.0099244 | 0.0099244 | 0.0099244 |  | 0.0099244 | 0.0099244 | 0.0099244 | 0.0099244 | 0.0099244 | 0.0099244 | 0.0099244 | 0.0099244 | 0.0099244 | 0.0099244 | 0.0099244 | 0.0099244 | [25 empty] | 0.0099244 | 0.0099244 | 0.0099244 | [35 empty] | -0.012151 | -0.012151 | -0.012151 | -0.012151 | [12 empty] | -0.011161 | -0.011161 | -0.011161 | [102 empty] | 0.0099249 | 0.0099244 | [17 empty] | 0.0013141 | [6 empty] | 0.0049762 | [6 empty] | -0.012135 |  |  | 6000
AEMO | S>>NIL_BWMP_WTTP | SA | SV | 2016 ESOO | Summer_1617 to Summer_4950 | S>>NIL_BWMP_WTTP : Out = Nil; avoid O/L TEMPLERS 132 kV Bus (5TEM132A) - WATERLOO 132 kV Bus (5WAT132A) 132kV line 1 for loss of 5MUN275 - BLYTH 275 kV Bus (5BLY275A) 275kV line 1 |  |  |  |  | -0.58516 |  |  |  | -0.31109 | -0.31109 | -0.31109 | -0.31109 | -0.31109 | -0.31109 | -0.31109 | -0.31109 | -0.31109 | -0.31109 | -0.31109 | -0.31109 |  |  |  |  | 0.71523 | 0.71523 | [13 empty] | -0.3118 | [36 empty] | -0.3315 | [6 empty] | -0.52013 | [66 empty] | -0.3315 | -0.3315 | [5 empty] | -0.39775 | [18 empty] | -0.31109 | -0.30716 | -0.31664 | [71 empty] | -0.9277 | -0.3118 | -0.39775 | -0.2558 | -0.39775 | -0.31109 | -0.39775 | -0.30716 | -0.29904 | [16 empty] | -0.3315 | [17 empty] | -0.3118 | [40 empty] | -0.3315 | -0.3315 | [23 empty] | -0.3315 | -0.3315 | -0.3315 | -0.31109 | -0.3315 | -0.3315 | -0.3315 | -0.3315 | -0.3315 | -0.3315 | -0.3315 | -0.3315 | -0.3315 | -0.3315 | -0.3315 | -0.3315 | [25 empty] | -0.3315 | -0.3315 | -0.3315 | [48 empty] | -0.39775 | -0.39775 | -0.68399 | [103 empty] | -1 |  | -0.3315 | -0.3315 | [7 empty] | -0.81848 | [65 empty] | <= | 502.6186 | -36.6875 | 62.0486 | 3.6687 | -0.29944 | 465.6317 | [11 empty] | -0.055969 | [62 empty] | 0.035657 | 0.0067294 | [76 empty] | 0.0026812 | [26 empty] | 0.0051629 | [96 empty] | -0.0027591 | -0.0027591 | [10 empty] | 0.0026809 | 0.0026809 | 0.0026809 | [36 empty] | 0.035657 | [178 empty] | 0.0051629 | 0.0051629 | 0.0051629 | 0.0051629 | [12 empty] | 0.0026812 | 0.0026812 | 0.0026812 | [128 empty] | 0.055969 | [6 empty] | 0.0051555 |  |  | 6000
AEMO | S>>NIL_BWMP_WTTP_R | SA | VS | 2016 ESOO | Summer_1617 to Summer_4950 | S>>NIL_BWMP_WTTP : Out = Nil; avoid O/L TEMPLERS 132 kV Bus (5TEM132A) - WATERLOO 132 kV Bus (5WAT132A) 132kV line 1 for loss of 5MUN275 - BLYTH 275 kV Bus (5BLY275A) 275kV line 1 |  |  |  |  | 0.58516 |  |  |  | 0.31109 | 0.31109 | 0.31109 | 0.31109 | 0.31109 | 0.31109 | 0.31109 | 0.31109 | 0.31109 | 0.31109 | 0.31109 | 0.31109 |  |  |  |  | -0.71523 | -0.71523 | [13 empty] | 0.3118 | [36 empty] | 0.3315 | [6 empty] | 0.52013 | [66 empty] | 0.3315 | 0.3315 | [5 empty] | 0.39775 | [18 empty] | 0.31109 | 0.30716 | 0.31664 | [71 empty] | 0.9277 | 0.3118 | 0.39775 | 0.2558 | 0.39775 | 0.31109 | 0.39775 | 0.30716 | 0.29904 | [16 empty] | 0.3315 | [17 empty] | 0.3118 | [40 empty] | 0.3315 | 0.3315 | [23 empty] | 0.3315 | 0.3315 | 0.3315 | 0.31109 | 0.3315 | 0.3315 | 0.3315 | 0.3315 | 0.3315 | 0.3315 | 0.3315 | 0.3315 | 0.3315 | 0.3315 | 0.3315 | 0.3315 | [25 empty] | 0.3315 | 0.3315 | 0.3315 | [48 empty] | 0.39775 | 0.39775 | 0.68399 | [103 empty] | 1 |  | 0.3315 | 0.3315 | [7 empty] | 0.81848 | [65 empty] | <= | 502.6186 | -36.6875 | -62.0486 | 3.6687 | 0.29944 | 466.2305 | [11 empty] | 0.055969 | [62 empty] | -0.035657 | -0.0067294 | [76 empty] | -0.0026812 | [26 empty] | -0.0051629 | [96 empty] | 0.0027591 | 0.0027591 | [10 empty] | -0.0026809 | -0.0026809 | -0.0026809 | [36 empty] | -0.035657 | [178 empty] | -0.0051629 | -0.0051629 | -0.0051629 | -0.0051629 | [12 empty] | -0.0026812 | -0.0026812 | -0.0026812 | [128 empty] | -0.055969 | [6 empty] | -0.0051555 |  |  | 6000
AEMO | S>>NIL_HUBG-T_WEWT | SA | SV | 2016 ESOO | Summer_1617 to Summer_4950 | S>>NIL_HUBG-T_WEWT : Out = Nil; avoid O/L WATERLOO 132 kV Bus (5WAT132A) - WATERLOO 132 kV Bus (5WTR132A) 132kV line 1 for loss of HUMMOCKS 132 kV Bus (5HUM132A) - SNOWTOWN 132 kV Bus (5SNO132B) 132kV line 1 |  |  |  |  | -0.53077 |  |  |  | -0.14236 | -0.14236 | -0.14236 | -0.14236 | -0.14236 | -0.14236 | -0.14236 | -0.14236 | -0.14236 | -0.14236 | -0.14236 | -0.14236 |  |  |  |  | 0.27655 | 0.27655 | [13 empty] | -0.13853 | [43 empty] | 0.26019 | [92 empty] | -0.14236 | -0.16349 | -0.11248 | [71 empty] | 0.7649 | -0.13853 |  | 0.11547 |  | -0.14236 |  | -0.16349 | -0.20714 | [34 empty] | -0.13853 | [68 empty] | -0.14236 | [194 empty] | -1 | [10 empty] | 0.92574 | [65 empty] | <= | 275.1045 | -20.0806 | 89.4869 | 2.0081 | 0.051617 | 255.0755 | [11 empty] | -0.00011423 | [62 empty] | 0.026782 | 0.0069615 | [68 empty] | 0.03253 | [7 empty] | 0.010686 | [26 empty] | 0.011684 | [38 empty] | 0.03253 | 0.032528 | [5 empty] | -0.02509 | [50 empty] | 0.0084987 | 0.0084987 | [10 empty] | 0.010686 | 0.010686 | 0.010686 | [29 empty] | -0.015426 |  | -0.02509 |  | -0.02509 |  |  | 0.026782 | [15 empty] | 0.03253 | [58 empty] | 0.03253 | 0.03253 | [23 empty] | 0.03253 | 0.03253 | 0.03253 |  | 0.03253 | 0.03253 | 0.03253 | 0.03253 | 0.03253 | 0.03253 | 0.03253 | 0.03253 | 0.03253 | 0.03253 | 0.03253 | 0.03253 | [25 empty] | 0.032528 | 0.032528 | 0.032528 | [35 empty] | 0.011684 | 0.011684 | 0.011684 | 0.011684 | [9 empty] | -0.015426 | -0.015426 |  | 0.010686 | 0.010686 | 0.010686 | [102 empty] | 0.03253 | 0.03253 | [17 empty] | -0.0012877 | [6 empty] | 0.00011423 | [6 empty] | 0.011668 |  |  | 6000
AEMO | S>>NIL_HUBG-T_WEWT_R | SA | VS | 2016 ESOO | Summer_1617 to Summer_4950 | S>>NIL_HUBG-T_WEWT : Out = Nil; avoid O/L WATERLOO 132 kV Bus (5WAT132A) - WATERLOO 132 kV Bus (5WTR132A) 132kV line 1 for loss of HUMMOCKS 132 kV Bus (5HUM132A) - SNOWTOWN 132 kV Bus (5SNO132B) 132kV line 1 |  |  |  |  | 0.53077 |  |  |  | 0.14236 | 0.14236 | 0.14236 | 0.14236 | 0.14236 | 0.14236 | 0.14236 | 0.14236 | 0.14236 | 0.14236 | 0.14236 | 0.14236 |  |  |  |  | -0.27655 | -0.27655 | [13 empty] | 0.13853 | [43 empty] | -0.26019 | [92 empty] | 0.14236 | 0.16349 | 0.11248 | [71 empty] | -0.7649 | 0.13853 |  | -0.11547 |  | 0.14236 |  | 0.16349 | 0.20714 | [34 empty] | 0.13853 | [68 empty] | 0.14236 | [194 empty] | 1 | [10 empty] | -0.92574 | [65 empty] | <= | 275.1045 | -20.0806 | -89.4869 | 2.0081 | -0.051617 | 254.9723 | [11 empty] | 0.00011423 | [62 empty] | -0.026782 | -0.0069615 | [68 empty] | -0.03253 | [7 empty] | -0.010686 | [26 empty] | -0.011684 | [38 empty] | -0.03253 | -0.032528 | [5 empty] | 0.02509 | [50 empty] | -0.0084987 | -0.0084987 | [10 empty] | -0.010686 | -0.010686 | -0.010686 | [29 empty] | 0.015426 |  | 0.02509 |  | 0.02509 |  |  | -0.026782 | [15 empty] | -0.03253 | [58 empty] | -0.03253 | -0.03253 | [23 empty] | -0.03253 | -0.03253 | -0.03253 |  | -0.03253 | -0.03253 | -0.03253 | -0.03253 | -0.03253 | -0.03253 | -0.03253 | -0.03253 | -0.03253 | -0.03253 | -0.03253 | -0.03253 | [25 empty] | -0.032528 | -0.032528 | -0.032528 | [35 empty] | -0.011684 | -0.011684 | -0.011684 | -0.011684 | [9 empty] | 0.015426 | 0.015426 |  | -0.010686 | -0.010686 | -0.010686 | [102 empty] | -0.03253 | -0.03253 | [17 empty] | 0.0012877 | [6 empty] | -0.00011423 | [6 empty] | -0.011668 |  |  | 6000
AEMO | S>>NIL_NIL_KHTB2 | SA | VS | 2016 ESOO | Summer_1617 to Summer_4950 | S>>NIL_NIL_KHTB2 : Out = Nil; avoid O/L KEITH 132 kV Bus (5KEI132A) - TAILEM 132 kV Bus (5TAL132A) 132kV line 2 during SYS NORM |  |  |  | 0.28302 | [80 empty] | 0.50788 | [26 empty] | 0.28339 | [96 empty] | 1 | 1 | [10 empty] | 0.50788 | 0.50788 | 0.50788 | [215 empty] | 0.28339 | 0.28339 | 0.28339 | 0.28339 | [12 empty] | 0.50788 | 0.50788 | 0.50788 | [177 empty] | <= | 919.2446 | -51.643 | 96.4825 | 5.1643 | -146.4588 | 721.1429 | [11 empty] | 0.050259 | [62 empty] | -0.0063197 | [17 empty] | 0.01312 | 0.01312 | [57 empty] | 0.0026014 | [166 empty] | 0.004916 | [8 empty] | -0.0063197 | [193 empty] | 0.0031986 | [103 empty] | 0.0050672 | [10 empty] | 0.0040507 | [16 empty] | -0.050259 | [9 empty] | 6000
AEMO | S>>NIL_NIL_KHTB2_R | SA | SV | 2016 ESOO | Summer_1617 to Summer_4950 | S>>NIL_NIL_KHTB2 : Out = Nil; avoid O/L KEITH 132 kV Bus (5KEI132A) - TAILEM 132 kV Bus (5TAL132A) 132kV line 2 during SYS NORM |  |  |  | -0.28302 | [80 empty] | -0.50788 | [26 empty] | -0.28339 | [96 empty] | -1 | -1 | [10 empty] | -0.50788 | -0.50788 | -0.50788 | [215 empty] | -0.28339 | -0.28339 | -0.28339 | -0.28339 | [12 empty] | -0.50788 | -0.50788 | -0.50788 | [177 empty] | <= | 919.2446 | -51.643 | -96.4825 | 5.1643 | 146.4588 | 1014.0604 | [11 empty] | -0.050259 | [62 empty] | 0.0063197 | [17 empty] | -0.01312 | -0.01312 | [57 empty] | -0.0026014 | [166 empty] | -0.004916 | [8 empty] | 0.0063197 | [193 empty] | -0.0031986 | [103 empty] | -0.0050672 | [10 empty] | -0.0040507 | [16 empty] | 0.050259 | [9 empty] | 6000
AEMO | S>>NIL_NIL_TBMO | SA | VS | 2016 ESOO | Summer_1617 to Summer_4950 | S>>NIL_NIL_TBMO : Out = Nil; avoid O/L TAILEM 132 kV Bus (5TAL132A) - MOBILONG 132 kV Bus (5MOB132A) 132kV line 1 during SYS NORM |  |  |  | 0.73752 | [80 empty] | 0.82041 | [26 empty] | 0.73849 | [96 empty] | 1 | 1 | [10 empty] | 0.82041 | 0.82041 | 0.82041 | [215 empty] | 0.73849 | 0.73849 | 0.73849 | 0.73849 | [12 empty] | 0.82041 | 0.82041 | 0.82041 | [177 empty] | <= | 1314.8342 | -71.8489 | 484.8559 | 7.1849 | -344.6193 | 898.366 | [11 empty] | -0.013522 | [62 empty] | -0.10815 | -0.016425 | [16 empty] | 0.22458 | 0.22458 | [50 empty] | 0.010988 | [6 empty] | 0.044545 | [66 empty] | 0.010989 | 0.010989 | [5 empty] | 0.017189 | [19 empty] | -0.0056475 | [72 empty] | 0.084163 |  | 0.012056 | 0.031876 | 0.017189 |  | 0.017189 | -0.0056484 | -0.011194 | -0.10815 | [15 empty] | 0.010989 | [58 empty] | 0.010988 | 0.010988 | [23 empty] | 0.010988 | 0.010988 | 0.010988 |  | 0.010988 | 0.010988 | 0.010988 | 0.010988 | 0.010988 | 0.010988 | 0.010988 | 0.010988 | 0.010988 | 0.010988 | 0.010988 | 0.010988 | [25 empty] | 0.010989 | 0.010989 | 0.010989 | [48 empty] | 0.012056 | 0.012056 | 0.054769 | [103 empty] | 0.086753 |  | 0.010989 | 0.010988 | [7 empty] | 0.069351 | [16 empty] | 0.013522 | [7 empty] | 0.028786 |  | 6000
AEMO | S>>NIL_NIL_TBMO_R | SA | SV | 2016 ESOO | Summer_1617 to Summer_4950 | S>>NIL_NIL_TBMO : Out = Nil; avoid O/L TAILEM 132 kV Bus (5TAL132A) - MOBILONG 132 kV Bus (5MOB132A) 132kV line 1 during SYS NORM |  |  |  | -0.73752 | [80 empty] | -0.82041 | [26 empty] | -0.73849 | [96 empty] | -1 | -1 | [10 empty] | -0.82041 | -0.82041 | -0.82041 | [215 empty] | -0.73849 | -0.73849 | -0.73849 | -0.73849 | [12 empty] | -0.82041 | -0.82041 | -0.82041 | [177 empty] | <= | 1314.8342 | -71.8489 | -484.8559 | 7.1849 | 344.6193 | 1587.6047 | [11 empty] | 0.013522 | [62 empty] | 0.10815 | 0.016425 | [16 empty] | -0.22458 | -0.22458 | [50 empty] | -0.010988 | [6 empty] | -0.044545 | [66 empty] | -0.010989 | -0.010989 | [5 empty] | -0.017189 | [19 empty] | 0.0056475 | [72 empty] | -0.084163 |  | -0.012056 | -0.031876 | -0.017189 |  | -0.017189 | 0.0056484 | 0.011194 | 0.10815 | [15 empty] | -0.010989 | [58 empty] | -0.010988 | -0.010988 | [23 empty] | -0.010988 | -0.010988 | -0.010988 |  | -0.010988 | -0.010988 | -0.010988 | -0.010988 | -0.010988 | -0.010988 | -0.010988 | -0.010988 | -0.010988 | -0.010988 | -0.010988 | -0.010988 | [25 empty] | -0.010989 | -0.010989 | -0.010989 | [48 empty] | -0.012056 | -0.012056 | -0.054769 | [103 empty] | -0.086753 |  | -0.010989 | -0.010988 | [7 empty] | -0.069351 | [16 empty] | -0.013522 | [7 empty] | -0.028786 |  | 6000
AEMO | S>>NIL_RBPA_WEWT | SA | SV | 2016 ESOO | Summer_1617 to Summer_4950 | S>>NIL_RBPA_WEWT : Out = Nil; avoid O/L WATERLOO 132 kV Bus (5WAT132A) - WATERLOO 132 kV Bus (5WTR132A) 132kV line 1 for loss of PARA 275 kV Bus (5PAR275C) - ROBERTSTOWN 275 kV Bus (5ROB275A) 275kV line 1 |  |  |  |  | -0.57585 |  |  |  | -0.20442 | -0.20442 | -0.20442 | -0.20442 | -0.20442 | -0.20442 | -0.20442 | -0.20442 | -0.20442 | -0.20442 | -0.20442 | -0.20442 |  |  |  |  | 0.21254 | 0.21254 | [13 empty] | -0.19976 | [36 empty] | -0.070688 | [6 empty] | 0.22854 | [66 empty] | -0.070686 | -0.070688 | [24 empty] | -0.20442 | -0.23015 | -0.16804 | [71 empty] | 0.59263 | -0.19976 |  | 0.079778 |  | -0.20442 |  | -0.23015 | -0.2833 | [16 empty] | -0.070686 | [17 empty] | -0.19976 | [40 empty] | -0.070688 | -0.070688 | [23 empty] | -0.070688 | -0.070688 | -0.070688 | -0.20442 | -0.070688 | -0.070688 | -0.070688 | -0.070688 | -0.070688 | -0.070688 | -0.070688 | -0.070688 | -0.070688 | -0.070688 | -0.070688 | -0.070688 | [25 empty] | -0.070688 | -0.070688 | -0.070688 | [50 empty] | 0.33665 | [103 empty] | -1 |  | -0.070686 | -0.070688 | [7 empty] | 0.46691 | [65 empty] | <= | 244.908 | -17.8765 | 96.305 | 1.7876 | 4.4866 | 231.5181 | [11 empty] | -0.014108 | [62 empty] | 0.038033 | 0.011077 | [76 empty] | 0.020641 | [26 empty] | 0.021512 | [45 empty] | -0.015476 | [50 empty] | 0.018734 | 0.018734 | [10 empty] | 0.020641 | 0.020641 | 0.020641 | [29 empty] | -0.010385 |  | -0.015476 |  | -0.015476 |  |  | 0.038033 | [178 empty] | 0.021512 | 0.021512 | 0.021512 | 0.021512 | [9 empty] | -0.010385 | -0.010385 |  | 0.020641 | 0.020641 | 0.020641 | [121 empty] | -0.0020473 | [6 empty] | 0.014108 | [6 empty] | 0.021483 |  |  | 6000
AEMO | S>>NIL_RBPA_WEWT_R | SA | VS | 2016 ESOO | Summer_1617 to Summer_4950 | S>>NIL_RBPA_WEWT : Out = Nil; avoid O/L WATERLOO 132 kV Bus (5WAT132A) - WATERLOO 132 kV Bus (5WTR132A) 132kV line 1 for loss of PARA 275 kV Bus (5PAR275C) - ROBERTSTOWN 275 kV Bus (5ROB275A) 275kV line 1 |  |  |  |  | 0.57585 |  |  |  | 0.20442 | 0.20442 | 0.20442 | 0.20442 | 0.20442 | 0.20442 | 0.20442 | 0.20442 | 0.20442 | 0.20442 | 0.20442 | 0.20442 |  |  |  |  | -0.21254 | -0.21254 | [13 empty] | 0.19976 | [36 empty] | 0.070688 | [6 empty] | -0.22854 | [66 empty] | 0.070686 | 0.070688 | [24 empty] | 0.20442 | 0.23015 | 0.16804 | [71 empty] | -0.59263 | 0.19976 |  | -0.079778 |  | 0.20442 |  | 0.23015 | 0.2833 | [16 empty] | 0.070686 | [17 empty] | 0.19976 | [40 empty] | 0.070688 | 0.070688 | [23 empty] | 0.070688 | 0.070688 | 0.070688 | 0.20442 | 0.070688 | 0.070688 | 0.070688 | 0.070688 | 0.070688 | 0.070688 | 0.070688 | 0.070688 | 0.070688 | 0.070688 | 0.070688 | 0.070688 | [25 empty] | 0.070688 | 0.070688 | 0.070688 | [50 empty] | -0.33665 | [103 empty] | 1 |  | 0.070686 | 0.070688 | [7 empty] | -0.46691 | [65 empty] | <= | 244.908 | -17.8765 | -96.305 | 1.7876 | -4.4866 | 222.545 | [11 empty] | 0.014108 | [62 empty] | -0.038033 | -0.011077 | [76 empty] | -0.020641 | [26 empty] | -0.021512 | [45 empty] | 0.015476 | [50 empty] | -0.018734 | -0.018734 | [10 empty] | -0.020641 | -0.020641 | -0.020641 | [29 empty] | 0.010385 |  | 0.015476 |  | 0.015476 |  |  | -0.038033 | [178 empty] | -0.021512 | -0.021512 | -0.021512 | -0.021512 | [9 empty] | 0.010385 | 0.010385 |  | -0.020641 | -0.020641 | -0.020641 | [121 empty] | 0.0020473 | [6 empty] | -0.014108 | [6 empty] | -0.021483 |  |  | 6000
AEMO | S>>NIL_RBTU_BRTW | SA | SV | 2016 ESOO | Summer_1617 to Summer_4950 | S>>NIL_RBTU_BRTW : Out = Nil; avoid O/L TEMPLERS 275 kV Bus (5TMP275B) - BRINKWORTH 275 kV Bus (5BRK275A) 275kV line 1 for loss of TUNKILLO 275 kV Bus (5TUN275A) - ROBERTSTOWN 275 kV Bus (5ROB275A) 275kV line 1 |  |  |  |  | -0.33455 |  |  |  | -0.38844 | -0.38844 | -0.38844 | -0.38844 | -0.38844 | -0.38844 | -0.38844 | -0.38844 | -0.38844 | -0.38844 | -0.38844 | -0.38844 | [19 empty] | -0.39276 | [36 empty] | -0.51258 | [6 empty] | -0.6392 | [66 empty] | -0.51258 | -0.51258 | [5 empty] | -0.40551 | [18 empty] | -0.38844 | -0.36455 | -0.4222 | [71 empty] | -0.4573 | -0.39276 | -0.23484 | -1 | -0.40551 | -0.38844 | -0.40551 | -0.36455 | -0.31521 | [16 empty] | -0.51258 | [17 empty] | -0.39276 | [40 empty] | -0.51258 | -0.51258 | [23 empty] | -0.51258 | -0.51258 | -0.51258 | -0.38844 | -0.51258 | -0.51258 | -0.51258 | -0.51258 | -0.51258 | -0.51258 | -0.51258 | -0.51258 | -0.51258 | -0.51258 | -0.51258 | -0.51258 | [25 empty] | -0.51258 | -0.51258 | -0.51258 | [48 empty] | -0.23484 | -0.23484 | -0.45971 | [103 empty] | -0.36258 |  | -0.51258 | -0.51258 | [7 empty] | -0.42781 | [65 empty] | <= | 798.6795 | -43.596 | 174.2406 | 1.7438 | -1.6004 | 753.483 | [11 empty] | -0.098392 | [80 empty] | 0.028535 | 0.028535 | [58 empty] | 0.0025935 | [26 empty] | 0.0023772 | [96 empty] | 0.0030682 | 0.0030682 | [10 empty] | 0.0025938 | 0.0025938 | 0.0025938 | [215 empty] | 0.0023772 | 0.0023772 | 0.0023772 | 0.0023772 | [12 empty] | 0.0025935 | 0.0025935 | 0.0025935 | [128 empty] | 0.098392 | [6 empty] | 0.002374 |  |  | 6000
AEMO | S>>NIL_RBTU_BRTW_R | SA | VS | 2016 ESOO | Summer_1617 to Summer_4950 | S>>NIL_RBTU_BRTW : Out = Nil; avoid O/L TEMPLERS 275 kV Bus (5TMP275B) - BRINKWORTH 275 kV Bus (5BRK275A) 275kV line 1 for loss of TUNKILLO 275 kV Bus (5TUN275A) - ROBERTSTOWN 275 kV Bus (5ROB275A) 275kV line 1 |  |  |  |  | 0.33455 |  |  |  | 0.38844 | 0.38844 | 0.38844 | 0.38844 | 0.38844 | 0.38844 | 0.38844 | 0.38844 | 0.38844 | 0.38844 | 0.38844 | 0.38844 | [19 empty] | 0.39276 | [36 empty] | 0.51258 | [6 empty] | 0.6392 | [66 empty] | 0.51258 | 0.51258 | [5 empty] | 0.40551 | [18 empty] | 0.38844 | 0.36455 | 0.4222 | [71 empty] | 0.4573 | 0.39276 | 0.23484 | 1 | 0.40551 | 0.38844 | 0.40551 | 0.36455 | 0.31521 | [16 empty] | 0.51258 | [17 empty] | 0.39276 | [40 empty] | 0.51258 | 0.51258 | [23 empty] | 0.51258 | 0.51258 | 0.51258 | 0.38844 | 0.51258 | 0.51258 | 0.51258 | 0.51258 | 0.51258 | 0.51258 | 0.51258 | 0.51258 | 0.51258 | 0.51258 | 0.51258 | 0.51258 | [25 empty] | 0.51258 | 0.51258 | 0.51258 | [48 empty] | 0.23484 | 0.23484 | 0.45971 | [103 empty] | 0.36258 |  | 0.51258 | 0.51258 | [7 empty] | 0.42781 | [65 empty] | <= | 798.6795 | -43.596 | -174.2406 | 1.7438 | 1.6004 | 756.6838 | [11 empty] | 0.098392 | [80 empty] | -0.028535 | -0.028535 | [58 empty] | -0.0025935 | [26 empty] | -0.0023772 | [96 empty] | -0.0030682 | -0.0030682 | [10 empty] | -0.0025938 | -0.0025938 | -0.0025938 | [215 empty] | -0.0023772 | -0.0023772 | -0.0023772 | -0.0023772 | [12 empty] | -0.0025935 | -0.0025935 | -0.0025935 | [128 empty] | -0.098392 | [6 empty] | -0.002374 |  |  | 6000
AEMO | S>>NIL_RBTU_TWPA | SA | SV | 2016 ESOO | Summer_1617 to Summer_4950 | S>>NIL_RBTU_TWPA : Out = Nil; avoid O/L PARA 275 kV Bus (5PAR275C) - TEMPLERS 275 kV Bus (5TMP275B) 275kV line 1 for loss of TUNKILLO 275 kV Bus (5TUN275A) - ROBERTSTOWN 275 kV Bus (5ROB275A) 275kV line 1 |  |  |  |  | -0.45312 |  |  |  | -0.44617 | -0.44617 | -0.44617 | -0.44617 | -0.44617 | -0.44617 | -0.44617 | -0.44617 | -0.44617 | -0.44617 | -0.44617 | -0.44617 |  |  |  |  | -0.86509 | -0.86509 | [13 empty] | -0.44987 | [36 empty] | -0.55249 | [6 empty] | -0.70648 | [66 empty] | -0.55249 | -0.55249 | [5 empty] | -0.44463 | [18 empty] | -0.44617 | -0.42571 | -0.47509 | [71 empty] | -0.62553 | -0.44987 | -0.25697 | -1 | -0.44463 | -0.44617 | -0.44463 | -0.42571 | -0.38345 | [16 empty] | -0.55249 | [17 empty] | -0.44987 | [40 empty] | -0.55249 | -0.55249 | [23 empty] | -0.55249 | -0.55249 | -0.55249 | -0.44617 | -0.55249 | -0.55249 | -0.55249 | -0.55249 | -0.55249 | -0.55249 | -0.55249 | -0.55249 | -0.55249 | -0.55249 | -0.55249 | -0.55249 | [25 empty] | -0.55249 | -0.55249 | -0.55249 | [48 empty] | -0.25697 | -0.25697 | -0.56837 | [103 empty] | -0.55413 |  | -0.55249 | -0.55249 | [7 empty] | -0.56957 | [65 empty] | <= | 804.1305 | -43.8936 | 222.1726 | 1.7557 | 7.972 | 768.2089 | [11 empty] | -0.13859 | [62 empty] | 0.0046931 | 0.0047223 | [76 empty] | 0.018158 | [26 empty] | 0.016703 | [96 empty] | 0.021348 | 0.021348 | [10 empty] | 0.018158 | 0.018158 | 0.018158 | [36 empty] | 0.0046931 | [178 empty] | 0.016703 | 0.016703 | 0.016703 | 0.016703 | [12 empty] | 0.018158 | 0.018158 | 0.018158 | [121 empty] | -0.00089688 | [6 empty] | 0.13859 | [6 empty] | 0.016681 |  |  | 6000
AEMO | S>>NIL_RBTU_TWPA_R | SA | VS | 2016 ESOO | Summer_1617 to Summer_4950 | S>>NIL_RBTU_TWPA : Out = Nil; avoid O/L PARA 275 kV Bus (5PAR275C) - TEMPLERS 275 kV Bus (5TMP275B) 275kV line 1 for loss of TUNKILLO 275 kV Bus (5TUN275A) - ROBERTSTOWN 275 kV Bus (5ROB275A) 275kV line 1 |  |  |  |  | 0.45312 |  |  |  | 0.44617 | 0.44617 | 0.44617 | 0.44617 | 0.44617 | 0.44617 | 0.44617 | 0.44617 | 0.44617 | 0.44617 | 0.44617 | 0.44617 |  |  |  |  | 0.86509 | 0.86509 | [13 empty] | 0.44987 | [36 empty] | 0.55249 | [6 empty] | 0.70648 | [66 empty] | 0.55249 | 0.55249 | [5 empty] | 0.44463 | [18 empty] | 0.44617 | 0.42571 | 0.47509 | [71 empty] | 0.62553 | 0.44987 | 0.25697 | 1 | 0.44463 | 0.44617 | 0.44463 | 0.42571 | 0.38345 | [16 empty] | 0.55249 | [17 empty] | 0.44987 | [40 empty] | 0.55249 | 0.55249 | [23 empty] | 0.55249 | 0.55249 | 0.55249 | 0.44617 | 0.55249 | 0.55249 | 0.55249 | 0.55249 | 0.55249 | 0.55249 | 0.55249 | 0.55249 | 0.55249 | 0.55249 | 0.55249 | 0.55249 | [25 empty] | 0.55249 | 0.55249 | 0.55249 | [48 empty] | 0.25697 | 0.25697 | 0.56837 | [103 empty] | 0.55413 |  | 0.55249 | 0.55249 | [7 empty] | 0.56957 | [65 empty] | <= | 804.1305 | -43.8936 | -222.1726 | 1.7557 | -7.972 | 752.265 | [11 empty] | 0.13859 | [62 empty] | -0.0046931 | -0.0047223 | [76 empty] | -0.018158 | [26 empty] | -0.016703 | [96 empty] | -0.021348 | -0.021348 | [10 empty] | -0.018158 | -0.018158 | -0.018158 | [36 empty] | -0.0046931 | [178 empty] | -0.016703 | -0.016703 | -0.016703 | -0.016703 | [12 empty] | -0.018158 | -0.018158 | -0.018158 | [121 empty] | 0.00089688 | [6 empty] | -0.13859 | [6 empty] | -0.016681 |  |  | 6000
AEMO | S>>NIL_RBTU_WEWT | SA | SV | 2016 ESOO | Summer_1617 to Summer_4950 | S>>NIL_RBTU_WEWT : Out = Nil; avoid O/L WATERLOO 132 kV Bus (5WAT132A) - WATERLOO 132 kV Bus (5WTR132A) 132kV line 1 for loss of TUNKILLO 275 kV Bus (5TUN275A) - ROBERTSTOWN 275 kV Bus (5ROB275A) 275kV line 1 |  |  |  |  | -0.59038 |  |  |  | -0.22666 | -0.22666 | -0.22666 | -0.22666 | -0.22666 | -0.22666 | -0.22666 | -0.22666 | -0.22666 | -0.22666 | -0.22666 | -0.22666 |  |  |  |  | 0.20082 | 0.20082 | [13 empty] | -0.22187 | [36 empty] | -0.089009 | [6 empty] | 0.2089 | [66 empty] | -0.089011 | -0.089009 | [24 empty] | -0.22666 | -0.25315 | -0.18922 | [71 empty] | 0.56336 | -0.22187 |  |  |  | -0.22666 |  | -0.25315 | -0.30786 | [16 empty] | -0.089009 | [17 empty] | -0.22187 | [40 empty] | -0.089011 | -0.089011 | [23 empty] | -0.089011 | -0.089011 | -0.089011 | -0.22666 | -0.089011 | -0.089011 | -0.089011 | -0.089011 | -0.089011 | -0.089011 | -0.089011 | -0.089011 | -0.089011 | -0.089011 | -0.089011 | -0.089011 | [25 empty] | -0.089009 | -0.089009 | -0.089009 | [50 empty] | 0.31359 | [103 empty] | -1 |  | -0.089011 | -0.089011 | [7 empty] | 0.44056 | [65 empty] | <= | 240.0936 | -17.5251 | 103.2133 | 1.7525 | -6.1563 | 216.4123 | [11 empty] | -0.014133 | [62 empty] | -0.0020158 | -0.0020088 | [76 empty] | -0.0075822 | [26 empty] | -0.0069816 | [96 empty] | -0.0089026 | -0.0089026 | [10 empty] | -0.0075822 | -0.0075822 | -0.0075822 | [30 empty] | -0.065363 | [5 empty] | -0.0020158 | [178 empty] | -0.0069816 | -0.0069816 | -0.0069816 | -0.0069816 | [12 empty] | -0.0075822 | -0.0075822 | -0.0075822 | [128 empty] | 0.014133 | [6 empty] | -0.0069711 |  |  | 6000
AEMO | S>>NIL_RBTU_WEWT_R | SA | VS | 2016 ESOO | Summer_1617 to Summer_4950 | S>>NIL_RBTU_WEWT : Out = Nil; avoid O/L WATERLOO 132 kV Bus (5WAT132A) - WATERLOO 132 kV Bus (5WTR132A) 132kV line 1 for loss of TUNKILLO 275 kV Bus (5TUN275A) - ROBERTSTOWN 275 kV Bus (5ROB275A) 275kV line 1 |  |  |  |  | 0.59038 |  |  |  | 0.22666 | 0.22666 | 0.22666 | 0.22666 | 0.22666 | 0.22666 | 0.22666 | 0.22666 | 0.22666 | 0.22666 | 0.22666 | 0.22666 |  |  |  |  | -0.20082 | -0.20082 | [13 empty] | 0.22187 | [36 empty] | 0.089009 | [6 empty] | -0.2089 | [66 empty] | 0.089011 | 0.089009 | [24 empty] | 0.22666 | 0.25315 | 0.18922 | [71 empty] | -0.56336 | 0.22187 |  |  |  | 0.22666 |  | 0.25315 | 0.30786 | [16 empty] | 0.089009 | [17 empty] | 0.22187 | [40 empty] | 0.089011 | 0.089011 | [23 empty] | 0.089011 | 0.089011 | 0.089011 | 0.22666 | 0.089011 | 0.089011 | 0.089011 | 0.089011 | 0.089011 | 0.089011 | 0.089011 | 0.089011 | 0.089011 | 0.089011 | 0.089011 | 0.089011 | [25 empty] | 0.089009 | 0.089009 | 0.089009 | [50 empty] | -0.31359 | [103 empty] | 1 |  | 0.089011 | 0.089011 | [7 empty] | -0.44056 | [65 empty] | <= | 240.0936 | -17.5251 | -103.2133 | 1.7525 | 6.1563 | 228.7248 | [11 empty] | 0.014133 | [62 empty] | 0.0020158 | 0.0020088 | [76 empty] | 0.0075822 | [26 empty] | 0.0069816 | [96 empty] | 0.0089026 | 0.0089026 | [10 empty] | 0.0075822 | 0.0075822 | 0.0075822 | [30 empty] | 0.065363 | [5 empty] | 0.0020158 | [178 empty] | 0.0069816 | 0.0069816 | 0.0069816 | 0.0069816 | [12 empty] | 0.0075822 | 0.0075822 | 0.0075822 | [128 empty] | -0.014133 | [6 empty] | 0.0069711 |  |  | 6000
AEMO | S>>NIL_TUTB_PAAC1 | SA | SV | 2016 ESOO | Summer_1617 to Summer_4950 | S>>NIL_TUTB_PAAC1 : Out = Nil; avoid O/L PARA 132 kV Bus (5PAR132A) - ANG_CK/MILLBR/NORTHF 132 kV Bus (5AMN132A) 132kV line 1 for loss of TAILEM 275 kV Bus (5TAL275E) - TUNKILLO 275 kV Bus (5TUN275A) 275kV line 1 |  |  |  | -0.88574 | [20 empty] | 0.57407 | 0.57407 | [58 empty] | -0.92234 | [26 empty] | -0.88691 | [96 empty] | -1 | -1 | [10 empty] | -0.92234 | -0.92234 | -0.92234 | [215 empty] | -0.88691 | -0.88691 | -0.88691 | -0.88691 | [12 empty] | -0.92234 | -0.92234 | -0.92234 | [177 empty] | <= | 1257.0803 | -89.1546 | 50.7365 | 8.9155 | 418.1277 | 1586.0534 | [11 empty] | -0.17645 | [62 empty] | 0.045451 | 0.15784 | -0.091102 | -0.091102 | -0.091102 | -0.091102 | -0.091102 | -0.091102 | -0.091102 | -0.091102 | -0.091102 | -0.091102 | -0.091102 | -0.091102 | [19 empty] | -0.091614 | [36 empty] | -0.1058 | [6 empty] | -0.17205 | [66 empty] | -0.1058 | -0.1058 | [5 empty] | -0.10795 | [18 empty] | -0.091102 | -0.08827 | -0.095102 | [71 empty] | -0.27196 | -0.091614 | -0.082708 | -0.13598 | -0.10795 | -0.091102 | -0.10795 | -0.088272 | -0.082429 | 0.045451 | [15 empty] | -0.1058 | [17 empty] | -0.091614 | [40 empty] | -0.1058 | -0.1058 | [23 empty] | -0.1058 | -0.1058 | -0.1058 | -0.091102 | -0.1058 | -0.1058 | -0.1058 | -0.1058 | -0.1058 | -0.1058 | -0.1058 | -0.1058 | -0.1058 | -0.1058 | -0.1058 | -0.1058 | [25 empty] | -0.1058 | -0.1058 | -0.1058 |  |  |  | -0.0084129 | -0.0084129 | -0.0084129 | [42 empty] | -0.082708 | -0.082708 | -0.19964 | [103 empty] | -0.28367 |  | -0.1058 | -0.1058 | [7 empty] | -0.23593 | [9 empty] | -0.029058 | [6 empty] | 0.17645 | [7 empty] | -0.16457 |  | 6000
AEMO | S>>NIL_TUTB_PAAC1_R | SA | VS | 2016 ESOO | Summer_1617 to Summer_4950 | S>>NIL_TUTB_PAAC1 : Out = Nil; avoid O/L PARA 132 kV Bus (5PAR132A) - ANG_CK/MILLBR/NORTHF 132 kV Bus (5AMN132A) 132kV line 1 for loss of TAILEM 275 kV Bus (5TAL275E) - TUNKILLO 275 kV Bus (5TUN275A) 275kV line 1 |  |  |  | 0.88574 | [20 empty] | -0.57407 | -0.57407 | [58 empty] | 0.92234 | [26 empty] | 0.88691 | [96 empty] | 1 | 1 | [10 empty] | 0.92234 | 0.92234 | 0.92234 | [215 empty] | 0.88691 | 0.88691 | 0.88691 | 0.88691 | [12 empty] | 0.92234 | 0.92234 | 0.92234 | [177 empty] | <= | 1257.0803 | -89.1546 | -50.7365 | 8.9155 | -418.1277 | 749.798 | [11 empty] | 0.17645 | [62 empty] | -0.045451 | -0.15784 | 0.091102 | 0.091102 | 0.091102 | 0.091102 | 0.091102 | 0.091102 | 0.091102 | 0.091102 | 0.091102 | 0.091102 | 0.091102 | 0.091102 | [19 empty] | 0.091614 | [36 empty] | 0.1058 | [6 empty] | 0.17205 | [66 empty] | 0.1058 | 0.1058 | [5 empty] | 0.10795 | [18 empty] | 0.091102 | 0.08827 | 0.095102 | [71 empty] | 0.27196 | 0.091614 | 0.082708 | 0.13598 | 0.10795 | 0.091102 | 0.10795 | 0.088272 | 0.082429 | -0.045451 | [15 empty] | 0.1058 | [17 empty] | 0.091614 | [40 empty] | 0.1058 | 0.1058 | [23 empty] | 0.1058 | 0.1058 | 0.1058 | 0.091102 | 0.1058 | 0.1058 | 0.1058 | 0.1058 | 0.1058 | 0.1058 | 0.1058 | 0.1058 | 0.1058 | 0.1058 | 0.1058 | 0.1058 | [25 empty] | 0.1058 | 0.1058 | 0.1058 |  |  |  | 0.0084129 | 0.0084129 | 0.0084129 | [42 empty] | 0.082708 | 0.082708 | 0.19964 | [103 empty] | 0.28367 |  | 0.1058 | 0.1058 | [7 empty] | 0.23593 | [9 empty] | 0.029058 | [6 empty] | -0.17645 | [7 empty] | 0.16457 |  | 6000
AEMO | S>>NIL_TUTB_PAAC2 | SA | VS | 2016 ESOO | Summer_1617 to Summer_4950 | S>>NIL_TUTB_PAAC2 : Out = Nil; avoid O/L ANGAS 132 kV Bus (5AGC132A) - ANG_CK/MILLBR/NORTHF 132 kV Bus (5AMN132A) 132kV line 1 for loss of TAILEM 275 kV Bus (5TAL275E) - TUNKILLO 275 kV Bus (5TUN275A) 275kV line 1 |  |  |  | 0.88574 | [20 empty] | -0.57405 | -0.57405 | [58 empty] | 0.92233 | [26 empty] | 0.8869 | [96 empty] | 1 | 1 | [10 empty] | 0.92233 | 0.92233 | 0.92233 | [215 empty] | 0.8869 | 0.8869 | 0.8869 | 0.8869 | [12 empty] | 0.92233 | 0.92233 | 0.92233 | [177 empty] | <= | 1257.0678 | -89.1537 | 97.7159 | 8.9154 | -413.1141 | 754.7999 | [11 empty] | 0.12473 | [62 empty] | -0.045458 | -0.15785 | 0.091093 | 0.091093 | 0.091093 | 0.091093 | 0.091093 | 0.091093 | 0.091093 | 0.091093 | 0.091093 | 0.091093 | 0.091093 | 0.091093 | [19 empty] | 0.091606 | [36 empty] | 0.1058 | [6 empty] | 0.17204 | [66 empty] | 0.1058 | 0.1058 | [5 empty] | 0.10794 | [18 empty] | 0.091093 | 0.088265 | 0.095091 | [71 empty] | 0.27195 | 0.091606 | 0.082701 | 0.13597 | 0.10794 | 0.091093 | 0.10794 | 0.088263 | 0.08242 | -0.045458 | [15 empty] | 0.1058 | [17 empty] | 0.091604 | [40 empty] | 0.1058 | 0.1058 | [23 empty] | 0.1058 | 0.1058 | 0.1058 | 0.091093 | 0.1058 | 0.1058 | 0.1058 | 0.1058 | 0.1058 | 0.1058 | 0.1058 | 0.1058 | 0.1058 | 0.1058 | 0.1058 | 0.1058 | [25 empty] | 0.1058 | 0.1058 | 0.1058 |  |  |  | 0.008409 | 0.008409 | 0.008409 | [42 empty] | 0.082701 | 0.082701 | 0.19963 | [103 empty] | 0.28365 |  | 0.1058 | 0.1058 | [7 empty] | 0.23592 | [9 empty] | 0.029049 | [6 empty] | -0.12473 | [7 empty] | 0.16456 |  | 6000
AEMO | S>>NIL_TUTB_PAAC2_R | SA | SV | 2016 ESOO | Summer_1617 to Summer_4950 | S>>NIL_TUTB_PAAC2 : Out = Nil; avoid O/L ANGAS 132 kV Bus (5AGC132A) - ANG_CK/MILLBR/NORTHF 132 kV Bus (5AMN132A) 132kV line 1 for loss of TAILEM 275 kV Bus (5TAL275E) - TUNKILLO 275 kV Bus (5TUN275A) 275kV line 1 |  |  |  | -0.88574 | [20 empty] | 0.57405 | 0.57405 | [58 empty] | -0.92233 | [26 empty] | -0.8869 | [96 empty] | -1 | -1 | [10 empty] | -0.92233 | -0.92233 | -0.92233 | [215 empty] | -0.8869 | -0.8869 | -0.8869 | -0.8869 | [12 empty] | -0.92233 | -0.92233 | -0.92233 | [177 empty] | <= | 1257.0678 | -89.1537 | -97.7159 | 8.9154 | 413.1141 | 1581.0282 | [11 empty] | -0.12473 | [62 empty] | 0.045458 | 0.15785 | -0.091093 | -0.091093 | -0.091093 | -0.091093 | -0.091093 | -0.091093 | -0.091093 | -0.091093 | -0.091093 | -0.091093 | -0.091093 | -0.091093 | [19 empty] | -0.091606 | [36 empty] | -0.1058 | [6 empty] | -0.17204 | [66 empty] | -0.1058 | -0.1058 | [5 empty] | -0.10794 | [18 empty] | -0.091093 | -0.088265 | -0.095091 | [71 empty] | -0.27195 | -0.091606 | -0.082701 | -0.13597 | -0.10794 | -0.091093 | -0.10794 | -0.088263 | -0.08242 | 0.045458 | [15 empty] | -0.1058 | [17 empty] | -0.091604 | [40 empty] | -0.1058 | -0.1058 | [23 empty] | -0.1058 | -0.1058 | -0.1058 | -0.091093 | -0.1058 | -0.1058 | -0.1058 | -0.1058 | -0.1058 | -0.1058 | -0.1058 | -0.1058 | -0.1058 | -0.1058 | -0.1058 | -0.1058 | [25 empty] | -0.1058 | -0.1058 | -0.1058 |  |  |  | -0.008409 | -0.008409 | -0.008409 | [42 empty] | -0.082701 | -0.082701 | -0.19963 | [103 empty] | -0.28365 |  | -0.1058 | -0.1058 | [7 empty] | -0.23592 | [9 empty] | -0.029049 | [6 empty] | 0.12473 | [7 empty] | -0.16456 |  | 6000
AEMO | S>>NIL_TWPA_TPRS | SA | SV | 2016 ESOO | Summer_1617 to Summer_4950 | S>>NIL_TWPA_TPRS : Out = Nil; avoid O/L ROSEWORTHY 132 kV Bus (5ROS132A) - TEMPLERS 132 kV Bus (5TEM132A) 132kV line 1 for loss of PARA 275 kV Bus (5PAR275C) - TEMPLERS 275 kV Bus (5TMP275B) 275kV line 1 |  |  |  |  | -0.31799 |  |  |  | -0.22079 | -0.22079 | -0.22079 | -0.22079 | -0.22079 | -0.22079 | -0.22079 | -0.22079 | -0.22079 | -0.22079 | -0.22079 | -0.22079 |  |  |  |  | -1 | -1 | [13 empty] | -0.22284 | [36 empty] | -0.27979 | [6 empty] | -0.42281 | [66 empty] | -0.27979 | -0.27979 | [5 empty] | -0.24259 | [18 empty] | -0.22079 | -0.20943 | -0.23684 | [71 empty] | -0.52107 | -0.22284 | -0.14036 | -0.48602 | -0.24259 | -0.22079 | -0.24259 | -0.20943 | -0.18598 | [16 empty] | -0.27979 | [17 empty] | -0.22284 | [40 empty] | -0.27979 | -0.27979 | [23 empty] | -0.27979 | -0.27979 | -0.27979 | -0.22079 | -0.27979 | -0.27979 | -0.27979 | -0.27979 | -0.27979 | -0.27979 | -0.27979 | -0.27979 | -0.27979 | -0.27979 | -0.27979 | -0.27979 | [25 empty] | -0.27979 | -0.27979 | -0.27979 | [48 empty] | -0.14036 | -0.14036 | -0.40671 | [103 empty] | -0.50937 |  | -0.27979 | -0.27979 | [7 empty] | -0.45384 | [65 empty] | <= | 289.411 | -21.1249 | 95.2629 | 2.1125 | -1.7137 | 266.5724 | [11 empty] | -0.075016 | [62 empty] | 0.019576 | 0.0013358 | [76 empty] | -0.0092516 | [26 empty] | -0.0068184 | [96 empty] | -0.014587 | -0.014587 | [10 empty] | -0.0092516 | -0.0092516 | -0.0092516 | [36 empty] | 0.019576 | [178 empty] | -0.0068184 | -0.0068184 | -0.0068184 | -0.0068184 | [12 empty] | -0.0092516 | -0.0092516 | -0.0092516 | [128 empty] | 0.075016 | [6 empty] | -0.0068094 |  |  | 6000
AEMO | S>>NIL_TWPA_TPRS_R | SA | VS | 2016 ESOO | Summer_1617 to Summer_4950 | S>>NIL_TWPA_TPRS : Out = Nil; avoid O/L ROSEWORTHY 132 kV Bus (5ROS132A) - TEMPLERS 132 kV Bus (5TEM132A) 132kV line 1 for loss of PARA 275 kV Bus (5PAR275C) - TEMPLERS 275 kV Bus (5TMP275B) 275kV line 1 |  |  |  |  | 0.31799 |  |  |  | 0.22079 | 0.22079 | 0.22079 | 0.22079 | 0.22079 | 0.22079 | 0.22079 | 0.22079 | 0.22079 | 0.22079 | 0.22079 | 0.22079 |  |  |  |  | 1 | 1 | [13 empty] | 0.22284 | [36 empty] | 0.27979 | [6 empty] | 0.42281 | [66 empty] | 0.27979 | 0.27979 | [5 empty] | 0.24259 | [18 empty] | 0.22079 | 0.20943 | 0.23684 | [71 empty] | 0.52107 | 0.22284 | 0.14036 | 0.48602 | 0.24259 | 0.22079 | 0.24259 | 0.20943 | 0.18598 | [16 empty] | 0.27979 | [17 empty] | 0.22284 | [40 empty] | 0.27979 | 0.27979 | [23 empty] | 0.27979 | 0.27979 | 0.27979 | 0.22079 | 0.27979 | 0.27979 | 0.27979 | 0.27979 | 0.27979 | 0.27979 | 0.27979 | 0.27979 | 0.27979 | 0.27979 | 0.27979 | 0.27979 | [25 empty] | 0.27979 | 0.27979 | 0.27979 | [48 empty] | 0.14036 | 0.14036 | 0.40671 | [103 empty] | 0.50937 |  | 0.27979 | 0.27979 | [7 empty] | 0.45384 | [65 empty] | <= | 289.411 | -21.1249 | -95.2629 | 2.1125 | 1.7137 | 269.9998 | [11 empty] | 0.075016 | [62 empty] | -0.019576 | -0.0013358 | [76 empty] | 0.0092516 | [26 empty] | 0.0068184 | [96 empty] | 0.014587 | 0.014587 | [10 empty] | 0.0092516 | 0.0092516 | 0.0092516 | [36 empty] | -0.019576 | [178 empty] | 0.0068184 | 0.0068184 | 0.0068184 | 0.0068184 | [12 empty] | 0.0092516 | 0.0092516 | 0.0092516 | [128 empty] | -0.075016 | [6 empty] | 0.0068094 |  |  | 6000
AEMO | S>NIL_BWMP_HUWT | SA | SV | 2016 ESOO | Summer_1617 to Summer_4950 | S>NIL_BWMP_HUWT : Out = Nil; avoid O/L WATERLOO 132 kV Bus (5WAT132A) - HUMMOCKS 132 kV Bus (5HUM132A) 132kV line 1 for loss of 5MUN275 - BLYTH 275 kV Bus (5BLY275A) 275kV line 1 | [76 empty] | -0.070117 | [6 empty] | -0.12396 | [66 empty] | -0.070118 | -0.070117 | [5 empty] | -0.14023 | [92 empty] | 0.071677 |  | -0.14023 |  | -0.14023 |  | -0.14023 | [18 empty] | -0.070118 | [58 empty] | -0.070118 | -0.070118 | [23 empty] | -0.070118 | -0.070118 | -0.070118 |  | -0.070118 | -0.070118 | -0.070118 | -0.070118 | -0.070118 | -0.070118 | -0.070118 | -0.070118 | -0.070118 | -0.070118 | -0.070118 | -0.070118 | [25 empty] | -0.070117 | -0.070117 | -0.070117 | [48 empty] | -0.14023 | -0.14023 | -0.67941 | [103 empty] | 0.10847 |  | -0.070118 | -0.070118 | [7 empty] | -1 | [65 empty] | <= | 181.2231 | -17.2593 | 36.3044 | 1.7259 | 2.1708 | 166.1346 | [11 empty] | -0.018447 | [64 empty] | 0.026189 | 0.026189 | 0.026189 | 0.026189 | 0.026189 | 0.026189 | 0.026189 | 0.026189 | 0.026189 | 0.026189 | 0.026189 | 0.026189 |  |  |  |  | -0.02988 | -0.02988 | [13 empty] | 0.027718 | [44 empty] | -0.0011852 | [26 empty] | -0.0010861 | [64 empty] | 0.026189 | 0.017734 | 0.038137 | [29 empty] | -0.0014022 | -0.0014022 | [10 empty] | -0.0011852 | -0.0011852 | -0.0011852 | [28 empty] | 0.027718 |  | 0.041838 |  | 0.026189 |  | 0.017734 | [35 empty] | 0.027718 | [68 empty] | 0.026189 | [75 empty] | -0.0010861 | -0.0010861 | -0.0010861 | -0.0010861 | [12 empty] | -0.0011852 | -0.0011852 | -0.0011852 | [128 empty] | 0.018447 | [6 empty] | -0.0010846 | -0.044113 |  | 6000
AEMO | S>NIL_BWMP_HUWT_R | SA | VS | 2016 ESOO | Summer_1617 to Summer_4950 | S>NIL_BWMP_HUWT : Out = Nil; avoid O/L WATERLOO 132 kV Bus (5WAT132A) - HUMMOCKS 132 kV Bus (5HUM132A) 132kV line 1 for loss of 5MUN275 - BLYTH 275 kV Bus (5BLY275A) 275kV line 1 | [76 empty] | 0.070117 | [6 empty] | 0.12396 | [66 empty] | 0.070118 | 0.070117 | [5 empty] | 0.14023 | [92 empty] | -0.071677 |  | 0.14023 |  | 0.14023 |  | 0.14023 | [18 empty] | 0.070118 | [58 empty] | 0.070118 | 0.070118 | [23 empty] | 0.070118 | 0.070118 | 0.070118 |  | 0.070118 | 0.070118 | 0.070118 | 0.070118 | 0.070118 | 0.070118 | 0.070118 | 0.070118 | 0.070118 | 0.070118 | 0.070118 | 0.070118 | [25 empty] | 0.070117 | 0.070117 | 0.070117 | [48 empty] | 0.14023 | 0.14023 | 0.67941 | [103 empty] | -0.10847 |  | 0.070118 | 0.070118 | [7 empty] | 1 | [65 empty] | <= | 181.2231 | -17.2593 | -36.3044 | 1.7259 | -2.1708 | 161.793 | [11 empty] | 0.018447 | [64 empty] | -0.026189 | -0.026189 | -0.026189 | -0.026189 | -0.026189 | -0.026189 | -0.026189 | -0.026189 | -0.026189 | -0.026189 | -0.026189 | -0.026189 |  |  |  |  | 0.02988 | 0.02988 | [13 empty] | -0.027718 | [44 empty] | 0.0011852 | [26 empty] | 0.0010861 | [64 empty] | -0.026189 | -0.017734 | -0.038137 | [29 empty] | 0.0014022 | 0.0014022 | [10 empty] | 0.0011852 | 0.0011852 | 0.0011852 | [28 empty] | -0.027718 |  | -0.041838 |  | -0.026189 |  | -0.017734 | [35 empty] | -0.027718 | [68 empty] | -0.026189 | [75 empty] | 0.0010861 | 0.0010861 | 0.0010861 | 0.0010861 | [12 empty] | 0.0011852 | 0.0011852 | 0.0011852 | [128 empty] | -0.018447 | [6 empty] | 0.0010846 | 0.044113 |  | 6000
AEMO | S>NIL_BWMP_RHBR-T | SA | VS | 2016 ESOO | Summer_1617 to Summer_4950 | S>NIL_BWMP_RHBR-T : Out = Nil; avoid O/L BRINKWORTH 132 kV Bus (5BRK132A) - REDHILL 132 kV Bus (5RED132A) 132kV line 1 for loss of 5MUN275 - BLYTH 275 kV Bus (5BLY275A) 275kV line 1 | [76 empty] | -0.12061 | [6 empty] | -1 | [66 empty] | -0.12061 | -0.12061 | [5 empty] | -0.2904 | [20 empty] | -0.081099 | [71 empty] | 0.095057 |  | -0.2904 |  | -0.2904 |  | -0.2904 | [18 empty] | -0.12061 | [58 empty] | -0.12061 | -0.12061 | [23 empty] | -0.12061 | -0.12061 | -0.12061 |  | -0.12061 | -0.12061 | -0.12061 | -0.12061 | -0.12061 | -0.12061 | -0.12061 | -0.12061 | -0.12061 | -0.12061 | -0.12061 | -0.12061 | [25 empty] | -0.12061 | -0.12061 | -0.12061 | [48 empty] | -0.2904 | -0.2904 | -0.38226 | [105 empty] | -0.12061 | -0.12061 | [7 empty] | -0.24279 | [65 empty] | <= | 212.6448 | -15.0812 | 67.5616 | 1.5081 | 3.3684 | 200.932 | [11 empty] | -0.030054 | [62 empty] | 0.0047399 | 0.0014879 | 0.066338 | 0.066338 | 0.066338 | 0.066338 | 0.066338 | 0.066338 | 0.066338 | 0.066338 | 0.066338 | 0.066338 | 0.066338 | 0.066338 |  |  |  |  | -0.013152 | -0.013152 | [13 empty] | 0.068227 | [44 empty] | 0.0030899 | [26 empty] | 0.0031465 | [64 empty] | 0.066338 | 0.055893 | [30 empty] | 0.002966 | 0.002966 | [10 empty] | 0.0030899 | 0.0030899 | 0.0030899 | [28 empty] | 0.068227 |  | -0.068934 |  | 0.066338 |  | 0.055893 | 0.034324 | 0.0047399 | [33 empty] | 0.068227 | [68 empty] | 0.066338 | [75 empty] | 0.0031465 | 0.0031465 | 0.0031465 | 0.0031465 | [12 empty] | 0.0030899 | 0.0030899 | 0.0030899 | [100 empty] | -0.015742 | [27 empty] | 0.030054 | [6 empty] | 0.0031423 | 0.013889 |  | 6000
AEMO | S>NIL_BWMP_RHBR-T_R | SA | SV | 2016 ESOO | Summer_1617 to Summer_4950 | S>NIL_BWMP_RHBR-T : Out = Nil; avoid O/L BRINKWORTH 132 kV Bus (5BRK132A) -REDHILL 132 kV Bus (5RED132A) 132kV line 1 for loss of 5MUN275 - BLYTH 275 kV Bus (5BLY275A) 275kV line 1 | [76 empty] | 0.12061 | [6 empty] | 1 | [66 empty] | 0.12061 | 0.12061 | [5 empty] | 0.2904 | [20 empty] | 0.081099 | [71 empty] | -0.095057 |  | 0.2904 |  | 0.2904 |  | 0.2904 | [18 empty] | 0.12061 | [58 empty] | 0.12061 | 0.12061 | [23 empty] | 0.12061 | 0.12061 | 0.12061 |  | 0.12061 | 0.12061 | 0.12061 | 0.12061 | 0.12061 | 0.12061 | 0.12061 | 0.12061 | 0.12061 | 0.12061 | 0.12061 | 0.12061 | [25 empty] | 0.12061 | 0.12061 | 0.12061 | [48 empty] | 0.2904 | 0.2904 | 0.38226 | [105 empty] | 0.12061 | 0.12061 | [7 empty] | 0.24279 | [65 empty] | <= | 212.6448 | -15.0812 | -67.5616 | 1.5081 | -3.3684 | 194.1952 | [11 empty] | 0.030054 | [62 empty] | -0.0047399 | -0.0014879 | -0.066338 | -0.066338 | -0.066338 | -0.066338 | -0.066338 | -0.066338 | -0.066338 | -0.066338 | -0.066338 | -0.066338 | -0.066338 | -0.066338 |  |  |  |  | 0.013152 | 0.013152 | [13 empty] | -0.068227 | [44 empty] | -0.0030899 | [26 empty] | -0.0031465 | [64 empty] | -0.066338 | -0.055893 | [30 empty] | -0.002966 | -0.002966 | [10 empty] | -0.0030899 | -0.0030899 | -0.0030899 | [28 empty] | -0.068227 |  | 0.068934 |  | -0.066338 |  | -0.055893 | -0.034324 | -0.0047399 | [33 empty] | -0.068227 | [68 empty] | -0.066338 | [75 empty] | -0.0031465 | -0.0031465 | -0.0031465 | -0.0031465 | [12 empty] | -0.0030899 | -0.0030899 | -0.0030899 | [100 empty] | 0.015742 | [27 empty] | -0.030054 | [6 empty] | -0.0031423 | -0.013889 |  | 6000
AEMO | S>NIL_WEMW4_WTTP | SA | SV | 2016 ESOO | Summer_1617 to Summer_4950 | S>NIL_WEMW4_WTTP : Out = Nil; avoid O/L WATERLOO 132 kV Bus (5WAT132A) - TEMPLERS 132 kV Bus (5TEM132A) 132kV line 1 for loss of WATERLOO 132 kV Bus (5WTR132A) - MWPS4 132 kV Bus (5M_P132A) 132kV line 1 | [8 empty] | 0.07712 | 0.07712 | 0.07712 | 0.07712 | 0.07712 | 0.07712 | 0.07712 | 0.07712 | 0.07712 | 0.07712 | 0.07712 | 0.07712 |  |  |  |  | -0.30312 | -0.30312 | [13 empty] | 0.078834 | [36 empty] | 0.12635 | [6 empty] | 0.39118 | [66 empty] | 0.12635 | 0.12635 | [5 empty] | 0.16231 | [18 empty] | 0.07712 |  | 0.090511 | [71 empty] | 0.84608 | 0.078834 | 0.094135 | 0.1739 | 0.16231 | 0.07712 | 0.16231 | [18 empty] | 0.12635 | [17 empty] | 0.078834 | [40 empty] | 0.12635 | 0.12635 | [23 empty] | 0.12635 | 0.12635 | 0.12635 | 0.07712 | 0.12635 | 0.12635 | 0.12635 | 0.12635 | 0.12635 | 0.12635 | 0.12635 | 0.12635 | 0.12635 | 0.12635 | 0.12635 | 0.12635 | [25 empty] | 0.12635 | 0.12635 | 0.12635 | [48 empty] | 0.094135 | 0.094135 | 0.54002 | [103 empty] | 1 |  | 0.12635 | 0.12635 | [7 empty] | 0.69914 | [65 empty] | <= | 291.0578 | -21.2451 | 32.0218 | 2.1245 | 4.2626 | 274.0754 | [11 empty] | 0.020872 | [62 empty] | -0.003981 | [77 empty] | 0.0069213 | [26 empty] | 0.005923 | [65 empty] | -0.067645 | [30 empty] | 0.0091097 | 0.0091097 | [10 empty] | 0.0069213 | 0.0069213 | 0.0069213 | [34 empty] | -0.067645 | -0.048078 | -0.003981 | [178 empty] | 0.005923 | 0.005923 | 0.005923 | 0.005923 | [12 empty] | 0.0069212 | 0.0069212 | 0.0069212 | [128 empty] | -0.020872 | [6 empty] | 0.0059152 | -0.048078 |  | 6000
AEMO | S>NIL_WEMW4_WTTP_R | SA | VS | 2016 ESOO | Summer_1617 to Summer_4950 | S>NIL_WEMW4_WTTP : Out = Nil; avoid O/L WATERLOO 132 kV Bus (5WAT132A) - TEMPLERS 132 kV Bus (5TEM132A) 132kV line 1 for loss of WATERLOO 132 kV Bus (5WTR132A) - MWPS4 132 kV Bus (5M_P132A) 132kV line 1 | [8 empty] | -0.07712 | -0.07712 | -0.07712 | -0.07712 | -0.07712 | -0.07712 | -0.07712 | -0.07712 | -0.07712 | -0.07712 | -0.07712 | -0.07712 |  |  |  |  | 0.30312 | 0.30312 | [13 empty] | -0.078834 | [36 empty] | -0.12635 | [6 empty] | -0.39118 | [66 empty] | -0.12635 | -0.12635 | [5 empty] | -0.16231 | [18 empty] | -0.07712 |  | -0.090511 | [71 empty] | -0.84608 | -0.078834 | -0.094135 | -0.1739 | -0.16231 | -0.07712 | -0.16231 | [18 empty] | -0.12635 | [17 empty] | -0.078834 | [40 empty] | -0.12635 | -0.12635 | [23 empty] | -0.12635 | -0.12635 | -0.12635 | -0.07712 | -0.12635 | -0.12635 | -0.12635 | -0.12635 | -0.12635 | -0.12635 | -0.12635 | -0.12635 | -0.12635 | -0.12635 | -0.12635 | -0.12635 | [25 empty] | -0.12635 | -0.12635 | -0.12635 | [48 empty] | -0.094135 | -0.094135 | -0.54002 | [103 empty] | -1 |  | -0.12635 | -0.12635 | [7 empty] | -0.69914 | [65 empty] | <= | 291.0578 | -21.2451 | -32.0218 | 2.1245 | -4.2626 | 265.5501 | [11 empty] | -0.020872 | [62 empty] | 0.003981 | [77 empty] | -0.0069213 | [26 empty] | -0.005923 | [65 empty] | 0.067645 | [30 empty] | -0.0091097 | -0.0091097 | [10 empty] | -0.0069213 | -0.0069213 | -0.0069213 | [34 empty] | 0.067645 | 0.048078 | 0.003981 | [178 empty] | -0.005923 | -0.005923 | -0.005923 | -0.005923 | [12 empty] | -0.0069212 | -0.0069212 | -0.0069212 | [128 empty] | 0.020872 | [6 empty] | -0.0059152 | 0.048078 |  | 6000
AEMO | V>>S_NIL_SETB2_PWKN | SA | VS | 2016 ESOO | Summer_1617 to Summer_4950 | V>>S_NIL_SETB2_PWKN : Out = Nil; avoid O/L PENOLA 132 kV Bus (5PNW132A) - KINCRAIG 132 kV Bus (5KNC132A) 132kV line 1 for loss of SOUTH 275 kV Bus (5SOU275A) - BLKRG/4 275kV line 2 |  |  |  | 0.42223 | [80 empty] | 0.60361 | [26 empty] | 0.42279 | [96 empty] | 1 | 1 | [10 empty] | 0.60361 | 0.60361 | 0.60361 | [215 empty] | 0.42279 | 0.42279 | 0.42279 | 0.42279 | [12 empty] | 0.60361 | 0.60361 | 0.60361 | [177 empty] | <= | 775.364 | -43.5598 | 369.7166 | 4.356 | -221.4877 | 510.3165 | [11 empty] | -0.014684 | [62 empty] | -0.0035626 | [17 empty] | 0.012019 | 0.012019 | [57 empty] | 0.0035451 | [73 empty] | 0.0022553 | [92 empty] | 0.0054172 |  |  | 0.0029437 | 0.0022553 |  | 0.0022553 |  |  | -0.0035626 | [193 empty] | 0.0040294 | [103 empty] | 0.0055427 | [10 empty] | 0.0047182 | [16 empty] | 0.014684 | [7 empty] | 0.0028211 |  | 6000
AEMO | V>>S_NIL_SETB2_PWKN_R | SA | SV | 2016 ESOO | Summer_1617 to Summer_4950 | V>>S_NIL_SETB2_PWKN : Out = Nil; avoid O/L PENOLA 132 kV Bus (5PNW132A) - KINCRAIG 132 kV Bus (5KNC132A) 132kV line 1 for loss of SOUTH 275 kV Bus (5SOU275A) - BLKRG/4 275kV line 2 |  |  |  | -0.42223 | [80 empty] | -0.60361 | [26 empty] | -0.42279 | [96 empty] | -1 | -1 | [10 empty] | -0.60361 | -0.60361 | -0.60361 | [215 empty] | -0.42279 | -0.42279 | -0.42279 | -0.42279 | [12 empty] | -0.60361 | -0.60361 | -0.60361 | [177 empty] | <= | 775.364 | -43.5598 | -369.7166 | 4.356 | 221.4877 | 953.2919 | [11 empty] | 0.014684 | [62 empty] | 0.0035626 | [17 empty] | -0.012019 | -0.012019 | [57 empty] | -0.0035451 | [73 empty] | -0.0022553 | [92 empty] | -0.0054172 |  |  | -0.0029437 | -0.0022553 |  | -0.0022553 |  |  | 0.0035626 | [193 empty] | -0.0040294 | [103 empty] | -0.0055427 | [10 empty] | -0.0047182 | [16 empty] | -0.014684 | [7 empty] | -0.0028211 |  | 6000
AEMO | V>>S_NIL_SETB1_PWKN | SA | VS | 2016 ESOO | Summer_1617 to Summer_4950 | V>>S_NIL_SETB1_PWKN : Out = Nil; avoid O/L PENOLA 132 kV Bus (5PNW132A) - KINCRAIG 132 kV Bus (5KNC132A) 132kV line 1 for loss of SOUTH 275 kV Bus (5SOU275A) - BLKRG/2 275kV line 1 |  |  |  | 0.42223 | [80 empty] | 0.60361 | [26 empty] | 0.42279 | [96 empty] | 1 | 1 | [10 empty] | 0.60361 | 0.60361 | 0.60361 | [215 empty] | 0.42279 | 0.42279 | 0.42279 | 0.42279 | [12 empty] | 0.60361 | 0.60361 | 0.60361 | [177 empty] | <= | 775.364 | -43.5598 | 369.7166 | 4.356 | -221.4877 | 510.3165 | [11 empty] | -0.014684 | [62 empty] | -0.0035626 | [17 empty] | 0.012019 | 0.012019 | [57 empty] | 0.0035451 | [73 empty] | 0.0022553 | [92 empty] | 0.0054172 |  |  | 0.0029437 | 0.0022553 |  | 0.0022553 |  |  | -0.0035626 | [193 empty] | 0.0040294 | [103 empty] | 0.0055427 | [10 empty] | 0.0047182 | [16 empty] | 0.014684 | [7 empty] | 0.0028211 |  | 6000
AEMO | V>>S_NIL_SETB1_PWKN_R | SA | SV | 2016 ESOO | Summer_1617 to Summer_4950 | V>>S_NIL_SETB1_PWKN : Out = Nil; avoid O/L PENOLA 132 kV Bus (5PNW132A) - KINCRAIG 132 kV Bus (5KNC132A) 132kV line 1 for loss of SOUTH 275 kV Bus (5SOU275A) - BLKRG/2 275kV line 1 |  |  |  | -0.42223 | [80 empty] | -0.60361 | [26 empty] | -0.42279 | [96 empty] | -1 | -1 | [10 empty] | -0.60361 | -0.60361 | -0.60361 | [215 empty] | -0.42279 | -0.42279 | -0.42279 | -0.42279 | [12 empty] | -0.60361 | -0.60361 | -0.60361 | [177 empty] | <= | 775.364 | -43.5598 | -369.7166 | 4.356 | 221.4877 | 953.2919 | [11 empty] | 0.014684 | [62 empty] | 0.0035626 | [17 empty] | -0.012019 | -0.012019 | [57 empty] | -0.0035451 | [73 empty] | -0.0022553 | [92 empty] | -0.0054172 |  |  | -0.0029437 | -0.0022553 |  | -0.0022553 |  |  | 0.0035626 | [193 empty] | -0.0040294 | [103 empty] | -0.0055427 | [10 empty] | -0.0047182 | [16 empty] | -0.014684 | [7 empty] | -0.0028211 |  | 6000
AEMO | S>>NIL_SETB1_KHTB2 | SA | VS | 2016 ESOO | Summer_1617 to Summer_4950 | S>>NIL_SETB1_KHTB2 : Out = Nil; avoid O/L KEITH 132 kV Bus (5KEI132A) - TAILEM 132 kV Bus (5TAL132A) 132kV line 2 for loss of SOUTH 275 kV Bus (5SOU275A) - BLKRG/2 275kV line 1 |  |  |  | 0.42223 | [80 empty] | 0.60361 | [26 empty] | 0.42279 | [96 empty] | 1 | 1 | [10 empty] | 0.60361 | 0.60361 | 0.60361 | [215 empty] | 0.42279 | 0.42279 | 0.42279 | 0.42279 | [12 empty] | 0.60361 | 0.60361 | 0.60361 | [177 empty] | <= | 775.3643 | -43.5598 | 170.9303 | 4.356 | -213.4104 | 518.3941 | [11 empty] | 0.049208 | [62 empty] | -0.0035623 | [17 empty] | 0.012019 | 0.012019 | [57 empty] | 0.0035451 | [73 empty] | 0.0022553 | [92 empty] | 0.0054172 |  |  | 0.0029437 | 0.0022553 |  | 0.0022553 |  |  | -0.0035623 | [193 empty] | 0.0040294 | [103 empty] | 0.0055428 | [10 empty] | 0.0047181 | [16 empty] | -0.049208 | [7 empty] | 0.002821 |  | 6000
AEMO | S>>NIL_TBSE1_TBKH2 | SA | SV | 2016 ESOO | Summer_1617 to Summer_4950 | S>>NIL_SETB1_KHTB2 : Out = Nil; avoid O/L KEITH 132 kV Bus (5KEI132A) - TAILEM 132 kV Bus (5TAL132A) 132kV line 2 for loss of SOUTH 275 kV Bus (5SOU275A) - BLKRG/2 275kV line 1 |  |  |  | -0.42223 | [80 empty] | -0.60361 | [26 empty] | -0.42279 | [96 empty] | -1 | -1 | [10 empty] | -0.60361 | -0.60361 | -0.60361 | [215 empty] | -0.42279 | -0.42279 | -0.42279 | -0.42279 | [12 empty] | -0.60361 | -0.60361 | -0.60361 | [177 empty] | <= | 775.3643 | -43.5598 | -170.9303 | 4.356 | 213.4104 | 945.2149 | [11 empty] | -0.049208 | [62 empty] | 0.0035623 | [17 empty] | -0.012019 | -0.012019 | [57 empty] | -0.0035451 | [73 empty] | -0.0022553 | [92 empty] | -0.0054172 |  |  | -0.0029437 | -0.0022553 |  | -0.0022553 |  |  | 0.0035623 | [193 empty] | -0.0040294 | [103 empty] | -0.0055428 | [10 empty] | -0.0047181 | [16 empty] | 0.049208 | [7 empty] | -0.002821 |  | 6000
AEMO | S>>NIL_SETB2_KHTB2 | SA | VS | 2016 ESOO | Summer_1617 to Summer_4950 | S>>NIL_SETB2_KHTB2 : Out = Nil; avoid O/L KEITH 132 kV Bus (5KEI132A) - TAILEM 132 kV Bus (5TAL132A) 132kV line 2 for loss of SOUTH 275 kV Bus (5SOU275A) - BLKRG/4 275kV line 2 |  |  |  | 0.42223 | [80 empty] | 0.60361 | [26 empty] | 0.42279 | [96 empty] | 1 | 1 | [10 empty] | 0.60361 | 0.60361 | 0.60361 | [215 empty] | 0.42279 | 0.42279 | 0.42279 | 0.42279 | [12 empty] | 0.60361 | 0.60361 | 0.60361 | [177 empty] | <= | 775.3643 | -43.5598 | 170.9303 | 4.356 | -213.4104 | 518.3941 | [11 empty] | 0.049208 | [62 empty] | -0.0035623 | [17 empty] | 0.012019 | 0.012019 | [57 empty] | 0.0035451 | [73 empty] | 0.0022553 | [92 empty] | 0.0054172 |  |  | 0.0029437 | 0.0022553 |  | 0.0022553 |  |  | -0.0035623 | [193 empty] | 0.0040294 | [103 empty] | 0.0055428 | [10 empty] | 0.0047181 | [16 empty] | -0.049208 | [7 empty] | 0.002821 |  | 6000
AEMO | S>>NIL_TBSE2_TBKH2 | SA | SV | 2016 ESOO | Summer_1617 to Summer_4950 | S>>NIL_SETB2_KHTB2 : Out = Nil; avoid O/L KEITH 132 kV Bus (5KEI132A) - TAILEM 132 kV Bus (5TAL132A) 132kV line 2 for loss of SOUTH 275 kV Bus (5SOU275A) - BLKRG/4 275kV line 2 |  |  |  | -0.42223 | [80 empty] | -0.60361 | [26 empty] | -0.42279 | [96 empty] | -1 | -1 | [10 empty] | -0.60361 | -0.60361 | -0.60361 | [215 empty] | -0.42279 | -0.42279 | -0.42279 | -0.42279 | [12 empty] | -0.60361 | -0.60361 | -0.60361 | [177 empty] | <= | 775.3643 | -43.5598 | -170.9303 | 4.356 | 213.4104 | 945.2149 | [11 empty] | -0.049208 | [62 empty] | 0.0035623 | [17 empty] | -0.012019 | -0.012019 | [57 empty] | -0.0035451 | [73 empty] | -0.0022553 | [92 empty] | -0.0054172 |  |  | -0.0029437 | -0.0022553 |  | -0.0022553 |  |  | 0.0035623 | [193 empty] | -0.0040294 | [103 empty] | -0.0055428 | [10 empty] | -0.0047181 | [16 empty] | 0.049208 | [7 empty] | -0.002821 |  | 6000
AEMO | S>>V_NIL_CGTX_ACMP3 | SA | SV | 2016 ESOO | Summer_1617 to Summer_4950 | S>>V_NIL_CGTX_ACMP3 : Out = Nil; avoid O/L MANNUM-ADELAIDE 132 kV Bus (5MAD132A) - ANGAS 132 kV Bus (5AGC132A) 132kV line 1 for loss of CH_GDN 275/132kV Transformer 1 | [208 empty] | 1 | 1 | [424 empty] | <= | 1814.3021 | -132.4308 | 58.6926 | 13.2431 | -358.3008 | 1323.5706 | [11 empty] | 0.11398 | [62 empty] | -0.19327 | -0.15263 | 0.070117 | 0.070117 | 0.070117 | 0.070117 | 0.070117 | 0.070117 | 0.070117 | 0.070117 | 0.070117 | 0.070117 | 0.070117 | 0.070117 |  |  |  |  | 0.79308 | 0.79308 | [13 empty] | 0.071236 | [36 empty] | 0.10227 | [6 empty] | 0.20482 | -0.84179 | [26 empty] | -0.76961 | [38 empty] | 0.10227 | 0.10227 | [5 empty] | 0.11297 | [18 empty] | 0.070117 | 0.063929 | 0.078863 | [41 empty] | -0.84179 | -0.84179 | -0.84179 | [27 empty] | 0.34361 | 0.071236 | 0.084946 | 0.15707 | 0.11297 | 0.070117 | 0.11297 | 0.063929 | 0.051151 | -0.19327 | [15 empty] | 0.10227 | [17 empty] | 0.071236 | [40 empty] | 0.10227 | 0.10227 | [23 empty] | 0.10227 | 0.10227 | 0.10227 | 0.070117 | 0.10227 | 0.10227 | 0.10227 | 0.10227 | 0.10227 | 0.10227 | 0.10227 | 0.10227 | 0.10227 | 0.10227 | 0.10227 | 0.10227 | [25 empty] | 0.10227 | 0.10227 | 0.10227 |  |  |  | 0.0081268 | 0.0081268 | 0.0081268 | [29 empty] | -0.76961 | -0.76961 | -0.76961 | -0.76961 | [9 empty] | 0.084946 | 0.084946 | 0.24211 | -0.84179 | -0.84179 | -0.84179 | [100 empty] | 0.35691 |  | 0.10227 | 0.10227 | [7 empty] | 0.2928 | [9 empty] | 0.028088 | [6 empty] | -0.11398 | [6 empty] | -0.7686 | 0.17595 |  | 6000
AEMO | S>>V_NIL_CGTX_ACMP3_R | SA | VS | 2016 ESOO | Summer_1617 to Summer_4950 | S>>V_NIL_CGTX_ACMP3 : Out = Nil; avoid O/L MANNUM-ADELAIDE 132 kV Bus (5MAD132A) - ANGAS 132 kV Bus (5AGC132A) 132kV line 1 for loss of CH_GDN 275/132kV Transformer 1 | [208 empty] | -1 | -1 | [424 empty] | <= | 1814.3021 | -132.4308 | -58.6926 | 13.2431 | 358.3008 | 2040.1721 | [11 empty] | -0.11398 | [62 empty] | 0.19327 | 0.15263 | -0.070117 | -0.070117 | -0.070117 | -0.070117 | -0.070117 | -0.070117 | -0.070117 | -0.070117 | -0.070117 | -0.070117 | -0.070117 | -0.070117 |  |  |  |  | -0.79308 | -0.79308 | [13 empty] | -0.071236 | [36 empty] | -0.10227 | [6 empty] | -0.20482 | 0.84179 | [26 empty] | 0.76961 | [38 empty] | -0.10227 | -0.10227 | [5 empty] | -0.11297 | [18 empty] | -0.070117 | -0.063929 | -0.078863 | [41 empty] | 0.84179 | 0.84179 | 0.84179 | [27 empty] | -0.34361 | -0.071236 | -0.084946 | -0.15707 | -0.11297 | -0.070117 | -0.11297 | -0.063929 | -0.051151 | 0.19327 | [15 empty] | -0.10227 | [17 empty] | -0.071236 | [40 empty] | -0.10227 | -0.10227 | [23 empty] | -0.10227 | -0.10227 | -0.10227 | -0.070117 | -0.10227 | -0.10227 | -0.10227 | -0.10227 | -0.10227 | -0.10227 | -0.10227 | -0.10227 | -0.10227 | -0.10227 | -0.10227 | -0.10227 | [25 empty] | -0.10227 | -0.10227 | -0.10227 |  |  |  | -0.0081268 | -0.0081268 | -0.0081268 | [29 empty] | 0.76961 | 0.76961 | 0.76961 | 0.76961 | [9 empty] | -0.084946 | -0.084946 | -0.24211 | 0.84179 | 0.84179 | 0.84179 | [100 empty] | -0.35691 |  | -0.10227 | -0.10227 | [7 empty] | -0.2928 | [9 empty] | -0.028088 | [6 empty] | 0.11398 | [6 empty] | 0.7686 | -0.17595 |  | 6000
AEMO | S>>V_NIL_CGTX_MP2MA | SA | SV | 2016 ESOO | Summer_1617 to Summer_4950 | S>>V_NIL_CGTX_MP2MA : Out = Nil; avoid O/L MANNUM 132 kV Bus (5MAN132A) - MANNUM-ADELAIDE 132 kV Bus (2MAA132A) 132kV line 1 for loss of CH_GDN 275/132kV Transformer 1 | [208 empty] | 1 | 1 | [424 empty] | <= | 1867.2649 | -132.4301 | 70.3362 | 13.243 | -357.9877 | 1376.8471 | [11 empty] | 0.10994 | [62 empty] | -0.19327 | -0.15263 | 0.070111 | 0.070111 | 0.070111 | 0.070111 | 0.070111 | 0.070111 | 0.070111 | 0.070111 | 0.070111 | 0.070111 | 0.070111 | 0.070111 |  |  |  |  | 0.79307 | 0.79307 | [13 empty] | 0.071232 | [36 empty] | 0.10227 | [6 empty] | 0.20482 | -0.84179 | [26 empty] | -0.76961 | [38 empty] | 0.10227 | 0.10226 | [5 empty] | 0.11298 | [18 empty] | 0.070111 | 0.063925 | 0.078857 | [41 empty] | -0.84179 | -0.84179 | -0.84179 | [27 empty] | 0.3436 | 0.071232 | 0.084942 | 0.15706 | 0.11298 | 0.070111 | 0.11298 | 0.063925 | 0.051149 | -0.19327 | [15 empty] | 0.10227 | [17 empty] | 0.071232 | [40 empty] | 0.10227 | 0.10227 | [23 empty] | 0.10227 | 0.10227 | 0.10227 | 0.070111 | 0.10227 | 0.10227 | 0.10227 | 0.10227 | 0.10227 | 0.10227 | 0.10227 | 0.10227 | 0.10227 | 0.10227 | 0.10227 | 0.10227 | [25 empty] | 0.10226 | 0.10226 | 0.10226 |  |  |  | 0.0081215 | 0.0081215 | 0.0081215 | [29 empty] | -0.76961 | -0.76961 | -0.76961 | -0.76961 | [9 empty] | 0.084942 | 0.084942 | 0.24211 | -0.84179 | -0.84179 | -0.84179 | [100 empty] | 0.3569 |  | 0.10227 | 0.10227 | [7 empty] | 0.2928 | [9 empty] | 0.028084 | [6 empty] | -0.10994 | [6 empty] | -0.7686 | 0.17595 |  | 6000
AEMO | S>>V_NIL_CGTX_MP2MA_R | SA | VS | 2016 ESOO | Summer_1617 to Summer_4950 | S>>V_NIL_CGTX_MP2MA : Out = Nil; avoid O/L MANNUM 132 kV Bus (5MAN132A) - MANNUM-ADELAIDE 132 kV Bus (2MAA132A) 132kV line 1 for loss of CH_GDN 275/132kV Transformer 1 | [208 empty] | -1 | -1 | [424 empty] | <= | 1867.2649 | -132.4301 | -70.3362 | 13.243 | 357.9877 | 2092.8224 | [11 empty] | -0.10994 | [62 empty] | 0.19327 | 0.15263 | -0.070111 | -0.070111 | -0.070111 | -0.070111 | -0.070111 | -0.070111 | -0.070111 | -0.070111 | -0.070111 | -0.070111 | -0.070111 | -0.070111 |  |  |  |  | -0.79307 | -0.79307 | [13 empty] | -0.071232 | [36 empty] | -0.10227 | [6 empty] | -0.20482 | 0.84179 | [26 empty] | 0.76961 | [38 empty] | -0.10227 | -0.10226 | [5 empty] | -0.11298 | [18 empty] | -0.070111 | -0.063925 | -0.078857 | [41 empty] | 0.84179 | 0.84179 | 0.84179 | [27 empty] | -0.3436 | -0.071232 | -0.084942 | -0.15706 | -0.11298 | -0.070111 | -0.11298 | -0.063925 | -0.051149 | 0.19327 | [15 empty] | -0.10227 | [17 empty] | -0.071232 | [40 empty] | -0.10227 | -0.10227 | [23 empty] | -0.10227 | -0.10227 | -0.10227 | -0.070111 | -0.10227 | -0.10227 | -0.10227 | -0.10227 | -0.10227 | -0.10227 | -0.10227 | -0.10227 | -0.10227 | -0.10227 | -0.10227 | -0.10227 | [25 empty] | -0.10226 | -0.10226 | -0.10226 |  |  |  | -0.0081215 | -0.0081215 | -0.0081215 | [29 empty] | 0.76961 | 0.76961 | 0.76961 | 0.76961 | [9 empty] | -0.084942 | -0.084942 | -0.24211 | 0.84179 | 0.84179 | 0.84179 | [100 empty] | -0.3569 |  | -0.10227 | -0.10227 | [7 empty] | -0.2928 | [9 empty] | -0.028084 | [6 empty] | 0.10994 | [6 empty] | 0.7686 | -0.17595 |  | 6000
AEMO | S>>V_NIL_CGTX_PAAC_R | SA | SV | 2016 ESOO | Summer_1617 to Summer_4950 | S>>V_NIL_CGTX_PAAC_R : Out = Nil; avoid O/L PARA 132 kV Bus (5PAR132A) - ANG_CK/MILLBR/NORTHF 132 kV Bus (5AMN132A) 132kV line 1 for loss of CH_GDN 275/132kV Transformer 1 | [208 empty] | -1 | -1 | [424 empty] | <= | 1867.2942 | -132.4322 | 367.4648 | 13.2432 | 374.8067 | 2109.6687 | [11 empty] | -0.26357 | [62 empty] | 0.19326 | 0.15262 | -0.07013 | -0.07013 | -0.07013 | -0.07013 | -0.07013 | -0.07013 | -0.07013 | -0.07013 | -0.07013 | -0.07013 | -0.07013 | -0.07013 |  |  |  |  | -0.7931 | -0.7931 | [13 empty] | -0.071251 | [36 empty] | -0.10228 | [6 empty] | -0.20483 | 0.84178 | [26 empty] | 0.76961 | [38 empty] | -0.10228 | -0.10228 | [5 empty] | -0.11299 | [18 empty] | -0.07013 | -0.063942 | -0.078878 | [41 empty] | 0.84178 | 0.84178 | 0.84178 | [27 empty] | -0.34363 | -0.071251 | -0.08496 | -0.15708 | -0.11299 | -0.07013 | -0.11299 | -0.063945 | -0.051162 | 0.19326 | [15 empty] | -0.10228 | [17 empty] | -0.071251 | [40 empty] | -0.10228 | -0.10228 | [23 empty] | -0.10228 | -0.10228 | -0.10228 | -0.07013 | -0.10228 | -0.10228 | -0.10228 | -0.10228 | -0.10228 | -0.10228 | -0.10228 | -0.10228 | -0.10228 | -0.10228 | -0.10228 | -0.10228 | [25 empty] | -0.10228 | -0.10228 | -0.10228 |  |  |  | -0.0081386 | -0.0081386 | -0.0081386 | [29 empty] | 0.76961 | 0.76961 | 0.76961 | 0.76961 | [9 empty] | -0.08496 | -0.08496 | -0.24212 | 0.84178 | 0.84178 | 0.84178 | [100 empty] | -0.35693 |  | -0.10228 | -0.10228 | [7 empty] | -0.29282 | [9 empty] | -0.028099 | [6 empty] | 0.26357 | [6 empty] | 0.76859 | -0.17597 |  | 6000
AEMO | S>>V_NIL_CGTX_PAAC | SA | VS | 2016 ESOO | Summer_1617 to Summer_4950 | S>>V_NIL_CGTX_PAAC_R : Out = Nil; avoid O/L PARA 132 kV Bus (5PAR132A) - ANG_CK/MILLBR/NORTHF 132 kV Bus (5AMN132A) 132kV line 1 for loss of CH_GDN 275/132kV Transformer 1 | [208 empty] | 1 | 1 | [424 empty] | <= | 1867.2942 | -132.4322 | -367.4648 | 13.2432 | -374.8067 | 1360.0553 | [11 empty] | 0.26357 | [62 empty] | -0.19326 | -0.15262 | 0.07013 | 0.07013 | 0.07013 | 0.07013 | 0.07013 | 0.07013 | 0.07013 | 0.07013 | 0.07013 | 0.07013 | 0.07013 | 0.07013 |  |  |  |  | 0.7931 | 0.7931 | [13 empty] | 0.071251 | [36 empty] | 0.10228 | [6 empty] | 0.20483 | -0.84178 | [26 empty] | -0.76961 | [38 empty] | 0.10228 | 0.10228 | [5 empty] | 0.11299 | [18 empty] | 0.07013 | 0.063942 | 0.078878 | [41 empty] | -0.84178 | -0.84178 | -0.84178 | [27 empty] | 0.34363 | 0.071251 | 0.08496 | 0.15708 | 0.11299 | 0.07013 | 0.11299 | 0.063945 | 0.051162 | -0.19326 | [15 empty] | 0.10228 | [17 empty] | 0.071251 | [40 empty] | 0.10228 | 0.10228 | [23 empty] | 0.10228 | 0.10228 | 0.10228 | 0.07013 | 0.10228 | 0.10228 | 0.10228 | 0.10228 | 0.10228 | 0.10228 | 0.10228 | 0.10228 | 0.10228 | 0.10228 | 0.10228 | 0.10228 | [25 empty] | 0.10228 | 0.10228 | 0.10228 |  |  |  | 0.0081386 | 0.0081386 | 0.0081386 | [29 empty] | -0.76961 | -0.76961 | -0.76961 | -0.76961 | [9 empty] | 0.08496 | 0.08496 | 0.24212 | -0.84178 | -0.84178 | -0.84178 | [100 empty] | 0.35693 |  | 0.10228 | 0.10228 | [7 empty] | 0.29282 | [9 empty] | 0.028099 | [6 empty] | -0.26357 | [6 empty] | -0.76859 | 0.17597 |  | 6000
AEMO | S>>V_NIL_DVBG_STBG | SA | SV | 2016 ESOO | Summer_1617 to Summer_4950 | S>>V_NIL_DVBG_STBG : Out = Nil; avoid O/L SNOWTOWN 132 kV Bus (5SNO132B) - BUNGAMA 132 kV Bus (5BUN132A) 132kV line 1 for loss of BUNGAMA 275 kV Bus (5BUN275A) - DAVENPORT 275 kV Bus (5DAV275E) 275kV line 1 | [83 empty] | -0.10233 | [73 empty] | -0.143 | [92 empty] | 0.08746 |  | -0.083066 |  | -0.143 |  | -0.143 | [194 empty] | -0.083066 | -0.083066 | 1 | [103 empty] | 0.12275 | [10 empty] | 0.69991 | [65 empty] | <= | 171.7672 | -16.3588 | 9.3009 | 1.6359 | -2.3887 | 153.0197 | [11 empty] | 0.005664 | [62 empty] | -0.004398 | -0.0017052 | -0.023332 | -0.023332 | -0.023332 | -0.023332 | -0.023332 | -0.023332 | -0.023332 | -0.023332 | -0.023332 | -0.023332 | -0.023332 | -0.023332 |  |  |  |  | -0.036992 | -0.036992 | [13 empty] | -0.023012 | [36 empty] | -0.014156 | [7 empty] | -0.0043047 | [26 empty] | -0.004214 | [38 empty] | -0.014156 | -0.014156 | [24 empty] | -0.023332 | -0.025098 | -0.020836 | [29 empty] | -0.004504 | -0.004504 | [10 empty] | -0.0043047 | -0.0043047 | -0.0043047 | [28 empty] | -0.023012 |  | 0.0071547 |  | -0.023332 |  | -0.025098 | -0.028744 | -0.004398 | [15 empty] | -0.014156 | [17 empty] | -0.023012 | [40 empty] | -0.014156 | -0.014156 | [23 empty] | -0.014156 | -0.014156 | -0.014156 | -0.023332 | -0.014156 | -0.014156 | -0.014156 | -0.014156 | -0.014156 | -0.014156 | -0.014156 | -0.014156 | -0.014156 | -0.014156 | -0.014156 | -0.014156 | [25 empty] | -0.014156 | -0.014156 | -0.014156 | [35 empty] | -0.004214 | -0.004214 | -0.004214 | -0.004214 | [12 empty] | -0.0043047 | -0.0043047 | -0.0043047 | [102 empty] | -0.014156 | -0.014156 | [24 empty] | -0.005664 | [6 empty] | -0.0042084 | -0.067115 |  | 6000
AEMO | S>>V_NIL_DVBG_STBG_R | SA | VS | 2016 ESOO | Summer_1617 to Summer_4950 | S>>V_NIL_DVBG_STBG : Out = Nil; avoid O/L SNOWTOWN 132 kV Bus (5SNO132B) - BUNGAMA 132 kV Bus (5BUN132A) 132kV line 1 for loss of BUNGAMA 275 kV Bus (5BUN275A) - DAVENPORT 275 kV Bus (5DAV275E) 275kV line 1 | [83 empty] | 0.10233 | [73 empty] | 0.143 | [92 empty] | -0.08746 |  | 0.083066 |  | 0.143 |  | 0.143 | [194 empty] | 0.083066 | 0.083066 | -1 | [103 empty] | -0.12275 | [10 empty] | -0.69991 | [65 empty] | <= | 171.7672 | -16.3588 | -9.3009 | 1.6359 | 2.3887 | 157.7971 | [11 empty] | -0.005664 | [62 empty] | 0.004398 | 0.0017052 | 0.023332 | 0.023332 | 0.023332 | 0.023332 | 0.023332 | 0.023332 | 0.023332 | 0.023332 | 0.023332 | 0.023332 | 0.023332 | 0.023332 |  |  |  |  | 0.036992 | 0.036992 | [13 empty] | 0.023012 | [36 empty] | 0.014156 | [7 empty] | 0.0043047 | [26 empty] | 0.004214 | [38 empty] | 0.014156 | 0.014156 | [24 empty] | 0.023332 | 0.025098 | 0.020836 | [29 empty] | 0.004504 | 0.004504 | [10 empty] | 0.0043047 | 0.0043047 | 0.0043047 | [28 empty] | 0.023012 |  | -0.0071547 |  | 0.023332 |  | 0.025098 | 0.028744 | 0.004398 | [15 empty] | 0.014156 | [17 empty] | 0.023012 | [40 empty] | 0.014156 | 0.014156 | [23 empty] | 0.014156 | 0.014156 | 0.014156 | 0.023332 | 0.014156 | 0.014156 | 0.014156 | 0.014156 | 0.014156 | 0.014156 | 0.014156 | 0.014156 | 0.014156 | 0.014156 | 0.014156 | 0.014156 | [25 empty] | 0.014156 | 0.014156 | 0.014156 | [35 empty] | 0.004214 | 0.004214 | 0.004214 | 0.004214 | [12 empty] | 0.0043047 | 0.0043047 | 0.0043047 | [102 empty] | 0.014156 | 0.014156 | [24 empty] | 0.005664 | [6 empty] | 0.0042084 | 0.067115 |  | 6000
AEMO | S>>V_NIL_NIL_HUWT | SA | SV | 2016 ESOO | Summer_1617 to Summer_4950 | S>>V_NIL_NIL_HUWT : Out = Nil; avoid O/L WATERLOO 132 kV Bus (5WAT132A) - HUMMOCKS 132 kV Bus (5HUM132A) 132kV line 1 during SYS NORM | [83 empty] | -0.094528 | [73 empty] | -0.083678 | [92 empty] | 0.094923 |  |  |  | -0.083678 |  | -0.083678 | [196 empty] | -0.66317 | [103 empty] | 0.13022 | [10 empty] | -1 | [65 empty] | <= | 186.8068 | -17.7911 | 26.6435 | 1.7791 | 0.3164 | 169.3321 | [11 empty] | -0.011975 | [62 empty] | -0.0024173 | -0.0010699 | 0.0042606 | 0.0042606 | 0.0042606 | 0.0042606 | 0.0042606 | 0.0042606 | 0.0042606 | 0.0042606 | 0.0042606 | 0.0042606 | 0.0042606 | 0.0042606 |  |  |  |  | -0.038268 | -0.038268 | [13 empty] | 0.0053723 | [36 empty] | 0.036199 | [7 empty] | -0.0029586 | [26 empty] | -0.0028495 | [38 empty] | 0.036199 | 0.036199 | [24 empty] | 0.0042606 | -0.0018862 | 0.012948 | [29 empty] | -0.0031976 | -0.0031976 | [10 empty] | -0.0029585 | -0.0029585 | -0.0029585 | [28 empty] | 0.0053723 | 0.048615 | 0.022137 |  | 0.0042606 |  | -0.0018862 | -0.01458 | -0.0024173 | [15 empty] | 0.036199 | [17 empty] | 0.0053724 | [40 empty] | 0.036199 | 0.036199 | [23 empty] | 0.036199 | 0.036199 | 0.036199 | 0.0042606 | 0.036199 | 0.036199 | 0.036199 | 0.036199 | 0.036199 | 0.036199 | 0.036199 | 0.036199 | 0.036199 | 0.036199 | 0.036199 | 0.036199 | [25 empty] | 0.036199 | 0.036199 | 0.036199 | [35 empty] | -0.0028495 | -0.0028495 | -0.0028495 | -0.0028495 | [9 empty] | 0.048615 | 0.048615 |  | -0.0029585 | -0.0029585 | -0.0029585 | [102 empty] | 0.036199 | 0.036199 | [24 empty] | 0.011975 | [6 empty] | -0.0028459 | -0.061781 |  | 6000
AEMO | S>>V_NIL_NIL_HUWT_R | SA | VS | 2016 ESOO | Summer_1617 to Summer_4950 | S>>V_NIL_NIL_HUWT : Out = Nil; avoid O/L WATERLOO 132 kV Bus (5WAT132A) - HUMMOCKS 132 kV Bus (5HUM132A) 132kV line 1 during SYS NORM | [83 empty] | 0.094528 | [73 empty] | 0.083678 | [92 empty] | -0.094923 |  |  |  | 0.083678 |  | 0.083678 | [196 empty] | 0.66317 | [103 empty] | -0.13022 | [10 empty] | 1 | [65 empty] | <= | 186.8068 | -17.7911 | -26.6435 | 1.7791 | -0.3164 | 168.6993 | [11 empty] | 0.011975 | [62 empty] | 0.0024173 | 0.0010699 | -0.0042606 | -0.0042606 | -0.0042606 | -0.0042606 | -0.0042606 | -0.0042606 | -0.0042606 | -0.0042606 | -0.0042606 | -0.0042606 | -0.0042606 | -0.0042606 |  |  |  |  | 0.038268 | 0.038268 | [13 empty] | -0.0053723 | [36 empty] | -0.036199 | [7 empty] | 0.0029586 | [26 empty] | 0.0028495 | [38 empty] | -0.036199 | -0.036199 | [24 empty] | -0.0042606 | 0.0018862 | -0.012948 | [29 empty] | 0.0031976 | 0.0031976 | [10 empty] | 0.0029585 | 0.0029585 | 0.0029585 | [28 empty] | -0.0053723 | -0.048615 | -0.022137 |  | -0.0042606 |  | 0.0018862 | 0.01458 | 0.0024173 | [15 empty] | -0.036199 | [17 empty] | -0.0053724 | [40 empty] | -0.036199 | -0.036199 | [23 empty] | -0.036199 | -0.036199 | -0.036199 | -0.0042606 | -0.036199 | -0.036199 | -0.036199 | -0.036199 | -0.036199 | -0.036199 | -0.036199 | -0.036199 | -0.036199 | -0.036199 | -0.036199 | -0.036199 | [25 empty] | -0.036199 | -0.036199 | -0.036199 | [35 empty] | 0.0028495 | 0.0028495 | 0.0028495 | 0.0028495 | [9 empty] | -0.048615 | -0.048615 |  | 0.0029585 | 0.0029585 | 0.0029585 | [102 empty] | -0.036199 | -0.036199 | [24 empty] | -0.011975 | [6 empty] | 0.0028459 | 0.061781 |  | 6000
AEMO | S>>V_NIL_NIL_MNWT | SA | SV | 2016 ESOO | Summer_1617 to Summer_4950 | S>>V_NIL_NIL_MNWT : Out = Nil; avoid O/L MINTARO 132 kV Bus (2MIN132A) - WATERLOO 132 kV Bus (5WAT132A) 132kV line 1 during SYS NORM |  |  |  |  | -0.14777 | [19 empty] | -0.076642 | -0.076642 | [57 empty] | 0.32922 | [73 empty] | 0.071497 | [92 empty] | 1 |  |  | 0.15972 | 0.071497 |  | 0.071497 | [300 empty] | -0.29982 | [10 empty] | -0.11351 | [65 empty] | <= | 281.4357 | -15.379 | 87.3362 | 1.5379 | 2.7135 | 268.7702 | [11 empty] | 0.0013785 | [62 empty] | 0.0068031 | 0.002825 | 0.0072298 | 0.0072298 | 0.0072298 | 0.0072298 | 0.0072298 | 0.0072298 | 0.0072298 | 0.0072298 | 0.0072298 | 0.0072298 | 0.0072298 | 0.0072298 | [19 empty] | 0.0051255 | [36 empty] | -0.05323 | [7 empty] | 0.0075254 | [26 empty] | 0.0072985 | [38 empty] | -0.05323 | -0.05323 | [24 empty] | 0.0072298 | 0.018866 | -0.009215 | [29 empty] | 0.0080238 | 0.0080238 | [10 empty] | 0.0075254 | 0.0075254 | 0.0075254 | [28 empty] | 0.0051255 | -0.041782 |  |  | 0.0072298 |  | 0.018866 | 0.042895 | 0.0068031 | [15 empty] | -0.05323 | [17 empty] | 0.0051251 | [40 empty] | -0.05323 | -0.05323 | [23 empty] | -0.05323 | -0.05323 | -0.05323 | 0.0072298 | -0.05323 | -0.05323 | -0.05323 | -0.05323 | -0.05323 | -0.05323 | -0.05323 | -0.05323 | -0.05323 | -0.05323 | -0.05323 | -0.05323 | [25 empty] | -0.05323 | -0.05323 | -0.05323 | [35 empty] | 0.0072985 | 0.0072985 | 0.0072985 | 0.0072985 | [9 empty] | -0.041782 | -0.041782 | 0.00085975 | 0.0075254 | 0.0075254 | 0.0075254 | [102 empty] | -0.05323 | -0.05323 | [24 empty] | -0.0013785 | [6 empty] | 0.0072889 |  |  | 6000
AEMO | S>>V_NIL_NIL_MNWT_R | SA | VS | 2016 ESOO | Summer_1617 to Summer_4950 | S>>V_NIL_NIL_MNWT : Out = Nil; avoid O/L MINTARO 132 kV Bus (2MIN132A) - WATERLOO 132 kV Bus (5WAT132A) 132kV line 1 during SYS NORM |  |  |  |  | 0.14777 | [19 empty] | 0.076642 | 0.076642 | [57 empty] | -0.32922 | [73 empty] | -0.071497 | [92 empty] | -1 |  |  | -0.15972 | -0.071497 |  | -0.071497 | [300 empty] | 0.29982 | [10 empty] | 0.11351 | [65 empty] | <= | 281.4357 | -15.379 | -87.3362 | 1.5379 | -2.7135 | 263.3431 | [11 empty] | -0.0013785 | [62 empty] | -0.0068031 | -0.002825 | -0.0072298 | -0.0072298 | -0.0072298 | -0.0072298 | -0.0072298 | -0.0072298 | -0.0072298 | -0.0072298 | -0.0072298 | -0.0072298 | -0.0072298 | -0.0072298 | [19 empty] | -0.0051255 | [36 empty] | 0.05323 | [7 empty] | -0.0075254 | [26 empty] | -0.0072985 | [38 empty] | 0.05323 | 0.05323 | [24 empty] | -0.0072298 | -0.018866 | 0.009215 | [29 empty] | -0.0080238 | -0.0080238 | [10 empty] | -0.0075254 | -0.0075254 | -0.0075254 | [28 empty] | -0.0051255 | 0.041782 |  |  | -0.0072298 |  | -0.018866 | -0.042895 | -0.0068031 | [15 empty] | 0.05323 | [17 empty] | -0.0051251 | [40 empty] | 0.05323 | 0.05323 | [23 empty] | 0.05323 | 0.05323 | 0.05323 | -0.0072298 | 0.05323 | 0.05323 | 0.05323 | 0.05323 | 0.05323 | 0.05323 | 0.05323 | 0.05323 | 0.05323 | 0.05323 | 0.05323 | 0.05323 | [25 empty] | 0.05323 | 0.05323 | 0.05323 | [35 empty] | -0.0072985 | -0.0072985 | -0.0072985 | -0.0072985 | [9 empty] | 0.041782 | 0.041782 | -0.00085975 | -0.0075254 | -0.0075254 | -0.0075254 | [102 empty] | 0.05323 | 0.05323 | [24 empty] | 0.0013785 | [6 empty] | -0.0072889 |  |  | 6000
AEMO | S>>V_NIL_NIL_MW4RB | SA | SV | 2016 ESOO | Summer_1617 to Summer_1718 | S>>V_NIL_NIL_MW4RB : Out = Nil; avoid O/L MWPS4 132 kV Bus (5M_P132A) - ROBERTSTOWN 132 kV Bus (5ROB132A) 132kV line 1 during SYS NORM |  |  |  |  | -0.58755 |  |  |  | -0.14783 | -0.14783 | -0.14783 | -0.14783 | -0.14783 | -0.14783 | -0.14783 | -0.14783 | -0.14783 | -0.14783 | -0.14783 | -0.14783 |  |  |  |  | 0.27314 | 0.27314 | [13 empty] | -0.14329 | [43 empty] | 0.3181 | [92 empty] | -0.14783 | -0.17296 | -0.11233 | [71 empty] | 0.7606 | -0.14329 |  | 0.13189 |  | -0.14783 |  | -0.17296 | -0.22484 | [34 empty] | -0.14329 | [68 empty] | -0.14783 | [90 empty] | 0.45186 | [103 empty] | 1 | [10 empty] | 0.60956 | [65 empty] | <= | 289.5415 | -21.1344 | 96.7588 | 2.1134 | 0.77417 | 269.1813 | [11 empty] | 0.0051333 | [62 empty] | 0.02932 | 0.0078289 | [68 empty] | 0.017291 | [7 empty] | 0.012634 | [26 empty] | 0.013632 | [38 empty] | 0.017291 | 0.01729 | [5 empty] | -0.065579 | [50 empty] | 0.010444 | 0.010444 | [10 empty] | 0.012634 | 0.012634 | 0.012634 | [29 empty] | -0.038994 |  | -0.065579 |  | -0.065579 |  |  | 0.02932 | [15 empty] | 0.017291 | [58 empty] | 0.017291 | 0.017291 | [23 empty] | 0.017291 | 0.017291 | 0.017291 |  | 0.017291 | 0.017291 | 0.017291 | 0.017291 | 0.017291 | 0.017291 | 0.017291 | 0.017291 | 0.017291 | 0.017291 | 0.017291 | 0.017291 | [25 empty] | 0.01729 | 0.01729 | 0.01729 | [35 empty] | 0.013632 | 0.013632 | 0.013632 | 0.013632 | [9 empty] | -0.038994 | -0.038994 |  | 0.012632 | 0.012632 | 0.012632 | [102 empty] | 0.017291 | 0.017291 | [17 empty] | -0.0014469 | [6 empty] | -0.0051333 | [6 empty] | 0.013614 |  |  | 6000
AEMO | S>>V_NIL_NIL_MW4RB_R | SA | VS | 2016 ESOO | Summer_1617 to Summer_1718 | S>>V_NIL_NIL_MW4RB : Out = Nil; avoid O/L MWPS4 132 kV Bus (5M_P132A) - ROBERTSTOWN 132 kV Bus (5ROB132A) 132kV line 1 during SYS NORM |  |  |  |  | 0.58755 |  |  |  | 0.14783 | 0.14783 | 0.14783 | 0.14783 | 0.14783 | 0.14783 | 0.14783 | 0.14783 | 0.14783 | 0.14783 | 0.14783 | 0.14783 |  |  |  |  | -0.27314 | -0.27314 | [13 empty] | 0.14329 | [43 empty] | -0.3181 | [92 empty] | 0.14783 | 0.17296 | 0.11233 | [71 empty] | -0.7606 | 0.14329 |  | -0.13189 |  | 0.14783 |  | 0.17296 | 0.22484 | [34 empty] | 0.14329 | [68 empty] | 0.14783 | [90 empty] | -0.45186 | [103 empty] | -1 | [10 empty] | -0.60956 | [65 empty] | <= | 289.5415 | -21.1344 | -96.7588 | 2.1134 | -0.77417 | 267.633 | [11 empty] | -0.0051333 | [62 empty] | -0.02932 | -0.0078289 | [68 empty] | -0.017291 | [7 empty] | -0.012634 | [26 empty] | -0.013632 | [38 empty] | -0.017291 | -0.01729 | [5 empty] | 0.065579 | [50 empty] | -0.010444 | -0.010444 | [10 empty] | -0.012634 | -0.012634 | -0.012634 | [29 empty] | 0.038994 |  | 0.065579 |  | 0.065579 |  |  | -0.02932 | [15 empty] | -0.017291 | [58 empty] | -0.017291 | -0.017291 | [23 empty] | -0.017291 | -0.017291 | -0.017291 |  | -0.017291 | -0.017291 | -0.017291 | -0.017291 | -0.017291 | -0.017291 | -0.017291 | -0.017291 | -0.017291 | -0.017291 | -0.017291 | -0.017291 | [25 empty] | -0.01729 | -0.01729 | -0.01729 | [35 empty] | -0.013632 | -0.013632 | -0.013632 | -0.013632 | [9 empty] | 0.038994 | 0.038994 |  | -0.012632 | -0.012632 | -0.012632 | [102 empty] | -0.017291 | -0.017291 | [17 empty] | 0.0014469 | [6 empty] | 0.0051333 | [6 empty] | -0.013614 |  |  | 6000
AEMO | S>>V_NIL_SETX_SETX | SA | SV | 2016 ESOO | Summer_1617 to Summer_4950 | S>>V_NIL_SETX_SETX : Out = Nil; avoid O/L S_EAST 275/132kV Transformer 1 for loss of S_EAST 275/132kV Transformer 2 | [84 empty] | -1 | [123 empty] | -0.89431 | -0.89431 | [10 empty] | -1 | [233 empty] | -1 | -1 | -1 | [177 empty] | <= | 240.7905 | -28.9412 | 45.2407 | 1.1576 | -28.7314 | 183.1179 | [11 empty] | -0.038886 | [62 empty] | -0.0013725 | [17 empty] | 0.0028032 | 0.0028032 | [85 empty] | -0.060886 | [138 empty] | 0.0010411 | [8 empty] | -0.0013725 | [178 empty] | -0.060886 | -0.060886 | -0.060886 | -0.060886 | [11 empty] | 0.00067252 | [103 empty] | 0.0010736 | [10 empty] | 0.00085542 | [16 empty] | 0.038886 | [6 empty] | -0.060806 |  |  | 6000
AEMO | V>>S_NIL_SETX_SETX | SA | VS | 2016 ESOO | Summer_1617 to Summer_4950 | S>>V_NIL_SETX_SETX : Out = Nil; avoid O/L S_EAST 275/132kV Transformer 1 for loss of S_EAST 275/132kV Transformer 2 | [84 empty] | 1 | [123 empty] | 0.89431 | 0.89431 | [10 empty] | 1 | [233 empty] | 1 | 1 | 1 | [177 empty] | <= | 240.7905 | -28.9412 | -45.2407 | 1.1576 | 28.7314 | 240.5808 | [11 empty] | 0.038886 | [62 empty] | 0.0013725 | [17 empty] | -0.0028032 | -0.0028032 | [85 empty] | 0.060886 | [138 empty] | -0.0010411 | [8 empty] | 0.0013725 | [178 empty] | 0.060886 | 0.060886 | 0.060886 | 0.060886 | [11 empty] | -0.00067252 | [103 empty] | -0.0010736 | [10 empty] | -0.00085542 | [16 empty] | -0.038886 | [6 empty] | 0.060806 |  |  | 6000
AEMO | S>>V_NIL_WTTP_WEMW4 | SA | SV | 2016 ESOO | Summer_1617 to Summer_4950 | S>>V_NIL_WTTP_WEMW4 : Out = Nil; avoid O/L WATERLOO 132 kV Bus (5WAT132A) - WATERLOO 132 kV Bus (5WTR132A) 132kV line 1 for loss of TEMPLERS 132 kV Bus (5TEM132A) - WATERLOO 132 kV Bus (5WAT132A) 132kV line 1 |  |  |  |  | -0.38621 | [78 empty] | 0.43877 | [73 empty] | 0.13541 | [19 empty] | -0.084239 | [72 empty] | 1 |  | 0.079214 | 0.18837 | 0.13541 |  | 0.13541 | -0.084239 | -0.13145 | [192 empty] | 0.079214 | 0.079214 | 0.61466 | [103 empty] | -0.75558 | [10 empty] | 0.81302 | [65 empty] | <= | 275.1588 | -20.0846 | 77.8127 | 2.0085 | 2.4827 | 257.5569 | [11 empty] | 0.011354 | [62 empty] | 0.018401 | 0.0059587 | 0.061378 | 0.061378 | 0.061378 | 0.061378 | 0.061378 | 0.061378 | 0.061378 | 0.061378 | 0.061378 | 0.061378 | 0.061378 | 0.061378 |  |  |  |  | -0.024974 | -0.024974 | [13 empty] | 0.057241 | [36 empty] | -0.057414 | [7 empty] | 0.012682 | [26 empty] | 0.012835 | [38 empty] | -0.057414 | -0.057414 | [24 empty] | 0.061378 |  | 0.029067 | [29 empty] | 0.01235 | 0.01235 | [10 empty] | 0.012682 | 0.012682 | 0.012682 | [28 empty] | 0.057241 |  |  |  | 0.061378 |  |  |  | 0.018401 | [15 empty] | -0.057416 | [17 empty] | 0.057241 | [40 empty] | -0.057416 | -0.057416 | [23 empty] | -0.057416 | -0.057416 | -0.057416 | 0.061378 | -0.057416 | -0.057416 | -0.057416 | -0.057416 | -0.057416 | -0.057416 | -0.057416 | -0.057416 | -0.057416 | -0.057416 | -0.057416 | -0.057416 | [25 empty] | -0.057414 | -0.057414 | -0.057414 | [35 empty] | 0.012835 | 0.012835 | 0.012835 | 0.012835 | [12 empty] | 0.012682 | 0.012682 | 0.012682 | [102 empty] | -0.057414 | -0.057416 | [17 empty] | -0.0011008 | [6 empty] | -0.011354 | [6 empty] | 0.012817 |  |  | 6000
AEMO | S>>V_NIL_WTTP_WEMW4_R | SA | VS | 2016 ESOO | Summer_1617 to Summer_4950 | S>>V_NIL_WTTP_WEMW4 : Out = Nil; avoid O/L WATERLOO 132 kV Bus (5WAT132A) - WATERLOO 132 kV Bus (5WTR132A) 132kV line 1 for loss of TEMPLERS 132 kV Bus (5TEM132A) - WATERLOO 132 kV Bus (5WAT132A) 132kV line 1 |  |  |  |  | 0.38621 | [78 empty] | -0.43877 | [73 empty] | -0.13541 | [19 empty] | 0.084239 | [72 empty] | -1 |  | -0.079214 | -0.18837 | -0.13541 |  | -0.13541 | 0.084239 | 0.13145 | [192 empty] | -0.079214 | -0.079214 | -0.61466 | [103 empty] | 0.75558 | [10 empty] | -0.81302 | [65 empty] | <= | 275.1588 | -20.0846 | -77.8127 | 2.0085 | -2.4827 | 252.5915 | [11 empty] | -0.011354 | [62 empty] | -0.018401 | -0.0059587 | -0.061378 | -0.061378 | -0.061378 | -0.061378 | -0.061378 | -0.061378 | -0.061378 | -0.061378 | -0.061378 | -0.061378 | -0.061378 | -0.061378 |  |  |  |  | 0.024974 | 0.024974 | [13 empty] | -0.057241 | [36 empty] | 0.057414 | [7 empty] | -0.012682 | [26 empty] | -0.012835 | [38 empty] | 0.057414 | 0.057414 | [24 empty] | -0.061378 |  | -0.029067 | [29 empty] | -0.01235 | -0.01235 | [10 empty] | -0.012682 | -0.012682 | -0.012682 | [28 empty] | -0.057241 |  |  |  | -0.061378 |  |  |  | -0.018401 | [15 empty] | 0.057416 | [17 empty] | -0.057241 | [40 empty] | 0.057416 | 0.057416 | [23 empty] | 0.057416 | 0.057416 | 0.057416 | -0.061378 | 0.057416 | 0.057416 | 0.057416 | 0.057416 | 0.057416 | 0.057416 | 0.057416 | 0.057416 | 0.057416 | 0.057416 | 0.057416 | 0.057416 | [25 empty] | 0.057414 | 0.057414 | 0.057414 | [35 empty] | -0.012835 | -0.012835 | -0.012835 | -0.012835 | [12 empty] | -0.012682 | -0.012682 | -0.012682 | [102 empty] | 0.057414 | 0.057416 | [17 empty] | 0.0011008 | [6 empty] | 0.011354 | [6 empty] | -0.012817 |  |  | 6000
AEMO | S>NIL_BRTW_MNWT | SA | SV | 2016 ESOO | Summer_1617 to Summer_4950 | S>NIL_BRTW_MNWT : Out = Nil; avoid O/L MINTARO 132 kV Bus (2MIN132A) - WATERLOO 132 kV Bus (5WAT132A) 132kV line 1 for loss of TEMPLERS 275 kV Bus (5TMP275B) - BRINKWORTH 275 kV Bus (5BRK275A) 275kV line 1 |  |  |  |  | -0.09084 | [19 empty] | -0.070246 | -0.070246 | [50 empty] | 0.13568 | [6 empty] | 0.41948 | [66 empty] | 0.13568 | 0.13568 | [5 empty] | 0.1354 | [20 empty] | 0.072843 | [71 empty] | 1 |  | 0.078537 | 0.33673 | 0.1354 |  | 0.1354 | [18 empty] | 0.13568 | [58 empty] | 0.13568 | 0.13568 | [23 empty] | 0.13568 | 0.13568 | 0.13568 |  | 0.13568 | 0.13568 | 0.13568 | 0.13568 | 0.13568 | 0.13568 | 0.13568 | 0.13568 | 0.13568 | 0.13568 | 0.13568 | 0.13568 | [25 empty] | 0.13568 | 0.13568 | 0.13568 | [48 empty] | 0.078537 | 0.078537 | 0.078013 | [103 empty] | -0.2203 |  | 0.13568 | 0.13568 | [73 empty] | <= | 259.7444 | -14.1937 | 52.8116 | 1.4194 | 0.026917 | 245.5776 | [11 empty] | 0.017976 | [62 empty] | 0.00086649 | 0.00077471 | -0.049365 | -0.049365 | -0.049365 | -0.049365 | -0.049365 | -0.049365 | -0.049365 | -0.049365 | -0.049365 | -0.049365 | -0.049365 | -0.049365 | [19 empty] | -0.05237 | [44 empty] | 0.0027979 | [26 empty] | 0.0025857 | [64 empty] | -0.049365 | -0.032752 | [30 empty] | 0.0032636 | 0.0032636 | [10 empty] | 0.0027979 | 0.0027979 | 0.0027979 | [28 empty] | -0.05237 |  |  |  | -0.049365 |  | -0.032752 | 0.0015537 | 0.00086649 | [33 empty] | -0.05237 | [68 empty] | -0.049365 | [75 empty] | 0.0025857 | 0.0025857 | 0.0025857 | 0.0025857 | [12 empty] | 0.0027983 | 0.0027983 | 0.0027983 | [111 empty] | 0.033036 | [16 empty] | -0.017976 | [6 empty] | 0.0025821 |  |  | 6000
AEMO | S>NIL_BRTW_MNWT_R | SA | VS | 2016 ESOO | Summer_1617 to Summer_4950 | S>NIL_BRTW_MNWT : Out = Nil; avoid O/L MINTARO 132 kV Bus (2MIN132A) - WATERLOO 132 kV Bus (5WAT132A) 132kV line 1 for loss of TEMPLERS 275 kV Bus (5TMP275B) - BRINKWORTH 275 kV Bus (5BRK275A) 275kV line 1 |  |  |  |  | 0.09084 | [19 empty] | 0.070246 | 0.070246 | [50 empty] | -0.13568 | [6 empty] | -0.41948 | [66 empty] | -0.13568 | -0.13568 | [5 empty] | -0.1354 | [20 empty] | -0.072843 | [71 empty] | -1 |  | -0.078537 | -0.33673 | -0.1354 |  | -0.1354 | [18 empty] | -0.13568 | [58 empty] | -0.13568 | -0.13568 | [23 empty] | -0.13568 | -0.13568 | -0.13568 |  | -0.13568 | -0.13568 | -0.13568 | -0.13568 | -0.13568 | -0.13568 | -0.13568 | -0.13568 | -0.13568 | -0.13568 | -0.13568 | -0.13568 | [25 empty] | -0.13568 | -0.13568 | -0.13568 | [48 empty] | -0.078537 | -0.078537 | -0.078013 | [103 empty] | 0.2203 |  | -0.13568 | -0.13568 | [73 empty] | <= | 259.7444 | -14.1937 | -52.8116 | 1.4194 | -0.026917 | 245.5238 | [11 empty] | -0.017976 | [62 empty] | -0.00086649 | -0.00077471 | 0.049365 | 0.049365 | 0.049365 | 0.049365 | 0.049365 | 0.049365 | 0.049365 | 0.049365 | 0.049365 | 0.049365 | 0.049365 | 0.049365 | [19 empty] | 0.05237 | [44 empty] | -0.0027979 | [26 empty] | -0.0025857 | [64 empty] | 0.049365 | 0.032752 | [30 empty] | -0.0032636 | -0.0032636 | [10 empty] | -0.0027979 | -0.0027979 | -0.0027979 | [28 empty] | 0.05237 |  |  |  | 0.049365 |  | 0.032752 | -0.0015537 | -0.00086649 | [33 empty] | 0.05237 | [68 empty] | 0.049365 | [75 empty] | -0.0025857 | -0.0025857 | -0.0025857 | -0.0025857 | [12 empty] | -0.0027983 | -0.0027983 | -0.0027983 | [111 empty] | -0.033036 | [16 empty] | 0.017976 | [6 empty] | -0.0025821 |  |  | 6000
AEMO | S>NIL_DVBG_BRTW | SA | SV | 2016 ESOO | Summer_1617 to Summer_4950 | S>NIL_DVBG_BRTW : Out = Nil; avoid O/L TEMPLERS 275 kV Bus (5TMP275B) - BRINKWORTH 275 kV Bus (5BRK275A) 275kV line 1 for loss of BUNGAMA 275 kV Bus (5BUN275A) - DAVENPORT 275 kV Bus (5DAV275E) 275kV line 1 |  |  |  |  | -0.25494 |  |  |  | -0.34312 | -0.34312 | -0.34312 | -0.34312 | -0.34312 | -0.34312 | -0.34312 | -0.34312 | -0.34312 | -0.34312 | -0.34312 | -0.34312 | [19 empty] | -0.35 | [36 empty] | -0.54079 | [6 empty] | -0.56339 | [66 empty] | -0.54079 | -0.54079 | [5 empty] | -0.22348 | [18 empty] | -0.34312 | -0.30508 | -0.39689 | [71 empty] | -0.39662 | -0.35 | -0.12806 | -1 | -0.22348 | -0.34312 | -0.22348 | -0.30508 | -0.22652 | [16 empty] | -0.54079 | [17 empty] | -0.35 | [40 empty] | -0.54079 | -0.54079 | [23 empty] | -0.54079 | -0.54079 | -0.54079 | -0.34312 | -0.54079 | -0.54079 | -0.54079 | -0.54079 | -0.54079 | -0.54079 | -0.54079 | -0.54079 | -0.54079 | -0.54079 | -0.54079 | -0.54079 | [25 empty] | -0.54079 | -0.54079 | -0.54079 | [48 empty] | -0.12806 | -0.12806 | -0.35247 | [103 empty] | -0.29615 |  | -0.54079 | -0.54079 | [7 empty] | -0.33549 | [65 empty] | <= | 813.7531 | -44.4188 | 168.9743 | 1.7768 | 8.7953 | 778.1295 | [11 empty] | -0.096639 | [62 empty] | 0.032216 | 0.010877 | [16 empty] | 0.0061571 | 0.0061571 | [58 empty] | 0.024521 | [26 empty] | 0.024554 | [96 empty] | 0.024451 | 0.024451 | [10 empty] | 0.024522 | 0.024522 | 0.024522 | [36 empty] | 0.032216 | [178 empty] | 0.024554 | 0.024554 | 0.024554 | 0.024554 | [12 empty] | 0.024521 | 0.024521 | 0.024521 | [121 empty] | -0.0020502 | [6 empty] | 0.096639 | [6 empty] | 0.024522 |  |  | 6000
AEMO | S>NIL_DVBG_BRTW_R | SA | VS | 2016 ESOO | Summer_1617 to Summer_4950 | S>NIL_DVBG_BRTW : Out = Nil; avoid O/L TEMPLERS 275 kV Bus (5TMP275B) - BRINKWORTH 275 kV Bus (5BRK275A) 275kV line 1 for loss of BUNGAMA 275 kV Bus (5BUN275A) - DAVENPORT 275 kV Bus (5DAV275E) 275kV line 1 |  |  |  |  | 0.25494 |  |  |  | 0.34312 | 0.34312 | 0.34312 | 0.34312 | 0.34312 | 0.34312 | 0.34312 | 0.34312 | 0.34312 | 0.34312 | 0.34312 | 0.34312 | [19 empty] | 0.35 | [36 empty] | 0.54079 | [6 empty] | 0.56339 | [66 empty] | 0.54079 | 0.54079 | [5 empty] | 0.22348 | [18 empty] | 0.34312 | 0.30508 | 0.39689 | [71 empty] | 0.39662 | 0.35 | 0.12806 | 1 | 0.22348 | 0.34312 | 0.22348 | 0.30508 | 0.22652 | [16 empty] | 0.54079 | [17 empty] | 0.35 | [40 empty] | 0.54079 | 0.54079 | [23 empty] | 0.54079 | 0.54079 | 0.54079 | 0.34312 | 0.54079 | 0.54079 | 0.54079 | 0.54079 | 0.54079 | 0.54079 | 0.54079 | 0.54079 | 0.54079 | 0.54079 | 0.54079 | 0.54079 | [25 empty] | 0.54079 | 0.54079 | 0.54079 | [48 empty] | 0.12806 | 0.12806 | 0.35247 | [103 empty] | 0.29615 |  | 0.54079 | 0.54079 | [7 empty] | 0.33549 | [65 empty] | <= | 813.7531 | -44.4188 | -168.9743 | 1.7768 | -8.7953 | 760.5389 | [11 empty] | 0.096639 | [62 empty] | -0.032216 | -0.010877 | [16 empty] | -0.0061571 | -0.0061571 | [58 empty] | -0.024521 | [26 empty] | -0.024554 | [96 empty] | -0.024451 | -0.024451 | [10 empty] | -0.024522 | -0.024522 | -0.024522 | [36 empty] | -0.032216 | [178 empty] | -0.024554 | -0.024554 | -0.024554 | -0.024554 | [12 empty] | -0.024521 | -0.024521 | -0.024521 | [121 empty] | 0.0020502 | [6 empty] | -0.096639 | [6 empty] | -0.024522 |  |  | 6000
AEMO | S>NIL_HUWT_STBG | SA | SS | 2016 ESOO | Summer_1617 to Summer_4950 | S>NIL_HUWT_STBG : Out = Nil; avoid O/L BUNGAMA 132 kV Bus (5BUN132A) - SNOWTOWN 132 kV Bus (5SNO132B) 132kV line 1 for loss of WATERLOO 132 kV Bus (5WAT132A) - HUMMOCKS 132 kV Bus (5HUM132A) 132kV line 1 | [453 empty] | -1 | [114 empty] | -1 | [65 empty] | <= | 105.0002 | -10 | 3.5786 | 1 | 0.62099 | 95.6211 | [11 empty] | -0.0069346 | [641 empty] | 0.0069346 | [9 empty] | 6000
AEMO | S>NIL_HUWT_STBG_R | SA | SS | 2016 ESOO | Summer_1617 to Summer_4950 | S>NIL_HUWT_STBG : Out = Nil; avoid O/L BUNGAMA 132 kV Bus (5BUN132A) - SNOWTOWN 132 kV Bus (5SNO132B) 132kV line 1 for loss of WATERLOO 132 kV Bus (5WAT132A) - HUMMOCKS 132 kV Bus (5HUM132A) 132kV line 1 | [453 empty] | 1 | [114 empty] | 0 | [65 empty] | <= | 105.0002 | -10 | -3.5786 | 1 | -0.62099 | row_0 = 94.3791631190396; row_1 = 0.00693460002169482 * (('Load\SA1'.'Load' in MW) - ('Connection Point\PV SA'.'Energy generation target' in MW)); row_2 = -1 * ('Connection Point\2014 ESOO\WPWF'.'Energy generation target' in MW) * nunitstep('Plant\Wind\SA\WPWF'.'Generation as generated' in MW, 60); =row_0+row_1+row_2; | [653 empty] | 0 | [9 empty] | 6000
AEMO | S>NIL_NIL_STST-T | SA | SS | 2016 ESOO | Summer_1617 to Summer_4950 | S>NIL_NIL_STST-T : Out = Nil; avoid O/L S_TOWN 33/132kV Transformer 1 during SYS NORM | [453 empty] | 1 | [180 empty] | <= | 125.0002 | -10 | 8.5093 | 1 | 0.0055119 | 115.0057 | [11 empty] | -2.6438e-07 | [641 empty] | 2.6438e-07 | [9 empty] | 6000
AEMO | S>NIL_NIL_STST-T_R | SA | SS | 2016 ESOO | Summer_1617 to Summer_4950 | S>NIL_NIL_STST-T : Out = Nil; avoid O/L S_TOWN 33/132kV Transformer 1 during SYS NORM | [453 empty] | -1 | [180 empty] | <= | 125.0002 | -10 | -8.5093 | 1 | -0.0055119 | 114.9946 | [11 empty] | 2.6438e-07 | [641 empty] | -2.6438e-07 | [9 empty] | 6000
AEMO | S>NIL_WERB_WEWT | SA | SS | 2016 ESOO | Summer_1617 to Summer_4950 | S>NIL_WERB_WEWT : Out = Nil; avoid O/L WATERLOO 132 kV Bus (5WTR132A) - WATERLOO 132 kV Bus (5WAT132A) 132kV line 1 for loss of MWPS4 132 kV Bus (5M_P132A) - ROBERTSTOWN 132 kV Bus (5ROB132A) 132kV line 1 | [557 empty] | 1 | [76 empty] | <= | 137.0001 | -10 | 9.5427 | 1 | 0.0033463 | 127.0035 | [653 empty] | 0 | [9 empty] | 6000
AEMO | S>NIL_WERB_WEWT_R | SA | SS | 2016 ESOO | Summer_1617 to Summer_4950 | S>NIL_WERB_WEWT : Out = Nil; avoid O/L WATERLOO 132 kV Bus (5WTR132A) - WATERLOO 132 kV Bus (5WAT132A) 132kV line 1 for loss of MWPS4 132 kV Bus (5M_P132A) - ROBERTSTOWN 132 kV Bus (5ROB132A) 132kV line 1 | [557 empty] | -1 | [76 empty] | <= | 137.0001 | -10 | -9.5427 | 1 | -0.0033463 | 126.9968 | [653 empty] | 0 | [9 empty] | 6000
AEMO | S>V_NIL_NIL_RBNW | SA | SV | 2016 ESOO | Summer_1617 to Summer_4950 | S>V_NIL_NIL_RBNW : Out = Nil; avoid O/L ROBERTSTOWN 132 kV Bus (5ROB132A) - NORTH 132 kV Bus (5NWB132A) 132kV line 1 during SYS NORM |  |  |  |  | -1 | [629 empty] | <= | 291.9459 | -20.7054 | 182.0339 | 2.0705 | -7.8163 | 263.4242 | [11 empty] | -0.033626 | [641 empty] | 0.033626 | [9 empty] | 6000
AEMO | S>V_NIL_NIL_RBNW_R | SA | VS | 2016 ESOO | Summer_1617 to Summer_4950 | S>V_NIL_NIL_RBNW : Out = Nil; avoid O/L ROBERTSTOWN 132 kV Bus (5ROB132A) - NORTH 132 kV Bus (5NWB132A) 132kV line 1 during SYS NORM |  |  |  |  | 1 | [629 empty] | <= | 291.9459 | -20.7054 | -182.0339 | 2.0705 | 7.8163 | 279.0568 | [11 empty] | 0.033626 | [641 empty] | -0.033626 | [9 empty] | 6000
AEMO | V>>S_NIL_DVBG_DVBR_R | SA | VS | 2016 ESOO | Summer_1617 to Summer_4950 | V>>S_NIL_DVBG_DVBR_R : Out = Nil; avoid O/L BRINKWORTH 275 kV Bus (5BRK275A) - DAVENPORT 275 kV Bus (5DAV275E) 275kV line 1 for loss of BUNGAMA 275 kV Bus (5BUN275A) - DAVENPORT 275 kV Bus (5DAV275E) 275kV line 1 |  |  |  |  | -0.19948 |  |  |  | -0.57003 | -0.57003 | -0.57003 | -0.57003 | -0.57003 | -0.57003 | -0.57003 | -0.57003 | -0.57003 | -0.57003 | -0.57003 | -0.57003 | [19 empty] | -0.585 | [36 empty] | -1 | [6 empty] | 0.29263 | [66 empty] | -1 | -1 | [5 empty] | 0.10852 | [18 empty] | -0.57003 | -0.48728 | -0.68698 | [71 empty] | 0.092316 | -0.585 |  | 0.62827 | 0.10852 | -0.57003 | 0.10852 | -0.48728 | -0.3164 | [16 empty] | -1 | [17 empty] | -0.585 | [40 empty] | -1 | -1 | [23 empty] | -1 | -1 | -1 | -0.57003 | -1 | -1 | -1 | -1 | -1 | -1 | -1 | -1 | -1 | -1 | -1 | -1 | [25 empty] | -1 | -1 | -1 | [50 empty] | 0.12199 | [105 empty] | -1 | -1 | [7 empty] | 0.079716 | [65 empty] | <= | 1203.2156 | -65.6777 | 263.116 | 2.6271 | 9.7808 | 1147.3187 | [11 empty] | -0.12633 | [62 empty] | 0.044183 | 0.014248 | [16 empty] | -0.065375 | -0.065375 | [58 empty] | 0.03056 | [26 empty] | 0.030911 | [96 empty] | 0.02979 | 0.02979 | [10 empty] | 0.030559 | 0.030559 | 0.030559 | [29 empty] | -0.064756 | [6 empty] | 0.044183 | [178 empty] | 0.030911 | 0.030911 | 0.030911 | 0.030911 | [9 empty] | -0.064756 | -0.064756 |  | 0.030559 | 0.030559 | 0.030559 | [100 empty] | 0.029953 | [20 empty] | -0.0027578 | [6 empty] | 0.12633 | [6 empty] | 0.03087 |  |  | 6000
AEMO | V>>S_NIL_DVBG_DVBR | SA | SV | 2016 ESOO | Summer_1617 to Summer_4950 | V>>S_NIL_DVBG_DVBR_R : Out = Nil; avoid O/L BRINKWORTH 275 kV Bus (5BRK275A) - DAVENPORT 275 kV Bus (5DAV275E) 275kV line 1 for loss of BUNGAMA 275 kV Bus (5BUN275A) - DAVENPORT 275 kV Bus (5DAV275E) 275kV line 1 |  |  |  |  | 0.19948 |  |  |  | 0.57003 | 0.57003 | 0.57003 | 0.57003 | 0.57003 | 0.57003 | 0.57003 | 0.57003 | 0.57003 | 0.57003 | 0.57003 | 0.57003 | [19 empty] | 0.585 | [36 empty] | 1 | [6 empty] | -0.29263 | [66 empty] | 1 | 1 | [5 empty] | -0.10852 | [18 empty] | 0.57003 | 0.48728 | 0.68698 | [71 empty] | -0.092316 | 0.585 |  | -0.62827 | -0.10852 | 0.57003 | -0.10852 | 0.48728 | 0.3164 | [16 empty] | 1 | [17 empty] | 0.585 | [40 empty] | 1 | 1 | [23 empty] | 1 | 1 | 1 | 0.57003 | 1 | 1 | 1 | 1 | 1 | 1 | 1 | 1 | 1 | 1 | 1 | 1 | [25 empty] | 1 | 1 | 1 | [50 empty] | -0.12199 | [105 empty] | 1 | 1 | [7 empty] | -0.079716 | [65 empty] | <= | 1203.2156 | -65.6777 | -263.116 | 2.6271 | -9.7808 | 1127.7571 | [11 empty] | 0.12633 | [62 empty] | -0.044183 | -0.014248 | [16 empty] | 0.065375 | 0.065375 | [58 empty] | -0.03056 | [26 empty] | -0.030911 | [96 empty] | -0.02979 | -0.02979 | [10 empty] | -0.030559 | -0.030559 | -0.030559 | [29 empty] | 0.064756 | [6 empty] | -0.044183 | [178 empty] | -0.030911 | -0.030911 | -0.030911 | -0.030911 | [9 empty] | 0.064756 | 0.064756 |  | -0.030559 | -0.030559 | -0.030559 | [100 empty] | -0.029953 | [20 empty] | 0.0027578 | [6 empty] | -0.12633 | [6 empty] | -0.03087 |  |  | 6000
AEMO | S>>NIL_BGBW_BRTW | SA | SV | 2016 ESOO | Summer_1617 to Summer_4950 | S>>NIL_BGBW_BRTW : Out = Nil; avoid O/L TEMPLERS 275 kV Bus (5TMP275B) - BRINKWORTH 275 kV Bus (5BRK275A) 275kV line 1 for loss of BLYTH 275 kV Bus (5BLY275A) - BUNGAMA 275 kV Bus (5BUN275A) 275kV line 1 |  |  |  |  | -0.28622 |  |  |  | -0.36302 | -0.36302 | -0.36302 | -0.36302 | -0.36302 | -0.36302 | -0.36302 | -0.36302 | -0.36302 | -0.36302 | -0.36302 | -0.36302 | [19 empty] | -0.37003 | [36 empty] | -0.56461 | [6 empty] | -0.69365 | [66 empty] | -0.56462 | -0.56462 | [5 empty] | -0.58235 | [18 empty] | -0.36302 | -0.32422 | -0.41785 | [71 empty] | -0.45779 | -0.37003 |  | -1 | -0.58235 | -0.36302 | -0.58235 | -0.32422 | -0.24409 | [16 empty] | -0.56462 | [17 empty] | -0.37003 | [40 empty] | -0.56462 | -0.56462 | [23 empty] | -0.56462 | -0.56462 | -0.56462 | -0.36302 | -0.56462 | -0.56462 | -0.56462 | -0.56462 | -0.56462 | -0.56462 | -0.56462 | -0.56462 | -0.56462 | -0.56462 | -0.56462 | -0.56462 | [25 empty] | -0.56462 | -0.56462 | -0.56462 | [50 empty] | -0.53163 | [103 empty] | -0.34729 |  | -0.56462 | -0.56462 | [7 empty] | -0.47157 | [65 empty] | <= | 764.8482 | -41.7494 | 195.2185 | 1.67 | 8.9293 | 732.0282 | [11 empty] | -0.10928 | [62 empty] | 0.034913 | 0.011915 | [16 empty] | 0.032656 | 0.032656 | [58 empty] | 0.027088 | [26 empty] | 0.027072 | [96 empty] | 0.027122 | 0.027122 | [10 empty] | 0.027088 | 0.027088 | 0.027088 | [29 empty] | -0.0036917 | [6 empty] | 0.034913 | [178 empty] | 0.027072 | 0.027072 | 0.027072 | 0.027072 | [9 empty] | -0.0036917 | -0.0036917 |  | 0.027088 | 0.027088 | 0.027088 | [121 empty] | -0.0022586 | [6 empty] | 0.10928 | [6 empty] | 0.027036 |  |  | 6000
AEMO | S>>NIL_BGBW_BRTW_R | SA | VS | 2016 ESOO | Summer_1617 to Summer_4950 | S>>NIL_BGBW_BRTW : Out = Nil; avoid O/L TEMPLERS 275 kV Bus (5TMP275B) - BRINKWORTH 275 kV Bus (5BRK275A) 275kV line 1 for loss of BLYTH 275 kV Bus (5BLY275A) - BUNGAMA 275 kV Bus (5BUN275A) 275kV line 1 |  |  |  |  | 0.28622 |  |  |  | 0.36302 | 0.36302 | 0.36302 | 0.36302 | 0.36302 | 0.36302 | 0.36302 | 0.36302 | 0.36302 | 0.36302 | 0.36302 | 0.36302 | [19 empty] | 0.37003 | [36 empty] | 0.56461 | [6 empty] | 0.69365 | [66 empty] | 0.56462 | 0.56462 | [5 empty] | 0.58235 | [18 empty] | 0.36302 | 0.32422 | 0.41785 | [71 empty] | 0.45779 | 0.37003 |  | 1 | 0.58235 | 0.36302 | 0.58235 | 0.32422 | 0.24409 | [16 empty] | 0.56462 | [17 empty] | 0.37003 | [40 empty] | 0.56462 | 0.56462 | [23 empty] | 0.56462 | 0.56462 | 0.56462 | 0.36302 | 0.56462 | 0.56462 | 0.56462 | 0.56462 | 0.56462 | 0.56462 | 0.56462 | 0.56462 | 0.56462 | 0.56462 | 0.56462 | 0.56462 | [25 empty] | 0.56462 | 0.56462 | 0.56462 | [50 empty] | 0.53163 | [103 empty] | 0.34729 |  | 0.56462 | 0.56462 | [7 empty] | 0.47157 | [65 empty] | <= | 764.8482 | -41.7494 | -195.2185 | 1.67 | -8.9293 | 714.1695 | [11 empty] | 0.10928 | [62 empty] | -0.034913 | -0.011915 | [16 empty] | -0.032656 | -0.032656 | [58 empty] | -0.027088 | [26 empty] | -0.027072 | [96 empty] | -0.027122 | -0.027122 | [10 empty] | -0.027088 | -0.027088 | -0.027088 | [29 empty] | 0.0036917 | [6 empty] | -0.034913 | [178 empty] | -0.027072 | -0.027072 | -0.027072 | -0.027072 | [9 empty] | 0.0036917 | 0.0036917 |  | -0.027088 | -0.027088 | -0.027088 | [121 empty] | 0.0022586 | [6 empty] | -0.10928 | [6 empty] | -0.027036 |  |  | 6000
AEMO | S>>NIL_BRTW_WEP4 | SA | SV | 2016 ESOO | Summer_1617 to Summer_1718 | S>>NIL_BRTW_WEP4 : Out = Nil; avoid O/L WATERLOO 132 kV Bus (5WTR132A) - MWPS4 132 kV Bus (5M_P132A) 132kV line 1 for loss of TEMPLERS 275 kV Bus (5TMP275B) - BRINKWORTH 275 kV Bus (5BRK275A) 275kV line 1 |  |  |  |  | -0.54126 |  |  |  | -0.10996 | -0.10996 | -0.10996 | -0.10996 | -0.10996 | -0.10996 | -0.10996 | -0.10996 | -0.10996 | -0.10996 | -0.10996 | -0.10996 |  |  |  |  | 0.26436 | 0.26436 | [13 empty] | -0.10494 | [43 empty] | 0.37556 | [73 empty] | 0.10423 | [18 empty] | -0.10996 | -0.13771 | -0.070752 | [71 empty] | 0.7807 | -0.10494 |  | 0.23888 | 0.10423 | -0.10996 | 0.10423 | -0.13771 | -0.195 | [34 empty] | -0.10494 | [68 empty] | -0.10996 | [90 empty] | 0.48322 | [114 empty] | 0.63152 | [65 empty] | <= | 279.9321 | -20.433 | 92.4062 | 2.0433 | -0.39341 | 259.1057 | [11 empty] | 0.0095434 | [62 empty] | 0.025163 | 0.0064913 | [68 empty] | -0.034198 | [7 empty] | 0.0097741 | [26 empty] | 0.010739 | [38 empty] | -0.034198 | -0.034198 | [56 empty] | 0.0076604 | 0.0076604 | [10 empty] | 0.0097746 | 0.0097746 | 0.0097746 | [29 empty] | -0.061216 | [6 empty] | 0.025163 | [15 empty] | -0.034198 | [58 empty] | -0.034198 | -0.034198 | [23 empty] | -0.034198 | -0.034198 | -0.034198 |  | -0.034198 | -0.034198 | -0.034198 | -0.034198 | -0.034198 | -0.034198 | -0.034198 | -0.034198 | -0.034198 | -0.034198 | -0.034198 | -0.034198 | [25 empty] | -0.034198 | -0.034198 | -0.034198 | [35 empty] | 0.010739 | 0.010739 | 0.010739 | 0.010739 | [9 empty] | -0.061216 | -0.061216 |  | 0.0097746 | 0.0097746 | 0.0097746 | [102 empty] | -0.034198 | -0.034198 | [17 empty] | -0.0011973 | [6 empty] | -0.0095434 | [6 empty] | 0.010724 |  |  | 6000
AEMO | S>>NIL_BRTW_WEP4_R | SA | VS | 2016 ESOO | Summer_1617 to Summer_1718 | S>>NIL_BRTW_WEP4 : Out = Nil; avoid O/L WATERLOO 132 kV Bus (5WTR132A) - MWPS4 132 kV Bus (5M_P132A) 132kV line 1 for loss of TEMPLERS 275 kV Bus (5TMP275B) - BRINKWORTH 275 kV Bus (5BRK275A) 275kV line 1 |  |  |  |  | 0.54126 |  |  |  | 0.10996 | 0.10996 | 0.10996 | 0.10996 | 0.10996 | 0.10996 | 0.10996 | 0.10996 | 0.10996 | 0.10996 | 0.10996 | 0.10996 |  |  |  |  | -0.26436 | -0.26436 | [13 empty] | 0.10494 | [43 empty] | -0.37556 | [73 empty] | -0.10423 | [18 empty] | 0.10996 | 0.13771 | 0.070752 | [71 empty] | -0.7807 | 0.10494 |  | -0.23888 | -0.10423 | 0.10996 | -0.10423 | 0.13771 | 0.195 | [34 empty] | 0.10494 | [68 empty] | 0.10996 | [90 empty] | -0.48322 | [114 empty] | -0.63152 | [65 empty] | <= | 279.9321 | -20.433 | -92.4062 | 2.0433 | 0.39341 | 259.8925 | [11 empty] | -0.0095434 | [62 empty] | -0.025163 | -0.0064913 | [68 empty] | 0.034198 | [7 empty] | -0.0097741 | [26 empty] | -0.010739 | [38 empty] | 0.034198 | 0.034198 | [56 empty] | -0.0076604 | -0.0076604 | [10 empty] | -0.0097746 | -0.0097746 | -0.0097746 | [29 empty] | 0.061216 | [6 empty] | -0.025163 | [15 empty] | 0.034198 | [58 empty] | 0.034198 | 0.034198 | [23 empty] | 0.034198 | 0.034198 | 0.034198 |  | 0.034198 | 0.034198 | 0.034198 | 0.034198 | 0.034198 | 0.034198 | 0.034198 | 0.034198 | 0.034198 | 0.034198 | 0.034198 | 0.034198 | [25 empty] | 0.034198 | 0.034198 | 0.034198 | [35 empty] | -0.010739 | -0.010739 | -0.010739 | -0.010739 | [9 empty] | 0.061216 | 0.061216 |  | -0.0097746 | -0.0097746 | -0.0097746 | [102 empty] | 0.034198 | 0.034198 | [17 empty] | 0.0011973 | [6 empty] | 0.0095434 | [6 empty] | -0.010724 |  |  | 6000
AEMO | S>>NIL_BRTW_WTTP | SA | SV | 2016 ESOO | Summer_1617 to Summer_4950 | S>>NIL_BRTW_WTTP : Out = Nil; avoid O/L TEMPLERS 132 kV Bus (5TEM132A) - WATERLOO 132 kV Bus (5WAT132A) 132kV line 1 for loss of TEMPLERS 275 kV Bus (5TMP275B) - BRINKWORTH 275 kV Bus (5BRK275A) 275kV line 1 |  |  |  |  | -0.59298 |  |  |  | -0.33515 | -0.33515 | -0.33515 | -0.33515 | -0.33515 | -0.33515 | -0.33515 | -0.33515 | -0.33515 | -0.33515 | -0.33515 | -0.33515 |  |  |  |  | 0.69646 | 0.69646 | [13 empty] | -0.3365 | [36 empty] | -0.37395 | [6 empty] | -0.612 | [66 empty] | -0.37395 | -0.37395 | [5 empty] | -0.34111 | [18 empty] | -0.33515 | -0.32768 | -0.3457 | [71 empty] | -0.96144 | -0.3365 | -0.19663 | -0.52517 | -0.34111 | -0.33515 | -0.34111 | -0.32768 | -0.31226 | [16 empty] | -0.37395 | [17 empty] | -0.3365 | [40 empty] | -0.37395 | -0.37395 | [23 empty] | -0.37395 | -0.37395 | -0.37395 | -0.33515 | -0.37395 | -0.37395 | -0.37395 | -0.37395 | -0.37395 | -0.37395 | -0.37395 | -0.37395 | -0.37395 | -0.37395 | -0.37395 | -0.37395 | [25 empty] | -0.37395 | -0.37395 | -0.37395 | [48 empty] | -0.19663 | -0.19663 | -0.69126 | [103 empty] | -1 |  | -0.37395 | -0.37395 | [7 empty] | -0.82276 | [65 empty] | <= | 476.2777 | -34.7648 | 77.5831 | 3.4765 | 1.6944 | 443.2073 | [11 empty] | -0.064378 | [62 empty] | 0.037781 | 0.007669 | [76 empty] | 0.0053858 | [26 empty] | 0.0077604 | [108 empty] | 0.0053863 | 0.0053863 | 0.0053863 | [36 empty] | 0.037781 | [178 empty] | 0.0077604 | 0.0077604 | 0.0077604 | 0.0077604 | [12 empty] | 0.005386 | 0.005386 | 0.005386 | [128 empty] | 0.064378 | [6 empty] | 0.0077503 |  |  | 6000
AEMO | S>>NIL_BRTW_WTTP_R | SA | VS | 2016 ESOO | Summer_1617 to Summer_4950 | S>>NIL_BRTW_WTTP : Out = Nil; avoid O/L TEMPLERS 132 kV Bus (5TEM132A) - WATERLOO 132 kV Bus (5WAT132A) 132kV line 1 for loss of TEMPLERS 275 kV Bus (5TMP275B) - BRINKWORTH 275 kV Bus (5BRK275A) 275kV line 1 |  |  |  |  | 0.59298 |  |  |  | 0.33515 | 0.33515 | 0.33515 | 0.33515 | 0.33515 | 0.33515 | 0.33515 | 0.33515 | 0.33515 | 0.33515 | 0.33515 | 0.33515 |  |  |  |  | -0.69646 | -0.69646 | [13 empty] | 0.3365 | [36 empty] | 0.37395 | [6 empty] | 0.612 | [66 empty] | 0.37395 | 0.37395 | [5 empty] | 0.34111 | [18 empty] | 0.33515 | 0.32768 | 0.3457 | [71 empty] | 0.96144 | 0.3365 | 0.19663 | 0.52517 | 0.34111 | 0.33515 | 0.34111 | 0.32768 | 0.31226 | [16 empty] | 0.37395 | [17 empty] | 0.3365 | [40 empty] | 0.37395 | 0.37395 | [23 empty] | 0.37395 | 0.37395 | 0.37395 | 0.33515 | 0.37395 | 0.37395 | 0.37395 | 0.37395 | 0.37395 | 0.37395 | 0.37395 | 0.37395 | 0.37395 | 0.37395 | 0.37395 | 0.37395 | [25 empty] | 0.37395 | 0.37395 | 0.37395 | [48 empty] | 0.19663 | 0.19663 | 0.69126 | [103 empty] | 1 |  | 0.37395 | 0.37395 | [7 empty] | 0.82276 | [65 empty] | <= | 476.2777 | -34.7648 | -77.5831 | 3.4765 | -1.6944 | 439.8185 | [11 empty] | 0.064378 | [62 empty] | -0.037781 | -0.007669 | [76 empty] | -0.0053858 | [26 empty] | -0.0077604 | [108 empty] | -0.0053863 | -0.0053863 | -0.0053863 | [36 empty] | -0.037781 | [178 empty] | -0.0077604 | -0.0077604 | -0.0077604 | -0.0077604 | [12 empty] | -0.005386 | -0.005386 | -0.005386 | [128 empty] | -0.064378 | [6 empty] | -0.0077503 |  |  | 6000
AEMO | S>>NIL_BRTX_WEP4 | SA | SV | 2016 ESOO | Summer_1617 to Summer_1718 | S>>NIL_BRTX_WEP4 : Out = Nil; avoid O/L WATERLOO 132 kV Bus (5WTR132A) - MWPS4 132 kV Bus (5M_P132A) 132kV line 1 for loss of BRINKW 275/132kV Transformer 1 |  |  |  |  | -0.47904 |  |  |  | -0.12217 | -0.12217 | -0.12217 | -0.12217 | -0.12217 | -0.12217 | -0.12217 | -0.12217 | -0.12217 | -0.12217 | -0.12217 | -0.12217 |  |  |  |  | 0.26547 | 0.26547 | [13 empty] | -0.11852 | [43 empty] | 0.53436 | [73 empty] | 0.098783 | [18 empty] | -0.12217 | -0.14235 | -0.09365 | [71 empty] | 0.84435 | -0.11852 |  |  | 0.098783 | -0.12217 | 0.098783 | -0.14235 | -0.18402 | [34 empty] | -0.11852 | [68 empty] | -0.12217 | [90 empty] | 0.53263 | [114 empty] | 0.66834 | [65 empty] | <= | 261.2286 | -19.0678 | 95.3946 | 1.9068 | -0.99171 | 241.1691 | [11 empty] | 0.0086359 | [62 empty] | 0.02359 | 0.005953 | [68 empty] | 0.017317 | [7 empty] | 0.0085716 | [26 empty] | 0.0095346 | [38 empty] | 0.017317 | 0.017317 | [56 empty] | 0.0064603 | 0.0064603 | [10 empty] | 0.0085716 | 0.0085716 | 0.0085716 | [29 empty] | -0.057992 | -0.010429 | [5 empty] | 0.02359 | [15 empty] | 0.017317 | [58 empty] | 0.017317 | 0.017317 | [23 empty] | 0.017317 | 0.017317 | 0.017317 |  | 0.017317 | 0.017317 | 0.017317 | 0.017317 | 0.017317 | 0.017317 | 0.017317 | 0.017317 | 0.017317 | 0.017317 | 0.017317 | 0.017317 | [25 empty] | 0.017317 | 0.017317 | 0.017317 | [35 empty] | 0.0095346 | 0.0095346 | 0.0095346 | 0.0095346 | [9 empty] | -0.057992 | -0.057992 |  | 0.0085716 | 0.0085716 | 0.0085716 | [102 empty] | 0.017317 | 0.017317 | [17 empty] | -0.0011041 | [6 empty] | -0.0086359 | [6 empty] | 0.0095219 |  |  | 6000
AEMO | S>>NIL_BRTX_WEP4_R | SA | VS | 2016 ESOO | Summer_1617 to Summer_1718 | S>>NIL_BRTX_WEP4 : Out = Nil; avoid O/L WATERLOO 132 kV Bus (5WTR132A) - MWPS4 132 kV Bus (5M_P132A) 132kV line 1 for loss of BRINKW 275/132kV Transformer 1 |  |  |  |  | 0.47904 |  |  |  | 0.12217 | 0.12217 | 0.12217 | 0.12217 | 0.12217 | 0.12217 | 0.12217 | 0.12217 | 0.12217 | 0.12217 | 0.12217 | 0.12217 |  |  |  |  | -0.26547 | -0.26547 | [13 empty] | 0.11852 | [43 empty] | -0.53436 | [73 empty] | -0.098783 | [18 empty] | 0.12217 | 0.14235 | 0.09365 | [71 empty] | -0.84435 | 0.11852 |  |  | -0.098783 | 0.12217 | -0.098783 | 0.14235 | 0.18402 | [34 empty] | 0.11852 | [68 empty] | 0.12217 | [90 empty] | -0.53263 | [114 empty] | -0.66834 | [65 empty] | <= | 261.2286 | -19.0678 | -95.3946 | 1.9068 | 0.99171 | 243.1526 | [11 empty] | -0.0086359 | [62 empty] | -0.02359 | -0.005953 | [68 empty] | -0.017317 | [7 empty] | -0.0085716 | [26 empty] | -0.0095346 | [38 empty] | -0.017317 | -0.017317 | [56 empty] | -0.0064603 | -0.0064603 | [10 empty] | -0.0085716 | -0.0085716 | -0.0085716 | [29 empty] | 0.057992 | 0.010429 | [5 empty] | -0.02359 | [15 empty] | -0.017317 | [58 empty] | -0.017317 | -0.017317 | [23 empty] | -0.017317 | -0.017317 | -0.017317 |  | -0.017317 | -0.017317 | -0.017317 | -0.017317 | -0.017317 | -0.017317 | -0.017317 | -0.017317 | -0.017317 | -0.017317 | -0.017317 | -0.017317 | [25 empty] | -0.017317 | -0.017317 | -0.017317 | [35 empty] | -0.0095346 | -0.0095346 | -0.0095346 | -0.0095346 | [9 empty] | 0.057992 | 0.057992 |  | -0.0085716 | -0.0085716 | -0.0085716 | [102 empty] | -0.017317 | -0.017317 | [17 empty] | 0.0011041 | [6 empty] | 0.0086359 | [6 empty] | -0.0095219 |  |  | 6000
AEMO | S>>NIL_BRTX_WTTP | SA | SV | 2016 ESOO | Summer_1617 to Summer_4950 | S>>NIL_BRTX_WTTP : Out = Nil; avoid O/L TEMPLERS 132 kV Bus (5TEM132A) - WATERLOO 132 kV Bus (5WAT132A) 132kV line 1 for loss of BRINKW 275/132kV Transformer 1 |  |  |  |  | -0.56361 |  |  |  | -0.24455 | -0.24455 | -0.24455 | -0.24455 | -0.24455 | -0.24455 | -0.24455 | -0.24455 | -0.24455 | -0.24455 | -0.24455 | -0.24455 |  |  |  |  | 0.66355 | 0.66355 | [13 empty] | -0.24348 | [36 empty] | -0.21391 | [6 empty] | -0.69072 | [66 empty] | -0.21391 | -0.21391 | [5 empty] | -0.26043 | [18 empty] | -0.24455 | -0.25045 | -0.23622 | [71 empty] | -0.99695 | -0.24348 | -0.15016 |  | -0.26043 | -0.24455 | -0.26043 | -0.25045 | -0.26262 | [16 empty] | -0.21391 | [17 empty] | -0.24348 | [40 empty] | -0.21391 | -0.21391 | [23 empty] | -0.21391 | -0.21391 | -0.21391 | -0.24455 | -0.21391 | -0.21391 | -0.21391 | -0.21391 | -0.21391 | -0.21391 | -0.21391 | -0.21391 | -0.21391 | -0.21391 | -0.21391 | -0.21391 | [25 empty] | -0.21391 | -0.21391 | -0.21391 | [48 empty] | -0.15016 | -0.15016 | -0.68902 | [103 empty] | -1 |  | -0.21391 | -0.21391 | [7 empty] | -0.82308 | [65 empty] | <= | 468.538 | -34.1999 | 36.8489 | 3.42 | -2.5026 | 431.8355 | [11 empty] | -0.044502 | [62 empty] | 0.031043 | 0.0056369 | [103 empty] | 0.0036094 | [96 empty] | -0.0036004 | -0.0036004 | [43 empty] | 0.056299 | [5 empty] | 0.031043 | [178 empty] | 0.0036094 | 0.0036094 | 0.0036094 | 0.0036094 | [143 empty] | 0.044502 | [6 empty] | 0.0036045 |  |  | 6000
AEMO | S>>NIL_BRTX_WTTP_R | SA | VS | 2016 ESOO | Summer_1617 to Summer_4950 | S>>NIL_BRTX_WTTP : Out = Nil; avoid O/L TEMPLERS 132 kV Bus (5TEM132A) - WATERLOO 132 kV Bus (5WAT132A) 132kV line 1 for loss of BRINKW 275/132kV Transformer 1 |  |  |  |  | 0.56361 |  |  |  | 0.24455 | 0.24455 | 0.24455 | 0.24455 | 0.24455 | 0.24455 | 0.24455 | 0.24455 | 0.24455 | 0.24455 | 0.24455 | 0.24455 |  |  |  |  | -0.66355 | -0.66355 | [13 empty] | 0.24348 | [36 empty] | 0.21391 | [6 empty] | 0.69072 | [66 empty] | 0.21391 | 0.21391 | [5 empty] | 0.26043 | [18 empty] | 0.24455 | 0.25045 | 0.23622 | [71 empty] | 0.99695 | 0.24348 | 0.15016 |  | 0.26043 | 0.24455 | 0.26043 | 0.25045 | 0.26262 | [16 empty] | 0.21391 | [17 empty] | 0.24348 | [40 empty] | 0.21391 | 0.21391 | [23 empty] | 0.21391 | 0.21391 | 0.21391 | 0.24455 | 0.21391 | 0.21391 | 0.21391 | 0.21391 | 0.21391 | 0.21391 | 0.21391 | 0.21391 | 0.21391 | 0.21391 | 0.21391 | 0.21391 | [25 empty] | 0.21391 | 0.21391 | 0.21391 | [48 empty] | 0.15016 | 0.15016 | 0.68902 | [103 empty] | 1 |  | 0.21391 | 0.21391 | [7 empty] | 0.82308 | [65 empty] | <= | 468.538 | -34.1999 | -36.8489 | 3.42 | 2.5026 | 436.8407 | [11 empty] | 0.044502 | [62 empty] | -0.031043 | -0.0056369 | [103 empty] | -0.0036094 | [96 empty] | 0.0036004 | 0.0036004 | [43 empty] | -0.056299 | [5 empty] | -0.031043 | [178 empty] | -0.0036094 | -0.0036094 | -0.0036094 | -0.0036094 | [143 empty] | -0.044502 | [6 empty] | -0.0036045 |  |  | 6000
AEMO | S>>NIL_RBTU_WTTP | SA | SV | 2016 ESOO | Summer_1617 to Summer_4950 | S>>NIL_RBTU_WTTP : Out = Nil; avoid O/L TEMPLERS 132 kV Bus (5TEM132A) - WATERLOO 132 kV Bus (5WAT132A) 132kV line 1 for loss of TUNKILLO 275 kV Bus (5TUN275A) - ROBERTSTOWN 275 kV Bus (5ROB275A) 275kV line 1 |  |  |  |  | -0.64827 |  |  |  | -0.37336 | -0.37336 | -0.37336 | -0.37336 | -0.37336 | -0.37336 | -0.37336 | -0.37336 | -0.37336 | -0.37336 | -0.37336 | -0.37336 |  |  |  |  | 0.66199 | 0.66199 | [13 empty] | -0.37146 | [36 empty] | -0.31858 | [6 empty] | -0.47808 | [66 empty] | -0.31858 | -0.31858 | [5 empty] | -0.28939 | [18 empty] | -0.37336 | -0.38391 | -0.35846 | [71 empty] | -0.91223 | -0.37146 | -0.16853 | -0.24564 | -0.28939 | -0.37336 | -0.28939 | -0.38391 | -0.40568 | [16 empty] | -0.31858 | [17 empty] | -0.37146 | [40 empty] | -0.31858 | -0.31858 | [23 empty] | -0.31858 | -0.31858 | -0.31858 | -0.37336 | -0.31858 | -0.31858 | -0.31858 | -0.31858 | -0.31858 | -0.31858 | -0.31858 | -0.31858 | -0.31858 | -0.31858 | -0.31858 | -0.31858 | [25 empty] | -0.31858 | -0.31858 | -0.31858 | [48 empty] | -0.16853 | -0.16853 | -0.6311 | [103 empty] | -1 |  | -0.31858 | -0.31858 | [7 empty] | -0.78006 | [65 empty] | <= | 475.4922 | -34.7075 | 64.9676 | 3.4707 | -13.657 | 427.1277 | [11 empty] | -0.053014 | [62 empty] | -0.0069832 | -0.0069271 | [76 empty] | -0.026058 | [26 empty] | -0.023993 | [96 empty] | -0.030585 | -0.030585 | [10 empty] | -0.026058 | -0.026058 | -0.026058 | [36 empty] | -0.0069832 | [178 empty] | -0.023993 | -0.023993 | -0.023993 | -0.023993 | [12 empty] | -0.026058 | -0.026058 | -0.026058 | [128 empty] | 0.053014 | [6 empty] | -0.023962 |  |  | 6000
AEMO | S>>NIL_RBTU_WTTP_R | SA | VS | 2016 ESOO | Summer_1617 to Summer_4950 | S>>NIL_RBTU_WTTP : Out = Nil; avoid O/L TEMPLERS 132 kV Bus (5TEM132A) - WATERLOO 132 kV Bus (5WAT132A) 132kV line 1 for loss of TUNKILLO 275 kV Bus (5TUN275A) - ROBERTSTOWN 275 kV Bus (5ROB275A) 275kV line 1 |  |  |  |  | 0.64827 |  |  |  | 0.37336 | 0.37336 | 0.37336 | 0.37336 | 0.37336 | 0.37336 | 0.37336 | 0.37336 | 0.37336 | 0.37336 | 0.37336 | 0.37336 |  |  |  |  | -0.66199 | -0.66199 | [13 empty] | 0.37146 | [36 empty] | 0.31858 | [6 empty] | 0.47808 | [66 empty] | 0.31858 | 0.31858 | [5 empty] | 0.28939 | [18 empty] | 0.37336 | 0.38391 | 0.35846 | [71 empty] | 0.91223 | 0.37146 | 0.16853 | 0.24564 | 0.28939 | 0.37336 | 0.28939 | 0.38391 | 0.40568 | [16 empty] | 0.31858 | [17 empty] | 0.37146 | [40 empty] | 0.31858 | 0.31858 | [23 empty] | 0.31858 | 0.31858 | 0.31858 | 0.37336 | 0.31858 | 0.31858 | 0.31858 | 0.31858 | 0.31858 | 0.31858 | 0.31858 | 0.31858 | 0.31858 | 0.31858 | 0.31858 | 0.31858 | [25 empty] | 0.31858 | 0.31858 | 0.31858 | [48 empty] | 0.16853 | 0.16853 | 0.6311 | [103 empty] | 1 |  | 0.31858 | 0.31858 | [7 empty] | 0.78006 | [65 empty] | <= | 475.4922 | -34.7075 | -64.9676 | 3.4707 | 13.657 | 454.4418 | [11 empty] | 0.053014 | [62 empty] | 0.0069832 | 0.0069271 | [76 empty] | 0.026058 | [26 empty] | 0.023993 | [96 empty] | 0.030585 | 0.030585 | [10 empty] | 0.026058 | 0.026058 | 0.026058 | [36 empty] | 0.0069832 | [178 empty] | 0.023993 | 0.023993 | 0.023993 | 0.023993 | [12 empty] | 0.026058 | 0.026058 | 0.026058 | [128 empty] | -0.053014 | [6 empty] | 0.023962 |  |  | 6000
AEMO | S>NIL_NIL_MHNW2 | SA | SV | 2016 ESOO | Summer_1617 | S>NIL_NIL_MHNW2 : Out = Nil; avoid O/L NORTH 132 kV Bus (5NWB132A) - MONASH 132 kV Bus (5MON132A) 132kV line 2 during SYS NORM |  |  |  |  | -1 | [629 empty] | <= | 223.9934 | -20.363 | 136.6913 | 2.0363 | 8.2704 | 211.9008 | [11 empty] | -0.023739 | [641 empty] | 0.023739 | [9 empty] | 6000
AEMO | S>NIL_NIL_NWMH2 | SA | VS | 2016 ESOO | Summer_1617 | S>NIL_NIL_MHNW2 : Out = Nil; avoid O/L NORTH 132 kV Bus (5NWB132A) - MONASH 132 kV Bus (5MON132A) 132kV line 2 during SYS NORM |  |  |  |  | 1 | [629 empty] | <= | 223.9934 | -20.363 | -136.6913 | 2.0363 | -8.2704 | 195.3599 | [11 empty] | 0.023739 | [641 empty] | -0.023739 | [9 empty] | 6000
AEMO | S>V_NIL_NIL_WTTP_N | SA | VS | 2016 ESOO | Summer_1617 to Summer_4950 | S>V_NIL_NIL_WTTP_N : Out = Nil; avoid O/L TEMPLERS 132 kV Bus (5TEM132A) - WATERLOO 132 kV Bus (5WAT132A) 132kV line 1 during SYS NORM |  |  |  |  | -0.56901 |  |  |  | -0.26148 | -0.26148 | -0.26148 | -0.26148 | -0.26148 | -0.26148 | -0.26148 | -0.26148 | -0.26148 | -0.26148 | -0.26148 | -0.26148 |  |  |  |  | 0.7754 | 0.7754 | [13 empty] | -0.26087 | [36 empty] | -0.24408 | [6 empty] | -0.45108 | [66 empty] | -0.24408 | -0.24408 | [5 empty] | -0.24158 | [18 empty] | -0.26148 | -0.26483 | -0.25675 | [71 empty] | -0.91614 | -0.26087 | -0.13933 | -0.20832 | -0.24158 | -0.26148 | -0.24158 | -0.26483 | -0.27175 | [16 empty] | -0.24407 | [17 empty] | -0.26087 | [40 empty] | -0.24408 | -0.24408 | [23 empty] | -0.24408 | -0.24408 | -0.24408 | -0.26148 | -0.24408 | -0.24408 | -0.24408 | -0.24408 | -0.24408 | -0.24408 | -0.24408 | -0.24408 | -0.24408 | -0.24408 | -0.24408 | -0.24408 | [25 empty] | -0.24408 | -0.24408 | -0.24408 | [48 empty] | -0.13933 | -0.13933 | -0.61228 | [103 empty] | -1 |  | -0.24408 | -0.24408 | [7 empty] | -0.77256 | [65 empty] | <= | 529.5942 | -38.6565 | 33.6297 | 3.8657 | -5.6042 | 485.3335 | [11 empty] | -0.038442 | [62 empty] | 0.031272 | 0.0048916 | [76 empty] | -0.0022402 | [123 empty] | -0.0080169 | -0.0080169 | [10 empty] | -0.0022402 | -0.0022402 | -0.0022402 | [36 empty] | 0.031272 | [194 empty] | -0.0022405 | -0.0022405 | -0.0022405 | [128 empty] | 0.038442 | [9 empty] | 6000
AEMO | V>>S_NIL_NIL_WTTP | SA | SV | 2016 ESOO | Summer_1617 to Summer_4950 | S>V_NIL_NIL_WTTP_N : Out = Nil; avoid O/L TEMPLERS 132 kV Bus (5TEM132A) - WATERLOO 132 kV Bus (5WAT132A) 132kV line 1 during SYS NORM |  |  |  |  | 0.56901 |  |  |  | 0.26148 | 0.26148 | 0.26148 | 0.26148 | 0.26148 | 0.26148 | 0.26148 | 0.26148 | 0.26148 | 0.26148 | 0.26148 | 0.26148 |  |  |  |  | -0.7754 | -0.7754 | [13 empty] | 0.26087 | [36 empty] | 0.24408 | [6 empty] | 0.45108 | [66 empty] | 0.24408 | 0.24408 | [5 empty] | 0.24158 | [18 empty] | 0.26148 | 0.26483 | 0.25675 | [71 empty] | 0.91614 | 0.26087 | 0.13933 | 0.20832 | 0.24158 | 0.26148 | 0.24158 | 0.26483 | 0.27175 | [16 empty] | 0.24407 | [17 empty] | 0.26087 | [40 empty] | 0.24408 | 0.24408 | [23 empty] | 0.24408 | 0.24408 | 0.24408 | 0.26148 | 0.24408 | 0.24408 | 0.24408 | 0.24408 | 0.24408 | 0.24408 | 0.24408 | 0.24408 | 0.24408 | 0.24408 | 0.24408 | 0.24408 | [25 empty] | 0.24408 | 0.24408 | 0.24408 | [48 empty] | 0.13933 | 0.13933 | 0.61228 | [103 empty] | 1 |  | 0.24408 | 0.24408 | [7 empty] | 0.77256 | [65 empty] | <= | 529.5942 | -38.6565 | -33.6297 | 3.8657 | 5.6042 | 496.5419 | [11 empty] | 0.038442 | [62 empty] | -0.031272 | -0.0048916 | [76 empty] | 0.0022402 | [123 empty] | 0.0080169 | 0.0080169 | [10 empty] | 0.0022402 | 0.0022402 | 0.0022402 | [36 empty] | -0.031272 | [194 empty] | 0.0022405 | 0.0022405 | 0.0022405 | [128 empty] | -0.038442 | [9 empty] | 6000
AEMO | S>V_NIL_NIL_RBTX_1N | SA | SV | 2016 ESOO | Summer_1617 to Summer_4950 | S>V_NIL_NIL_RBTX_1N : Out = Nil; avoid O/L R_TOWN 275/132kV Transformer 1 during SYS NORM |  |  |  |  | -1 |  |  |  | 0.096878 | 0.096878 | 0.096878 | 0.096878 | 0.096878 | 0.096878 | 0.096878 | 0.096878 | 0.096878 | 0.096878 | 0.096878 | 0.096878 |  |  |  |  | -0.17901 | -0.17901 | [13 empty] | 0.0939 | [43 empty] | -0.20847 | [92 empty] | 0.096878 | 0.11334 | 0.073609 | [71 empty] | -0.49846 | 0.0939 |  | -0.086441 |  | 0.096878 |  | 0.11334 | 0.14734 | [34 empty] | 0.0939 | [68 empty] | 0.096878 | [90 empty] | -0.29613 | [103 empty] | -0.65535 | [10 empty] | -0.39948 | [65 empty] | <= | 421.4696 | -65.8546 | 204.5239 | 2.6342 | -17.9949 | 337.6201 | [11 empty] | -0.05303 | [62 empty] | -0.019211 | -0.0051268 | [68 empty] | -0.011328 | [7 empty] | -0.0082756 | [26 empty] | -0.0089302 | [38 empty] | -0.011328 | -0.011328 | [5 empty] | 0.042981 | [50 empty] | -0.0068405 | -0.0068405 | [10 empty] | -0.0082753 | -0.0082753 | -0.0082753 | [29 empty] | 0.025559 |  | 0.042981 |  | 0.042981 |  |  | -0.019211 | [15 empty] | -0.011327 | [58 empty] | -0.011328 | -0.011328 | [23 empty] | -0.011328 | -0.011328 | -0.011328 |  | -0.011328 | -0.011328 | -0.011328 | -0.011328 | -0.011328 | -0.011328 | -0.011328 | -0.011328 | -0.011328 | -0.011328 | -0.011328 | -0.011328 | [25 empty] | -0.011328 | -0.011328 | -0.011328 | [35 empty] | -0.0089302 | -0.0089302 | -0.0089302 | -0.0089302 | [9 empty] | 0.025559 | 0.025559 |  | -0.0082756 | -0.0082756 | -0.0082756 | [102 empty] | -0.011328 | -0.011328 | [24 empty] | 0.05303 | [6 empty] | -0.0089189 |  |  | 6000
AEMO | S>V_NIL_NIL_RBTX_1N_R | SA | VS | 2016 ESOO | Summer_1617 to Summer_4950 | S>V_NIL_NIL_RBTX_1N : Out = Nil; avoid O/L R_TOWN 275/132kV Transformer 1 during SYS NORM |  |  |  |  | 1 |  |  |  | -0.096878 | -0.096878 | -0.096878 | -0.096878 | -0.096878 | -0.096878 | -0.096878 | -0.096878 | -0.096878 | -0.096878 | -0.096878 | -0.096878 |  |  |  |  | 0.17901 | 0.17901 | [13 empty] | -0.0939 | [43 empty] | 0.20847 | [92 empty] | -0.096878 | -0.11334 | -0.073609 | [71 empty] | 0.49846 | -0.0939 |  | 0.086441 |  | -0.096878 |  | -0.11334 | -0.14734 | [34 empty] | -0.0939 | [68 empty] | -0.096878 | [90 empty] | 0.29613 | [103 empty] | 0.65535 | [10 empty] | 0.39948 | [65 empty] | <= | 421.4696 | -65.8546 | -204.5239 | 2.6342 | 17.9949 | 373.6099 | [11 empty] | 0.05303 | [62 empty] | 0.019211 | 0.0051268 | [68 empty] | 0.011328 | [7 empty] | 0.0082756 | [26 empty] | 0.0089302 | [38 empty] | 0.011328 | 0.011328 | [5 empty] | -0.042981 | [50 empty] | 0.0068405 | 0.0068405 | [10 empty] | 0.0082753 | 0.0082753 | 0.0082753 | [29 empty] | -0.025559 |  | -0.042981 |  | -0.042981 |  |  | 0.019211 | [15 empty] | 0.011327 | [58 empty] | 0.011328 | 0.011328 | [23 empty] | 0.011328 | 0.011328 | 0.011328 |  | 0.011328 | 0.011328 | 0.011328 | 0.011328 | 0.011328 | 0.011328 | 0.011328 | 0.011328 | 0.011328 | 0.011328 | 0.011328 | 0.011328 | [25 empty] | 0.011328 | 0.011328 | 0.011328 | [35 empty] | 0.0089302 | 0.0089302 | 0.0089302 | 0.0089302 | [9 empty] | -0.025559 | -0.025559 |  | 0.0082756 | 0.0082756 | 0.0082756 | [102 empty] | 0.011328 | 0.011328 | [24 empty] | -0.05303 | [6 empty] | 0.0089189 |  |  | 6000
AEMO | S>V_NIL_NIL_RBTS_2N | SA | SV | 2016 ESOO | Summer_1617 to Summer_4950 | S>V_NIL_NIL_RBTS_2N : Out = Nil; avoid O/L R_TOWN 275/132kV Transformer 2 during SYS NORM |  |  |  |  | -1 |  |  |  | 0.096878 | 0.096878 | 0.096878 | 0.096878 | 0.096878 | 0.096878 | 0.096878 | 0.096878 | 0.096878 | 0.096878 | 0.096878 | 0.096878 |  |  |  |  | -0.17901 | -0.17901 | [13 empty] | 0.0939 | [43 empty] | -0.20847 | [92 empty] | 0.096878 | 0.11334 | 0.073609 | [71 empty] | -0.49846 | 0.0939 |  | -0.086441 |  | 0.096878 |  | 0.11334 | 0.14734 | [34 empty] | 0.0939 | [68 empty] | 0.096878 | [90 empty] | -0.29613 | [103 empty] | -0.65535 | [10 empty] | -0.39948 | [65 empty] | <= | 467.3224 | -73.0191 | 204.4954 | 2.9208 | -17.9664 | 376.3369 | [11 empty] | -0.05303 | [62 empty] | -0.019211 | -0.0051268 | [68 empty] | -0.011328 | [7 empty] | -0.0082756 | [26 empty] | -0.0089302 | [38 empty] | -0.011328 | -0.011328 | [5 empty] | 0.042981 | [50 empty] | -0.0068405 | -0.0068405 | [10 empty] | -0.0082753 | -0.0082753 | -0.0082753 | [29 empty] | 0.025559 |  | 0.042981 |  | 0.042981 |  |  | -0.019211 | [15 empty] | -0.011327 | [58 empty] | -0.011328 | -0.011328 | [23 empty] | -0.011328 | -0.011328 | -0.011328 |  | -0.011328 | -0.011328 | -0.011328 | -0.011328 | -0.011328 | -0.011328 | -0.011328 | -0.011328 | -0.011328 | -0.011328 | -0.011328 | -0.011328 | [25 empty] | -0.011328 | -0.011328 | -0.011328 | [35 empty] | -0.0089302 | -0.0089302 | -0.0089302 | -0.0089302 | [9 empty] | 0.025559 | 0.025559 |  | -0.0082756 | -0.0082756 | -0.0082756 | [102 empty] | -0.011328 | -0.011328 | [24 empty] | 0.05303 | [6 empty] | -0.0089189 |  |  | 6000
AEMO | S>V_NIL_NIL_RBTS_2N_R | SA | VS | 2016 ESOO | Summer_1617 to Summer_4950 | S>V_NIL_NIL_RBTS_2N : Out = Nil; avoid O/L R_TOWN 275/132kV Transformer 2 during SYS NORM |  |  |  |  | 1 |  |  |  | -0.096878 | -0.096878 | -0.096878 | -0.096878 | -0.096878 | -0.096878 | -0.096878 | -0.096878 | -0.096878 | -0.096878 | -0.096878 | -0.096878 |  |  |  |  | 0.17901 | 0.17901 | [13 empty] | -0.0939 | [43 empty] | 0.20847 | [92 empty] | -0.096878 | -0.11334 | -0.073609 | [71 empty] | 0.49846 | -0.0939 |  | 0.086441 |  | -0.096878 |  | -0.11334 | -0.14734 | [34 empty] | -0.0939 | [68 empty] | -0.096878 | [90 empty] | 0.29613 | [103 empty] | 0.65535 | [10 empty] | 0.39948 | [65 empty] | <= | 467.3224 | -73.0191 | -204.4954 | 2.9208 | 17.9664 | 412.2697 | [11 empty] | 0.05303 | [62 empty] | 0.019211 | 0.0051268 | [68 empty] | 0.011328 | [7 empty] | 0.0082756 | [26 empty] | 0.0089302 | [38 empty] | 0.011328 | 0.011328 | [5 empty] | -0.042981 | [50 empty] | 0.0068405 | 0.0068405 | [10 empty] | 0.0082753 | 0.0082753 | 0.0082753 | [29 empty] | -0.025559 |  | -0.042981 |  | -0.042981 |  |  | 0.019211 | [15 empty] | 0.011327 | [58 empty] | 0.011328 | 0.011328 | [23 empty] | 0.011328 | 0.011328 | 0.011328 |  | 0.011328 | 0.011328 | 0.011328 | 0.011328 | 0.011328 | 0.011328 | 0.011328 | 0.011328 | 0.011328 | 0.011328 | 0.011328 | 0.011328 | [25 empty] | 0.011328 | 0.011328 | 0.011328 | [35 empty] | 0.0089302 | 0.0089302 | 0.0089302 | 0.0089302 | [9 empty] | -0.025559 | -0.025559 |  | 0.0082756 | 0.0082756 | 0.0082756 | [102 empty] | 0.011328 | 0.011328 | [24 empty] | -0.05303 | [6 empty] | 0.0089189 |  |  | 6000
AEMO | S>V_NIL_NIL_RBNW2_1N | SA | SV | 2016 ESOO | Summer_1617 | S>V_NIL_NIL_RBNW2_1N : Out = Nil; avoid O/L ROBERTSTOWN 132 kV Bus (5ROB132A) - MWPS3 132 kV Bus (5M_W132A) 132kV line 1 during SYS NORM |  |  |  |  | -1 | [629 empty] | <= | 264.9707 | -19.3409 | 203.6325 | 1.9341 | -16.6467 | 228.9831 | [11 empty] | -0.037941 | [641 empty] | 0.037941 | [9 empty] | 6000
AEMO | S>V_NIL_NIL_RBNW2_1N_R | SA | VS | 2016 ESOO | Summer_1617 | S>V_NIL_NIL_RBNW2_1N : Out = Nil; avoid O/L ROBERTSTOWN 132 kV Bus (5ROB132A) - MWPS3 132 kV Bus (5M_W132A) 132kV line 1 during SYS NORM |  |  |  |  | 1 | [629 empty] | <= | 264.9707 | -19.3409 | -203.6325 | 1.9341 | 16.6467 | 262.2765 | [11 empty] | 0.037941 | [641 empty] | -0.037941 | [9 empty] | 6000
AEMO | S>V_NIL_NIL_RBNW2_2N | SA | SV | 2016 ESOO | Summer_1617 | S>V_NIL_NIL_RBNW2_2N : Out = Nil; avoid O/L MWPS3 132 kV Bus (5M_W132A) - MWPS2 132 kV Bus (5MWS132A) 132kV line 1 during SYS NORM |  |  |  |  | -1 | [629 empty] | <= | 264.971 | -19.3409 | 192.6458 | 1.9341 | -16.0835 | 229.5465 | [11 empty] | -0.034419 | [641 empty] | 0.034419 | [9 empty] | 6000
AEMO | S>V_NIL_NIL_RBNW2_2N_R | SA | VS | 2016 ESOO | Summer_1617 | S>V_NIL_NIL_RBNW2_2N : Out = Nil; avoid O/L MWPS3 132 kV Bus (5M_W132A) - MWPS2 132 kV Bus (5MWS132A) 132kV line 1 during SYS NORM |  |  |  |  | 1 | [629 empty] | <= | 264.971 | -19.3409 | -192.6458 | 1.9341 | 16.0835 | 261.7135 | [11 empty] | 0.034419 | [641 empty] | -0.034419 | [9 empty] | 6000
AEMO | S>V_NIL_NIL_RBNW2_3N | SA | SV | 2016 ESOO | Summer_1617 | S>V_NIL_NIL_RBNW2_3N : Out = Nil; avoid O/L MWPS2 132 kV Bus (5MWS132A) - MWPS1 132 kV Bus (5MWP132A) 132kV line 1 during SYS NORM |  |  |  |  | -1 | [629 empty] | <= | 264.9714 | -19.341 | 184.3655 | 1.9341 | -13.4916 | 232.1389 | [11 empty] | -0.032496 | [641 empty] | 0.032496 | [9 empty] | 6000
AEMO | S>V_NIL_NIL_RBNW2_3N_R | SA | VS | 2016 ESOO | Summer_1617 | S>V_NIL_NIL_RBNW2_3N : Out = Nil; avoid O/L MWPS2 132 kV Bus (5MWS132A) - MWPS1 132 kV Bus (5MWP132A) 132kV line 1 during SYS NORM |  |  |  |  | 1 | [629 empty] | <= | 264.9714 | -19.341 | -184.3655 | 1.9341 | 13.4916 | 259.122 | [11 empty] | 0.032496 | [641 empty] | -0.032496 | [9 empty] | 6000
AEMO | S>V_NIL_NIL_RBNW2_4N | SA | SV | 2016 ESOO | Summer_1617 | S>V_NIL_NIL_RBNW2_4N : Out = Nil; avoid O/L MWPS1 132 kV Bus (5MWP132A) - NORTH 132 kV Bus (5NWB132A) 132kV line 1 during SYS NORM |  |  |  |  | -1 | [629 empty] | <= | 264.9713 | -19.341 | 173.1337 | 1.9341 | -10.8155 | 234.8149 | [11 empty] | -0.029605 | [641 empty] | 0.029605 | [9 empty] | 6000
AEMO | S>V_NIL_NIL_RBNW2_4N_R | SA | VS | 2016 ESOO | Summer_1617 | S>V_NIL_NIL_RBNW2_4N : Out = Nil; avoid O/L MWPS1 132 kV Bus (5MWP132A) - NORTH 132 kV Bus (5NWB132A) 132kV line 1 during SYS NORM |  |  |  |  | 1 | [629 empty] | <= | 264.9713 | -19.341 | -173.1337 | 1.9341 | 10.8155 | 256.4459 | [11 empty] | 0.029605 | [641 empty] | -0.029605 | [9 empty] | 6000
AEMO | S>V_NIL_NIL_NWMN_1N | SA | SV | 2016 ESOO | Summer_1617 to Summer_4950 | S>V_NIL_NIL_NWMN_1N : Out = Nil; avoid O/L NORTH 132 kV Bus (5NWB132A) - MONASH 132 kV Bus (5MON132A) 132kV line 1 during SYS NORM |  |  |  |  | -1 | [629 empty] | <= | 324.2159 | -19.6494 | 163.6542 | 1.9649 | -18.6925 | 285.874 | [11 empty] | -0.023739 | [641 empty] | 0.023739 | [9 empty] | 6000
AEMO | S>V_NIL_NIL_NWMN_1N_R | SA | VS | 2016 ESOO | Summer_1617 to Summer_4950 | S>V_NIL_NIL_NWMN_1N : Out = Nil; avoid O/L NORTH 132 kV Bus (5NWB132A) - MONASH 132 kV Bus (5MON132A) 132kV line 1 during SYS NORM |  |  |  |  | 1 | [629 empty] | <= | 324.2159 | -19.6494 | -163.6542 | 1.9649 | 18.6925 | 323.259 | [11 empty] | 0.023739 | [641 empty] | -0.023739 | [9 empty] | 6000
AEMO | S>>NIL_NIL_SETX12 | SA | SV | 2016 ESOO | Summer_1617 to Summer_4950 | S>>NIL_NIL_SETX12 : Out = Nil; avoid O/L S_EAST 275/132kV Transformer 1 during SYS NORM | [84 empty] | -1 | [123 empty] | -0.89431 | -0.89431 | [10 empty] | -1 | -1 | -1 | [231 empty] | -1 | -1 | -1 | [177 empty] | <= | 356.1394 | -55.6468 | 44.7621 | 2.2259 | -28.102 | 272.3906 | [11 empty] | -0.038899 | [62 empty] | -0.0013583 | [17 empty] | 0.0028167 | 0.0028167 | [85 empty] | -0.060862 | [147 empty] | -0.0013583 | [178 empty] | -0.060862 | -0.060862 | -0.060862 | -0.060862 | [143 empty] | 0.038899 | [6 empty] | -0.060782 |  |  | 6000
AEMO | S>>NIL_NIL_SETX12_R | SA | VS | 2016 ESOO | Summer_1617 to Summer_4950 | S>>NIL_NIL_SETX12 : Out = Nil; avoid O/L S_EAST 275/132kV Transformer 1 during SYS NORM | [84 empty] | 1 | [123 empty] | 0.89431 | 0.89431 | [10 empty] | 1 | 1 | 1 | [231 empty] | 1 | 1 | 1 | [177 empty] | <= | 356.1394 | -55.6468 | -44.7621 | 2.2259 | 28.102 | 328.5946 | [11 empty] | 0.038899 | [62 empty] | 0.0013583 | [17 empty] | -0.0028167 | -0.0028167 | [85 empty] | 0.060862 | [147 empty] | 0.0013583 | [178 empty] | 0.060862 | 0.060862 | 0.060862 | 0.060862 | [143 empty] | -0.038899 | [6 empty] | 0.060782 |  |  | 6000
AEMO | S>>NIL_NIL_SGMYSE-T2 | SA | SS | 2016 ESOO | Summer_1617 to Summer_4950 | S>>NIL_NIL_SGMYSE-T2 : Out = Nil; avoid O/L SOUTH 132 kV Bus (5SOU132A) - SNUGGERY 132 kV Bus (5SNU132B) 132kV line 1 during SYS NORM | [84 empty] | -1 | [135 empty] | -1 | -1 | -1 | [231 empty] | -1 | -1 | -1 | [177 empty] | <= | 371.013 | -14.7814 | 21.7655 | 1.4781 | 0.15675 | 356.3883 | [11 empty] | -0.016869 | [641 empty] | 0.016869 | [9 empty] | 6000
AEMO | S>>NIL_NIL_SGMYSE-T2_R | SA | SS | 2016 ESOO | Summer_1617 to Summer_4950 | S>>NIL_NIL_SGMYSE-T2 : Out = Nil; avoid O/L SOUTH 132 kV Bus (5SOU132A) - SNUGGERY 132 kV Bus (5SNU132B) 132kV line 1 during SYS NORM | [84 empty] | 1 | [135 empty] | 1 | 1 | 1 | [231 empty] | 1 | 1 | 1 | [177 empty] | <= | 371.013 | -14.7814 | -21.7655 | 1.4781 | -0.15675 | 356.0748 | [11 empty] | 0.016869 | [641 empty] | -0.016869 | [9 empty] | 6000
AEMO | S>>NIL_SGBN_SGSE-T | SA | SS | 2016 ESOO | Summer_1617 to Summer_4950 | S>>NIL_SGBN_SGSE-T : Out = Nil; avoid O/L SOUTH 132 kV Bus (5SOU132A) - SNUGGERY 132 kV Bus (5SNU132B) 132kV line 1 for loss of SNUGGERY 132 kV Bus (5SNU132B) - BLANCH 132 kV Bus (5BLN132A) 132kV line 1 | [84 empty] | -1 | [135 empty] | -1 | [233 empty] | -1 | -1 | -1 | [177 empty] | <= | 212.9999 | -10 | 4.6681 | 1 | 1.2491 | 204.249 | [11 empty] | -0.011459 | [641 empty] | 0.011459 | [9 empty] | 6000
AEMO | S>>NIL_SGBN_SGSE-T_R | SA | SS | 2016 ESOO | Summer_1617 to Summer_4950 | S>>NIL_SGBN_SGSE-T : Out = Nil; avoid O/L SOUTH 132 kV Bus (5SOU132A) - SNUGGERY 132 kV Bus (5SNU132B) 132kV line 1 for loss of SNUGGERY 132 kV Bus (5SNU132B) - BLANCH 132 kV Bus (5BLN132A) 132kV line 1 | [84 empty] | 1 | [135 empty] | 1 | [233 empty] | 1 | 1 | 1 | [177 empty] | <= | 212.9999 | -10 | -4.6681 | 1 | -1.2491 | 201.7508 | [11 empty] | 0.011459 | [641 empty] | -0.011459 | [9 empty] | 6000
AEMO | S>V_NIL_NIL_WTEMWP4_N | SA | SV | 2016 ESOO | Summer_1617 to Summer_1718 | S>V_NIL_NIL_WTEMWP4_N : Out = Nil; avoid O/L WATERLOO 132 kV Bus (5WTR132A) - MWPS4 132 kV Bus (5M_P132A) 132kV line 1 during SYS NORM |  |  |  |  | -0.58755 |  |  |  | -0.14783 | -0.14783 | -0.14783 | -0.14783 | -0.14783 | -0.14783 | -0.14783 | -0.14783 | -0.14783 | -0.14783 | -0.14783 | -0.14783 |  |  |  |  | 0.27314 | 0.27314 | [13 empty] | -0.14329 | [43 empty] | 0.3181 | [92 empty] | -0.14783 | -0.17296 | -0.11233 | [71 empty] | 0.7606 | -0.14329 |  | 0.13189 |  | -0.14783 |  | -0.17296 | -0.22484 | [34 empty] | -0.14329 | [68 empty] | -0.14783 | [90 empty] | 0.45186 | [103 empty] | 1 | [10 empty] | 0.60955 | [65 empty] | <= | 289.5417 | -21.1344 | 112.876 | 2.1134 | 0.71231 | 269.1196 | [11 empty] | -0.00029253 | [62 empty] | 0.02932 | 0.0078293 | [68 empty] | 0.017291 | [7 empty] | 0.012634 | [26 empty] | 0.013633 | [38 empty] | 0.017291 | 0.017292 | [5 empty] | -0.065579 | [50 empty] | 0.010444 | 0.010444 | [10 empty] | 0.012634 | 0.012634 | 0.012634 | [29 empty] | -0.038995 |  | -0.065579 |  | -0.065579 |  |  | 0.02932 | [15 empty] | 0.017292 | [58 empty] | 0.017292 | 0.017292 | [23 empty] | 0.017292 | 0.017292 | 0.017292 |  | 0.017292 | 0.017292 | 0.017292 | 0.017292 | 0.017292 | 0.017292 | 0.017292 | 0.017292 | 0.017292 | 0.017292 | 0.017292 | 0.017292 | [25 empty] | 0.017292 | 0.017292 | 0.017292 | [35 empty] | 0.013633 | 0.013633 | 0.013633 | 0.013633 | [9 empty] | -0.038995 | -0.038995 |  | 0.012634 | 0.012634 | 0.012634 | [102 empty] | 0.017291 | 0.017292 | [17 empty] | -0.0014462 | [6 empty] | 0.00029253 | [6 empty] | 0.013615 |  |  | 6000
AEMO | S>V_NIL_NIL_WTEMWP4_N_R | SA | VS | 2016 ESOO | Summer_1617 to Summer_1718 | S>V_NIL_NIL_WTEMWP4_N : Out = Nil; avoid O/L WATERLOO 132 kV Bus (5WTR132A) - MWPS4 132 kV Bus (5M_P132A) 132kV line 1 during SYS NORM |  |  |  |  | 0.58755 |  |  |  | 0.14783 | 0.14783 | 0.14783 | 0.14783 | 0.14783 | 0.14783 | 0.14783 | 0.14783 | 0.14783 | 0.14783 | 0.14783 | 0.14783 |  |  |  |  | -0.27314 | -0.27314 | [13 empty] | 0.14329 | [43 empty] | -0.3181 | [92 empty] | 0.14783 | 0.17296 | 0.11233 | [71 empty] | -0.7606 | 0.14329 |  | -0.13189 |  | 0.14783 |  | 0.17296 | 0.22484 | [34 empty] | 0.14329 | [68 empty] | 0.14783 | [90 empty] | -0.45186 | [103 empty] | -1 | [10 empty] | -0.60955 | [65 empty] | <= | 289.5417 | -21.1344 | -112.876 | 2.1134 | -0.71231 | 267.6949 | [11 empty] | 0.00029253 | [62 empty] | -0.02932 | -0.0078293 | [68 empty] | -0.017291 | [7 empty] | -0.012634 | [26 empty] | -0.013633 | [38 empty] | -0.017291 | -0.017292 | [5 empty] | 0.065579 | [50 empty] | -0.010444 | -0.010444 | [10 empty] | -0.012634 | -0.012634 | -0.012634 | [29 empty] | 0.038995 |  | 0.065579 |  | 0.065579 |  |  | -0.02932 | [15 empty] | -0.017292 | [58 empty] | -0.017292 | -0.017292 | [23 empty] | -0.017292 | -0.017292 | -0.017292 |  | -0.017292 | -0.017292 | -0.017292 | -0.017292 | -0.017292 | -0.017292 | -0.017292 | -0.017292 | -0.017292 | -0.017292 | -0.017292 | -0.017292 | [25 empty] | -0.017292 | -0.017292 | -0.017292 | [35 empty] | -0.013633 | -0.013633 | -0.013633 | -0.013633 | [9 empty] | 0.038995 | 0.038995 |  | -0.012634 | -0.012634 | -0.012634 | [102 empty] | -0.017291 | -0.017292 | [17 empty] | 0.0014462 | [6 empty] | -0.00029253 | [6 empty] | -0.013615 |  |  | 6000
AEMO | S>NIL_NIL_MHNW2 | SA | SV | 2016 ESOO | Summer_1718 to Summer_50 | S>NIL_NIL_MHNW2 : Out = Nil; avoid O/L NORTH 132 kV Bus (5NWB132A) - MONASH 132 kV Bus (5MON132A) 132kV line 2 during SYS NORM |  |  |  |  | -1 | [629 empty] | <= | 287.1188 | -20.363 | 136.6913 | 2.0363 | 8.2704 | 211.9008 | [11 empty] | -0.023739 | [641 empty] | 0.023739 | [9 empty] | 6000
AEMO | S>NIL_NIL_NWMH2 | SA | VS | 2016 ESOO | Summer_1718 to Summer_50 | S>NIL_NIL_MHNW2 : Out = Nil; avoid O/L NORTH 132 kV Bus (5NWB132A) - MONASH 132 kV Bus (5MON132A) 132kV line 2 during SYS NORM |  |  |  |  | 1 | [629 empty] | <= | 287.1188 | -20.363 | -136.6913 | 2.0363 | -8.2704 | 195.3599 | [11 empty] | 0.023739 | [641 empty] | -0.023739 | [9 empty] | 6000
AEMO | S>V_NIL_NIL_RBNW2_1N | SA | SV | 2016 ESOO | Summer_1718 to Summer_50 | S>V_NIL_NIL_RBNW2_1N : Out = Nil; avoid O/L ROBERTSTOWN 132 kV Bus (5ROB132A) - MWPS3 132 kV Bus (5M_W132A) 132kV line 1 during SYS NORM |  |  |  |  | -1 | [629 empty] | <= | 353.939 | -19.3409 | 203.6325 | 1.9341 | -16.6467 | 228.9831 | [11 empty] | -0.037941 | [641 empty] | 0.037941 | [9 empty] | 6000
AEMO | S>V_NIL_NIL_RBNW2_1N_R | SA | VS | 2016 ESOO | Summer_1718 to Summer_50 | S>V_NIL_NIL_RBNW2_1N : Out = Nil; avoid O/L ROBERTSTOWN 132 kV Bus (5ROB132A) - MWPS3 132 kV Bus (5M_W132A) 132kV line 1 during SYS NORM |  |  |  |  | 1 | [629 empty] | <= | 353.939 | -19.3409 | -203.6325 | 1.9341 | 16.6467 | 262.2765 | [11 empty] | 0.037941 | [641 empty] | -0.037941 | [9 empty] | 6000
AEMO | S>V_NIL_NIL_RBNW2_2N | SA | SV | 2016 ESOO | Summer_1718 to Summer_50 | S>V_NIL_NIL_RBNW2_2N : Out = Nil; avoid O/L MWPS3 132 kV Bus (5M_W132A) - MWPS2 132 kV Bus (5MWS132A) 132kV line 1 during SYS NORM |  |  |  |  | -1 | [629 empty] | <= | 353.9393 | -19.3409 | 192.6458 | 1.9341 | -16.0835 | 229.5465 | [11 empty] | -0.034419 | [641 empty] | 0.034419 | [9 empty] | 6000
AEMO | S>V_NIL_NIL_RBNW2_2N_R | SA | VS | 2016 ESOO | Summer_1718 to Summer_50 | S>V_NIL_NIL_RBNW2_2N : Out = Nil; avoid O/L MWPS3 132 kV Bus (5M_W132A) - MWPS2 132 kV Bus (5MWS132A) 132kV line 1 during SYS NORM |  |  |  |  | 1 | [629 empty] | <= | 353.9393 | -19.3409 | -192.6458 | 1.9341 | 16.0835 | 261.7135 | [11 empty] | 0.034419 | [641 empty] | -0.034419 | [9 empty] | 6000
AEMO | S>V_NIL_NIL_RBNW2_3N | SA | SV | 2016 ESOO | Summer_1718 to Summer_50 | S>V_NIL_NIL_RBNW2_3N : Out = Nil; avoid O/L MWPS2 132 kV Bus (5MWS132A) - MWPS1 132 kV Bus (5MWP132A) 132kV line 1 during SYS NORM |  |  |  |  | -1 | [629 empty] | <= | 353.94 | -19.341 | 184.3655 | 1.9341 | -13.4916 | 232.1389 | [11 empty] | -0.032496 | [641 empty] | 0.032496 | [9 empty] | 6000
AEMO | S>V_NIL_NIL_RBNW2_3N_R | SA | VS | 2016 ESOO | Summer_1718 to Summer_50 | S>V_NIL_NIL_RBNW2_3N : Out = Nil; avoid O/L MWPS2 132 kV Bus (5MWS132A) - MWPS1 132 kV Bus (5MWP132A) 132kV line 1 during SYS NORM |  |  |  |  | 1 | [629 empty] | <= | 353.94 | -19.341 | -184.3655 | 1.9341 | 13.4916 | 259.122 | [11 empty] | 0.032496 | [641 empty] | -0.032496 | [9 empty] | 6000
AEMO | S>V_NIL_NIL_RBNW2_4N | SA | SV | 2016 ESOO | Summer_1718 to Summer_50 | S>V_NIL_NIL_RBNW2_4N : Out = Nil; avoid O/L MWPS1 132 kV Bus (5MWP132A) - NORTH 132 kV Bus (5NWB132A) 132kV line 1 during SYS NORM |  |  |  |  | -1 | [629 empty] | <= | 353.9398 | -19.341 | 173.1337 | 1.9341 | -10.8155 | 234.8149 | [11 empty] | -0.029605 | [641 empty] | 0.029605 | [9 empty] | 6000
AEMO | S>V_NIL_NIL_RBNW2_4N_R | SA | VS | 2016 ESOO | Summer_1718 to Summer_50 | S>V_NIL_NIL_RBNW2_4N : Out = Nil; avoid O/L MWPS1 132 kV Bus (5MWP132A) - NORTH 132 kV Bus (5NWB132A) 132kV line 1 during SYS NORM |  |  |  |  | 1 | [629 empty] | <= | 353.9398 | -19.341 | -173.1337 | 1.9341 | 10.8155 | 256.4459 | [11 empty] | 0.029605 | [641 empty] | -0.029605 | [9 empty] | 6000
AEMO | S>>V_NIL_NIL_MW4RB | SA | SV | 2016 ESOO | Summer_1819 to Summer_50 | S>>V_NIL_NIL_MW4RB : Out = Nil; avoid O/L MWPS4 132 kV Bus (5M_P132A) - ROBERTSTOWN 132 kV Bus (5ROB132A) 132kV line 1 during SYS NORM |  |  |  |  | -0.58755 |  |  |  | -0.14783 | -0.14783 | -0.14783 | -0.14783 | -0.14783 | -0.14783 | -0.14783 | -0.14783 | -0.14783 | -0.14783 | -0.14783 | -0.14783 |  |  |  |  | 0.27314 | 0.27314 | [13 empty] | -0.14329 | [43 empty] | 0.3181 | [92 empty] | -0.14783 | -0.17296 | -0.11233 | [71 empty] | 0.7606 | -0.14329 |  | 0.13189 |  | -0.14783 |  | -0.17296 | -0.22484 | [34 empty] | -0.14329 | [68 empty] | -0.14783 | [90 empty] | 0.45186 | [103 empty] | 1 | [10 empty] | 0.60956 | [65 empty] | <= | 386.7599 | -21.1344 | 96.7588 | 2.1134 | 0.77417 | 269.1813 | [11 empty] | 0.0051333 | [62 empty] | 0.02932 | 0.0078289 | [68 empty] | 0.017291 | [7 empty] | 0.012634 | [26 empty] | 0.013632 | [38 empty] | 0.017291 | 0.01729 | [5 empty] | -0.065579 | [50 empty] | 0.010444 | 0.010444 | [10 empty] | 0.012634 | 0.012634 | 0.012634 | [29 empty] | -0.038994 |  | -0.065579 |  | -0.065579 |  |  | 0.02932 | [15 empty] | 0.017291 | [58 empty] | 0.017291 | 0.017291 | [23 empty] | 0.017291 | 0.017291 | 0.017291 |  | 0.017291 | 0.017291 | 0.017291 | 0.017291 | 0.017291 | 0.017291 | 0.017291 | 0.017291 | 0.017291 | 0.017291 | 0.017291 | 0.017291 | [25 empty] | 0.01729 | 0.01729 | 0.01729 | [35 empty] | 0.013632 | 0.013632 | 0.013632 | 0.013632 | [9 empty] | -0.038994 | -0.038994 |  | 0.012632 | 0.012632 | 0.012632 | [102 empty] | 0.017291 | 0.017291 | [17 empty] | -0.0014469 | [6 empty] | -0.0051333 | [6 empty] | 0.013614 |  |  | 6000
AEMO | S>>V_NIL_NIL_MW4RB_R | SA | VS | 2016 ESOO | Summer_1819 to Summer_50 | S>>V_NIL_NIL_MW4RB : Out = Nil; avoid O/L MWPS4 132 kV Bus (5M_P132A) - ROBERTSTOWN 132 kV Bus (5ROB132A) 132kV line 1 during SYS NORM |  |  |  |  | 0.58755 |  |  |  | 0.14783 | 0.14783 | 0.14783 | 0.14783 | 0.14783 | 0.14783 | 0.14783 | 0.14783 | 0.14783 | 0.14783 | 0.14783 | 0.14783 |  |  |  |  | -0.27314 | -0.27314 | [13 empty] | 0.14329 | [43 empty] | -0.3181 | [92 empty] | 0.14783 | 0.17296 | 0.11233 | [71 empty] | -0.7606 | 0.14329 |  | -0.13189 |  | 0.14783 |  | 0.17296 | 0.22484 | [34 empty] | 0.14329 | [68 empty] | 0.14783 | [90 empty] | -0.45186 | [103 empty] | -1 | [10 empty] | -0.60956 | [65 empty] | <= | 386.7599 | -21.1344 | -96.7588 | 2.1134 | -0.77417 | 267.633 | [11 empty] | -0.0051333 | [62 empty] | -0.02932 | -0.0078289 | [68 empty] | -0.017291 | [7 empty] | -0.012634 | [26 empty] | -0.013632 | [38 empty] | -0.017291 | -0.01729 | [5 empty] | 0.065579 | [50 empty] | -0.010444 | -0.010444 | [10 empty] | -0.012634 | -0.012634 | -0.012634 | [29 empty] | 0.038994 |  | 0.065579 |  | 0.065579 |  |  | -0.02932 | [15 empty] | -0.017291 | [58 empty] | -0.017291 | -0.017291 | [23 empty] | -0.017291 | -0.017291 | -0.017291 |  | -0.017291 | -0.017291 | -0.017291 | -0.017291 | -0.017291 | -0.017291 | -0.017291 | -0.017291 | -0.017291 | -0.017291 | -0.017291 | -0.017291 | [25 empty] | -0.01729 | -0.01729 | -0.01729 | [35 empty] | -0.013632 | -0.013632 | -0.013632 | -0.013632 | [9 empty] | 0.038994 | 0.038994 |  | -0.012632 | -0.012632 | -0.012632 | [102 empty] | -0.017291 | -0.017291 | [17 empty] | 0.0014469 | [6 empty] | 0.0051333 | [6 empty] | -0.013614 |  |  | 6000
AEMO | S>V_NIL_NIL_WTEMWP4_N | SA | SV | 2016 ESOO | Summer_1819 to Summer_50 | S>V_NIL_NIL_WTEMWP4_N : Out = Nil; avoid O/L WATERLOO 132 kV Bus (5WTR132A) - MWPS4 132 kV Bus (5M_P132A) 132kV line 1 during SYS NORM |  |  |  |  | -0.58755 |  |  |  | -0.14783 | -0.14783 | -0.14783 | -0.14783 | -0.14783 | -0.14783 | -0.14783 | -0.14783 | -0.14783 | -0.14783 | -0.14783 | -0.14783 |  |  |  |  | 0.27314 | 0.27314 | [13 empty] | -0.14329 | [43 empty] | 0.3181 | [92 empty] | -0.14783 | -0.17296 | -0.11233 | [71 empty] | 0.7606 | -0.14329 |  | 0.13189 |  | -0.14783 |  | -0.17296 | -0.22484 | [34 empty] | -0.14329 | [68 empty] | -0.14783 | [90 empty] | 0.45186 | [103 empty] | 1 | [10 empty] | 0.60955 | [65 empty] | <= | 386.76 | -21.1344 | 112.876 | 2.1134 | 0.71231 | 269.1196 | [11 empty] | -0.00029253 | [62 empty] | 0.02932 | 0.0078293 | [68 empty] | 0.017291 | [7 empty] | 0.012634 | [26 empty] | 0.013633 | [38 empty] | 0.017291 | 0.017292 | [5 empty] | -0.065579 | [50 empty] | 0.010444 | 0.010444 | [10 empty] | 0.012634 | 0.012634 | 0.012634 | [29 empty] | -0.038995 |  | -0.065579 |  | -0.065579 |  |  | 0.02932 | [15 empty] | 0.017292 | [58 empty] | 0.017292 | 0.017292 | [23 empty] | 0.017292 | 0.017292 | 0.017292 |  | 0.017292 | 0.017292 | 0.017292 | 0.017292 | 0.017292 | 0.017292 | 0.017292 | 0.017292 | 0.017292 | 0.017292 | 0.017292 | 0.017292 | [25 empty] | 0.017292 | 0.017292 | 0.017292 | [35 empty] | 0.013633 | 0.013633 | 0.013633 | 0.013633 | [9 empty] | -0.038995 | -0.038995 |  | 0.012634 | 0.012634 | 0.012634 | [102 empty] | 0.017291 | 0.017292 | [17 empty] | -0.0014462 | [6 empty] | 0.00029253 | [6 empty] | 0.013615 |  |  | 6000
AEMO | S>V_NIL_NIL_WTEMWP4_N_R | SA | VS | 2016 ESOO | Summer_1819 to Summer_50 | S>V_NIL_NIL_WTEMWP4_N : Out = Nil; avoid O/L WATERLOO 132 kV Bus (5WTR132A) - MWPS4 132 kV Bus (5M_P132A) 132kV line 1 during SYS NORM |  |  |  |  | 0.58755 |  |  |  | 0.14783 | 0.14783 | 0.14783 | 0.14783 | 0.14783 | 0.14783 | 0.14783 | 0.14783 | 0.14783 | 0.14783 | 0.14783 | 0.14783 |  |  |  |  | -0.27314 | -0.27314 | [13 empty] | 0.14329 | [43 empty] | -0.3181 | [92 empty] | 0.14783 | 0.17296 | 0.11233 | [71 empty] | -0.7606 | 0.14329 |  | -0.13189 |  | 0.14783 |  | 0.17296 | 0.22484 | [34 empty] | 0.14329 | [68 empty] | 0.14783 | [90 empty] | -0.45186 | [103 empty] | -1 | [10 empty] | -0.60955 | [65 empty] | <= | 386.76 | -21.1344 | -112.876 | 2.1134 | -0.71231 | 267.6949 | [11 empty] | 0.00029253 | [62 empty] | -0.02932 | -0.0078293 | [68 empty] | -0.017291 | [7 empty] | -0.012634 | [26 empty] | -0.013633 | [38 empty] | -0.017291 | -0.017292 | [5 empty] | 0.065579 | [50 empty] | -0.010444 | -0.010444 | [10 empty] | -0.012634 | -0.012634 | -0.012634 | [29 empty] | 0.038995 |  | 0.065579 |  | 0.065579 |  |  | -0.02932 | [15 empty] | -0.017292 | [58 empty] | -0.017292 | -0.017292 | [23 empty] | -0.017292 | -0.017292 | -0.017292 |  | -0.017292 | -0.017292 | -0.017292 | -0.017292 | -0.017292 | -0.017292 | -0.017292 | -0.017292 | -0.017292 | -0.017292 | -0.017292 | -0.017292 | [25 empty] | -0.017292 | -0.017292 | -0.017292 | [35 empty] | -0.013633 | -0.013633 | -0.013633 | -0.013633 | [9 empty] | 0.038995 | 0.038995 |  | -0.012634 | -0.012634 | -0.012634 | [102 empty] | -0.017291 | -0.017292 | [17 empty] | 0.0014462 | [6 empty] | -0.00029253 | [6 empty] | -0.013615 |  |  | 6000
AEMO | S>V_NIL_SEHY_2 | SA | VS | 2016 ESOO | Not_Summer_16 to Not_Summer_50 | S>V_NIL_SEHY_2_R : Out = Nil; avoid O/L HEYWOOD 275 kV Bus (3HEY275C) - SOUTH 275 kV Bus (5SOU275A) 275kV line 2 for loss of HEYWOOD 275 kV Bus (3HEY275C) - SOUTH 275 kV Bus (5SOU275A) 275kV line 1 |  |  |  | -1 | [630 empty] | <= | 678.8708 | -25.1434 | -563.6117 | 1.0057 | 563.198 | 1216.9255 | [11 empty] | -0.0048016 | [62 empty] | -0.0023394 | -0.0022709 | -0.0022453 | -0.0022453 | -0.0022453 | -0.0022453 | -0.0022453 | -0.0022453 | -0.0022453 | -0.0022453 | -0.0022453 | -0.0022453 | -0.0022453 | -0.0022453 |  |  |  |  | -0.002227 | -0.002227 | [13 empty] | -0.0022447 | [36 empty] | -0.0022293 | [6 empty] | -0.0022219 | -0.0037421 | [26 empty] | -0.0037947 | [26 empty] | -0.0021373 | -0.0021373 | -0.0021373 | [9 empty] | -0.0022293 | -0.0022291 | [5 empty] | -0.0022177 | [18 empty] | -0.0022453 | -0.0022484 | -0.0022407 | [29 empty] | -0.0036272 | -0.0036272 | [10 empty] | -0.0037423 | -0.0037423 | -0.0037423 | [27 empty] | -0.0022344 | -0.0022447 | -0.0022041 | -0.0022137 | -0.0022177 | -0.0022453 | -0.0022177 | [18 empty] | -0.0022291 | [17 empty] | -0.0022447 | [40 empty] | -0.0022293 | -0.0022293 | [52 empty] | -0.002129 | -0.002129 | [10 empty] | -0.0022291 | -0.0022291 | -0.0022291 |  |  |  | -0.0021291 | -0.0021291 | -0.0021291 | -0.0021286 | -0.0021286 | -0.0021286 | -0.0021286 | -0.0021286 | [24 empty] | -0.0037947 | -0.0037947 | -0.0037947 | -0.0037947 | [9 empty] | -0.0022041 | -0.0022041 | -0.0022268 | -0.0037425 | -0.0037425 | -0.0037425 | [52 empty] | -0.0021175 | -0.0021175 | -0.0021175 | -0.0021175 |  | -0.0021169 | -0.0021169 | -0.0021169 | [40 empty] | -0.0022402 | [10 empty] | -0.002231 | [16 empty] | 0.0048016 | [7 empty] | -0.0022486 |  | 6000
AEMO | S>V_NIL_SEHY_1 | SA | VS | 2016 ESOO | Not_Summer_16 to Not_Summer_50 | S>V_NIL_SEHY_1_R : Out = Nil; avoid O/L HEYWOOD 275 kV Bus (3HEY275C) - SOUTH 275 kV Bus (5SOU275A) 275kV line 1 for loss of HEYWOOD 275 kV Bus (3HEY275C) - SOUTH 275 kV Bus (5SOU275A) 275kV line 2 |  |  |  | -1 | [630 empty] | <= | 678.8708 | -25.1434 | -563.6118 | 1.0057 | 563.1981 | 1216.9255 | [11 empty] | -0.0048016 | [62 empty] | -0.0023394 | -0.0022709 | -0.0022453 | -0.0022453 | -0.0022453 | -0.0022453 | -0.0022453 | -0.0022453 | -0.0022453 | -0.0022453 | -0.0022453 | -0.0022453 | -0.0022453 | -0.0022453 |  |  |  |  | -0.002227 | -0.002227 | [13 empty] | -0.0022447 | [36 empty] | -0.0022293 | [6 empty] | -0.0022219 | -0.0037421 | [26 empty] | -0.0037947 | [26 empty] | -0.0021373 | -0.0021373 | -0.0021373 | [9 empty] | -0.0022293 | -0.0022291 | [5 empty] | -0.0022177 | [18 empty] | -0.0022453 | -0.0022484 | -0.0022407 | [29 empty] | -0.0036272 | -0.0036272 | [10 empty] | -0.0037423 | -0.0037423 | -0.0037423 | [27 empty] | -0.0022344 | -0.0022447 | -0.0022041 | -0.0022137 | -0.0022177 | -0.0022453 | -0.0022177 | [18 empty] | -0.0022291 | [17 empty] | -0.0022447 | [40 empty] | -0.0022293 | -0.0022293 | [52 empty] | -0.002129 | -0.002129 | [10 empty] | -0.0022291 | -0.0022291 | -0.0022291 |  |  |  | -0.0021291 | -0.0021291 | -0.0021291 | -0.0021286 | -0.0021286 | -0.0021286 | -0.0021286 | -0.0021286 | [24 empty] | -0.0037947 | -0.0037947 | -0.0037947 | -0.0037947 | [9 empty] | -0.0022041 | -0.0022041 | -0.0022268 | -0.0037425 | -0.0037425 | -0.0037425 | [52 empty] | -0.0021175 | -0.0021175 | -0.0021175 | -0.0021175 |  | -0.0021169 | -0.0021169 | -0.0021169 | [40 empty] | -0.0022402 | [10 empty] | -0.002231 | [16 empty] | 0.0048016 | [7 empty] | -0.0022486 |  | 6000
AEMO | S>>V_NIL_5T5P1_5P5P1_5 | SA | SV | 2016 ESOO | Not_Summer_16 to Not_Summer_50 | S>>V_NIL_5T5P1_5P5P1_5 : Out = Nil; avoid O/L PARAFIELD 275 kV Bus (5PGW275A) - PARA 275 kV Bus (5PAR275C) 275kV line 1 for loss of TORRENS 275 kV Bus (5TAP275A) - PARA 275 kV Bus (5PAR275C) 275kV line 1 |  |  |  | -0.7119 | -0.95017 |  | -0.81654 | -0.51661 | -0.95211 | -0.95211 | -0.95211 | -0.95211 | -0.95211 | -0.95211 | -0.95211 | -0.95211 | -0.95211 | -0.95211 | -0.95211 | -0.95211 |  |  |  |  | -0.99409 | -0.99409 | [13 empty] | -0.95284 | [36 empty] | -0.97327 | [6 empty] | -0.98647 | -0.7133 | [26 empty] | -0.71283 | [26 empty] | -0.088063 | -0.088063 | -0.088063 | [9 empty] | -0.97327 | -0.97327 | [5 empty] | -0.98606 | [18 empty] | -0.95211 | -0.94804 | -0.95786 | [29 empty] | -0.71434 | -0.71434 | [10 empty] | -0.7133 | -0.7133 | -0.7133 | [27 empty] | -0.97323 | -0.95284 | -1 | -0.99876 | -0.98606 | -0.95211 | -0.98606 | [18 empty] | -0.97327 | [17 empty] | -0.95284 | [40 empty] | -0.97327 | -0.97327 | [64 empty] | -0.97327 | -0.97327 | -0.97327 |  |  |  | 0.1204 | 0.1204 | 0.1204 | [29 empty] | -0.71283 | -0.71283 | -0.71283 | -0.71283 | [9 empty] | -1 | -1 | -0.97953 | -0.7133 | -0.7133 | -0.7133 | [100 empty] | -0.96545 | [10 empty] | -0.97558 | [65 empty] | <= | 1281.7996 | -44.8809 | 772.4966 | 1.7952 | 261.8318 | 1498.7504 | [11 empty] | -0.46936 | [444 empty] | 0.016028 | 0.016028 | [19 empty] | 0.021767 | 0.021767 | 0.021767 | 0.021767 | 0.021767 | [95 empty] | 0.0050962 | 0.0050962 | 0.0050962 | 0.0050962 |  | 0.0036654 | 0.0036654 | 0.0036654 | [68 empty] | 0.46936 | [9 empty] | 6000
AEMO | S>>V_NIL_5T5P1_5P5P1_6 | SA | SV | 2016 ESOO | Not_Summer_16 to Not_Summer_50 | S>>V_NIL_5T5P1_5P5P1_6 : Out = Nil; avoid O/L PELICAN 275 kV Bus (5PEL275A) - PARAFIELD 275 kV Bus (5PGW275A) 275kV line 1 for loss of TORRENS 275 kV Bus (5TAP275A) - PARA 275 kV Bus (5PAR275C) 275kV line 1 |  |  |  | -0.70548 | -0.94114 |  | -0.80823 | -0.51409 | -0.94385 | -0.94385 | -0.94385 | -0.94385 | -0.94385 | -0.94385 | -0.94385 | -0.94385 | -0.94385 | -0.94385 | -0.94385 | -0.94385 |  |  |  |  | -0.98315 | -0.98315 | [13 empty] | -0.94463 | [36 empty] | -0.96628 | [6 empty] | -0.97889 | -0.70687 | [26 empty] | -0.70641 | [26 empty] | -0.23478 | -0.23478 | -0.23478 | [9 empty] | -0.96629 | -0.96628 | [5 empty] | -0.98193 | [18 empty] | -0.94385 | -0.93953 | -0.94996 | [29 empty] | -0.70788 | -0.70788 | [10 empty] | -0.70687 | -0.70687 | -0.70687 | [27 empty] | -0.96437 | -0.94463 | -1 | -0.98941 | -0.98193 | -0.94385 | -0.98193 | [18 empty] | -0.96629 | [17 empty] | -0.94463 | [40 empty] | -0.96629 | -0.96629 | [52 empty] | -0.081275 | -0.081275 | [10 empty] | -0.96628 | -0.96628 | -0.96628 |  |  |  | 0.13156 | 0.13156 | 0.13156 | -0.087095 | -0.087095 | -0.087095 | -0.087095 | -0.087092 | [24 empty] | -0.70641 | -0.70641 | -0.70641 | -0.70641 | [9 empty] | -1 | -1 | -0.97256 | -0.70687 | -0.70687 | -0.70687 | [100 empty] | -0.95641 | [10 empty] | -0.9679 | [65 empty] | <= | 1720.3803 | -44.4313 | 927.832 | 1.7773 | 261.6034 | 1937.5524 | [11 empty] | -0.52989 | [565 empty] | 0.005266 | 0.005266 | 0.005266 | 0.005266 |  | 0.0036314 | 0.0036314 | 0.0036314 | [68 empty] | 0.52989 | [9 empty] | 6000
AEMO | V>>S_NIL_5T5K1_5T5N1_7 | SA | VS | 2016 ESOO | Not_Summer_16 to Not_Summer_50 | V>>S_NIL_5T5K1_5T5N1_7 : Out = Nil; avoid O/L TORRENS 275 kV Bus (5TAP275A) - NORTHFIELD 275 kV Bus (5NOR275A) 275kV line 1 for loss of TORRENS 275 kV Bus (5TAP275A) - KILBURN 275 kV Bus (5KIL275A) 275kV line 1 | [138 empty] | -1 | -1 | -1 | [247 empty] | -0.46571 | -0.46571 | [19 empty] | -0.46139 | -0.46139 | -0.46139 | -0.46139 | -0.46139 | [220 empty] | <= | 1771.4024 | -65.6075 | 998.4511 | 2.6243 | -52.2885 | 1653.5064 | [11 empty] | -0.40974 | [62 empty] | 0.057769 | 0.068749 | 0.055636 | 0.055636 | 0.055636 | 0.055636 | 0.055636 | 0.055636 | 0.055636 | 0.055636 | 0.055636 | 0.055636 | 0.055636 | 0.055636 |  |  |  |  | 0.054202 | 0.054202 | [13 empty] | 0.055633 | [36 empty] | 0.055661 | [6 empty] | 0.055286 | 0.060191 | [26 empty] | 0.060209 | [38 empty] | 0.055661 | 0.055661 | [5 empty] | 0.056284 | [18 empty] | 0.055636 | 0.055629 | 0.055643 | [29 empty] | 0.060149 | 0.060149 | [10 empty] | 0.060191 | 0.060191 | 0.060191 | [27 empty] | 0.05513 | 0.055633 | 0.057248 | 0.054588 | 0.056284 | 0.055636 | 0.056284 | [18 empty] | 0.055665 | [17 empty] | 0.055636 | [40 empty] | 0.055665 | 0.055665 | [64 empty] | 0.055661 | 0.055661 | 0.055661 |  |  |  | 0.022652 | 0.022652 | 0.022652 | [29 empty] | 0.060209 | 0.060209 | 0.060209 | 0.060209 | [9 empty] | 0.057248 | 0.057248 | 0.055572 | 0.060191 | 0.060191 | 0.060191 | [100 empty] | 0.055201 | [10 empty] | 0.055427 | [16 empty] | 0.40974 | [6 empty] | 0.060131 | 0.055445 |  | 6000
AEMO | V>>S_NIL_5T5N1_5T5K1_8 | SA | VS | 2016 ESOO | Not_Summer_16 to Not_Summer_50 | V>>S_NIL_5T5N1_5T5K1_8 : Out = Nil; avoid O/L TORRENS 275 kV Bus (5TAP275A) - KILBURN 275 kV Bus (5KIL275A) 275kV line 1 for loss of TORRENS 275 kV Bus (5TAP275A) - NORTHFIELD 275 kV Bus (5NOR275A) 275kV line 1 | [138 empty] | -1 | -1 | -1 | [247 empty] | -0.46569 | -0.46569 | [19 empty] | -0.46139 | -0.46139 | -0.46139 | -0.46139 | -0.46138 | [220 empty] | <= | 1767.0222 | -65.4453 | 978.5242 | 2.6178 | -50.9966 | 1650.5803 | [11 empty] | -0.40324 | [62 empty] | 0.057193 | 0.067908 | 0.055147 | 0.055147 | 0.055147 | 0.055147 | 0.055147 | 0.055147 | 0.055147 | 0.055147 | 0.055147 | 0.055147 | 0.055147 | 0.055147 |  |  |  |  | 0.053745 | 0.053745 | [13 empty] | 0.055152 | [36 empty] | 0.055195 | [6 empty] | 0.054821 | 0.05954 | [26 empty] | 0.059562 | [38 empty] | 0.055195 | 0.055195 | [5 empty] | 0.055826 | [18 empty] | 0.055147 | 0.055143 | 0.05516 | [29 empty] | 0.059501 | 0.059501 | [10 empty] | 0.059544 | 0.059544 | 0.059544 | [27 empty] | 0.05466 | 0.055152 | 0.056802 | 0.054133 | 0.055826 | 0.055147 | 0.055826 | [18 empty] | 0.0552 | [17 empty] | 0.055152 | [40 empty] | 0.055195 | 0.055195 | [64 empty] | 0.055195 | 0.055195 | 0.055195 |  |  |  | 0.022578 | 0.022578 | 0.022578 | [29 empty] | 0.059562 | 0.059562 | 0.059562 | 0.059562 | [9 empty] | 0.056802 | 0.056802 | 0.055108 | 0.05954 | 0.05954 | 0.05954 | [100 empty] | 0.054721 | [10 empty] | 0.05496 | [16 empty] | 0.40324 | [6 empty] | 0.059483 | 0.05496 |  | 6000
AEMO | V>>S_NIL_5T5N1_5K5N1_9 | SA | VS | 2016 ESOO | Not_Summer_16 to Not_Summer_50 | V>>S_NIL_5T5N1_5K5N1_9 : Out = Nil; avoid O/L KILBURN 275 kV Bus (5KIL275A) - NORTHFIELD 275 kV Bus (5NOR275A) 275kV line 1 for loss of TORRENS 275 kV Bus (5TAP275A) - NORTHFIELD 275 kV Bus (5NOR275A) 275kV line 1 | [138 empty] | -1 | -1 | -1 | [247 empty] | -0.46608 | -0.46608 | [19 empty] | -0.46168 | -0.46168 | -0.46168 | -0.46168 | -0.46168 | [220 empty] | <= | 2264.7804 | -118.9486 | 1465.1916 | 4.7579 | -86.1747 | 2059.6572 | [11 empty] | -0.55795 | [62 empty] | 0.070899 | 0.087988 | 0.066668 | 0.066668 | 0.066668 | 0.066668 | 0.066668 | 0.066668 | 0.066668 | 0.066668 | 0.066668 | 0.066668 | 0.066668 | 0.066668 |  |  |  |  | 0.064645 | 0.064645 | [13 empty] | 0.066652 | [36 empty] | 0.066342 | [6 empty] | 0.065765 | 0.074971 | [26 empty] | 0.074996 | [38 empty] | 0.066334 | 0.066342 | [5 empty] | 0.066693 | [18 empty] | 0.066668 | 0.066727 | 0.066576 | [29 empty] | 0.074904 | 0.074904 | [10 empty] | 0.074962 | 0.074962 | 0.074962 | [27 empty] | 0.065849 | 0.066652 | 0.067354 | 0.064913 | 0.066693 | 0.066668 | 0.066693 | [18 empty] | 0.066334 | [17 empty] | 0.066652 | [40 empty] | 0.066342 | 0.066342 | [64 empty] | 0.066342 | 0.066342 | 0.066342 |  |  |  | 0.024413 | 0.024413 | 0.024413 | [29 empty] | 0.074996 | 0.074996 | 0.074996 | 0.074996 | [9 empty] | 0.067354 | 0.067354 | 0.06615 | 0.074971 | 0.074971 | 0.074971 | [100 empty] | 0.066041 | [10 empty] | 0.066083 | [16 empty] | 0.55795 | [6 empty] | 0.074895 | 0.066526 |  | 6000
AEMO | S>>V_NIL_5T5R1_5M5R1_10 | SA | SV | 2016 ESOO | Not_Summer_16 to Not_Summer_50 | S>>V_NIL_5T5R1_5M5R1_10 : Out = Nil; avoid O/L MWPS4 132 kV Bus (5M_P132A) - ROBERTSTOWN 132 kV Bus (5ROB132A) 132kV line 1 for loss of TUNKILLO 275 kV Bus (5TUN275A) - ROBERTSTOWN 275 kV Bus (5ROB275A) 275kV line 1 |  |  |  |  | -0.78446 |  |  |  | -0.30114 | -0.30114 | -0.30114 | -0.30114 | -0.30114 | -0.30114 | -0.30114 | -0.30114 | -0.30114 | -0.30114 | -0.30114 | -0.30114 |  |  |  |  | 0.26691 | 0.26691 | [13 empty] | -0.29477 | [36 empty] | -0.11823 | [6 empty] | 0.27764 | [66 empty] | -0.11823 | -0.11823 | [24 empty] | -0.30114 | -0.33634 | -0.25139 | [71 empty] | 0.74866 | -0.29477 |  | 0.086909 |  | -0.30114 | [19 empty] | -0.11823 | [17 empty] | -0.29477 | [40 empty] | -0.11823 | -0.11823 | [64 empty] | -0.11823 | -0.11823 | -0.11823 | [50 empty] | 0.41675 | [103 empty] | 1 | [10 empty] | 0.58547 | [65 empty] | <= | 319.0415 | -23.2877 | 141.2632 | 2.3288 | -7.892 | 287.8618 | [11 empty] | -0.01275 | [62 empty] | -0.0027333 | -0.0027218 | [76 empty] | -0.010163 | [26 empty] | -0.0093633 | [96 empty] | -0.011914 | -0.011914 | [10 empty] | -0.010162 | -0.010162 | -0.010162 | [215 empty] | -0.0093633 | -0.0093633 | -0.0093633 | -0.0093633 | [12 empty] | -0.010163 | -0.010163 | -0.010163 | [128 empty] | 0.01275 | [6 empty] | -0.0093518 |  |  | 6000
AEMO | S>>V_NIL_5P5P1_5T5P1_11 | SA | SV | 2016 ESOO | Not_Summer_16 to Not_Summer_50 | S>>V_NIL_5P5P1_5T5P1_11 : Out = Nil; avoid O/L TORRENS 275 kV Bus (5TAP275A) - PARA 275 kV Bus (5PAR275C) 275kV line 1 for loss of PARAFIELD 275 kV Bus (5PGW275A) - PARA 275 kV Bus (5PAR275C) 275kV line 1 |  |  |  | -0.71004 | -0.94768 |  | -0.8142 | -0.51574 | -0.94983 | -0.94983 | -0.94983 | -0.94983 | -0.94983 | -0.94983 | -0.94983 | -0.94983 | -0.94983 | -0.94983 | -0.94983 | -0.94983 |  |  |  |  | -0.99109 | -0.99109 | [13 empty] | -0.95058 | [36 empty] | -0.97134 | [6 empty] | -0.98439 | -0.71145 | [26 empty] | -0.71098 | [26 empty] | -0.13878 | -0.13878 | -0.13878 | [9 empty] | -0.97134 | -0.97134 | [5 empty] | -0.98492 | [18 empty] | -0.94983 | -0.94569 | -0.95568 | [29 empty] | -0.71247 | -0.71247 | [10 empty] | -0.71144 | -0.71144 | -0.71144 | [27 empty] | -0.97079 | -0.95058 | -1 | -0.99619 | -0.98492 | -0.94983 | -0.98492 | [18 empty] | -0.97134 | [17 empty] | -0.95058 | [40 empty] | -0.97135 | -0.97135 | [64 empty] | -0.97134 | -0.97134 | -0.97134 | [35 empty] | -0.71098 | -0.71098 | -0.71098 | -0.71098 | [9 empty] | -1 | -1 | -0.97761 | -0.71145 | -0.71145 | -0.71145 | [100 empty] | -0.96296 | [10 empty] | -0.97347 | [65 empty] | <= | 1328.3099 | -38.7488 | 751.4076 | 1.55 | 259.9952 | 1549.5563 | [11 empty] | -0.49013 | [444 empty] | 0.06822 | 0.06822 | [16 empty] | 0.015885 | 0.015885 | 0.015885 | 0.067103 | 0.067103 | 0.067103 | 0.067103 | 0.067104 | [95 empty] | 0.0021551 | 0.0021551 | 0.0021551 | 0.0021551 |  | 0.0036597 | 0.0036597 | 0.0036597 | [68 empty] | 0.49013 | [9 empty] | 6000
AEMO | S>>V_NIL_5P5P1_5T5P1_13 | SA | SV | 2016 ESOO | Not_Summer_16 to Not_Summer_50 | S>>V_NIL_5P5P1_5T5P1_13 : Out = Nil; avoid O/L TORRENS 275 kV Bus (5TAP275A) - PARA 275 kV Bus (5PAR275C) 275kV line 1 for loss of PELICAN 275 kV Bus (5PEL275A) - PARAFIELD 275 kV Bus (5PGW275A) 275kV line 1 |  |  |  | -0.70645 | -0.94264 |  | -0.80956 | -0.51433 | -0.94522 | -0.94522 | -0.94522 | -0.94522 | -0.94522 | -0.94522 | -0.94522 | -0.94522 | -0.94522 | -0.94522 | -0.94522 | -0.94522 |  |  |  |  | -0.98498 | -0.98498 | [13 empty] | -0.94599 | [36 empty] | -0.96744 | [6 empty] | -0.98015 | -0.70785 | [26 empty] | -0.70738 | [26 empty] | -0.22037 | -0.22037 | -0.22037 | [9 empty] | -0.96744 | -0.96744 | [5 empty] | -0.98262 | [18 empty] | -0.94522 | -0.94094 | -0.95126 | [29 empty] | -0.70886 | -0.70886 | [10 empty] | -0.70785 | -0.70785 | -0.70785 | [27 empty] | -0.96584 | -0.94599 | -1 | -0.99098 | -0.98262 | -0.94522 | -0.98262 | [18 empty] | -0.96744 | [17 empty] | -0.94599 | [40 empty] | -0.96745 | -0.96745 | [52 empty] | -0.10373 | -0.10373 | [10 empty] | -0.96744 | -0.96744 | -0.96744 | [6 empty] | -0.10283 | -0.10283 | -0.10283 | -0.10283 | -0.10283 | [24 empty] | -0.70738 | -0.70738 | -0.70738 | -0.70738 | [9 empty] | -1 | -1 | -0.97372 | -0.70785 | -0.70785 | -0.70785 | [100 empty] | -0.95791 | [10 empty] | -0.96918 | [65 empty] | <= | 1310.5977 | -38.2321 | 839.2113 | 1.5293 | 260.922 | 1533.2876 | [11 empty] | -0.5238 | [462 empty] | 0.0060271 | 0.0060271 | 0.0060271 | [100 empty] | 0.0023106 | 0.0023106 | 0.0023106 | 0.0023106 |  | 0.0036226 | 0.0036226 | 0.0036226 | [68 empty] | 0.5238 | [9 empty] | 6000
AEMO | V>>S_NIL_5P5L1_5P5P1_14 | SA | VS | 2016 ESOO | Not_Summer_16 to Not_Summer_50 | V>>S_NIL_5P5L1_5P5P1_14 : Out = Nil; avoid O/L PARAFIELD 275 kV Bus (5PGW275A) - PARA 275 kV Bus (5PAR275C) 275kV line 1 for loss of PELICAN 275 kV Bus (5PEL275A) - LEFEVRE 275 kV Bus (5LEF275A) 275kV line 1 | [138 empty] | 0.083377 | 0.083377 | 0.083377 | [265 empty] | 1 | 1 | 1 | [225 empty] | <= | 760.8095 | -26.639 | 394.2494 | 1.0656 | 3.5903 | 737.7609 | [11 empty] | 0.031126 | [62 empty] | 0.015571 | 0.0082826 | 0.01733 | 0.01733 | 0.01733 | 0.01733 | 0.01733 | 0.01733 | 0.01733 | 0.01733 | 0.01733 | 0.01733 | 0.01733 | 0.01733 |  |  |  |  | 0.019426 | 0.019426 | [13 empty] | 0.017313 | [36 empty] | 0.01688 | [6 empty] | 0.017397 | 0.013126 | [26 empty] | 0.013117 | [38 empty] | 0.01688 | 0.01688 | [5 empty] | 0.015409 | [18 empty] | 0.01733 | 0.017418 | 0.017206 | [29 empty] | 0.013151 | 0.013151 | [10 empty] | 0.013126 | 0.013126 | 0.013126 | [27 empty] | 0.017956 | 0.017313 | 0.013229 | 0.018567 | 0.015409 | 0.01733 | 0.015409 | [18 empty] | 0.01688 | [17 empty] | 0.017315 | [40 empty] | 0.01688 | 0.01688 | [52 empty] | -0.03859 | -0.03859 | [10 empty] | 0.01688 | 0.01688 | 0.01688 | [6 empty] | -0.038277 | -0.038277 | -0.038277 | -0.038277 | -0.038277 | [24 empty] | 0.013117 | 0.013117 | 0.013117 | 0.013117 | [9 empty] | 0.013229 | 0.013229 | 0.016949 | 0.013126 | 0.013126 | 0.013126 | [100 empty] | 0.01796 | [10 empty] | 0.017311 | [16 empty] | -0.031126 | [6 empty] | 0.013098 | 0.017745 |  | 6000
AEMO | S>>S_NIL_5P5L1_5P5P1_15 | SA | SS | 2016 ESOO | Not_Summer_16 to Not_Summer_50 | S>>S_NIL_5P5L1_5P5P1_15 : Out = Nil; avoid O/L PELICAN 275 kV Bus (5PEL275A) - PARAFIELD 275 kV Bus (5PGW275A) 275kV line 1 for loss of PELICAN 275 kV Bus (5PEL275A) - LEFEVRE 275 kV Bus (5LEF275A) 275kV line 1 | [406 empty] | 1 | 1 | 1 | [225 empty] | <= | 967.9999 | -25 | 470.0163 | 1 | 0.69434 | 943.6942 | [11 empty] | 0.0024635 | [641 empty] | -0.0024635 | [9 empty] | 6000
AEMO | V>>S_NIL_5K5N1_5T5N1_20 | SA | VS | 2016 ESOO | Not_Summer_16 to Not_Summer_50 | V>>S_NIL_5K5N1_5T5N1_20 : Out = Nil; avoid O/L TORRENS 275 kV Bus (5TAP275A) - NORTHFIELD 275 kV Bus (5NOR275A) 275kV line 1 for loss of KILBURN 275 kV Bus (5KIL275A) - NORTHFIELD 275 kV Bus (5NOR275A) 275kV line 1 | [138 empty] | -1 | -1 | -1 | [247 empty] | -0.46604 | -0.46604 | [19 empty] | -0.46165 | -0.46165 | -0.46165 | -0.46165 | -0.46165 | [220 empty] | <= | 2947.5106 | -109.1671 | 1412.7966 | 4.3667 | -84.4223 | 2753.9212 | [11 empty] | -0.54085 | [62 empty] | 0.069383 | 0.085768 | 0.065393 | 0.065393 | 0.065393 | 0.065393 | 0.065393 | 0.065393 | 0.065393 | 0.065393 | 0.065393 | 0.065393 | 0.065393 | 0.065393 |  |  |  |  | 0.063436 | 0.063436 | [13 empty] | 0.065375 | [36 empty] | 0.065104 | [6 empty] | 0.064556 | 0.073255 | [26 empty] | 0.073291 | [38 empty] | 0.065104 | 0.065104 | [5 empty] | 0.065493 | [18 empty] | 0.065393 | 0.065446 | 0.06531 | [29 empty] | 0.073196 | 0.073196 | [10 empty] | 0.073255 | 0.073255 | 0.073255 | [27 empty] | 0.064609 | 0.065375 | 0.066183 | 0.063725 | 0.065493 | 0.065393 | 0.065493 | [18 empty] | 0.065104 | [17 empty] | 0.065381 | [40 empty] | 0.065104 | 0.065104 | [64 empty] | 0.065104 | 0.065104 | 0.065104 |  |  |  | 0.024212 | 0.024212 | 0.024212 | [29 empty] | 0.073291 | 0.073291 | 0.073291 | 0.073291 | [9 empty] | 0.066183 | 0.066183 | 0.064927 | 0.073261 | 0.073261 | 0.073261 | [100 empty] | 0.064786 | [10 empty] | 0.064851 | [16 empty] | 0.54085 | [6 empty] | 0.07319 | 0.065245 |  | 6000
AEMO | S>NIL_CGTB_TUTB | SA | SV | 2016 ESOO | Not_Summer_16 to Not_Summer_50 | S>>NIL_TBCG_TBTU : Out = Nil; avoid O/L TAILEM 275 kV Bus (5TAL275E) - TUNKILLO 275 kV Bus (5TUN275A) 275kV line 1 for loss of TAILEM 275 kV Bus (5TAL275E) - CHERRY 275 kV Bus (5CHG275A) 275kV line 1 |  |  |  | -0.99869 | [80 empty] | -0.9873 | [26 empty] | -1 | [96 empty] | -0.95946 | -0.95946 | [10 empty] | -0.9873 | -0.9873 | -0.9873 | [215 empty] | -1 | -1 | -1 | -1 | [12 empty] | -0.9873 | -0.9873 | -0.9873 | [177 empty] | <= | 799.247 | -29.2979 | -453.5521 | 1.1719 | 534.5577 | 1304.5069 | [11 empty] | -0.073863 | [62 empty] | -0.022849 | 0.010057 | [16 empty] | 0.037349 | 0.037349 | [50 empty] | 0.0026198 | [6 empty] | 0.0084822 | [54 empty] | 0.0053477 | 0.0053477 | 0.0053477 | [9 empty] | 0.0026198 | 0.0026194 | [5 empty] | 0.0042623 | [19 empty] | -0.001136 | [72 empty] | 0.014199 |  | 0.0042038 | 0.0068827 | 0.0042623 |  | 0.0042623 | [18 empty] | 0.0026198 | [58 empty] | 0.0026198 | 0.0026198 | [52 empty] | 0.0052689 | 0.0052689 | [10 empty] | 0.0026194 | 0.0026194 | 0.0026194 |  |  |  | 0.0050816 | 0.0050816 | 0.0050816 | 0.0052781 | 0.0052781 | 0.0052781 | 0.0052781 | 0.0052778 | [37 empty] | 0.0042038 | 0.0042038 | 0.0098571 | [55 empty] | 0.0052813 | 0.0052813 | 0.0052813 | 0.0052813 |  | 0.0052847 | 0.0052847 | 0.0052847 | [40 empty] | 0.014286 | [10 empty] | 0.011988 | [16 empty] | 0.073863 | [7 empty] | 0.0044182 |  | 6000
AEMO | S>>V_NIL_2M5C1_5M5R1_39 | SA | SV | 2016 ESOO | Not_Summer_16 to Not_Summer_50 | S>>V_NIL_2M5C1_5M5R1_39 : Out = Nil; avoid O/L MWPS4 132 kV Bus (5M_P132A) - ROBERTSTOWN 132 kV Bus (5ROB132A) 132kV line 1 for loss of MINTARO 132 kV Bus (2MIN132A) - CLARE 132 kV Bus (5CLR132B) 132kV line 1 |  |  |  |  | -0.40108 |  |  |  | -0.11819 | -0.11819 | -0.11819 | -0.11819 | -0.11819 | -0.11819 | -0.11819 | -0.11819 | -0.11819 | -0.11819 | -0.11819 | -0.11819 |  |  |  |  | 0.27009 | 0.27009 | [13 empty] | -0.11565 | [43 empty] | 0.073574 | [92 empty] | -0.11819 | -0.13228 | -0.098285 | [71 empty] | 0.93902 | -0.11565 |  |  |  | -0.11819 | [37 empty] | -0.11564 | [159 empty] | 0.37432 | [103 empty] | 1 | [10 empty] | 0.56966 | [65 empty] | <= | 239.5641 | -17.4864 | 110.0451 | 1.7486 | -1.4006 | 220.677 | [11 empty] | 0.0034127 | [62 empty] | 0.020383 | 0.0048921 | [68 empty] | 0.044999 | [7 empty] | 0.0061863 | [26 empty] | 0.0071441 | [38 empty] | 0.044999 | 0.044999 | [5 empty] | -0.013049 | [50 empty] | 0.0040854 | 0.0040854 | [10 empty] | 0.0061853 | 0.0061853 | 0.0061853 | [29 empty] | -0.0081643 | -0.017116 | -0.013049 |  | -0.013049 | [18 empty] | 0.044999 | [58 empty] | 0.044999 | 0.044999 | [64 empty] | 0.044999 | 0.044999 | 0.044999 | [35 empty] | 0.0071441 | 0.0071441 | 0.0071441 | 0.0071441 | [9 empty] | -0.0081643 | -0.0081643 |  | 0.0061863 | 0.0061863 | 0.0061863 | [128 empty] | -0.0034127 | [6 empty] | 0.0071343 |  |  | 6000
AEMO | S>>V_NIL_5W5M1_R_TX1_40 | SA | SV | 2016 ESOO | Not_Summer_16 to Not_Summer_50 | S>>V_NIL_5W5M1_R_TX1_40 : Out = Nil; avoid O/L R_TOWN 275/132kV Transformer 1 for loss of WATERLOO 132 kV Bus (5WTR132A) - MWPS4 132 kV Bus (5M_P132A) 132kV line 1 |  |  |  |  | -1 | [629 empty] | <= | 304.299 | -47.5467 | 200.4467 | 1.9019 | -12.0376 | 244.7147 | [11 empty] | -0.038426 | [641 empty] | 0.038426 | [9 empty] | 6000
AEMO | S>>V_NIL_5W5M1_R_TX2_41 | SA | SV | 2016 ESOO | Not_Summer_16 to Not_Summer_50 | S>>V_NIL_5W5M1_R_TX2_41 : Out = Nil; avoid O/L R_TOWN 275/132kV Transformer 2 for loss of WATERLOO 132 kV Bus (5WTR132A) - MWPS4 132 kV Bus (5M_P132A) 132kV line 1 |  |  |  |  | -1 | [629 empty] | <= | 337.4045 | -52.7194 | 200.4974 | 2.1088 | -12.0882 | 272.5968 | [11 empty] | -0.038426 | [641 empty] | 0.038426 | [9 empty] | 6000
AEMO | S>>S_NIL_CUTX1_CUTX2_46 | SA | SS | 2016 ESOO | Not_Summer_16 to Not_Summer_50 | S>>S_NIL_CUTX1_CUTX2_46 : Out = Nil; avoid O/L CULTAN 275/132kV Transformer 2 for loss of CULTAN 275/132kV Transformer 1 | [76 empty] | -1 | [74 empty] | -1 | [123 empty] | -1 | [124 empty] | -1 | -1 | -1 | [231 empty] | <= | 200.0011 | -25.0001 | 109.9181 | 1 | 3.4774 | 178.4784 | [11 empty] | -0.042248 | [641 empty] | 0.042248 | [9 empty] | 6000
AEMO | S>>S_NIL_CUTX2_CUTX1_47 | SA | SS | 2016 ESOO | Not_Summer_16 to Not_Summer_50 | S>>S_NIL_CUTX2_CUTX1_47 : Out = Nil; avoid O/L CULTAN 275/132kV Transformer 1 for loss of CULTAN 275/132kV Transformer 2 | [76 empty] | -1 | [74 empty] | -1 | [123 empty] | -1 | [124 empty] | -1 | -1 | -1 | [231 empty] | <= | 200.0011 | -25.0001 | 109.9209 | 1 | 3.4748 | 178.4757 | [11 empty] | -0.042248 | [641 empty] | 0.042248 | [9 empty] | 6000
AEMO | S>>V_NIL_R_TX1_5W5M1_48 | SA | SV | 2016 ESOO | Not_Summer_16 to Not_Summer_50 | S>>V_NIL_R_TX1_5W5M1_48 : Out = Nil; avoid O/L WATERLOO 132 kV Bus (5WTR132A) - MWPS4 132 kV Bus (5M_P132A) 132kV line 1 for loss of R_TOWN 275/132kV Transformer 1 |  |  |  |  | -0.98988 |  |  |  | -0.14792 | -0.14792 | -0.14792 | -0.14792 | -0.14792 | -0.14792 | -0.14792 | -0.14792 | -0.14792 | -0.14792 | -0.14792 | -0.14792 |  |  |  |  | 0.27308 | 0.27308 | [13 empty] | -0.14338 | [43 empty] | 0.31804 | [92 empty] | -0.14792 | -0.17305 | -0.11241 | [71 empty] | 0.76058 | -0.14338 |  | 0.13183 |  | -0.14792 | [37 empty] | -0.14338 | [159 empty] | 0.45182 | [103 empty] | 1 | [10 empty] | 0.60952 | [65 empty] | <= | 344.6659 | -25.1581 | 191.228 | 2.5158 | -1.6501 | 317.8577 | [11 empty] | -0.015826 | [62 empty] | 0.029404 | 0.0079089 | [68 empty] | 0.017371 | [7 empty] | 0.012764 | [26 empty] | 0.013765 | [38 empty] | 0.01737 | 0.01737 | [5 empty] | -0.065506 | [50 empty] | 0.01057 | 0.01057 | [10 empty] | 0.012764 | 0.012764 | 0.012764 | [29 empty] | -0.038921 |  | -0.065506 |  | -0.065506 | [18 empty] | 0.01737 | [58 empty] | 0.017371 | 0.017371 | [64 empty] | 0.01737 | 0.01737 | 0.01737 | [35 empty] | 0.013765 | 0.013765 | 0.013765 | 0.013765 | [9 empty] | -0.038921 | -0.038921 |  | 0.012764 | 0.012764 | 0.012764 | [128 empty] | 0.015826 | [6 empty] | 0.013747 |  |  | 6000
AEMO | S>>V_NIL_R_TX2_5W5M1_50 | SA | SV | 2016 ESOO | Not_Summer_16 to Not_Summer_50 | S>>V_NIL_R_TX2_5W5M1_50 : Out = Nil; avoid O/L WATERLOO 132 kV Bus (5WTR132A) - MWPS4 132 kV Bus (5M_P132A) 132kV line 1 for loss of R_TOWN 275/132kV Transformer 2 |  |  |  |  | -0.91482 |  |  |  | -0.14792 | -0.14792 | -0.14792 | -0.14792 | -0.14792 | -0.14792 | -0.14792 | -0.14792 | -0.14792 | -0.14792 | -0.14792 | -0.14792 |  |  |  |  | 0.27308 | 0.27308 | [13 empty] | -0.14338 | [43 empty] | 0.31804 | [92 empty] | -0.14792 | -0.17305 | -0.11241 | [71 empty] | 0.76058 | -0.14338 |  | 0.13183 |  | -0.14792 | [37 empty] | -0.14338 | [159 empty] | 0.45182 | [103 empty] | 1 | [10 empty] | 0.60953 | [65 empty] | <= | 334.3832 | -24.4075 | 176.5963 | 2.4408 | -1.165 | 308.8106 | [11 empty] | -0.012941 | [62 empty] | 0.029403 | 0.0079076 | [68 empty] | 0.01737 | [7 empty] | 0.012763 | [26 empty] | 0.013764 | [38 empty] | 0.01737 | 0.01737 | [5 empty] | -0.065508 | [50 empty] | 0.010569 | 0.010569 | [10 empty] | 0.012763 | 0.012763 | 0.012763 | [29 empty] | -0.038922 |  | -0.065508 |  | -0.065508 | [18 empty] | 0.01737 | [58 empty] | 0.01737 | 0.01737 | [64 empty] | 0.01737 | 0.01737 | 0.01737 | [35 empty] | 0.013764 | 0.013764 | 0.013764 | 0.013764 | [9 empty] | -0.038922 | -0.038922 |  | 0.012763 | 0.012763 | 0.012763 | [128 empty] | 0.012941 | [6 empty] | 0.013746 |  |  | 6000
AEMO | V>>S_NIL_NOTX1_NOTX2_52 | SA | VS | 2016 ESOO | Not_Summer_16 to Not_Summer_50 | V>>S_NIL_NOTX1_NOTX2_52 : Out = Nil; avoid O/L NORTHF 275/66kV Transformer 2 for loss of NORTHF 275/66kV Transformer 1 | [138 empty] | -1 | -1 | -1 | [493 empty] | <= | 2344.7891 | -260.5321 | 1432.1364 | 10.4213 | -81.4349 | 2002.8221 | [11 empty] | -0.54827 | [62 empty] | 0.070044 | 0.086732 | 0.065944 | 0.065944 | 0.065944 | 0.065944 | 0.065944 | 0.065944 | 0.065944 | 0.065944 | 0.065944 | 0.065944 | 0.065944 | 0.065944 |  |  |  |  | 0.063961 | 0.063961 | [13 empty] | 0.065935 | [36 empty] | 0.06564 | [6 empty] | 0.065083 | 0.074001 | [26 empty] | 0.07403 | [38 empty] | 0.06564 | 0.06564 | [5 empty] | 0.066015 | [18 empty] | 0.065944 | 0.066004 | 0.065863 | [29 empty] | 0.073937 | 0.073937 | [10 empty] | 0.074 | 0.074 | 0.074 | [27 empty] | 0.065145 | 0.065935 | 0.06669 | 0.064242 | 0.066015 | 0.065944 | 0.066015 | [18 empty] | 0.06564 | [17 empty] | 0.065934 | [40 empty] | 0.065639 | 0.065639 | [52 empty] | 0.46606 | 0.46606 | [10 empty] | 0.06564 | 0.06564 | 0.06564 |  |  |  | 0.024299 | 0.024299 | 0.024299 | 0.46166 | 0.46166 | 0.46166 | 0.46166 | 0.46166 | [24 empty] | 0.07403 | 0.07403 | 0.07403 | 0.07403 | [9 empty] | 0.06669 | 0.06669 | 0.065459 | 0.074001 | 0.074001 | 0.074001 | [100 empty] | 0.065332 | [10 empty] | 0.065385 | [16 empty] | 0.54827 | [6 empty] | 0.073932 | 0.0658 |  | 6000
AEMO | V>>S_NIL_NOTX1_NOTX3_53 | SA | VS | 2016 ESOO | Not_Summer_16 to Not_Summer_50 | V>>S_NIL_NOTX1_NOTX3_53 : Out = Nil; avoid O/L NORTHF 275/66kV Transformer 3 for loss of NORTHF 275/66kV Transformer 1 | [138 empty] | -1 | -1 | -1 | [493 empty] | <= | 2334.8162 | -259.424 | 1432.0695 | 10.377 | -81.3681 | 1994.0241 | [11 empty] | -0.54827 | [62 empty] | 0.070044 | 0.086732 | 0.065944 | 0.065944 | 0.065944 | 0.065944 | 0.065944 | 0.065944 | 0.065944 | 0.065944 | 0.065944 | 0.065944 | 0.065944 | 0.065944 |  |  |  |  | 0.063961 | 0.063961 | [13 empty] | 0.065935 | [36 empty] | 0.06564 | [6 empty] | 0.065083 | 0.074001 | [26 empty] | 0.07403 | [38 empty] | 0.06564 | 0.06564 | [5 empty] | 0.066015 | [18 empty] | 0.065944 | 0.066004 | 0.065863 | [29 empty] | 0.073937 | 0.073937 | [10 empty] | 0.074 | 0.074 | 0.074 | [27 empty] | 0.065145 | 0.065935 | 0.06669 | 0.064242 | 0.066015 | 0.065944 | 0.066015 | [18 empty] | 0.06564 | [17 empty] | 0.065934 | [40 empty] | 0.065639 | 0.065639 | [52 empty] | 0.46606 | 0.46606 | [10 empty] | 0.06564 | 0.06564 | 0.06564 |  |  |  | 0.024299 | 0.024299 | 0.024299 | 0.46166 | 0.46166 | 0.46166 | 0.46166 | 0.46166 | [24 empty] | 0.07403 | 0.07403 | 0.07403 | 0.07403 | [9 empty] | 0.06669 | 0.06669 | 0.065459 | 0.074001 | 0.074001 | 0.074001 | [100 empty] | 0.065332 | [10 empty] | 0.065385 | [16 empty] | 0.54827 | [6 empty] | 0.073932 | 0.0658 |  | 6000
AEMO | V>>S_NIL_NOTX2_NOTX1_54 | SA | VS | 2016 ESOO | Not_Summer_16 to Not_Summer_50 | V>>S_NIL_NOTX2_NOTX1_54 : Out = Nil; avoid O/L NORTHF 275/66kV Transformer 1 for loss of NORTHF 275/66kV Transformer 2 | [138 empty] | -1 | -1 | -1 | [493 empty] | <= | 2341.2788 | -260.1421 | 1432.1463 | 10.4057 | -81.4467 | 1999.6899 | [11 empty] | -0.54827 | [62 empty] | 0.070043 | 0.08673 | 0.065943 | 0.065943 | 0.065943 | 0.065943 | 0.065943 | 0.065943 | 0.065943 | 0.065943 | 0.065943 | 0.065943 | 0.065943 | 0.065943 |  |  |  |  | 0.063959 | 0.063959 | [13 empty] | 0.065933 | [36 empty] | 0.065637 | [6 empty] | 0.065083 | 0.074 | [26 empty] | 0.074028 | [38 empty] | 0.065638 | 0.065638 | [5 empty] | 0.066013 | [18 empty] | 0.065943 | 0.066 | 0.065861 | [29 empty] | 0.073936 | 0.073936 | [10 empty] | 0.074 | 0.074 | 0.074 | [27 empty] | 0.065143 | 0.065933 | 0.066689 | 0.06424 | 0.066013 | 0.065943 | 0.066013 | [18 empty] | 0.065639 | [17 empty] | 0.065932 | [40 empty] | 0.065639 | 0.065639 | [52 empty] | 0.46605 | 0.46605 | [10 empty] | 0.065638 | 0.065638 | 0.065638 |  |  |  | 0.024298 | 0.024298 | 0.024298 | 0.46166 | 0.46166 | 0.46166 | 0.46166 | 0.46166 | [24 empty] | 0.074028 | 0.074028 | 0.074028 | 0.074028 | [9 empty] | 0.066689 | 0.066689 | 0.065456 | 0.074 | 0.074 | 0.074 | [100 empty] | 0.06533 | [10 empty] | 0.065384 | [16 empty] | 0.54827 | [6 empty] | 0.073931 | 0.065798 |  | 6000
AEMO | V>>S_NIL_NOTX2_NOTX3_55 | SA | VS | 2016 ESOO | Not_Summer_16 to Not_Summer_50 | V>>S_NIL_NOTX2_NOTX3_55 : Out = Nil; avoid O/L NORTHF 275/66kV Transformer 3 for loss of NORTHF 275/66kV Transformer 2 | [138 empty] | -1 | -1 | -1 | [493 empty] | <= | 2335.9421 | -259.5491 | 1432.0771 | 10.382 | -81.3776 | 1995.0154 | [11 empty] | -0.54827 | [62 empty] | 0.070043 | 0.08673 | 0.065943 | 0.065943 | 0.065943 | 0.065943 | 0.065943 | 0.065943 | 0.065943 | 0.065943 | 0.065943 | 0.065943 | 0.065943 | 0.065943 |  |  |  |  | 0.063959 | 0.063959 | [13 empty] | 0.065933 | [36 empty] | 0.065637 | [6 empty] | 0.065083 | 0.074 | [26 empty] | 0.074028 | [38 empty] | 0.065638 | 0.065638 | [5 empty] | 0.066013 | [18 empty] | 0.065943 | 0.066 | 0.065861 | [29 empty] | 0.073936 | 0.073936 | [10 empty] | 0.074 | 0.074 | 0.074 | [27 empty] | 0.065143 | 0.065933 | 0.066689 | 0.06424 | 0.066013 | 0.065943 | 0.066013 | [18 empty] | 0.065639 | [17 empty] | 0.065932 | [40 empty] | 0.065639 | 0.065639 | [52 empty] | 0.46605 | 0.46605 | [10 empty] | 0.065638 | 0.065638 | 0.065638 |  |  |  | 0.024298 | 0.024298 | 0.024298 | 0.46166 | 0.46166 | 0.46166 | 0.46166 | 0.46166 | [24 empty] | 0.074028 | 0.074028 | 0.074028 | 0.074028 | [9 empty] | 0.066689 | 0.066689 | 0.065456 | 0.074 | 0.074 | 0.074 | [100 empty] | 0.06533 | [10 empty] | 0.065384 | [16 empty] | 0.54827 | [6 empty] | 0.073931 | 0.065798 |  | 6000
AEMO | V>>S_NIL_NOTX3_NOTX1_56 | SA | VS | 2016 ESOO | Not_Summer_16 to Not_Summer_50 | V>>S_NIL_NOTX3_NOTX1_56 : Out = Nil; avoid O/L NORTHF 275/66kV Transformer 1 for loss of NORTHF 275/66kV Transformer 3 | [138 empty] | -1 | -1 | -1 | [493 empty] | <= | 2338.8593 | -259.8733 | 1432.1227 | 10.3949 | -81.4054 | 1997.5806 | [11 empty] | -0.54827 | [62 empty] | 0.070045 | 0.086733 | 0.065945 | 0.065945 | 0.065945 | 0.065945 | 0.065945 | 0.065945 | 0.065945 | 0.065945 | 0.065945 | 0.065945 | 0.065945 | 0.065945 |  |  |  |  | 0.063962 | 0.063962 | [13 empty] | 0.065936 | [36 empty] | 0.065641 | [6 empty] | 0.065085 | 0.074002 | [26 empty] | 0.074033 | [38 empty] | 0.065641 | 0.065641 | [5 empty] | 0.066015 | [18 empty] | 0.065945 | 0.066005 | 0.065863 | [29 empty] | 0.073937 | 0.073937 | [10 empty] | 0.074002 | 0.074002 | 0.074002 | [27 empty] | 0.065146 | 0.065936 | 0.066692 | 0.064243 | 0.066015 | 0.065945 | 0.066015 | [18 empty] | 0.065641 | [17 empty] | 0.065935 | [40 empty] | 0.065641 | 0.065641 | [52 empty] | 0.46606 | 0.46606 | [10 empty] | 0.065641 | 0.065641 | 0.065641 |  |  |  | 0.024299 | 0.024299 | 0.024299 | 0.46166 | 0.46166 | 0.46166 | 0.46166 | 0.46166 | [24 empty] | 0.074033 | 0.074033 | 0.074033 | 0.074033 | [9 empty] | 0.066692 | 0.066692 | 0.06546 | 0.074001 | 0.074001 | 0.074001 | [100 empty] | 0.065334 | [10 empty] | 0.065387 | [16 empty] | 0.54827 | [6 empty] | 0.073934 | 0.065802 |  | 6000
AEMO | V>>S_NIL_NOTX3_NOTX2_57 | SA | VS | 2016 ESOO | Not_Summer_16 to Not_Summer_50 | V>>S_NIL_NOTX3_NOTX2_57 : Out = Nil; avoid O/L NORTHF 275/66kV Transformer 2 for loss of NORTHF 275/66kV Transformer 3 | [138 empty] | -1 | -1 | -1 | [493 empty] | <= | 2343.4955 | -260.3884 | 1432.1201 | 10.4155 | -81.4028 | 2001.7044 | [11 empty] | -0.54827 | [62 empty] | 0.070045 | 0.086733 | 0.065945 | 0.065945 | 0.065945 | 0.065945 | 0.065945 | 0.065945 | 0.065945 | 0.065945 | 0.065945 | 0.065945 | 0.065945 | 0.065945 |  |  |  |  | 0.063962 | 0.063962 | [13 empty] | 0.065936 | [36 empty] | 0.065641 | [6 empty] | 0.065085 | 0.074002 | [26 empty] | 0.074033 | [38 empty] | 0.065641 | 0.065641 | [5 empty] | 0.066015 | [18 empty] | 0.065945 | 0.066005 | 0.065863 | [29 empty] | 0.073937 | 0.073937 | [10 empty] | 0.074002 | 0.074002 | 0.074002 | [27 empty] | 0.065146 | 0.065936 | 0.066692 | 0.064243 | 0.066015 | 0.065945 | 0.066015 | [18 empty] | 0.065641 | [17 empty] | 0.065935 | [40 empty] | 0.065641 | 0.065641 | [52 empty] | 0.46606 | 0.46606 | [10 empty] | 0.065641 | 0.065641 | 0.065641 |  |  |  | 0.024299 | 0.024299 | 0.024299 | 0.46166 | 0.46166 | 0.46166 | 0.46166 | 0.46166 | [24 empty] | 0.074033 | 0.074033 | 0.074033 | 0.074033 | [9 empty] | 0.066692 | 0.066692 | 0.06546 | 0.074001 | 0.074001 | 0.074001 | [100 empty] | 0.065334 | [10 empty] | 0.065387 | [16 empty] | 0.54827 | [6 empty] | 0.073934 | 0.065802 |  | 6000
AEMO | S>>NIL_BWMP_BRTW | SA | SV | 2016 ESOO | Not_Summer_16 to Not_Summer_50 | S>>NIL_BWMP_BRTW : Out = Nil; avoid O/L TEMPLERS 275 kV Bus (5TMP275B) - BRINKWORTH 275 kV Bus (5BRK275A) 275kV line 1 for loss of 5MUN275 - BLYTH 275 kV Bus (5BLY275A) 275kV line 1 |  |  |  |  | -0.28633 |  |  |  | -0.36311 | -0.36311 | -0.36311 | -0.36311 | -0.36311 | -0.36311 | -0.36311 | -0.36311 | -0.36311 | -0.36311 | -0.36311 | -0.36311 | [19 empty] | -0.37013 | [36 empty] | -0.56468 | [6 empty] | -0.6937 | [66 empty] | -0.56468 | -0.56468 | [5 empty] | -0.58241 | [18 empty] | -0.36311 | -0.32432 | -0.41794 | [71 empty] | -0.45787 | -0.37013 | -0.58241 | -1 | -0.58241 | -0.36311 | -0.58241 | [18 empty] | -0.56468 | [17 empty] | -0.37013 | [40 empty] | -0.56468 | -0.56468 | [64 empty] | -0.56468 | -0.56468 | -0.56468 | [48 empty] | -0.58241 | -0.58241 | -0.5317 | [103 empty] | -0.34739 | [10 empty] | -0.47165 | [65 empty] | <= | 945.0625 | -41.743 | 188.9403 | 1.6697 | 9.0936 | 912.4131 | [11 empty] | -0.10942 | [62 empty] | 0.035067 | 0.012067 | [16 empty] | 0.032803 | 0.032803 | [58 empty] | 0.027338 | [26 empty] | 0.027326 | [96 empty] | 0.027365 | 0.027365 | [10 empty] | 0.027339 | 0.027339 | 0.027339 | [215 empty] | 0.027326 | 0.027326 | 0.027326 | 0.027326 | [12 empty] | 0.027339 | 0.027339 | 0.027339 | [128 empty] | 0.10942 | [6 empty] | 0.02729 |  |  | 6000
AEMO | S>>NIL_BWMP_BRTW_R | SA | VS | 2016 ESOO | Not_Summer_16 to Not_Summer_50 | S>>NIL_BWMP_BRTW : Out = Nil; avoid O/L TEMPLERS 275 kV Bus (5TMP275B) - BRINKWORTH 275 kV Bus (5BRK275A) 275kV line 1 for loss of 5MUN275 - BLYTH 275 kV Bus (5BLY275A) 275kV line 1 |  |  |  |  | 0.28633 |  |  |  | 0.36311 | 0.36311 | 0.36311 | 0.36311 | 0.36311 | 0.36311 | 0.36311 | 0.36311 | 0.36311 | 0.36311 | 0.36311 | 0.36311 | [19 empty] | 0.37013 | [36 empty] | 0.56468 | [6 empty] | 0.6937 | [66 empty] | 0.56468 | 0.56468 | [5 empty] | 0.58241 | [18 empty] | 0.36311 | 0.32432 | 0.41794 | [71 empty] | 0.45787 | 0.37013 | 0.58241 | 1 | 0.58241 | 0.36311 | 0.58241 | [18 empty] | 0.56468 | [17 empty] | 0.37013 | [40 empty] | 0.56468 | 0.56468 | [64 empty] | 0.56468 | 0.56468 | 0.56468 | [48 empty] | 0.58241 | 0.58241 | 0.5317 | [103 empty] | 0.34739 | [10 empty] | 0.47165 | [65 empty] | <= | 945.0625 | -41.743 | -188.9403 | 1.6697 | -9.0936 | 894.2259 | [11 empty] | 0.10942 | [62 empty] | -0.035067 | -0.012067 | [16 empty] | -0.032803 | -0.032803 | [58 empty] | -0.027338 | [26 empty] | -0.027326 | [96 empty] | -0.027365 | -0.027365 | [10 empty] | -0.027339 | -0.027339 | -0.027339 | [215 empty] | -0.027326 | -0.027326 | -0.027326 | -0.027326 | [12 empty] | -0.027339 | -0.027339 | -0.027339 | [128 empty] | -0.10942 | [6 empty] | -0.02729 |  |  | 6000
AEMO | S>>NIL_BWMP_TPRS | SA | SV | 2016 ESOO | Not_Summer_16 to Not_Summer_50 | S>>NIL_BWMP_TPRS : Out = Nil; avoid O/L ROSEWORTHY 132 kV Bus (5ROS132A) - TEMPLERS 132 kV Bus (5TEM132A) 132kV line 1 for loss of 5MUN275 - BLYTH 275 kV Bus (5BLY275A) 275kV line 1 |  |  |  |  | -0.30871 |  |  |  | -0.18474 | -0.18474 | -0.18474 | -0.18474 | -0.18474 | -0.18474 | -0.18474 | -0.18474 | -0.18474 | -0.18474 | -0.18474 | -0.18474 |  |  |  |  | -1 | -1 | [13 empty] | -0.18583 | [36 empty] | -0.21612 | [6 empty] | -0.32089 | [66 empty] | -0.21613 | -0.21613 | [5 empty] | -0.24997 | [18 empty] | -0.18474 | -0.17869 | -0.19327 | [71 empty] | -0.49225 | -0.18583 | -0.24997 | -0.22615 | -0.24997 | -0.18474 | -0.24997 | [18 empty] | -0.21613 | [17 empty] | -0.18583 | [40 empty] | -0.21613 | -0.21613 | [64 empty] | -0.21613 | -0.21613 | -0.21613 | [48 empty] | -0.24997 | -0.24997 | -0.3826 | [103 empty] | -0.51531 | [10 empty] | -0.44105 | [65 empty] | <= | 414.9303 | -30.2869 | 60.8059 | 3.0287 | -15.6333 | 369.0101 | [11 empty] | -0.054393 | [62 empty] | 0.011877 | -0.0050359 | [76 empty] | -0.032077 | [26 empty] | -0.027972 | [96 empty] | -0.041075 | -0.041075 | [10 empty] | -0.032077 | -0.032077 | -0.032077 | [215 empty] | -0.027972 | -0.027972 | -0.027972 | -0.027972 | [12 empty] | -0.032077 | -0.032077 | -0.032077 | [128 empty] | 0.054393 | [6 empty] | -0.027935 |  |  | 6000
AEMO | S>>NIL_BWMP_TPRS_R | SA | VS | 2016 ESOO | Not_Summer_16 to Not_Summer_50 | S>>NIL_BWMP_TPRS : Out = Nil; avoid O/L ROSEWORTHY 132 kV Bus (5ROS132A) - TEMPLERS 132 kV Bus (5TEM132A) 132kV line 1 for loss of 5MUN275 - BLYTH 275 kV Bus (5BLY275A) 275kV line 1 |  |  |  |  | 0.30871 |  |  |  | 0.18474 | 0.18474 | 0.18474 | 0.18474 | 0.18474 | 0.18474 | 0.18474 | 0.18474 | 0.18474 | 0.18474 | 0.18474 | 0.18474 |  |  |  |  | 1 | 1 | [13 empty] | 0.18583 | [36 empty] | 0.21612 | [6 empty] | 0.32089 | [66 empty] | 0.21613 | 0.21613 | [5 empty] | 0.24997 | [18 empty] | 0.18474 | 0.17869 | 0.19327 | [71 empty] | 0.49225 | 0.18583 | 0.24997 | 0.22615 | 0.24997 | 0.18474 | 0.24997 | [18 empty] | 0.21613 | [17 empty] | 0.18583 | [40 empty] | 0.21613 | 0.21613 | [64 empty] | 0.21613 | 0.21613 | 0.21613 | [48 empty] | 0.24997 | 0.24997 | 0.3826 | [103 empty] | 0.51531 | [10 empty] | 0.44105 | [65 empty] | <= | 414.9303 | -30.2869 | -60.8059 | 3.0287 | 15.6333 | 400.2767 | [11 empty] | 0.054393 | [62 empty] | -0.011877 | 0.0050359 | [76 empty] | 0.032077 | [26 empty] | 0.027972 | [96 empty] | 0.041075 | 0.041075 | [10 empty] | 0.032077 | 0.032077 | 0.032077 | [215 empty] | 0.027972 | 0.027972 | 0.027972 | 0.027972 | [12 empty] | 0.032077 | 0.032077 | 0.032077 | [128 empty] | -0.054393 | [6 empty] | 0.027935 |  |  | 6000
AEMO | S>>NIL_BWMP_TWPA | SA | SV | 2016 ESOO | Not_Summer_16 to Not_Summer_50 | S>>NIL_BWMP_TWPA : Out = Nil; avoid O/L PARA 275 kV Bus (5PAR275C) - TEMPLERS 275 kV Bus (5TMP275B) 275kV line 1 for loss of 5MUN275 - BLYTH 275 kV Bus (5BLY275A) 275kV line 1 |  |  |  |  | -0.38564 |  |  |  | -0.40621 | -0.40621 | -0.40621 | -0.40621 | -0.40621 | -0.40621 | -0.40621 | -0.40621 | -0.40621 | -0.40621 | -0.40621 | -0.40621 |  |  |  |  | -0.83258 | -0.83258 | [13 empty] | -0.41301 | [36 empty] | -0.60137 | [6 empty] | -0.75978 | [66 empty] | -0.60137 | -0.60137 | [5 empty] | -0.63084 | [18 empty] | -0.40621 | -0.36865 | -0.4593 | [71 empty] | -0.61378 | -0.41301 | -0.63084 | -1 | -0.63084 | -0.40621 | -0.63084 | [18 empty] | -0.60137 | [17 empty] | -0.41301 | [40 empty] | -0.60137 | -0.60137 | [64 empty] | -0.60137 | -0.60137 | -0.60137 | [48 empty] | -0.63084 | -0.63084 | -0.63734 | [103 empty] | -0.52274 | [10 empty] | -0.60601 | [65 empty] | <= | 952.9169 | -42.09 | 233.4266 | 1.6836 | 20.7261 | 931.553 | [11 empty] | -0.14787 | [62 empty] | 0.045133 | 0.018068 | [76 empty] | 0.046649 | [26 empty] | 0.045494 | [96 empty] | 0.049181 | 0.049181 | [10 empty] | 0.046649 | 0.046649 | 0.046649 | [215 empty] | 0.045494 | 0.045494 | 0.045494 | 0.045494 | [12 empty] | 0.046649 | 0.046649 | 0.046649 | [128 empty] | 0.14787 | [6 empty] | 0.045434 |  |  | 6000
AEMO | S>>NIL_BWMP_TWPA_R | SA | VS | 2016 ESOO | Not_Summer_16 to Not_Summer_50 | S>>NIL_BWMP_TWPA : Out = Nil; avoid O/L PARA 275 kV Bus (5PAR275C) - TEMPLERS 275 kV Bus (5TMP275B) 275kV line 1 for loss of 5MUN275 - BLYTH 275 kV Bus (5BLY275A) 275kV line 1 |  |  |  |  | 0.38564 |  |  |  | 0.40621 | 0.40621 | 0.40621 | 0.40621 | 0.40621 | 0.40621 | 0.40621 | 0.40621 | 0.40621 | 0.40621 | 0.40621 | 0.40621 |  |  |  |  | 0.83258 | 0.83258 | [13 empty] | 0.41301 | [36 empty] | 0.60137 | [6 empty] | 0.75978 | [66 empty] | 0.60137 | 0.60137 | [5 empty] | 0.63084 | [18 empty] | 0.40621 | 0.36865 | 0.4593 | [71 empty] | 0.61378 | 0.41301 | 0.63084 | 1 | 0.63084 | 0.40621 | 0.63084 | [18 empty] | 0.60137 | [17 empty] | 0.41301 | [40 empty] | 0.60137 | 0.60137 | [64 empty] | 0.60137 | 0.60137 | 0.60137 | [48 empty] | 0.63084 | 0.63084 | 0.63734 | [103 empty] | 0.52274 | [10 empty] | 0.60601 | [65 empty] | <= | 952.9169 | -42.09 | -233.4266 | 1.6836 | -20.7261 | 890.1008 | [11 empty] | 0.14787 | [62 empty] | -0.045133 | -0.018068 | [76 empty] | -0.046649 | [26 empty] | -0.045494 | [96 empty] | -0.049181 | -0.049181 | [10 empty] | -0.046649 | -0.046649 | -0.046649 | [215 empty] | -0.045494 | -0.045494 | -0.045494 | -0.045494 | [12 empty] | -0.046649 | -0.046649 | -0.046649 | [128 empty] | -0.14787 | [6 empty] | -0.045434 |  |  | 6000
AEMO | S>>NIL_BWMP_WEP4 | SA | SV | 2016 ESOO | Not_Summer_16 to Not_Summer_17 | S>>NIL_BWMP_WEP4 : Out = Nil; avoid O/L WATERLOO 132 kV Bus (5WTR132A) - MWPS4 132 kV Bus (5M_P132A) 132kV line 1 for loss of 5MUN275 - BLYTH 275 kV Bus (5BLY275A) 275kV line 1 |  |  |  |  | -0.56738 |  |  |  | -0.12888 | -0.12888 | -0.12888 | -0.12888 | -0.12888 | -0.12888 | -0.12888 | -0.12888 | -0.12888 | -0.12888 | -0.12888 | -0.12888 |  |  |  |  | 0.27492 | 0.27492 | [13 empty] | -0.12405 | [43 empty] | 0.33854 | [73 empty] | 0.11013 | [18 empty] | -0.12888 | -0.15558 | -0.091142 | [71 empty] | 0.76585 | -0.12405 | 0.11013 | 0.14572 | 0.11013 | -0.12888 | 0.11013 | [36 empty] | -0.12405 | [157 empty] | 0.11013 | 0.11013 | 0.4734 | [114 empty] | 0.62418 | [65 empty] | <= | 285.5766 | -20.845 | 103.439 | 2.0845 | -0.71316 | 264.0184 | [11 empty] | 0.0049069 | [62 empty] | 0.027375 | 0.0072275 | [68 empty] | -0.0098564 | [7 empty] | 0.011276 | [26 empty] | 0.012268 | [38 empty] | -0.0098569 | -0.0098564 | [56 empty] | 0.0091014 | 0.0091014 | [10 empty] | 0.011276 | 0.011276 | 0.011276 | [52 empty] | -0.0098564 | [58 empty] | -0.0098559 | -0.0098559 | [64 empty] | -0.0098564 | -0.0098564 | -0.0098564 | [35 empty] | 0.012268 | 0.012268 | 0.012268 | 0.012268 | [12 empty] | 0.011277 | 0.011277 | 0.011277 | [128 empty] | -0.0049069 | [6 empty] | 0.012253 |  |  | 6000
AEMO | S>>NIL_BWMP_WEP4_R | SA | VS | 2016 ESOO | Not_Summer_16 to Not_Summer_17 | S>>NIL_BWMP_WEP4 : Out = Nil; avoid O/L WATERLOO 132 kV Bus (5WTR132A) - MWPS4 132 kV Bus (5M_P132A) 132kV line 1 for loss of 5MUN275 - BLYTH 275 kV Bus (5BLY275A) 275kV line 1 |  |  |  |  | 0.56738 |  |  |  | 0.12888 | 0.12888 | 0.12888 | 0.12888 | 0.12888 | 0.12888 | 0.12888 | 0.12888 | 0.12888 | 0.12888 | 0.12888 | 0.12888 |  |  |  |  | -0.27492 | -0.27492 | [13 empty] | 0.12405 | [43 empty] | -0.33854 | [73 empty] | -0.11013 | [18 empty] | 0.12888 | 0.15558 | 0.091142 | [71 empty] | -0.76585 | 0.12405 | -0.11013 | -0.14572 | -0.11013 | 0.12888 | -0.11013 | [36 empty] | 0.12405 | [157 empty] | -0.11013 | -0.11013 | -0.4734 | [114 empty] | -0.62418 | [65 empty] | <= | 285.5766 | -20.845 | -103.439 | 2.0845 | 0.71316 | 265.4448 | [11 empty] | -0.0049069 | [62 empty] | -0.027375 | -0.0072275 | [68 empty] | 0.0098564 | [7 empty] | -0.011276 | [26 empty] | -0.012268 | [38 empty] | 0.0098569 | 0.0098564 | [56 empty] | -0.0091014 | -0.0091014 | [10 empty] | -0.011276 | -0.011276 | -0.011276 | [52 empty] | 0.0098564 | [58 empty] | 0.0098559 | 0.0098559 | [64 empty] | 0.0098564 | 0.0098564 | 0.0098564 | [35 empty] | -0.012268 | -0.012268 | -0.012268 | -0.012268 | [12 empty] | -0.011277 | -0.011277 | -0.011277 | [128 empty] | 0.0049069 | [6 empty] | -0.012253 |  |  | 6000
AEMO | S>>NIL_BWMP_WTTP | SA | SV | 2016 ESOO | Not_Summer_16 to Not_Summer_50 | S>>NIL_BWMP_WTTP : Out = Nil; avoid O/L TEMPLERS 132 kV Bus (5TEM132A) - WATERLOO 132 kV Bus (5WAT132A) 132kV line 1 for loss of 5MUN275 - BLYTH 275 kV Bus (5BLY275A) 275kV line 1 |  |  |  |  | -0.58517 |  |  |  | -0.31111 | -0.31111 | -0.31111 | -0.31111 | -0.31111 | -0.31111 | -0.31111 | -0.31111 | -0.31111 | -0.31111 | -0.31111 | -0.31111 |  |  |  |  | 0.71518 | 0.71518 | [13 empty] | -0.31182 | [36 empty] | -0.33152 | [6 empty] | -0.52014 | [66 empty] | -0.33152 | -0.33152 | [5 empty] | -0.39777 | [18 empty] | -0.31111 | -0.30718 | -0.31666 | [71 empty] | -0.9277 | -0.31182 | -0.39777 | -0.25582 | -0.39777 | -0.31111 | -0.39777 | [18 empty] | -0.33152 | [17 empty] | -0.31182 | [40 empty] | -0.33152 | -0.33152 | [64 empty] | -0.33152 | -0.33152 | -0.33152 | [48 empty] | -0.39777 | -0.39777 | -0.684 | [103 empty] | -1 | [10 empty] | -0.81849 | [65 empty] | <= | 502.6042 | -36.6864 | 62.8092 | 3.6686 | -1.0108 | 464.9069 | [11 empty] | -0.055997 | [62 empty] | 0.035686 | 0.006759 | [76 empty] | 0.0027295 | [26 empty] | 0.0052122 | [96 empty] | -0.0027118 | -0.0027118 | [10 empty] | 0.0027301 | 0.0027301 | 0.0027301 | [215 empty] | 0.0052122 | 0.0052122 | 0.0052122 | 0.0052122 | [12 empty] | 0.0027298 | 0.0027298 | 0.0027298 | [128 empty] | 0.055997 | [6 empty] | 0.0052051 |  |  | 6000
AEMO | S>>NIL_BWMP_WTTP_R | SA | VS | 2016 ESOO | Not_Summer_16 to Not_Summer_50 | S>>NIL_BWMP_WTTP : Out = Nil; avoid O/L TEMPLERS 132 kV Bus (5TEM132A) - WATERLOO 132 kV Bus (5WAT132A) 132kV line 1 for loss of 5MUN275 - BLYTH 275 kV Bus (5BLY275A) 275kV line 1 |  |  |  |  | 0.58517 |  |  |  | 0.31111 | 0.31111 | 0.31111 | 0.31111 | 0.31111 | 0.31111 | 0.31111 | 0.31111 | 0.31111 | 0.31111 | 0.31111 | 0.31111 |  |  |  |  | -0.71518 | -0.71518 | [13 empty] | 0.31182 | [36 empty] | 0.33152 | [6 empty] | 0.52014 | [66 empty] | 0.33152 | 0.33152 | [5 empty] | 0.39777 | [18 empty] | 0.31111 | 0.30718 | 0.31666 | [71 empty] | 0.9277 | 0.31182 | 0.39777 | 0.25582 | 0.39777 | 0.31111 | 0.39777 | [18 empty] | 0.33152 | [17 empty] | 0.31182 | [40 empty] | 0.33152 | 0.33152 | [64 empty] | 0.33152 | 0.33152 | 0.33152 | [48 empty] | 0.39777 | 0.39777 | 0.684 | [103 empty] | 1 | [10 empty] | 0.81849 | [65 empty] | <= | 502.6042 | -36.6864 | -62.8092 | 3.6686 | 1.0108 | 466.9286 | [11 empty] | 0.055997 | [62 empty] | -0.035686 | -0.006759 | [76 empty] | -0.0027295 | [26 empty] | -0.0052122 | [96 empty] | 0.0027118 | 0.0027118 | [10 empty] | -0.0027301 | -0.0027301 | -0.0027301 | [215 empty] | -0.0052122 | -0.0052122 | -0.0052122 | -0.0052122 | [12 empty] | -0.0027298 | -0.0027298 | -0.0027298 | [128 empty] | -0.055997 | [6 empty] | -0.0052051 |  |  | 6000
AEMO | S>>NIL_CGTB_MOTB | SA | VS | 2016 ESOO | Not_Summer_16 to Not_Summer_50 | S>>NIL_CGTB_MOTB : Out = Nil; avoid O/L TAILEM 132 kV Bus (5TAL132A) - MOBILONG 132 kV Bus (5MOB132A) 132kV line 1 for loss of TAILEM 275 kV Bus (5TAL275E) - CHERRY 275 kV Bus (5CHG275A) 275kV line 1 |  |  |  | 0.82045 | [20 empty] | -0.13687 | -0.13687 | [58 empty] | 0.87741 | [26 empty] | 0.82148 | [96 empty] | 1 | 1 | [10 empty] | 0.87741 | 0.87741 | 0.87741 | [215 empty] | 0.82148 | 0.82148 | 0.82148 | 0.82148 | [12 empty] | 0.87741 | 0.87741 | 0.87741 | [177 empty] | <= | 1082.4863 | -52.294 | 108.1694 | 5.2294 | -15.3624 | 1014.8299 | [11 empty] | 0.014951 | [62 empty] | -0.13366 | 0.015329 | -0.03246 | -0.03246 | -0.03246 | -0.03246 | -0.03246 | -0.03246 | -0.03246 | -0.03246 | -0.03246 | -0.03246 | -0.03246 | -0.03246 | [19 empty] | -0.031962 | [36 empty] | -0.018139 | [6 empty] | 0.0081478 | [66 empty] | -0.01814 | -0.018141 | [5 empty] | -0.010626 | [18 empty] | -0.03246 | -0.035217 | -0.028565 | [71 empty] | 0.033448 | -0.031962 | -0.010667 |  | -0.010626 | -0.03246 | -0.010626 | [18 empty] | -0.01814 | [17 empty] | -0.031962 | [40 empty] | -0.018141 | -0.018141 | [52 empty] | -0.0046337 | -0.0046337 | [10 empty] | -0.018141 | -0.018141 | -0.018141 |  |  |  | -0.0055042 | -0.0055042 | -0.0055042 | -0.0045835 | -0.0045835 | -0.0045835 | -0.0045835 | -0.0045829 | [37 empty] | -0.010667 | -0.010667 | 0.014197 | [55 empty] | -0.004436 | -0.004436 | -0.004436 | -0.004436 |  | -0.0044106 | -0.0044106 | -0.0044106 | [40 empty] | 0.033733 | [10 empty] | 0.023635 | [24 empty] | -0.010441 |  | 6000
AEMO | S>>NIL_HUBG-T_WEWT | SA | SV | 2016 ESOO | Not_Summer_16 to Not_Summer_50 | S>>NIL_HUBG-T_WEWT : Out = Nil; avoid O/L WATERLOO 132 kV Bus (5WAT132A) - WATERLOO 132 kV Bus (5WTR132A) 132kV line 1 for loss of HUMMOCKS 132 kV Bus (5HUM132A) - SNOWTOWN 132 kV Bus (5SNO132B) 132kV line 1 |  |  |  |  | -0.5308 |  |  |  | -0.14241 | -0.14241 | -0.14241 | -0.14241 | -0.14241 | -0.14241 | -0.14241 | -0.14241 | -0.14241 | -0.14241 | -0.14241 | -0.14241 |  |  |  |  | 0.27646 | 0.27646 | [13 empty] | -0.13859 | [43 empty] | 0.26011 | [92 empty] | -0.14241 | -0.16355 | -0.11254 | [71 empty] | 0.76479 | -0.13859 |  | 0.1154 |  | -0.14241 | [37 empty] | -0.13859 | [263 empty] | -1 | [10 empty] | 0.92561 | [65 empty] | <= | 275.0873 | -20.0794 | 89.7865 | 2.0079 | -0.090862 | 254.9171 | [11 empty] | -0.00018077 | [62 empty] | 0.026848 | 0.0070275 | [68 empty] | 0.032592 | [7 empty] | 0.010796 | [26 empty] | 0.011796 | [38 empty] | 0.032592 | 0.032594 | [5 empty] | -0.025022 | [50 empty] | 0.0086048 | 0.0086048 | [10 empty] | 0.010796 | 0.010796 | 0.010796 | [29 empty] | -0.015361 |  | -0.025022 |  | -0.025022 | [18 empty] | 0.032594 | [58 empty] | 0.032592 | 0.032592 | [64 empty] | 0.032594 | 0.032594 | 0.032594 | [35 empty] | 0.011796 | 0.011796 | 0.011796 | 0.011796 | [9 empty] | -0.015361 | -0.015361 |  | 0.010796 | 0.010796 | 0.010796 | [128 empty] | 0.00018077 | [6 empty] | 0.011778 |  |  | 6000
AEMO | S>>NIL_HUBG-T_WEWT_R | SA | VS | 2016 ESOO | Not_Summer_16 to Not_Summer_50 | S>>NIL_HUBG-T_WEWT : Out = Nil; avoid O/L WATERLOO 132 kV Bus (5WAT132A) - WATERLOO 132 kV Bus (5WTR132A) 132kV line 1 for loss of HUMMOCKS 132 kV Bus (5HUM132A) - SNOWTOWN 132 kV Bus (5SNO132B) 132kV line 1 |  |  |  |  | 0.5308 |  |  |  | 0.14241 | 0.14241 | 0.14241 | 0.14241 | 0.14241 | 0.14241 | 0.14241 | 0.14241 | 0.14241 | 0.14241 | 0.14241 | 0.14241 |  |  |  |  | -0.27646 | -0.27646 | [13 empty] | 0.13859 | [43 empty] | -0.26011 | [92 empty] | 0.14241 | 0.16355 | 0.11254 | [71 empty] | -0.76479 | 0.13859 |  | -0.1154 |  | 0.14241 | [37 empty] | 0.13859 | [263 empty] | 1 | [10 empty] | -0.92561 | [65 empty] | <= | 275.0873 | -20.0794 | -89.7865 | 2.0079 | 0.090862 | 255.0988 | [11 empty] | 0.00018077 | [62 empty] | -0.026848 | -0.0070275 | [68 empty] | -0.032592 | [7 empty] | -0.010796 | [26 empty] | -0.011796 | [38 empty] | -0.032592 | -0.032594 | [5 empty] | 0.025022 | [50 empty] | -0.0086048 | -0.0086048 | [10 empty] | -0.010796 | -0.010796 | -0.010796 | [29 empty] | 0.015361 |  | 0.025022 |  | 0.025022 | [18 empty] | -0.032594 | [58 empty] | -0.032592 | -0.032592 | [64 empty] | -0.032594 | -0.032594 | -0.032594 | [35 empty] | -0.011796 | -0.011796 | -0.011796 | -0.011796 | [9 empty] | 0.015361 | 0.015361 |  | -0.010796 | -0.010796 | -0.010796 | [128 empty] | -0.00018077 | [6 empty] | -0.011778 |  |  | 6000
AEMO | S>>NIL_NIL_KHTB2 | SA | VS | 2016 ESOO | Not_Summer_16 to Not_Summer_50 | S>>NIL_NIL_KHTB2 : Out = Nil; avoid O/L KEITH 132 kV Bus (5KEI132A) - TAILEM 132 kV Bus (5TAL132A) 132kV line 2 during SYS NORM |  |  |  | 0.28497 | [80 empty] | 0.50923 | [26 empty] | 0.28535 | [96 empty] | 1 | 1 | [10 empty] | 0.50923 | 0.50923 | 0.50923 | [215 empty] | 0.28535 | 0.28535 | 0.28535 | 0.28535 | [12 empty] | 0.50923 | 0.50923 | 0.50923 | [177 empty] | <= | 1138.3715 | -51.51 | 96.4788 | 5.151 | -150.4391 | 936.4224 | [11 empty] | 0.05174 | [62 empty] | -0.0079637 | [17 empty] | 0.011505 | 0.011505 | [224 empty] | 0.0033176 | [306 empty] | 0.0034645 | [27 empty] | -0.05174 | [9 empty] | 6000
AEMO | S>>NIL_NIL_KHTB2_R | SA | SV | 2016 ESOO | Not_Summer_16 to Not_Summer_50 | S>>NIL_NIL_KHTB2 : Out = Nil; avoid O/L KEITH 132 kV Bus (5KEI132A) - TAILEM 132 kV Bus (5TAL132A) 132kV line 2 during SYS NORM |  |  |  | -0.28497 | [80 empty] | -0.50923 | [26 empty] | -0.28535 | [96 empty] | -1 | -1 | [10 empty] | -0.50923 | -0.50923 | -0.50923 | [215 empty] | -0.28535 | -0.28535 | -0.28535 | -0.28535 | [12 empty] | -0.50923 | -0.50923 | -0.50923 | [177 empty] | <= | 1138.3715 | -51.51 | -96.4788 | 5.151 | 150.4391 | 1237.3006 | [11 empty] | -0.05174 | [62 empty] | 0.0079637 | [17 empty] | -0.011505 | -0.011505 | [224 empty] | -0.0033176 | [306 empty] | -0.0034645 | [27 empty] | 0.05174 | [9 empty] | 6000
AEMO | S>>NIL_NIL_TBMO | SA | VS | 2016 ESOO | Not_Summer_16 to Not_Summer_50 | S>>NIL_NIL_TBMO : Out = Nil; avoid O/L TAILEM 132 kV Bus (5TAL132A) - MOBILONG 132 kV Bus (5MOB132A) 132kV line 1 during SYS NORM |  |  |  | 0.73957 | [80 empty] | 0.82182 | [26 empty] | 0.74054 | [96 empty] | 1 | 1 | [10 empty] | 0.82182 | 0.82182 | 0.82182 | [215 empty] | 0.74054 | 0.74054 | 0.74054 | 0.74054 | [12 empty] | 0.82182 | 0.82182 | 0.82182 | [177 empty] | <= | 1477.3356 | -71.3689 | 487.7599 | 7.1369 | -352.2402 | 1053.7265 | [11 empty] | -0.0092513 | [62 empty] | -0.11173 | -0.020497 | -0.007078 | -0.007078 | -0.007078 | -0.007078 | -0.007078 | -0.007078 | -0.007078 | -0.007078 | -0.007078 | -0.007078 | -0.007078 | -0.007078 |  |  |  |  | 0.21898 | 0.21898 | [13 empty] | -0.0065955 | [36 empty] | 0.0068099 | [6 empty] | 0.040156 | [54 empty] | -0.0039698 | -0.0039698 | -0.0039698 | [9 empty] | 0.0068099 | 0.0068107 | [5 empty] | 0.012989 | [18 empty] | -0.007078 | -0.0097515 | [72 empty] | 0.079486 | -0.0065955 | 0.0079154 | 0.027586 | 0.012989 | -0.007078 | 0.012989 | [18 empty] | 0.0068107 | [17 empty] | -0.0065955 | [40 empty] | 0.0068107 | 0.0068107 | [52 empty] | -0.0037442 | -0.0037442 | [10 empty] | 0.0068107 | 0.0068107 | 0.0068107 | [6 empty] | -0.0037833 | -0.0037833 | -0.0037833 | -0.0037833 | -0.0037833 | [37 empty] | 0.0079154 | 0.0079154 | 0.050303 | [55 empty] | -0.0038822 | -0.0038822 | -0.0038822 | -0.0038822 |  | -0.0039013 | -0.0039013 | -0.0039013 | [40 empty] | 0.082047 | [10 empty] | 0.06478 | [16 empty] | 0.0092513 | [7 empty] | 0.024452 |  | 6000
AEMO | S>>NIL_NIL_TBMO_R | SA | SV | 2016 ESOO | Not_Summer_16 to Not_Summer_50 | S>>NIL_NIL_TBMO : Out = Nil; avoid O/L TAILEM 132 kV Bus (5TAL132A) - MOBILONG 132 kV Bus (5MOB132A) 132kV line 1 during SYS NORM |  |  |  | -0.73957 | [80 empty] | -0.82182 | [26 empty] | -0.74054 | [96 empty] | -1 | -1 | [10 empty] | -0.82182 | -0.82182 | -0.82182 | [215 empty] | -0.74054 | -0.74054 | -0.74054 | -0.74054 | [12 empty] | -0.82182 | -0.82182 | -0.82182 | [177 empty] | <= | 1477.3356 | -71.3689 | -487.7599 | 7.1369 | 352.2402 | 1758.207 | [11 empty] | 0.0092513 | [62 empty] | 0.11173 | 0.020497 | 0.007078 | 0.007078 | 0.007078 | 0.007078 | 0.007078 | 0.007078 | 0.007078 | 0.007078 | 0.007078 | 0.007078 | 0.007078 | 0.007078 |  |  |  |  | -0.21898 | -0.21898 | [13 empty] | 0.0065955 | [36 empty] | -0.0068099 | [6 empty] | -0.040156 | [54 empty] | 0.0039698 | 0.0039698 | 0.0039698 | [9 empty] | -0.0068099 | -0.0068107 | [5 empty] | -0.012989 | [18 empty] | 0.007078 | 0.0097515 | [72 empty] | -0.079486 | 0.0065955 | -0.0079154 | -0.027586 | -0.012989 | 0.007078 | -0.012989 | [18 empty] | -0.0068107 | [17 empty] | 0.0065955 | [40 empty] | -0.0068107 | -0.0068107 | [52 empty] | 0.0037442 | 0.0037442 | [10 empty] | -0.0068107 | -0.0068107 | -0.0068107 | [6 empty] | 0.0037833 | 0.0037833 | 0.0037833 | 0.0037833 | 0.0037833 | [37 empty] | -0.0079154 | -0.0079154 | -0.050303 | [55 empty] | 0.0038822 | 0.0038822 | 0.0038822 | 0.0038822 |  | 0.0039013 | 0.0039013 | 0.0039013 | [40 empty] | -0.082047 | [10 empty] | -0.06478 | [16 empty] | -0.0092513 | [7 empty] | -0.024452 |  | 6000
AEMO | S>>NIL_RBPA_WEWT | SA | SV | 2016 ESOO | Not_Summer_16 to Not_Summer_50 | S>>NIL_RBPA_WEWT : Out = Nil; avoid O/L WATERLOO 132 kV Bus (5WAT132A) - WATERLOO 132 kV Bus (5WTR132A) 132kV line 1 for loss of PARA 275 kV Bus (5PAR275C) - ROBERTSTOWN 275 kV Bus (5ROB275A) 275kV line 1 |  |  |  |  | -0.5759 |  |  |  | -0.20452 | -0.20452 | -0.20452 | -0.20452 | -0.20452 | -0.20452 | -0.20452 | -0.20452 | -0.20452 | -0.20452 | -0.20452 | -0.20452 |  |  |  |  | 0.21239 | 0.21239 | [13 empty] | -0.19986 | [36 empty] | -0.070801 | [6 empty] | 0.22839 | [66 empty] | -0.070799 | -0.070799 | [24 empty] | -0.20452 | -0.23025 | -0.16815 | [71 empty] | 0.59244 | -0.19986 |  | 0.079648 |  | -0.20452 | [19 empty] | -0.070799 | [17 empty] | -0.19986 | [40 empty] | -0.070799 | -0.070799 | [64 empty] | -0.070799 | -0.070799 | -0.070799 | [50 empty] | 0.33648 | [103 empty] | -1 | [10 empty] | 0.46674 | [65 empty] | <= | 244.8777 | -17.8743 | 96.5912 | 1.7874 | 4.4837 | 231.4871 | [11 empty] | -0.014229 | [62 empty] | 0.038156 | 0.011199 | [76 empty] | 0.020841 | [26 empty] | 0.021715 | [45 empty] | -0.015352 | [50 empty] | 0.018928 | 0.018928 | [10 empty] | 0.020841 | 0.020841 | 0.020841 | [29 empty] | -0.010264 |  | -0.015352 |  | -0.015352 | [181 empty] | 0.021715 | 0.021715 | 0.021715 | 0.021715 | [9 empty] | -0.010264 | -0.010264 |  | 0.020843 | 0.020843 | 0.020843 | [128 empty] | 0.014229 | [6 empty] | 0.021686 |  |  | 6000
AEMO | S>>NIL_RBPA_WEWT_R | SA | VS | 2016 ESOO | Not_Summer_16 to Not_Summer_50 | S>>NIL_RBPA_WEWT : Out = Nil; avoid O/L WATERLOO 132 kV Bus (5WAT132A) - WATERLOO 132 kV Bus (5WTR132A) 132kV line 1 for loss of PARA 275 kV Bus (5PAR275C) - ROBERTSTOWN 275 kV Bus (5ROB275A) 275kV line 1 |  |  |  |  | 0.5759 |  |  |  | 0.20452 | 0.20452 | 0.20452 | 0.20452 | 0.20452 | 0.20452 | 0.20452 | 0.20452 | 0.20452 | 0.20452 | 0.20452 | 0.20452 |  |  |  |  | -0.21239 | -0.21239 | [13 empty] | 0.19986 | [36 empty] | 0.070801 | [6 empty] | -0.22839 | [66 empty] | 0.070799 | 0.070799 | [24 empty] | 0.20452 | 0.23025 | 0.16815 | [71 empty] | -0.59244 | 0.19986 |  | -0.079648 |  | 0.20452 | [19 empty] | 0.070799 | [17 empty] | 0.19986 | [40 empty] | 0.070799 | 0.070799 | [64 empty] | 0.070799 | 0.070799 | 0.070799 | [50 empty] | -0.33648 | [103 empty] | 1 | [10 empty] | -0.46674 | [65 empty] | <= | 244.8777 | -17.8743 | -96.5912 | 1.7874 | -4.4837 | 222.5198 | [11 empty] | 0.014229 | [62 empty] | -0.038156 | -0.011199 | [76 empty] | -0.020841 | [26 empty] | -0.021715 | [45 empty] | 0.015352 | [50 empty] | -0.018928 | -0.018928 | [10 empty] | -0.020841 | -0.020841 | -0.020841 | [29 empty] | 0.010264 |  | 0.015352 |  | 0.015352 | [181 empty] | -0.021715 | -0.021715 | -0.021715 | -0.021715 | [9 empty] | 0.010264 | 0.010264 |  | -0.020843 | -0.020843 | -0.020843 | [128 empty] | -0.014229 | [6 empty] | -0.021686 |  |  | 6000
AEMO | S>>NIL_RBTU_BRTW | SA | SV | 2016 ESOO | Not_Summer_16 to Not_Summer_50 | S>>NIL_RBTU_BRTW : Out = Nil; avoid O/L TEMPLERS 275 kV Bus (5TMP275B) - BRINKWORTH 275 kV Bus (5BRK275A) 275kV line 1 for loss of TUNKILLO 275 kV Bus (5TUN275A) - ROBERTSTOWN 275 kV Bus (5ROB275A) 275kV line 1 |  |  |  |  | -0.33455 |  |  |  | -0.38845 | -0.38845 | -0.38845 | -0.38845 | -0.38845 | -0.38845 | -0.38845 | -0.38845 | -0.38845 | -0.38845 | -0.38845 | -0.38845 | [19 empty] | -0.39277 | [36 empty] | -0.51258 | [6 empty] | -0.63921 | [66 empty] | -0.51258 | -0.51258 | [5 empty] | -0.40552 | [18 empty] | -0.38845 | -0.36455 | -0.42221 | [71 empty] | -0.4573 | -0.39277 | -0.23485 | -1 | -0.40552 | -0.38845 | -0.40552 | [18 empty] | -0.51258 | [17 empty] | -0.39277 | [40 empty] | -0.51258 | -0.51258 | [64 empty] | -0.51258 | -0.51258 | -0.51258 | [48 empty] | -0.23485 | -0.23485 | -0.45971 | [103 empty] | -0.36259 | [10 empty] | -0.42782 | [65 empty] | <= | 987.0012 | -43.5955 | 174.1382 | 1.7438 | -1.5035 | 941.9022 | [11 empty] | -0.098405 | [80 empty] | 0.028548 | 0.028548 | [58 empty] | 0.0026163 | [26 empty] | 0.0023997 | [96 empty] | 0.0030902 | 0.0030902 | [10 empty] | 0.002616 | 0.002616 | 0.002616 | [215 empty] | 0.0023997 | 0.0023997 | 0.0023997 | 0.0023997 | [12 empty] | 0.0026163 | 0.0026163 | 0.0026163 | [128 empty] | 0.098405 | [6 empty] | 0.0023967 |  |  | 6000
AEMO | S>>NIL_RBTU_BRTW_R | SA | VS | 2016 ESOO | Not_Summer_16 to Not_Summer_50 | S>>NIL_RBTU_BRTW : Out = Nil; avoid O/L TEMPLERS 275 kV Bus (5TMP275B) - BRINKWORTH 275 kV Bus (5BRK275A) 275kV line 1 for loss of TUNKILLO 275 kV Bus (5TUN275A) - ROBERTSTOWN 275 kV Bus (5ROB275A) 275kV line 1 |  |  |  |  | 0.33455 |  |  |  | 0.38845 | 0.38845 | 0.38845 | 0.38845 | 0.38845 | 0.38845 | 0.38845 | 0.38845 | 0.38845 | 0.38845 | 0.38845 | 0.38845 | [19 empty] | 0.39277 | [36 empty] | 0.51258 | [6 empty] | 0.63921 | [66 empty] | 0.51258 | 0.51258 | [5 empty] | 0.40552 | [18 empty] | 0.38845 | 0.36455 | 0.42221 | [71 empty] | 0.4573 | 0.39277 | 0.23485 | 1 | 0.40552 | 0.38845 | 0.40552 | [18 empty] | 0.51258 | [17 empty] | 0.39277 | [40 empty] | 0.51258 | 0.51258 | [64 empty] | 0.51258 | 0.51258 | 0.51258 | [48 empty] | 0.23485 | 0.23485 | 0.45971 | [103 empty] | 0.36259 | [10 empty] | 0.42782 | [65 empty] | <= | 987.0012 | -43.5955 | -174.1382 | 1.7438 | 1.5035 | 944.9093 | [11 empty] | 0.098405 | [80 empty] | -0.028548 | -0.028548 | [58 empty] | -0.0026163 | [26 empty] | -0.0023997 | [96 empty] | -0.0030902 | -0.0030902 | [10 empty] | -0.002616 | -0.002616 | -0.002616 | [215 empty] | -0.0023997 | -0.0023997 | -0.0023997 | -0.0023997 | [12 empty] | -0.0026163 | -0.0026163 | -0.0026163 | [128 empty] | -0.098405 | [6 empty] | -0.0023967 |  |  | 6000
AEMO | S>>NIL_RBTU_TWPA | SA | SV | 2016 ESOO | Not_Summer_16 to Not_Summer_50 | S>>NIL_RBTU_TWPA : Out = Nil; avoid O/L PARA 275 kV Bus (5PAR275C) - TEMPLERS 275 kV Bus (5TMP275B) 275kV line 1 for loss of TUNKILLO 275 kV Bus (5TUN275A) - ROBERTSTOWN 275 kV Bus (5ROB275A) 275kV line 1 |  |  |  |  | -0.45317 |  |  |  | -0.44622 | -0.44622 | -0.44622 | -0.44622 | -0.44622 | -0.44622 | -0.44622 | -0.44622 | -0.44622 | -0.44622 | -0.44622 | -0.44622 |  |  |  |  | -0.8651 | -0.8651 | [13 empty] | -0.44992 | [36 empty] | -0.55253 | [6 empty] | -0.70651 | [66 empty] | -0.55253 | -0.55253 | [5 empty] | -0.44468 | [18 empty] | -0.44622 | -0.42576 | -0.47514 | [71 empty] | -0.62557 | -0.44992 | -0.25704 | -1 | -0.44468 | -0.44622 | -0.44468 | [18 empty] | -0.55253 | [17 empty] | -0.44992 | [40 empty] | -0.55253 | -0.55253 | [64 empty] | -0.55253 | -0.55253 | -0.55253 | [48 empty] | -0.25704 | -0.25704 | -0.56841 | [103 empty] | -0.55417 | [10 empty] | -0.56962 | [65 empty] | <= | 993.6593 | -43.8895 | 221.857 | 1.7556 | 8.4482 | 958.218 | [11 empty] | -0.13868 | [62 empty] | 0.004792 | 0.0048175 | [76 empty] | 0.018314 | [26 empty] | 0.016862 | [96 empty] | 0.021499 | 0.021499 | [10 empty] | 0.018314 | 0.018314 | 0.018314 | [215 empty] | 0.016862 | 0.016862 | 0.016862 | 0.016862 | [12 empty] | 0.018314 | 0.018314 | 0.018314 | [128 empty] | 0.13868 | [6 empty] | 0.01684 |  |  | 6000
AEMO | S>>NIL_RBTU_TWPA_R | SA | VS | 2016 ESOO | Not_Summer_16 to Not_Summer_50 | S>>NIL_RBTU_TWPA : Out = Nil; avoid O/L PARA 275 kV Bus (5PAR275C) - TEMPLERS 275 kV Bus (5TMP275B) 275kV line 1 for loss of TUNKILLO 275 kV Bus (5TUN275A) - ROBERTSTOWN 275 kV Bus (5ROB275A) 275kV line 1 |  |  |  |  | 0.45317 |  |  |  | 0.44622 | 0.44622 | 0.44622 | 0.44622 | 0.44622 | 0.44622 | 0.44622 | 0.44622 | 0.44622 | 0.44622 | 0.44622 | 0.44622 |  |  |  |  | 0.8651 | 0.8651 | [13 empty] | 0.44992 | [36 empty] | 0.55253 | [6 empty] | 0.70651 | [66 empty] | 0.55253 | 0.55253 | [5 empty] | 0.44468 | [18 empty] | 0.44622 | 0.42576 | 0.47514 | [71 empty] | 0.62557 | 0.44992 | 0.25704 | 1 | 0.44468 | 0.44622 | 0.44468 | [18 empty] | 0.55253 | [17 empty] | 0.44992 | [40 empty] | 0.55253 | 0.55253 | [64 empty] | 0.55253 | 0.55253 | 0.55253 | [48 empty] | 0.25704 | 0.25704 | 0.56841 | [103 empty] | 0.55417 | [10 empty] | 0.56962 | [65 empty] | <= | 993.6593 | -43.8895 | -221.857 | 1.7556 | -8.4482 | 941.3216 | [11 empty] | 0.13868 | [62 empty] | -0.004792 | -0.0048175 | [76 empty] | -0.018314 | [26 empty] | -0.016862 | [96 empty] | -0.021499 | -0.021499 | [10 empty] | -0.018314 | -0.018314 | -0.018314 | [215 empty] | -0.016862 | -0.016862 | -0.016862 | -0.016862 | [12 empty] | -0.018314 | -0.018314 | -0.018314 | [128 empty] | -0.13868 | [6 empty] | -0.01684 |  |  | 6000
AEMO | S>>NIL_RBTU_WEWT | SA | SV | 2016 ESOO | Not_Summer_16 to Not_Summer_50 | S>>NIL_RBTU_WEWT : Out = Nil; avoid O/L WATERLOO 132 kV Bus (5WAT132A) - WATERLOO 132 kV Bus (5WTR132A) 132kV line 1 for loss of TUNKILLO 275 kV Bus (5TUN275A) - ROBERTSTOWN 275 kV Bus (5ROB275A) 275kV line 1 |  |  |  |  | -0.59036 |  |  |  | -0.22663 | -0.22663 | -0.22663 | -0.22663 | -0.22663 | -0.22663 | -0.22663 | -0.22663 | -0.22663 | -0.22663 | -0.22663 | -0.22663 |  |  |  |  | 0.20087 | 0.20087 | [13 empty] | -0.22184 | [36 empty] | -0.088975 | [6 empty] | 0.20895 | [66 empty] | -0.088974 | -0.088974 | [24 empty] | -0.22663 | -0.25312 | -0.18919 | [71 empty] | 0.56342 | -0.22184 |  |  |  | -0.22663 | [19 empty] | -0.088974 | [17 empty] | -0.22184 | [40 empty] | -0.088975 | -0.088975 | [64 empty] | -0.088974 | -0.088974 | -0.088974 | [50 empty] | 0.31364 | [103 empty] | -1 | [10 empty] | 0.44061 | [65 empty] | <= | 240.1029 | -17.5258 | 103.5055 | 1.7526 | -6.5474 | 216.0298 | [11 empty] | -0.014093 | [62 empty] | -0.002058 | -0.0020475 | [76 empty] | -0.0076492 | [26 empty] | -0.0070469 | [96 empty] | -0.008968 | -0.008968 | [10 empty] | -0.0076492 | -0.0076492 | -0.0076492 | [30 empty] | -0.065406 | [184 empty] | -0.0070469 | -0.0070469 | -0.0070469 | -0.0070469 | [12 empty] | -0.0076492 | -0.0076492 | -0.0076492 | [128 empty] | 0.014093 | [6 empty] | -0.0070381 |  |  | 6000
AEMO | S>>NIL_RBTU_WEWT_R | SA | VS | 2016 ESOO | Not_Summer_16 to Not_Summer_50 | S>>NIL_RBTU_WEWT : Out = Nil; avoid O/L WATERLOO 132 kV Bus (5WAT132A) - WATERLOO 132 kV Bus (5WTR132A) 132kV line 1 for loss of TUNKILLO 275 kV Bus (5TUN275A) - ROBERTSTOWN 275 kV Bus (5ROB275A) 275kV line 1 |  |  |  |  | 0.59036 |  |  |  | 0.22663 | 0.22663 | 0.22663 | 0.22663 | 0.22663 | 0.22663 | 0.22663 | 0.22663 | 0.22663 | 0.22663 | 0.22663 | 0.22663 |  |  |  |  | -0.20087 | -0.20087 | [13 empty] | 0.22184 | [36 empty] | 0.088975 | [6 empty] | -0.20895 | [66 empty] | 0.088974 | 0.088974 | [24 empty] | 0.22663 | 0.25312 | 0.18919 | [71 empty] | -0.56342 | 0.22184 |  |  |  | 0.22663 | [19 empty] | 0.088974 | [17 empty] | 0.22184 | [40 empty] | 0.088975 | 0.088975 | [64 empty] | 0.088974 | 0.088974 | 0.088974 | [50 empty] | -0.31364 | [103 empty] | 1 | [10 empty] | -0.44061 | [65 empty] | <= | 240.1029 | -17.5258 | -103.5055 | 1.7526 | 6.5474 | 229.1245 | [11 empty] | 0.014093 | [62 empty] | 0.002058 | 0.0020475 | [76 empty] | 0.0076492 | [26 empty] | 0.0070469 | [96 empty] | 0.008968 | 0.008968 | [10 empty] | 0.0076492 | 0.0076492 | 0.0076492 | [30 empty] | 0.065406 | [184 empty] | 0.0070469 | 0.0070469 | 0.0070469 | 0.0070469 | [12 empty] | 0.0076492 | 0.0076492 | 0.0076492 | [128 empty] | -0.014093 | [6 empty] | 0.0070381 |  |  | 6000
AEMO | S>>NIL_TUTB_PAAC1 | SA | SV | 2016 ESOO | Not_Summer_16 to Not_Summer_50 | S>>NIL_TUTB_PAAC1 : Out = Nil; avoid O/L PARA 132 kV Bus (5PAR132A) - ANG_CK/MILLBR/NORTHF 132 kV Bus (5AMN132A) 132kV line 1 for loss of TAILEM 275 kV Bus (5TAL275E) - TUNKILLO 275 kV Bus (5TUN275A) 275kV line 1 |  |  |  | -0.88723 | [20 empty] | 0.56369 | 0.56369 | [58 empty] | -0.92337 | [26 empty] | -0.88841 | [96 empty] | -1 | -1 | [10 empty] | -0.92337 | -0.92337 | -0.92337 | [215 empty] | -0.88841 | -0.88841 | -0.88841 | -0.88841 | [12 empty] | -0.92337 | -0.92337 | -0.92337 | [177 empty] | <= | 1554.2504 | -88.3097 | 45.2526 | 8.831 | 422.3112 | 1888.252 | [11 empty] | -0.1799 | [62 empty] | 0.049976 | 0.16148 | -0.085363 | -0.085363 | -0.085363 | -0.085363 | -0.085363 | -0.085363 | -0.085363 | -0.085363 | -0.085363 | -0.085363 | -0.085363 | -0.085363 | [19 empty] | -0.08587 | [36 empty] | -0.099941 | [6 empty] | -0.16555 | [54 empty] | 0.0050781 | 0.0050781 | 0.0050781 | [9 empty] | -0.099939 | -0.099939 | [5 empty] | -0.10208 | [18 empty] | -0.085363 | -0.082556 | -0.089327 | [71 empty] | -0.26449 | -0.08587 | -0.077092 | -0.12984 | -0.10208 | -0.085363 | -0.10208 | [18 empty] | -0.099941 | [17 empty] | -0.08587 | [40 empty] | -0.099941 | -0.099941 | [64 empty] | -0.099939 | -0.099939 | -0.099939 | [48 empty] | -0.077092 | -0.077092 | -0.19287 | [55 empty] | 0.0044984 | 0.0044984 | 0.0044984 | 0.0044984 |  | 0.0046834 | 0.0046834 | 0.0046834 | [40 empty] | -0.27607 | [10 empty] | -0.22881 | [16 empty] | 0.1799 | [7 empty] | -0.15812 |  | 6000
AEMO | S>>NIL_TUTB_PAAC1_R | SA | VS | 2016 ESOO | Not_Summer_16 to Not_Summer_50 | S>>NIL_TUTB_PAAC1 : Out = Nil; avoid O/L PARA 132 kV Bus (5PAR132A) - ANG_CK/MILLBR/NORTHF 132 kV Bus (5AMN132A) 132kV line 1 for loss of TAILEM 275 kV Bus (5TAL275E) - TUNKILLO 275 kV Bus (5TUN275A) 275kV line 1 |  |  |  | 0.88723 | [20 empty] | -0.56369 | -0.56369 | [58 empty] | 0.92337 | [26 empty] | 0.88841 | [96 empty] | 1 | 1 | [10 empty] | 0.92337 | 0.92337 | 0.92337 | [215 empty] | 0.88841 | 0.88841 | 0.88841 | 0.88841 | [12 empty] | 0.92337 | 0.92337 | 0.92337 | [177 empty] | <= | 1554.2504 | -88.3097 | -45.2526 | 8.831 | -422.3112 | 1043.6295 | [11 empty] | 0.1799 | [62 empty] | -0.049976 | -0.16148 | 0.085363 | 0.085363 | 0.085363 | 0.085363 | 0.085363 | 0.085363 | 0.085363 | 0.085363 | 0.085363 | 0.085363 | 0.085363 | 0.085363 | [19 empty] | 0.08587 | [36 empty] | 0.099941 | [6 empty] | 0.16555 | [54 empty] | -0.0050781 | -0.0050781 | -0.0050781 | [9 empty] | 0.099939 | 0.099939 | [5 empty] | 0.10208 | [18 empty] | 0.085363 | 0.082556 | 0.089327 | [71 empty] | 0.26449 | 0.08587 | 0.077092 | 0.12984 | 0.10208 | 0.085363 | 0.10208 | [18 empty] | 0.099941 | [17 empty] | 0.08587 | [40 empty] | 0.099941 | 0.099941 | [64 empty] | 0.099939 | 0.099939 | 0.099939 | [48 empty] | 0.077092 | 0.077092 | 0.19287 | [55 empty] | -0.0044984 | -0.0044984 | -0.0044984 | -0.0044984 |  | -0.0046834 | -0.0046834 | -0.0046834 | [40 empty] | 0.27607 | [10 empty] | 0.22881 | [16 empty] | -0.1799 | [7 empty] | 0.15812 |  | 6000
AEMO | S>>NIL_TUTB_PAAC2 | SA | VS | 2016 ESOO | Not_Summer_16 to Not_Summer_50 | S>>NIL_TUTB_PAAC2 : Out = Nil; avoid O/L ANGAS 132 kV Bus (5AGC132A) - ANG_CK/MILLBR/NORTHF 132 kV Bus (5AMN132A) 132kV line 1 for loss of TAILEM 275 kV Bus (5TAL275E) - TUNKILLO 275 kV Bus (5TUN275A) 275kV line 1 |  |  |  | 0.88723 | [20 empty] | -0.56368 | -0.56368 | [58 empty] | 0.92337 | [26 empty] | 0.88841 | [96 empty] | 1 | 1 | [10 empty] | 0.92337 | 0.92337 | 0.92337 | [215 empty] | 0.88841 | 0.88841 | 0.88841 | 0.88841 | [12 empty] | 0.92337 | 0.92337 | 0.92337 | [177 empty] | <= | 1527.748 | -88.3091 | 101.6289 | 8.8309 | -417.1978 | 1022.2411 | [11 empty] | 0.12867 | [62 empty] | -0.049983 | -0.16149 | 0.085353 | 0.085353 | 0.085353 | 0.085353 | 0.085353 | 0.085353 | 0.085353 | 0.085353 | 0.085353 | 0.085353 | 0.085353 | 0.085353 | [19 empty] | 0.085861 | [36 empty] | 0.099933 | [6 empty] | 0.16554 | [54 empty] | -0.0050872 | -0.0050872 | -0.0050872 | [9 empty] | 0.099933 | 0.099933 | [5 empty] | 0.10207 | [18 empty] | 0.085353 | 0.082549 | 0.08932 | [71 empty] | 0.26448 | 0.085861 | 0.077088 | 0.12983 | 0.10207 | 0.085353 | 0.10207 | [18 empty] | 0.099933 | [17 empty] | 0.085861 | [40 empty] | 0.099933 | 0.099933 | [64 empty] | 0.099933 | 0.099933 | 0.099933 | [48 empty] | 0.077088 | 0.077088 | 0.19286 | [55 empty] | -0.0045056 | -0.0045056 | -0.0045056 | -0.0045056 |  | -0.0046915 | -0.0046915 | -0.0046915 | [40 empty] | 0.27606 | [10 empty] | 0.2288 | [16 empty] | -0.12867 | [7 empty] | 0.15811 |  | 6000
AEMO | S>>NIL_TUTB_PAAC2_R | SA | SV | 2016 ESOO | Not_Summer_16 to Not_Summer_50 | S>>NIL_TUTB_PAAC2 : Out = Nil; avoid O/L ANGAS 132 kV Bus (5AGC132A) - ANG_CK/MILLBR/NORTHF 132 kV Bus (5AMN132A) 132kV line 1 for loss of TAILEM 275 kV Bus (5TAL275E) - TUNKILLO 275 kV Bus (5TUN275A) 275kV line 1 |  |  |  | -0.88723 | [20 empty] | 0.56368 | 0.56368 | [58 empty] | -0.92337 | [26 empty] | -0.88841 | [96 empty] | -1 | -1 | [10 empty] | -0.92337 | -0.92337 | -0.92337 | [215 empty] | -0.88841 | -0.88841 | -0.88841 | -0.88841 | [12 empty] | -0.92337 | -0.92337 | -0.92337 | [177 empty] | <= | 1527.748 | -88.3091 | -101.6289 | 8.8309 | 417.1978 | 1856.6366 | [11 empty] | -0.12867 | [62 empty] | 0.049983 | 0.16149 | -0.085353 | -0.085353 | -0.085353 | -0.085353 | -0.085353 | -0.085353 | -0.085353 | -0.085353 | -0.085353 | -0.085353 | -0.085353 | -0.085353 | [19 empty] | -0.085861 | [36 empty] | -0.099933 | [6 empty] | -0.16554 | [54 empty] | 0.0050872 | 0.0050872 | 0.0050872 | [9 empty] | -0.099933 | -0.099933 | [5 empty] | -0.10207 | [18 empty] | -0.085353 | -0.082549 | -0.08932 | [71 empty] | -0.26448 | -0.085861 | -0.077088 | -0.12983 | -0.10207 | -0.085353 | -0.10207 | [18 empty] | -0.099933 | [17 empty] | -0.085861 | [40 empty] | -0.099933 | -0.099933 | [64 empty] | -0.099933 | -0.099933 | -0.099933 | [48 empty] | -0.077088 | -0.077088 | -0.19286 | [55 empty] | 0.0045056 | 0.0045056 | 0.0045056 | 0.0045056 |  | 0.0046915 | 0.0046915 | 0.0046915 | [40 empty] | -0.27606 | [10 empty] | -0.2288 | [16 empty] | 0.12867 | [7 empty] | -0.15811 |  | 6000
AEMO | S>>NIL_TWPA_TPRS | SA | SV | 2016 ESOO | Not_Summer_16 to Not_Summer_50 | S>>NIL_TWPA_TPRS : Out = Nil; avoid O/L ROSEWORTHY 132 kV Bus (5ROS132A) - TEMPLERS 132 kV Bus (5TEM132A) 132kV line 1 for loss of PARA 275 kV Bus (5PAR275C) - TEMPLERS 275 kV Bus (5TMP275B) 275kV line 1 |  |  |  |  | -0.31796 |  |  |  | -0.22076 | -0.22076 | -0.22076 | -0.22076 | -0.22076 | -0.22076 | -0.22076 | -0.22076 | -0.22076 | -0.22076 | -0.22076 | -0.22076 |  |  |  |  | -1 | -1 | [13 empty] | -0.22281 | [36 empty] | -0.27976 | [6 empty] | -0.42279 | [66 empty] | -0.27976 | -0.27976 | [5 empty] | -0.24256 | [18 empty] | -0.22076 | -0.2094 | -0.23681 | [71 empty] | -0.52105 | -0.22281 | -0.14033 | -0.486 | -0.24256 | -0.22076 | -0.24256 | [18 empty] | -0.27976 | [17 empty] | -0.22281 | [40 empty] | -0.27976 | -0.27976 | [64 empty] | -0.27976 | -0.27976 | -0.27976 | [48 empty] | -0.14033 | -0.14033 | -0.40669 | [103 empty] | -0.50936 | [10 empty] | -0.45382 | [65 empty] | <= | 289.4222 | -21.1257 | 95.8431 | 2.1126 | -2.4163 | 265.8802 | [11 empty] | -0.07498 | [62 empty] | 0.019537 | 0.0012969 | [76 empty] | -0.0093163 | [26 empty] | -0.006883 | [96 empty] | -0.01465 | -0.01465 | [10 empty] | -0.0093163 | -0.0093163 | -0.0093163 | [215 empty] | -0.006883 | -0.006883 | -0.006883 | -0.006883 | [12 empty] | -0.0093163 | -0.0093163 | -0.0093163 | [128 empty] | 0.07498 | [6 empty] | -0.006874 |  |  | 6000
AEMO | S>>NIL_TWPA_TPRS_R | SA | VS | 2016 ESOO | Not_Summer_16 to Not_Summer_50 | S>>NIL_TWPA_TPRS : Out = Nil; avoid O/L ROSEWORTHY 132 kV Bus (5ROS132A) - TEMPLERS 132 kV Bus (5TEM132A) 132kV line 1 for loss of PARA 275 kV Bus (5PAR275C) - TEMPLERS 275 kV Bus (5TMP275B) 275kV line 1 |  |  |  |  | 0.31796 |  |  |  | 0.22076 | 0.22076 | 0.22076 | 0.22076 | 0.22076 | 0.22076 | 0.22076 | 0.22076 | 0.22076 | 0.22076 | 0.22076 | 0.22076 |  |  |  |  | 1 | 1 | [13 empty] | 0.22281 | [36 empty] | 0.27976 | [6 empty] | 0.42279 | [66 empty] | 0.27976 | 0.27976 | [5 empty] | 0.24256 | [18 empty] | 0.22076 | 0.2094 | 0.23681 | [71 empty] | 0.52105 | 0.22281 | 0.14033 | 0.486 | 0.24256 | 0.22076 | 0.24256 | [18 empty] | 0.27976 | [17 empty] | 0.22281 | [40 empty] | 0.27976 | 0.27976 | [64 empty] | 0.27976 | 0.27976 | 0.27976 | [48 empty] | 0.14033 | 0.14033 | 0.40669 | [103 empty] | 0.50936 | [10 empty] | 0.45382 | [65 empty] | <= | 289.4222 | -21.1257 | -95.8431 | 2.1126 | 2.4163 | 270.7128 | [11 empty] | 0.07498 | [62 empty] | -0.019537 | -0.0012969 | [76 empty] | 0.0093163 | [26 empty] | 0.006883 | [96 empty] | 0.01465 | 0.01465 | [10 empty] | 0.0093163 | 0.0093163 | 0.0093163 | [215 empty] | 0.006883 | 0.006883 | 0.006883 | 0.006883 | [12 empty] | 0.0093163 | 0.0093163 | 0.0093163 | [128 empty] | -0.07498 | [6 empty] | 0.006874 |  |  | 6000
AEMO | S>NIL_BWMP_HUWT | SA | SV | 2016 ESOO | Not_Summer_16 to Not_Summer_50 | S>NIL_BWMP_HUWT : Out = Nil; avoid O/L WATERLOO 132 kV Bus (5WAT132A) - HUMMOCKS 132 kV Bus (5HUM132A) 132kV line 1 for loss of 5MUN275 - BLYTH 275 kV Bus (5BLY275A) 275kV line 1 | [76 empty] | -0.070112 | [6 empty] | -0.12395 | [66 empty] | -0.070112 | -0.070112 | [5 empty] | -0.14023 | [92 empty] | 0.071683 |  | -0.14023 |  | -0.14023 |  | -0.14023 | [18 empty] | -0.070112 | [58 empty] | -0.070112 | -0.070112 | [64 empty] | -0.070112 | -0.070112 | -0.070112 | [48 empty] | -0.14023 | -0.14023 | -0.67941 | [103 empty] | 0.10848 | [10 empty] | -1 | [65 empty] | <= | 217.4691 | -17.2595 | 36.3623 | 1.7259 | 2.0909 | 202.3006 | [11 empty] | -0.01844 | [64 empty] | 0.026183 | 0.026183 | 0.026183 | 0.026183 | 0.026183 | 0.026183 | 0.026183 | 0.026183 | 0.026183 | 0.026183 | 0.026183 | 0.026183 |  |  |  |  | -0.029886 | -0.029886 | [13 empty] | 0.027712 | [44 empty] | -0.0011953 | [26 empty] | -0.0010965 | [64 empty] | 0.026183 | 0.017728 | 0.038132 | [29 empty] | -0.0014121 | -0.0014121 | [10 empty] | -0.0011954 | -0.0011954 | -0.0011954 | [28 empty] | 0.027712 |  | 0.041832 |  | 0.026183 | [37 empty] | 0.027712 | [144 empty] | -0.0010965 | -0.0010965 | -0.0010965 | -0.0010965 | [12 empty] | -0.0011953 | -0.0011953 | -0.0011953 | [128 empty] | 0.01844 | [6 empty] | -0.001095 | -0.044119 |  | 6000
AEMO | S>NIL_BWMP_HUWT_R | SA | VS | 2016 ESOO | Not_Summer_16 to Not_Summer_50 | S>NIL_BWMP_HUWT : Out = Nil; avoid O/L WATERLOO 132 kV Bus (5WAT132A) - HUMMOCKS 132 kV Bus (5HUM132A) 132kV line 1 for loss of 5MUN275 - BLYTH 275 kV Bus (5BLY275A) 275kV line 1 | [76 empty] | 0.070112 | [6 empty] | 0.12395 | [66 empty] | 0.070112 | 0.070112 | [5 empty] | 0.14023 | [92 empty] | -0.071683 |  | 0.14023 |  | 0.14023 |  | 0.14023 | [18 empty] | 0.070112 | [58 empty] | 0.070112 | 0.070112 | [64 empty] | 0.070112 | 0.070112 | 0.070112 | [48 empty] | 0.14023 | 0.14023 | 0.67941 | [103 empty] | -0.10848 | [10 empty] | 1 | [65 empty] | <= | 217.4691 | -17.2595 | -36.3623 | 1.7259 | -2.0909 | 198.1188 | [11 empty] | 0.01844 | [64 empty] | -0.026183 | -0.026183 | -0.026183 | -0.026183 | -0.026183 | -0.026183 | -0.026183 | -0.026183 | -0.026183 | -0.026183 | -0.026183 | -0.026183 |  |  |  |  | 0.029886 | 0.029886 | [13 empty] | -0.027712 | [44 empty] | 0.0011953 | [26 empty] | 0.0010965 | [64 empty] | -0.026183 | -0.017728 | -0.038132 | [29 empty] | 0.0014121 | 0.0014121 | [10 empty] | 0.0011954 | 0.0011954 | 0.0011954 | [28 empty] | -0.027712 |  | -0.041832 |  | -0.026183 | [37 empty] | -0.027712 | [144 empty] | 0.0010965 | 0.0010965 | 0.0010965 | 0.0010965 | [12 empty] | 0.0011953 | 0.0011953 | 0.0011953 | [128 empty] | -0.01844 | [6 empty] | 0.001095 | 0.044119 |  | 6000
AEMO | S>NIL_BWMP_RHBR-T | SA | VS | 2016 ESOO | Not_Summer_16 to Not_Summer_50 | S>NIL_BWMP_RHBR-T : Out = Nil; avoid O/L BRINKWORTH 132 kV Bus (5BRK132A) - REDHILL 132 kV Bus (5RED132A) 132kV line 1 for loss of 5MUN275 - BLYTH 275 kV Bus (5BLY275A) 275kV line 1 | [76 empty] | -0.12062 | [6 empty] | -1 | [66 empty] | -0.12062 | -0.12062 | [5 empty] | -0.29041 | [20 empty] | -0.081115 | [71 empty] | 0.095037 |  | -0.29041 |  | -0.29041 |  | -0.29041 | [18 empty] | -0.12062 | [58 empty] | -0.12062 | -0.12062 | [64 empty] | -0.12062 | -0.12062 | -0.12062 | [48 empty] | -0.29041 | -0.29041 | -0.38227 | [114 empty] | -0.2428 | [65 empty] | <= | 260.9 | -15.0809 | 67.6079 | 1.5081 | 3.3534 | 249.1725 | [11 empty] | -0.030072 | [62 empty] | 0.0047582 | 0.0015059 | 0.066354 | 0.066354 | 0.066354 | 0.066354 | 0.066354 | 0.066354 | 0.066354 | 0.066354 | 0.066354 | 0.066354 | 0.066354 | 0.066354 |  |  |  |  | -0.013134 | -0.013134 | [13 empty] | 0.068244 | [44 empty] | 0.0031197 | [26 empty] | 0.0031767 | [64 empty] | 0.066354 | 0.05591 | [30 empty] | 0.0029951 | 0.0029951 | [10 empty] | 0.0031194 | 0.0031194 | 0.0031194 | [28 empty] | 0.068244 |  | -0.068915 |  | 0.066354 | [37 empty] | 0.068244 | [144 empty] | 0.0031767 | 0.0031767 | 0.0031767 | 0.0031767 | [12 empty] | 0.0031197 | 0.0031197 | 0.0031197 | [100 empty] | -0.015724 | [27 empty] | 0.030072 | [6 empty] | 0.0031721 | 0.013906 |  | 6000
AEMO | S>NIL_BWMP_RHBR-T_R | SA | SV | 2016 ESOO | Not_Summer_16 to Not_Summer_50 | S>NIL_BWMP_RHBR-T : Out = Nil; avoid O/L BRINKWORTH 132 kV Bus (5BRK132A) -REDHILL 132 kV Bus (5RED132A) 132kV line 1 for loss of 5MUN275 - BLYTH 275 kV Bus (5BLY275A) 275kV line 1 | [76 empty] | 0.12062 | [6 empty] | 1 | [66 empty] | 0.12062 | 0.12062 | [5 empty] | 0.29041 | [20 empty] | 0.081115 | [71 empty] | -0.095037 |  | 0.29041 |  | 0.29041 |  | 0.29041 | [18 empty] | 0.12062 | [58 empty] | 0.12062 | 0.12062 | [64 empty] | 0.12062 | 0.12062 | 0.12062 | [48 empty] | 0.29041 | 0.29041 | 0.38227 | [114 empty] | 0.2428 | [65 empty] | <= | 260.9 | -15.0809 | -67.6079 | 1.5081 | -3.3534 | 242.4657 | [11 empty] | 0.030072 | [62 empty] | -0.0047582 | -0.0015059 | -0.066354 | -0.066354 | -0.066354 | -0.066354 | -0.066354 | -0.066354 | -0.066354 | -0.066354 | -0.066354 | -0.066354 | -0.066354 | -0.066354 |  |  |  |  | 0.013134 | 0.013134 | [13 empty] | -0.068244 | [44 empty] | -0.0031197 | [26 empty] | -0.0031767 | [64 empty] | -0.066354 | -0.05591 | [30 empty] | -0.0029951 | -0.0029951 | [10 empty] | -0.0031194 | -0.0031194 | -0.0031194 | [28 empty] | -0.068244 |  | 0.068915 |  | -0.066354 | [37 empty] | -0.068244 | [144 empty] | -0.0031767 | -0.0031767 | -0.0031767 | -0.0031767 | [12 empty] | -0.0031197 | -0.0031197 | -0.0031197 | [100 empty] | 0.015724 | [27 empty] | -0.030072 | [6 empty] | -0.0031721 | -0.013906 |  | 6000
AEMO | S>NIL_WEMW4_WTTP | SA | SV | 2016 ESOO | Not_Summer_16 to Not_Summer_50 | S>NIL_WEMW4_WTTP : Out = Nil; avoid O/L WATERLOO 132 kV Bus (5WAT132A) - TEMPLERS 132 kV Bus (5TEM132A) 132kV line 1 for loss of WATERLOO 132 kV Bus (5WTR132A) - MWPS4 132 kV Bus (5M_P132A) 132kV line 1 | [8 empty] | 0.077089 | 0.077089 | 0.077089 | 0.077089 | 0.077089 | 0.077089 | 0.077089 | 0.077089 | 0.077089 | 0.077089 | 0.077089 | 0.077089 |  |  |  |  | -0.30316 | -0.30316 | [13 empty] | 0.078803 | [36 empty] | 0.12632 | [6 empty] | 0.39116 | [66 empty] | 0.12632 | 0.12632 | [5 empty] | 0.16228 | [18 empty] | 0.077089 |  | 0.090481 | [71 empty] | 0.84608 | 0.078803 | 0.094106 | 0.17387 | 0.16228 | 0.077089 | 0.16228 | [18 empty] | 0.12632 | [17 empty] | 0.078803 | [40 empty] | 0.12632 | 0.12632 | [64 empty] | 0.12632 | 0.12632 | 0.12632 | [48 empty] | 0.094106 | 0.094106 | 0.54001 | [103 empty] | 1 | [10 empty] | 0.69913 | [65 empty] | <= | 291.0675 | -21.2458 | 31.8281 | 2.1246 | 4.5477 | 274.3694 | [11 empty] | 0.020839 | [62 empty] | -0.0039463 | [77 empty] | 0.0069773 | [26 empty] | 0.0059794 | [65 empty] | -0.067614 | [30 empty] | 0.0091641 | 0.0091641 | [10 empty] | 0.0069773 | 0.0069773 | 0.0069773 | [215 empty] | 0.0059794 | 0.0059794 | 0.0059794 | 0.0059794 | [12 empty] | 0.0069773 | 0.0069773 | 0.0069773 | [128 empty] | -0.020839 | [6 empty] | 0.0059716 | -0.048046 |  | 6000
AEMO | S>NIL_WEMW4_WTTP_R | SA | VS | 2016 ESOO | Not_Summer_16 to Not_Summer_50 | S>NIL_WEMW4_WTTP : Out = Nil; avoid O/L WATERLOO 132 kV Bus (5WAT132A) - TEMPLERS 132 kV Bus (5TEM132A) 132kV line 1 for loss of WATERLOO 132 kV Bus (5WTR132A) - MWPS4 132 kV Bus (5M_P132A) 132kV line 1 | [8 empty] | -0.077089 | -0.077089 | -0.077089 | -0.077089 | -0.077089 | -0.077089 | -0.077089 | -0.077089 | -0.077089 | -0.077089 | -0.077089 | -0.077089 |  |  |  |  | 0.30316 | 0.30316 | [13 empty] | -0.078803 | [36 empty] | -0.12632 | [6 empty] | -0.39116 | [66 empty] | -0.12632 | -0.12632 | [5 empty] | -0.16228 | [18 empty] | -0.077089 |  | -0.090481 | [71 empty] | -0.84608 | -0.078803 | -0.094106 | -0.17387 | -0.16228 | -0.077089 | -0.16228 | [18 empty] | -0.12632 | [17 empty] | -0.078803 | [40 empty] | -0.12632 | -0.12632 | [64 empty] | -0.12632 | -0.12632 | -0.12632 | [48 empty] | -0.094106 | -0.094106 | -0.54001 | [103 empty] | -1 | [10 empty] | -0.69913 | [65 empty] | <= | 291.0675 | -21.2458 | -31.8281 | 2.1246 | -4.5477 | 265.274 | [11 empty] | -0.020839 | [62 empty] | 0.0039463 | [77 empty] | -0.0069773 | [26 empty] | -0.0059794 | [65 empty] | 0.067614 | [30 empty] | -0.0091641 | -0.0091641 | [10 empty] | -0.0069773 | -0.0069773 | -0.0069773 | [215 empty] | -0.0059794 | -0.0059794 | -0.0059794 | -0.0059794 | [12 empty] | -0.0069773 | -0.0069773 | -0.0069773 | [128 empty] | 0.020839 | [6 empty] | -0.0059716 | 0.048046 |  | 6000
AEMO | V>>S_NIL_SETB2_PWKN | SA | VS | 2016 ESOO | Not_Summer_16 to Not_Summer_50 | V>>S_NIL_SETB2_PWKN : Out = Nil; avoid O/L PENOLA 132 kV Bus (5PNW132A) - KINCRAIG 132 kV Bus (5KNC132A) 132kV line 1 for loss of SOUTH 275 kV Bus (5SOU275A) - BLKRG/4 275kV line 2 |  |  |  | 0.42223 | [80 empty] | 0.60361 | [26 empty] | 0.42279 | [96 empty] | 1 | 1 | [10 empty] | 0.60361 | 0.60361 | 0.60361 | [215 empty] | 0.42279 | 0.42279 | 0.42279 | 0.42279 | [12 empty] | 0.60361 | 0.60361 | 0.60361 | [177 empty] | <= | 962.671 | -43.5598 | 370.4091 | 4.356 | -222.1873 | 696.924 | [11 empty] | -0.014684 | [62 empty] | -0.0035626 | [17 empty] | 0.012019 | 0.012019 | [57 empty] | 0.0035451 | [73 empty] | 0.0022553 | [92 empty] | 0.0054172 |  |  | 0.0029437 | 0.0022553 |  | 0.0022553 | [196 empty] | 0.0040294 | [103 empty] | 0.0055427 | [10 empty] | 0.0047182 | [16 empty] | 0.014684 | [7 empty] | 0.0028211 |  | 6000
AEMO | V>>S_NIL_SETB2_PWKN_R | SA | SV | 2016 ESOO | Not_Summer_16 to Not_Summer_50 | V>>S_NIL_SETB2_PWKN : Out = Nil; avoid O/L PENOLA 132 kV Bus (5PNW132A) - KINCRAIG 132 kV Bus (5KNC132A) 132kV line 1 for loss of SOUTH 275 kV Bus (5SOU275A) - BLKRG/4 275kV line 2 |  |  |  | -0.42223 | [80 empty] | -0.60361 | [26 empty] | -0.42279 | [96 empty] | -1 | -1 | [10 empty] | -0.60361 | -0.60361 | -0.60361 | [215 empty] | -0.42279 | -0.42279 | -0.42279 | -0.42279 | [12 empty] | -0.60361 | -0.60361 | -0.60361 | [177 empty] | <= | 962.671 | -43.5598 | -370.4091 | 4.356 | 222.1873 | 1141.2985 | [11 empty] | 0.014684 | [62 empty] | 0.0035626 | [17 empty] | -0.012019 | -0.012019 | [57 empty] | -0.0035451 | [73 empty] | -0.0022553 | [92 empty] | -0.0054172 |  |  | -0.0029437 | -0.0022553 |  | -0.0022553 | [196 empty] | -0.0040294 | [103 empty] | -0.0055427 | [10 empty] | -0.0047182 | [16 empty] | -0.014684 | [7 empty] | -0.0028211 |  | 6000
AEMO | V>>S_NIL_SETB1_PWKN | SA | VS | 2016 ESOO | Not_Summer_16 to Not_Summer_50 | V>>S_NIL_SETB1_PWKN : Out = Nil; avoid O/L PENOLA 132 kV Bus (5PNW132A) - KINCRAIG 132 kV Bus (5KNC132A) 132kV line 1 for loss of SOUTH 275 kV Bus (5SOU275A) - BLKRG/2 275kV line 1 |  |  |  | 0.42223 | [80 empty] | 0.60361 | [26 empty] | 0.42279 | [96 empty] | 1 | 1 | [10 empty] | 0.60361 | 0.60361 | 0.60361 | [215 empty] | 0.42279 | 0.42279 | 0.42279 | 0.42279 | [12 empty] | 0.60361 | 0.60361 | 0.60361 | [177 empty] | <= | 962.671 | -43.5598 | 370.4091 | 4.356 | -222.1873 | 696.924 | [11 empty] | -0.014684 | [62 empty] | -0.0035626 | [17 empty] | 0.012019 | 0.012019 | [57 empty] | 0.0035451 | [73 empty] | 0.0022553 | [92 empty] | 0.0054172 |  |  | 0.0029437 | 0.0022553 |  | 0.0022553 | [196 empty] | 0.0040294 | [103 empty] | 0.0055427 | [10 empty] | 0.0047182 | [16 empty] | 0.014684 | [7 empty] | 0.0028211 |  | 6000
AEMO | V>>S_NIL_SETB1_PWKN_R | SA | SV | 2016 ESOO | Not_Summer_16 to Not_Summer_50 | V>>S_NIL_SETB1_PWKN : Out = Nil; avoid O/L PENOLA 132 kV Bus (5PNW132A) - KINCRAIG 132 kV Bus (5KNC132A) 132kV line 1 for loss of SOUTH 275 kV Bus (5SOU275A) - BLKRG/2 275kV line 1 |  |  |  | -0.42223 | [80 empty] | -0.60361 | [26 empty] | -0.42279 | [96 empty] | -1 | -1 | [10 empty] | -0.60361 | -0.60361 | -0.60361 | [215 empty] | -0.42279 | -0.42279 | -0.42279 | -0.42279 | [12 empty] | -0.60361 | -0.60361 | -0.60361 | [177 empty] | <= | 962.671 | -43.5598 | -370.4091 | 4.356 | 222.1873 | 1141.2985 | [11 empty] | 0.014684 | [62 empty] | 0.0035626 | [17 empty] | -0.012019 | -0.012019 | [57 empty] | -0.0035451 | [73 empty] | -0.0022553 | [92 empty] | -0.0054172 |  |  | -0.0029437 | -0.0022553 |  | -0.0022553 | [196 empty] | -0.0040294 | [103 empty] | -0.0055427 | [10 empty] | -0.0047182 | [16 empty] | -0.014684 | [7 empty] | -0.0028211 |  | 6000
AEMO | S>>NIL_SETB1_KHTB2 | SA | VS | 2016 ESOO | Not_Summer_16 to Not_Summer_50 | S>>NIL_SETB1_KHTB2 : Out = Nil; avoid O/L KEITH 132 kV Bus (5KEI132A) - TAILEM 132 kV Bus (5TAL132A) 132kV line 2 for loss of SOUTH 275 kV Bus (5SOU275A) - BLKRG/2 275kV line 1 |  |  |  | 0.42223 | [80 empty] | 0.60361 | [26 empty] | 0.42279 | [96 empty] | 1 | 1 | [10 empty] | 0.60361 | 0.60361 | 0.60361 | [215 empty] | 0.42279 | 0.42279 | 0.42279 | 0.42279 | [12 empty] | 0.60361 | 0.60361 | 0.60361 | [177 empty] | <= | 962.6714 | -43.5598 | 171.6224 | 4.356 | -214.0788 | 705.0328 | [11 empty] | 0.049208 | [62 empty] | -0.0035623 | [17 empty] | 0.012019 | 0.012019 | [57 empty] | 0.0035451 | [73 empty] | 0.0022553 | [92 empty] | 0.0054172 |  |  | 0.0029437 | 0.0022553 |  | 0.0022553 | [196 empty] | 0.0040294 | [103 empty] | 0.0055428 | [10 empty] | 0.0047181 | [16 empty] | -0.049208 | [7 empty] | 0.002821 |  | 6000
AEMO | S>>NIL_TBSE1_TBKH2 | SA | SV | 2016 ESOO | Not_Summer_16 to Not_Summer_50 | S>>NIL_SETB1_KHTB2 : Out = Nil; avoid O/L KEITH 132 kV Bus (5KEI132A) - TAILEM 132 kV Bus (5TAL132A) 132kV line 2 for loss of SOUTH 275 kV Bus (5SOU275A) - BLKRG/2 275kV line 1 |  |  |  | -0.42223 | [80 empty] | -0.60361 | [26 empty] | -0.42279 | [96 empty] | -1 | -1 | [10 empty] | -0.60361 | -0.60361 | -0.60361 | [215 empty] | -0.42279 | -0.42279 | -0.42279 | -0.42279 | [12 empty] | -0.60361 | -0.60361 | -0.60361 | [177 empty] | <= | 962.6714 | -43.5598 | -171.6224 | 4.356 | 214.0788 | 1133.1904 | [11 empty] | -0.049208 | [62 empty] | 0.0035623 | [17 empty] | -0.012019 | -0.012019 | [57 empty] | -0.0035451 | [73 empty] | -0.0022553 | [92 empty] | -0.0054172 |  |  | -0.0029437 | -0.0022553 |  | -0.0022553 | [196 empty] | -0.0040294 | [103 empty] | -0.0055428 | [10 empty] | -0.0047181 | [16 empty] | 0.049208 | [7 empty] | -0.002821 |  | 6000
AEMO | S>>NIL_SETB2_KHTB2 | SA | VS | 2016 ESOO | Not_Summer_16 to Not_Summer_50 | S>>NIL_SETB2_KHTB2 : Out = Nil; avoid O/L KEITH 132 kV Bus (5KEI132A) - TAILEM 132 kV Bus (5TAL132A) 132kV line 2 for loss of SOUTH 275 kV Bus (5SOU275A) - BLKRG/4 275kV line 2 |  |  |  | 0.42223 | [80 empty] | 0.60361 | [26 empty] | 0.42279 | [96 empty] | 1 | 1 | [10 empty] | 0.60361 | 0.60361 | 0.60361 | [215 empty] | 0.42279 | 0.42279 | 0.42279 | 0.42279 | [12 empty] | 0.60361 | 0.60361 | 0.60361 | [177 empty] | <= | 962.6714 | -43.5598 | 171.6224 | 4.356 | -214.0788 | 705.0328 | [11 empty] | 0.049208 | [62 empty] | -0.0035623 | [17 empty] | 0.012019 | 0.012019 | [57 empty] | 0.0035451 | [73 empty] | 0.0022553 | [92 empty] | 0.0054172 |  |  | 0.0029437 | 0.0022553 |  | 0.0022553 | [196 empty] | 0.0040294 | [103 empty] | 0.0055428 | [10 empty] | 0.0047181 | [16 empty] | -0.049208 | [7 empty] | 0.002821 |  | 6000
AEMO | S>>NIL_TBSE2_TBKH2 | SA | SV | 2016 ESOO | Not_Summer_16 to Not_Summer_50 | S>>NIL_SETB2_KHTB2 : Out = Nil; avoid O/L KEITH 132 kV Bus (5KEI132A) - TAILEM 132 kV Bus (5TAL132A) 132kV line 2 for loss of SOUTH 275 kV Bus (5SOU275A) - BLKRG/4 275kV line 2 |  |  |  | -0.42223 | [80 empty] | -0.60361 | [26 empty] | -0.42279 | [96 empty] | -1 | -1 | [10 empty] | -0.60361 | -0.60361 | -0.60361 | [215 empty] | -0.42279 | -0.42279 | -0.42279 | -0.42279 | [12 empty] | -0.60361 | -0.60361 | -0.60361 | [177 empty] | <= | 962.6714 | -43.5598 | -171.6224 | 4.356 | 214.0788 | 1133.1904 | [11 empty] | -0.049208 | [62 empty] | 0.0035623 | [17 empty] | -0.012019 | -0.012019 | [57 empty] | -0.0035451 | [73 empty] | -0.0022553 | [92 empty] | -0.0054172 |  |  | -0.0029437 | -0.0022553 |  | -0.0022553 | [196 empty] | -0.0040294 | [103 empty] | -0.0055428 | [10 empty] | -0.0047181 | [16 empty] | 0.049208 | [7 empty] | -0.002821 |  | 6000
AEMO | S>>V_NIL_CGTX_ACMP3 | SA | SV | 2016 ESOO | Not_Summer_16 to Not_Summer_50 | S>>V_NIL_CGTX_ACMP3 : Out = Nil; avoid O/L MANNUM-ADELAIDE 132 kV Bus (5MAD132A) - ANGAS 132 kV Bus (5AGC132A) 132kV line 1 for loss of CH_GDN 275/132kV Transformer 1 | [208 empty] | 1 | 1 | [424 empty] | <= | 1801.5561 | -131.5004 | 66.2535 | 13.15 | -370.5648 | 1299.4908 | [11 empty] | 0.11757 | [62 empty] | -0.19643 | -0.15593 | 0.065286 | 0.065286 | 0.065286 | 0.065286 | 0.065286 | 0.065286 | 0.065286 | 0.065286 | 0.065286 | 0.065286 | 0.065286 | 0.065286 |  |  |  |  | 0.7832 | 0.7832 | [13 empty] | 0.066399 | [36 empty] | 0.097244 | [6 empty] | 0.19909 | -0.84311 | [26 empty] | -0.77155 | [38 empty] | 0.097242 | 0.097242 | [5 empty] | 0.1079 | [18 empty] | 0.065286 | 0.059137 | 0.07398 | [41 empty] | -0.84312 | -0.84312 | -0.84312 | [27 empty] | 0.33688 | 0.066399 | 0.080092 | 0.15168 | 0.1079 | 0.065286 | 0.1079 | [18 empty] | 0.097242 | [17 empty] | 0.066399 | [40 empty] | 0.097244 | 0.097244 | [64 empty] | 0.097242 | 0.097242 | 0.097242 | [35 empty] | -0.77155 | -0.77155 | -0.77155 | -0.77155 | [9 empty] | 0.080092 | 0.080092 | 0.23611 | -0.84311 | -0.84311 | -0.84311 | [100 empty] | 0.35007 | [10 empty] | 0.28644 | [16 empty] | -0.11757 | [6 empty] | -0.77053 | 0.17037 |  | 6000
AEMO | S>>V_NIL_CGTX_ACMP3_R | SA | VS | 2016 ESOO | Not_Summer_16 to Not_Summer_50 | S>>V_NIL_CGTX_ACMP3 : Out = Nil; avoid O/L MANNUM-ADELAIDE 132 kV Bus (5MAD132A) - ANGAS 132 kV Bus (5AGC132A) 132kV line 1 for loss of CH_GDN 275/132kV Transformer 1 | [208 empty] | -1 | -1 | [424 empty] | <= | 1801.5561 | -131.5004 | -66.2535 | 13.15 | 370.5648 | 2040.6204 | [11 empty] | -0.11757 | [62 empty] | 0.19643 | 0.15593 | -0.065286 | -0.065286 | -0.065286 | -0.065286 | -0.065286 | -0.065286 | -0.065286 | -0.065286 | -0.065286 | -0.065286 | -0.065286 | -0.065286 |  |  |  |  | -0.7832 | -0.7832 | [13 empty] | -0.066399 | [36 empty] | -0.097244 | [6 empty] | -0.19909 | 0.84311 | [26 empty] | 0.77155 | [38 empty] | -0.097242 | -0.097242 | [5 empty] | -0.1079 | [18 empty] | -0.065286 | -0.059137 | -0.07398 | [41 empty] | 0.84312 | 0.84312 | 0.84312 | [27 empty] | -0.33688 | -0.066399 | -0.080092 | -0.15168 | -0.1079 | -0.065286 | -0.1079 | [18 empty] | -0.097242 | [17 empty] | -0.066399 | [40 empty] | -0.097244 | -0.097244 | [64 empty] | -0.097242 | -0.097242 | -0.097242 | [35 empty] | 0.77155 | 0.77155 | 0.77155 | 0.77155 | [9 empty] | -0.080092 | -0.080092 | -0.23611 | 0.84311 | 0.84311 | 0.84311 | [100 empty] | -0.35007 | [10 empty] | -0.28644 | [16 empty] | 0.11757 | [6 empty] | 0.77053 | -0.17037 |  | 6000
AEMO | S>>V_NIL_CGTX_MP2MA | SA | SV | 2016 ESOO | Not_Summer_16 to Not_Summer_50 | S>>V_NIL_CGTX_MP2MA : Out = Nil; avoid O/L MANNUM 132 kV Bus (5MAN132A) - MANNUM-ADELAIDE 132 kV Bus (2MAA132A) 132kV line 1 for loss of CH_GDN 275/132kV Transformer 1 | [208 empty] | 1 | 1 | [424 empty] | <= | 2156.6062 | -131.5004 | 77.7716 | 13.15 | -370.2163 | 1654.8896 | [11 empty] | 0.11356 | [62 empty] | -0.19644 | -0.15594 | 0.065286 | 0.065286 | 0.065286 | 0.065286 | 0.065286 | 0.065286 | 0.065286 | 0.065286 | 0.065286 | 0.065286 | 0.065286 | 0.065286 |  |  |  |  | 0.78319 | 0.78319 | [13 empty] | 0.066395 | [36 empty] | 0.09724 | [6 empty] | 0.19909 | -0.84312 | [26 empty] | -0.77155 | [38 empty] | 0.097244 | 0.09724 | [5 empty] | 0.10789 | [18 empty] | 0.065286 | 0.059132 | 0.073975 | [41 empty] | -0.84312 | -0.84312 | -0.84312 | [27 empty] | 0.33688 | 0.066395 | 0.08009 | 0.15168 | 0.10789 | 0.065286 | 0.10789 | [18 empty] | 0.097244 | [17 empty] | 0.066395 | [40 empty] | 0.09724 | 0.09724 | [64 empty] | 0.09724 | 0.09724 | 0.09724 | [35 empty] | -0.77155 | -0.77155 | -0.77155 | -0.77155 | [9 empty] | 0.08009 | 0.08009 | 0.2361 | -0.84312 | -0.84312 | -0.84312 | [100 empty] | 0.35007 | [10 empty] | 0.28643 | [16 empty] | -0.11356 | [6 empty] | -0.77054 | 0.17037 |  | 6000
AEMO | S>>V_NIL_CGTX_MP2MA_R | SA | VS | 2016 ESOO | Not_Summer_16 to Not_Summer_50 | S>>V_NIL_CGTX_MP2MA : Out = Nil; avoid O/L MANNUM 132 kV Bus (5MAN132A) - MANNUM-ADELAIDE 132 kV Bus (2MAA132A) 132kV line 1 for loss of CH_GDN 275/132kV Transformer 1 | [208 empty] | -1 | -1 | [424 empty] | <= | 2156.6062 | -131.5004 | -77.7716 | 13.15 | 370.2163 | 2395.3221 | [11 empty] | -0.11356 | [62 empty] | 0.19644 | 0.15594 | -0.065286 | -0.065286 | -0.065286 | -0.065286 | -0.065286 | -0.065286 | -0.065286 | -0.065286 | -0.065286 | -0.065286 | -0.065286 | -0.065286 |  |  |  |  | -0.78319 | -0.78319 | [13 empty] | -0.066395 | [36 empty] | -0.09724 | [6 empty] | -0.19909 | 0.84312 | [26 empty] | 0.77155 | [38 empty] | -0.097244 | -0.09724 | [5 empty] | -0.10789 | [18 empty] | -0.065286 | -0.059132 | -0.073975 | [41 empty] | 0.84312 | 0.84312 | 0.84312 | [27 empty] | -0.33688 | -0.066395 | -0.08009 | -0.15168 | -0.10789 | -0.065286 | -0.10789 | [18 empty] | -0.097244 | [17 empty] | -0.066395 | [40 empty] | -0.09724 | -0.09724 | [64 empty] | -0.09724 | -0.09724 | -0.09724 | [35 empty] | 0.77155 | 0.77155 | 0.77155 | 0.77155 | [9 empty] | -0.08009 | -0.08009 | -0.2361 | 0.84312 | 0.84312 | 0.84312 | [100 empty] | -0.35007 | [10 empty] | -0.28643 | [16 empty] | 0.11356 | [6 empty] | 0.77054 | -0.17037 |  | 6000
AEMO | S>>V_NIL_CGTX_PAAC_R | SA | SV | 2016 ESOO | Not_Summer_16 to Not_Summer_50 | S>>V_NIL_CGTX_PAAC_R : Out = Nil; avoid O/L PARA 132 kV Bus (5PAR132A) - ANG_CK/MILLBR/NORTHF 132 kV Bus (5AMN132A) 132kV line 1 for loss of CH_GDN 275/132kV Transformer 1 | [208 empty] | -1 | -1 | [424 empty] | <= | 2314.4393 | -131.5022 | 356.652 | 13.1502 | 387.1444 | 2570.0815 | [11 empty] | -0.26611 | [62 empty] | 0.19642 | 0.15592 | -0.065302 | -0.065302 | -0.065302 | -0.065302 | -0.065302 | -0.065302 | -0.065302 | -0.065302 | -0.065302 | -0.065302 | -0.065302 | -0.065302 |  |  |  |  | -0.78322 | -0.78322 | [13 empty] | -0.066412 | [36 empty] | -0.097258 | [6 empty] | -0.1991 | 0.84311 | [26 empty] | 0.77154 | [38 empty] | -0.097258 | -0.097256 | [5 empty] | -0.10791 | [18 empty] | -0.065302 | -0.059151 | -0.073991 | [41 empty] | 0.84311 | 0.84311 | 0.84311 | [27 empty] | -0.3369 | -0.066412 | -0.080104 | -0.1517 | -0.10791 | -0.065302 | -0.10791 | [18 empty] | -0.097258 | [17 empty] | -0.066412 | [40 empty] | -0.097258 | -0.097258 | [64 empty] | -0.097256 | -0.097256 | -0.097256 | [35 empty] | 0.77154 | 0.77154 | 0.77154 | 0.77154 | [9 empty] | -0.080104 | -0.080104 | -0.23612 | 0.84311 | 0.84311 | 0.84311 | [100 empty] | -0.35009 | [10 empty] | -0.28645 | [16 empty] | 0.26611 | [6 empty] | 0.77053 | -0.17039 |  | 6000
AEMO | S>>V_NIL_CGTX_PAAC | SA | VS | 2016 ESOO | Not_Summer_16 to Not_Summer_50 | S>>V_NIL_CGTX_PAAC_R : Out = Nil; avoid O/L PARA 132 kV Bus (5PAR132A) - ANG_CK/MILLBR/NORTHF 132 kV Bus (5AMN132A) 132kV line 1 for loss of CH_GDN 275/132kV Transformer 1 | [208 empty] | 1 | 1 | [424 empty] | <= | 2314.4393 | -131.5022 | -356.652 | 13.1502 | -387.1444 | 1795.7927 | [11 empty] | 0.26611 | [62 empty] | -0.19642 | -0.15592 | 0.065302 | 0.065302 | 0.065302 | 0.065302 | 0.065302 | 0.065302 | 0.065302 | 0.065302 | 0.065302 | 0.065302 | 0.065302 | 0.065302 |  |  |  |  | 0.78322 | 0.78322 | [13 empty] | 0.066412 | [36 empty] | 0.097258 | [6 empty] | 0.1991 | -0.84311 | [26 empty] | -0.77154 | [38 empty] | 0.097258 | 0.097256 | [5 empty] | 0.10791 | [18 empty] | 0.065302 | 0.059151 | 0.073991 | [41 empty] | -0.84311 | -0.84311 | -0.84311 | [27 empty] | 0.3369 | 0.066412 | 0.080104 | 0.1517 | 0.10791 | 0.065302 | 0.10791 | [18 empty] | 0.097258 | [17 empty] | 0.066412 | [40 empty] | 0.097258 | 0.097258 | [64 empty] | 0.097256 | 0.097256 | 0.097256 | [35 empty] | -0.77154 | -0.77154 | -0.77154 | -0.77154 | [9 empty] | 0.080104 | 0.080104 | 0.23612 | -0.84311 | -0.84311 | -0.84311 | [100 empty] | 0.35009 | [10 empty] | 0.28645 | [16 empty] | -0.26611 | [6 empty] | -0.77053 | 0.17039 |  | 6000
AEMO | S>>V_NIL_DVBG_STBG | SA | SV | 2016 ESOO | Not_Summer_16 to Not_Summer_50 | S>>V_NIL_DVBG_STBG : Out = Nil; avoid O/L SNOWTOWN 132 kV Bus (5SNO132B) - BUNGAMA 132 kV Bus (5BUN132A) 132kV line 1 for loss of BUNGAMA 275 kV Bus (5BUN275A) - DAVENPORT 275 kV Bus (5DAV275E) 275kV line 1 | [83 empty] | -0.1023 | [73 empty] | -0.14297 | [92 empty] | 0.087481 |  | -0.083041 |  | -0.14297 |  | -0.14297 | [194 empty] | -0.083041 | -0.083041 | 1 | [103 empty] | 0.12277 | [10 empty] | 0.69992 | [65 empty] | <= | 206.1157 | -16.3584 | 9.2502 | 1.6358 | -2.3945 | 187.3629 | [11 empty] | 0.0056879 | [62 empty] | -0.0044227 | -0.0017292 | -0.023355 | -0.023355 | -0.023355 | -0.023355 | -0.023355 | -0.023355 | -0.023355 | -0.023355 | -0.023355 | -0.023355 | -0.023355 | -0.023355 |  |  |  |  | -0.037014 | -0.037014 | [13 empty] | -0.023036 | [36 empty] | -0.01418 | [7 empty] | -0.0043442 | [26 empty] | -0.004254 | [38 empty] | -0.01418 | -0.01418 | [24 empty] | -0.023355 | -0.025121 | -0.020859 | [29 empty] | -0.0045422 | -0.0045422 | [10 empty] | -0.0043443 | -0.0043443 | -0.0043443 | [28 empty] | -0.023036 |  | 0.0071311 |  | -0.023355 | [19 empty] | -0.01418 | [17 empty] | -0.023036 | [40 empty] | -0.01418 | -0.01418 | [64 empty] | -0.01418 | -0.01418 | -0.01418 | [35 empty] | -0.004254 | -0.004254 | -0.004254 | -0.004254 | [12 empty] | -0.0043442 | -0.0043442 | -0.0043442 | [128 empty] | -0.0056879 | [6 empty] | -0.0042483 | -0.067137 |  | 6000
AEMO | S>>V_NIL_DVBG_STBG_R | SA | VS | 2016 ESOO | Not_Summer_16 to Not_Summer_50 | S>>V_NIL_DVBG_STBG : Out = Nil; avoid O/L SNOWTOWN 132 kV Bus (5SNO132B) - BUNGAMA 132 kV Bus (5BUN132A) 132kV line 1 for loss of BUNGAMA 275 kV Bus (5BUN275A) - DAVENPORT 275 kV Bus (5DAV275E) 275kV line 1 | [83 empty] | 0.1023 | [73 empty] | 0.14297 | [92 empty] | -0.087481 |  | 0.083041 |  | 0.14297 |  | 0.14297 | [194 empty] | 0.083041 | 0.083041 | -1 | [103 empty] | -0.12277 | [10 empty] | -0.69992 | [65 empty] | <= | 206.1157 | -16.3584 | -9.2502 | 1.6358 | 2.3945 | 192.1518 | [11 empty] | -0.0056879 | [62 empty] | 0.0044227 | 0.0017292 | 0.023355 | 0.023355 | 0.023355 | 0.023355 | 0.023355 | 0.023355 | 0.023355 | 0.023355 | 0.023355 | 0.023355 | 0.023355 | 0.023355 |  |  |  |  | 0.037014 | 0.037014 | [13 empty] | 0.023036 | [36 empty] | 0.01418 | [7 empty] | 0.0043442 | [26 empty] | 0.004254 | [38 empty] | 0.01418 | 0.01418 | [24 empty] | 0.023355 | 0.025121 | 0.020859 | [29 empty] | 0.0045422 | 0.0045422 | [10 empty] | 0.0043443 | 0.0043443 | 0.0043443 | [28 empty] | 0.023036 |  | -0.0071311 |  | 0.023355 | [19 empty] | 0.01418 | [17 empty] | 0.023036 | [40 empty] | 0.01418 | 0.01418 | [64 empty] | 0.01418 | 0.01418 | 0.01418 | [35 empty] | 0.004254 | 0.004254 | 0.004254 | 0.004254 | [12 empty] | 0.0043442 | 0.0043442 | 0.0043442 | [128 empty] | 0.0056879 | [6 empty] | 0.0042483 | 0.067137 |  | 6000
AEMO | S>>V_NIL_NIL_HUWT | SA | SV | 2016 ESOO | Not_Summer_16 to Not_Summer_50 | S>>V_NIL_NIL_HUWT : Out = Nil; avoid O/L WATERLOO 132 kV Bus (5WAT132A) - HUMMOCKS 132 kV Bus (5HUM132A) 132kV line 1 during SYS NORM | [83 empty] | -0.094514 | [73 empty] | -0.083664 | [92 empty] | 0.09494 |  |  |  | -0.083664 |  | -0.083664 | [196 empty] | -0.66316 | [103 empty] | 0.13024 | [10 empty] | -1 | [65 empty] | <= | 224.1717 | -17.7914 | 26.6407 | 1.7791 | 0.275 | 206.6553 | [11 empty] | -0.011958 | [62 empty] | -0.0024341 | -0.0010862 | 0.0042445 | 0.0042445 | 0.0042445 | 0.0042445 | 0.0042445 | 0.0042445 | 0.0042445 | 0.0042445 | 0.0042445 | 0.0042445 | 0.0042445 | 0.0042445 |  |  |  |  | -0.038284 | -0.038284 | [13 empty] | 0.0053563 | [36 empty] | 0.036184 | [7 empty] | -0.0029854 | [26 empty] | -0.0028767 | [38 empty] | 0.036184 | 0.036184 | [24 empty] | 0.0042445 | -0.0019025 | 0.012932 | [29 empty] | -0.0032237 | -0.0032237 | [10 empty] | -0.0029854 | -0.0029854 | -0.0029854 | [28 empty] | 0.0053563 | 0.0486 | 0.022121 |  | 0.0042445 | [19 empty] | 0.036184 | [17 empty] | 0.0053563 | [40 empty] | 0.036184 | 0.036184 | [64 empty] | 0.036184 | 0.036184 | 0.036184 | [35 empty] | -0.0028767 | -0.0028767 | -0.0028767 | -0.0028767 | [9 empty] | 0.0486 | 0.0486 |  | -0.0029854 | -0.0029854 | -0.0029854 | [128 empty] | 0.011958 | [6 empty] | -0.0028729 | -0.061798 |  | 6000
AEMO | S>>V_NIL_NIL_HUWT_R | SA | VS | 2016 ESOO | Not_Summer_16 to Not_Summer_50 | S>>V_NIL_NIL_HUWT : Out = Nil; avoid O/L WATERLOO 132 kV Bus (5WAT132A) - HUMMOCKS 132 kV Bus (5HUM132A) 132kV line 1 during SYS NORM | [83 empty] | 0.094514 | [73 empty] | 0.083664 | [92 empty] | -0.09494 |  |  |  | 0.083664 |  | 0.083664 | [196 empty] | 0.66316 | [103 empty] | -0.13024 | [10 empty] | 1 | [65 empty] | <= | 224.1717 | -17.7914 | -26.6407 | 1.7791 | -0.275 | 206.1053 | [11 empty] | 0.011958 | [62 empty] | 0.0024341 | 0.0010862 | -0.0042445 | -0.0042445 | -0.0042445 | -0.0042445 | -0.0042445 | -0.0042445 | -0.0042445 | -0.0042445 | -0.0042445 | -0.0042445 | -0.0042445 | -0.0042445 |  |  |  |  | 0.038284 | 0.038284 | [13 empty] | -0.0053563 | [36 empty] | -0.036184 | [7 empty] | 0.0029854 | [26 empty] | 0.0028767 | [38 empty] | -0.036184 | -0.036184 | [24 empty] | -0.0042445 | 0.0019025 | -0.012932 | [29 empty] | 0.0032237 | 0.0032237 | [10 empty] | 0.0029854 | 0.0029854 | 0.0029854 | [28 empty] | -0.0053563 | -0.0486 | -0.022121 |  | -0.0042445 | [19 empty] | -0.036184 | [17 empty] | -0.0053563 | [40 empty] | -0.036184 | -0.036184 | [64 empty] | -0.036184 | -0.036184 | -0.036184 | [35 empty] | 0.0028767 | 0.0028767 | 0.0028767 | 0.0028767 | [9 empty] | -0.0486 | -0.0486 |  | 0.0029854 | 0.0029854 | 0.0029854 | [128 empty] | -0.011958 | [6 empty] | 0.0028729 | 0.061798 |  | 6000
AEMO | S>>V_NIL_NIL_MNWT | SA | SV | 2016 ESOO | Not_Summer_16 to Not_Summer_50 | S>>V_NIL_NIL_MNWT : Out = Nil; avoid O/L MINTARO 132 kV Bus (2MIN132A) - WATERLOO 132 kV Bus (5WAT132A) 132kV line 1 during SYS NORM |  |  |  |  | -0.14782 | [19 empty] | -0.076686 | -0.076686 | [57 empty] | 0.32919 | [73 empty] | 0.07146 | [92 empty] | 1 |  |  | 0.15968 | 0.07146 |  | 0.07146 | [300 empty] | -0.29988 | [10 empty] | -0.11355 | [65 empty] | <= | 318.3585 | -15.3796 | 87.3135 | 1.538 | 2.842 | 305.8208 | [11 empty] | 0.001337 | [62 empty] | 0.0068464 | 0.0028666 | 0.0072715 | 0.0072715 | 0.0072715 | 0.0072715 | 0.0072715 | 0.0072715 | 0.0072715 | 0.0072715 | 0.0072715 | 0.0072715 | 0.0072715 | 0.0072715 | [19 empty] | 0.0051664 | [36 empty] | -0.053191 | [7 empty] | 0.0075945 | [26 empty] | 0.0073683 | [38 empty] | -0.053192 | -0.053191 | [24 empty] | 0.0072715 | 0.018908 | -0.0091747 | [29 empty] | 0.0080906 | 0.0080906 | [10 empty] | 0.0075949 | 0.0075949 | 0.0075949 | [28 empty] | 0.0051664 | -0.041743 |  |  | 0.0072715 | [19 empty] | -0.053191 | [17 empty] | 0.0051668 | [40 empty] | -0.053191 | -0.053191 | [64 empty] | -0.053191 | -0.053191 | -0.053191 | [35 empty] | 0.0073683 | 0.0073683 | 0.0073683 | 0.0073683 | [9 empty] | -0.041743 | -0.041743 | 0.00090049 | 0.0075945 | 0.0075945 | 0.0075945 | [128 empty] | -0.001337 | [6 empty] | 0.0073583 |  |  | 6000
AEMO | S>>V_NIL_NIL_MNWT_R | SA | VS | 2016 ESOO | Not_Summer_16 to Not_Summer_50 | S>>V_NIL_NIL_MNWT : Out = Nil; avoid O/L MINTARO 132 kV Bus (2MIN132A) - WATERLOO 132 kV Bus (5WAT132A) 132kV line 1 during SYS NORM |  |  |  |  | 0.14782 | [19 empty] | 0.076686 | 0.076686 | [57 empty] | -0.32919 | [73 empty] | -0.07146 | [92 empty] | -1 |  |  | -0.15968 | -0.07146 |  | -0.07146 | [300 empty] | 0.29988 | [10 empty] | 0.11355 | [65 empty] | <= | 318.3585 | -15.3796 | -87.3135 | 1.538 | -2.842 | 300.1369 | [11 empty] | -0.001337 | [62 empty] | -0.0068464 | -0.0028666 | -0.0072715 | -0.0072715 | -0.0072715 | -0.0072715 | -0.0072715 | -0.0072715 | -0.0072715 | -0.0072715 | -0.0072715 | -0.0072715 | -0.0072715 | -0.0072715 | [19 empty] | -0.0051664 | [36 empty] | 0.053191 | [7 empty] | -0.0075945 | [26 empty] | -0.0073683 | [38 empty] | 0.053192 | 0.053191 | [24 empty] | -0.0072715 | -0.018908 | 0.0091747 | [29 empty] | -0.0080906 | -0.0080906 | [10 empty] | -0.0075949 | -0.0075949 | -0.0075949 | [28 empty] | -0.0051664 | 0.041743 |  |  | -0.0072715 | [19 empty] | 0.053191 | [17 empty] | -0.0051668 | [40 empty] | 0.053191 | 0.053191 | [64 empty] | 0.053191 | 0.053191 | 0.053191 | [35 empty] | -0.0073683 | -0.0073683 | -0.0073683 | -0.0073683 | [9 empty] | 0.041743 | 0.041743 | -0.00090049 | -0.0075945 | -0.0075945 | -0.0075945 | [128 empty] | 0.001337 | [6 empty] | -0.0073583 |  |  | 6000
AEMO | S>>V_NIL_NIL_MW4RB | SA | SV | 2016 ESOO | Not_Summer_16 to Not_Summer_17 | S>>V_NIL_NIL_MW4RB : Out = Nil; avoid O/L MWPS4 132 kV Bus (5M_P132A) - ROBERTSTOWN 132 kV Bus (5ROB132A) 132kV line 1 during SYS NORM |  |  |  |  | -0.58767 |  |  |  | -0.14792 | -0.14792 | -0.14792 | -0.14792 | -0.14792 | -0.14792 | -0.14792 | -0.14792 | -0.14792 | -0.14792 | -0.14792 | -0.14792 |  |  |  |  | 0.27309 | 0.27309 | [13 empty] | -0.14338 | [43 empty] | 0.31805 | [92 empty] | -0.14792 | -0.17305 | -0.11241 | [71 empty] | 0.76058 | -0.14338 |  | 0.13183 |  | -0.14792 | [37 empty] | -0.14338 | [159 empty] | 0.45182 | [103 empty] | 1 | [10 empty] | 0.60953 | [65 empty] | <= | 289.5638 | -21.136 | 97.0946 | 2.1136 | 0.63807 | 269.0658 | [11 empty] | 0.005056 | [62 empty] | 0.029402 | 0.0079064 | [68 empty] | 0.017369 | [7 empty] | 0.012762 | [26 empty] | 0.013763 | [38 empty] | 0.017369 | 0.017369 | [5 empty] | -0.065509 | [50 empty] | 0.010568 | 0.010568 | [10 empty] | 0.012762 | 0.012762 | 0.012762 | [29 empty] | -0.038922 |  | -0.065509 |  | -0.065509 | [18 empty] | 0.017368 | [58 empty] | 0.017368 | 0.017368 | [64 empty] | 0.017369 | 0.017369 | 0.017369 | [35 empty] | 0.013763 | 0.013763 | 0.013763 | 0.013763 | [9 empty] | -0.038922 | -0.038922 |  | 0.012762 | 0.012762 | 0.012762 | [128 empty] | -0.005056 | [6 empty] | 0.013745 |  |  | 6000
AEMO | S>>V_NIL_NIL_MW4RB_R | SA | VS | 2016 ESOO | Not_Summer_16 to Not_Summer_17 | S>>V_NIL_NIL_MW4RB : Out = Nil; avoid O/L MWPS4 132 kV Bus (5M_P132A) - ROBERTSTOWN 132 kV Bus (5ROB132A) 132kV line 1 during SYS NORM |  |  |  |  | 0.58767 |  |  |  | 0.14792 | 0.14792 | 0.14792 | 0.14792 | 0.14792 | 0.14792 | 0.14792 | 0.14792 | 0.14792 | 0.14792 | 0.14792 | 0.14792 |  |  |  |  | -0.27309 | -0.27309 | [13 empty] | 0.14338 | [43 empty] | -0.31805 | [92 empty] | 0.14792 | 0.17305 | 0.11241 | [71 empty] | -0.76058 | 0.14338 |  | -0.13183 |  | 0.14792 | [37 empty] | 0.14338 | [159 empty] | -0.45182 | [103 empty] | -1 | [10 empty] | -0.60953 | [65 empty] | <= | 289.5638 | -21.136 | -97.0946 | 2.1136 | -0.63807 | 267.7897 | [11 empty] | -0.005056 | [62 empty] | -0.029402 | -0.0079064 | [68 empty] | -0.017369 | [7 empty] | -0.012762 | [26 empty] | -0.013763 | [38 empty] | -0.017369 | -0.017369 | [5 empty] | 0.065509 | [50 empty] | -0.010568 | -0.010568 | [10 empty] | -0.012762 | -0.012762 | -0.012762 | [29 empty] | 0.038922 |  | 0.065509 |  | 0.065509 | [18 empty] | -0.017368 | [58 empty] | -0.017368 | -0.017368 | [64 empty] | -0.017369 | -0.017369 | -0.017369 | [35 empty] | -0.013763 | -0.013763 | -0.013763 | -0.013763 | [9 empty] | 0.038922 | 0.038922 |  | -0.012762 | -0.012762 | -0.012762 | [128 empty] | 0.005056 | [6 empty] | -0.013745 |  |  | 6000
AEMO | S>>V_NIL_SETX_SETX | SA | SV | 2016 ESOO | Not_Summer_16 to Not_Summer_50 | S>>V_NIL_SETX_SETX : Out = Nil; avoid O/L S_EAST 275/132kV Transformer 1 for loss of S_EAST 275/132kV Transformer 2 | [84 empty] | -1 | [123 empty] | -0.89431 | -0.89431 | [10 empty] | -1 | [233 empty] | -1 | -1 | -1 | [177 empty] | <= | 240.7905 | -28.9412 | 45.2692 | 1.1576 | -28.7753 | 183.0741 | [11 empty] | -0.038886 | [62 empty] | -0.0013725 | [17 empty] | 0.0028032 | 0.0028032 | [85 empty] | -0.060886 | [138 empty] | 0.0010411 | [187 empty] | -0.060886 | -0.060886 | -0.060886 | -0.060886 | [11 empty] | 0.00067252 | [103 empty] | 0.0010736 | [10 empty] | 0.00085542 | [16 empty] | 0.038886 | [6 empty] | -0.060806 |  |  | 6000
AEMO | V>>S_NIL_SETX_SETX | SA | VS | 2016 ESOO | Not_Summer_16 to Not_Summer_50 | S>>V_NIL_SETX_SETX : Out = Nil; avoid O/L S_EAST 275/132kV Transformer 1 for loss of S_EAST 275/132kV Transformer 2 | [84 empty] | 1 | [123 empty] | 0.89431 | 0.89431 | [10 empty] | 1 | [233 empty] | 1 | 1 | 1 | [177 empty] | <= | 240.7905 | -28.9412 | -45.2692 | 1.1576 | 28.7753 | 240.6246 | [11 empty] | 0.038886 | [62 empty] | 0.0013725 | [17 empty] | -0.0028032 | -0.0028032 | [85 empty] | 0.060886 | [138 empty] | -0.0010411 | [187 empty] | 0.060886 | 0.060886 | 0.060886 | 0.060886 | [11 empty] | -0.00067252 | [103 empty] | -0.0010736 | [10 empty] | -0.00085542 | [16 empty] | -0.038886 | [6 empty] | 0.060806 |  |  | 6000
AEMO | S>>V_NIL_WTTP_WEMW4 | SA | SV | 2016 ESOO | Not_Summer_16 to Not_Summer_50 | S>>V_NIL_WTTP_WEMW4 : Out = Nil; avoid O/L WATERLOO 132 kV Bus (5WAT132A) - WATERLOO 132 kV Bus (5WTR132A) 132kV line 1 for loss of TEMPLERS 132 kV Bus (5TEM132A) - WATERLOO 132 kV Bus (5WAT132A) 132kV line 1 |  |  |  |  | -0.38631 | [78 empty] | 0.43873 | [73 empty] | 0.13535 | [19 empty] | -0.084317 | [72 empty] | 1 |  | 0.079145 | 0.18831 | 0.13535 |  | 0.13535 | [194 empty] | 0.079145 | 0.079145 | 0.61463 | [103 empty] | -0.7557 | [10 empty] | 0.813 | [65 empty] | <= | 275.1776 | -20.086 | 77.9396 | 2.0086 | 2.5447 | 257.6363 | [11 empty] | 0.011282 | [62 empty] | 0.018477 | 0.0060316 | 0.061453 | 0.061453 | 0.061453 | 0.061453 | 0.061453 | 0.061453 | 0.061453 | 0.061453 | 0.061453 | 0.061453 | 0.061453 | 0.061453 |  |  |  |  | -0.024903 | -0.024903 | [13 empty] | 0.057317 | [36 empty] | -0.057347 | [7 empty] | 0.012804 | [26 empty] | 0.012959 | [38 empty] | -0.057347 | -0.057347 | [24 empty] | 0.061453 |  | 0.029139 | [29 empty] | 0.012468 | 0.012468 | [10 empty] | 0.012804 | 0.012804 | 0.012804 | [28 empty] | 0.057317 |  |  |  | 0.061453 | [19 empty] | -0.057347 | [17 empty] | 0.057317 | [40 empty] | -0.057347 | -0.057347 | [64 empty] | -0.057347 | -0.057347 | -0.057347 | [35 empty] | 0.012959 | 0.012959 | 0.012959 | 0.012959 | [12 empty] | 0.012804 | 0.012804 | 0.012804 | [128 empty] | -0.011282 | [6 empty] | 0.012941 |  |  | 6000
AEMO | S>>V_NIL_WTTP_WEMW4_R | SA | VS | 2016 ESOO | Not_Summer_16 to Not_Summer_50 | S>>V_NIL_WTTP_WEMW4 : Out = Nil; avoid O/L WATERLOO 132 kV Bus (5WAT132A) - WATERLOO 132 kV Bus (5WTR132A) 132kV line 1 for loss of TEMPLERS 132 kV Bus (5TEM132A) - WATERLOO 132 kV Bus (5WAT132A) 132kV line 1 |  |  |  |  | 0.38631 | [78 empty] | -0.43873 | [73 empty] | -0.13535 | [19 empty] | 0.084317 | [72 empty] | -1 |  | -0.079145 | -0.18831 | -0.13535 |  | -0.13535 | [194 empty] | -0.079145 | -0.079145 | -0.61463 | [103 empty] | 0.7557 | [10 empty] | -0.813 | [65 empty] | <= | 275.1776 | -20.086 | -77.9396 | 2.0086 | -2.5447 | 252.5469 | [11 empty] | -0.011282 | [62 empty] | -0.018477 | -0.0060316 | -0.061453 | -0.061453 | -0.061453 | -0.061453 | -0.061453 | -0.061453 | -0.061453 | -0.061453 | -0.061453 | -0.061453 | -0.061453 | -0.061453 |  |  |  |  | 0.024903 | 0.024903 | [13 empty] | -0.057317 | [36 empty] | 0.057347 | [7 empty] | -0.012804 | [26 empty] | -0.012959 | [38 empty] | 0.057347 | 0.057347 | [24 empty] | -0.061453 |  | -0.029139 | [29 empty] | -0.012468 | -0.012468 | [10 empty] | -0.012804 | -0.012804 | -0.012804 | [28 empty] | -0.057317 |  |  |  | -0.061453 | [19 empty] | 0.057347 | [17 empty] | -0.057317 | [40 empty] | 0.057347 | 0.057347 | [64 empty] | 0.057347 | 0.057347 | 0.057347 | [35 empty] | -0.012959 | -0.012959 | -0.012959 | -0.012959 | [12 empty] | -0.012804 | -0.012804 | -0.012804 | [128 empty] | 0.011282 | [6 empty] | -0.012941 |  |  | 6000
AEMO | S>NIL_BRTW_MNWT | SA | SV | 2016 ESOO | Not_Summer_16 to Not_Summer_50 | S>NIL_BRTW_MNWT : Out = Nil; avoid O/L MINTARO 132 kV Bus (2MIN132A) - WATERLOO 132 kV Bus (5WAT132A) 132kV line 1 for loss of TEMPLERS 275 kV Bus (5TMP275B) - BRINKWORTH 275 kV Bus (5BRK275A) 275kV line 1 |  |  |  |  | -0.090856 | [19 empty] | -0.070261 | -0.070261 | [50 empty] | 0.13567 | [6 empty] | 0.41947 | [66 empty] | 0.13567 | 0.13567 | [5 empty] | 0.13538 | [20 empty] | 0.07283 | [71 empty] | 1 |  | 0.078524 | 0.33672 | 0.13538 |  | 0.13538 | [18 empty] | 0.13567 | [58 empty] | 0.13567 | 0.13567 | [64 empty] | 0.13567 | 0.13567 | 0.13567 | [48 empty] | 0.078524 | 0.078524 | 0.077999 | [103 empty] | -0.22031 | [76 empty] | <= | 293.8136 | -14.1939 | 52.7855 | 1.4194 | 0.097019 | 279.7168 | [11 empty] | 0.017962 | [62 empty] | 0.0008821 | 0.00078925 | -0.049351 | -0.049351 | -0.049351 | -0.049351 | -0.049351 | -0.049351 | -0.049351 | -0.049351 | -0.049351 | -0.049351 | -0.049351 | -0.049351 | [19 empty] | -0.052355 | [44 empty] | 0.0028224 | [26 empty] | 0.0026105 | [64 empty] | -0.049351 | -0.032738 | [30 empty] | 0.0032871 | 0.0032871 | [10 empty] | 0.0028224 | 0.0028224 | 0.0028224 | [28 empty] | -0.052355 |  |  |  | -0.049351 | [37 empty] | -0.052355 | [144 empty] | 0.0026105 | 0.0026105 | 0.0026105 | 0.0026105 | [12 empty] | 0.0028224 | 0.0028224 | 0.0028224 | [111 empty] | 0.033051 | [16 empty] | -0.017962 | [6 empty] | 0.002607 |  |  | 6000
AEMO | S>NIL_BRTW_MNWT_R | SA | VS | 2016 ESOO | Not_Summer_16 to Not_Summer_50 | S>NIL_BRTW_MNWT : Out = Nil; avoid O/L MINTARO 132 kV Bus (2MIN132A) - WATERLOO 132 kV Bus (5WAT132A) 132kV line 1 for loss of TEMPLERS 275 kV Bus (5TMP275B) - BRINKWORTH 275 kV Bus (5BRK275A) 275kV line 1 |  |  |  |  | 0.090856 | [19 empty] | 0.070261 | 0.070261 | [50 empty] | -0.13567 | [6 empty] | -0.41947 | [66 empty] | -0.13567 | -0.13567 | [5 empty] | -0.13538 | [20 empty] | -0.07283 | [71 empty] | -1 |  | -0.078524 | -0.33672 | -0.13538 |  | -0.13538 | [18 empty] | -0.13567 | [58 empty] | -0.13567 | -0.13567 | [64 empty] | -0.13567 | -0.13567 | -0.13567 | [48 empty] | -0.078524 | -0.078524 | -0.077999 | [103 empty] | 0.22031 | [76 empty] | <= | 293.8136 | -14.1939 | -52.7855 | 1.4194 | -0.097019 | 279.5227 | [11 empty] | -0.017962 | [62 empty] | -0.0008821 | -0.00078925 | 0.049351 | 0.049351 | 0.049351 | 0.049351 | 0.049351 | 0.049351 | 0.049351 | 0.049351 | 0.049351 | 0.049351 | 0.049351 | 0.049351 | [19 empty] | 0.052355 | [44 empty] | -0.0028224 | [26 empty] | -0.0026105 | [64 empty] | 0.049351 | 0.032738 | [30 empty] | -0.0032871 | -0.0032871 | [10 empty] | -0.0028224 | -0.0028224 | -0.0028224 | [28 empty] | 0.052355 |  |  |  | 0.049351 | [37 empty] | 0.052355 | [144 empty] | -0.0026105 | -0.0026105 | -0.0026105 | -0.0026105 | [12 empty] | -0.0028224 | -0.0028224 | -0.0028224 | [111 empty] | -0.033051 | [16 empty] | 0.017962 | [6 empty] | -0.002607 |  |  | 6000
AEMO | S>NIL_DVBG_BRTW | SA | SV | 2016 ESOO | Not_Summer_16 to Not_Summer_50 | S>NIL_DVBG_BRTW : Out = Nil; avoid O/L TEMPLERS 275 kV Bus (5TMP275B) - BRINKWORTH 275 kV Bus (5BRK275A) 275kV line 1 for loss of BUNGAMA 275 kV Bus (5BUN275A) - DAVENPORT 275 kV Bus (5DAV275E) 275kV line 1 |  |  |  |  | -0.25505 |  |  |  | -0.34321 | -0.34321 | -0.34321 | -0.34321 | -0.34321 | -0.34321 | -0.34321 | -0.34321 | -0.34321 | -0.34321 | -0.34321 | -0.34321 | [19 empty] | -0.35009 | [36 empty] | -0.54085 | [6 empty] | -0.56345 | [66 empty] | -0.54086 | -0.54085 | [5 empty] | -0.22359 | [18 empty] | -0.34321 | -0.30518 | -0.39697 | [71 empty] | -0.39671 | -0.35009 | -0.12818 | -1 | -0.22359 | -0.34321 | -0.22359 | [18 empty] | -0.54086 | [17 empty] | -0.35009 | [40 empty] | -0.54086 | -0.54086 | [64 empty] | -0.54085 | -0.54085 | -0.54085 | [48 empty] | -0.12818 | -0.12818 | -0.35256 | [103 empty] | -0.29625 | [10 empty] | -0.33558 | [65 empty] | <= | 1005.5051 | -44.4128 | 168.9967 | 1.7765 | 9.0525 | 970.1448 | [11 empty] | -0.096766 | [62 empty] | 0.032355 | 0.011016 | [16 empty] | 0.0062937 | 0.0062937 | [58 empty] | 0.024749 | [26 empty] | 0.024784 | [96 empty] | 0.024672 | 0.024672 | [10 empty] | 0.024749 | 0.024749 | 0.024749 | [215 empty] | 0.024784 | 0.024784 | 0.024784 | 0.024784 | [12 empty] | 0.024749 | 0.024749 | 0.024749 | [128 empty] | 0.096766 | [6 empty] | 0.024751 |  |  | 6000
AEMO | S>NIL_DVBG_BRTW_R | SA | VS | 2016 ESOO | Not_Summer_16 to Not_Summer_50 | S>NIL_DVBG_BRTW : Out = Nil; avoid O/L TEMPLERS 275 kV Bus (5TMP275B) - BRINKWORTH 275 kV Bus (5BRK275A) 275kV line 1 for loss of BUNGAMA 275 kV Bus (5BUN275A) - DAVENPORT 275 kV Bus (5DAV275E) 275kV line 1 |  |  |  |  | 0.25505 |  |  |  | 0.34321 | 0.34321 | 0.34321 | 0.34321 | 0.34321 | 0.34321 | 0.34321 | 0.34321 | 0.34321 | 0.34321 | 0.34321 | 0.34321 | [19 empty] | 0.35009 | [36 empty] | 0.54085 | [6 empty] | 0.56345 | [66 empty] | 0.54086 | 0.54085 | [5 empty] | 0.22359 | [18 empty] | 0.34321 | 0.30518 | 0.39697 | [71 empty] | 0.39671 | 0.35009 | 0.12818 | 1 | 0.22359 | 0.34321 | 0.22359 | [18 empty] | 0.54086 | [17 empty] | 0.35009 | [40 empty] | 0.54086 | 0.54086 | [64 empty] | 0.54085 | 0.54085 | 0.54085 | [48 empty] | 0.12818 | 0.12818 | 0.35256 | [103 empty] | 0.29625 | [10 empty] | 0.33558 | [65 empty] | <= | 1005.5051 | -44.4128 | -168.9967 | 1.7765 | -9.0525 | 952.0398 | [11 empty] | 0.096766 | [62 empty] | -0.032355 | -0.011016 | [16 empty] | -0.0062937 | -0.0062937 | [58 empty] | -0.024749 | [26 empty] | -0.024784 | [96 empty] | -0.024672 | -0.024672 | [10 empty] | -0.024749 | -0.024749 | -0.024749 | [215 empty] | -0.024784 | -0.024784 | -0.024784 | -0.024784 | [12 empty] | -0.024749 | -0.024749 | -0.024749 | [128 empty] | -0.096766 | [6 empty] | -0.024751 |  |  | 6000
AEMO | S>NIL_HUWT_STBG | SA | SS | 2016 ESOO | Not_Summer_16 to Not_Summer_50 | S>NIL_HUWT_STBG : Out = Nil; avoid O/L BUNGAMA 132 kV Bus (5BUN132A) - SNOWTOWN 132 kV Bus (5SNO132B) 132kV line 1 for loss of WATERLOO 132 kV Bus (5WAT132A) - HUMMOCKS 132 kV Bus (5HUM132A) 132kV line 1 | [453 empty] | -1 | [114 empty] | -1 | [65 empty] | <= | 126.0002 | -10 | 3.5786 | 1 | 0.61812 | 116.6183 | [11 empty] | -0.0069346 | [641 empty] | 0.0069346 | [9 empty] | 6000
AEMO | S>NIL_HUWT_STBG_R | SA | SS | 2016 ESOO | Not_Summer_16 to Not_Summer_50 | S>NIL_HUWT_STBG : Out = Nil; avoid O/L BUNGAMA 132 kV Bus (5BUN132A) - SNOWTOWN 132 kV Bus (5SNO132B) 132kV line 1 for loss of WATERLOO 132 kV Bus (5WAT132A) - HUMMOCKS 132 kV Bus (5HUM132A) 132kV line 1 | [453 empty] | 1 | [114 empty] | 0 | [65 empty] | <= | 126.0002 | -10 | -3.5786 | 1 | -0.61812 | row_0 = 115.382050732466; row_1 = 0.00693459119747247 * (('Load\SA1'.'Load' in MW) - ('Connection Point\PV SA'.'Energy generation target' in MW)); row_2 = -1 * ('Connection Point\2014 ESOO\WPWF'.'Energy generation target' in MW) * nunitstep('Plant\Wind\SA\WPWF'.'Generation as generated' in MW, 60); =row_0+row_1+row_2; | [653 empty] | 0 | [9 empty] | 6000
AEMO | S>NIL_NIL_STST-T | SA | SS | 2016 ESOO | Not_Summer_16 to Not_Summer_50 | S>NIL_NIL_STST-T : Out = Nil; avoid O/L S_TOWN 33/132kV Transformer 1 during SYS NORM | [453 empty] | 1 | [180 empty] | <= | 125.0002 | -10 | 8.5093 | 1 | 0.0055155 | 115.0057 | [11 empty] | -2.6563e-07 | [641 empty] | 2.6563e-07 | [9 empty] | 6000
AEMO | S>NIL_NIL_STST-T_R | SA | SS | 2016 ESOO | Not_Summer_16 to Not_Summer_50 | S>NIL_NIL_STST-T : Out = Nil; avoid O/L S_TOWN 33/132kV Transformer 1 during SYS NORM | [453 empty] | -1 | [180 empty] | <= | 125.0002 | -10 | -8.5093 | 1 | -0.0055155 | 114.9946 | [11 empty] | 2.6563e-07 | [641 empty] | -2.6563e-07 | [9 empty] | 6000
AEMO | S>NIL_WERB_WEWT | SA | SS | 2016 ESOO | Not_Summer_16 to Not_Summer_50 | S>NIL_WERB_WEWT : Out = Nil; avoid O/L WATERLOO 132 kV Bus (5WTR132A) - WATERLOO 132 kV Bus (5WAT132A) 132kV line 1 for loss of MWPS4 132 kV Bus (5M_P132A) - ROBERTSTOWN 132 kV Bus (5ROB132A) 132kV line 1 | [557 empty] | 1 | [76 empty] | <= | 137.0001 | -10 | 9.5427 | 1 | 0.0033148 | 127.0034 | [653 empty] | 0 | [9 empty] | 6000
AEMO | S>NIL_WERB_WEWT_R | SA | SS | 2016 ESOO | Not_Summer_16 to Not_Summer_50 | S>NIL_WERB_WEWT : Out = Nil; avoid O/L WATERLOO 132 kV Bus (5WTR132A) - WATERLOO 132 kV Bus (5WAT132A) 132kV line 1 for loss of MWPS4 132 kV Bus (5M_P132A) - ROBERTSTOWN 132 kV Bus (5ROB132A) 132kV line 1 | [557 empty] | -1 | [76 empty] | <= | 137.0001 | -10 | -9.5427 | 1 | -0.0033148 | 126.9968 | [653 empty] | 0 | [9 empty] | 6000
AEMO | S>V_NIL_NIL_RBNW | SA | SV | 2016 ESOO | Not_Summer_16 to Not_Summer_50 | S>V_NIL_NIL_RBNW : Out = Nil; avoid O/L ROBERTSTOWN 132 kV Bus (5ROB132A) - NORTH 132 kV Bus (5NWB132A) 132kV line 1 during SYS NORM |  |  |  |  | -1 | [629 empty] | <= | 327.1449 | -20.7054 | 182.0513 | 2.0705 | -7.8476 | 298.5919 | [11 empty] | -0.033626 | [641 empty] | 0.033626 | [9 empty] | 6000
AEMO | S>V_NIL_NIL_RBNW_R | SA | VS | 2016 ESOO | Not_Summer_16 to Not_Summer_50 | S>V_NIL_NIL_RBNW : Out = Nil; avoid O/L ROBERTSTOWN 132 kV Bus (5ROB132A) - NORTH 132 kV Bus (5NWB132A) 132kV line 1 during SYS NORM |  |  |  |  | 1 | [629 empty] | <= | 327.1449 | -20.7054 | -182.0513 | 2.0705 | 7.8476 | 314.2871 | [11 empty] | 0.033626 | [641 empty] | -0.033626 | [9 empty] | 6000
AEMO | V>>S_NIL_DVBG_DVBR_R | SA | VS | 2016 ESOO | Not_Summer_16 to Not_Summer_50 | V>>S_NIL_DVBG_DVBR_R : Out = Nil; avoid O/L BRINKWORTH 275 kV Bus (5BRK275A) - DAVENPORT 275 kV Bus (5DAV275E) 275kV line 1 for loss of BUNGAMA 275 kV Bus (5BUN275A) - DAVENPORT 275 kV Bus (5DAV275E) 275kV line 1 |  |  |  |  | -0.19962 |  |  |  | -0.57011 | -0.57011 | -0.57011 | -0.57011 | -0.57011 | -0.57011 | -0.57011 | -0.57011 | -0.57011 | -0.57011 | -0.57011 | -0.57011 | [19 empty] | -0.58507 | [36 empty] | -1 | [6 empty] | 0.29241 | [66 empty] | -1 | -1 | [5 empty] | 0.10834 | [18 empty] | -0.57011 | -0.48737 | -0.68704 | [71 empty] | 0.092127 | -0.58507 |  | 0.62798 | 0.10834 | -0.57011 | 0.10834 | [18 empty] | -1 | [17 empty] | -0.58507 | [40 empty] | -1 | -1 | [64 empty] | -1 | -1 | -1 | [50 empty] | 0.12179 | [114 empty] | 0.079529 | [65 empty] | <= | 1486.684 | -65.6663 | 263.3589 | 2.6267 | 9.8711 | 1430.8888 | [11 empty] | -0.12649 | [62 empty] | 0.044357 | 0.014422 | [16 empty] | -0.065191 | -0.065191 | [58 empty] | 0.030845 | [26 empty] | 0.031199 | [96 empty] | 0.030065 | 0.030065 | [10 empty] | 0.030845 | 0.030845 | 0.030845 | [29 empty] | -0.064574 | [185 empty] | 0.031199 | 0.031199 | 0.031199 | 0.031199 | [9 empty] | -0.064574 | -0.064574 |  | 0.030845 | 0.030845 | 0.030845 | [100 empty] | 0.030122 | [27 empty] | 0.12649 | [6 empty] | 0.031159 |  |  | 6000
AEMO | V>>S_NIL_DVBG_DVBR | SA | SV | 2016 ESOO | Not_Summer_16 to Not_Summer_50 | V>>S_NIL_DVBG_DVBR_R : Out = Nil; avoid O/L BRINKWORTH 275 kV Bus (5BRK275A) - DAVENPORT 275 kV Bus (5DAV275E) 275kV line 1 for loss of BUNGAMA 275 kV Bus (5BUN275A) - DAVENPORT 275 kV Bus (5DAV275E) 275kV line 1 |  |  |  |  | 0.19962 |  |  |  | 0.57011 | 0.57011 | 0.57011 | 0.57011 | 0.57011 | 0.57011 | 0.57011 | 0.57011 | 0.57011 | 0.57011 | 0.57011 | 0.57011 | [19 empty] | 0.58507 | [36 empty] | 1 | [6 empty] | -0.29241 | [66 empty] | 1 | 1 | [5 empty] | -0.10834 | [18 empty] | 0.57011 | 0.48737 | 0.68704 | [71 empty] | -0.092127 | 0.58507 |  | -0.62798 | -0.10834 | 0.57011 | -0.10834 | [18 empty] | 1 | [17 empty] | 0.58507 | [40 empty] | 1 | 1 | [64 empty] | 1 | 1 | 1 | [50 empty] | -0.12179 | [114 empty] | -0.079529 | [65 empty] | <= | 1486.684 | -65.6663 | -263.3589 | 2.6267 | -9.8711 | 1411.1467 | [11 empty] | 0.12649 | [62 empty] | -0.044357 | -0.014422 | [16 empty] | 0.065191 | 0.065191 | [58 empty] | -0.030845 | [26 empty] | -0.031199 | [96 empty] | -0.030065 | -0.030065 | [10 empty] | -0.030845 | -0.030845 | -0.030845 | [29 empty] | 0.064574 | [185 empty] | -0.031199 | -0.031199 | -0.031199 | -0.031199 | [9 empty] | 0.064574 | 0.064574 |  | -0.030845 | -0.030845 | -0.030845 | [100 empty] | -0.030122 | [27 empty] | -0.12649 | [6 empty] | -0.031159 |  |  | 6000
AEMO | S>>NIL_BGBW_BRTW | SA | SV | 2016 ESOO | Not_Summer_16 to Not_Summer_50 | S>>NIL_BGBW_BRTW : Out = Nil; avoid O/L TEMPLERS 275 kV Bus (5TMP275B) - BRINKWORTH 275 kV Bus (5BRK275A) 275kV line 1 for loss of BLYTH 275 kV Bus (5BLY275A) - BUNGAMA 275 kV Bus (5BUN275A) 275kV line 1 |  |  |  |  | -0.28633 |  |  |  | -0.36312 | -0.36312 | -0.36312 | -0.36312 | -0.36312 | -0.36312 | -0.36312 | -0.36312 | -0.36312 | -0.36312 | -0.36312 | -0.36312 | [19 empty] | -0.37013 | [36 empty] | -0.56468 | [6 empty] | -0.6937 | [66 empty] | -0.56468 | -0.56468 | [5 empty] | -0.58241 | [18 empty] | -0.36312 | -0.32432 | -0.41794 | [71 empty] | -0.45787 | -0.37013 |  | -1 | -0.58241 | -0.36312 | -0.58241 | [18 empty] | -0.56468 | [17 empty] | -0.37013 | [40 empty] | -0.56468 | -0.56468 | [64 empty] | -0.56468 | -0.56468 | -0.56468 | [50 empty] | -0.5317 | [103 empty] | -0.34739 | [10 empty] | -0.47165 | [65 empty] | <= | 945.0623 | -41.743 | 195.2803 | 1.6697 | 9.1738 | 912.493 | [11 empty] | -0.10942 | [62 empty] | 0.035067 | 0.012067 | [16 empty] | 0.032804 | 0.032804 | [58 empty] | 0.027339 | [26 empty] | 0.027326 | [96 empty] | 0.027366 | 0.027366 | [10 empty] | 0.027339 | 0.027339 | 0.027339 | [29 empty] | -0.0035423 | [185 empty] | 0.027326 | 0.027326 | 0.027326 | 0.027326 | [9 empty] | -0.0035423 | -0.0035423 |  | 0.027339 | 0.027339 | 0.027339 | [128 empty] | 0.10942 | [6 empty] | 0.02729 |  |  | 6000
AEMO | S>>NIL_BGBW_BRTW_R | SA | VS | 2016 ESOO | Not_Summer_16 to Not_Summer_50 | S>>NIL_BGBW_BRTW : Out = Nil; avoid O/L TEMPLERS 275 kV Bus (5TMP275B) - BRINKWORTH 275 kV Bus (5BRK275A) 275kV line 1 for loss of BLYTH 275 kV Bus (5BLY275A) - BUNGAMA 275 kV Bus (5BUN275A) 275kV line 1 |  |  |  |  | 0.28633 |  |  |  | 0.36312 | 0.36312 | 0.36312 | 0.36312 | 0.36312 | 0.36312 | 0.36312 | 0.36312 | 0.36312 | 0.36312 | 0.36312 | 0.36312 | [19 empty] | 0.37013 | [36 empty] | 0.56468 | [6 empty] | 0.6937 | [66 empty] | 0.56468 | 0.56468 | [5 empty] | 0.58241 | [18 empty] | 0.36312 | 0.32432 | 0.41794 | [71 empty] | 0.45787 | 0.37013 |  | 1 | 0.58241 | 0.36312 | 0.58241 | [18 empty] | 0.56468 | [17 empty] | 0.37013 | [40 empty] | 0.56468 | 0.56468 | [64 empty] | 0.56468 | 0.56468 | 0.56468 | [50 empty] | 0.5317 | [103 empty] | 0.34739 | [10 empty] | 0.47165 | [65 empty] | <= | 945.0623 | -41.743 | -195.2803 | 1.6697 | -9.1738 | 894.1454 | [11 empty] | 0.10942 | [62 empty] | -0.035067 | -0.012067 | [16 empty] | -0.032804 | -0.032804 | [58 empty] | -0.027339 | [26 empty] | -0.027326 | [96 empty] | -0.027366 | -0.027366 | [10 empty] | -0.027339 | -0.027339 | -0.027339 | [29 empty] | 0.0035423 | [185 empty] | -0.027326 | -0.027326 | -0.027326 | -0.027326 | [9 empty] | 0.0035423 | 0.0035423 |  | -0.027339 | -0.027339 | -0.027339 | [128 empty] | -0.10942 | [6 empty] | -0.02729 |  |  | 6000
AEMO | S>>NIL_BRTW_WEP4 | SA | SV | 2016 ESOO | Not_Summer_16 to Not_Summer_17 | S>>NIL_BRTW_WEP4 : Out = Nil; avoid O/L WATERLOO 132 kV Bus (5WTR132A) - MWPS4 132 kV Bus (5M_P132A) 132kV line 1 for loss of TEMPLERS 275 kV Bus (5TMP275B) - BRINKWORTH 275 kV Bus (5BRK275A) 275kV line 1 |  |  |  |  | -0.54136 |  |  |  | -0.11003 | -0.11003 | -0.11003 | -0.11003 | -0.11003 | -0.11003 | -0.11003 | -0.11003 | -0.11003 | -0.11003 | -0.11003 | -0.11003 |  |  |  |  | 0.26432 | 0.26432 | [13 empty] | -0.10501 | [43 empty] | 0.37552 | [73 empty] | 0.10418 | [18 empty] | -0.11003 | -0.13778 | -0.070817 | [71 empty] | 0.78068 | -0.10501 |  | 0.23884 | 0.10418 | -0.11003 | 0.10418 | [36 empty] | -0.10501 | [159 empty] | 0.48319 | [114 empty] | 0.63149 | [65 empty] | <= | 279.9493 | -20.4343 | 92.7286 | 2.0434 | -0.55614 | 258.9589 | [11 empty] | 0.0094825 | [62 empty] | 0.025228 | 0.006553 | [68 empty] | -0.03414 | [7 empty] | 0.0098767 | [26 empty] | 0.010842 | [38 empty] | -0.03414 | -0.03414 | [56 empty] | 0.0077589 | 0.0077589 | [10 empty] | 0.0098762 | 0.0098762 | 0.0098762 | [29 empty] | -0.06116 | [22 empty] | -0.03414 | [58 empty] | -0.03414 | -0.03414 | [64 empty] | -0.03414 | -0.03414 | -0.03414 | [35 empty] | 0.010842 | 0.010842 | 0.010842 | 0.010842 | [9 empty] | -0.06116 | -0.06116 |  | 0.0098767 | 0.0098767 | 0.0098767 | [128 empty] | -0.0094825 | [6 empty] | 0.010827 |  |  | 6000
AEMO | S>>NIL_BRTW_WEP4_R | SA | VS | 2016 ESOO | Not_Summer_16 to Not_Summer_17 | S>>NIL_BRTW_WEP4 : Out = Nil; avoid O/L WATERLOO 132 kV Bus (5WTR132A) - MWPS4 132 kV Bus (5M_P132A) 132kV line 1 for loss of TEMPLERS 275 kV Bus (5TMP275B) - BRINKWORTH 275 kV Bus (5BRK275A) 275kV line 1 |  |  |  |  | 0.54136 |  |  |  | 0.11003 | 0.11003 | 0.11003 | 0.11003 | 0.11003 | 0.11003 | 0.11003 | 0.11003 | 0.11003 | 0.11003 | 0.11003 | 0.11003 |  |  |  |  | -0.26432 | -0.26432 | [13 empty] | 0.10501 | [43 empty] | -0.37552 | [73 empty] | -0.10418 | [18 empty] | 0.11003 | 0.13778 | 0.070817 | [71 empty] | -0.78068 | 0.10501 |  | -0.23884 | -0.10418 | 0.11003 | -0.10418 | [36 empty] | 0.10501 | [159 empty] | -0.48319 | [114 empty] | -0.63149 | [65 empty] | <= | 279.9493 | -20.4343 | -92.7286 | 2.0434 | 0.55614 | 260.0711 | [11 empty] | -0.0094825 | [62 empty] | -0.025228 | -0.006553 | [68 empty] | 0.03414 | [7 empty] | -0.0098767 | [26 empty] | -0.010842 | [38 empty] | 0.03414 | 0.03414 | [56 empty] | -0.0077589 | -0.0077589 | [10 empty] | -0.0098762 | -0.0098762 | -0.0098762 | [29 empty] | 0.06116 | [22 empty] | 0.03414 | [58 empty] | 0.03414 | 0.03414 | [64 empty] | 0.03414 | 0.03414 | 0.03414 | [35 empty] | -0.010842 | -0.010842 | -0.010842 | -0.010842 | [9 empty] | 0.06116 | 0.06116 |  | -0.0098767 | -0.0098767 | -0.0098767 | [128 empty] | 0.0094825 | [6 empty] | -0.010827 |  |  | 6000
AEMO | S>>NIL_BRTW_WTTP | SA | SV | 2016 ESOO | Not_Summer_16 to Not_Summer_50 | S>>NIL_BRTW_WTTP : Out = Nil; avoid O/L TEMPLERS 132 kV Bus (5TEM132A) - WATERLOO 132 kV Bus (5WAT132A) 132kV line 1 for loss of TEMPLERS 275 kV Bus (5TMP275B) - BRINKWORTH 275 kV Bus (5BRK275A) 275kV line 1 |  |  |  |  | -0.593 |  |  |  | -0.33518 | -0.33518 | -0.33518 | -0.33518 | -0.33518 | -0.33518 | -0.33518 | -0.33518 | -0.33518 | -0.33518 | -0.33518 | -0.33518 |  |  |  |  | 0.69639 | 0.69639 | [13 empty] | -0.33653 | [36 empty] | -0.37398 | [6 empty] | -0.61202 | [66 empty] | -0.37398 | -0.37398 | [5 empty] | -0.34114 | [18 empty] | -0.33518 | -0.32771 | -0.34573 | [71 empty] | -0.96144 | -0.33653 | -0.19667 | -0.52519 | -0.34114 | -0.33518 | -0.34114 | [18 empty] | -0.37398 | [17 empty] | -0.33653 | [40 empty] | -0.37398 | -0.37398 | [64 empty] | -0.37398 | -0.37398 | -0.37398 | [48 empty] | -0.19667 | -0.19667 | -0.69127 | [103 empty] | -1 | [10 empty] | -0.82277 | [65 empty] | <= | 476.2567 | -34.7633 | 78.1885 | 3.4763 | 1.1745 | 442.668 | [11 empty] | -0.06442 | [62 empty] | 0.037825 | 0.007713 | [76 empty] | 0.0054591 | [26 empty] | 0.0078344 | [108 empty] | 0.0054591 | 0.0054591 | 0.0054591 | [215 empty] | 0.0078344 | 0.0078344 | 0.0078344 | 0.0078344 | [12 empty] | 0.0054591 | 0.0054591 | 0.0054591 | [128 empty] | 0.06442 | [6 empty] | 0.0078241 |  |  | 6000
AEMO | S>>NIL_BRTW_WTTP_R | SA | VS | 2016 ESOO | Not_Summer_16 to Not_Summer_50 | S>>NIL_BRTW_WTTP : Out = Nil; avoid O/L TEMPLERS 132 kV Bus (5TEM132A) - WATERLOO 132 kV Bus (5WAT132A) 132kV line 1 for loss of TEMPLERS 275 kV Bus (5TMP275B) - BRINKWORTH 275 kV Bus (5BRK275A) 275kV line 1 |  |  |  |  | 0.593 |  |  |  | 0.33518 | 0.33518 | 0.33518 | 0.33518 | 0.33518 | 0.33518 | 0.33518 | 0.33518 | 0.33518 | 0.33518 | 0.33518 | 0.33518 |  |  |  |  | -0.69639 | -0.69639 | [13 empty] | 0.33653 | [36 empty] | 0.37398 | [6 empty] | 0.61202 | [66 empty] | 0.37398 | 0.37398 | [5 empty] | 0.34114 | [18 empty] | 0.33518 | 0.32771 | 0.34573 | [71 empty] | 0.96144 | 0.33653 | 0.19667 | 0.52519 | 0.34114 | 0.33518 | 0.34114 | [18 empty] | 0.37398 | [17 empty] | 0.33653 | [40 empty] | 0.37398 | 0.37398 | [64 empty] | 0.37398 | 0.37398 | 0.37398 | [48 empty] | 0.19667 | 0.19667 | 0.69127 | [103 empty] | 1 | [10 empty] | 0.82277 | [65 empty] | <= | 476.2567 | -34.7633 | -78.1885 | 3.4763 | -1.1745 | 440.319 | [11 empty] | 0.06442 | [62 empty] | -0.037825 | -0.007713 | [76 empty] | -0.0054591 | [26 empty] | -0.0078344 | [108 empty] | -0.0054591 | -0.0054591 | -0.0054591 | [215 empty] | -0.0078344 | -0.0078344 | -0.0078344 | -0.0078344 | [12 empty] | -0.0054591 | -0.0054591 | -0.0054591 | [128 empty] | -0.06442 | [6 empty] | -0.0078241 |  |  | 6000
AEMO | S>>NIL_BRTX_WEP4 | SA | SV | 2016 ESOO | Not_Summer_16 to Not_Summer_17 | S>>NIL_BRTX_WEP4 : Out = Nil; avoid O/L WATERLOO 132 kV Bus (5WTR132A) - MWPS4 132 kV Bus (5M_P132A) 132kV line 1 for loss of BRINKW 275/132kV Transformer 1 |  |  |  |  | -0.47912 |  |  |  | -0.12223 | -0.12223 | -0.12223 | -0.12223 | -0.12223 | -0.12223 | -0.12223 | -0.12223 | -0.12223 | -0.12223 | -0.12223 | -0.12223 |  |  |  |  | 0.26543 | 0.26543 | [13 empty] | -0.11858 | [43 empty] | 0.53433 | [73 empty] | 0.098734 | [18 empty] | -0.12223 | -0.14241 | -0.093708 | [71 empty] | 0.84434 | -0.11858 |  |  | 0.098734 | -0.12223 | 0.098734 | [36 empty] | -0.11858 | [159 empty] | 0.53261 | [114 empty] | 0.66833 | [65 empty] | <= | 261.2427 | -19.0688 | 95.7175 | 1.9069 | -1.1728 | 241.0012 | [11 empty] | 0.0085819 | [62 empty] | 0.023647 | 0.0060077 | [68 empty] | 0.017371 | [7 empty] | 0.008662 | [26 empty] | 0.0096261 | [38 empty] | 0.017371 | 0.017371 | [56 empty] | 0.0065483 | 0.0065483 | [10 empty] | 0.008662 | 0.008662 | 0.008662 | [29 empty] | -0.057943 | -0.010376 | [21 empty] | 0.017371 | [58 empty] | 0.017371 | 0.017371 | [64 empty] | 0.017371 | 0.017371 | 0.017371 | [35 empty] | 0.0096261 | 0.0096261 | 0.0096261 | 0.0096261 | [9 empty] | -0.057943 | -0.057943 |  | 0.0086616 | 0.0086616 | 0.0086616 | [128 empty] | -0.0085819 | [6 empty] | 0.0096134 |  |  | 6000
AEMO | S>>NIL_BRTX_WEP4_R | SA | VS | 2016 ESOO | Not_Summer_16 to Not_Summer_17 | S>>NIL_BRTX_WEP4 : Out = Nil; avoid O/L WATERLOO 132 kV Bus (5WTR132A) - MWPS4 132 kV Bus (5M_P132A) 132kV line 1 for loss of BRINKW 275/132kV Transformer 1 |  |  |  |  | 0.47912 |  |  |  | 0.12223 | 0.12223 | 0.12223 | 0.12223 | 0.12223 | 0.12223 | 0.12223 | 0.12223 | 0.12223 | 0.12223 | 0.12223 | 0.12223 |  |  |  |  | -0.26543 | -0.26543 | [13 empty] | 0.11858 | [43 empty] | -0.53433 | [73 empty] | -0.098734 | [18 empty] | 0.12223 | 0.14241 | 0.093708 | [71 empty] | -0.84434 | 0.11858 |  |  | -0.098734 | 0.12223 | -0.098734 | [36 empty] | 0.11858 | [159 empty] | -0.53261 | [114 empty] | -0.66833 | [65 empty] | <= | 261.2427 | -19.0688 | -95.7175 | 1.9069 | 1.1728 | 243.3467 | [11 empty] | -0.0085819 | [62 empty] | -0.023647 | -0.0060077 | [68 empty] | -0.017371 | [7 empty] | -0.008662 | [26 empty] | -0.0096261 | [38 empty] | -0.017371 | -0.017371 | [56 empty] | -0.0065483 | -0.0065483 | [10 empty] | -0.008662 | -0.008662 | -0.008662 | [29 empty] | 0.057943 | 0.010376 | [21 empty] | -0.017371 | [58 empty] | -0.017371 | -0.017371 | [64 empty] | -0.017371 | -0.017371 | -0.017371 | [35 empty] | -0.0096261 | -0.0096261 | -0.0096261 | -0.0096261 | [9 empty] | 0.057943 | 0.057943 |  | -0.0086616 | -0.0086616 | -0.0086616 | [128 empty] | 0.0085819 | [6 empty] | -0.0096134 |  |  | 6000
AEMO | S>>NIL_BRTX_WTTP | SA | SV | 2016 ESOO | Not_Summer_16 to Not_Summer_50 | S>>NIL_BRTX_WTTP : Out = Nil; avoid O/L TEMPLERS 132 kV Bus (5TEM132A) - WATERLOO 132 kV Bus (5WAT132A) 132kV line 1 for loss of BRINKW 275/132kV Transformer 1 |  |  |  |  | -0.56362 |  |  |  | -0.24457 | -0.24457 | -0.24457 | -0.24457 | -0.24457 | -0.24457 | -0.24457 | -0.24457 | -0.24457 | -0.24457 | -0.24457 | -0.24457 |  |  |  |  | 0.66352 | 0.66352 | [13 empty] | -0.2435 | [36 empty] | -0.21393 | [6 empty] | -0.69073 | [66 empty] | -0.21393 | -0.21393 | [5 empty] | -0.26045 | [18 empty] | -0.24457 | -0.25046 | -0.23623 | [71 empty] | -0.99695 | -0.2435 | -0.15017 |  | -0.26045 | -0.24457 | -0.26045 | [18 empty] | -0.21393 | [17 empty] | -0.2435 | [40 empty] | -0.21393 | -0.21393 | [64 empty] | -0.21393 | -0.21393 | -0.21393 | [48 empty] | -0.15017 | -0.15017 | -0.68902 | [103 empty] | -1 | [10 empty] | -0.82308 | [65 empty] | <= | 468.5287 | -34.1992 | 37.4034 | 3.4199 | -3.0253 | 431.3042 | [11 empty] | -0.044522 | [62 empty] | 0.031063 | 0.0056572 | [103 empty] | 0.0036437 | [96 empty] | -0.0035678 | -0.0035678 | [43 empty] | 0.056318 | [184 empty] | 0.0036437 | 0.0036437 | 0.0036437 | 0.0036437 | [143 empty] | 0.044522 | [6 empty] | 0.0036386 |  |  | 6000
AEMO | S>>NIL_BRTX_WTTP_R | SA | VS | 2016 ESOO | Not_Summer_16 to Not_Summer_50 | S>>NIL_BRTX_WTTP : Out = Nil; avoid O/L TEMPLERS 132 kV Bus (5TEM132A) - WATERLOO 132 kV Bus (5WAT132A) 132kV line 1 for loss of BRINKW 275/132kV Transformer 1 |  |  |  |  | 0.56362 |  |  |  | 0.24457 | 0.24457 | 0.24457 | 0.24457 | 0.24457 | 0.24457 | 0.24457 | 0.24457 | 0.24457 | 0.24457 | 0.24457 | 0.24457 |  |  |  |  | -0.66352 | -0.66352 | [13 empty] | 0.2435 | [36 empty] | 0.21393 | [6 empty] | 0.69073 | [66 empty] | 0.21393 | 0.21393 | [5 empty] | 0.26045 | [18 empty] | 0.24457 | 0.25046 | 0.23623 | [71 empty] | 0.99695 | 0.2435 | 0.15017 |  | 0.26045 | 0.24457 | 0.26045 | [18 empty] | 0.21393 | [17 empty] | 0.2435 | [40 empty] | 0.21393 | 0.21393 | [64 empty] | 0.21393 | 0.21393 | 0.21393 | [48 empty] | 0.15017 | 0.15017 | 0.68902 | [103 empty] | 1 | [10 empty] | 0.82308 | [65 empty] | <= | 468.5287 | -34.1992 | -37.4034 | 3.4199 | 3.0253 | 437.3547 | [11 empty] | 0.044522 | [62 empty] | -0.031063 | -0.0056572 | [103 empty] | -0.0036437 | [96 empty] | 0.0035678 | 0.0035678 | [43 empty] | -0.056318 | [184 empty] | -0.0036437 | -0.0036437 | -0.0036437 | -0.0036437 | [143 empty] | -0.044522 | [6 empty] | -0.0036386 |  |  | 6000
AEMO | S>>NIL_RBTU_WTTP | SA | SV | 2016 ESOO | Not_Summer_16 to Not_Summer_50 | S>>NIL_RBTU_WTTP : Out = Nil; avoid O/L TEMPLERS 132 kV Bus (5TEM132A) - WATERLOO 132 kV Bus (5WAT132A) 132kV line 1 for loss of TUNKILLO 275 kV Bus (5TUN275A) - ROBERTSTOWN 275 kV Bus (5ROB275A) 275kV line 1 |  |  |  |  | -0.64822 |  |  |  | -0.37328 | -0.37328 | -0.37328 | -0.37328 | -0.37328 | -0.37328 | -0.37328 | -0.37328 | -0.37328 | -0.37328 | -0.37328 | -0.37328 |  |  |  |  | 0.66222 | 0.66222 | [13 empty] | -0.37137 | [36 empty] | -0.31849 | [6 empty] | -0.47801 | [66 empty] | -0.31849 | -0.31849 | [5 empty] | -0.28929 | [18 empty] | -0.37328 | -0.38383 | -0.35838 | [71 empty] | -0.91222 | -0.37137 | -0.16842 | -0.24554 | -0.28929 | -0.37328 | -0.28929 | [18 empty] | -0.31849 | [17 empty] | -0.37137 | [40 empty] | -0.31849 | -0.31849 | [64 empty] | -0.31849 | -0.31849 | -0.31849 | [48 empty] | -0.16842 | -0.16842 | -0.63106 | [103 empty] | -1 | [10 empty] | -0.78003 | [65 empty] | <= | 475.5555 | -34.7121 | 65.5721 | 3.4712 | -14.6088 | 426.2346 | [11 empty] | -0.052884 | [62 empty] | -0.0071264 | -0.0070654 | [76 empty] | -0.026288 | [26 empty] | -0.024227 | [96 empty] | -0.030809 | -0.030809 | [10 empty] | -0.026289 | -0.026289 | -0.026289 | [215 empty] | -0.024227 | -0.024227 | -0.024227 | -0.024227 | [12 empty] | -0.026288 | -0.026288 | -0.026288 | [128 empty] | 0.052884 | [6 empty] | -0.024194 |  |  | 6000
AEMO | S>>NIL_RBTU_WTTP_R | SA | VS | 2016 ESOO | Not_Summer_16 to Not_Summer_50 | S>>NIL_RBTU_WTTP : Out = Nil; avoid O/L TEMPLERS 132 kV Bus (5TEM132A) - WATERLOO 132 kV Bus (5WAT132A) 132kV line 1 for loss of TUNKILLO 275 kV Bus (5TUN275A) - ROBERTSTOWN 275 kV Bus (5ROB275A) 275kV line 1 |  |  |  |  | 0.64822 |  |  |  | 0.37328 | 0.37328 | 0.37328 | 0.37328 | 0.37328 | 0.37328 | 0.37328 | 0.37328 | 0.37328 | 0.37328 | 0.37328 | 0.37328 |  |  |  |  | -0.66222 | -0.66222 | [13 empty] | 0.37137 | [36 empty] | 0.31849 | [6 empty] | 0.47801 | [66 empty] | 0.31849 | 0.31849 | [5 empty] | 0.28929 | [18 empty] | 0.37328 | 0.38383 | 0.35838 | [71 empty] | 0.91222 | 0.37137 | 0.16842 | 0.24554 | 0.28929 | 0.37328 | 0.28929 | [18 empty] | 0.31849 | [17 empty] | 0.37137 | [40 empty] | 0.31849 | 0.31849 | [64 empty] | 0.31849 | 0.31849 | 0.31849 | [48 empty] | 0.16842 | 0.16842 | 0.63106 | [103 empty] | 1 | [10 empty] | 0.78003 | [65 empty] | <= | 475.5555 | -34.7121 | -65.5721 | 3.4712 | 14.6088 | 455.4522 | [11 empty] | 0.052884 | [62 empty] | 0.0071264 | 0.0070654 | [76 empty] | 0.026288 | [26 empty] | 0.024227 | [96 empty] | 0.030809 | 0.030809 | [10 empty] | 0.026289 | 0.026289 | 0.026289 | [215 empty] | 0.024227 | 0.024227 | 0.024227 | 0.024227 | [12 empty] | 0.026288 | 0.026288 | 0.026288 | [128 empty] | -0.052884 | [6 empty] | 0.024194 |  |  | 6000
AEMO | S>NIL_NIL_MHNW2 | SA | SV | 2016 ESOO | Not_Summer_16 to Not_Summer_50 | S>NIL_NIL_MHNW2 : Out = Nil; avoid O/L NORTH 132 kV Bus (5NWB132A) - MONASH 132 kV Bus (5MON132A) 132kV line 2 during SYS NORM |  |  |  |  | -1 | [629 empty] | <= | 321.736 | -20.363 | 136.663 | 2.0363 | 8.289 | 309.6619 | [11 empty] | -0.023739 | [641 empty] | 0.023739 | [9 empty] | 6000
AEMO | S>NIL_NIL_NWMH2 | SA | VS | 2016 ESOO | Not_Summer_16 to Not_Summer_50 | S>NIL_NIL_MHNW2 : Out = Nil; avoid O/L NORTH 132 kV Bus (5NWB132A) - MONASH 132 kV Bus (5MON132A) 132kV line 2 during SYS NORM |  |  |  |  | 1 | [629 empty] | <= | 321.736 | -20.363 | -136.663 | 2.0363 | -8.289 | 293.084 | [11 empty] | 0.023739 | [641 empty] | -0.023739 | [9 empty] | 6000
AEMO | S>V_NIL_NIL_WTTP_N | SA | VS | 2016 ESOO | Not_Summer_16 to Not_Summer_50 | S>V_NIL_NIL_WTTP_N : Out = Nil; avoid O/L TEMPLERS 132 kV Bus (5TEM132A) - WATERLOO 132 kV Bus (5WAT132A) 132kV line 1 during SYS NORM |  |  |  |  | -0.56901 |  |  |  | -0.26148 | -0.26148 | -0.26148 | -0.26148 | -0.26148 | -0.26148 | -0.26148 | -0.26148 | -0.26148 | -0.26148 | -0.26148 | -0.26148 |  |  |  |  | 0.77539 | 0.77539 | [13 empty] | -0.26088 | [36 empty] | -0.24408 | [6 empty] | -0.45108 | [66 empty] | -0.24408 | -0.24408 | [5 empty] | -0.24158 | [18 empty] | -0.26148 | -0.26483 | -0.25675 | [71 empty] | -0.91614 | -0.26088 | -0.13933 | -0.20832 | -0.24158 | -0.26148 | -0.24158 | [18 empty] | -0.24408 | [17 empty] | -0.26088 | [40 empty] | -0.24408 | -0.24408 | [64 empty] | -0.24408 | -0.24408 | -0.24408 | [48 empty] | -0.13933 | -0.13933 | -0.61228 | [103 empty] | -1 | [10 empty] | -0.77256 | [65 empty] | <= | 529.593 | -38.6564 | 34.2731 | 3.8656 | -6.2579 | 484.6787 | [11 empty] | -0.038444 | [62 empty] | 0.031274 | 0.0048933 | [76 empty] | -0.0022364 | [123 empty] | -0.0080131 | -0.0080131 | [10 empty] | -0.0022364 | -0.0022364 | -0.0022364 | [231 empty] | -0.0022364 | -0.0022364 | -0.0022364 | [128 empty] | 0.038444 | [9 empty] | 6000
AEMO | V>>S_NIL_NIL_WTTP | SA | SV | 2016 ESOO | Not_Summer_16 to Not_Summer_50 | S>V_NIL_NIL_WTTP_N : Out = Nil; avoid O/L TEMPLERS 132 kV Bus (5TEM132A) - WATERLOO 132 kV Bus (5WAT132A) 132kV line 1 during SYS NORM |  |  |  |  | 0.56901 |  |  |  | 0.26148 | 0.26148 | 0.26148 | 0.26148 | 0.26148 | 0.26148 | 0.26148 | 0.26148 | 0.26148 | 0.26148 | 0.26148 | 0.26148 |  |  |  |  | -0.77539 | -0.77539 | [13 empty] | 0.26088 | [36 empty] | 0.24408 | [6 empty] | 0.45108 | [66 empty] | 0.24408 | 0.24408 | [5 empty] | 0.24158 | [18 empty] | 0.26148 | 0.26483 | 0.25675 | [71 empty] | 0.91614 | 0.26088 | 0.13933 | 0.20832 | 0.24158 | 0.26148 | 0.24158 | [18 empty] | 0.24408 | [17 empty] | 0.26088 | [40 empty] | 0.24408 | 0.24408 | [64 empty] | 0.24408 | 0.24408 | 0.24408 | [48 empty] | 0.13933 | 0.13933 | 0.61228 | [103 empty] | 1 | [10 empty] | 0.77256 | [65 empty] | <= | 529.593 | -38.6564 | -34.2731 | 3.8656 | 6.2579 | 497.1944 | [11 empty] | 0.038444 | [62 empty] | -0.031274 | -0.0048933 | [76 empty] | 0.0022364 | [123 empty] | 0.0080131 | 0.0080131 | [10 empty] | 0.0022364 | 0.0022364 | 0.0022364 | [231 empty] | 0.0022364 | 0.0022364 | 0.0022364 | [128 empty] | -0.038444 | [9 empty] | 6000
AEMO | S>V_NIL_NIL_RBTX_1N | SA | SV | 2016 ESOO | Not_Summer_16 to Not_Summer_50 | S>V_NIL_NIL_RBTX_1N : Out = Nil; avoid O/L R_TOWN 275/132kV Transformer 1 during SYS NORM |  |  |  |  | -1 |  |  |  | 0.096933 | 0.096933 | 0.096933 | 0.096933 | 0.096933 | 0.096933 | 0.096933 | 0.096933 | 0.096933 | 0.096933 | 0.096933 | 0.096933 |  |  |  |  | -0.17897 | -0.17897 | [13 empty] | 0.093955 | [43 empty] | -0.20843 | [92 empty] | 0.096933 | 0.1134 | 0.073662 | [71 empty] | -0.49844 | 0.093955 |  | -0.086396 |  | 0.096933 | [37 empty] | 0.093955 | [159 empty] | -0.2961 | [103 empty] | -0.65534 | [10 empty] | -0.39945 | [65 empty] | <= | 421.4908 | -65.8579 | 204.3591 | 2.6343 | -17.9669 | 337.6659 | [11 empty] | -0.052982 | [62 empty] | -0.019265 | -0.0051783 | [68 empty] | -0.011378 | [7 empty] | -0.0083597 | [26 empty] | -0.0090157 | [38 empty] | -0.011378 | -0.011378 | [5 empty] | 0.042934 | [50 empty] | -0.0069224 | -0.0069224 | [10 empty] | -0.0083597 | -0.0083597 | -0.0083597 | [29 empty] | 0.025511 |  | 0.042934 |  | 0.042934 | [18 empty] | -0.011378 | [58 empty] | -0.011378 | -0.011378 | [64 empty] | -0.011378 | -0.011378 | -0.011378 | [35 empty] | -0.0090157 | -0.0090157 | -0.0090157 | -0.0090157 | [9 empty] | 0.025511 | 0.025511 |  | -0.0083597 | -0.0083597 | -0.0083597 | [128 empty] | 0.052982 | [6 empty] | -0.0090037 |  |  | 6000
AEMO | S>V_NIL_NIL_RBTX_1N_R | SA | VS | 2016 ESOO | Not_Summer_16 to Not_Summer_50 | S>V_NIL_NIL_RBTX_1N : Out = Nil; avoid O/L R_TOWN 275/132kV Transformer 1 during SYS NORM |  |  |  |  | 1 |  |  |  | -0.096933 | -0.096933 | -0.096933 | -0.096933 | -0.096933 | -0.096933 | -0.096933 | -0.096933 | -0.096933 | -0.096933 | -0.096933 | -0.096933 |  |  |  |  | 0.17897 | 0.17897 | [13 empty] | -0.093955 | [43 empty] | 0.20843 | [92 empty] | -0.096933 | -0.1134 | -0.073662 | [71 empty] | 0.49844 | -0.093955 |  | 0.086396 |  | -0.096933 | [37 empty] | -0.093955 | [159 empty] | 0.2961 | [103 empty] | 0.65534 | [10 empty] | 0.39945 | [65 empty] | <= | 421.4908 | -65.8579 | -204.3591 | 2.6343 | 17.9669 | 373.5997 | [11 empty] | 0.052982 | [62 empty] | 0.019265 | 0.0051783 | [68 empty] | 0.011378 | [7 empty] | 0.0083597 | [26 empty] | 0.0090157 | [38 empty] | 0.011378 | 0.011378 | [5 empty] | -0.042934 | [50 empty] | 0.0069224 | 0.0069224 | [10 empty] | 0.0083597 | 0.0083597 | 0.0083597 | [29 empty] | -0.025511 |  | -0.042934 |  | -0.042934 | [18 empty] | 0.011378 | [58 empty] | 0.011378 | 0.011378 | [64 empty] | 0.011378 | 0.011378 | 0.011378 | [35 empty] | 0.0090157 | 0.0090157 | 0.0090157 | 0.0090157 | [9 empty] | -0.025511 | -0.025511 |  | 0.0083597 | 0.0083597 | 0.0083597 | [128 empty] | -0.052982 | [6 empty] | 0.0090037 |  |  | 6000
AEMO | S>V_NIL_NIL_RBTS_2N | SA | SV | 2016 ESOO | Not_Summer_16 to Not_Summer_50 | S>V_NIL_NIL_RBTS_2N : Out = Nil; avoid O/L R_TOWN 275/132kV Transformer 2 during SYS NORM |  |  |  |  | -1 |  |  |  | 0.096933 | 0.096933 | 0.096933 | 0.096933 | 0.096933 | 0.096933 | 0.096933 | 0.096933 | 0.096933 | 0.096933 | 0.096933 | 0.096933 |  |  |  |  | -0.17897 | -0.17897 | [13 empty] | 0.093955 | [43 empty] | -0.20843 | [92 empty] | 0.096933 | 0.1134 | 0.073662 | [71 empty] | -0.49844 | 0.093955 |  | -0.086396 |  | 0.096933 | [37 empty] | 0.093955 | [159 empty] | -0.2961 | [103 empty] | -0.65534 | [10 empty] | -0.39945 | [65 empty] | <= | 467.3459 | -73.0228 | 204.3383 | 2.9209 | -17.9461 | 376.377 | [11 empty] | -0.052982 | [62 empty] | -0.019265 | -0.0051783 | [68 empty] | -0.011378 | [7 empty] | -0.0083597 | [26 empty] | -0.0090157 | [38 empty] | -0.011378 | -0.011378 | [5 empty] | 0.042934 | [50 empty] | -0.0069224 | -0.0069224 | [10 empty] | -0.0083597 | -0.0083597 | -0.0083597 | [29 empty] | 0.025511 |  | 0.042934 |  | 0.042934 | [18 empty] | -0.011378 | [58 empty] | -0.011378 | -0.011378 | [64 empty] | -0.011378 | -0.011378 | -0.011378 | [35 empty] | -0.0090157 | -0.0090157 | -0.0090157 | -0.0090157 | [9 empty] | 0.025511 | 0.025511 |  | -0.0083597 | -0.0083597 | -0.0083597 | [128 empty] | 0.052982 | [6 empty] | -0.0090037 |  |  | 6000
AEMO | S>V_NIL_NIL_RBTS_2N_R | SA | VS | 2016 ESOO | Not_Summer_16 to Not_Summer_50 | S>V_NIL_NIL_RBTS_2N : Out = Nil; avoid O/L R_TOWN 275/132kV Transformer 2 during SYS NORM |  |  |  |  | 1 |  |  |  | -0.096933 | -0.096933 | -0.096933 | -0.096933 | -0.096933 | -0.096933 | -0.096933 | -0.096933 | -0.096933 | -0.096933 | -0.096933 | -0.096933 |  |  |  |  | 0.17897 | 0.17897 | [13 empty] | -0.093955 | [43 empty] | 0.20843 | [92 empty] | -0.096933 | -0.1134 | -0.073662 | [71 empty] | 0.49844 | -0.093955 |  | 0.086396 |  | -0.096933 | [37 empty] | -0.093955 | [159 empty] | 0.2961 | [103 empty] | 0.65534 | [10 empty] | 0.39945 | [65 empty] | <= | 467.3459 | -73.0228 | -204.3383 | 2.9209 | 17.9461 | 412.2692 | [11 empty] | 0.052982 | [62 empty] | 0.019265 | 0.0051783 | [68 empty] | 0.011378 | [7 empty] | 0.0083597 | [26 empty] | 0.0090157 | [38 empty] | 0.011378 | 0.011378 | [5 empty] | -0.042934 | [50 empty] | 0.0069224 | 0.0069224 | [10 empty] | 0.0083597 | 0.0083597 | 0.0083597 | [29 empty] | -0.025511 |  | -0.042934 |  | -0.042934 | [18 empty] | 0.011378 | [58 empty] | 0.011378 | 0.011378 | [64 empty] | 0.011378 | 0.011378 | 0.011378 | [35 empty] | 0.0090157 | 0.0090157 | 0.0090157 | 0.0090157 | [9 empty] | -0.025511 | -0.025511 |  | 0.0083597 | 0.0083597 | 0.0083597 | [128 empty] | -0.052982 | [6 empty] | 0.0090037 |  |  | 6000
AEMO | S>V_NIL_NIL_RBNW2_1N | SA | SV | 2016 ESOO | Not_Summer_16 to Not_Summer_50 | S>V_NIL_NIL_RBNW2_1N : Out = Nil; avoid O/L ROBERTSTOWN 132 kV Bus (5ROB132A) - MWPS3 132 kV Bus (5M_W132A) 132kV line 1 during SYS NORM |  |  |  |  | -1 | [629 empty] | <= | 396.4894 | -19.3409 | 203.6792 | 1.9341 | -16.709 | 360.4395 | [11 empty] | -0.037941 | [641 empty] | 0.037941 | [9 empty] | 6000
AEMO | S>V_NIL_NIL_RBNW2_1N_R | SA | VS | 2016 ESOO | Not_Summer_16 to Not_Summer_50 | S>V_NIL_NIL_RBNW2_1N : Out = Nil; avoid O/L ROBERTSTOWN 132 kV Bus (5ROB132A) - MWPS3 132 kV Bus (5M_W132A) 132kV line 1 during SYS NORM |  |  |  |  | 1 | [629 empty] | <= | 396.4894 | -19.3409 | -203.6792 | 1.9341 | 16.709 | 393.8575 | [11 empty] | 0.037941 | [641 empty] | -0.037941 | [9 empty] | 6000
AEMO | S>V_NIL_NIL_RBNW2_2N | SA | SV | 2016 ESOO | Not_Summer_16 to Not_Summer_50 | S>V_NIL_NIL_RBNW2_2N : Out = Nil; avoid O/L MWPS3 132 kV Bus (5M_W132A) - MWPS2 132 kV Bus (5MWS132A) 132kV line 1 during SYS NORM |  |  |  |  | -1 | [629 empty] | <= | 396.4894 | -19.3409 | 192.6906 | 1.9341 | -16.1425 | 361.006 | [11 empty] | -0.034419 | [641 empty] | 0.034419 | [9 empty] | 6000
AEMO | S>V_NIL_NIL_RBNW2_2N_R | SA | VS | 2016 ESOO | Not_Summer_16 to Not_Summer_50 | S>V_NIL_NIL_RBNW2_2N : Out = Nil; avoid O/L MWPS3 132 kV Bus (5M_W132A) - MWPS2 132 kV Bus (5MWS132A) 132kV line 1 during SYS NORM |  |  |  |  | 1 | [629 empty] | <= | 396.4894 | -19.3409 | -192.6906 | 1.9341 | 16.1425 | 393.291 | [11 empty] | 0.034419 | [641 empty] | -0.034419 | [9 empty] | 6000
AEMO | S>V_NIL_NIL_RBNW2_3N | SA | SV | 2016 ESOO | Not_Summer_16 to Not_Summer_50 | S>V_NIL_NIL_RBNW2_3N : Out = Nil; avoid O/L MWPS2 132 kV Bus (5MWS132A) - MWPS1 132 kV Bus (5MWP132A) 132kV line 1 during SYS NORM |  |  |  |  | -1 | [629 empty] | <= | 396.4899 | -19.341 | 184.4052 | 1.9341 | -13.5448 | 363.6042 | [11 empty] | -0.032496 | [641 empty] | 0.032496 | [9 empty] | 6000
AEMO | S>V_NIL_NIL_RBNW2_3N_R | SA | VS | 2016 ESOO | Not_Summer_16 to Not_Summer_50 | S>V_NIL_NIL_RBNW2_3N : Out = Nil; avoid O/L MWPS2 132 kV Bus (5MWS132A) - MWPS1 132 kV Bus (5MWP132A) 132kV line 1 during SYS NORM |  |  |  |  | 1 | [629 empty] | <= | 396.4899 | -19.341 | -184.4052 | 1.9341 | 13.5448 | 390.6937 | [11 empty] | 0.032496 | [641 empty] | -0.032496 | [9 empty] | 6000
AEMO | S>V_NIL_NIL_RBNW2_4N | SA | SV | 2016 ESOO | Not_Summer_16 to Not_Summer_50 | S>V_NIL_NIL_RBNW2_4N : Out = Nil; avoid O/L MWPS1 132 kV Bus (5MWP132A) - NORTH 132 kV Bus (5NWB132A) 132kV line 1 during SYS NORM |  |  |  |  | -1 | [629 empty] | <= | 396.4887 | -19.3409 | 173.1673 | 1.9341 | -10.8613 | 366.2865 | [11 empty] | -0.029605 | [641 empty] | 0.029605 | [9 empty] | 6000
AEMO | S>V_NIL_NIL_RBNW2_4N_R | SA | VS | 2016 ESOO | Not_Summer_16 to Not_Summer_50 | S>V_NIL_NIL_RBNW2_4N : Out = Nil; avoid O/L MWPS1 132 kV Bus (5MWP132A) - NORTH 132 kV Bus (5NWB132A) 132kV line 1 during SYS NORM |  |  |  |  | 1 | [629 empty] | <= | 396.4887 | -19.3409 | -173.1673 | 1.9341 | 10.8613 | 388.0091 | [11 empty] | 0.029605 | [641 empty] | -0.029605 | [9 empty] | 6000
AEMO | S>V_NIL_NIL_NWMN_1N | SA | SV | 2016 ESOO | Not_Summer_16 to Not_Summer_50 | S>V_NIL_NIL_NWMN_1N : Out = Nil; avoid O/L NORTH 132 kV Bus (5NWB132A) - MONASH 132 kV Bus (5MON132A) 132kV line 1 during SYS NORM |  |  |  |  | -1 | [629 empty] | <= | 324.216 | -19.6495 | 163.7158 | 1.9649 | -18.7638 | 285.8027 | [11 empty] | -0.023739 | [641 empty] | 0.023739 | [9 empty] | 6000
AEMO | S>V_NIL_NIL_NWMN_1N_R | SA | VS | 2016 ESOO | Not_Summer_16 to Not_Summer_50 | S>V_NIL_NIL_NWMN_1N : Out = Nil; avoid O/L NORTH 132 kV Bus (5NWB132A) - MONASH 132 kV Bus (5MON132A) 132kV line 1 during SYS NORM |  |  |  |  | 1 | [629 empty] | <= | 324.216 | -19.6495 | -163.7158 | 1.9649 | 18.7638 | 323.3303 | [11 empty] | 0.023739 | [641 empty] | -0.023739 | [9 empty] | 6000
AEMO | S>>NIL_NIL_SETX12 | SA | SV | 2016 ESOO | Not_Summer_16 to Not_Summer_50 | S>>NIL_NIL_SETX12 : Out = Nil; avoid O/L S_EAST 275/132kV Transformer 1 during SYS NORM | [84 empty] | -1 | [123 empty] | -0.89427 | -0.89427 | [10 empty] | -1 | -1 | -1 | [231 empty] | -1 | -1 | -1 | [177 empty] | <= | 356.343 | -55.6786 | 44.8458 | 2.2271 | -29.1323 | 271.5321 | [11 empty] | -0.038574 | [62 empty] | -0.0017169 | [17 empty] | 0.0024778 | 0.0024778 | [85 empty] | -0.061476 | [326 empty] | -0.061476 | -0.061476 | -0.061476 | -0.061476 | [143 empty] | 0.038574 | [6 empty] | -0.061395 |  |  | 6000
AEMO | S>>NIL_NIL_SETX12_R | SA | VS | 2016 ESOO | Not_Summer_16 to Not_Summer_50 | S>>NIL_NIL_SETX12 : Out = Nil; avoid O/L S_EAST 275/132kV Transformer 1 during SYS NORM | [84 empty] | 1 | [123 empty] | 0.89427 | 0.89427 | [10 empty] | 1 | 1 | 1 | [231 empty] | 1 | 1 | 1 | [177 empty] | <= | 356.343 | -55.6786 | -44.8458 | 2.2271 | 29.1323 | 329.7967 | [11 empty] | 0.038574 | [62 empty] | 0.0017169 | [17 empty] | -0.0024778 | -0.0024778 | [85 empty] | 0.061476 | [326 empty] | 0.061476 | 0.061476 | 0.061476 | 0.061476 | [143 empty] | -0.038574 | [6 empty] | 0.061395 |  |  | 6000
AEMO | S>>NIL_NIL_SGMYSE-T2 | SA | SS | 2016 ESOO | Not_Summer_16 to Not_Summer_50 | S>>NIL_NIL_SGMYSE-T2 : Out = Nil; avoid O/L SOUTH 132 kV Bus (5SOU132A) - SNUGGERY 132 kV Bus (5SNU132B) 132kV line 1 during SYS NORM | [84 empty] | -1 | [135 empty] | -1 | -1 | -1 | [231 empty] | -1 | -1 | -1 | [177 empty] | <= | 405.0102 | -14.7814 | 21.6138 | 1.4781 | 0.30149 | 390.5303 | [11 empty] | -0.016869 | [641 empty] | 0.016869 | [9 empty] | 6000
AEMO | S>>NIL_NIL_SGMYSE-T2_R | SA | SS | 2016 ESOO | Not_Summer_16 to Not_Summer_50 | S>>NIL_NIL_SGMYSE-T2 : Out = Nil; avoid O/L SOUTH 132 kV Bus (5SOU132A) - SNUGGERY 132 kV Bus (5SNU132B) 132kV line 1 during SYS NORM | [84 empty] | 1 | [135 empty] | 1 | 1 | 1 | [231 empty] | 1 | 1 | 1 | [177 empty] | <= | 405.0102 | -14.7814 | -21.6138 | 1.4781 | -0.30149 | 389.9273 | [11 empty] | 0.016869 | [641 empty] | -0.016869 | [9 empty] | 6000
AEMO | S>>NIL_SGBN_SGSE-T | SA | SS | 2016 ESOO | Not_Summer_16 to Not_Summer_50 | S>>NIL_SGBN_SGSE-T : Out = Nil; avoid O/L SOUTH 132 kV Bus (5SOU132A) - SNUGGERY 132 kV Bus (5SNU132B) 132kV line 1 for loss of SNUGGERY 132 kV Bus (5SNU132B) - BLANCH 132 kV Bus (5BLN132A) 132kV line 1 | [84 empty] | -1 | [135 empty] | -1 | [233 empty] | -1 | -1 | -1 | [177 empty] | <= | 267.9998 | -10 | 4.6611 | 1 | 1.2516 | 259.2514 | [11 empty] | -0.011459 | [641 empty] | 0.011459 | [9 empty] | 6000
AEMO | S>>NIL_SGBN_SGSE-T_R | SA | SS | 2016 ESOO | Not_Summer_16 to Not_Summer_50 | S>>NIL_SGBN_SGSE-T : Out = Nil; avoid O/L SOUTH 132 kV Bus (5SOU132A) - SNUGGERY 132 kV Bus (5SNU132B) 132kV line 1 for loss of SNUGGERY 132 kV Bus (5SNU132B) - BLANCH 132 kV Bus (5BLN132A) 132kV line 1 | [84 empty] | 1 | [135 empty] | 1 | [233 empty] | 1 | 1 | 1 | [177 empty] | <= | 267.9998 | -10 | -4.6611 | 1 | -1.2516 | 256.7482 | [11 empty] | 0.011459 | [641 empty] | -0.011459 | [9 empty] | 6000
AEMO | S>V_NIL_NIL_WTEMWP4_N | SA | SV | 2016 ESOO | Not_Summer_16 to Not_Summer_17 | S>V_NIL_NIL_WTEMWP4_N : Out = Nil; avoid O/L WATERLOO 132 kV Bus (5WTR132A) - MWPS4 132 kV Bus (5M_P132A) 132kV line 1 during SYS NORM |  |  |  |  | -0.58767 |  |  |  | -0.14792 | -0.14792 | -0.14792 | -0.14792 | -0.14792 | -0.14792 | -0.14792 | -0.14792 | -0.14792 | -0.14792 | -0.14792 | -0.14792 |  |  |  |  | 0.27309 | 0.27309 | [13 empty] | -0.14338 | [43 empty] | 0.31804 | [92 empty] | -0.14792 | -0.17305 | -0.11241 | [71 empty] | 0.76058 | -0.14338 |  | 0.13183 |  | -0.14792 | [37 empty] | -0.14338 | [159 empty] | 0.45182 | [103 empty] | 1 | [10 empty] | 0.60953 | [65 empty] | <= | 289.564 | -21.1361 | 113.2105 | 2.1136 | 0.57633 | 269.0042 | [11 empty] | -0.00037033 | [62 empty] | 0.029403 | 0.0079079 | [68 empty] | 0.01737 | [7 empty] | 0.012763 | [26 empty] | 0.013764 | [38 empty] | 0.017369 | 0.01737 | [5 empty] | -0.065508 | [50 empty] | 0.010569 | 0.010569 | [10 empty] | 0.012763 | 0.012763 | 0.012763 | [29 empty] | -0.038922 |  | -0.065508 |  | -0.065508 | [18 empty] | 0.01737 | [58 empty] | 0.01737 | 0.01737 | [64 empty] | 0.01737 | 0.01737 | 0.01737 | [35 empty] | 0.013764 | 0.013764 | 0.013764 | 0.013764 | [9 empty] | -0.038922 | -0.038922 |  | 0.012763 | 0.012763 | 0.012763 | [128 empty] | 0.00037033 | [6 empty] | 0.013745 |  |  | 6000
AEMO | S>V_NIL_NIL_WTEMWP4_N_R | SA | VS | 2016 ESOO | Not_Summer_16 to Not_Summer_17 | S>V_NIL_NIL_WTEMWP4_N : Out = Nil; avoid O/L WATERLOO 132 kV Bus (5WTR132A) - MWPS4 132 kV Bus (5M_P132A) 132kV line 1 during SYS NORM |  |  |  |  | 0.58767 |  |  |  | 0.14792 | 0.14792 | 0.14792 | 0.14792 | 0.14792 | 0.14792 | 0.14792 | 0.14792 | 0.14792 | 0.14792 | 0.14792 | 0.14792 |  |  |  |  | -0.27309 | -0.27309 | [13 empty] | 0.14338 | [43 empty] | -0.31804 | [92 empty] | 0.14792 | 0.17305 | 0.11241 | [71 empty] | -0.76058 | 0.14338 |  | -0.13183 |  | 0.14792 | [37 empty] | 0.14338 | [159 empty] | -0.45182 | [103 empty] | -1 | [10 empty] | -0.60953 | [65 empty] | <= | 289.564 | -21.1361 | -113.2105 | 2.1136 | -0.57633 | 267.8516 | [11 empty] | 0.00037033 | [62 empty] | -0.029403 | -0.0079079 | [68 empty] | -0.01737 | [7 empty] | -0.012763 | [26 empty] | -0.013764 | [38 empty] | -0.017369 | -0.01737 | [5 empty] | 0.065508 | [50 empty] | -0.010569 | -0.010569 | [10 empty] | -0.012763 | -0.012763 | -0.012763 | [29 empty] | 0.038922 |  | 0.065508 |  | 0.065508 | [18 empty] | -0.01737 | [58 empty] | -0.01737 | -0.01737 | [64 empty] | -0.01737 | -0.01737 | -0.01737 | [35 empty] | -0.013764 | -0.013764 | -0.013764 | -0.013764 | [9 empty] | 0.038922 | 0.038922 |  | -0.012763 | -0.012763 | -0.012763 | [128 empty] | -0.00037033 | [6 empty] | -0.013745 |  |  | 6000
AEMO | S>V_NIL_NIL_WTEMWP4_N | SA | SV | 2016 ESOO | Not_Summer_18 to Not_Summer_50 | S>V_NIL_NIL_WTEMWP4_N : Out = Nil; avoid O/L WATERLOO 132 kV Bus (5WTR132A) - MWPS4 132 kV Bus (5M_P132A) 132kV line 1 during SYS NORM |  |  |  |  | -0.58767 |  |  |  | -0.14792 | -0.14792 | -0.14792 | -0.14792 | -0.14792 | -0.14792 | -0.14792 | -0.14792 | -0.14792 | -0.14792 | -0.14792 | -0.14792 |  |  |  |  | 0.27309 | 0.27309 | [13 empty] | -0.14338 | [43 empty] | 0.31804 | [92 empty] | -0.14792 | -0.17305 | -0.11241 | [71 empty] | 0.76058 | -0.14338 |  | 0.13183 |  | -0.14792 | [37 empty] | -0.14338 | [159 empty] | 0.45182 | [103 empty] | 1 | [10 empty] | 0.60953 | [65 empty] | <= | 433.2558 | -21.1361 | 113.2105 | 2.1136 | 0.57633 | 269.0042 | [11 empty] | -0.00037033 | [62 empty] | 0.029403 | 0.0079079 | [68 empty] | 0.01737 | [7 empty] | 0.012763 | [26 empty] | 0.013764 | [38 empty] | 0.017369 | 0.01737 | [5 empty] | -0.065508 | [50 empty] | 0.010569 | 0.010569 | [10 empty] | 0.012763 | 0.012763 | 0.012763 | [29 empty] | -0.038922 |  | -0.065508 |  | -0.065508 | [18 empty] | 0.01737 | [58 empty] | 0.01737 | 0.01737 | [64 empty] | 0.01737 | 0.01737 | 0.01737 | [35 empty] | 0.013764 | 0.013764 | 0.013764 | 0.013764 | [9 empty] | -0.038922 | -0.038922 |  | 0.012763 | 0.012763 | 0.012763 | [128 empty] | 0.00037033 | [6 empty] | 0.013745 |  |  | 6000
AEMO | S>V_NIL_NIL_WTEMWP4_N_R | SA | VS | 2016 ESOO | Not_Summer_18 to Not_Summer_50 | S>V_NIL_NIL_WTEMWP4_N : Out = Nil; avoid O/L WATERLOO 132 kV Bus (5WTR132A) - MWPS4 132 kV Bus (5M_P132A) 132kV line 1 during SYS NORM |  |  |  |  | 0.58767 |  |  |  | 0.14792 | 0.14792 | 0.14792 | 0.14792 | 0.14792 | 0.14792 | 0.14792 | 0.14792 | 0.14792 | 0.14792 | 0.14792 | 0.14792 |  |  |  |  | -0.27309 | -0.27309 | [13 empty] | 0.14338 | [43 empty] | -0.31804 | [92 empty] | 0.14792 | 0.17305 | 0.11241 | [71 empty] | -0.76058 | 0.14338 |  | -0.13183 |  | 0.14792 | [37 empty] | 0.14338 | [159 empty] | -0.45182 | [103 empty] | -1 | [10 empty] | -0.60953 | [65 empty] | <= | 433.2558 | -21.1361 | -113.2105 | 2.1136 | -0.57633 | 267.8516 | [11 empty] | 0.00037033 | [62 empty] | -0.029403 | -0.0079079 | [68 empty] | -0.01737 | [7 empty] | -0.012763 | [26 empty] | -0.013764 | [38 empty] | -0.017369 | -0.01737 | [5 empty] | 0.065508 | [50 empty] | -0.010569 | -0.010569 | [10 empty] | -0.012763 | -0.012763 | -0.012763 | [29 empty] | 0.038922 |  | 0.065508 |  | 0.065508 | [18 empty] | -0.01737 | [58 empty] | -0.01737 | -0.01737 | [64 empty] | -0.01737 | -0.01737 | -0.01737 | [35 empty] | -0.013764 | -0.013764 | -0.013764 | -0.013764 | [9 empty] | 0.038922 | 0.038922 |  | -0.012763 | -0.012763 | -0.012763 | [128 empty] | -0.00037033 | [6 empty] | -0.013745 |  |  | 6000
AEMO | S>>V_NIL_RBTX_MW4RB | SA | SV | 2016 ESOO | Not_Summer_16 to Not_Summer_17 | S>>V_NIL_RBTX_MW4RB : Out = Nil; avoid O/L MWPS4 132 kV Bus (5M_P132A) - ROBERTSTOWN 132 kV Bus (5ROB132A) 132kV line 1 for loss of R_TOWN 275/132kV Transformer 1 |  |  |  |  | -0.98988 |  |  |  | -0.14792 | -0.14792 | -0.14792 | -0.14792 | -0.14792 | -0.14792 | -0.14792 | -0.14792 | -0.14792 | -0.14792 | -0.14792 | -0.14792 |  |  |  |  | 0.27309 | 0.27309 | [13 empty] | -0.14338 | [43 empty] | 0.31804 | [92 empty] | -0.14792 | -0.17305 | -0.11241 | [71 empty] | 0.76058 | -0.14338 |  | 0.13183 |  | -0.14792 | [37 empty] | -0.14338 | [159 empty] | 0.45182 | [103 empty] | 1 | [10 empty] | 0.60953 | [65 empty] | <= | 344.6657 | -25.1581 | 171.2318 | 2.5158 | -0.76849 | 318.7391 | [11 empty] | -0.009367 | [62 empty] | 0.029404 | 0.0079073 | [68 empty] | 0.017371 | [7 empty] | 0.012763 | [26 empty] | 0.013763 | [38 empty] | 0.017371 | 0.017369 | [5 empty] | -0.065507 | [50 empty] | 0.01057 | 0.01057 | [10 empty] | 0.012764 | 0.012764 | 0.012764 | [29 empty] | -0.038921 |  | -0.065507 |  | -0.065507 | [18 empty] | 0.017369 | [58 empty] | 0.017369 | 0.017369 | [64 empty] | 0.017369 | 0.017369 | 0.017369 | [35 empty] | 0.013763 | 0.013763 | 0.013763 | 0.013763 | [9 empty] | -0.038921 | -0.038921 |  | 0.012764 | 0.012764 | 0.012764 | [128 empty] | 0.009367 | [6 empty] | 0.013746 |  |  | 6000
AEMO | S>>V_NIL_RBTX_MW4RB_R | SA | VS | 2016 ESOO | Not_Summer_16 to Not_Summer_17 | S>>V_NIL_RBTX_MW4RB : Out = Nil; avoid O/L MWPS4 132 kV Bus (5M_P132A) - ROBERTSTOWN 132 kV Bus (5ROB132A) 132kV line 1 for loss of R_TOWN 275/132kV Transformer 1 |  |  |  |  | 0.98988 |  |  |  | 0.14792 | 0.14792 | 0.14792 | 0.14792 | 0.14792 | 0.14792 | 0.14792 | 0.14792 | 0.14792 | 0.14792 | 0.14792 | 0.14792 |  |  |  |  | -0.27309 | -0.27309 | [13 empty] | 0.14338 | [43 empty] | -0.31804 | [92 empty] | 0.14792 | 0.17305 | 0.11241 | [71 empty] | -0.76058 | 0.14338 |  | -0.13183 |  | 0.14792 | [37 empty] | 0.14338 | [159 empty] | -0.45182 | [103 empty] | -1 | [10 empty] | -0.60953 | [65 empty] | <= | 344.6657 | -25.1581 | -171.2318 | 2.5158 | 0.76849 | 320.2761 | [11 empty] | 0.009367 | [62 empty] | -0.029404 | -0.0079073 | [68 empty] | -0.017371 | [7 empty] | -0.012763 | [26 empty] | -0.013763 | [38 empty] | -0.017371 | -0.017369 | [5 empty] | 0.065507 | [50 empty] | -0.01057 | -0.01057 | [10 empty] | -0.012764 | -0.012764 | -0.012764 | [29 empty] | 0.038921 |  | 0.065507 |  | 0.065507 | [18 empty] | -0.017369 | [58 empty] | -0.017369 | -0.017369 | [64 empty] | -0.017369 | -0.017369 | -0.017369 | [35 empty] | -0.013763 | -0.013763 | -0.013763 | -0.013763 | [9 empty] | 0.038921 | 0.038921 |  | -0.012764 | -0.012764 | -0.012764 | [128 empty] | -0.009367 | [6 empty] | -0.013746 |  |  | 6000
AEMO | S>>NIL_MKRB_WEMWP4 | SA | SV | 2016 ESOO | Not_Summer_16 to Not_Summer_17 | S>>NIL_MKRB_WEMWP4 : Out = Nil; avoid O/L MWPS4 132 kV Bus (5M_P132A) - ROBERTSTOWN 132 kV Bus (5ROB132A) 132kV line 1 for loss of #VALUE! - #VALUE! 275kV line 1 |  |  |  |  | -0.60693 |  |  |  | -0.14033 | -0.14033 | -0.14033 | -0.14033 | -0.14033 | -0.14033 | -0.14033 | -0.14033 | -0.14033 | -0.14033 | -0.14033 | -0.14033 |  |  |  |  | 0.27675 | 0.27675 | [57 empty] | 0.3445 | [73 empty] | 0.10866 | [18 empty] | -0.14033 | -0.25247 | -0.088628 | [71 empty] | 0.76837 |  |  | 0.16105 | 0.10866 | -0.14033 | 0.10866 | [196 empty] | 0.47486 | [103 empty] | 1 | [10 empty] | 0.62532 | [65 empty] | <= | 290.5581 | -21.2086 | 80.544 | 2.1209 | 0.028565 | 269.378 | [11 empty] | 0.013352 | [62 empty] | 0.033286 | 0.0091867 | [31 empty] | -0.049758 | [36 empty] | -0.049758 | [7 empty] | 0.015486 | [26 empty] | 0.016517 | [38 empty] | -0.049758 | -0.049758 | [56 empty] | 0.013229 | 0.013229 | [10 empty] | 0.015486 | 0.015486 | 0.015486 | [28 empty] | -0.049758 | -0.064073 | [22 empty] | -0.049758 | [17 empty] | -0.049758 | [40 empty] | -0.049758 | -0.049758 | [64 empty] | -0.049758 | -0.049758 | -0.049758 | [35 empty] | 0.016517 | 0.016517 | 0.016517 | 0.016517 | [9 empty] | -0.064073 | -0.064073 |  | 0.015486 | 0.015486 | 0.015486 | [128 empty] | -0.013352 | [6 empty] | 0.016495 |  |  | 6000
AEMO | S>>NIL_MKRB_WEMWP4_R | SA | VS | 2016 ESOO | Not_Summer_16 to Not_Summer_17 | S>>NIL_MKRB_WEMWP4 : Out = Nil; avoid O/L MWPS4 132 kV Bus (5M_P132A) - ROBERTSTOWN 132 kV Bus (5ROB132A) 132kV line 1 for loss of #VALUE! - #VALUE! 275kV line 1 |  |  |  |  | 0.60693 |  |  |  | 0.14033 | 0.14033 | 0.14033 | 0.14033 | 0.14033 | 0.14033 | 0.14033 | 0.14033 | 0.14033 | 0.14033 | 0.14033 | 0.14033 |  |  |  |  | -0.27675 | -0.27675 | [57 empty] | -0.3445 | [73 empty] | -0.10866 | [18 empty] | 0.14033 | 0.25247 | 0.088628 | [71 empty] | -0.76837 |  |  | -0.16105 | -0.10866 | 0.14033 | -0.10866 | [196 empty] | -0.47486 | [103 empty] | -1 | [10 empty] | -0.62532 | [65 empty] | <= | 290.5581 | -21.2086 | -80.544 | 2.1209 | -0.028565 | 269.3209 | [11 empty] | -0.013352 | [62 empty] | -0.033286 | -0.0091867 | [31 empty] | 0.049758 | [36 empty] | 0.049758 | [7 empty] | -0.015486 | [26 empty] | -0.016517 | [38 empty] | 0.049758 | 0.049758 | [56 empty] | -0.013229 | -0.013229 | [10 empty] | -0.015486 | -0.015486 | -0.015486 | [28 empty] | 0.049758 | 0.064073 | [22 empty] | 0.049758 | [17 empty] | 0.049758 | [40 empty] | 0.049758 | 0.049758 | [64 empty] | 0.049758 | 0.049758 | 0.049758 | [35 empty] | -0.016517 | -0.016517 | -0.016517 | -0.016517 | [9 empty] | 0.064073 | 0.064073 |  | -0.015486 | -0.015486 | -0.015486 | [128 empty] | 0.013352 | [6 empty] | -0.016495 |  |  | 6000
AEMO | S>>V_NIL_RBTX_MW4RB | SA | SV | 2016 ESOO | Summer_1617 to Summer_1718 | S>>V_NIL_RBTX_MW4RB : Out = Nil; avoid O/L MWPS4 132 kV Bus (5M_P132A) - ROBERTSTOWN 132 kV Bus (5ROB132A) 132kV line 1 for loss of R_TOWN 275/132kV Transformer 1 |  |  |  |  | -0.98973 |  |  |  | -0.14784 | -0.14784 | -0.14784 | -0.14784 | -0.14784 | -0.14784 | -0.14784 | -0.14784 | -0.14784 | -0.14784 | -0.14784 | -0.14784 |  |  |  |  | 0.27314 | 0.27314 | [13 empty] | -0.14329 | [43 empty] | 0.3181 | [92 empty] | -0.14784 | -0.17296 | -0.11233 | [71 empty] | 0.7606 | -0.14329 |  | 0.13189 |  | -0.14784 |  | -0.17296 | -0.22484 | [34 empty] | -0.14329 | [68 empty] | -0.14784 | [90 empty] | 0.45186 | [103 empty] | 1 | [10 empty] | 0.60956 | [65 empty] | <= | 344.6395 | -25.1562 | 170.8819 | 2.5156 | -0.61718 | 318.8661 | [11 empty] | -0.0092885 | [62 empty] | 0.029321 | 0.0078292 | [68 empty] | 0.017294 | [7 empty] | 0.012634 | [26 empty] | 0.013634 | [38 empty] | 0.017292 | 0.017292 | [5 empty] | -0.065578 | [50 empty] | 0.010445 | 0.010445 | [10 empty] | 0.012634 | 0.012634 | 0.012634 | [29 empty] | -0.038994 |  | -0.065578 |  | -0.065578 |  |  | 0.029321 | [15 empty] | 0.017294 | [58 empty] | 0.017294 | 0.017294 | [23 empty] | 0.017294 | 0.017294 | 0.017294 |  | 0.017294 | 0.017294 | 0.017294 | 0.017294 | 0.017294 | 0.017294 | 0.017294 | 0.017294 | 0.017294 | 0.017294 | 0.017294 | 0.017294 | [25 empty] | 0.017292 | 0.017292 | 0.017292 | [35 empty] | 0.013634 | 0.013634 | 0.013634 | 0.013634 | [9 empty] | -0.038994 | -0.038994 |  | 0.012634 | 0.012634 | 0.012634 | [102 empty] | 0.017292 | 0.017294 | [17 empty] | -0.0014445 | [6 empty] | 0.0092885 | [6 empty] | 0.013615 |  |  | 6000
AEMO | S>>V_NIL_RBTX_MW4RB_R | SA | VS | 2016 ESOO | Summer_1617 to Summer_1718 | S>>V_NIL_RBTX_MW4RB : Out = Nil; avoid O/L MWPS4 132 kV Bus (5M_P132A) - ROBERTSTOWN 132 kV Bus (5ROB132A) 132kV line 1 for loss of R_TOWN 275/132kV Transformer 1 |  |  |  |  | 0.98973 |  |  |  | 0.14784 | 0.14784 | 0.14784 | 0.14784 | 0.14784 | 0.14784 | 0.14784 | 0.14784 | 0.14784 | 0.14784 | 0.14784 | 0.14784 |  |  |  |  | -0.27314 | -0.27314 | [13 empty] | 0.14329 | [43 empty] | -0.3181 | [92 empty] | 0.14784 | 0.17296 | 0.11233 | [71 empty] | -0.7606 | 0.14329 |  | -0.13189 |  | 0.14784 |  | 0.17296 | 0.22484 | [34 empty] | 0.14329 | [68 empty] | 0.14784 | [90 empty] | -0.45186 | [103 empty] | -1 | [10 empty] | -0.60956 | [65 empty] | <= | 344.6395 | -25.1562 | -170.8819 | 2.5156 | 0.61718 | 320.1005 | [11 empty] | 0.0092885 | [62 empty] | -0.029321 | -0.0078292 | [68 empty] | -0.017294 | [7 empty] | -0.012634 | [26 empty] | -0.013634 | [38 empty] | -0.017292 | -0.017292 | [5 empty] | 0.065578 | [50 empty] | -0.010445 | -0.010445 | [10 empty] | -0.012634 | -0.012634 | -0.012634 | [29 empty] | 0.038994 |  | 0.065578 |  | 0.065578 |  |  | -0.029321 | [15 empty] | -0.017294 | [58 empty] | -0.017294 | -0.017294 | [23 empty] | -0.017294 | -0.017294 | -0.017294 |  | -0.017294 | -0.017294 | -0.017294 | -0.017294 | -0.017294 | -0.017294 | -0.017294 | -0.017294 | -0.017294 | -0.017294 | -0.017294 | -0.017294 | [25 empty] | -0.017292 | -0.017292 | -0.017292 | [35 empty] | -0.013634 | -0.013634 | -0.013634 | -0.013634 | [9 empty] | 0.038994 | 0.038994 |  | -0.012634 | -0.012634 | -0.012634 | [102 empty] | -0.017292 | -0.017294 | [17 empty] | 0.0014445 | [6 empty] | -0.0092885 | [6 empty] | -0.013615 |  |  | 6000
AEMO | S>>NIL_MKRB_WEMWP4 | SA | SV | 2016 ESOO | Summer_1617 to Summer_1718 | S>>NIL_MKRB_WEMWP4 : Out = Nil; avoid O/L MWPS4 132 kV Bus (5M_P132A) - ROBERTSTOWN 132 kV Bus (5ROB132A) 132kV line 1 for loss of #VALUE! - #VALUE! 275kV line 1 |  |  |  |  | -0.60678 |  |  |  | -0.14023 | -0.14023 | -0.14023 | -0.14023 | -0.14023 | -0.14023 | -0.14023 | -0.14023 | -0.14023 | -0.14023 | -0.14023 | -0.14023 |  |  |  |  | 0.27681 | 0.27681 | [57 empty] | 0.34456 | [73 empty] | 0.10874 | [18 empty] | -0.14023 | -0.25235 | -0.088528 | [71 empty] | 0.76839 |  |  | 0.16113 | 0.10874 | -0.14023 | 0.10874 | -0.25235 | -0.25235 | [103 empty] | -0.14023 | [90 empty] | 0.47491 | [103 empty] | 1 | [10 empty] | 0.62536 | [65 empty] | <= | 290.5311 | -21.2066 | 80.189 | 2.1207 | 0.14241 | 269.4669 | [11 empty] | 0.013445 | [62 empty] | 0.033187 | 0.0090916 | [31 empty] | -0.049845 | [36 empty] | -0.049845 | [7 empty] | 0.015332 | [26 empty] | 0.016359 | [38 empty] | -0.049845 | -0.049845 | [56 empty] | 0.013078 | 0.013078 | [10 empty] | 0.015332 | 0.015332 | 0.015332 | [28 empty] | -0.049845 | -0.064157 | [6 empty] | 0.033187 | [15 empty] | -0.049845 | [17 empty] | -0.049845 | [40 empty] | -0.049845 | -0.049845 | [23 empty] | -0.049845 | -0.049845 | -0.049845 |  | -0.049845 | -0.049845 | -0.049845 | -0.049845 | -0.049845 | -0.049845 | -0.049845 | -0.049845 | -0.049845 | -0.049845 | -0.049845 | -0.049845 | [25 empty] | -0.049845 | -0.049845 | -0.049845 | [35 empty] | 0.016359 | 0.016359 | 0.016359 | 0.016359 | [9 empty] | -0.064157 | -0.064157 |  | 0.015332 | 0.015332 | 0.015332 | [102 empty] | -0.049845 | -0.049845 | [17 empty] | -0.0016742 | [6 empty] | -0.013445 | [6 empty] | 0.016336 |  |  | 6000
AEMO | S>>NIL_MKRB_WEMWP4_R | SA | VS | 2016 ESOO | Summer_1617 to Summer_1718 | S>>NIL_MKRB_WEMWP4 : Out = Nil; avoid O/L MWPS4 132 kV Bus (5M_P132A) - ROBERTSTOWN 132 kV Bus (5ROB132A) 132kV line 1 for loss of #VALUE! - #VALUE! 275kV line 1 |  |  |  |  | 0.60678 |  |  |  | 0.14023 | 0.14023 | 0.14023 | 0.14023 | 0.14023 | 0.14023 | 0.14023 | 0.14023 | 0.14023 | 0.14023 | 0.14023 | 0.14023 |  |  |  |  | -0.27681 | -0.27681 | [57 empty] | -0.34456 | [73 empty] | -0.10874 | [18 empty] | 0.14023 | 0.25235 | 0.088528 | [71 empty] | -0.76839 |  |  | -0.16113 | -0.10874 | 0.14023 | -0.10874 | 0.25235 | 0.25235 | [103 empty] | 0.14023 | [90 empty] | -0.47491 | [103 empty] | -1 | [10 empty] | -0.62536 | [65 empty] | <= | 290.5311 | -21.2066 | -80.189 | 2.1207 | -0.14241 | 269.182 | [11 empty] | -0.013445 | [62 empty] | -0.033187 | -0.0090916 | [31 empty] | 0.049845 | [36 empty] | 0.049845 | [7 empty] | -0.015332 | [26 empty] | -0.016359 | [38 empty] | 0.049845 | 0.049845 | [56 empty] | -0.013078 | -0.013078 | [10 empty] | -0.015332 | -0.015332 | -0.015332 | [28 empty] | 0.049845 | 0.064157 | [6 empty] | -0.033187 | [15 empty] | 0.049845 | [17 empty] | 0.049845 | [40 empty] | 0.049845 | 0.049845 | [23 empty] | 0.049845 | 0.049845 | 0.049845 |  | 0.049845 | 0.049845 | 0.049845 | 0.049845 | 0.049845 | 0.049845 | 0.049845 | 0.049845 | 0.049845 | 0.049845 | 0.049845 | 0.049845 | [25 empty] | 0.049845 | 0.049845 | 0.049845 | [35 empty] | -0.016359 | -0.016359 | -0.016359 | -0.016359 | [9 empty] | 0.064157 | 0.064157 |  | -0.015332 | -0.015332 | -0.015332 | [102 empty] | 0.049845 | 0.049845 | [17 empty] | 0.0016742 | [6 empty] | 0.013445 | [6 empty] | -0.016336 |  |  | 6000
AEMO | S>>V_NIL_NIL_MW4RB | SA | SV | 2016 ESOO | Not_Summer_18 to Not_Summer_50 | S>>V_NIL_NIL_MW4RB : Out = Nil; avoid O/L MWPS4 132 kV Bus (5M_P132A) - ROBERTSTOWN 132 kV Bus (5ROB132A) 132kV line 1 during SYS NORM |  |  |  |  | -0.58767 |  |  |  | -0.14792 | -0.14792 | -0.14792 | -0.14792 | -0.14792 | -0.14792 | -0.14792 | -0.14792 | -0.14792 | -0.14792 | -0.14792 | -0.14792 |  |  |  |  | 0.27309 | 0.27309 | [13 empty] | -0.14338 | [43 empty] | 0.31805 | [92 empty] | -0.14792 | -0.17305 | -0.11241 | [71 empty] | 0.76058 | -0.14338 |  | 0.13183 |  | -0.14792 | [37 empty] | -0.14338 | [159 empty] | 0.45182 | [103 empty] | 1 | [10 empty] | 0.60953 | [65 empty] | <= | 433.2556 | -21.136 | 97.0946 | 2.1136 | 0.63807 | 269.0658 | [11 empty] | 0.005056 | [62 empty] | 0.029402 | 0.0079064 | [68 empty] | 0.017369 | [7 empty] | 0.012762 | [26 empty] | 0.013763 | [38 empty] | 0.017369 | 0.017369 | [5 empty] | -0.065509 | [50 empty] | 0.010568 | 0.010568 | [10 empty] | 0.012762 | 0.012762 | 0.012762 | [29 empty] | -0.038922 |  | -0.065509 |  | -0.065509 | [18 empty] | 0.017368 | [58 empty] | 0.017368 | 0.017368 | [64 empty] | 0.017369 | 0.017369 | 0.017369 | [35 empty] | 0.013763 | 0.013763 | 0.013763 | 0.013763 | [9 empty] | -0.038922 | -0.038922 |  | 0.012762 | 0.012762 | 0.012762 | [128 empty] | -0.005056 | [6 empty] | 0.013745 |  |  | 6000
AEMO | S>>V_NIL_NIL_MW4RB_R | SA | VS | 2016 ESOO | Not_Summer_18 to Not_Summer_50 | S>>V_NIL_NIL_MW4RB : Out = Nil; avoid O/L MWPS4 132 kV Bus (5M_P132A) - ROBERTSTOWN 132 kV Bus (5ROB132A) 132kV line 1 during SYS NORM |  |  |  |  | 0.58767 |  |  |  | 0.14792 | 0.14792 | 0.14792 | 0.14792 | 0.14792 | 0.14792 | 0.14792 | 0.14792 | 0.14792 | 0.14792 | 0.14792 | 0.14792 |  |  |  |  | -0.27309 | -0.27309 | [13 empty] | 0.14338 | [43 empty] | -0.31805 | [92 empty] | 0.14792 | 0.17305 | 0.11241 | [71 empty] | -0.76058 | 0.14338 |  | -0.13183 |  | 0.14792 | [37 empty] | 0.14338 | [159 empty] | -0.45182 | [103 empty] | -1 | [10 empty] | -0.60953 | [65 empty] | <= | 433.2556 | -21.136 | -97.0946 | 2.1136 | -0.63807 | 267.7897 | [11 empty] | -0.005056 | [62 empty] | -0.029402 | -0.0079064 | [68 empty] | -0.017369 | [7 empty] | -0.012762 | [26 empty] | -0.013763 | [38 empty] | -0.017369 | -0.017369 | [5 empty] | 0.065509 | [50 empty] | -0.010568 | -0.010568 | [10 empty] | -0.012762 | -0.012762 | -0.012762 | [29 empty] | 0.038922 |  | 0.065509 |  | 0.065509 | [18 empty] | -0.017368 | [58 empty] | -0.017368 | -0.017368 | [64 empty] | -0.017369 | -0.017369 | -0.017369 | [35 empty] | -0.013763 | -0.013763 | -0.013763 | -0.013763 | [9 empty] | 0.038922 | 0.038922 |  | -0.012762 | -0.012762 | -0.012762 | [128 empty] | 0.005056 | [6 empty] | -0.013745 |  |  | 6000
AEMO | S>>NIL_BWMP_WEP4 | SA | SV | 2016 ESOO | Summer_1819 to Summer_50 | S>>NIL_BWMP_WEP4 : Out = Nil; avoid O/L WATERLOO 132 kV Bus (5WTR132A) - MWPS4 132 kV Bus (5M_P132A) 132kV line 1 for loss of 5MUN275 - BLYTH 275 kV Bus (5BLY275A) 275kV line 1 |  |  |  |  | -0.56727 |  |  |  | -0.1288 | -0.1288 | -0.1288 | -0.1288 | -0.1288 | -0.1288 | -0.1288 | -0.1288 | -0.1288 | -0.1288 | -0.1288 | -0.1288 |  |  |  |  | 0.27497 | 0.27497 | [13 empty] | -0.12397 | [43 empty] | 0.33858 | [73 empty] | 0.11019 | [18 empty] | -0.1288 | -0.1555 | -0.091066 | [71 empty] | 0.76587 | -0.12397 | 0.11019 | 0.14577 | 0.11019 | -0.1288 | 0.11019 | -0.1555 | -0.21063 | [34 empty] | -0.12397 | [68 empty] | -0.1288 | [88 empty] | 0.11019 | 0.11019 | 0.47344 | [114 empty] | 0.62421 | [65 empty] | <= | 381.4378 | -20.8436 | 103.1617 | 2.0844 | -0.61476 | 359.9795 | [11 empty] | 0.0049762 | [62 empty] | 0.027301 | 0.0071573 | [68 empty] | -0.0099249 | [7 empty] | 0.011161 | [26 empty] | 0.012151 | [38 empty] | -0.0099249 | -0.0099244 | [56 empty] | 0.0089901 | 0.0089901 | [10 empty] | 0.011161 | 0.011161 | 0.011161 | [36 empty] | 0.027301 | [15 empty] | -0.0099249 | [58 empty] | -0.0099244 | -0.0099244 | [23 empty] | -0.0099244 | -0.0099244 | -0.0099244 |  | -0.0099244 | -0.0099244 | -0.0099244 | -0.0099244 | -0.0099244 | -0.0099244 | -0.0099244 | -0.0099244 | -0.0099244 | -0.0099244 | -0.0099244 | -0.0099244 | [25 empty] | -0.0099244 | -0.0099244 | -0.0099244 | [35 empty] | 0.012151 | 0.012151 | 0.012151 | 0.012151 | [12 empty] | 0.011161 | 0.011161 | 0.011161 | [102 empty] | -0.0099249 | -0.0099244 | [17 empty] | -0.0013141 | [6 empty] | -0.0049762 | [6 empty] | 0.012135 |  |  | 6000
AEMO | S>>NIL_BWMP_WEP4_R | SA | VS | 2016 ESOO | Summer_1819 to Summer_50 | S>>NIL_BWMP_WEP4 : Out = Nil; avoid O/L WATERLOO 132 kV Bus (5WTR132A) - MWPS4 132 kV Bus (5M_P132A) 132kV line 1 for loss of 5MUN275 - BLYTH 275 kV Bus (5BLY275A) 275kV line 1 |  |  |  |  | 0.56727 |  |  |  | 0.1288 | 0.1288 | 0.1288 | 0.1288 | 0.1288 | 0.1288 | 0.1288 | 0.1288 | 0.1288 | 0.1288 | 0.1288 | 0.1288 |  |  |  |  | -0.27497 | -0.27497 | [13 empty] | 0.12397 | [43 empty] | -0.33858 | [73 empty] | -0.11019 | [18 empty] | 0.1288 | 0.1555 | 0.091066 | [71 empty] | -0.76587 | 0.12397 | -0.11019 | -0.14577 | -0.11019 | 0.1288 | -0.11019 | 0.1555 | 0.21063 | [34 empty] | 0.12397 | [68 empty] | 0.1288 | [88 empty] | -0.11019 | -0.11019 | -0.47344 | [114 empty] | -0.62421 | [65 empty] | <= | 381.4378 | -20.8436 | -103.1617 | 2.0844 | 0.61476 | 361.209 | [11 empty] | -0.0049762 | [62 empty] | -0.027301 | -0.0071573 | [68 empty] | 0.0099249 | [7 empty] | -0.011161 | [26 empty] | -0.012151 | [38 empty] | 0.0099249 | 0.0099244 | [56 empty] | -0.0089901 | -0.0089901 | [10 empty] | -0.011161 | -0.011161 | -0.011161 | [36 empty] | -0.027301 | [15 empty] | 0.0099249 | [58 empty] | 0.0099244 | 0.0099244 | [23 empty] | 0.0099244 | 0.0099244 | 0.0099244 |  | 0.0099244 | 0.0099244 | 0.0099244 | 0.0099244 | 0.0099244 | 0.0099244 | 0.0099244 | 0.0099244 | 0.0099244 | 0.0099244 | 0.0099244 | 0.0099244 | [25 empty] | 0.0099244 | 0.0099244 | 0.0099244 | [35 empty] | -0.012151 | -0.012151 | -0.012151 | -0.012151 | [12 empty] | -0.011161 | -0.011161 | -0.011161 | [102 empty] | 0.0099249 | 0.0099244 | [17 empty] | 0.0013141 | [6 empty] | 0.0049762 | [6 empty] | -0.012135 |  |  | 6000
AEMO | S>>V_NIL_RBTX_MW4RB | SA | SV | 2016 ESOO | Summer_1819 to Summer_50 | S>>V_NIL_RBTX_MW4RB : Out = Nil; avoid O/L MWPS4 132 kV Bus (5M_P132A) - ROBERTSTOWN 132 kV Bus (5ROB132A) 132kV line 1 for loss of R_TOWN 275/132kV Transformer 1 |  |  |  |  | -0.98973 |  |  |  | -0.14784 | -0.14784 | -0.14784 | -0.14784 | -0.14784 | -0.14784 | -0.14784 | -0.14784 | -0.14784 | -0.14784 | -0.14784 | -0.14784 |  |  |  |  | 0.27314 | 0.27314 | [13 empty] | -0.14329 | [43 empty] | 0.3181 | [92 empty] | -0.14784 | -0.17296 | -0.11233 | [71 empty] | 0.7606 | -0.14329 |  | 0.13189 |  | -0.14784 |  | -0.17296 | -0.22484 | [34 empty] | -0.14329 | [68 empty] | -0.14784 | [90 empty] | 0.45186 | [103 empty] | 1 | [10 empty] | 0.60956 | [65 empty] | <= | 460.3578 | -25.1562 | 170.8819 | 2.5156 | -0.61718 | 434.5845 | [11 empty] | -0.0092885 | [62 empty] | 0.029321 | 0.0078292 | [68 empty] | 0.017294 | [7 empty] | 0.012634 | [26 empty] | 0.013634 | [38 empty] | 0.017292 | 0.017292 | [5 empty] | -0.065578 | [50 empty] | 0.010445 | 0.010445 | [10 empty] | 0.012634 | 0.012634 | 0.012634 | [29 empty] | -0.038994 |  | -0.065578 |  | -0.065578 |  |  | 0.029321 | [15 empty] | 0.017294 | [58 empty] | 0.017294 | 0.017294 | [23 empty] | 0.017294 | 0.017294 | 0.017294 |  | 0.017294 | 0.017294 | 0.017294 | 0.017294 | 0.017294 | 0.017294 | 0.017294 | 0.017294 | 0.017294 | 0.017294 | 0.017294 | 0.017294 | [25 empty] | 0.017292 | 0.017292 | 0.017292 | [35 empty] | 0.013634 | 0.013634 | 0.013634 | 0.013634 | [9 empty] | -0.038994 | -0.038994 |  | 0.012634 | 0.012634 | 0.012634 | [102 empty] | 0.017292 | 0.017294 | [17 empty] | -0.0014445 | [6 empty] | 0.0092885 | [6 empty] | 0.013615 |  |  | 6000
AEMO | S>>V_NIL_RBTX_MW4RB_R | SA | VS | 2016 ESOO | Summer_1819 to Summer_50 | S>>V_NIL_RBTX_MW4RB : Out = Nil; avoid O/L MWPS4 132 kV Bus (5M_P132A) - ROBERTSTOWN 132 kV Bus (5ROB132A) 132kV line 1 for loss of R_TOWN 275/132kV Transformer 1 |  |  |  |  | 0.98973 |  |  |  | 0.14784 | 0.14784 | 0.14784 | 0.14784 | 0.14784 | 0.14784 | 0.14784 | 0.14784 | 0.14784 | 0.14784 | 0.14784 | 0.14784 |  |  |  |  | -0.27314 | -0.27314 | [13 empty] | 0.14329 | [43 empty] | -0.3181 | [92 empty] | 0.14784 | 0.17296 | 0.11233 | [71 empty] | -0.7606 | 0.14329 |  | -0.13189 |  | 0.14784 |  | 0.17296 | 0.22484 | [34 empty] | 0.14329 | [68 empty] | 0.14784 | [90 empty] | -0.45186 | [103 empty] | -1 | [10 empty] | -0.60956 | [65 empty] | <= | 460.3578 | -25.1562 | -170.8819 | 2.5156 | 0.61718 | 435.8189 | [11 empty] | 0.0092885 | [62 empty] | -0.029321 | -0.0078292 | [68 empty] | -0.017294 | [7 empty] | -0.012634 | [26 empty] | -0.013634 | [38 empty] | -0.017292 | -0.017292 | [5 empty] | 0.065578 | [50 empty] | -0.010445 | -0.010445 | [10 empty] | -0.012634 | -0.012634 | -0.012634 | [29 empty] | 0.038994 |  | 0.065578 |  | 0.065578 |  |  | -0.029321 | [15 empty] | -0.017294 | [58 empty] | -0.017294 | -0.017294 | [23 empty] | -0.017294 | -0.017294 | -0.017294 |  | -0.017294 | -0.017294 | -0.017294 | -0.017294 | -0.017294 | -0.017294 | -0.017294 | -0.017294 | -0.017294 | -0.017294 | -0.017294 | -0.017294 | [25 empty] | -0.017292 | -0.017292 | -0.017292 | [35 empty] | -0.013634 | -0.013634 | -0.013634 | -0.013634 | [9 empty] | 0.038994 | 0.038994 |  | -0.012634 | -0.012634 | -0.012634 | [102 empty] | -0.017292 | -0.017294 | [17 empty] | 0.0014445 | [6 empty] | -0.0092885 | [6 empty] | -0.013615 |  |  | 6000
AEMO | S>>NIL_BRTW_WEP4 | SA | SV | 2016 ESOO | Summer_1819 to Summer_50 | S>>NIL_BRTW_WEP4 : Out = Nil; avoid O/L WATERLOO 132 kV Bus (5WTR132A) - MWPS4 132 kV Bus (5M_P132A) 132kV line 1 for loss of TEMPLERS 275 kV Bus (5TMP275B) - BRINKWORTH 275 kV Bus (5BRK275A) 275kV line 1 |  |  |  |  | -0.54126 |  |  |  | -0.10996 | -0.10996 | -0.10996 | -0.10996 | -0.10996 | -0.10996 | -0.10996 | -0.10996 | -0.10996 | -0.10996 | -0.10996 | -0.10996 |  |  |  |  | 0.26436 | 0.26436 | [13 empty] | -0.10494 | [43 empty] | 0.37556 | [73 empty] | 0.10423 | [18 empty] | -0.10996 | -0.13771 | -0.070752 | [71 empty] | 0.7807 | -0.10494 |  | 0.23888 | 0.10423 | -0.10996 | 0.10423 | -0.13771 | -0.195 | [34 empty] | -0.10494 | [68 empty] | -0.10996 | [90 empty] | 0.48322 | [114 empty] | 0.63152 | [65 empty] | <= | 373.9239 | -20.433 | 92.4062 | 2.0433 | -0.39341 | 353.0975 | [11 empty] | 0.0095434 | [62 empty] | 0.025163 | 0.0064913 | [68 empty] | -0.034198 | [7 empty] | 0.0097741 | [26 empty] | 0.010739 | [38 empty] | -0.034198 | -0.034198 | [56 empty] | 0.0076604 | 0.0076604 | [10 empty] | 0.0097746 | 0.0097746 | 0.0097746 | [29 empty] | -0.061216 | [6 empty] | 0.025163 | [15 empty] | -0.034198 | [58 empty] | -0.034198 | -0.034198 | [23 empty] | -0.034198 | -0.034198 | -0.034198 |  | -0.034198 | -0.034198 | -0.034198 | -0.034198 | -0.034198 | -0.034198 | -0.034198 | -0.034198 | -0.034198 | -0.034198 | -0.034198 | -0.034198 | [25 empty] | -0.034198 | -0.034198 | -0.034198 | [35 empty] | 0.010739 | 0.010739 | 0.010739 | 0.010739 | [9 empty] | -0.061216 | -0.061216 |  | 0.0097746 | 0.0097746 | 0.0097746 | [102 empty] | -0.034198 | -0.034198 | [17 empty] | -0.0011973 | [6 empty] | -0.0095434 | [6 empty] | 0.010724 |  |  | 6000
AEMO | S>>NIL_BRTW_WEP4_R | SA | VS | 2016 ESOO | Summer_1819 to Summer_50 | S>>NIL_BRTW_WEP4 : Out = Nil; avoid O/L WATERLOO 132 kV Bus (5WTR132A) - MWPS4 132 kV Bus (5M_P132A) 132kV line 1 for loss of TEMPLERS 275 kV Bus (5TMP275B) - BRINKWORTH 275 kV Bus (5BRK275A) 275kV line 1 |  |  |  |  | 0.54126 |  |  |  | 0.10996 | 0.10996 | 0.10996 | 0.10996 | 0.10996 | 0.10996 | 0.10996 | 0.10996 | 0.10996 | 0.10996 | 0.10996 | 0.10996 |  |  |  |  | -0.26436 | -0.26436 | [13 empty] | 0.10494 | [43 empty] | -0.37556 | [73 empty] | -0.10423 | [18 empty] | 0.10996 | 0.13771 | 0.070752 | [71 empty] | -0.7807 | 0.10494 |  | -0.23888 | -0.10423 | 0.10996 | -0.10423 | 0.13771 | 0.195 | [34 empty] | 0.10494 | [68 empty] | 0.10996 | [90 empty] | -0.48322 | [114 empty] | -0.63152 | [65 empty] | <= | 373.9239 | -20.433 | -92.4062 | 2.0433 | 0.39341 | 353.8843 | [11 empty] | -0.0095434 | [62 empty] | -0.025163 | -0.0064913 | [68 empty] | 0.034198 | [7 empty] | -0.0097741 | [26 empty] | -0.010739 | [38 empty] | 0.034198 | 0.034198 | [56 empty] | -0.0076604 | -0.0076604 | [10 empty] | -0.0097746 | -0.0097746 | -0.0097746 | [29 empty] | 0.061216 | [6 empty] | -0.025163 | [15 empty] | 0.034198 | [58 empty] | 0.034198 | 0.034198 | [23 empty] | 0.034198 | 0.034198 | 0.034198 |  | 0.034198 | 0.034198 | 0.034198 | 0.034198 | 0.034198 | 0.034198 | 0.034198 | 0.034198 | 0.034198 | 0.034198 | 0.034198 | 0.034198 | [25 empty] | 0.034198 | 0.034198 | 0.034198 | [35 empty] | -0.010739 | -0.010739 | -0.010739 | -0.010739 | [9 empty] | 0.061216 | 0.061216 |  | -0.0097746 | -0.0097746 | -0.0097746 | [102 empty] | 0.034198 | 0.034198 | [17 empty] | 0.0011973 | [6 empty] | 0.0095434 | [6 empty] | -0.010724 |  |  | 6000
AEMO | S>>NIL_BRTX_WEP4 | SA | SV | 2016 ESOO | Summer_1819 to Summer_50 | S>>NIL_BRTX_WEP4 : Out = Nil; avoid O/L WATERLOO 132 kV Bus (5WTR132A) - MWPS4 132 kV Bus (5M_P132A) 132kV line 1 for loss of BRINKW 275/132kV Transformer 1 |  |  |  |  | -0.47904 |  |  |  | -0.12217 | -0.12217 | -0.12217 | -0.12217 | -0.12217 | -0.12217 | -0.12217 | -0.12217 | -0.12217 | -0.12217 | -0.12217 | -0.12217 |  |  |  |  | 0.26547 | 0.26547 | [13 empty] | -0.11852 | [43 empty] | 0.53436 | [73 empty] | 0.098783 | [18 empty] | -0.12217 | -0.14235 | -0.09365 | [71 empty] | 0.84435 | -0.11852 |  |  | 0.098783 | -0.12217 | 0.098783 | -0.14235 | -0.18402 | [34 empty] | -0.11852 | [68 empty] | -0.12217 | [90 empty] | 0.53263 | [114 empty] | 0.66834 | [65 empty] | <= | 348.9404 | -19.0678 | 95.3946 | 1.9068 | -0.99171 | 328.8809 | [11 empty] | 0.0086359 | [62 empty] | 0.02359 | 0.005953 | [68 empty] | 0.017317 | [7 empty] | 0.0085716 | [26 empty] | 0.0095346 | [38 empty] | 0.017317 | 0.017317 | [56 empty] | 0.0064603 | 0.0064603 | [10 empty] | 0.0085716 | 0.0085716 | 0.0085716 | [29 empty] | -0.057992 | -0.010429 | [5 empty] | 0.02359 | [15 empty] | 0.017317 | [58 empty] | 0.017317 | 0.017317 | [23 empty] | 0.017317 | 0.017317 | 0.017317 |  | 0.017317 | 0.017317 | 0.017317 | 0.017317 | 0.017317 | 0.017317 | 0.017317 | 0.017317 | 0.017317 | 0.017317 | 0.017317 | 0.017317 | [25 empty] | 0.017317 | 0.017317 | 0.017317 | [35 empty] | 0.0095346 | 0.0095346 | 0.0095346 | 0.0095346 | [9 empty] | -0.057992 | -0.057992 |  | 0.0085716 | 0.0085716 | 0.0085716 | [102 empty] | 0.017317 | 0.017317 | [17 empty] | -0.0011041 | [6 empty] | -0.0086359 | [6 empty] | 0.0095219 |  |  | 6000
AEMO | S>>NIL_BRTX_WEP4_R | SA | VS | 2016 ESOO | Summer_1819 to Summer_50 | S>>NIL_BRTX_WEP4 : Out = Nil; avoid O/L WATERLOO 132 kV Bus (5WTR132A) - MWPS4 132 kV Bus (5M_P132A) 132kV line 1 for loss of BRINKW 275/132kV Transformer 1 |  |  |  |  | 0.47904 |  |  |  | 0.12217 | 0.12217 | 0.12217 | 0.12217 | 0.12217 | 0.12217 | 0.12217 | 0.12217 | 0.12217 | 0.12217 | 0.12217 | 0.12217 |  |  |  |  | -0.26547 | -0.26547 | [13 empty] | 0.11852 | [43 empty] | -0.53436 | [73 empty] | -0.098783 | [18 empty] | 0.12217 | 0.14235 | 0.09365 | [71 empty] | -0.84435 | 0.11852 |  |  | -0.098783 | 0.12217 | -0.098783 | 0.14235 | 0.18402 | [34 empty] | 0.11852 | [68 empty] | 0.12217 | [90 empty] | -0.53263 | [114 empty] | -0.66834 | [65 empty] | <= | 348.9404 | -19.0678 | -95.3946 | 1.9068 | 0.99171 | 330.8644 | [11 empty] | -0.0086359 | [62 empty] | -0.02359 | -0.005953 | [68 empty] | -0.017317 | [7 empty] | -0.0085716 | [26 empty] | -0.0095346 | [38 empty] | -0.017317 | -0.017317 | [56 empty] | -0.0064603 | -0.0064603 | [10 empty] | -0.0085716 | -0.0085716 | -0.0085716 | [29 empty] | 0.057992 | 0.010429 | [5 empty] | -0.02359 | [15 empty] | -0.017317 | [58 empty] | -0.017317 | -0.017317 | [23 empty] | -0.017317 | -0.017317 | -0.017317 |  | -0.017317 | -0.017317 | -0.017317 | -0.017317 | -0.017317 | -0.017317 | -0.017317 | -0.017317 | -0.017317 | -0.017317 | -0.017317 | -0.017317 | [25 empty] | -0.017317 | -0.017317 | -0.017317 | [35 empty] | -0.0095346 | -0.0095346 | -0.0095346 | -0.0095346 | [9 empty] | 0.057992 | 0.057992 |  | -0.0085716 | -0.0085716 | -0.0085716 | [102 empty] | -0.017317 | -0.017317 | [17 empty] | 0.0011041 | [6 empty] | 0.0086359 | [6 empty] | -0.0095219 |  |  | 6000
AEMO | S>>NIL_MKRB_WEMWP4 | SA | SV | 2016 ESOO | Summer_1819 to Summer_50 | S>>NIL_MKRB_WEMWP4 : Out = Nil; avoid O/L MWPS4 132 kV Bus (5M_P132A) - ROBERTSTOWN 132 kV Bus (5ROB132A) 132kV line 1 for loss of #VALUE! - #VALUE! 275kV line 1 |  |  |  |  | -0.60678 |  |  |  | -0.14023 | -0.14023 | -0.14023 | -0.14023 | -0.14023 | -0.14023 | -0.14023 | -0.14023 | -0.14023 | -0.14023 | -0.14023 | -0.14023 |  |  |  |  | 0.27681 | 0.27681 | [57 empty] | 0.34456 | [73 empty] | 0.10874 | [18 empty] | -0.14023 | -0.25235 | -0.088528 | [71 empty] | 0.76839 |  |  | 0.16113 | 0.10874 | -0.14023 | 0.10874 | -0.25235 | -0.25235 | [103 empty] | -0.14023 | [90 empty] | 0.47491 | [103 empty] | 1 | [10 empty] | 0.62536 | [65 empty] | <= | 388.0817 | -21.2066 | 80.189 | 2.1207 | 0.14241 | 367.0174 | [11 empty] | 0.013445 | [62 empty] | 0.033187 | 0.0090916 | [31 empty] | -0.049845 | [36 empty] | -0.049845 | [7 empty] | 0.015332 | [26 empty] | 0.016359 | [38 empty] | -0.049845 | -0.049845 | [56 empty] | 0.013078 | 0.013078 | [10 empty] | 0.015332 | 0.015332 | 0.015332 | [28 empty] | -0.049845 | -0.064157 | [6 empty] | 0.033187 | [15 empty] | -0.049845 | [17 empty] | -0.049845 | [40 empty] | -0.049845 | -0.049845 | [23 empty] | -0.049845 | -0.049845 | -0.049845 |  | -0.049845 | -0.049845 | -0.049845 | -0.049845 | -0.049845 | -0.049845 | -0.049845 | -0.049845 | -0.049845 | -0.049845 | -0.049845 | -0.049845 | [25 empty] | -0.049845 | -0.049845 | -0.049845 | [35 empty] | 0.016359 | 0.016359 | 0.016359 | 0.016359 | [9 empty] | -0.064157 | -0.064157 |  | 0.015332 | 0.015332 | 0.015332 | [102 empty] | -0.049845 | -0.049845 | [17 empty] | -0.0016742 | [6 empty] | -0.013445 | [6 empty] | 0.016336 |  |  | 6000
AEMO | S>>NIL_MKRB_WEMWP4_R | SA | VS | 2016 ESOO | Summer_1819 to Summer_50 | S>>NIL_MKRB_WEMWP4 : Out = Nil; avoid O/L MWPS4 132 kV Bus (5M_P132A) - ROBERTSTOWN 132 kV Bus (5ROB132A) 132kV line 1 for loss of #VALUE! - #VALUE! 275kV line 1 |  |  |  |  | 0.60678 |  |  |  | 0.14023 | 0.14023 | 0.14023 | 0.14023 | 0.14023 | 0.14023 | 0.14023 | 0.14023 | 0.14023 | 0.14023 | 0.14023 | 0.14023 |  |  |  |  | -0.27681 | -0.27681 | [57 empty] | -0.34456 | [73 empty] | -0.10874 | [18 empty] | 0.14023 | 0.25235 | 0.088528 | [71 empty] | -0.76839 |  |  | -0.16113 | -0.10874 | 0.14023 | -0.10874 | 0.25235 | 0.25235 | [103 empty] | 0.14023 | [90 empty] | -0.47491 | [103 empty] | -1 | [10 empty] | -0.62536 | [65 empty] | <= | 388.0817 | -21.2066 | -80.189 | 2.1207 | -0.14241 | 366.7326 | [11 empty] | -0.013445 | [62 empty] | -0.033187 | -0.0090916 | [31 empty] | 0.049845 | [36 empty] | 0.049845 | [7 empty] | -0.015332 | [26 empty] | -0.016359 | [38 empty] | 0.049845 | 0.049845 | [56 empty] | -0.013078 | -0.013078 | [10 empty] | -0.015332 | -0.015332 | -0.015332 | [28 empty] | 0.049845 | 0.064157 | [6 empty] | -0.033187 | [15 empty] | 0.049845 | [17 empty] | 0.049845 | [40 empty] | 0.049845 | 0.049845 | [23 empty] | 0.049845 | 0.049845 | 0.049845 |  | 0.049845 | 0.049845 | 0.049845 | 0.049845 | 0.049845 | 0.049845 | 0.049845 | 0.049845 | 0.049845 | 0.049845 | 0.049845 | 0.049845 | [25 empty] | 0.049845 | 0.049845 | 0.049845 | [35 empty] | -0.016359 | -0.016359 | -0.016359 | -0.016359 | [9 empty] | 0.064157 | 0.064157 |  | -0.015332 | -0.015332 | -0.015332 | [102 empty] | 0.049845 | 0.049845 | [17 empty] | 0.0016742 | [6 empty] | 0.013445 | [6 empty] | -0.016336 |  |  | 6000
AEMO | S>V_NIL_NIL_WTEMWP4_N | SA | SV | 2016 ESOO | Summer_1819 to Summer_50 | S>V_NIL_NIL_WTEMWP4_N : Out = Nil; avoid O/L WATERLOO 132 kV Bus (5WTR132A) - MWPS4 132 kV Bus (5M_P132A) 132kV line 1 during SYS NORM |  |  |  |  | -0.58755 |  |  |  | -0.14783 | -0.14783 | -0.14783 | -0.14783 | -0.14783 | -0.14783 | -0.14783 | -0.14783 | -0.14783 | -0.14783 | -0.14783 | -0.14783 |  |  |  |  | 0.27314 | 0.27314 | [13 empty] | -0.14329 | [43 empty] | 0.3181 | [92 empty] | -0.14783 | -0.17296 | -0.11233 | [71 empty] | 0.7606 | -0.14329 |  | 0.13189 |  | -0.14783 |  | -0.17296 | -0.22484 | [34 empty] | -0.14329 | [68 empty] | -0.14783 | [90 empty] | 0.45186 | [103 empty] | 1 | [10 empty] | 0.60955 | [65 empty] | <= | 386.76 | -21.1344 | 112.876 | 2.1134 | 0.71231 | 366.3379 | [11 empty] | -0.00029253 | [62 empty] | 0.02932 | 0.0078293 | [68 empty] | 0.017291 | [7 empty] | 0.012634 | [26 empty] | 0.013633 | [38 empty] | 0.017291 | 0.017292 | [5 empty] | -0.065579 | [50 empty] | 0.010444 | 0.010444 | [10 empty] | 0.012634 | 0.012634 | 0.012634 | [29 empty] | -0.038995 |  | -0.065579 |  | -0.065579 |  |  | 0.02932 | [15 empty] | 0.017292 | [58 empty] | 0.017292 | 0.017292 | [23 empty] | 0.017292 | 0.017292 | 0.017292 |  | 0.017292 | 0.017292 | 0.017292 | 0.017292 | 0.017292 | 0.017292 | 0.017292 | 0.017292 | 0.017292 | 0.017292 | 0.017292 | 0.017292 | [25 empty] | 0.017292 | 0.017292 | 0.017292 | [35 empty] | 0.013633 | 0.013633 | 0.013633 | 0.013633 | [9 empty] | -0.038995 | -0.038995 |  | 0.012634 | 0.012634 | 0.012634 | [102 empty] | 0.017291 | 0.017292 | [17 empty] | -0.0014462 | [6 empty] | 0.00029253 | [6 empty] | 0.013615 |  |  | 6000
AEMO | S>V_NIL_NIL_WTEMWP4_N_R | SA | VS | 2016 ESOO | Summer_1819 to Summer_50 | S>V_NIL_NIL_WTEMWP4_N : Out = Nil; avoid O/L WATERLOO 132 kV Bus (5WTR132A) - MWPS4 132 kV Bus (5M_P132A) 132kV line 1 during SYS NORM |  |  |  |  | 0.58755 |  |  |  | 0.14783 | 0.14783 | 0.14783 | 0.14783 | 0.14783 | 0.14783 | 0.14783 | 0.14783 | 0.14783 | 0.14783 | 0.14783 | 0.14783 |  |  |  |  | -0.27314 | -0.27314 | [13 empty] | 0.14329 | [43 empty] | -0.3181 | [92 empty] | 0.14783 | 0.17296 | 0.11233 | [71 empty] | -0.7606 | 0.14329 |  | -0.13189 |  | 0.14783 |  | 0.17296 | 0.22484 | [34 empty] | 0.14329 | [68 empty] | 0.14783 | [90 empty] | -0.45186 | [103 empty] | -1 | [10 empty] | -0.60955 | [65 empty] | <= | 386.76 | -21.1344 | -112.876 | 2.1134 | -0.71231 | 364.9133 | [11 empty] | 0.00029253 | [62 empty] | -0.02932 | -0.0078293 | [68 empty] | -0.017291 | [7 empty] | -0.012634 | [26 empty] | -0.013633 | [38 empty] | -0.017291 | -0.017292 | [5 empty] | 0.065579 | [50 empty] | -0.010444 | -0.010444 | [10 empty] | -0.012634 | -0.012634 | -0.012634 | [29 empty] | 0.038995 |  | 0.065579 |  | 0.065579 |  |  | -0.02932 | [15 empty] | -0.017292 | [58 empty] | -0.017292 | -0.017292 | [23 empty] | -0.017292 | -0.017292 | -0.017292 |  | -0.017292 | -0.017292 | -0.017292 | -0.017292 | -0.017292 | -0.017292 | -0.017292 | -0.017292 | -0.017292 | -0.017292 | -0.017292 | -0.017292 | [25 empty] | -0.017292 | -0.017292 | -0.017292 | [35 empty] | -0.013633 | -0.013633 | -0.013633 | -0.013633 | [9 empty] | 0.038995 | 0.038995 |  | -0.012634 | -0.012634 | -0.012634 | [102 empty] | -0.017291 | -0.017292 | [17 empty] | 0.0014462 | [6 empty] | -0.00029253 | [6 empty] | -0.013615 |  |  | 6000
AEMO | S>>NIL_BWMP_WEP4 | SA | SV | 2016 ESOO | Not_Summer_18 to Not_Summer_50 | S>>NIL_BWMP_WEP4 : Out = Nil; avoid O/L WATERLOO 132 kV Bus (5WTR132A) - MWPS4 132 kV Bus (5M_P132A) 132kV line 1 for loss of 5MUN275 - BLYTH 275 kV Bus (5BLY275A) 275kV line 1 |  |  |  |  | -0.56738 |  |  |  | -0.12888 | -0.12888 | -0.12888 | -0.12888 | -0.12888 | -0.12888 | -0.12888 | -0.12888 | -0.12888 | -0.12888 | -0.12888 | -0.12888 |  |  |  |  | 0.27492 | 0.27492 | [13 empty] | -0.12405 | [43 empty] | 0.33854 | [73 empty] | 0.11013 | [18 empty] | -0.12888 | -0.15558 | -0.091142 | [71 empty] | 0.76585 | -0.12405 | 0.11013 | 0.14572 | 0.11013 | -0.12888 | 0.11013 | [36 empty] | -0.12405 | [157 empty] | 0.11013 | 0.11013 | 0.4734 | [114 empty] | 0.62418 | [65 empty] | <= | 427.3227 | -20.845 | 103.439 | 2.0845 | -0.71316 | 405.7645 | [11 empty] | 0.0049069 | [62 empty] | 0.027375 | 0.0072275 | [68 empty] | -0.0098564 | [7 empty] | 0.011276 | [26 empty] | 0.012268 | [38 empty] | -0.0098569 | -0.0098564 | [56 empty] | 0.0091014 | 0.0091014 | [10 empty] | 0.011276 | 0.011276 | 0.011276 | [52 empty] | -0.0098564 | [58 empty] | -0.0098559 | -0.0098559 | [64 empty] | -0.0098564 | -0.0098564 | -0.0098564 | [35 empty] | 0.012268 | 0.012268 | 0.012268 | 0.012268 | [12 empty] | 0.011277 | 0.011277 | 0.011277 | [128 empty] | -0.0049069 | [6 empty] | 0.012253 |  |  | 6000
AEMO | S>>NIL_BWMP_WEP4_R | SA | VS | 2016 ESOO | Not_Summer_18 to Not_Summer_50 | S>>NIL_BWMP_WEP4 : Out = Nil; avoid O/L WATERLOO 132 kV Bus (5WTR132A) - MWPS4 132 kV Bus (5M_P132A) 132kV line 1 for loss of 5MUN275 - BLYTH 275 kV Bus (5BLY275A) 275kV line 1 |  |  |  |  | 0.56738 |  |  |  | 0.12888 | 0.12888 | 0.12888 | 0.12888 | 0.12888 | 0.12888 | 0.12888 | 0.12888 | 0.12888 | 0.12888 | 0.12888 | 0.12888 |  |  |  |  | -0.27492 | -0.27492 | [13 empty] | 0.12405 | [43 empty] | -0.33854 | [73 empty] | -0.11013 | [18 empty] | 0.12888 | 0.15558 | 0.091142 | [71 empty] | -0.76585 | 0.12405 | -0.11013 | -0.14572 | -0.11013 | 0.12888 | -0.11013 | [36 empty] | 0.12405 | [157 empty] | -0.11013 | -0.11013 | -0.4734 | [114 empty] | -0.62418 | [65 empty] | <= | 427.3227 | -20.845 | -103.439 | 2.0845 | 0.71316 | 407.1908 | [11 empty] | -0.0049069 | [62 empty] | -0.027375 | -0.0072275 | [68 empty] | 0.0098564 | [7 empty] | -0.011276 | [26 empty] | -0.012268 | [38 empty] | 0.0098569 | 0.0098564 | [56 empty] | -0.0091014 | -0.0091014 | [10 empty] | -0.011276 | -0.011276 | -0.011276 | [52 empty] | 0.0098564 | [58 empty] | 0.0098559 | 0.0098559 | [64 empty] | 0.0098564 | 0.0098564 | 0.0098564 | [35 empty] | -0.012268 | -0.012268 | -0.012268 | -0.012268 | [12 empty] | -0.011277 | -0.011277 | -0.011277 | [128 empty] | 0.0049069 | [6 empty] | -0.012253 |  |  | 6000
AEMO | S>>V_NIL_RBTX_MW4RB | SA | SV | 2016 ESOO | Not_Summer_18 to Not_Summer_50 | S>>V_NIL_RBTX_MW4RB : Out = Nil; avoid O/L MWPS4 132 kV Bus (5M_P132A) - ROBERTSTOWN 132 kV Bus (5ROB132A) 132kV line 1 for loss of R_TOWN 275/132kV Transformer 1 |  |  |  |  | -0.98988 |  |  |  | -0.14792 | -0.14792 | -0.14792 | -0.14792 | -0.14792 | -0.14792 | -0.14792 | -0.14792 | -0.14792 | -0.14792 | -0.14792 | -0.14792 |  |  |  |  | 0.27309 | 0.27309 | [13 empty] | -0.14338 | [43 empty] | 0.31804 | [92 empty] | -0.14792 | -0.17305 | -0.11241 | [71 empty] | 0.76058 | -0.14338 |  | 0.13183 |  | -0.14792 | [37 empty] | -0.14338 | [159 empty] | 0.45182 | [103 empty] | 1 | [10 empty] | 0.60953 | [65 empty] | <= | 515.7407 | -25.1581 | 171.2318 | 2.5158 | -0.76849 | 489.8141 | [11 empty] | -0.009367 | [62 empty] | 0.029404 | 0.0079073 | [68 empty] | 0.017371 | [7 empty] | 0.012763 | [26 empty] | 0.013763 | [38 empty] | 0.017371 | 0.017369 | [5 empty] | -0.065507 | [50 empty] | 0.01057 | 0.01057 | [10 empty] | 0.012764 | 0.012764 | 0.012764 | [29 empty] | -0.038921 |  | -0.065507 |  | -0.065507 | [18 empty] | 0.017369 | [58 empty] | 0.017369 | 0.017369 | [64 empty] | 0.017369 | 0.017369 | 0.017369 | [35 empty] | 0.013763 | 0.013763 | 0.013763 | 0.013763 | [9 empty] | -0.038921 | -0.038921 |  | 0.012764 | 0.012764 | 0.012764 | [128 empty] | 0.009367 | [6 empty] | 0.013746 |  |  | 6000
AEMO | S>>V_NIL_RBTX_MW4RB_R | SA | VS | 2016 ESOO | Not_Summer_18 to Not_Summer_50 | S>>V_NIL_RBTX_MW4RB : Out = Nil; avoid O/L MWPS4 132 kV Bus (5M_P132A) - ROBERTSTOWN 132 kV Bus (5ROB132A) 132kV line 1 for loss of R_TOWN 275/132kV Transformer 1 |  |  |  |  | 0.98988 |  |  |  | 0.14792 | 0.14792 | 0.14792 | 0.14792 | 0.14792 | 0.14792 | 0.14792 | 0.14792 | 0.14792 | 0.14792 | 0.14792 | 0.14792 |  |  |  |  | -0.27309 | -0.27309 | [13 empty] | 0.14338 | [43 empty] | -0.31804 | [92 empty] | 0.14792 | 0.17305 | 0.11241 | [71 empty] | -0.76058 | 0.14338 |  | -0.13183 |  | 0.14792 | [37 empty] | 0.14338 | [159 empty] | -0.45182 | [103 empty] | -1 | [10 empty] | -0.60953 | [65 empty] | <= | 515.7407 | -25.1581 | -171.2318 | 2.5158 | 0.76849 | 491.3511 | [11 empty] | 0.009367 | [62 empty] | -0.029404 | -0.0079073 | [68 empty] | -0.017371 | [7 empty] | -0.012763 | [26 empty] | -0.013763 | [38 empty] | -0.017371 | -0.017369 | [5 empty] | 0.065507 | [50 empty] | -0.01057 | -0.01057 | [10 empty] | -0.012764 | -0.012764 | -0.012764 | [29 empty] | 0.038921 |  | 0.065507 |  | 0.065507 | [18 empty] | -0.017369 | [58 empty] | -0.017369 | -0.017369 | [64 empty] | -0.017369 | -0.017369 | -0.017369 | [35 empty] | -0.013763 | -0.013763 | -0.013763 | -0.013763 | [9 empty] | 0.038921 | 0.038921 |  | -0.012764 | -0.012764 | -0.012764 | [128 empty] | -0.009367 | [6 empty] | -0.013746 |  |  | 6000
AEMO | S>>NIL_BRTW_WEP4 | SA | SV | 2016 ESOO | Not_Summer_18 to Not_Summer_50 | S>>NIL_BRTW_WEP4 : Out = Nil; avoid O/L WATERLOO 132 kV Bus (5WTR132A) - MWPS4 132 kV Bus (5M_P132A) 132kV line 1 for loss of TEMPLERS 275 kV Bus (5TMP275B) - BRINKWORTH 275 kV Bus (5BRK275A) 275kV line 1 |  |  |  |  | -0.54136 |  |  |  | -0.11003 | -0.11003 | -0.11003 | -0.11003 | -0.11003 | -0.11003 | -0.11003 | -0.11003 | -0.11003 | -0.11003 | -0.11003 | -0.11003 |  |  |  |  | 0.26432 | 0.26432 | [13 empty] | -0.10501 | [43 empty] | 0.37552 | [73 empty] | 0.10418 | [18 empty] | -0.11003 | -0.13778 | -0.070817 | [71 empty] | 0.78068 | -0.10501 |  | 0.23884 | 0.10418 | -0.11003 | 0.10418 | [36 empty] | -0.10501 | [159 empty] | 0.48319 | [114 empty] | 0.63149 | [65 empty] | <= | 418.9022 | -20.4343 | 92.7286 | 2.0434 | -0.55614 | 397.9118 | [11 empty] | 0.0094825 | [62 empty] | 0.025228 | 0.006553 | [68 empty] | -0.03414 | [7 empty] | 0.0098767 | [26 empty] | 0.010842 | [38 empty] | -0.03414 | -0.03414 | [56 empty] | 0.0077589 | 0.0077589 | [10 empty] | 0.0098762 | 0.0098762 | 0.0098762 | [29 empty] | -0.06116 | [22 empty] | -0.03414 | [58 empty] | -0.03414 | -0.03414 | [64 empty] | -0.03414 | -0.03414 | -0.03414 | [35 empty] | 0.010842 | 0.010842 | 0.010842 | 0.010842 | [9 empty] | -0.06116 | -0.06116 |  | 0.0098767 | 0.0098767 | 0.0098767 | [128 empty] | -0.0094825 | [6 empty] | 0.010827 |  |  | 6000
AEMO | S>>NIL_BRTW_WEP4_R | SA | VS | 2016 ESOO | Not_Summer_18 to Not_Summer_50 | S>>NIL_BRTW_WEP4 : Out = Nil; avoid O/L WATERLOO 132 kV Bus (5WTR132A) - MWPS4 132 kV Bus (5M_P132A) 132kV line 1 for loss of TEMPLERS 275 kV Bus (5TMP275B) - BRINKWORTH 275 kV Bus (5BRK275A) 275kV line 1 |  |  |  |  | 0.54136 |  |  |  | 0.11003 | 0.11003 | 0.11003 | 0.11003 | 0.11003 | 0.11003 | 0.11003 | 0.11003 | 0.11003 | 0.11003 | 0.11003 | 0.11003 |  |  |  |  | -0.26432 | -0.26432 | [13 empty] | 0.10501 | [43 empty] | -0.37552 | [73 empty] | -0.10418 | [18 empty] | 0.11003 | 0.13778 | 0.070817 | [71 empty] | -0.78068 | 0.10501 |  | -0.23884 | -0.10418 | 0.11003 | -0.10418 | [36 empty] | 0.10501 | [159 empty] | -0.48319 | [114 empty] | -0.63149 | [65 empty] | <= | 418.9022 | -20.4343 | -92.7286 | 2.0434 | 0.55614 | 399.0241 | [11 empty] | -0.0094825 | [62 empty] | -0.025228 | -0.006553 | [68 empty] | 0.03414 | [7 empty] | -0.0098767 | [26 empty] | -0.010842 | [38 empty] | 0.03414 | 0.03414 | [56 empty] | -0.0077589 | -0.0077589 | [10 empty] | -0.0098762 | -0.0098762 | -0.0098762 | [29 empty] | 0.06116 | [22 empty] | 0.03414 | [58 empty] | 0.03414 | 0.03414 | [64 empty] | 0.03414 | 0.03414 | 0.03414 | [35 empty] | -0.010842 | -0.010842 | -0.010842 | -0.010842 | [9 empty] | 0.06116 | 0.06116 |  | -0.0098767 | -0.0098767 | -0.0098767 | [128 empty] | 0.0094825 | [6 empty] | -0.010827 |  |  | 6000
AEMO | S>>NIL_BRTX_WEP4 | SA | SV | 2016 ESOO | Not_Summer_18 to Not_Summer_50 | S>>NIL_BRTX_WEP4 : Out = Nil; avoid O/L WATERLOO 132 kV Bus (5WTR132A) - MWPS4 132 kV Bus (5M_P132A) 132kV line 1 for loss of BRINKW 275/132kV Transformer 1 |  |  |  |  | -0.47912 |  |  |  | -0.12223 | -0.12223 | -0.12223 | -0.12223 | -0.12223 | -0.12223 | -0.12223 | -0.12223 | -0.12223 | -0.12223 | -0.12223 | -0.12223 |  |  |  |  | 0.26543 | 0.26543 | [13 empty] | -0.11858 | [43 empty] | 0.53433 | [73 empty] | 0.098734 | [18 empty] | -0.12223 | -0.14241 | -0.093708 | [71 empty] | 0.84434 | -0.11858 |  |  | 0.098734 | -0.12223 | 0.098734 | [36 empty] | -0.11858 | [159 empty] | 0.53261 | [114 empty] | 0.66833 | [65 empty] | <= | 390.9107 | -19.0688 | 95.7175 | 1.9069 | -1.1728 | 370.6691 | [11 empty] | 0.0085819 | [62 empty] | 0.023647 | 0.0060077 | [68 empty] | 0.017371 | [7 empty] | 0.008662 | [26 empty] | 0.0096261 | [38 empty] | 0.017371 | 0.017371 | [56 empty] | 0.0065483 | 0.0065483 | [10 empty] | 0.008662 | 0.008662 | 0.008662 | [29 empty] | -0.057943 | -0.010376 | [21 empty] | 0.017371 | [58 empty] | 0.017371 | 0.017371 | [64 empty] | 0.017371 | 0.017371 | 0.017371 | [35 empty] | 0.0096261 | 0.0096261 | 0.0096261 | 0.0096261 | [9 empty] | -0.057943 | -0.057943 |  | 0.0086616 | 0.0086616 | 0.0086616 | [128 empty] | -0.0085819 | [6 empty] | 0.0096134 |  |  | 6000
AEMO | S>>NIL_BRTX_WEP4_R | SA | VS | 2016 ESOO | Not_Summer_18 to Not_Summer_50 | S>>NIL_BRTX_WEP4 : Out = Nil; avoid O/L WATERLOO 132 kV Bus (5WTR132A) - MWPS4 132 kV Bus (5M_P132A) 132kV line 1 for loss of BRINKW 275/132kV Transformer 1 |  |  |  |  | 0.47912 |  |  |  | 0.12223 | 0.12223 | 0.12223 | 0.12223 | 0.12223 | 0.12223 | 0.12223 | 0.12223 | 0.12223 | 0.12223 | 0.12223 | 0.12223 |  |  |  |  | -0.26543 | -0.26543 | [13 empty] | 0.11858 | [43 empty] | -0.53433 | [73 empty] | -0.098734 | [18 empty] | 0.12223 | 0.14241 | 0.093708 | [71 empty] | -0.84434 | 0.11858 |  |  | -0.098734 | 0.12223 | -0.098734 | [36 empty] | 0.11858 | [159 empty] | -0.53261 | [114 empty] | -0.66833 | [65 empty] | <= | 390.9107 | -19.0688 | -95.7175 | 1.9069 | 1.1728 | 373.0146 | [11 empty] | -0.0085819 | [62 empty] | -0.023647 | -0.0060077 | [68 empty] | -0.017371 | [7 empty] | -0.008662 | [26 empty] | -0.0096261 | [38 empty] | -0.017371 | -0.017371 | [56 empty] | -0.0065483 | -0.0065483 | [10 empty] | -0.008662 | -0.008662 | -0.008662 | [29 empty] | 0.057943 | 0.010376 | [21 empty] | -0.017371 | [58 empty] | -0.017371 | -0.017371 | [64 empty] | -0.017371 | -0.017371 | -0.017371 | [35 empty] | -0.0096261 | -0.0096261 | -0.0096261 | -0.0096261 | [9 empty] | 0.057943 | 0.057943 |  | -0.0086616 | -0.0086616 | -0.0086616 | [128 empty] | 0.0085819 | [6 empty] | -0.0096134 |  |  | 6000
AEMO | S>>NIL_MKRB_WEMWP4 | SA | SV | 2016 ESOO | Not_Summer_18 to Not_Summer_50 | S>>NIL_MKRB_WEMWP4 : Out = Nil; avoid O/L MWPS4 132 kV Bus (5M_P132A) - ROBERTSTOWN 132 kV Bus (5ROB132A) 132kV line 1 for loss of #VALUE! - #VALUE! 275kV line 1 |  |  |  |  | -0.60693 |  |  |  | -0.14033 | -0.14033 | -0.14033 | -0.14033 | -0.14033 | -0.14033 | -0.14033 | -0.14033 | -0.14033 | -0.14033 | -0.14033 | -0.14033 |  |  |  |  | 0.27675 | 0.27675 | [57 empty] | 0.3445 | [73 empty] | 0.10866 | [18 empty] | -0.14033 | -0.25247 | -0.088628 | [71 empty] | 0.76837 |  |  | 0.16105 | 0.10866 | -0.14033 | 0.10866 | [196 empty] | 0.47486 | [103 empty] | 1 | [10 empty] | 0.62532 | [65 empty] | <= | 434.7767 | -21.2086 | 80.544 | 2.1209 | 0.028565 | 413.5966 | [11 empty] | 0.013352 | [62 empty] | 0.033286 | 0.0091867 | [31 empty] | -0.049758 | [36 empty] | -0.049758 | [7 empty] | 0.015486 | [26 empty] | 0.016517 | [38 empty] | -0.049758 | -0.049758 | [56 empty] | 0.013229 | 0.013229 | [10 empty] | 0.015486 | 0.015486 | 0.015486 | [28 empty] | -0.049758 | -0.064073 | [22 empty] | -0.049758 | [17 empty] | -0.049758 | [40 empty] | -0.049758 | -0.049758 | [64 empty] | -0.049758 | -0.049758 | -0.049758 | [35 empty] | 0.016517 | 0.016517 | 0.016517 | 0.016517 | [9 empty] | -0.064073 | -0.064073 |  | 0.015486 | 0.015486 | 0.015486 | [128 empty] | -0.013352 | [6 empty] | 0.016495 |  |  | 6000
AEMO | S>>NIL_MKRB_WEMWP4_R | SA | VS | 2016 ESOO | Not_Summer_18 to Not_Summer_50 | S>>NIL_MKRB_WEMWP4 : Out = Nil; avoid O/L MWPS4 132 kV Bus (5M_P132A) - ROBERTSTOWN 132 kV Bus (5ROB132A) 132kV line 1 for loss of #VALUE! - #VALUE! 275kV line 1 |  |  |  |  | 0.60693 |  |  |  | 0.14033 | 0.14033 | 0.14033 | 0.14033 | 0.14033 | 0.14033 | 0.14033 | 0.14033 | 0.14033 | 0.14033 | 0.14033 | 0.14033 |  |  |  |  | -0.27675 | -0.27675 | [57 empty] | -0.3445 | [73 empty] | -0.10866 | [18 empty] | 0.14033 | 0.25247 | 0.088628 | [71 empty] | -0.76837 |  |  | -0.16105 | -0.10866 | 0.14033 | -0.10866 | [196 empty] | -0.47486 | [103 empty] | -1 | [10 empty] | -0.62532 | [65 empty] | <= | 434.7767 | -21.2086 | -80.544 | 2.1209 | -0.028565 | 413.5395 | [11 empty] | -0.013352 | [62 empty] | -0.033286 | -0.0091867 | [31 empty] | 0.049758 | [36 empty] | 0.049758 | [7 empty] | -0.015486 | [26 empty] | -0.016517 | [38 empty] | 0.049758 | 0.049758 | [56 empty] | -0.013229 | -0.013229 | [10 empty] | -0.015486 | -0.015486 | -0.015486 | [28 empty] | 0.049758 | 0.064073 | [22 empty] | 0.049758 | [17 empty] | 0.049758 | [40 empty] | 0.049758 | 0.049758 | [64 empty] | 0.049758 | 0.049758 | 0.049758 | [35 empty] | -0.016517 | -0.016517 | -0.016517 | -0.016517 | [9 empty] | 0.064073 | 0.064073 |  | -0.015486 | -0.015486 | -0.015486 | [128 empty] | 0.013352 | [6 empty] | -0.016495 |  |  | 6000
AEMO | S>V_NIL_NIL_WTEMWP4_N | SA | SV | 2016 ESOO | Not_Summer_17 to Not_Summer_50 | S>V_NIL_NIL_WTEMWP4_N : Out = Nil; avoid O/L WATERLOO 132 kV Bus (5WTR132A) - MWPS4 132 kV Bus (5M_P132A) 132kV line 1 during SYS NORM |  |  |  |  | -0.58767 |  |  |  | -0.14792 | -0.14792 | -0.14792 | -0.14792 | -0.14792 | -0.14792 | -0.14792 | -0.14792 | -0.14792 | -0.14792 | -0.14792 | -0.14792 |  |  |  |  | 0.27309 | 0.27309 | [13 empty] | -0.14338 | [43 empty] | 0.31804 | [92 empty] | -0.14792 | -0.17305 | -0.11241 | [71 empty] | 0.76058 | -0.14338 |  | 0.13183 |  | -0.14792 | [37 empty] | -0.14338 | [159 empty] | 0.45182 | [103 empty] | 1 | [10 empty] | 0.60953 | [65 empty] | <= | 433.2891 | -21.1361 | 113.2105 | 2.1136 | 0.57633 | 412.7294 | [11 empty] | -0.00037033 | [62 empty] | 0.029403 | 0.0079079 | [68 empty] | 0.01737 | [7 empty] | 0.012763 | [26 empty] | 0.013764 | [38 empty] | 0.017369 | 0.01737 | [5 empty] | -0.065508 | [50 empty] | 0.010569 | 0.010569 | [10 empty] | 0.012763 | 0.012763 | 0.012763 | [29 empty] | -0.038922 |  | -0.065508 |  | -0.065508 | [18 empty] | 0.01737 | [58 empty] | 0.01737 | 0.01737 | [64 empty] | 0.01737 | 0.01737 | 0.01737 | [35 empty] | 0.013764 | 0.013764 | 0.013764 | 0.013764 | [9 empty] | -0.038922 | -0.038922 |  | 0.012763 | 0.012763 | 0.012763 | [128 empty] | 0.00037033 | [6 empty] | 0.013745 |  |  | 6000
AEMO | S>V_NIL_NIL_WTEMWP4_N_R | SA | VS | 2016 ESOO | Not_Summer_18 to Not_Summer_50 | S>V_NIL_NIL_WTEMWP4_N : Out = Nil; avoid O/L WATERLOO 132 kV Bus (5WTR132A) - MWPS4 132 kV Bus (5M_P132A) 132kV line 1 during SYS NORM |  |  |  |  | 0.58767 |  |  |  | 0.14792 | 0.14792 | 0.14792 | 0.14792 | 0.14792 | 0.14792 | 0.14792 | 0.14792 | 0.14792 | 0.14792 | 0.14792 | 0.14792 |  |  |  |  | -0.27309 | -0.27309 | [13 empty] | 0.14338 | [43 empty] | -0.31804 | [92 empty] | 0.14792 | 0.17305 | 0.11241 | [71 empty] | -0.76058 | 0.14338 |  | -0.13183 |  | 0.14792 | [37 empty] | 0.14338 | [159 empty] | -0.45182 | [103 empty] | -1 | [10 empty] | -0.60953 | [65 empty] | <= | 433.2891 | -21.1361 | -113.2105 | 2.1136 | -0.57633 | 411.5767 | [11 empty] | 0.00037033 | [62 empty] | -0.029403 | -0.0079079 | [68 empty] | -0.01737 | [7 empty] | -0.012763 | [26 empty] | -0.013764 | [38 empty] | -0.017369 | -0.01737 | [5 empty] | 0.065508 | [50 empty] | -0.010569 | -0.010569 | [10 empty] | -0.012763 | -0.012763 | -0.012763 | [29 empty] | 0.038922 |  | 0.065508 |  | 0.065508 | [18 empty] | -0.01737 | [58 empty] | -0.01737 | -0.01737 | [64 empty] | -0.01737 | -0.01737 | -0.01737 | [35 empty] | -0.013764 | -0.013764 | -0.013764 | -0.013764 | [9 empty] | 0.038922 | 0.038922 |  | -0.012763 | -0.012763 | -0.012763 | [128 empty] | -0.00037033 | [6 empty] | -0.013745 |  |  | 6000
AEMO | S>NIL_NIL_MYSG-T | SA | SS | 2016 ESOO | Summer_1617 to Summer_4950 | S>NIL_NIL_MYSG-T : Out = Nil; avoid O/L MAYURA 132 kV Bus (5MAY132A) - SNUGGERY 132 kV Bus (5SNU132B) 132kV line 1 during SYS NORM | [221 empty] | 1 | 1 | [411 empty] | <= | 273.9994 | -10 | 24.0201 | 1 | 0.015544 | 264.0149 | [11 empty] | 4.7491e-07 | [276 empty] | -1 | [364 empty] | -4.7491e-07 | [9 empty] | 6000
AEMO | S>NIL_NIL_MYSG-T_R | SA | SS | 2016 ESOO | Summer_1617 to Summer_4950 | S>NIL_NIL_MYSG-T : Out = Nil; avoid O/L MAYURA 132 kV Bus (5MAY132A) - SNUGGERY 132 kV Bus (5SNU132B) 132kV line 1 during SYS NORM | [221 empty] | -1 | -1 | [411 empty] | <= | 273.9994 | -10 | -24.0201 | 1 | -0.015544 | 263.9839 | [11 empty] | -4.7491e-07 | [276 empty] | 1 | [364 empty] | 4.7491e-07 | [9 empty] | 6000
AEMO | S>NIL_PL_GENMAX | SA | SS | 2016 ESOO | Summer_1617 to Summer_4950 | S>NIL_PL_GENMAX : Out = Nil; avoid O/L YADNARIE 132 kV Bus (5YAD132A) - PORT 132 kV Bus (5PTL132A) 132kV line 1 during SYS NORM | [76 empty] | -1 | [74 empty] | -1 | [248 empty] | -1 | -1 | -1 | [231 empty] | <= | 73.0002 | -10 | 3.7909 | 1 | 0.24981 | 63.25 | [11 empty] | -0.0032547 | [641 empty] | 0.0032547 | [9 empty] | 6000
AEMO | S>NIL_PL_GENMAX_R | SA | SS | 2016 ESOO | Summer_1617 to Summer_4950 | S>NIL_PL_GENMAX : Out = Nil; avoid O/L YADNARIE 132 kV Bus (5YAD132A) - PORT 132 kV Bus (5PTL132A) 132kV line 1 during SYS NORM | [151 empty] | 1 | [248 empty] | 1 | 1 | 1 | [231 empty] | <= | 73.0002 | -10 | -3.7909 | 1 | -0.24981 | row_0 = 62.7503556639878; row_1 = 0.0032546529898357 * (('Load\SA1'.'Load' in MW) - ('Connection Point\PV SA'.'Energy generation target' in MW)); row_2 = -1 * ('Connection Point\2014 ESOO\CATHROCK'.'Energy generation target' in MW); = max(0,row_0+row_1+row_2); | [653 empty] | 0 | [9 empty] | 6000
AEMO | S>NIL_PL_GENMAX_YDMD | SA | SS | 2016 ESOO | Summer_1617 to Summer_4950 | S>NIL_PL_GENMAX_YDMD : Out = Nil; avoid O/L MIDBACK 132 kV Bus (5MID132A) - YADNARIE 132 kV Bus (5YAD132A) 132kV line 1 during SYS NORM | [76 empty] | -1 | [74 empty] | -1 | [123 empty] | -1 | [124 empty] | -1 | -1 | -1 | [231 empty] | <= | 96.0002 | -10 | 13.1064 | 1 | 0.57545 | 86.5756 | [11 empty] | -0.0085473 | [641 empty] | 0.0085473 | [9 empty] | 6000
AEMO | S>NIL_PL_GENMAX_YDMD_R | SA | SS | 2016 ESOO | Summer_1617 to Summer_4950 | S>NIL_PL_GENMAX_YDMD : Out = Nil; avoid O/L MIDBACK 132 kV Bus (5MID132A) - YADNARIE 132 kV Bus (5YAD132A) 132kV line 1 during SYS NORM | [151 empty] | 1 | [248 empty] | 1 | 1 | 1 | [231 empty] | <= | 96.0002 | -10 | -13.1064 | 1 | -0.57545 | row_0 = 85.4247040897046; row_1 = 0.008547262 * (('Load\SA1'.'Load' in MW) - ('Connection Point\PV SA'.'Energy generation target' in MW)); row_2 = -1 * ('Connection Point\2014 ESOO\CATHROCK'.'Energy generation target' in MW); row_3 = -1 * ('Connection Point\2014 ESOO\MTMILLAR'.'Energy generation target' in MW); = max(0,row_0+row_1+row_2+row_3); | [653 empty] | 0 | [9 empty] | 6000
AEMO | S>NIL_NIL_MYSG-T | SA | SS | 2016 ESOO | Not_Summer_16 to Not_Summer_50 | S>NIL_NIL_MYSG-T : Out = Nil; avoid O/L MAYURA 132 kV Bus (5MAY132A) - SNUGGERY 132 kV Bus (5SNU132B) 132kV line 1 during SYS NORM | [221 empty] | 1 | 1 | [411 empty] | <= | 289.9993 | -10 | 24.0211 | 1 | 0.014501 | 280.0139 | [11 empty] | 4.7491e-07 | [276 empty] | -1 | [364 empty] | -4.7491e-07 | [9 empty] | 6000
AEMO | S>NIL_NIL_MYSG-T_R | SA | SS | 2016 ESOO | Not_Summer_16 to Not_Summer_50 | S>NIL_NIL_MYSG-T : Out = Nil; avoid O/L MAYURA 132 kV Bus (5MAY132A) - SNUGGERY 132 kV Bus (5SNU132B) 132kV line 1 during SYS NORM | [221 empty] | -1 | -1 | [411 empty] | <= | 289.9993 | -10 | -24.0211 | 1 | -0.014501 | 279.9849 | [11 empty] | -4.7491e-07 | [276 empty] | 1 | [364 empty] | 4.7491e-07 | [9 empty] | 6000
AEMO | S>NIL_PL_GENMAX | SA | SS | 2016 ESOO | Not_Summer_16 to Not_Summer_50 | S>NIL_PL_GENMAX : Out = Nil; avoid O/L YADNARIE 132 kV Bus (5YAD132A) - PORT 132 kV Bus (5PTL132A) 132kV line 1 during SYS NORM | [76 empty] | -1 | [74 empty] | -1 | [248 empty] | -1 | -1 | -1 | [231 empty] | <= | 91.0002 | -10 | 3.7611 | 1 | 0.27826 | 81.2785 | [11 empty] | -0.0032547 | [641 empty] | 0.0032547 | [9 empty] | 6000
AEMO | S>NIL_PL_GENMAX_R | SA | SS | 2016 ESOO | Not_Summer_16 to Not_Summer_50 | S>NIL_PL_GENMAX : Out = Nil; avoid O/L YADNARIE 132 kV Bus (5YAD132A) - PORT 132 kV Bus (5PTL132A) 132kV line 1 during SYS NORM | [151 empty] | 1 | [248 empty] | 1 | 1 | 1 | [231 empty] | <= | 91.0002 | -10 | -3.7611 | 1 | -0.27826 | row_0 = 80.7219488748323; row_1 = 0.0032546507235198 * (('Load\SA1'.'Load' in MW) - ('Connection Point\PV SA'.'Energy generation target' in MW)); row_2 = -1 * ('Connection Point\2014 ESOO\CATHROCK'.'Energy generation target' in MW); = max(0,row_0+row_1+row_2); | [653 empty] | 0 | [9 empty] | 6000
AEMO | S>NIL_PL_GENMAX_YDMD | SA | SS | 2016 ESOO | Not_Summer_16 to Not_Summer_50 | S>NIL_PL_GENMAX_YDMD : Out = Nil; avoid O/L MIDBACK 132 kV Bus (5MID132A) - YADNARIE 132 kV Bus (5YAD132A) 132kV line 1 during SYS NORM | [76 empty] | -1 | [74 empty] | -1 | [123 empty] | -1 | [124 empty] | -1 | -1 | -1 | [231 empty] | <= | 137.0003 | -10 | 13.0993 | 1 | 0.57911 | 127.5793 | [11 empty] | -0.0085473 | [641 empty] | 0.0085473 | [9 empty] | 6000
AEMO | S>NIL_PL_GENMAX_YDMD_R | SA | SS | 2016 ESOO | Not_Summer_16 to Not_Summer_50 | S>NIL_PL_GENMAX_YDMD : Out = Nil; avoid O/L MIDBACK 132 kV Bus (5MID132A) - YADNARIE 132 kV Bus (5YAD132A) 132kV line 1 during SYS NORM | [151 empty] | 1 | [248 empty] | 1 | 1 | 1 | [231 empty] | <= | 137.0003 | -10 | -13.0993 | 1 | -0.57911 | row_0 = 126.421122894755; row_1 = 0.00854726181793231 * (('Load\SA1'.'Load' in MW) - ('Connection Point\PV SA'.'Energy generation target' in MW)); row_2 = -1 * ('Connection Point\2014 ESOO\CATHROCK'.'Energy generation target' in MW); row_3 = -1 * ('Connection Point\2014 ESOO\MTMILLAR'.'Energy generation target' in MW); = max(0,row_0+row_1+row_2+row_3); | [663 empty] | 6000
Return to constraint list
Return to constraint list
Return to constraint list
Return to constraint list
Return to constraint list
Return to constraint list
Return to constraint list
Return to constraint list
Return to constraint list
Return to constraint list
Return to constraint list
Return to constraint list
Return to constraint list
Return to constraint list
Return to constraint list
Return to constraint list
Return to constraint list
Return to constraint list
Return to constraint list
Return to constraint list
Return to constraint list
Return to constraint list
Return to constraint list
Return to constraint list
Return to constraint list
Return to constraint list
Return to constraint list
Return to constraint list
Return to constraint list
Return to constraint list
Return to constraint list
Return to constraint list
Return to constraint list
Return to constraint list
Return to constraint list
Return to constraint list
Return to constraint list
Return to constraint list
Return to constraint list
Return to constraint list
Return to constraint list
Return to constraint list
Return to constraint list
Return to constraint list
Return to constraint list
Return to constraint list
Return to constraint list
Return to constraint list
Return to constraint list
Return to constraint list
Return to constraint list
Return to constraint list
Return to constraint list
Return to constraint list
Return to constraint list
Return to constraint list
Return to constraint list
Return to constraint list
Return to constraint list
Return to constraint list
Return to constraint list
Return to constraint list
Return to constraint list
Return to constraint list
Return to constraint list
Return to constraint list
Return to constraint list
Return to constraint list
Return to constraint list
Return to constraint list
Return to constraint list
Return to constraint list

## 1Timeslices
TIME SLICES and CONNECTION POINTS EXPLAINED
Table 1 provides information regarding the periods that each of the Time Slices used for the 2015 ESOO Studies. The red 'X' signifies that the Time Slice is active for the period specied in the header row (inclusive).
Table 1. 2015 ESOO Time Slices
Time Slices | Apr-15-Nov-15 | Dec-15-Mar-16 | Apr-16-Jun-16 | July-16-Nov-16 | Dec-16-Mar-17 | Apr-17-Jun-17 | July-17-Nov-17 | Dec-17-Mar-18 | Apr-18-Nov-18 | Dec-18-Mar-19 | Apr-19-Nov-19 | Dec-19-Mar-20 | Apr-20-Nov-20 | Dec-20-Mar-21 | Apr-21-Nov-21 | Dec-21-Mar-22 | Apr-22-Nov-22 | Dec-22-Mar-23 | Apr-23-Nov-23 | Dec-23-Mar-24 | Apr-24-Nov-24 | Dec-24-Mar-25 | Apr-25-Nov-25 | Dec-25-Mar-26 | Apr-26-Nov-26 | Dec-26-Mar-27 | Apr-27-Nov-27 | Dec-27-Mar-28 | Apr-28-Nov-28 | Dec-28-Mar-29 | Apr-29-Nov-29 | Dec-29-Mar-30 | Apr-30-Nov-30 | Dec-30-Mar-31 | Apr-31-Nov-31 | Dec-31-Mar-32 | Apr-32-Nov-32 | Dec-32-Mar-33 | Apr-33-Nov-33 | Dec-33-Mar-34 | Apr-34-Nov-34 | Dec-34-Mar-35 | Apr-35-Nov-35 | Dec-35-Mar-36 | Apr-36-Nov-36 | Dec-36-Mar-37 | Apr-37-Nov-37 | Dec-37-Mar-38 | Apr-38-Nov-38 | Dec-38-Mar-39 | Apr-39-Nov-39 | Dec-39-Mar-40 | Apr-40-Nov-40 | Dec-40-Mar-41 | Apr-41-Nov-41 | Dec-41-Mar-42 | Apr-42-Nov-42 | Dec-42-Mar-43 | Apr-43-Nov-43 | Dec-43-Mar-44 | Apr-44-Nov-44 | Dec-44-Mar-45 | Apr-45-Nov-45 | Dec-45-Mar-46 | Apr-46-Nov-46 | Dec-46-Mar-47 | Apr-47-Nov-47 | Dec-47-Mar-48 | Apr-48-Nov-48 | Dec-48-Mar-49 | Apr-49-Nov-49 | Dec-49-Mar-50 | Apr-50-Nov-50
All periods | X | X | X | X | X | X | X | X | X | X | X | X | X | X | X | X | X | X | X | X | X | X | X | X | X | X | X | X | X | X | X | X | X | X | X | X | X | X | X | X | X | X | X | X | X | X | X | X | X | X | X | X | X | X | X | X | X | X | X | X | X | X | X | X | X | X | X | X | X | X | X | X | X
2017/18 to Enddate | [6 empty] | X | X | X | X | X | X | X | X | X | X | X | X | X | X | X | X | X | X | X | X | X | X | X | X | X | X | X | X | X | X | X | X | X | X | X | X | X | X | X | X | X | X | X | X | X | X | X | X | X | X | X | X | X | X | X | X | X | X | X | X | X | X | X | X | X | X | X
2015/16 | X | X | X
2016/17 |  |  |  | X | X | X
Not_Summer 2015 to Summer_1516 | X | X
Not_Summer 2016 to Summer_1617 |  |  | X | X | X
Not_Summer 2017 to End Date | [5 empty] | X | X | X | X | X | X | X | X | X | X | X | X | X | X | X | X | X | X | X | X | X | X | X | X | X | X | X | X | X | X | X | X | X | X | X | X | X | X | X | X | X | X | X | X | X | X | X | X | X | X | X | X | X | X | X | X | X | X | X | X | X | X | X | X | X | X | X | X
Summer |  | X |  |  | X |  |  | X |  | X |  | X |  | X |  | X |  | X |  | X |  | X |  | X |  | X |  | X |  | X |  | X |  | X |  | X |  | X |  | X |  | X |  | X |  | X |  | X |  | X |  | X |  | X |  | X |  | X |  | X |  | X |  | X |  | X |  | X |  | X |  | X
Summer_1516 |  | X
Summer_1617 |  |  |  |  | X
Summer_1617 to Summer_1718 |  |  |  |  | X |  |  | X
Summer_1617 to Summer_4950 |  |  |  |  | X |  |  | X |  | X |  | X |  | X |  | X |  | X |  | X |  | X |  | X |  | X |  | X |  | X |  | X |  | X |  | X |  | X |  | X |  | X |  | X |  | X |  | X |  | X |  | X |  | X |  | X |  | X |  | X |  | X |  | X |  | X |  | X |  | X |  | X
Summer_1718 to Summer_50 | [7 empty] | X |  | X |  | X |  | X |  | X |  | X |  | X |  | X |  | X |  | X |  | X |  | X |  | X |  | X |  | X |  | X |  | X |  | X |  | X |  | X |  | X |  | X |  | X |  | X |  | X |  | X |  | X |  | X |  | X |  | X |  | X |  | X |  | X
Summer_1819 to Summer_50 | [9 empty] | X |  | X |  | X |  | X |  | X |  | X |  | X |  | X |  | X |  | X |  | X |  | X |  | X |  | X |  | X |  | X |  | X |  | X |  | X |  | X |  | X |  | X |  | X |  | X |  | X |  | X |  | X |  | X |  | X |  | X |  | X |  | X
Not_Summer | X |  | X | X |  | X | X |  | X |  | X |  | X |  | X |  | X |  | X |  | X |  | X |  | X |  | X |  | X |  | X |  | X |  | X |  | X |  | X |  | X |  | X |  | X |  | X |  | X |  | X |  | X |  | X |  | X |  | X |  | X |  | X |  | X |  | X |  | X |  | X |  | X
Not_Summer_15 | X
Not_Summer_16 |  |  | X | X
Not_Summer_17 | [5 empty] | X | X
Not_Summer_16 to Not_Summer_17 |  |  | X | X |  | X | X
Not_Summer_16 to Not_Summer_50 |  |  | X | X |  | X | X |  | X |  | X |  | X |  | X |  | X |  | X |  | X |  | X |  | X |  | X |  | X |  | X |  | X |  | X |  | X |  | X |  | X |  | X |  | X |  | X |  | X |  | X |  | X |  | X |  | X |  | X |  | X |  | X |  | X |  | X |  | X |  | X |  | X
Not_Summer_17 to Not_Summer_50 | [5 empty] | X | X |  | X |  | X |  | X |  | X |  | X |  | X |  | X |  | X |  | X |  | X |  | X |  | X |  | X |  | X |  | X |  | X |  | X |  | X |  | X |  | X |  | X |  | X |  | X |  | X |  | X |  | X |  | X |  | X |  | X |  | X |  | X |  | X |  | X
Not_Summer_18 to Not_Summer_50 | [8 empty] | X |  | X |  | X |  | X |  | X |  | X |  | X |  | X |  | X |  | X |  | X |  | X |  | X |  | X |  | X |  | X |  | X |  | X |  | X |  | X |  | X |  | X |  | X |  | X |  | X |  | X |  | X |  | X |  | X |  | X |  | X |  | X |  | X

## 2ConnectionPoints
ConnectionPoint Name | GeneratorName | New/Existing | Remarks
A_VAPR_SuperGen | A_VAPR_SuperGen | FALSE | PLEXOS
ADE OCGT | ADE OCGT | TRUE | PLEXOS
ADE Pumped Hydro | ADE Pumped Hydro | TRUE | Pumped Hydro
AGLHAL01 | AGLHAL01 | FALSE | PLEXOS
AGLHAL02 | AGLHAL02 | FALSE | PLEXOS
AGLHAL03 | AGLHAL03 | FALSE | PLEXOS
AGLHAL04 | AGLHAL04 | FALSE | PLEXOS
AGLHAL05 | AGLHAL05 | FALSE | PLEXOS
AGLHAL06 | AGLHAL06 | FALSE | PLEXOS
AGLHAL07 | AGLHAL07 | FALSE | PLEXOS
AGLHAL08 | AGLHAL08 | FALSE | PLEXOS
AGLHAL09 | AGLHAL09 | FALSE | PLEXOS
AGLHAL10 | AGLHAL10 | FALSE | PLEXOS
AGLHAL11 | AGLHAL11 | FALSE | PLEXOS
AGLHAL12 | AGLHAL12 | FALSE | PLEXOS
AGLSOM01 | AGLSOM01 | FALSE | PLEXOS
AGLSOM02 | AGLSOM02 | FALSE | PLEXOS
AGLSOM03 | AGLSOM03 | FALSE | PLEXOS
AGLSOM04 | AGLSOM04 | FALSE | PLEXOS
ANGAS1 | ANGAS1 | FALSE | PLEXOS
ANGAS2 | ANGAS2 | FALSE | PLEXOS
APS | APS | FALSE | PLEXOS
ARARATWF | ARARATWF | FALSE | PLEXOS
Bald Hills p1 | Bald Hills p1 | FALSE | PLEXOS
BARCALDN | BARCALDN | FALSE | PLEXOS
BARRON-1 | BARRON-1 | FALSE | PLEXOS
BARRON-2 | BARRON-2 | FALSE | PLEXOS
BASTYAN | BASTYAN | FALSE | PLEXOS
BBTHREE1 | BBTHREE1 | FALSE | PLEXOS
BBTHREE2 | BBTHREE2 | FALSE | PLEXOS
BBTHREE3 | BBTHREE3 | FALSE | PLEXOS
BDL01 | BDL01 | FALSE | PLEXOS
BDL02 | BDL02 | FALSE | PLEXOS
BLOWERNG | BLOWERNG | FALSE | PLEXOS
BLUFF1 | BLUFF1 | FALSE | PLEXOS
BOCORWF1 | BOCORWF1 | FALSE | PLEXOS
BOGONG1 | BOGONG1 | FALSE | PLEXOS
BOGONG2 | BOGONG2 | FALSE | PLEXOS
BRAEMAR1 | BRAEMAR1 | FALSE | PLEXOS
BRAEMAR2 | BRAEMAR2 | FALSE | PLEXOS
BRAEMAR3 | BRAEMAR3 | FALSE | PLEXOS
BRAEMAR5 | BRAEMAR5 | FALSE | PLEXOS
BRAEMAR6 | BRAEMAR6 | FALSE | PLEXOS
BRAEMAR7 | BRAEMAR7 | FALSE | PLEXOS
Broken Hill Solar Plant | Broken Hill Solar Plant | TRUE | PLEXOS
BULGANAWF | BULGANAWF | FALSE | PLEXOS
BW01 | BW01 | FALSE | PLEXOS
BW02 | BW02 | FALSE | PLEXOS
BW03 | BW03 | FALSE | PLEXOS
BW04 | BW04 | FALSE | PLEXOS
CA111-1 | CA111-1 | FALSE | PLEXOS
CA112-2 | CA112-2 | FALSE | PLEXOS
CALL_B_1 | CALL_B_1 | FALSE | PLEXOS
CALL_B_2 | CALL_B_2 | FALSE | PLEXOS
CAN Biomass | CAN Biomass | TRUE | PLEXOS
CAN ISCC | CAN ISCC | TRUE | Potential New Entry
CAN OCGT | CAN OCGT | TRUE | Potential New Entry
CAN Pumped Hydro | CAN Pumped Hydro | TRUE | Pumped Hydro
CAN Solar PV DAT | CAN Solar PV DAT | TRUE | PLEXOS
CAN Solar PV DAT (SFP) | CAN Solar PV DAT (SFP) | TRUE | Solar
CAN Solar PV FFP | CAN Solar PV FFP | TRUE | PLEXOS
CAN Solar PV FFP (SFP) | CAN Solar PV FFP (SFP) | TRUE | Solar
CAN Solar PV SAT | CAN Solar PV SAT | TRUE | PLEXOS
CAN Solar PV SAT (SFP) | CAN Solar PV SAT (SFP) | TRUE | Solar
CAN Solar Thermal CLF | CAN Solar Thermal CLF | TRUE | PLEXOS
CAN Solar Thermal CLF (SFP) | CAN Solar Thermal CLF (SFP) | TRUE | Solar
CAN Solar Thermal CR WS | CAN Solar Thermal CR WS | TRUE | PLEXOS
CAN Solar Thermal CR WS (SFP) | CAN Solar Thermal CR WS (SFP) | TRUE | Solar
CAN Solar Thermal PT WS | CAN Solar Thermal PT WS | TRUE | PLEXOS
CAN Solar Thermal PT WS (SFP) | CAN Solar Thermal PT WS (SFP) | TRUE | Solar
CAPTL_WF | CAPTL_WF | FALSE | PLEXOS
CATHROCK | CATHROCK | FALSE | PLEXOS
CETHANA | CETHANA | FALSE | PLEXOS
CG1 | CG1 | FALSE | PLEXOS
CG2 | CG2 | FALSE | PLEXOS
CG3 | CG3 | FALSE | PLEXOS
CG4 | CG4 | FALSE | PLEXOS
CHALLHWF | CHALLHWF | FALSE | PLEXOS
CLEMGPWF | CLEMGPWF | FALSE | PLEXOS
CNUNDAWF | CNUNDAWF | FALSE | PLEXOS
CPP_3 | CPP_3 | FALSE | PLEXOS
CPP_4 | CPP_4 | FALSE | PLEXOS
CPSA | CPSA | FALSE | PLEXOS
CQ CCGT | CQ CCGT | TRUE | PLEXOS
CQ CCGT CCS | CQ CCGT CCS | TRUE | Potential New Entry
CQ Coal SC | CQ Coal SC | TRUE | Potential New Entry
CQ Coal SC CCS | CQ Coal SC CCS | TRUE | Potential New Entry
CQ Geothermal | CQ Geothermal | TRUE | Potential New Entry
CQ Geothermal EGS | CQ Geothermal EGS | TRUE | Potential New Entry
CQ Geothermal HSA | CQ Geothermal HSA | TRUE | Potential New Entry
CQ ISCC | CQ ISCC | TRUE | Potential New Entry
CQ OCGT | CQ OCGT | TRUE | PLEXOS
CQ Pumped Hydro | CQ Pumped Hydro | TRUE | Pumped Hydro
CQ Solar PV DAT | CQ Solar PV DAT | TRUE | PLEXOS
CQ Solar PV DAT (SFP) | CQ Solar PV DAT (SFP) | TRUE | Solar
CQ Solar PV FFP | CQ Solar PV FFP | TRUE | PLEXOS
CQ Solar PV FFP (SFP) | CQ Solar PV FFP (SFP) | TRUE | Solar
CQ Solar PV SAT | CQ Solar PV SAT | TRUE | PLEXOS
CQ Solar PV SAT (SFP) | CQ Solar PV SAT (SFP) | TRUE | Solar
CQ Solar Thermal CLF | CQ Solar Thermal CLF | TRUE | PLEXOS
CQ Solar Thermal CLF (SFP) | CQ Solar Thermal CLF (SFP) | TRUE | Solar
CQ Solar Thermal CR WS | CQ Solar Thermal CR WS | TRUE | PLEXOS
CQ Solar Thermal CR WS (SFP) | CQ Solar Thermal CR WS (SFP) | TRUE | Solar
CQ Solar Thermal PT WS | CQ Solar Thermal PT WS | TRUE | PLEXOS
CQ Solar Thermal PT WS (SFP) | CQ Solar Thermal PT WS (SFP) | TRUE | Solar
CROWLANDSWF | CROWLANDSWF | FALSE | PLEXOS
CS Krongart_WIND | CS Krongart_WIND | TRUE | PLEXOS
CS Mortlake_WIND | CS Mortlake_WIND | TRUE | PLEXOS
CS Portland_WIND | CS Portland_WIND | TRUE | PLEXOS
CS Shaw River_WIND | CS Shaw River_WIND | TRUE | PLEXOS
CS Tarrone_WIND | CS Tarrone_WIND | TRUE | PLEXOS
CULLRGWF | CULLRGWF | FALSE | PLEXOS
CVIC ISCC | CVIC ISCC | TRUE | Potential New Entry
CVIC OCGT | CVIC OCGT | TRUE | PLEXOS
CVIC Solar PV DAT | CVIC Solar PV DAT | TRUE | PLEXOS
CVIC Solar PV DAT (SFP) | CVIC Solar PV DAT (SFP) | TRUE | Solar
CVIC Solar PV FFP | CVIC Solar PV FFP | TRUE | PLEXOS
CVIC Solar PV FFP (SFP) | CVIC Solar PV FFP (SFP) | TRUE | Solar
CVIC Solar PV SAT | CVIC Solar PV SAT | TRUE | PLEXOS
CVIC Solar PV SAT (SFP) | CVIC Solar PV SAT (SFP) | TRUE | Solar
CVIC Solar Thermal CLF | CVIC Solar Thermal CLF | TRUE | PLEXOS
CVIC Solar Thermal CLF (SFP) | CVIC Solar Thermal CLF (SFP) | TRUE | Solar
CVIC Solar Thermal CR WS | CVIC Solar Thermal CR WS | TRUE | PLEXOS
CVIC Solar Thermal CR WS (SFP) | CVIC Solar Thermal CR WS (SFP) | TRUE | Solar
CVIC Solar Thermal PT WS | CVIC Solar Thermal PT WS | TRUE | PLEXOS
CVIC Solar Thermal PT WS (SFP) | CVIC Solar Thermal PT WS (SFP) | TRUE | Solar
CVIC Wave/Ocean | CVIC Wave/Ocean | TRUE | Potential New Entry
DARTM1 | DARTM1 | FALSE | PLEXOS
DDPS1_GT1 | DDPS1_GT1 | FALSE | PLEXOS
DDPS1_GT2 | DDPS1_GT2 | FALSE | PLEXOS
DDPS1_GT3 | DDPS1_GT3 | FALSE | PLEXOS
DDPS1_ST | DDPS1_ST | FALSE | PLEXOS
DESAL | DESAL | FALSE | PLEXOS USE Dummy
DEVILS_G | DEVILS_G | FALSE | PLEXOS
DPTS | DPTS | FALSE | PLEXOS USE Dummy
DRYCGT1 | DRYCGT1 | FALSE | PLEXOS
DRYCGT2 | DRYCGT2 | FALSE | PLEXOS
DRYCGT3 | DRYCGT3 | FALSE | PLEXOS
Dummy_Butlers Gorge | Dummy_Butlers Gorge | FALSE | Dummy
Dummy_Cluny | Dummy_Cluny | FALSE | Dummy
Dummy_Paloona | Dummy_Paloona | FALSE | Dummy
Dummy_Repulse | Dummy_Repulse | FALSE | Dummy
Dummy_Rowallan | Dummy_Rowallan | FALSE | Dummy
Dummy_Tamar | Dummy_Tamar | FALSE | Dummy
Dummy_Woolnorth | Dummy_Woolnorth | FALSE | Dummy
EILDON1 | EILDON1 | FALSE | PLEXOS
EILDON2 | EILDON2 | FALSE | PLEXOS
EPS Cultana_WIND | EPS Cultana_WIND | TRUE | PLEXOS
EPS Port Lincoln132_WIND | EPS Port Lincoln132_WIND | TRUE | Potential New Entry
ER01 | ER01 | FALSE | PLEXOS
ER02 | ER02 | FALSE | PLEXOS
ER03 | ER03 | FALSE | PLEXOS
ER04 | ER04 | FALSE | PLEXOS
FISHER | FISHER | FALSE | PLEXOS
FLS VH_WIND | FLS VH_WIND | TRUE | PLEXOS
FNQ Challumbin_WIND | FNQ Challumbin_WIND | TRUE | PLEXOS
FNQ Woree_WIND | FNQ Woree_WIND | TRUE | PLEXOS
FWN Broken Hill_WIND | FWN Broken Hill_WIND | TRUE | PLEXOS
FWN Buronga_WIND | FWN Buronga_WIND | TRUE | PLEXOS
FWN Redcliffs_WIND | FWN Redcliffs_WIND | TRUE | PLEXOS
GO181-1 | GO181-1 | FALSE | PLEXOS
GO182-2 | GO182-2 | FALSE | PLEXOS
GO183-3 | GO183-3 | FALSE | PLEXOS
GSTONE1 | GSTONE1 | FALSE | PLEXOS
GSTONE2 | GSTONE2 | FALSE | PLEXOS
GSTONE3 | GSTONE3 | FALSE | PLEXOS
GSTONE4 | GSTONE4 | FALSE | PLEXOS
GSTONE5 | GSTONE5 | FALSE | PLEXOS
GSTONE6 | GSTONE6 | FALSE | PLEXOS
Gullen Range | Gullen Range | FALSE | PLEXOS
GUNNING1 | GUNNING1 | FALSE | PLEXOS
GUTHEGA1 | GUTHEGA1 | FALSE | PLEXOS
GUTHEGA2 | GUTHEGA2 | FALSE | PLEXOS
HALLWF1 | HALLWF1 | FALSE | PLEXOS
HALLWF2 | HALLWF2 | FALSE | PLEXOS
Hornsdale | Hornsdale | FALSE | PLEXOS
HUMENSW | HUMENSW | FALSE | PLEXOS
HUMEV | HUMEV | FALSE | PLEXOS
HUN Bayswater_WIND | HUN Bayswater_WIND | TRUE | PLEXOS
HVGTS1 | HVGTS1 | FALSE | PLEXOS
HVGTS2 | HVGTS2 | FALSE | PLEXOS
HWPS1 | HWPS1 | FALSE | PLEXOS
HWPS2 | HWPS2 | FALSE | PLEXOS
HWPS3 | HWPS3 | FALSE | PLEXOS
HWPS4 | HWPS4 | FALSE | PLEXOS
HWPS5 | HWPS5 | FALSE | PLEXOS
HWPS6 | HWPS6 | FALSE | PLEXOS
HWPS7 | HWPS7 | FALSE | PLEXOS
HWPS8 | HWPS8 | FALSE | PLEXOS
Inflows_Dummy | Inflows_Dummy | FALSE | Dummy
JBUTTERS | JBUTTERS | FALSE | PLEXOS
JLA01 | JLA01 | FALSE | PLEXOS
JLA02 | JLA02 | FALSE | PLEXOS
JLA03 | JLA03 | FALSE | PLEXOS
JLA04 | JLA04 | FALSE | PLEXOS
JLB01 | JLB01 | FALSE | PLEXOS
JLB02 | JLB02 | FALSE | PLEXOS
JLB03 | JLB03 | FALSE | PLEXOS
KAREEYA1 | KAREEYA1 | FALSE | PLEXOS
KAREEYA2 | KAREEYA2 | FALSE | PLEXOS
KAREEYA3 | KAREEYA3 | FALSE | PLEXOS
KAREEYA4 | KAREEYA4 | FALSE | PLEXOS
KPP_1 | KPP_1 | FALSE | PLEXOS
LADBROK1 | LADBROK1 | FALSE | PLEXOS
LADBROK2 | LADBROK2 | FALSE | PLEXOS
Laverton North1 | Laverton North1 | FALSE | PLEXOS
Laverton North2 | Laverton North2 | FALSE | PLEXOS
LD01 | LD01 | FALSE | PLEXOS
LD02 | LD02 | FALSE | PLEXOS
LD03 | LD03 | FALSE | PLEXOS
LD04 | LD04 | FALSE | PLEXOS
LI111-1 | LI111-1 | FALSE | PLEXOS
LI112-2 | LI112-2 | FALSE | PLEXOS
LI113-3 | LI113-3 | FALSE | PLEXOS
LK_ECHO | LK_ECHO | FALSE | PLEXOS
LKBONNY1 | LKBONNY1 | FALSE | PLEXOS
LKBONNY2 | LKBONNY2 | FALSE | PLEXOS
LKBONNY3 | LKBONNY3 | FALSE | PLEXOS
LM111-1 | LM111-1 | FALSE | PLEXOS
LOYYB1 | LOYYB1 | FALSE | PLEXOS
LOYYB2 | LOYYB2 | FALSE | PLEXOS
LV CCGT | LV CCGT | TRUE | PLEXOS
LV CCGT CCS | LV CCGT CCS | TRUE | PLEXOS
LV Coal SC | LV Coal SC | TRUE | Potential New Entry
LV Coal SC CCS | LV Coal SC CCS | TRUE | Potential New Entry
LV Geothermal | LV Geothermal | TRUE | Potential New Entry
LV Geothermal EGS | LV Geothermal EGS | TRUE | Potential New Entry
LV Geothermal HSA | LV Geothermal HSA | TRUE | Potential New Entry
LV OCGT | LV OCGT | TRUE | PLEXOS
LYA1 | LYA1 | FALSE | PLEXOS
LYA2 | LYA2 | FALSE | PLEXOS
LYA3 | LYA3 | FALSE | PLEXOS
LYA4 | LYA4 | FALSE | PLEXOS
MACARTH1 | MACARTH1 | FALSE | PLEXOS
MACKAYGT | MACKAYGT | FALSE | PLEXOS
MACKNTSH | MACKNTSH | FALSE | PLEXOS
MCKAY11 | MCKAY11 | FALSE | PLEXOS
MCKAY12 | MCKAY12 | FALSE | PLEXOS
MCKAY13 | MCKAY13 | FALSE | PLEXOS
MCKAY14 | MCKAY14 | FALSE | PLEXOS
MCKAY15 | MCKAY15 | FALSE | PLEXOS
MCKAY16 | MCKAY16 | FALSE | PLEXOS
MEADOWBK | MEADOWBK | FALSE | PLEXOS
MEL OCGT | MEL OCGT | TRUE | PLEXOS
MERCER1 | MERCER1 | FALSE | PLEXOS
MINTARO | MINTARO | FALSE | PLEXOS
MNS Belalie_WIND | MNS Belalie_WIND | TRUE | PLEXOS
MNS Blyth_WIND | MNS Blyth_WIND | TRUE | PLEXOS
MNS Brinkworth275_WIND | MNS Brinkworth275_WIND | TRUE | Potential New Entry
MNS Bungama_WIND | MNS Bungama_WIND | TRUE | PLEXOS
MNS Canowie_WIND | MNS Canowie_WIND | TRUE | PLEXOS
MNS Glenriver_WIND | MNS Glenriver_WIND | TRUE | PLEXOS
MNS Mokota_WIND | MNS Mokota_WIND | TRUE | PLEXOS
MNS Robertstown_WIND | MNS Robertstown_WIND | TRUE | PLEXOS
MNS Tungkillo_WIND | MNS Tungkillo_WIND | TRUE | PLEXOS
MOR1 | MOR1 | FALSE | PLEXOS
MOR2 | MOR2 | FALSE | PLEXOS
MOR3 | MOR3 | FALSE | PLEXOS
Moree Solar | Moree Solar | TRUE | PLEXOS
MORTLK11 | MORTLK11 | FALSE | PLEXOS
MORTLK12 | MORTLK12 | FALSE | PLEXOS
MP1 | MP1 | FALSE | PLEXOS
MP2 | MP2 | FALSE | PLEXOS
MPP_1 | MPP_1 | FALSE | PLEXOS
MPP_2 | MPP_2 | FALSE | PLEXOS
MRN Bannaby_WIND | MRN Bannaby_WIND | TRUE | PLEXOS
MRN Yass_WIND | MRN Yass_WIND | TRUE | PLEXOS
MSTUART1 | MSTUART1 | FALSE | PLEXOS
MSTUART2 | MSTUART2 | FALSE | PLEXOS
MSTUART3 | MSTUART3 | FALSE | PLEXOS
MTMILLAR | MTMILLAR | FALSE | PLEXOS
MUN Deniliquin_WIND | MUN Deniliquin_WIND | TRUE | PLEXOS
MUN Jindera_WIND | MUN Jindera_WIND | TRUE | PLEXOS
MURRAWURRAWF | MURRAWURRAWF | TRUE | Potential New Entry
MURRAY01 | MURRAY01 | FALSE | PLEXOS
MURRAY02 | MURRAY02 | FALSE | PLEXOS
MURRAY03 | MURRAY03 | FALSE | PLEXOS
MURRAY04 | MURRAY04 | FALSE | PLEXOS
MURRAY05 | MURRAY05 | FALSE | PLEXOS
MURRAY06 | MURRAY06 | FALSE | PLEXOS
MURRAY07 | MURRAY07 | FALSE | PLEXOS
MURRAY08 | MURRAY08 | FALSE | PLEXOS
MURRAY09 | MURRAY09 | FALSE | PLEXOS
MURRAY10 | MURRAY10 | FALSE | PLEXOS
MURRAY11 | MURRAY11 | FALSE | PLEXOS
MURRAY12 | MURRAY12 | FALSE | PLEXOS
MURRAY13 | MURRAY13 | FALSE | PLEXOS
MURRAY14 | MURRAY14 | FALSE | PLEXOS
MUSSELR1 | MUSSELR1 | FALSE | PLEXOS
NBHWF1 | NBHWF1 | FALSE | PLEXOS
NCEN Biomass | NCEN Biomass | TRUE | PLEXOS
NCEN CCGT | NCEN CCGT | TRUE | PLEXOS
NCEN CCGT CCS | NCEN CCGT CCS | TRUE | Potential New Entry
NCEN Geothermal EGS | NCEN Geothermal EGS | TRUE | Potential New Entry
NCEN Geothermal HSA | NCEN Geothermal HSA | TRUE | Potential New Entry
NCEN ISCC | NCEN ISCC | TRUE | Potential New Entry
NCEN OCGT | NCEN OCGT | TRUE | PLEXOS
NCEN Solar PV DAT | NCEN Solar PV DAT | TRUE | PLEXOS
NCEN Solar PV DAT (SFP) | NCEN Solar PV DAT (SFP) | TRUE | Solar
NCEN Solar PV FFP | NCEN Solar PV FFP | TRUE | PLEXOS
NCEN Solar PV FFP (SFP) | NCEN Solar PV FFP (SFP) | TRUE | Solar
NCEN Solar PV SAT | NCEN Solar PV SAT | TRUE | PLEXOS
NCEN Solar PV SAT (SFP) | NCEN Solar PV SAT (SFP) | TRUE | Solar
NCEN Solar Thermal CLF | NCEN Solar Thermal CLF | TRUE | PLEXOS
NCEN Solar Thermal CLF (SFP) | NCEN Solar Thermal CLF (SFP) | TRUE | Solar
NCEN Solar Thermal CR WS | NCEN Solar Thermal CR WS | TRUE | PLEXOS
NCEN Solar Thermal CR WS (SFP) | NCEN Solar Thermal CR WS (SFP) | TRUE | Solar
NCEN Solar Thermal PT WS | NCEN Solar Thermal PT WS | TRUE | PLEXOS
NCEN Solar Thermal PT WS (SFP) | NCEN Solar Thermal PT WS (SFP) | TRUE | Solar
NEN Armidale_WIND | NEN Armidale_WIND | TRUE | PLEXOS
NET George Town_WIND | NET George Town_WIND | TRUE | PLEXOS
NKHN | NKHN | FALSE | PLEXOS USE Dummy
NNS Biomass | NNS Biomass | TRUE | PLEXOS
NNS CCGT | NNS CCGT | TRUE | Potential New Entry
NNS CCGT CCS | NNS CCGT CCS | TRUE | Potential New Entry
NNS Coal SC | NNS Coal SC | TRUE | Potential New Entry
NNS Coal SC CCS | NNS Coal SC CCS | TRUE | Potential New Entry
NNS OCGT | NNS OCGT | TRUE | Potential New Entry
NNS Solar PV DAT | NNS Solar PV DAT | TRUE | PLEXOS
NNS Solar PV DAT (SFP) | NNS Solar PV DAT (SFP) | TRUE | Solar
NNS Solar PV FFP | NNS Solar PV FFP | TRUE | PLEXOS
NNS Solar PV FFP (SFP) | NNS Solar PV FFP (SFP) | TRUE | Solar
NNS Solar PV SAT | NNS Solar PV SAT | TRUE | PLEXOS
NNS Solar PV SAT (SFP) | NNS Solar PV SAT (SFP) | TRUE | Solar
NNS Solar Thermal CLF | NNS Solar Thermal CLF | TRUE | PLEXOS
NNS Solar Thermal CLF (SFP) | NNS Solar Thermal CLF (SFP) | TRUE | Solar
NNS Solar Thermal CR WS | NNS Solar Thermal CR WS | TRUE | PLEXOS
NNS Solar Thermal CR WS (SFP) | NNS Solar Thermal CR WS (SFP) | TRUE | Solar
NNS Solar Thermal PT WS | NNS Solar Thermal PT WS | TRUE | PLEXOS
NNS Solar Thermal PT WS (SFP) | NNS Solar Thermal PT WS (SFP) | TRUE | Solar
NPS | NPS | FALSE | PLEXOS
NPS1 | NPS1 | FALSE | PLEXOS
NPS2 | NPS2 | FALSE | PLEXOS
NQ Biomass | NQ Biomass | TRUE | PLEXOS
NQ CCGT | NQ CCGT | TRUE | PLEXOS
NQ CCGT CCS | NQ CCGT CCS | TRUE | Potential New Entry
NQ Coal SC | NQ Coal SC | TRUE | Potential New Entry
NQ Coal SC CCS | NQ Coal SC CCS | TRUE | Potential New Entry
NQ Geothermal | NQ Geothermal | TRUE | Potential New Entry
NQ Geothermal EGS | NQ Geothermal EGS | TRUE | Potential New Entry
NQ Geothermal HSA | NQ Geothermal HSA | TRUE | Potential New Entry
NQ ISCC | NQ ISCC | TRUE | Potential New Entry
NQ OCGT | NQ OCGT | TRUE | PLEXOS
NQ Pumped Hydro | NQ Pumped Hydro | TRUE | Pumped Hydro
NQ Solar PV DAT | NQ Solar PV DAT | TRUE | PLEXOS
NQ Solar PV DAT (SFP) | NQ Solar PV DAT (SFP) | TRUE | Solar
NQ Solar PV FFP | NQ Solar PV FFP | TRUE | PLEXOS
NQ Solar PV FFP (SFP) | NQ Solar PV FFP (SFP) | TRUE | Solar
NQ Solar PV SAT | NQ Solar PV SAT | TRUE | PLEXOS
NQ Solar PV SAT (SFP) | NQ Solar PV SAT (SFP) | TRUE | Solar
NQ Solar Thermal CLF | NQ Solar Thermal CLF | TRUE | PLEXOS
NQ Solar Thermal CLF (SFP) | NQ Solar Thermal CLF (SFP) | TRUE | Solar
NQ Solar Thermal CR WS | NQ Solar Thermal CR WS | TRUE | PLEXOS
NQ Solar Thermal CR WS (SFP) | NQ Solar Thermal CR WS (SFP) | TRUE | Solar
NQ Solar Thermal PT WS | NQ Solar Thermal PT WS | TRUE | PLEXOS
NQ Solar Thermal PT WS (SFP) | NQ Solar Thermal PT WS (SFP) | TRUE | Solar
NSA Geothermal EGS | NSA Geothermal EGS | TRUE | Potential New Entry
NSA Geothermal HSA | NSA Geothermal HSA | TRUE | Potential New Entry
NSA ISCC | NSA ISCC | TRUE | Potential New Entry
NSA OCGT | NSA OCGT | TRUE | PLEXOS
NSA Solar PV DAT | NSA Solar PV DAT | TRUE | PLEXOS
NSA Solar PV DAT (SFP) | NSA Solar PV DAT (SFP) | TRUE | Solar
NSA Solar PV FFP | NSA Solar PV FFP | TRUE | PLEXOS
NSA Solar PV FFP (SFP) | NSA Solar PV FFP (SFP) | TRUE | Solar
NSA Solar PV SAT | NSA Solar PV SAT | TRUE | PLEXOS
NSA Solar PV SAT (SFP) | NSA Solar PV SAT (SFP) | TRUE | Solar
NSA Solar Thermal CLF | NSA Solar Thermal CLF | TRUE | PLEXOS
NSA Solar Thermal CLF (SFP) | NSA Solar Thermal CLF (SFP) | TRUE | Solar
NSA Solar Thermal CR WS | NSA Solar Thermal CR WS | TRUE | PLEXOS
NSA Solar Thermal CR WS (SFP) | NSA Solar Thermal CR WS (SFP) | TRUE | Solar
NSA Solar Thermal PT WS | NSA Solar Thermal PT WS | TRUE | PLEXOS
NSA Solar Thermal PT WS (SFP) | NSA Solar Thermal PT WS (SFP) | TRUE | Solar
NVIC Biomass | NVIC Biomass | TRUE | PLEXOS
NVIC ISCC | NVIC ISCC | TRUE | Potential New Entry
NVIC OCGT | NVIC OCGT | TRUE | PLEXOS
NVIC Pumped Hydro | NVIC Pumped Hydro | TRUE | Pumped Hydro
NWT Burnie_WIND | NWT Burnie_WIND | TRUE | PLEXOS
NWV Ballarat_WIND | NWV Ballarat_WIND | TRUE | PLEXOS
NWV Bendigo_WIND | NWV Bendigo_WIND | TRUE | PLEXOS
NWV Geelong_WIND | NWV Geelong_WIND | TRUE | PLEXOS
NWV Horsham_WIND | NWV Horsham_WIND | TRUE | PLEXOS
Nyngan | Nyngan | TRUE | PLEXOS
OAKEY1 | OAKEY1 | FALSE | PLEXOS
OAKEY2 | OAKEY2 | FALSE | PLEXOS
OAKLAND1 | OAKLAND1 | FALSE | PLEXOS
OsborneGT | OsborneGT | FALSE | PLEXOS
OsborneST | OsborneST | FALSE | PLEXOS
PLAYB-AG1 | PLAYB-AG1 | FALSE | PLEXOS
PLAYB-AG2 | PLAYB-AG2 | FALSE | PLEXOS
PLAYB-AG3 | PLAYB-AG3 | FALSE | PLEXOS
PLAYB-AG4 | PLAYB-AG4 | FALSE | PLEXOS
PO161-1 | PO161-1 | FALSE | PLEXOS
PO162-2 | PO162-2 | FALSE | PLEXOS
PO163-3 | PO163-3 | FALSE | PLEXOS
PO164-4 | PO164-4 | FALSE | PLEXOS
PO165-5 | PO165-5 | FALSE | PLEXOS
PO166-6 | PO166-6 | FALSE | PLEXOS
POR01-1 | POR01-1 | FALSE | PLEXOS
POR01-2 | POR01-2 | FALSE | PLEXOS
POR01-3 | POR01-3 | FALSE | PLEXOS
Portland 2 | Portland 2 | FALSE | PLEXOS
Portland 3 | Portland 3 | FALSE | PLEXOS
Portland 4 | Portland 4 | FALSE | PLEXOS
PPCCGTGT1 | PPCCGTGT1 | FALSE | PLEXOS
PPCCGTGT2 | PPCCGTGT2 | FALSE | PLEXOS
PPCCGTST | PPCCGTST | FALSE | PLEXOS
QPS1 | QPS1 | FALSE | PLEXOS
QPS2 | QPS2 | FALSE | PLEXOS
QPS3 | QPS3 | FALSE | PLEXOS
QPS4 | QPS4 | FALSE | PLEXOS
QPS5 | QPS5 | FALSE | PLEXOS
REDBANK1 | REDBANK1 | FALSE | PLEXOS
REECE1 | REECE1 | FALSE | PLEXOS
REECE2 | REECE2 | FALSE | PLEXOS
ROMA_7 | ROMA_7 | FALSE | PLEXOS
ROMA_8 | ROMA_8 | FALSE | PLEXOS
SEN Cooma_WIND | SEN Cooma_WIND | TRUE | PLEXOS
SEQ CCGT | SEQ CCGT | TRUE | PLEXOS
SEQ CCGT CCS | SEQ CCGT CCS | TRUE | Potential New Entry
SEQ Coal SC | SEQ Coal SC | TRUE | Potential New Entry
SEQ Coal SC CCS | SEQ Coal SC CCS | TRUE | Potential New Entry
SEQ OCGT | SEQ OCGT | TRUE | PLEXOS
SEQ Pumped Hydro | SEQ Pumped Hydro | TRUE | Pumped Hydro
SEQ Solar PV DAT | SEQ Solar PV DAT | TRUE | PLEXOS
SEQ Solar PV DAT (SFP) | SEQ Solar PV DAT (SFP) | TRUE | Solar
SEQ Solar PV FFP | SEQ Solar PV FFP | TRUE | PLEXOS
SEQ Solar PV FFP (SFP) | SEQ Solar PV FFP (SFP) | TRUE | Solar
SEQ Solar PV SAT | SEQ Solar PV SAT | TRUE | PLEXOS
SEQ Solar PV SAT (SFP) | SEQ Solar PV SAT (SFP) | TRUE | Solar
SEQ Solar Thermal CLF | SEQ Solar Thermal CLF | TRUE | PLEXOS
SEQ Solar Thermal CLF (SFP) | SEQ Solar Thermal CLF (SFP) | TRUE | Solar
SEQ Solar Thermal CR WS | SEQ Solar Thermal CR WS | TRUE | PLEXOS
SEQ Solar Thermal CR WS (SFP) | SEQ Solar Thermal CR WS (SFP) | TRUE | Solar
SEQ Solar Thermal PT WS | SEQ Solar Thermal PT WS | TRUE | PLEXOS
SEQ Solar Thermal PT WS (SFP) | SEQ Solar Thermal PT WS (SFP) | TRUE | Solar
SESA Biomass | SESA Biomass | TRUE | PLEXOS
SESA CCGT | SESA CCGT | TRUE | PLEXOS
SESA OCGT | SESA OCGT | TRUE | PLEXOS
SESA Wave/Ocean | SESA Wave/Ocean | TRUE | Potential New Entry
SEV Morwell_WIND | SEV Morwell_WIND | TRUE | PLEXOS
SHGEN01 | SHGEN01 | FALSE | PLEXOS
SHGEN02 | SHGEN02 | FALSE | PLEXOS
SHGEN03 | SHGEN03 | FALSE | PLEXOS
SHGEN04 | SHGEN04 | FALSE | PLEXOS
SITHE01 | SITHE01 | FALSE | PLEXOS
SITHE02 | SITHE02 | FALSE | PLEXOS
SITHE03 | SITHE03 | FALSE | PLEXOS
SITHE04 | SITHE04 | FALSE | PLEXOS
SNOWNTH1 | SNOWNTH1 | FALSE | PLEXOS
SNOWSTH1 | SNOWSTH1 | FALSE | PLEXOS
SNOWTWN1 | SNOWTWN1 | FALSE | PLEXOS
SNUG1 | SNUG1 | FALSE | PLEXOS
SNUG2 | SNUG2 | FALSE | PLEXOS
SNUG3 | SNUG3 | FALSE | PLEXOS
ST Chapel Street_WIND | ST Chapel Street_WIND | TRUE | PLEXOS
ST Waddamana_WIND | ST Waddamana_WIND | TRUE | PLEXOS
STAN-1 | STAN-1 | FALSE | PLEXOS
STAN-2 | STAN-2 | FALSE | PLEXOS
STAN-3 | STAN-3 | FALSE | PLEXOS
STAN-4 | STAN-4 | FALSE | PLEXOS
STARHLWF | STARHLWF | FALSE | PLEXOS
SWAN_E | SWAN_E | FALSE | PLEXOS
SWNSW OCGT | SWNSW OCGT | TRUE | Potential New Entry
SWQ Blackstone_WIND | SWQ Blackstone_WIND | TRUE | PLEXOS
SWQ Blackwall_WIND | SWQ Blackwall_WIND | TRUE | PLEXOS
SWQ CCGT | SWQ CCGT | TRUE | PLEXOS
SWQ CCGT CCS | SWQ CCGT CCS | TRUE | Potential New Entry
SWQ Coal SC | SWQ Coal SC | TRUE | Potential New Entry
SWQ Coal SC CCS | SWQ Coal SC CCS | TRUE | Potential New Entry
SWQ Geothermal | SWQ Geothermal | TRUE | Potential New Entry
SWQ Geothermal EGS | SWQ Geothermal EGS | TRUE | Potential New Entry
SWQ Geothermal HSA | SWQ Geothermal HSA | TRUE | Potential New Entry
SWQ ISCC | SWQ ISCC | TRUE | Potential New Entry
SWQ OCGT | SWQ OCGT | TRUE | PLEXOS
SWQ Pumped Hydro | SWQ Pumped Hydro | TRUE | Pumped Hydro
SWQ Solar PV DAT | SWQ Solar PV DAT | TRUE | PLEXOS
SWQ Solar PV DAT (SFP) | SWQ Solar PV DAT (SFP) | TRUE | Solar
SWQ Solar PV FFP | SWQ Solar PV FFP | TRUE | PLEXOS
SWQ Solar PV FFP (SFP) | SWQ Solar PV FFP (SFP) | TRUE | Solar
SWQ Solar PV SAT | SWQ Solar PV SAT | TRUE | PLEXOS
SWQ Solar PV SAT (SFP) | SWQ Solar PV SAT (SFP) | TRUE | Solar
SWQ Solar Thermal CLF | SWQ Solar Thermal CLF | TRUE | PLEXOS
SWQ Solar Thermal CLF (SFP) | SWQ Solar Thermal CLF (SFP) | TRUE | Solar
SWQ Solar Thermal CR WS | SWQ Solar Thermal CR WS | TRUE | PLEXOS
SWQ Solar Thermal CR WS (SFP) | SWQ Solar Thermal CR WS (SFP) | TRUE | Solar
SWQ Solar Thermal PT WS | SWQ Solar Thermal PT WS | TRUE | PLEXOS
SWQ Solar Thermal PT WS (SFP) | SWQ Solar Thermal PT WS (SFP) | TRUE | Solar
SWV Terang_WIND | SWV Terang_WIND | TRUE | PLEXOS
TA111-1 | TA111-1 | FALSE | PLEXOS
TA111-2 | TA111-2 | FALSE | PLEXOS
TA111-3 | TA111-3 | FALSE | PLEXOS
TA112-4 | TA112-4 | FALSE | PLEXOS
TA112-5 | TA112-5 | FALSE | PLEXOS
TA112-6 | TA112-6 | FALSE | PLEXOS
TALWA1 | TALWA1 | FALSE | PLEXOS
Taralga Wind Farm | Taralga Wind Farm | FALSE | PLEXOS
TARONG#1 | TARONG#1 | FALSE | PLEXOS
TARONG#2 | TARONG#2 | FALSE | PLEXOS
TARONG#3 | TARONG#3 | FALSE | PLEXOS
TARONG#4 | TARONG#4 | FALSE | PLEXOS
TAS Biomass | TAS Biomass | TRUE | PLEXOS
TAS CCGT | TAS CCGT | TRUE | Potential New Entry
TAS OCGT | TAS OCGT | TRUE | PLEXOS
TAS Pumped Hydro | TAS Pumped Hydro | TRUE | Pumped Hydro
TAS Wave/Ocean | TAS Wave/Ocean | TRUE | Potential New Entry
TNPS1 | TNPS1 | FALSE | PLEXOS
TORRA1 | TORRA1 | FALSE | PLEXOS
TORRA2 | TORRA2 | FALSE | PLEXOS
TORRA3 | TORRA3 | FALSE | PLEXOS
TORRA4 | TORRA4 | FALSE | PLEXOS
TORRB1 | TORRB1 | FALSE | PLEXOS
TORRB2 | TORRB2 | FALSE | PLEXOS
TORRB3 | TORRB3 | FALSE | PLEXOS
TORRB4 | TORRB4 | FALSE | PLEXOS
TR111-1 | TR111-1 | FALSE | PLEXOS
TR111-2 | TR111-2 | FALSE | PLEXOS
TR112-3 | TR112-3 | FALSE | PLEXOS
TR112-4 | TR112-4 | FALSE | PLEXOS
TRIBUTE | TRIBUTE | FALSE | PLEXOS
TU111-1 | TU111-1 | FALSE | PLEXOS
TU112-2 | TU112-2 | FALSE | PLEXOS
TU113-3 | TU113-3 | FALSE | PLEXOS
TU114-4 | TU114-4 | FALSE | PLEXOS
TU115-5 | TU115-5 | FALSE | PLEXOS
TUMUT1_01 | TUMUT1_01 | FALSE | PLEXOS
TUMUT1_02 | TUMUT1_02 | FALSE | PLEXOS
TUMUT1_03 | TUMUT1_03 | FALSE | PLEXOS
TUMUT1_04 | TUMUT1_04 | FALSE | PLEXOS
TUMUT2_01 | TUMUT2_01 | FALSE | PLEXOS
TUMUT2_02 | TUMUT2_02 | FALSE | PLEXOS
TUMUT2_03 | TUMUT2_03 | FALSE | PLEXOS
TUMUT2_04 | TUMUT2_04 | FALSE | PLEXOS
TUMUT3_01 | TUMUT3_01 | FALSE | PLEXOS
TUMUT3_02 | TUMUT3_02 | FALSE | PLEXOS
TUMUT3_03 | TUMUT3_03 | FALSE | PLEXOS
TUMUT3_04 | TUMUT3_04 | FALSE | PLEXOS
TUMUT3_05 | TUMUT3_05 | FALSE | PLEXOS
TUMUT3_06 | TUMUT3_06 | FALSE | PLEXOS
TVCC201 | TVCC201 | FALSE | PLEXOS
TVPP104 | TVPP104 | FALSE | PLEXOS
URANQ11 | URANQ11 | FALSE | PLEXOS
URANQ12 | URANQ12 | FALSE | PLEXOS
URANQ13 | URANQ13 | FALSE | PLEXOS
URANQ14 | URANQ14 | FALSE | PLEXOS
VAPD | VAPD | FALSE | PLEXOS USE Dummy
VATSB | VATSB | FALSE | PLEXOS USE Dummy
VATSW | VATSW | FALSE | PLEXOS USE Dummy
VBAT | VBAT | FALSE | PLEXOS USE Dummy
VBE2 | VBE2 | FALSE | PLEXOS USE Dummy
VBE6 | VBE6 | FALSE | PLEXOS USE Dummy
VBL2 | VBL2 | FALSE | PLEXOS USE Dummy
VBL6 | VBL6 | FALSE | PLEXOS USE Dummy
VBT2 | VBT2 | FALSE | PLEXOS USE Dummy
VBT6 | VBT6 | FALSE | PLEXOS USE Dummy
VCBT | VCBT | FALSE | PLEXOS USE Dummy
VER2 | VER2 | FALSE | PLEXOS USE Dummy
VFB2 | VFB2 | FALSE | PLEXOS USE Dummy
VFVT | VFVT | FALSE | PLEXOS USE Dummy
VGNT | VGNT | FALSE | PLEXOS USE Dummy
VGT6 | VGT6 | FALSE | PLEXOS USE Dummy
VHOT | VHOT | FALSE | PLEXOS USE Dummy
VHTS | VHTS | FALSE | PLEXOS USE Dummy
VHY2 | VHY2 | FALSE | PLEXOS USE Dummy
VJLA | VJLA | FALSE | PLEXOS USE Dummy
VKG2 | VKG2 | FALSE | PLEXOS USE Dummy
VKG6 | VKG6 | FALSE | PLEXOS USE Dummy
VKT2 | VKT2 | FALSE | PLEXOS USE Dummy
VMBT | VMBT | FALSE | PLEXOS USE Dummy
VMT2 | VMT2 | FALSE | PLEXOS USE Dummy
VMT6 | VMT6 | FALSE | PLEXOS USE Dummy
VMWT | VMWT | FALSE | PLEXOS USE Dummy
VP5 | VP5 | FALSE | PLEXOS
VP6 | VP6 | FALSE | PLEXOS
VPGS1 | VPGS1 | FALSE | PLEXOS
VPGS2 | VPGS2 | FALSE | PLEXOS
VPGS3 | VPGS3 | FALSE | PLEXOS
VPGS4 | VPGS4 | FALSE | PLEXOS
VPGS5 | VPGS5 | FALSE | PLEXOS
VPGS6 | VPGS6 | FALSE | PLEXOS
VPTH | VPTH | FALSE | PLEXOS USE Dummy
VRC2 | VRC2 | FALSE | PLEXOS USE Dummy
VRC6 | VRC6 | FALSE | PLEXOS USE Dummy
VRT2 | VRT2 | FALSE | PLEXOS USE Dummy
VRT6 | VRT6 | FALSE | PLEXOS USE Dummy
VRW2 | VRW2 | FALSE | PLEXOS USE Dummy
VRW6 | VRW6 | FALSE | PLEXOS USE Dummy
VSHT | VSHT | FALSE | PLEXOS USE Dummy
VSM6 | VSM6 | FALSE | PLEXOS USE Dummy
VSV2 | VSV2 | FALSE | PLEXOS USE Dummy
VT12 | VT12 | FALSE | PLEXOS USE Dummy
VT34 | VT34 | FALSE | PLEXOS USE Dummy
VTBT | VTBT | FALSE | PLEXOS USE Dummy
VTGT | VTGT | FALSE | PLEXOS USE Dummy
VTS2 | VTS2 | FALSE | PLEXOS USE Dummy
VWE6 | VWE6 | FALSE | PLEXOS USE Dummy
VWM2 | VWM2 | FALSE | PLEXOS USE Dummy
VWM6 | VWM6 | FALSE | PLEXOS USE Dummy
VWO2 | VWO2 | FALSE | PLEXOS USE Dummy
VWO6 | VWO6 | FALSE | PLEXOS USE Dummy
VYP1 | VYP1 | FALSE | PLEXOS USE Dummy
W/HOE#1 | W/HOE#1 | FALSE | PLEXOS
W/HOE#2 | W/HOE#2 | FALSE | PLEXOS
WATERLWF | WATERLWF | FALSE | PLEXOS
WAUBRAWF | WAUBRAWF | FALSE | PLEXOS
WCS Cultana_WIND | WCS Cultana_WIND | TRUE | PLEXOS
WCS Lincoln Gap_WIND | WCS Lincoln Gap_WIND | TRUE | PLEXOS
WCT Farrell _WIND | WCT Farrell _WIND | TRUE | PLEXOS
WEN Wallerawang_WIND | WEN Wallerawang_WIND | TRUE | PLEXOS
WI111-1 | WI111-1 | FALSE | PLEXOS
WKIEWA1 | WKIEWA1 | FALSE | PLEXOS
WKIEWA2 | WKIEWA2 | FALSE | PLEXOS
WOODLWN1 | WOODLWN1 | FALSE | PLEXOS
WOOLNTH1 | WOOLNTH1 | FALSE | PLEXOS
WPWF | WPWF | FALSE | PLEXOS
WW7 | WW7 | FALSE | PLEXOS
WW8 | WW8 | FALSE | PLEXOS
WY111-1 | WY111-1 | FALSE | PLEXOS
WY111-2 | WY111-2 | FALSE | PLEXOS
WY111-3 | WY111-3 | FALSE | PLEXOS
YABULU | YABULU | FALSE | PLEXOS
YABULU2 | YABULU2 | FALSE | PLEXOS
YAMBUKWF | YAMBUKWF | FALSE | PLEXOS
YARWUN_1 | YARWUN_1 | FALSE | PLEXOS
YPS Para Garden West_WIND | YPS Para Garden West_WIND | TRUE | PLEXOS
YWPS1 | YWPS1 | FALSE | PLEXOS
YWPS2 | YWPS2 | FALSE | PLEXOS
YWPS3 | YWPS3 | FALSE | PLEXOS
YWPS4 | YWPS4 | FALSE | PLEXOS
PV NSW | PV NSW | Existing | New in PLEXOS
PV QLD | PV QLD | Existing | New in PLEXOS
PV SA | PV SA | Existing | New in PLEXOS
PV TAS | PV TAS | Existing | New in PLEXOS
PV VIC | PV VIC | Existing | New in PLEXOS

## Input Constraint (hidden)
| LHS Terms | [211 empty] | RHS Terms | [492 empty] | Violation Penalty Factor | Initial RHS | GENERAL COMMENTS
| Interconnector Terms | [5 empty] | Generation Terms | [205 empty] | Rating/Constant |  |  |  | Demand Terms | [76 empty] | Generation Terms | [390 empty] | Interconnector Terms | [18 empty] | Reserves
connection pt/unit | N-Q-MNSP1 | NSW1-QLD1 | T-V-MNSP1 | V-SA | V-S-MNSP1 | VIC1-NSW1 | Angaston | Anglesea | Bairnsdale | BARCALDN | Barron Gorge | Black Coal\Qld\MPP_1 | Black Coal\Qld\MPP_2 | Bastyan | Bayswater 1&2 | Bayswater 3&4 | Bell Bay Thermal + GTs | Bell Bay Cogen | Tamar Valley | NET 220 | BLOWRNG | Braemar | Cethana | Collinsville | Dartmouth | Devils Gate | Eildon | Eraring 1+2 | Eraring 3+4 | Fisher | Gladstone | Yarwun Cogen | GSTONE1 | GSTONE2 | Gladstone 1 and 2 | GSTONE3 | GSTONE4 | Gladstone 3 and 4 | Gladstone 5 and 6 | Gladstone1256 | Gordon | ST CHA 220 | ST CHA 110 | Guthega | Hallet | Hallet Wind Farm Stage 1 | Hazelwood 1,2 | Hazelwood 3,4,5 | Hazelwood 6 | Hazelwood 7,8 | HumeNSW | HumeVIC | Hunter Valley | JeeralangA | JeeralangB | John Butters | WCT 220 | WCT 110 | KareeyaAggreg | Kogan Creek | Braemar2+SpringGully | Ladbroke Grove | Lake Bonney Stage 2 | Lake Echo | ST WAD 110 | Laverton North | Liapootah-Wayatinah-Catagunya | ST LIA 220 | Liddell | Lower Tumut | Tumut 3_pump | Loy Yang A | Loy Yang B | Mackintosh | McKay_Creek | MACKAYGT | Meadowbank | Millmerran | Millmerran Unit 1 | Millmerran Unit 2 | Mintaro | Morwell 1,2,3 | Morwell 4,5 | MtPiper | MtStuart | MSTUART1 | MSTUART2 | Munmorah | Colongra GT | Murray | Newport | Northern | Oakey | Osbourne | Playford | NSA Geothermal New Entry | Poatina 1 & 2 | Poatina 3,4,5 & 6 | ST WAD 220 | Port Lincoln | Qld_Gen_combo | Quarrantine | REDBANK+NNS Geothermal New Entry | Reece | Roma | Condamine | Shoalhaven | Shoalhaven | Tallawarra | Snowtown | Snuggery | SNY New Entry | Somerton | Stanwell | SwanbankB | SwanbankE | Tarong North | TarongOnly | SWQ 275 | Tarraleah | Townsville | Trevallyn | NET 110 | Tribute | Tungatinah | Upper Tumut | Uranquinty | Vales Pt | Valley Power | Wallerawang | Wilmot / Lemonthyme | WKiewa | Wivenhoe | Yabulu | Yallourn 1 | Mortlake | Yallourn 2,3,4 | CAN New Entry | CQ New Entry | CVIC New Entry | LV New Entry others | HWPS replacement | YWPS replacement | MEL New Entry | CVIC GEO 3,4,5,6 | NCEN Coal New Entry | NCEN CCGT | NCEN OCGT Munmorah | NCEN OCGT Bayswater | NCEN OCGT Smithfield | NCEN OCGT Tallawarra | NCEN OCGT Eraring | NNS New Entry | NQ New Entry | NSA New Entry | NVIC New Entry | SESA New Entry | SEQ New Entry | SWNSW New Entry | SWQ New Entry | SWQ Gas New Entry | TAS New Entry | NEN 132 | NEN 330 | FWN BH 220 | FWN BUR 220 | SEN 132 | MUN 132 | HUN 330 | MRN 132 | MRN 330 | MUN 330 | WEN 330 | WEN 132 | FLS KI 33 | MNS BRT 132 | WCS CULT 275 | MNS ROB 275 | MNS ROB 132 | FLS MY 66 | MNS BRT 275 | MNS BGT 132 | Clements Gap | MNS BGT 275 | CS SE 132 | YPS DAL 132 | EPS YAD 132 | FLS VH 66 | CS SE 275 | EPS PTL 132 | FLS CJ 66 | CS SNUG 132 | YPS PV ARDW 132 | SEV HZ-ROW 220 | SEV YAL-ROW 220 | CS HY 500 | SWV MBL-HY 500 | CS MBL-HY 500 | CS HY-APD 500 | CS APD 500 | CS APD 220 | NWV RED 220 + CVIC Solar | NWV HOR 220 | Kerang | NWV BEN 220 | NWV BLR 220 | SWV TER 220 | NWV BLR-BEN 220 | NWV BLR-HOR 220 | SWV TER-BLR 220 | SWV TER-MBL 220 | Operator | Rating | Rating Type | Constant_ex RATING | Constant | QLD1 | NSW1 | NSW1 | SA1 | TAS1 | VIC1 | VIC1 | VIC1 | VIC1 | VIC1 | VIC1 | VIC1 | VIC1 | VIC1 | VIC1 | VIC1 | VIC1 | VIC1 | VIC1 | VIC1 | VIC1 | VIC1 | VIC1 | VIC1 | VIC1 | VIC1 | VIC1 | VIC1 | VIC1 | VIC1 | VIC1 | VIC1 | VIC1 | VIC1 | VIC1 | VIC1 | VIC1 | VIC1 | VIC1 | VIC1 | VIC1 | VIC1 | VIC1 | VIC1 | VIC1 | VIC1 | VIC1 | VIC1 | VIC1 | VIC1 | VIC1 | VIC1 | VIC1 | VIC1 | VIC1 | VIC1 | VIC1 | VIC1 | VIC1 | VIC1 | VIC1 | VIC1 | VIC1 | VIC1 | VIC1 | VIC1 | VIC1 | VIC1 | VIC1 | VIC1 | VIC1 | VIC1 | VIC1 | VIC1 | VIC1 | VIC1 | VIC1 | Angaston | Anglesea | Anglesea + CVIC New Entry | Bairnsdale | BARCALDN | BARCALDN | Barron Gorge | Natural gas\NSW\SITHE01 | Natural gas\NSW\SITHE02 | Natural gas\NSW\SITHE03 | Natural gas\NSW\SITHE04 | Brown Coal\Vic\HWPS1 | Brown Coal\Vic\HWPS2 | Brown Coal\Vic\HWPS3 | Brown Coal\Vic\HWPS4 | Brown Coal\Vic\HWPS5 | Brown Coal\Vic\HWPS6 | Brown Coal\Vic\HWPS7 | Brown Coal\Vic\HWPS8 | Brown Coal\Vic\LYA1 | Brown Coal\Vic\LYA2 | Brown Coal\Vic\LYA3 | Brown Coal\Vic\LYA4 | Brown Coal\Vic\MOR1 | Brown Coal\Vic\MOR1 | Brown Coal\Vic\MOR2 | Brown Coal\Vic\MOR3 | Brown Coal\Vic\YWPS1 | Brown Coal\Vic\YWPS2 | Brown Coal\Vic\YWPS3 | Brown Coal\Vic\YWPS4 | Bastyan | Bastyan | Bayswater 1&2 | Bayswater 3&4 | Bayswater + Liddell + NCEN Coal + NNS Coal + NNS CCGT New Entry | Bayswater + Liddell + NCEN Coal + NNS Coal + NNS CCGT New Entry | Bayswater + NCEN Coal New Entry | Bell Bay 1,2 | Bell Bay 1,2 | Bell Bay 3 | Bell Bay Thermal + GTs | Bell Bay Cogen | Tamar OCGT | Tamar CCGT | Tamar Valley | NET 220 | Blowering + SWNSW New Entry | BLOWRNG | Braemar | Braemar | Darling Downs CCGT | Darling Downs CCGT | Butlers Dummy | Callide Unit 3 | Callide Unit 3 | Callide Unit 3 | Callide Unit 4 | Callide Unit 4 | Callide Unit 4 | CallideA | CallideA | CallideB | CallideB&C | CallideC | CAN New Entry | CAN New Entry | Catagunya | Central+NorthQld | CentralQld | Cethana | Cethana | Cluny Dummy | Cluny Dummy | Collinsville | CVIC New Entry | Dartmouth | Devils Gate | Devils Gate | Dry Creek | Dry Creek | Eildon | Eildon | Eraring 1+2 | Eraring 1+2 | Eraring 3+4 | Eraring 3+4 | Fisher | Fisher | GladCalBCalPP | GladCalBCalPP | Gladstone | Yarwun Cogen | Yarwun Cogen | Gladstone + CQ Coal and CQ CCGT New Entry | Gladstone1256 | Gladstone34 | Gordon | Gordon | Gordon | Gordon | Gordon | Gordon | GSTONE1 | GSTONE2 | GSTONE3 | GSTONE4 | GSTONE5 | GSTONE6 | Guthega | Guthega | Hallet | Hallet Wind Farm Stage 1 | Hazelwood | HumeNSW | HumeVIC | Hunter Valley | Hunter Valley | Hydroelectric\NSW\SHGEN01 | Hydroelectric\NSW\SHGEN02 | Hydroelectric\NSW\SHGEN03 | Hydroelectric\NSW\SHGEN04 | Hydroelectric\Qld\W/HOE1 | Hydroelectric\Qld\W/HOE2 | Hydroelectric\Tas\GO181-1 | Hydroelectric\Vic\DARTM1 | JeeralangA | JeeralangA | JeeralangB | JeeralangB | John Butters | John Butters | WCT 110 | WCT 220 | KareeyaAggreg | Kogan Creek | Kogan Creek | Kogan Creek | Kogan Creek | Kogan Creek | Braemar2+SpringGully | Braemar2+SpringGully | Ladbroke Grove | Lake Bonney | Lake Bonney Stage 2 | Lake Echo | Laverton North | Laverton North | Liapootah | Liapootah | ST LIA 220 | Liddell | Liddell + NNS Coal and NNS CCGT New Entry | Loy Yang A | Loy Yang B | Loy Yang B + LV CCGT New Entry | MACKAYGT | Mackintosh | Mackintosh | McKay_Creek | Bogong | McKay_Creek | Meadowbank | Millmerran | Millmerran + SWQ Coal New Entry | Millmerran + SWQ Coal New Entry | Millmerran + SWQ Coal New Entry | Millmerran + SWQ Coal New Entry | Millmerran + SWQ Coal New Entry | Millmerran + SWQ Coal New Entry | Millmerran + SWQ Coal New Entry | Millmerran + SWQ Coal New Entry | Millmerran + SWQ Coal New Entry | Millmerran + SWQ Coal New Entry | Millmerran Unit 1 | Millmerran Unit 1 | Millmerran Unit 1 | Millmerran Unit 1 | Millmerran Unit 2 | Millmerran Unit 2 | Millmerran Unit 2 | Millmerran Unit 2 | Mintaro | Mintaro | Morwell | Mortlake | Mortlake | MtPiper | MtPiper | MtStuart | MSTUART1 | MSTUART2 | MSTUART3 | Munmorah | Munmorah + NCEN Gas New Entry | Colongra GT | Colongra GT | Murray | Murray + NVIC New Entry | NCEN Coal New Entry | NCEN CCGT | NCEN OCGT Munmorah | NCEN OCGT Bayswater | NCEN OCGT Eraring | NCEN OCGT Smithfield | NCEN OCGT Tallawarra | Newport | Newport | Northern | Northern + NSA New Entry | Oakey | Oakey | Osbourne | Paloona Dummy | Natural gas\Vic\BDL01 | Natural gas\Vic\BDL02 | Natural gas\Vic\VPGS1 | Natural gas\Vic\VPGS2 | Natural gas\Vic\VPGS3 | Natural gas\Vic\VPGS4 | Natural gas\Vic\VPGS5 | Natural gas\Vic\VPGS6 | Pelican Point | Playford | Playford | NSA Geothermal New Entry | NSA Geothermal New Entry | Poatina 1 & 2 | Poatina 1 & 2 | Poatina 3,4,5 & 6 | ST WAD 220 | Poatina 3,4,5 & 6 | Port Lincoln | Quarrantine | REDBANK1+NNS Geothermal New Entry | REDBANK+NNS Geothermal New Entry | Reece | Reece | Repulse Dummy | Roma | Condamine | Roma | Condamine | Rowallan Dummy | SA GEN Combo | Shoalhaven | Shoalhaven | Sithe | Snowtown | Snowy Combo | Snuggery | Somerton | Somerton | Stanwell | Stanwell | SwanbankB | SwanbankB 1&2 | SwanbankB 3&4 | SwanbankBE | SwanbankE | SwanbankE | SwanbankE + SEQ CCGT New Entry | SwanbankE + SEQ CCGT New Entry | SwanbankE + SEQ CCGT New Entry | SwanbankE + SEQ CCGT New Entry | SwanbankE + SEQ CCGT New Entry | SWQ Coal New Entry | Tallawarra | Tallawarra | Tarong North | Tarong North | Tarong North | Tarong North | Tarong North | TarongOnly | TarongOnly | SWQ 275 | Tarraleah | TAS New Entry | Torrens A | Torrens B + ADE New Entry | Townsville | Trevallyn | Trevallyn | NET 110 | Tribute | Tribute | Tumut 1 | Tumut 2 | Tumut 3 | Tumut 3 | Tumut 3 | Tumut 3_pump | Tungatinah | Upper Tumut | Uranquinty | Uranquinty | Vales Pt | Vales Pt | Valley Power | Wallerawang | WEN 330 | Wallerawang | Wayatinah | Wilmot | Lemonthyme | Wilmot / Lemonthyme | Wilmot / Lemonthyme | Wilmot / Lemonthyme | Wilmot / Lemonthyme | Wind - Canunda | Wind - Cathedral Rocks | Wind - Mt Millar | Wind -Wattle Point | Wind -Wattle Point | Wind -Wattle Point | WIND_Challicum | WIND_Challicum | Wivenhoe | Wivenhoe | Wivenhoe | Wivenhoe1 | Wivenhoe1 | Wivenhoe2 | Wivenhoe2 | WKiewa | WKiewa | Yallourn | Yallourn 2,3,4 | ADE New Entry | CAN New Entry | CQ New Entry | CVIC New Entry | LV New Entry others | HWPS replacement | YWPS replacement | MEL New Entry | MEL CCGT New Entry | CVIC GEO 3,4,5,6 | NNS New Entry | NQ New Entry | NSA New Entry | NVIC New Entry | SEQ New Entry | SESA New Entry | SWNSW New Entry | SWQ New Entry | TAS New Entry | FLS KI 33 | MNS BRT 132 | WCS CULT 275 | MNS ROB 275 | MNS ROB 132 | Capital Wind Farm | Starfish Hill | HUN 330 | MUN 330 | MNS BRT 275 | MNS BGT 132 | Clements Gap | MNS BGT 275 | CS SE 132 | YPS DAL 132 | EPS YAD 132 | FLS VH 66 | CS SE 275 | EPS PTL 132 | FLS CJ 66 | CS SNUG 132 | CS APD 220 | YPS PV ARDW 132 | NWV RED 220 + CVIC Solar | NWV HOR 220 | Kerang | NWV BEN 220 | NWV BLR 220 | NWV BLR-BEN 220 | NWV BLR-HOR 220 | SWV TER-BLR 220 | Waubra | SWV TER 220 | SWV MBL-HY 500 | SWV TER-MBL 220 | NWT 220 | Cullerin Range | MRN 330 | Repulse Dummy | Butlers Dummy | Rowallan Dummy | Paloona Dummy | Woolnorth Dummy | N-Q-MNSP1 | N-Q-MNSP1 | N-Q-MNSP1 | NSW1-QLD1 | T-V-MNSP1 | T-V-MNSP1 | T-V-MNSP1 | T-V-MNSP1 | T-V-MNSP1 | V-SA | V-SA | V-SA | V-SA | V-S-MNSP1 | V-S-MNSP1 | V-S-MNSP1 | V-S-MNSP1 | VIC1-NSW1 | VIC1-NSW1 | VIC | VIC | Penalty Factor | Initial RHS
Max Value of RHS terms | [7 empty] | 160 |  | 55 |  | 430 | 430 |  | 2760 | 2760 |  |  |  |  | 80 |  |  |  | 153 |  | 120 | 1320 | 1320 |  | 1680 | [19 empty] | 58 | 58 | [9 empty] | 74 |  |  |  | 342 |  |  | 2060 | [5 empty] | 150 |  |  | 860 | [5 empty] | 1320 |  |  |  | 600 |  |  | 510 |  | 320 | [9 empty] | 148 |  | 60 |  | 240 | 240 | [5 empty] | 1400 |  |  | 443 | 1400 | [9 empty] | 1320 |  | 1000 |  | 62 |  |  |  |  | 360 | 240 | 1680 |  |  |  |  | 860 | 860 | [14 empty] | 860 | 860 | [133 empty] | 157 | 160 |  | 55 | 55 | 60 | 38 | 38 | 38 | 46 | [12 empty] | 55 | 55 | 33 | 65 | 360 | 360 | 375 | 375 |  |  | 2800 | 2800 | [12 empty] | 80 | 80 | [7 empty] | 460 |  |  | 460 | 120 | 120 | 700 | 1620 | 700 | [9 empty] | 185 |  | 153 |  |  |  |  | 120 | 120 | 1320 | 1320 | 1320 | 1320 |  |  |  |  | 1680 |  |  | 1680 | [8 empty] | 280 | 280 | 280 | 280 | 280 | 280 | 60 | 60 |  |  |  | 58 | 58 | 51 | 51 | 40 | 40 | 80 | 80 |  |  |  | 153 | 232 | 232 | 255 | 255 |  |  |  |  | 88 | [11 empty] | 342 |  |  |  |  | 2060 |  |  |  |  | 33 |  |  | 150 |  | 150 |  | 863 | [13 empty] | 430 |  |  |  | 430 | [5 empty] | 1320 | 1320 | 294 |  |  |  | 600 |  |  |  | 1570 | [9 empty] | 510 |  | 530 | 320 | 320 | [22 empty] | 148 | 151 |  |  |  | 68.4 |  | 68.4 |  |  |  | 240 | 240 |  |  | 0 | 63 |  |  | 1400 | 1400 |  |  |  | 885 | 385 | 385 |  |  | 385 | [5 empty] | 443 |  |  | 450 |  | 1400 | 1400 | [5 empty] | 223 | [5 empty] | 329.6 | 286.4 | 1500 |  | 1500 | 600 |  |  |  |  | 1320 | 1320 |  | 1000 | 1000 | 1000 | [15 empty] | 500 | 500 |  | 250 | 250 | 250 | 250 | 62 | 62 | 360 | [9 empty] | 510 |  |  |  |  | 1570 | 885 |  | 80
PROPHET | [218 empty] | PROPHET |  |  |  | PROPHET | PROPHET | PROPHET | PROPHET | PROPHET | PROPHET | PROPHET | PROPHET | PROPHET | PROPHET | PROPHET | PROPHET | PROPHET | PROPHET | PROPHET | PROPHET | PROPHET | PROPHET | PROPHET | PROPHET | PROPHET | PROPHET | PROPHET | PROPHET | PROPHET | PROPHET | PROPHET | PROPHET | PROPHET | PROPHET | PROPHET | PROPHET | PROPHET | PROPHET | PROPHET | PROPHET | PROPHET | PROPHET | PROPHET | PROPHET | PROPHET | PROPHET | PROPHET | PROPHET | PROPHET | PROPHET | PROPHET | PROPHET | PROPHET | PROPHET | PROPHET | PROPHET | PROPHET | PROPHET | PROPHET | PROPHET | PROPHET | PROPHET | PROPHET | PROPHET | PROPHET | PROPHET | PROPHET | PROPHET | PROPHET | PROPHET | PROPHET | PROPHET | PROPHET | PROPHET | PROPHET |  |  | PROPHET |  |  | PROPHET |  | PROPHET | PROPHET | PROPHET | PROPHET | PROPHET | PROPHET | PROPHET | PROPHET | PROPHET | PROPHET | PROPHET | PROPHET | PROPHET | PROPHET | PROPHET | PROPHET |  | PROPHET | PROPHET | PROPHET | PROPHET | PROPHET | PROPHET | PROPHET | PROPHET | PROPHET |  |  | PROPHET | PROPHET | PROPHET | PROPHET | PROPHET | PROPHET |  |  | PROPHET | PROPHET |  |  | PROPHET |  |  | PROPHET |  |  |  | PROPHET | PROPHET |  | PROPHET | PROPHET |  |  | PROPHET | PROPHET |  | PROPHET |  | PROPHET | PROPHET |  |  | PROPHET | PROPHET |  | PROPHET |  |  |  | PROPHET | PROPHET | PROPHET |  |  | PROPHET |  | PROPHET |  | PROPHET | PROPHET | PROPHET | PROPHET | PROPHET |  |  | PROPHET | PROPHET | PROPHET | PROPHET | PROPHET | PROPHET | PROPHET | PROPHET | PROPHET | PROPHET | [6 empty] | PROPHET | [7 empty] | PROPHET | PROPHET | PROPHET | PROPHET | PROPHET | PROPHET | PROPHET | PROPHET | PROPHET | PROPHET |  | PROPHET |  | PROPHET | PROPHET | PROPHET | PROPHET |  |  | PROPHET | PROPHET | PROPHET | PROPHET |  | PROPHET |  |  |  | PROPHET |  | PROPHET | PROPHET | PROPHET | PROPHET |  | PROPHET |  |  | PROPHET |  | PROPHET | PROPHET |  |  | PROPHET | PROPHET |  | PROPHET | PROPHET | PROPHET | PROPHET | PROPHET | PROPHET | PROPHET | PROPHET | PROPHET | PROPHET | PROPHET | PROPHET | PROPHET |  | PROPHET | PROPHET | PROPHET |  | PROPHET |  |  |  | PROPHET |  | PROPHET | [5 empty] | PROPHET |  | PROPHET |  | PROPHET | PROPHET | PROPHET | PROPHET | PROPHET | PROPHET | PROPHET | PROPHET |  | PROPHET |  | PROPHET |  | PROPHET |  |  | PROPHET | PROPHET | PROPHET | PROPHET | PROPHET | PROPHET | PROPHET | PROPHET |  | PROPHET |  |  |  | PROPHET | PROPHET |  |  | PROPHET |  |  |  | PROPHET | PROPHET | PROPHET |  |  |  | PROPHET | [7 empty] | PROPHET |  | PROPHET |  |  | PROPHET | PROPHET | PROPHET | PROPHET |  |  |  | PROPHET | PROPHET | PROPHET | PROPHET | PROPHET | PROPHET | PROPHET |  |  | PROPHET | PROPHET | PROPHET | PROPHET |  | PROPHET | PROPHET | PROPHET | PROPHET | PROPHET | PROPHET |  |  | PROPHET |  | PROPHET | PROPHET | PROPHET | PROPHET |  | PROPHET | PROPHET |  | PROPHET |  |  |  |  | PROPHET |  |  |  | PROPHET | PROPHET | PROPHET | PROPHET | PROPHET | PROPHET | PROPHET | [8 empty] | PROPHET |  | PROPHET | PROPHET | [5 empty] | PROPHET | [10 empty] | PROPHET | [54 empty] | PROPHET | PROPHET |  |  | PROPHET | PROPHET | PROPHET | PROPHET | PROPHET | PROPHET | PROPHET |  |  | PROPHET | PROPHET | PROPHET | PROPHET | PROPHET | PROPHET | PROPHET
connection pt/unit | [6 empty] | CP | CP | CP | CP | CP |  |  | CP | CP | CP | CP | CP | CP | CP | CP | CP | CP | CP | CP | CP | CP | CP | CP | CP | CP | CP | CP | CP | CP | CP | CP | CP | CP | CP | CP | CP | CP | CP | CP | CP | CP | CP | CP | CP | CP | CP | CP | CP | CP | CP | CP | CP | CP | CP | CP | CP | CP | CP | CP | CP | CP | CP | CP | CP | CP | CP | CP | CP | CP | CP | CP | CP | CP | CP | CP | CP | CP | CP | CP | CP | CP | CP | CP | CP | CP | CP | CP | CP | CP | CP | CP | CP | CP | CP | CP | CP | CP | CP | CP | CP | CP | CP | CP | CP | CP | CP | CP | CP | CP | CP | CP | CP | CP | CP | CP | CP | CP | CP | CP | CP | CP | CP | CP | CP | CP | CP | CP | CP | CP | CP | CP | CP | CP | CP | CP | CP | CP | CP | CP | CP | CP | CP | CP | CP | CP | CP | CP | CP | CP | CP | CP | CP | CP | CP | CP | CP | CP | CP | CP | CP | CP | CP | CP | CP | CP | CP | CP | CP | CP | CP | CP | CP | CP | CP | CP | CP | CP | CP | CP | CP | CP | CP | CP | CP | CP | CP | CP | CP | CP | CP | CP | CP | CP | CP | CP | CP | CP | CP | CP | CP | CP | CP | CP | CP | CP | [82 empty] | CP | CP | CP | CP | CP | CP | CP | [24 empty] | CP | CP | CP | CP | CP | CP | CP | CP | CP | CP | CP | CP | CP | CP | CP | CP | CP | CP | CP | CP | CP | CP | CP | CP | CP | CP | CP | CP | CP | CP | CP | CP | CP | CP | CP | CP | CP | CP | CP | CP | CP | CP | CP | CP | CP | CP | CP | CP | CP | CP | CP | CP | CP | CP | CP | CP | CP | CP | CP | CP | CP | CP | CP | CP | CP | CP | CP | CP | CP | CP | CP | CP | CP | CP | CP | CP | CP | CP | CP | CP | CP | CP | CP | CP | CP | CP | CP | [8 empty] | CP | CP | CP | CP | CP | CP | CP | CP | CP | CP | CP | CP | CP | CP | CP | CP | CP | CP | CP | CP | CP | CP | CP | CP | CP | CP | CP | CP | CP | CP | CP | CP | CP | CP | CP | CP | CP | CP | CP | CP | CP | CP | CP | CP | CP | CP | CP | CP | CP | CP | CP | CP | CP | CP | CP | CP | CP | CP | CP | CP | CP | CP | CP | CP | CP | CP | CP | CP | CP | CP | CP | CP | CP | CP | CP | CP | CP | CP | CP | CP | CP | CP | CP | CP | CP | CP | CP | CP | [8 empty] | CP | CP | CP | CP | CP | CP | CP | CP | CP | CP | CP | CP | CP | CP | CP | CP | CP | CP | CP | CP | CP | CP | CP | CP | CP | CP | CP | CP | CP | CP | CP | CP | CP | CP | CP | CP | CP | CP | CP | CP | CP | CP | CP | CP | CP | CP | CP | CP | CP | CP | CP | CP | CP | CP | CP | CP | CP | CP | CP | CP | CP | CP | CP | CP | CP | CP | CP | CP | CP | CP | CP | CP | CP | CP | CP | CP | CP | CP | CP | CP | CP | CP | CP | CP | CP | CP | CP | CP | CP | CP | CP | CP | CP | CP | CP | CP | CP | CP | CP | CP | CP | CP | CP | CP | CP | CP | CP | CP | CP | CP | CP | CP | CP | CP | CP | CP | CP | CP | CP | CP | CP | CP | CP | CP | CP | CP | CP | CP | CP | CP | CP | CP | CP | CP | CP | CP | CP | CP | CP | CP | CP | CP | CP | CP | CP | CP | CP | CP | CP | CP | CP | CP | CP | CP | CP | CP | CP | CP | CP | CP | CP | CP | CP | CP | CP | CP | CP | CP | CP
parameter | flow at border | flow at border | flow at border | flow at border | flow at border | flow at border | Generation | Generation | Generation | Generation | Generation | Generation | Generation | Generation | Generation | Generation | Generation | Generation | Generation | Generation | Generation | Generation | Generation | Generation | Generation | Generation | Generation | Generation | Generation | Generation | Generation | Generation | Generation | Generation | Generation | Generation | Generation | Generation | Generation | Generation | Generation | Generation | Generation | Generation | Generation | Generation | Generation | Generation | Generation | Generation | Generation | Generation | Generation | Generation | Generation | Generation | Generation | Generation | Generation | Generation | Generation | Generation | Generation | Generation | Generation | Generation | Generation | Generation | Generation | Generation | Pumping | Generation | Generation | Generation | Generation | Generation | Generation | Generation | Generation | Generation | Generation | Generation | Generation | Generation | Generation | Generation | Generation | Generation | Generation | Generation | Generation | Generation | Generation | Generation | Generation | Generation | Generation | Generation | Generation | Generation | Generation | Generation | Generation | Generation | Generation | Generation | Generation | Pumping | Generation | Generation | Generation | Generation | Generation | Generation | Generation | Generation | Generation | Generation | Generation | Generation | Generation | Generation | Generation | Generation | Generation | Generation | Generation | Generation | Generation | Generation | Generation | Generation | Generation | Generation | Generation | Generation | Generation | Generation | Generation | Generation | Generation | Generation | Generation | Generation | Generation | Generation | Generation | Generation | Generation | Generation | Generation | Generation | Generation | Generation | Generation | Generation | Generation | Generation | Generation | Generation | Generation | Generation | Generation | Generation | Generation | Generation | Generation | Generation | Generation | Generation | Generation | Generation | Generation | Generation | Generation | Generation | Generation | Generation | Generation | Generation | Generation | Generation | Generation | Generation | Generation | Generation | Generation | Generation | Generation | Generation | Generation | Generation | Generation | Generation | Generation | Generation | Generation | Generation | Generation | Generation | Generation | Generation | Generation | Generation | Generation | Generation | Generation | Generation | Generation | Generation | Generation | [5 empty] | Load | Load | Load | Load | Load | Load | Load | Load | Load | Load | Load | Load | Load | Load | Load | Load | Load | Load | Load | Load | Load | Load | Load | Load | Load | Load | Load | Load | Load | Load | Load | Load | Load | Load | Load | Load | Load | Load | Load | Load | Load | Load | Load | Load | Load | Load | Load | Load | Load | Load | Load | Load | Load | Load | Load | Load | Load | Load | Load | Load | Load | Load | Load | Load | Load | Load | Load | Load | Load | Load | Load | Load | Load | Load | Load | Load | Load | Generation | Generation | Current State | Generation | Generation | Generation | Generation | Generation | Generation | Generation | Generation | Generation | Generation | Generation | Generation | Generation | Generation | Generation | Generation | Generation | Generation | Generation | Generation | Generation | Generation | Generation | Generation | Generation | Generation | Generation | Generation | Current State | Generation | Generation | Generation | current state | current state | Current State | Current State | Generation | Current State | Generation | Generation | Current State | Current State | Generation | Generation | Generation | Generation | Generation | Current State | Generation | Current State | Current State | Generation | Generation | Generation | Generation | Generation | Generation | Generation | Current State | Current State | Generation | Current State | Generation | Current State | Current State | Generation | Generation | Current State | Generation | Generation | Current State | Generation | Generation | Generation | Current State | Generation | Current State | Generation | Generation | Current State | Generation | Current State | Generation | Current State | Current State | Generation | current state | current state | Generation | Generation | Current State | Current State | current state | current state | Current State | Current State | current state | current state | current state | current state | Generation | Generation | Generation | Generation | Generation | Generation | Current State | Generation | Generation | Generation | Generation | Generation | Generation | Generation | Current State | Generation | Generation | Generation | Generation | Pumping | Pumping | Generation | Generation | Current State | Generation | Current State | Generation | Current State | Generation | Generation | Generation | Generation | Generation | Current State | Generation | Generation | Generation | Generation | Current State | Generation | Generation | Generation | Current State | Generation | Current State | Current State | Generation | Generation | Generation | Current State | Generation | Generation | Current State | Generation | Current State | Generation | Generation | Generation | Current State | Current State | Generation | current state | current state | current state | current state | current state | Current State | Current State | Current State | Current State | Current State | Generation | Generation | Generation | Generation | Generation | Generation | Generation | Generation | Current State | Generation | Generation | Generation | Generation | Generation | Current State | Generation | Generation | Generation | Generation | Generation | Current State | Generation | Current State | Generation | Current State | Generation | Generation | Generation | Generation | Generation | Generation | Generation | Generation | Current State | Generation | Current State | Generation | Current State | Generation | Current State | Generation | Generation | Generation | Generation | Generation | Generation | Generation | Generation | Generation | Current State | Generation | Current State | Generation | Current State | Generation | Generation | Generation | Current State | Generation | Generation | Generation | Generation | Current State | Generation | Current State | Generation | Generation | Current State | Current State | Current State | Generation | Generation | Pumping | Generation | Generation | Generation | Generation | Current State | Generation | Generation | Current State | Current State | Generation | Generation | Generation | Generation | Generation | Current State | Generation | Generation | Generation | Generation | Current State | Current State | Generation | Generation | Current State | Generation | Generation | Generation | Generation | Current State | Generation | Current State | Current State | Current State | Current State | Generation | Generation | Current State | Generation | Current State | Generation | Current State | Current State | Generation | Generation | Current State | Pumping | Current State | Generation | Generation | Current State | Generation | Current State | Generation | Generation | Generation | Current State | Current State | Current State | Current State | Current State | Current State | Current State | Generation | Generation | Generation | Generation | Generation | Generation | Generation | Generation | Generation | Generation | Current State | Current State | Current State | Generation | Current State | Generation | Generation | Current State | Generation | Generation | Generation | Generation | Generation | Generation | Generation | Generation | Generation | Generation | Current State | Generation | Generation | Generation | Generation | Generation | Generation | Generation | Generation | Generation | Generation | Generation | Generation | Generation | Generation | Generation | Generation | Generation | Generation | Generation | Generation | Generation | Generation | Generation | Generation | Generation | Generation | Generation | Generation | Generation | Generation | Generation | Generation | Generation | Generation | Generation | Generation | Generation | Generation | Generation | Generation | Generation | Generation | Generation | Generation | Generation | Generation | Generation | Generation | Generation | Generation | Generation | Generation | Generation | flow at border | flow at border | flow at border | flow at border | flow at border | flow at border | flow at border | flow at border | flow at border | flow at border | flow at border | flow at border | flow at border | flow at border | flow at border | flow at border | flow at border | flow at border | flow at border | region reserve based on flows | region reserve based on flows
function | [6 empty] | identity | identity | identity | identity | identity | identity | identity | identity | identity | identity | identity | identity | identity | identity | identity | identity | identity | identity | identity | identity | identity | identity | identity | identity | identity | identity | identity | identity | identity | identity | identity | identity | identity | identity | identity | identity | identity | Identity | identity | identity | identity | identity | identity | identity | identity | identity | Identity | identity | identity | identity | identity | identity | identity | identity | identity | identity | identity | identity | identity | identity | identity | identity | identity | identity | identity | identity | identity | identity | identity | identity | identity | identity | identity | identity | identity | identity | identity | identity | identity | identity | identity | identity | identity | Identity | identity | identity | identity | identity | identity | identity | identity | identity | identity | identity | identity | identity | identity | identity | identity | identity | identity | identity | identity | identity | identity | identity | identity | identity | identity | identity | identity | identity | identity | identity | identity | identity | identity | identity | identity | identity | identity | identity | identity | identity | identity | identity | identity | identity | identity | identity | identity | identity | identity | identity | identity | identity | identity | identity | identity | identity | Identity | Identity | Identity | Identity | Identity | Identity | identity | identity | identity | Identity | Identity | identity | identity | identity | identity | identity | identity | identity | identity | identity | identity | identity | identity | identity | identity | identity | identity | identity | identity | identity | identity | identity | identity | identity | identity | identity | identity | identity | identity | identity | identity | identity | identity | identity | identity | identity | identity | identity | identity | identity | identity | identity | identity | identity | identity | identity | identity | identity | identity | identity | identity | identity | identity | identity | identity | [7 empty] | square |  |  |  | square | unit step | Inverted unit step | unit step | Inverted unit step | unit step | Inverted unit step | unit step | Inverted unit step | unit step | Inverted unit step | unit step | Inverted unit step | unit step | Inverted unit step | unit step | Inverted unit step | unit step | Inverted unit step | unit step | Inverted unit step | unit step | Inverted unit step | unit step | Inverted unit step | unit step | Inverted unit step | unit step | Inverted unit step | unit step | Inverted unit step | unit step | Inverted unit step | unit step | Inverted unit step | unit step | Inverted unit step | unit step | Inverted unit step | unit step | Inverted unit step | unit step | Inverted unit step | unit step | Inverted unit step | unit step | Inverted unit step | unit step | Inverted unit step | unit step | Inverted unit step | unit step | Inverted unit step | unit step | Inverted unit step | unit step | Inverted unit step | unit step | Inverted unit step | unit step | Inverted unit step | unit step | Inverted unit step | unit step | Inverted unit step | unit step | Inverted unit step | unit step | Inverted unit step | unit step | Inverted unit step | identity | identity | identity | identity | identity | Unit Step | identity | Unit Step | Unit Step | Unit Step | Unit Step | Unit Step | Unit Step | Unit Step | Unit Step | Unit Step | Unit Step | Unit Step | Unit Step | Unit Step | Unit Step | Unit Step | Unit Step | identity | Unit Step | Unit Step | Unit Step | Unit Step | Unit Step | Unit Step | Unit Step | Identity | Identity | Identity | Identity | inverted unit step | unit step | identity | Identity | Identity | Identity | identity | identity | Identity | Identity | identity | identity | Unit Step | identity | identity | identity | identity | identity | identity | Unit Step | Inverted Unit Step | identity | Unit Step | Inverted Unit Step | identity | identity | identity | identity | identity | identity | identity | identity | Identity | Identity | Identity | Identity | Identity | identity | Identity | identity | identity | identity | Identity | Identity | identity | identity | identity | identity | identity | identity | identity | identity | Identity | Identity | Unit Step | inverted unit step | identity | identity | identity | identity | identity | identity | Identity | square | unit step | unit step | inverted unit step | inverted unit step | identity | identity | identity | identity | identity | identity | identity | identity | identity | identity | identity | identity | identity | identity | identity | Unit Step | Unit Step | Unit Step | Unit Step | Unit Step | Unit Step | unit step | Unit Step | identity | identity | identity | identity | Identity | Identity | Identity | Identity | identity | identity | Identity | unit step | Inverted Unit Step | unit step | identity | Identity | identity | identity | identity | Identity | identity | identity | Identity | Identity | Identity | identity | identity | identity | identity | identity | identity | Identity | Identity | identity | identity | identity | Identity | identity | unit step | unit step | inverted unit step | inverted unit step | unit step | identity | Unit Step | inverted unit step | unit step | inverted unit step | Unit Step | unit step | Inverted Unit Step | identity | unit step | unit step | Inverted Unit Step | identity | identity | identity | identity | identity | Unit Step | identity | identity | identity | Unit Step | Unit Step | Unit Step | identity | identity | identity | identity | identity | identity | Identity | Identity | Identity | Identity | Identity | Identity | Identity | identity | identity | identity | identity | identity | identity | identity | identity | Unit Step | Unit Step | Unit Step | Unit Step | Unit Step | Unit Step | Unit Step | Unit Step | identity | identity | identity | identity | identity | Identity | Identity | identity | identity | Identity | identity | identity | identity | Unit Step | Identity | Identity | identity | identity | identity | identity | identity | identity | identity | identity | identity | identity | identity | square | identity | identity | identity | identity | identity | identity | identity | identity | identity | identity | Inverted Unit Step | identity | Inverted Unit Step | Unit Step | Inverted Unit Step | identity | Identity | identity | identity | identity | identity | Unit Step | Unit Step | Inverted Unit Step | identity | identity | identity | Identity | Identity | identity | identity | identity | identity | Identity | identity | Identity | Identity | identity | identity | identity | square | identity | identity | Identity | identity | identity | identity | identity | identity | identity | identity | identity | identity | Identity | Identity | Identity | Identity | unit step | inverted unit step | identity | identity | identity | identity | identity | Unit Step | inverted Unit Step | identity | square | identity | identity | inverted unit step | identity | identity | identity | identity | identity | identity | identity | identity | identity | identity | identity | identity | identity | identity | identity | identity | identity | identity | identity | Unit step | identity | identity | identity | identity | identity | identity | identity | identity | identity | identity | identity | identity | identity | identity | identity | identity | identity | identity | identity | identity | identity | identity | identity | identity | identity | identity | identity | identity | identity | identity | identity | identity | identity | identity | identity | identity | identity | identity | identity | identity | identity | identity | identity | identity | identity | identity | identity | identity | identity | identity |  | unit step | inverted unit step |  |  | square | unit step | unit step | inverted unit step | inverted unit step | square | unit step |  |  | inverted unit step | unit step | unit step |  | square | unit step | inverted unit step
function parameter | [223 empty] | 7307.3499 | 7307.3499 | 7902.3999 | 7902.3999 | 8404.0826 | 8404.0826 | 8557.168 | 8557.168 | 8875.1786 | 8875.1786 | 8782.3077 | 8782.3077 | 9009.2503 | 9009.2503 | 9228.2547 | 9228.2547 | 9360.1589 | 9360.1589 | 9487.7959 | 9487.7959 | 9704.455 | 9704.455 | 10067.3669 | 10067.3669 | 10558.9907 | 10558.9907 | 10877.4516 | 10877.4516 | 11030.682 | 11030.682 | 11325.778 | 11325.778 | 11565.3936 | 11565.3936 | 11890.3421 | 11890.3421 | 12073.8736 | 12073.8736 | 12277.6971 | 12277.6971 | 12546.0562 | 12546.0562 | 12900.0502 | 12900.0502 | 13243.1118 | 13243.1118 | 13595.2968 | 13595.2968 | 13913.6676 | 13913.6676 | 14239.494 | 14239.494 | 14572.9504 | 14572.9504 | 14914.2157 | 14914.2157 | 15263.4726 | 15263.4726 | 15620.9083 | 15620.9083 | 15986.7144 | 15986.7144 | 16361.0867 | 16361.0867 | 16744.2261 | 16744.2261 | 17136.3376 | 17136.3376 | 17537.6316 | 17537.6316 | [5 empty] | 0 |  | 0 | 0 | 0 | 0 | 0 | 0 | 0 | 0 | 0 | 0 | 0 | 0 | 0 | 0 | 0 | 0 |  | 0 | 0 | 0 | 0 | 0 | 0 | 0 |  |  |  |  | 8 | 7 | [10 empty] | 0 | [6 empty] | 280 | 281 |  | 280 | 281 | [30 empty] | 4 | 5 | [8 empty] | 1 | 2 | 3 | 2 | [15 empty] | 0 | 0 | 0 | 0 | 0 | 0 | 0 | 0 | [11 empty] | 0 | 281 | 281 | [24 empty] | 1 | 0 | 1 | 2 | 1 |  | 0 | 1 | 1 | 2 | 0 | 280 | 281 |  | 0 | 280 | 281 | [5 empty] | 0 |  |  |  | 0 | 0 | 0 | [21 empty] | 0 | 0 | 0 | 0 | 0 | 0 | 0 | 0 | [13 empty] | 0 | [24 empty] | 0 |  | 1 | 280 | 281 | [6 empty] | 280 | 0 | 281 | [33 empty] | 1 | 2 | [5 empty] | 60 | 60 |  |  |  |  | 1 | [19 empty] | 0 | [51 empty] | 0 | 0 |  |  |  | -0.5 | 21 | 21 | 0 |  | 0 |  |  | 1 | 0 | 25 |  |  | 265 | 266
Utility
Constraint
Folder
| VPF | [8 empty] | Constraint | N:V_NIL_BWRG
| Initial RHS | [8 empty] | Period | All periods
| Period | [8 empty] | Description | Out= Nil, NSW to Victoria transient stability limit for trip of Bayswater to Sydney West (32) line
| LHS |  |  |  | RHS |  |  |  |  | LHS |  | <= | RHS
N-Q-MNSP1 | 0.8567 | N-Q-MNSP1 |  | Constant_ex RATING | 803.8219 | Constant_ex RATING |  |  |  | -1 | VIC1-NSW1 |  | 1619.01 | Constant
NSW1-QLD1 | 1 | NSW1-QLD1 |  | Black Coal\Qld\COLNSV_1 | -0.92663 | Black Coal\Qld\COLNSV_1 |  |  |  | -0.5665 | Uranquinty |  | -0.005562 | NSW1
0 |  |  |  | Black Coal\Qld\COLNSV_2 | -0.92663 | Black Coal\Qld\COLNSV_2 | [6 empty] | 13.3052 | Bayswater | PROPHET | for each unit online
0 |  |  |  | Black Coal\Qld\COLNSV_3 | -0.92663 | Black Coal\Qld\COLNSV_3 | [6 empty] | 13.3213 | Eraring 1+2 | PROPHET | for each unit online
0 |  |  |  | Black Coal\Qld\COLNSV_4 | -0.92663 | Black Coal\Qld\COLNSV_4 | [6 empty] | 13.3213 | Eraring 3+4 | PROPHET | for each unit online
0 |  |  |  | Black Coal\Qld\COLNSV_5 | -1.4972 | Black Coal\Qld\COLNSV_5 | [6 empty] | 0.04571 | Hunter Valley
0 |  |  |  | KareeyaAggreg | -0.32188 | KareeyaAggreg |  |  | -0.32188 |  |  |  | 8.6913 | Liddell + NNS Coal and NNS CCGT New Entry | PROPHET | for each unit online
0 |  |  |  | Barron Gorge | -0.52184 | Barron Gorge | [6 empty] | 13.3052 | MtPiper | PROPHET | for each unit online
0 |  |  |  | MtStuart | -4.9745 | MtStuart | [6 empty] | 7.7793 | Munmorah + NCEN Gas New Entry | PROPHET | for each unit online
0 |  |  |  | Townsville | -5.0184 | Townsville | [6 empty] | 3.5624 | Colongra GT | PROPHET | for each unit online
0 |  |  |  | Gladstone | 15.472 | Gladstone | [6 empty] | 3.2458 | REDBANK+NNS Geothermal New Entry | PROPHET | if generation > 0
0 |  |  |  | Stanwell | 14.3492 | Stanwell | [6 empty] | 0.026959 | Shoalhaven
0 |  |  |  | CallideA | 3.0944 | CallideA | [6 empty] | 5.9015 | Sithe | PROPHET | if generation > 0
0 |  |  |  | CallideB | 14.3492 | CallideB | [6 empty] | 13.949 | Tallawarra | PROPHET | for each unit online
|  |  |  | CallideC | 23.961 | CallideC | [6 empty] | 0.459 | Tumut 3
|  |  |  | TarongOnly | 26.199 | TarongOnly | [6 empty] | -0.287 | Tumut 3_pump
|  |  |  | Tarong North | 42.5733 | Tarong North | [6 empty] | 0.4756 | Upper Tumut
|  |  |  | Kogan Creek | 51.9729 | Kogan Creek | [6 empty] | 3.6214 | Uranquinty | PROPHET | for each unit online
|  |  |  | Millmerran | 28.4989 | Millmerran | [6 empty] | 13.3213 | Vales Pt | PROPHET | for each unit online
|  |  |  | Wivenhoe | 45.4982 | Wivenhoe | [6 empty] | 8.8522 | Wallerawang | PROPHET | for each unit online
|  |  |  | SwanbankB | 8.8246 | SwanbankB
|  |  |  | SwanbankE | 80.6218 | SwanbankE
|  |  |  | Oakey | 25.724 | Oakey
|  |  |  | Braemar | 24.999 | Braemar
|  |  |  | Braemar2 | 24.999 | Braemar2
|  |  |  | NSW1 | -0.0493 | NSW1
|  |  |  | QLD1 | -0.0080958 | QLD1
0
0
0
0
0
0
0
0
0
0
0
0
0
0
0
0
0
0
0
0
1. Added to Constraint Summary Sheet
2. Compare to Single Constraint View
Return to constraint list
Return to constraint list
3.Clear Comparision
Return to constraint list
Note on S3: krstej: Advanced Proposal. Uses Bell Bay Unit 1 coefficients
Note on T3: krstej: Advanced Proposal. Uses bell Bay Unit 1 coefficients
Note on U3: krstej: Advanced Proposal. Uses bell Bay Unit 1 coefficients
Note on AC3: NEMMCO: 330kV Includes Eraring Black Start Advanced Proposal
Note on AD3: NEMMCO: 500kV
Note on AG3: krstej: Committed Project. Uses Gladstone coefficients.
Note on BH3: Nemmco : All Kareeya units
Note on BJ3: Nemmco : Kogan+Braemar2+SpringGulley have the Braemar Stage 1 (ie Bramer CP) coefficients. Before the 1-12-06 cut off date the coefficients for Braemar and Millmerran were the same. This is why it might look as though this CP has the Millmerran coefficients. Now the Constraint is called Braemar2+Spring Gulley because Kogan Creek has its own CP (ie is in Dispatch).
Note on CL3: nemmco: Committed Project. Uses Munmorah coefficients
Note on CX3: Nemmco : Townsville 1 & 2 Mt Stuart Mackay GT Collinsville
Note on DC3: krstej: Commmitted Project. Uses Roma coefficients.
Note on DF3: krstej: Committed Project. Tallawarra uses Soalhaven coefficients. However there are a handful of constraints that use the Munmorah coefficient. Advice from TNSP.
Note on DH3: krstej: Was Snuggery. But the constraints only use Snuggery Unit 1. Will need to check Prohet to make sure only unit 1 is used in this Connection Point.
Note on DI3: krstej: Lower Tumut coefficients
Note on DR3: Nemmco : Including Yabulu 1 & 2 Doesn't look like this is being used. Consider deleting this column from Prophet and in this workbook.
Note on EI3: nemmco: Shoalhaven coefficients
Note on EJ3: nemmco: CQ New Entry is made up from Gladstone and Central+NorthQLD. No doubling up because the constraints don’t use both fields
Note on EK3: krstej: Anglesea coefficients
Note on EQ3: nemmco: Bayswater coefficients
Note on ER3: nemmco: Munmorah coefficients
Note on ES3: nemmco: Munmorah coefficients
Note on EX3: adamp: Liddell coefficients
Note on EY3: nemmco: Central+NorthQLD and QLD Gen Combo coefficients were used because Mt Stuart was in both.
Note on EZ3: krstej: Northern coefficients
Note on FA3: krstej: Murray coefficients
Note on FB3: krstej: Ladbroke Grove coefficients
Note on FC3: krstej: Swanbank E coefficients
Note on FD3: krstej: Blowering Coefficients
Note on FE3: nemmco: Millmenrran coefficients
Note on FF3: nemmco: Millmenrran coefficients
Note on FG3: krstej: Bell Bay coefficients
Note on HI3: nemmco: Includes RATING
Note on HP3: adamp: This is VIC squared. Ie All coefficients below are applied to VIC^2
Note on LY3: krstej: Advanced Proposal. Uses Bell Bay Unit 1 coefficients
Note on MB3: krstej: Advanced Proposal. Uses Bell Bay Unit 1 coefficients
Note on MC3: krstej: Advanced Proposal. Uses Bell Bay Unit 1 coefficients
Note on MH3: krstej: Committed Project. Uses Braemar coefficients.
Note on MV3: krstej: Shoalhaven coefficient used.
Note on MY3: Nemmco : Barcaldine Barron Gorge CallideA CallideB CallideC Collinsville Gladstone Kareeya MackayGT Mt Stuart Stanwell Stanwell Peaker Yabulu 1 & 2
Note on MZ3: Nemmco : Barcaldine Callide A Callide B Callide C Gladstone Stanwell Stanwell Peaker
Note on NF3: krstej: Anglesea coefficient used.
Note on NN3: NEMMCO: 330kV Includes Eraring Black Start Advanced Proposal
Note on NO3: NEMMCO: 330kV Inlcudes Araring Black Start Advanced Proposal
Note on NP3: NEMMCO: 500kV
Note on NQ3: NEMMCO: 500kV
Note on NT3: Nemmco : Gladstone CallideB CallideC
Note on NU3: Nemmco : Gladstone CallideB CallideC
Note on NW3: krstej: Committed Project. Uses Gladstone coefficients.
Note on OP3: miaol: AGLHAL, Hallet PS aggregated units unit1-11
Note on OQ3: miaol: Hallet Wind farm
Note on PS3: krstej: Braemar 2 + Spring Gulley are Advanced Proposals. This CP uses Braemar Stage 1 (Braemar) coefficients
Note on RV3: nemmco: Committed Project. Uses Munmorah coefficients
Note on TO3: krstej: Committed Project. Uses Roma coefficients
Note on TS3: NEMMCO: Hallet PS Hallet Wind Farm Angaston 1 & 2 Dry Creek 1,2,3 Ladbroke 1,2 Mintaro Northern 1,2 Osborne PS Playford Port Lincon Pelican Point Snuggery Torrens Island
Note on TX3: Nemmco : (Sum of Snowy Units)squared Murray Tumut3 Upper Tumut Guthega SNY New Entry NVIC New Entry
Note on VD3: Nemmco : Including Yabulu 1 & 2
Note on VM3: adamp: All coefficients are applied to Tmut3^2
Note on VQ3: miaol: unit 1-8
Note on VR3: krstej: Committed Project. Blowering coefficients are used to model Uranquinty. However NEMMCO have a Pre-Production of our Dispatch system and we have modelled Uranquinty as a scheduled generator to better represent the constraints. These constraints begin with 'Z_'.
Note on WZ3: krstej: SA Gen Combo coefficients
Note on XA3: krstej: Shoalhaven coefficient
Note on XB3: krstej: Gladstone coefficients were used. Also Central QLD was subtracted from the Central+NorthQLD coefficients to ensure no doubling up occurred.
Note on XD3: krstej: Vic Inertia coefficients
Note on XJ3: krstej: Liddell coefficients
Note on XK3: nemmco: Central+NorthQLD coefficients
Note on XL3: krstej: SA Gen Combo coefficients
Note on XM3: nemmo: Murray coefficients
Note on XN3: nemmco: Swanbank E coefficients
Note on XO3: krstej: Ladbroke Grove and SA Gen Combo coefficients
Note on XP3: krstej: Blowering coefficients
Note on XR3: krstej: Bell Bay coefficients
Note on ZB3: Woolnorth
Note on ZQ3: krstej: Applies for Importing to TAS only (swamp if exporting to VIC)
Note on ZR3: krstej: Applies for exporting to VIC only (swamp if importing to TAS)