## Disclaimer
Disclaimer
Purpose The purpose of this publication is to provide additional supporting data for the publication of the 2026 ESOO.
Disclaimer AEMO has made reasonable efforts to ensure the quality of the information in this publication but cannot guarantee that information, forecasts and assumptions are accurate, complete or appropriate for your circumstances. Modelling work performed as part of preparing this publication inherently requires assumptions about future behaviours and market interactions, which may result in forecasts that deviate from future conditions. There will usually be differences between estimated and actual results, because events and circumstances frequently do not occur as expected, and those differences may be material. This publication does not include all of the information that an investor, participant or potential participant in the National Electricity Market might require and does not amount to a recommendation of any investment. Anyone proposing to use the information in this publication (which includes information and forecasts from third parties) should independently verify its accuracy, completeness and suitability for purpose, and obtain independent and specific advice from appropriate experts. Accordingly, to the maximum extent permitted by law, AEMO and its officers, employees and consultants involved in the preparation of this document: • make no representation or warranty, express or implied, as to the currency, accuracy, reliability or completeness of the information in this document; and • are not liable (whether by reason of negligence or otherwise) for any statements, opinions, information or other matters contained in or derived from this publication, or any omissions from it, or in respect of a person’s use of the information in this publication.
Copyright © 2026 Australian Energy Market Operator Limited. The material in this publication may be used in accordance with the copyright permissions on AEMO's website.

## Energy Forecasts - Whole of NEM
Annual consumption outlook - Whole of NEM (TWh)
Data shows recent history and the 2026 ESOO Step Change annual consumption forecasts by component and sector for the whole of NEM.
For more information on AEMO's energy forecasts, please see Chapter 3 of the 2026 ESOO.
Underlying annual consumption outlook
Components | History | [6 empty] | Forecast
| 2019-20 | 2020-21 | 2021-22 | 2022-23 | 2023-24 | 2024-25 | 2025-26 | 2026-27 | 2027-28 | 2028-29 | 2029-30 | 2030-31 | 2031-32 | 2032-33 | 2033-34 | 2034-35 | 2035-36 | 2036-37 | 2037-38 | 2038-39 | 2039-40 | 2040-41 | 2041-42 | 2042-43 | 2043-44 | 2044-45 | 2045-46 | 2046-47 | 2047-48 | 2048-49 | 2049-50 | 2050-51 | 2051-52 | 2052-53 | 2053-54 | 2054-55 | 2055-56
Residential | 54.2348 | 55.7928 | 57.6428 | 58.0619 | 58.0282 | 60.145 | 60.9527 | 62.881 | 64.5348 | 66.337 | 68.0191 | 69.964 | 71.7016 | 73.3713 | 75.053 | 76.8667 | 78.8662 | 81.0658 | 83.2519 | 85.2028 | 86.6977 | 87.989 | 89.256 | 90.4751 | 91.6997 | 93.2873 | 95.2833 | 97.0181 | 98.7194 | 100.2632 | 101.1597 | 102.4221 | 103.7781 | 104.7577 | 105.5923 | 107.0275 | 107.9266
Business Mass Market | 81.2046 | 79.3023 | 80.5733 | 81.7292 | 84.1012 | 85.1409 | 88.072 | 89.9506 | 91.2364 | 92.7538 | 94.4242 | 96.1863 | 98.1528 | 100.0853 | 101.569 | 103.0444 | 105.0824 | 107.9496 | 110.779 | 114.0472 | 117.2623 | 120.4965 | 123.6512 | 126.9783 | 130.4295 | 133.1722 | 136.3629 | 139.5587 | 142.8353 | 145.9303 | 149.1288 | 152.432 | 155.8476 | 158.9562 | 162.2054 | 165.4576 | 168.1542
Data Centres | 2.0109 | 2.3081 | 2.678 | 2.9469 | 3.289 | 3.9103 | 5.0289 | 7.7413 | 10.1351 | 12.7992 | 15.4505 | 18.8824 | 22.863 | 26.2756 | 29.1965 | 31.7427 | 33.6867 | 34.9499 | 36.1276 | 37.2094 | 38.2495 | 38.9623 | 39.5357 | 40.085 | 40.6781 | 41.1486 | 41.6608 | 42.1657 | 42.705 | 43.0877 | 43.5176 | 43.9463 | 44.4254 | 44.8032 | 45.2314 | 45.6598 | 46.1393
Industrial Loads | 43.6434 | 43.5693 | 42.8221 | 42.9338 | 43.2349 | 43.3929 | 43.0158 | 43.367 | 43.6797 | 45.6318 | 46.1507 | 49.8066 | 50.0745 | 51.0497 | 51.0655 | 51.5991 | 51.4392 | 51.4288 | 51.0164 | 50.5848 | 50.3391 | 49.737 | 49.519 | 49.4301 | 49.582 | 49.673 | 49.8317 | 49.9864 | 50.162 | 50.339 | 50.4936 | 50.6205 | 50.7954 | 50.8499 | 50.8954 | 50.9222 | 50.9439
Hydrogen & Green Commodities | 0 | 0 | 0 | 0 | 0 | 0 | 0.029248 | 0.029248 | 0.10379 | 0.10379 | 0.10379 | 0.10379 | 0.66691 | 1.7885 | 3.5348 | 5.9997 | 9.754 | 11.5802 | 13.4118 | 15.2532 | 17.1009 | 18.934 | 20.7282 | 23.3004 | 25.0282 | 26.602 | 28.0097 | 29.2998 | 30.5101 | 31.6503 | 32.7473 | 33.8029 | 34.8081 | 35.7941 | 36.8212 | 37.906 | 39.4784
Business Electrification | 0 | 0 | 0 | 0 | 0 | 0 | 0 | 0.48476 | 1.18 | 2.2243 | 3.8173 | 7.4303 | 11.4303 | 14.8497 | 17.8668 | 20.5591 | 23.32 | 25.8934 | 28.4288 | 30.9008 | 33.3033 | 35.0368 | 36.6944 | 38.3305 | 39.9174 | 40.7462 | 41.818 | 42.6645 | 43.5506 | 44.2055 | 44.8817 | 45.228 | 45.6175 | 45.7647 | 46.0304 | 46.3044 | 46.7465
CSG Extraction | 6.5365 | 6.5112 | 6.5608 | 6.3306 | 7.0166 | 7.1231 | 7.056 | 6.8776 | 6.8234 | 6.9601 | 6.9619 | 6.7758 | 6.7621 | 6.7362 | 6.6567 | 6.5652 | 6.2859 | 6.0736 | 6.0736 | 6.0736 | 6.0736 | 5.8665 | 5.6542 | 5.6542 | 5.6542 | 5.6542 | 4.9185 | 4.1647 | 4.1647 | 4.1647 | 3.4289 | 2.6751 | 2.6751 | 2.6751 | 2.6751 | 2.6751 | 2.6751
Delivered annual consumption outlook
Components | History 2019-20: History; Forecast 2026-27: Forecast
| 2019-20 | 2020-21 | 2021-22 | 2022-23 | 2023-24 | 2024-25 | 2025-26 | 2026-27 | 2027-28 | 2028-29 | 2029-30 | 2030-31 | 2031-32 | 2032-33 | 2033-34 | 2034-35 | 2035-36 | 2036-37 | 2037-38 | 2038-39 | 2039-40 | 2040-41 | 2041-42 | 2042-43 | 2043-44 | 2044-45 | 2045-46 | 2046-47 | 2047-48 | 2048-49 | 2049-50 | 2050-51 | 2051-52 | 2052-53 | 2053-54 | 2054-55 | 2055-56
Residential | 45.0611 | 44.2166 | 43.6588 | 41.761 | 39.1829 | 38.7063 | 37.6638 | 36.3755 | 35.4651 | 34.7361 | 33.9684 | 33.3985 | 32.553 | 31.5917 | 30.5333 | 29.4006 | 28.4031 | 27.5915 | 26.9799 | 26.1391 | 24.7874 | 23.4108 | 22.2827 | 21.0162 | 19.7259 | 19.0638 | 19.1008 | 18.7461 | 18.2441 | 17.7025 | 16.8437 | 16.2787 | 15.6763 | 14.7128 | 13.8605 | 13.5173 | 12.4896
Business Mass Market | 78.5796 | 76.2287 | 77.049 | 77.7832 | 79.6679 | 80.2374 | 82.8792 | 84.2881 | 85.253 | 86.4559 | 87.8288 | 89.2799 | 90.9239 | 92.5502 | 93.7254 | 94.8566 | 96.5396 | 99.0493 | 101.557 | 104.5003 | 107.3737 | 110.2924 | 113.1805 | 116.2241 | 119.3873 | 121.8791 | 124.863 | 127.8293 | 130.8581 | 133.7188 | 136.7307 | 139.8329 | 143.0285 | 145.9187 | 148.9896 | 152.0488 | 154.532
Data Centres | 2.0109 | 2.3081 | 2.678 | 2.9469 | 3.289 | 3.9103 | 5.0289 | 7.7413 | 10.1351 | 12.7992 | 15.4505 | 18.8824 | 22.863 | 26.2756 | 29.1965 | 31.7427 | 33.6867 | 34.9499 | 36.1276 | 37.2094 | 38.2495 | 38.9623 | 39.5357 | 40.085 | 40.6781 | 41.1486 | 41.6608 | 42.1657 | 42.705 | 43.0877 | 43.5176 | 43.9463 | 44.4254 | 44.8032 | 45.2314 | 45.6598 | 46.1393
Industrial Loads | 43.6434 | 43.5693 | 42.8221 | 42.9338 | 43.2349 | 43.3929 | 43.0158 | 43.367 | 43.6797 | 45.6318 | 46.1507 | 49.8066 | 50.0745 | 51.0497 | 51.0655 | 51.5991 | 51.4392 | 51.4288 | 51.0164 | 50.5848 | 50.3391 | 49.737 | 49.519 | 49.4301 | 49.582 | 49.673 | 49.8317 | 49.9864 | 50.162 | 50.339 | 50.4936 | 50.6205 | 50.7954 | 50.8499 | 50.8954 | 50.9222 | 50.9439
Hydrogen & Green Commodities | 0 | 0 | 0 | 0 | 0 | 0 | 0.029248 | 0.029248 | 0.10379 | 0.10379 | 0.10379 | 0.10379 | 0.66691 | 1.7885 | 3.5348 | 5.9997 | 9.754 | 11.5802 | 13.4118 | 15.2532 | 17.1009 | 18.934 | 20.7282 | 23.3004 | 25.0282 | 26.602 | 28.0097 | 29.2998 | 30.5101 | 31.6503 | 32.7473 | 33.8029 | 34.8081 | 35.7941 | 36.8212 | 37.906 | 39.4784
Business Electrification | 0 | 0 | 0 | 0 | 0 | 0 | 0 | 0.48476 | 1.18 | 2.2243 | 3.8173 | 7.4303 | 11.4303 | 14.8497 | 17.8668 | 20.5591 | 23.32 | 25.8934 | 28.4288 | 30.9008 | 33.3033 | 35.0368 | 36.6944 | 38.3305 | 39.9174 | 40.7462 | 41.818 | 42.6645 | 43.5506 | 44.2055 | 44.8817 | 45.228 | 45.6175 | 45.7647 | 46.0304 | 46.3044 | 46.7465
CSG Extraction | 6.5365 | 6.5112 | 6.5608 | 6.3306 | 7.0166 | 7.1231 | 7.056 | 6.8776 | 6.8234 | 6.9601 | 6.9619 | 6.7758 | 6.7621 | 6.7362 | 6.6567 | 6.5652 | 6.2859 | 6.0736 | 6.0736 | 6.0736 | 6.0736 | 5.8665 | 5.6542 | 5.6542 | 5.6542 | 5.6542 | 4.9185 | 4.1647 | 4.1647 | 4.1647 | 3.4289 | 2.6751 | 2.6751 | 2.6751 | 2.6751 | 2.6751 | 2.6751
Residential consumption outlook
Components | History 2019-20: History; Forecast 2026-27: Forecast
| 2019-20 | 2020-21 | 2021-22 | 2022-23 | 2023-24 | 2024-25 | 2025-26 | 2026-27 | 2027-28 | 2028-29 | 2029-30 | 2030-31 | 2031-32 | 2032-33 | 2033-34 | 2034-35 | 2035-36 | 2036-37 | 2037-38 | 2038-39 | 2039-40 | 2040-41 | 2041-42 | 2042-43 | 2043-44 | 2044-45 | 2045-46 | 2046-47 | 2047-48 | 2048-49 | 2049-50 | 2050-51 | 2051-52 | 2052-53 | 2053-54 | 2054-55 | 2055-56
Lighting and appliances | [7 empty] | 61.3644 | 62.023 | 62.6286 | 63.0415 | 63.4488 | 63.6946 | 63.9338 | 64.211 | 64.6169 | 64.8967 | 65.2304 | 65.516 | 65.5577 | 65.0905 | 64.4961 | 63.8326 | 63.1056 | 62.3193 | 61.9828 | 62.0004 | 61.7594 | 61.4171 | 61.0517 | 59.974 | 59.3243 | 58.6609 | 57.7991 | 56.685 | 56.229 | 55.8219
Electrification | [7 empty] | 0.27221 | 0.64866 | 1.0952 | 1.4846 | 2.0792 | 2.6138 | 3.11 | 3.559 | 3.9954 | 4.4439 | 4.8947 | 5.3491 | 5.8091 | 6.2734 | 6.7443 | 7.2204 | 7.7046 | 8.1952 | 8.7078 | 9.2082 | 9.7088 | 10.2076 | 10.7064 | 11.1977 | 11.6677 | 12.1395 | 12.6424 | 13.1491 | 13.6005 | 14
Electric Vehicles | [7 empty] | 1.2443 | 1.8631 | 2.6133 | 3.4929 | 4.4361 | 5.3933 | 6.3274 | 7.2829 | 8.2544 | 9.5256 | 10.9407 | 12.3868 | 13.8359 | 15.3338 | 16.7486 | 18.203 | 19.665 | 21.1852 | 22.5967 | 24.0747 | 25.55 | 27.0947 | 28.5051 | 29.988 | 31.4302 | 32.9778 | 34.3161 | 35.7582 | 37.1979 | 38.11
Residential Underlying (incl. EV) | [7 empty] | 62.881 | 64.5348 | 66.337 | 68.0191 | 69.964 | 71.7016 | 73.3713 | 75.053 | 76.8667 | 78.8662 | 81.0658 | 83.2519 | 85.2028 | 86.6977 | 87.989 | 89.256 | 90.4751 | 91.6997 | 93.2873 | 95.2833 | 97.0181 | 98.7194 | 100.2632 | 101.1597 | 102.4221 | 103.7781 | 104.7577 | 105.5923 | 107.0275 | 107.93
Reduction: PV Residential | [7 empty] | 26.5055 | 29.0697 | 31.6009 | 34.0507 | 36.5656 | 39.1486 | 41.7796 | 44.5197 | 47.4661 | 50.4631 | 53.4743 | 56.2721 | 59.0637 | 61.9104 | 64.5783 | 66.9733 | 69.459 | 71.9738 | 74.2235 | 76.1825 | 78.272 | 80.4753 | 82.5606 | 84.316 | 86.1434 | 88.1018 | 90.0449 | 91.7318 | 93.5102 | 93.5102
Residential Delivered (incl. EV) | [7 empty] | 36.3755 | 35.4651 | 34.7361 | 33.9684 | 33.3985 | 32.553 | 31.5917 | 30.5333 | 29.4006 | 28.4031 | 27.5915 | 26.9799 | 26.1391 | 24.7874 | 23.4108 | 22.2827 | 21.0162 | 19.7259 | 19.0638 | 19.1008 | 18.7461 | 18.2441 | 17.7025 | 16.8437 | 16.2787 | 15.6763 | 14.7128 | 13.8605 | 13.5173 | 12.4896
Reduction: Energy Efficiency | [7 empty] | 1.3457 | 2.7321 | 4.0931 | 5.6211 | 7.0854 | 8.6039 | 10.0959 | 11.5186 | 12.7679 | 14.1065 | 15.4023 | 16.7062 | 18.2593 | 20.2968 | 22.4129 | 24.5764 | 26.7922 | 29.0455 | 30.7879 | 32.2004 | 33.867 | 35.6325 | 37.4126 | 39.8917 | 41.94 | 44.0055 | 46.2709 | 48.7792 | 50.629 | 50.629
Business consumption outlook
Components | History 2019-20: History; Forecast 2026-27: Forecast
| 2019-20 | 2020-21 | 2021-22 | 2022-23 | 2023-24 | 2024-25 | 2025-26 | 2026-27 | 2027-28 | 2028-29 | 2029-30 | 2030-31 | 2031-32 | 2032-33 | 2033-34 | 2034-35 | 2035-36 | 2036-37 | 2037-38 | 2038-39 | 2039-40 | 2040-41 | 2041-42 | 2042-43 | 2043-44 | 2044-45 | 2045-46 | 2046-47 | 2047-48 | 2048-49 | 2049-50 | 2050-51 | 2051-52 | 2052-53 | 2053-54 | 2054-55 | 2055-56
Business Mass Market | [7 empty] | 89.8458 | 91.0205 | 92.1777 | 93.1582 | 94.0243 | 94.9484 | 95.7352 | 95.9824 | 96.1228 | 96.2382 | 96.7921 | 97.2869 | 98.2227 | 99.0586 | 100.0172 | 100.8551 | 101.8633 | 102.9264 | 103.4298 | 104.3075 | 105.1983 | 106.0787 | 106.973 | 107.8788 | 108.8606 | 109.8179 | 110.7393 | 111.6655 | 112.5968 | 113.5669
CSG extraction | [7 empty] | 7.0411 | 6.8731 | 6.8348 | 6.9602 | 6.9464 | 6.7746 | 6.7599 | 6.7296 | 6.649 | 6.5419 | 6.2682 | 6.0736 | 6.0736 | 6.0736 | 6.0564 | 5.8488 | 5.6542 | 5.6542 | 5.6542 | 5.5929 | 4.8556 | 4.1647 | 4.1647 | 4.1033 | 3.3661 | 2.6751 | 2.6751 | 2.6751 | 2.6751 | 2.6751
Data centres | [7 empty] | 7.7413 | 10.1351 | 12.7992 | 15.4505 | 18.8824 | 22.863 | 26.2756 | 29.1965 | 31.7427 | 33.6867 | 34.9499 | 36.1276 | 37.2094 | 38.2495 | 38.9623 | 39.5357 | 40.085 | 40.6781 | 41.1486 | 41.6608 | 42.1657 | 42.705 | 43.0877 | 43.5176 | 43.9463 | 44.4254 | 44.8032 | 45.2314 | 45.6598 | 46.1393
Industrial Loads | [7 empty] | 43.3684 | 43.6811 | 45.6332 | 46.1522 | 49.8145 | 50.1098 | 51.1298 | 51.1966 | 51.7723 | 51.6494 | 51.6823 | 51.383 | 51.1865 | 51.2536 | 50.8984 | 50.7504 | 50.5964 | 50.6426 | 50.6089 | 50.6329 | 50.6327 | 50.6324 | 50.6322 | 50.632 | 50.6469 | 50.7594 | 50.7743 | 50.7892 | 50.7892 | 50.7892
Electrification | [7 empty] | 0.48476 | 1.18 | 2.2243 | 3.8173 | 7.4303 | 11.4303 | 14.8497 | 17.8668 | 20.5591 | 23.32 | 25.8934 | 28.4288 | 30.9008 | 33.3033 | 35.0368 | 36.6944 | 38.3305 | 39.9174 | 40.7462 | 41.818 | 42.6645 | 43.5506 | 44.2055 | 44.8817 | 45.228 | 45.6175 | 45.7647 | 46.0304 | 46.3044 | 46.7465
Electric Vehicles | [7 empty] | 0.10481 | 0.21593 | 0.57611 | 1.266 | 2.162 | 3.2045 | 4.3501 | 5.5867 | 6.9216 | 8.8442 | 11.1575 | 13.4921 | 15.8245 | 18.2036 | 20.4792 | 22.7961 | 25.115 | 27.5031 | 29.7424 | 32.0554 | 34.3604 | 36.7566 | 38.9573 | 41.2501 | 43.5714 | 46.0297 | 48.2169 | 50.5398 | 52.8608 | 54.5872
Hydrogen | [7 empty] | 0.029248 | 0.10379 | 0.10379 | 0.10379 | 0.10379 | 0.66691 | 1.7885 | 3.5348 | 5.9997 | 9.754 | 11.5802 | 13.4118 | 15.2532 | 17.1009 | 18.934 | 20.7282 | 23.3004 | 25.0282 | 26.602 | 28.0097 | 29.2998 | 30.5101 | 31.6503 | 32.7473 | 33.8029 | 34.8081 | 35.7941 | 36.8212 | 37.906 | 39.4784
Business Underlying (incl. EV and H2) | [7 empty] | 148.6155 | 153.2095 | 160.3491 | 166.9082 | 179.3637 | 189.9975 | 200.8888 | 210.0933 | 219.7673 | 230.0345 | 238.3236 | 246.2038 | 254.6707 | 263.2433 | 270.3844 | 277.2086 | 284.9448 | 292.35 | 297.9321 | 304.0772 | 309.177 | 314.3981 | 319.6707 | 325.0108 | 329.4221 | 334.1331 | 338.7676 | 343.7527 | 348.7921 | 353.9828
Business Delivered (incl. EV and H2) | [7 empty] | 142.953 | 147.2261 | 154.0512 | 160.3127 | 172.4574 | 182.7686 | 193.3537 | 202.2496 | 211.5795 | 221.4917 | 229.4233 | 236.9818 | 245.1239 | 253.3547 | 260.1803 | 266.7379 | 274.1906 | 281.3078 | 286.639 | 292.5774 | 297.4476 | 302.4209 | 307.4592 | 312.6126 | 316.823 | 321.314 | 325.7301 | 330.537 | 335.3833 | 340.3606
Reduction: Energy Efficiency | [7 empty] | 0 | 0.26207 | 0.83121 | 1.6701 | 2.7459 | 3.9932 | 5.3313 | 6.802 | 8.2832 | 9.7422 | 11.1562 | 12.5983 | 14.0449 | 15.5403 | 17.0277 | 18.5153 | 20.0022 | 21.488 | 22.9738 | 24.4888 | 26.0069 | 27.5564 | 29.1122 | 30.6748 | 32.1813 | 33.7338 | 35.3459 | 36.9803 | 38.6375 | 40.2858

## Energy Forecasts - NSW
Annual consumption outlook - New South Wales (TWh)
Underlying annual consumption outlook
Components | History | [6 empty] | Forecast
| 2019-20 | 2020-21 | 2021-22 | 2022-23 | 2023-24 | 2024-25 | 2025-26 | 2026-27 | 2027-28 | 2028-29 | 2029-30 | 2030-31 | 2031-32 | 2032-33 | 2033-34 | 2034-35 | 2035-36 | 2036-37 | 2037-38 | 2038-39 | 2039-40 | 2040-41 | 2041-42 | 2042-43 | 2043-44 | 2044-45 | 2045-46 | 2046-47 | 2047-48 | 2048-49 | 2049-50 | 2050-51 | 2051-52 | 2052-53 | 2053-54 | 2054-55 | 2055-56
Residential | 21.5606 | 21.9467 | 22.6283 | 22.4856 | 22.3565 | 22.7879 | 23.0695 | 23.5321 | 23.8314 | 24.2027 | 24.5258 | 24.957 | 25.363 | 25.7723 | 26.1839 | 26.6829 | 27.2717 | 27.9302 | 28.5831 | 29.142 | 29.5306 | 29.8675 | 30.2005 | 30.5185 | 30.8393 | 31.31 | 31.8068 | 32.3036 | 32.8223 | 33.2924 | 33.5225 | 34.2313 | 34.9806 | 35.4825 | 35.7898 | 36.3186 | 36.6141
Business Mass Market | 29.012 | 28.6542 | 28.014 | 28.545 | 29.3267 | 29.5321 | 31.0329 | 31.7379 | 32.2813 | 32.9769 | 33.7308 | 34.422 | 35.1126 | 35.8883 | 36.4581 | 37.0908 | 37.8995 | 38.9903 | 40.058 | 41.3101 | 42.5271 | 43.7286 | 44.9087 | 46.1784 | 47.4908 | 48.5248 | 49.7057 | 50.8877 | 52.1109 | 53.2533 | 54.4376 | 55.7157 | 57.0253 | 58.1823 | 59.3973 | 60.6115 | 61.6048
Data Centres | 1.4192 | 1.6568 | 1.9115 | 2.146 | 2.4125 | 2.8946 | 3.2902 | 4.3252 | 5.4544 | 6.9508 | 8.5678 | 10.383 | 12.4084 | 14.1246 | 15.4565 | 16.4662 | 17.229 | 17.6897 | 18.0434 | 18.3528 | 18.6817 | 18.9386 | 19.2204 | 19.5041 | 19.8145 | 20.0574 | 20.3229 | 20.5868 | 20.8747 | 21.112 | 21.3737 | 21.6354 | 21.9216 | 22.1588 | 22.4205 | 22.6822 | 22.9684
Industrial Loads | 15.563 | 15.3008 | 15.1461 | 15.4996 | 15.412 | 15.2558 | 15.604 | 15.5274 | 15.7068 | 15.6951 | 15.74 | 16.2263 | 16.2818 | 16.4889 | 16.4386 | 16.3378 | 16.2336 | 16.1381 | 15.9018 | 15.6309 | 15.5292 | 15.0732 | 14.8156 | 14.7565 | 14.7324 | 14.6423 | 14.6109 | 14.5862 | 14.5669 | 14.5496 | 14.5324 | 14.5151 | 14.5902 | 14.5743 | 14.562 | 14.5543 | 14.5515
Hydrogen & Green Commodities | 0 | 0 | 0 | 0 | 0 | 0 | 0.0057506 | 0.0057506 | 0.0057506 | 0.0057506 | 0.0057506 | 0.0057506 | 0.24519 | 0.68633 | 1.3645 | 2.3062 | 3.5346 | 4.206 | 4.873 | 5.5316 | 6.1916 | 6.8329 | 7.4527 | 8.4819 | 9.0987 | 9.6512 | 10.1614 | 10.6471 | 11.1145 | 11.5696 | 12.0277 | 12.4779 | 12.9161 | 13.3535 | 13.8096 | 14.2925 | 14.8126
Business Electrification | 0 | 0 | 0 | 0 | 0 | 0 | 0 | 0.062472 | 0.17898 | 0.37243 | 0.67681 | 1.1765 | 1.9152 | 3.0155 | 4.0992 | 4.9785 | 5.8776 | 6.8034 | 7.7171 | 8.5596 | 9.3473 | 9.8428 | 10.2879 | 10.7071 | 11.1184 | 11.3884 | 11.736 | 12.03 | 12.3414 | 12.5936 | 12.8502 | 13.0006 | 13.1571 | 13.228 | 13.3222 | 13.403 | 13.5143
CSG Extraction | 0 | 0 | 0 | 0 | 0 | 0 | 0 | 0 | 0 | 0 | 0 | 0 | 0 | 0 | 0 | 0 | 0 | 0 | 0 | 0 | 0 | 0 | 0 | 0 | 0 | 0 | 0 | 0 | 0 | 0 | 0 | 0 | 0 | 0 | 0 | 0 | 0
Delivered annual consumption outlook
Components | History 2019-20: History; Forecast 2026-27: Forecast
| 2019-20 | 2020-21 | 2021-22 | 2022-23 | 2023-24 | 2024-25 | 2025-26 | 2026-27 | 2027-28 | 2028-29 | 2029-30 | 2030-31 | 2031-32 | 2032-33 | 2033-34 | 2034-35 | 2035-36 | 2036-37 | 2037-38 | 2038-39 | 2039-40 | 2040-41 | 2041-42 | 2042-43 | 2043-44 | 2044-45 | 2045-46 | 2046-47 | 2047-48 | 2048-49 | 2049-50 | 2050-51 | 2051-52 | 2052-53 | 2053-54 | 2054-55 | 2055-56
Residential | 19.2398 | 18.6852 | 18.3919 | 17.0572 | 15.9094 | 15.4674 | 14.9684 | 14.3353 | 13.7266 | 13.2019 | 12.6572 | 12.1979 | 11.6899 | 11.1879 | 10.6644 | 10.1631 | 9.7377 | 9.3768 | 9.0792 | 8.6877 | 8.1072 | 7.5409 | 7.067 | 6.5489 | 6.0242 | 5.7429 | 5.5887 | 5.3927 | 5.1811 | 4.9661 | 4.6247 | 4.7391 | 4.8514 | 4.7283 | 4.4992 | 4.4629 | 4.1441
Business Mass Market | 28.2974 | 27.8036 | 27.0426 | 27.3982 | 28.0146 | 28.0758 | 29.4545 | 30.0315 | 30.4792 | 31.0812 | 31.7464 | 32.3449 | 32.9393 | 33.6267 | 34.1092 | 34.6438 | 35.3505 | 36.3383 | 37.3114 | 38.4664 | 39.5801 | 40.6866 | 41.7854 | 42.9683 | 44.1913 | 45.1466 | 46.2603 | 47.3681 | 48.511 | 49.5777 | 50.699 | 51.9097 | 53.1457 | 54.2305 | 55.3843 | 56.533 | 57.4541
Data Centres | 1.4192 | 1.6568 | 1.9115 | 2.146 | 2.4125 | 2.8946 | 3.2902 | 4.3252 | 5.4544 | 6.9508 | 8.5678 | 10.383 | 12.4084 | 14.1246 | 15.4565 | 16.4662 | 17.229 | 17.6897 | 18.0434 | 18.3528 | 18.6817 | 18.9386 | 19.2204 | 19.5041 | 19.8145 | 20.0574 | 20.3229 | 20.5868 | 20.8747 | 21.112 | 21.3737 | 21.6354 | 21.9216 | 22.1588 | 22.4205 | 22.6822 | 22.9684
Industrial Loads | 15.563 | 15.3008 | 15.1461 | 15.4996 | 15.412 | 15.2558 | 15.604 | 15.5274 | 15.7068 | 15.6951 | 15.74 | 16.2263 | 16.2818 | 16.4889 | 16.4386 | 16.3378 | 16.2336 | 16.1381 | 15.9018 | 15.6309 | 15.5292 | 15.0732 | 14.8156 | 14.7565 | 14.7324 | 14.6423 | 14.6109 | 14.5862 | 14.5669 | 14.5496 | 14.5324 | 14.5151 | 14.5902 | 14.5743 | 14.562 | 14.5543 | 14.5515
Hydrogen & Green Commodities | 0 | 0 | 0 | 0 | 0 | 0 | 0.0057506 | 0.0057506 | 0.0057506 | 0.0057506 | 0.0057506 | 0.0057506 | 0.24519 | 0.68633 | 1.3645 | 2.3062 | 3.5346 | 4.206 | 4.873 | 5.5316 | 6.1916 | 6.8329 | 7.4527 | 8.4819 | 9.0987 | 9.6512 | 10.1614 | 10.6471 | 11.1145 | 11.5696 | 12.0277 | 12.4779 | 12.9161 | 13.3535 | 13.8096 | 14.2925 | 14.8126
Business Electrification | 0 | 0 | 0 | 0 | 0 | 0 | 0 | 0.062472 | 0.17898 | 0.37243 | 0.67681 | 1.1765 | 1.9152 | 3.0155 | 4.0992 | 4.9785 | 5.8776 | 6.8034 | 7.7171 | 8.5596 | 9.3473 | 9.8428 | 10.2879 | 10.7071 | 11.1184 | 11.3884 | 11.736 | 12.03 | 12.3414 | 12.5936 | 12.8502 | 13.0006 | 13.1571 | 13.228 | 13.3222 | 13.403 | 13.5143
CSG Extraction | 0 | 0 | 0 | 0 | 0 | 0 | 0 | 0 | 0 | 0 | 0 | 0 | 0 | 0 | 0 | 0 | 0 | 0 | 0 | 0 | 0 | 0 | 0 | 0 | 0 | 0 | 0 | 0 | 0 | 0 | 0 | 0 | 0 | 0 | 0 | 0 | 0

## Energy Forecasts - QLD
Annual consumption outlook - Queensland (TWh)
Underlying annual consumption outlook
Components | History | [6 empty] | Forecast
| 2019-20 | 2020-21 | 2021-22 | 2022-23 | 2023-24 | 2024-25 | 2025-26 | 2026-27 | 2027-28 | 2028-29 | 2029-30 | 2030-31 | 2031-32 | 2032-33 | 2033-34 | 2034-35 | 2035-36 | 2036-37 | 2037-38 | 2038-39 | 2039-40 | 2040-41 | 2041-42 | 2042-43 | 2043-44 | 2044-45 | 2045-46 | 2046-47 | 2047-48 | 2048-49 | 2049-50 | 2050-51 | 2051-52 | 2052-53 | 2053-54 | 2054-55 | 2055-56
Residential | 13.2884 | 13.7715 | 14.495 | 14.7027 | 15.2036 | 15.7708 | 15.6798 | 16.2531 | 16.7694 | 17.3165 | 17.8436 | 18.4069 | 18.9306 | 19.4299 | 19.9189 | 20.4504 | 21.025 | 21.6202 | 22.2057 | 22.738 | 23.1234 | 23.4556 | 23.7712 | 24.0633 | 24.3464 | 24.7288 | 25.1248 | 25.508 | 25.8963 | 26.2382 | 26.3805 | 26.4869 | 26.6068 | 26.6635 | 26.7285 | 26.9766 | 27.1136
Business Mass Market | 21.889 | 21.1014 | 21.5939 | 21.853 | 22.9537 | 22.982 | 23.9521 | 24.3687 | 24.8197 | 25.4085 | 25.9311 | 26.5137 | 27.109 | 27.7579 | 28.3243 | 28.8809 | 29.5677 | 30.3581 | 31.1397 | 31.9315 | 32.7352 | 33.5526 | 34.4118 | 35.2948 | 36.1932 | 36.9401 | 37.7766 | 38.6134 | 39.4748 | 40.2966 | 41.1411 | 41.9917 | 42.8721 | 43.6956 | 44.5499 | 45.4076 | 46.1485
Data Centres | 0.096222 | 0.097028 | 0.096842 | 0.097122 | 0.092354 | 0.084491 | 0.077845 | 0.077988 | 0.078044 | 0.078107 | 0.078175 | 0.078248 | 0.078326 | 0.078408 | 0.078492 | 0.078577 | 0.078663 | 0.078749 | 0.078836 | 0.078924 | 0.079012 | 0.0791 | 0.079189 | 0.079278 | 0.079367 | 0.079456 | 0.079546 | 0.079635 | 0.079725 | 0.079815 | 0.079905 | 0.079995 | 0.080086 | 0.080178 | 0.080271 | 0.080365 | 0.08046
Industrial Loads | 12.401 | 12.5044 | 12.0805 | 11.9569 | 12.591 | 12.5935 | 12.5732 | 12.3972 | 12.6662 | 12.7451 | 12.9483 | 14.1669 | 14.2635 | 14.2669 | 14.2993 | 14.9112 | 14.7303 | 14.8067 | 14.6879 | 14.6644 | 14.6906 | 14.7415 | 14.848 | 14.996 | 15.1522 | 15.3033 | 15.4385 | 15.5671 | 15.6953 | 15.8199 | 15.9299 | 16.0153 | 16.0746 | 16.1165 | 16.1508 | 16.1806 | 16.2072
Hydrogen & Green Commodities | 0 | 0 | 0 | 0 | 0 | 0 | 0.0010064 | 0.0010064 | 0.014807 | 0.014807 | 0.014807 | 0.014807 | 0.054282 | 0.13019 | 0.25454 | 0.44602 | 1.2239 | 1.3957 | 1.5628 | 1.7449 | 1.9395 | 2.1521 | 2.378 | 2.6164 | 2.8516 | 3.0885 | 3.3189 | 3.5577 | 3.8095 | 4.057 | 4.2954 | 4.5228 | 4.7284 | 4.9152 | 5.1057 | 5.2976 | 5.4956
Business Electrification | 0 | 0 | 0 | 0 | 0 | 0 | 0 | 0.077245 | 0.26879 | 0.66515 | 1.3967 | 3.1811 | 5.5669 | 7.2567 | 8.6676 | 9.8817 | 11.1262 | 12.1228 | 13.0909 | 14.0816 | 15.0835 | 15.9346 | 16.7846 | 17.6156 | 18.4074 | 18.7785 | 19.1754 | 19.4727 | 19.778 | 19.9639 | 20.167 | 20.2751 | 20.4111 | 20.4293 | 20.4933 | 20.5482 | 20.6557
CSG Extraction | 6.5365 | 6.5112 | 6.5608 | 6.3306 | 7.0166 | 7.1231 | 7.056 | 6.8776 | 6.8234 | 6.9601 | 6.9619 | 6.7758 | 6.7621 | 6.7362 | 6.6567 | 6.5652 | 6.2859 | 6.0736 | 6.0736 | 6.0736 | 6.0736 | 5.8665 | 5.6542 | 5.6542 | 5.6542 | 5.6542 | 4.9185 | 4.1647 | 4.1647 | 4.1647 | 3.4289 | 2.6751 | 2.6751 | 2.6751 | 2.6751 | 2.6751 | 2.6751
Delivered annual consumption outlook
Components | History 2019-20: History; Forecast 2026-27: Forecast
| 2019-20 | 2020-21 | 2021-22 | 2022-23 | 2023-24 | 2024-25 | 2025-26 | 2026-27 | 2027-28 | 2028-29 | 2029-30 | 2030-31 | 2031-32 | 2032-33 | 2033-34 | 2034-35 | 2035-36 | 2036-37 | 2037-38 | 2038-39 | 2039-40 | 2040-41 | 2041-42 | 2042-43 | 2043-44 | 2044-45 | 2045-46 | 2046-47 | 2047-48 | 2048-49 | 2049-50 | 2050-51 | 2051-52 | 2052-53 | 2053-54 | 2054-55 | 2055-56
Residential | 10.2338 | 10.0446 | 9.9424 | 9.342 | 9.2412 | 9.0865 | 8.1446 | 7.7811 | 7.4508 | 7.174 | 6.8863 | 6.6211 | 6.2904 | 5.9203 | 5.4797 | 5.0306 | 4.6108 | 4.2416 | 3.9128 | 3.5533 | 3.0353 | 2.5593 | 2.1299 | 1.6748 | 1.2032 | 0.94847 | 0.76102 | 0.53916 | 0.28106 | 0.049803 | -0.31948 | -0.72561 | -1.1649 | -1.6241 | -2.0432 | -2.2852 | -2.6919
Business Mass Market | 21.0836 | 20.1755 | 20.5448 | 20.6732 | 21.6571 | 21.559 | 22.3867 | 22.6897 | 23.0522 | 23.5571 | 23.9972 | 24.4948 | 25.0011 | 25.5712 | 26.0545 | 26.5205 | 27.1145 | 27.8166 | 28.5157 | 29.2271 | 29.9468 | 30.6932 | 31.4905 | 32.3118 | 33.1479 | 33.8476 | 34.6428 | 35.4349 | 36.246 | 37.0265 | 37.8363 | 38.6516 | 39.4909 | 40.2791 | 41.1019 | 41.9273 | 42.6299
Data Centres | 0.096222 | 0.097028 | 0.096842 | 0.097122 | 0.092354 | 0.084491 | 0.077845 | 0.077988 | 0.078044 | 0.078107 | 0.078175 | 0.078248 | 0.078326 | 0.078408 | 0.078492 | 0.078577 | 0.078663 | 0.078749 | 0.078836 | 0.078924 | 0.079012 | 0.0791 | 0.079189 | 0.079278 | 0.079367 | 0.079456 | 0.079546 | 0.079635 | 0.079725 | 0.079815 | 0.079905 | 0.079995 | 0.080086 | 0.080178 | 0.080271 | 0.080365 | 0.08046
Industrial Loads | 12.401 | 12.5044 | 12.0805 | 11.9569 | 12.591 | 12.5935 | 12.5732 | 12.3972 | 12.6662 | 12.7451 | 12.9483 | 14.1669 | 14.2635 | 14.2669 | 14.2993 | 14.9112 | 14.7303 | 14.8067 | 14.6879 | 14.6644 | 14.6906 | 14.7415 | 14.848 | 14.996 | 15.1522 | 15.3033 | 15.4385 | 15.5671 | 15.6953 | 15.8199 | 15.9299 | 16.0153 | 16.0746 | 16.1165 | 16.1508 | 16.1806 | 16.2072
Hydrogen & Green Commodities | 0 | 0 | 0 | 0 | 0 | 0 | 0.0010064 | 0.0010064 | 0.014807 | 0.014807 | 0.014807 | 0.014807 | 0.054282 | 0.13019 | 0.25454 | 0.44602 | 1.2239 | 1.3957 | 1.5628 | 1.7449 | 1.9395 | 2.1521 | 2.378 | 2.6164 | 2.8516 | 3.0885 | 3.3189 | 3.5577 | 3.8095 | 4.057 | 4.2954 | 4.5228 | 4.7284 | 4.9152 | 5.1057 | 5.2976 | 5.4956
Business Electrification | 0 | 0 | 0 | 0 | 0 | 0 | 0 | 0.077245 | 0.26879 | 0.66515 | 1.3967 | 3.1811 | 5.5669 | 7.2567 | 8.6676 | 9.8817 | 11.1262 | 12.1228 | 13.0909 | 14.0816 | 15.0835 | 15.9346 | 16.7846 | 17.6156 | 18.4074 | 18.7785 | 19.1754 | 19.4727 | 19.778 | 19.9639 | 20.167 | 20.2751 | 20.4111 | 20.4293 | 20.4933 | 20.5482 | 20.6557
CSG Extraction | 6.5365 | 6.5112 | 6.5608 | 6.3306 | 7.0166 | 7.1231 | 7.056 | 6.8776 | 6.8234 | 6.9601 | 6.9619 | 6.7758 | 6.7621 | 6.7362 | 6.6567 | 6.5652 | 6.2859 | 6.0736 | 6.0736 | 6.0736 | 6.0736 | 5.8665 | 5.6542 | 5.6542 | 5.6542 | 5.6542 | 4.9185 | 4.1647 | 4.1647 | 4.1647 | 3.4289 | 2.6751 | 2.6751 | 2.6751 | 2.6751 | 2.6751 | 2.6751

## Energy Forecasts - SA
Annual consumption outlook - South Australia (TWh)
Underlying annual consumption outlook
Components | History | [6 empty] | Forecast
| 2019-20 | 2020-21 | 2021-22 | 2022-23 | 2023-24 | 2024-25 | 2025-26 | 2026-27 | 2027-28 | 2028-29 | 2029-30 | 2030-31 | 2031-32 | 2032-33 | 2033-34 | 2034-35 | 2035-36 | 2036-37 | 2037-38 | 2038-39 | 2039-40 | 2040-41 | 2041-42 | 2042-43 | 2043-44 | 2044-45 | 2045-46 | 2046-47 | 2047-48 | 2048-49 | 2049-50 | 2050-51 | 2051-52 | 2052-53 | 2053-54 | 2054-55 | 2055-56
Residential | 4.1763 | 4.3099 | 4.3023 | 4.4587 | 4.233 | 4.4644 | 4.5849 | 4.6947 | 4.7971 | 4.8942 | 4.9841 | 5.1275 | 5.2401 | 5.3418 | 5.4382 | 5.5447 | 5.6716 | 5.8181 | 5.9647 | 6.1037 | 6.2219 | 6.3216 | 6.4228 | 6.5233 | 6.627 | 6.7444 | 6.8718 | 6.9992 | 7.1321 | 7.2531 | 7.3462 | 7.4312 | 7.5248 | 7.6023 | 7.6862 | 7.7942 | 7.8617
Business Mass Market | 5.3601 | 5.4958 | 5.8816 | 6.0255 | 6.1152 | 6.3756 | 6.459 | 6.5724 | 6.67 | 6.7555 | 6.8426 | 6.9541 | 7.0677 | 7.174 | 7.2492 | 7.3108 | 7.438 | 7.654 | 7.8593 | 8.1035 | 8.3344 | 8.5656 | 8.7919 | 9.0447 | 9.319 | 9.5176 | 9.7508 | 9.9839 | 10.2247 | 10.4502 | 10.6835 | 10.9182 | 11.1639 | 11.3874 | 11.6221 | 11.8566 | 12.0418
Data Centres | 0.099187 | 0.1031 | 0.10274 | 0.10649 | 0.10905 | 0.11402 | 0.11959 | 0.12851 | 0.13544 | 0.14261 | 0.15005 | 0.39883 | 0.8544 | 1.3064 | 1.758 | 2.2233 | 2.513 | 2.6316 | 2.7595 | 2.8881 | 3.0298 | 3.1033 | 3.1364 | 3.1687 | 3.2072 | 3.2303 | 3.2599 | 3.2887 | 3.3231 | 3.3376 | 3.3593 | 3.3808 | 3.4098 | 3.4239 | 3.4454 | 3.467 | 3.496
Industrial Loads | 3.3327 | 3.2165 | 2.9724 | 3.0662 | 3.1586 | 3.426 | 3.4013 | 3.2569 | 3.3697 | 4.438 | 4.6276 | 6.2651 | 6.3842 | 7.1579 | 7.1999 | 7.2427 | 7.4014 | 7.4679 | 7.5236 | 7.5851 | 7.6793 | 7.7323 | 7.8265 | 7.8953 | 7.973 | 8.0423 | 8.1204 | 8.1808 | 8.2458 | 8.3096 | 8.3661 | 8.4158 | 8.4515 | 8.4784 | 8.5009 | 8.5109 | 8.5116
Hydrogen & Green Commodities | 0 | 0 | 0 | 0 | 0 | 0 | 0.0081106 | 0.0081106 | 0.0081106 | 0.0081106 | 0.0081106 | 0.0081106 | 0.01407 | 0.038181 | 0.081385 | 0.14613 | 0.23575 | 0.29306 | 0.35203 | 0.41218 | 0.47201 | 0.5293 | 0.58634 | 1.0469 | 1.1551 | 1.2716 | 1.3939 | 1.5252 | 1.6655 | 1.8012 | 1.9271 | 2.0392 | 2.1308 | 2.201 | 2.2647 | 2.3219 | 2.3764
Business Electrification | 0 | 0 | 0 | 0 | 0 | 0 | 0 | 0.020503 | 0.052285 | 0.095675 | 0.1525 | 0.23311 | 0.32687 | 0.43684 | 0.567 | 0.82072 | 1.0775 | 1.3476 | 1.6217 | 1.9176 | 2.2013 | 2.382 | 2.5423 | 2.6885 | 2.8299 | 2.9338 | 3.0664 | 3.1787 | 3.2943 | 3.3921 | 3.49 | 3.5572 | 3.6273 | 3.6769 | 3.7421 | 3.8196 | 3.9313
CSG Extraction | 0 | 0 | 0 | 0 | 0 | 0 | 0 | 0 | 0 | 0 | 0 | 0 | 0 | 0 | 0 | 0 | 0 | 0 | 0 | 0 | 0 | 0 | 0 | 0 | 0 | 0 | 0 | 0 | 0 | 0 | 0 | 0 | 0 | 0 | 0 | 0 | 0
Delivered annual consumption outlook
Components | History 2019-20: History; Forecast 2026-27: Forecast
| 2019-20 | 2020-21 | 2021-22 | 2022-23 | 2023-24 | 2024-25 | 2025-26 | 2026-27 | 2027-28 | 2028-29 | 2029-30 | 2030-31 | 2031-32 | 2032-33 | 2033-34 | 2034-35 | 2035-36 | 2036-37 | 2037-38 | 2038-39 | 2039-40 | 2040-41 | 2041-42 | 2042-43 | 2043-44 | 2044-45 | 2045-46 | 2046-47 | 2047-48 | 2048-49 | 2049-50 | 2050-51 | 2051-52 | 2052-53 | 2053-54 | 2054-55 | 2055-56
Residential | 2.2869 | 2.1309 | 2.143 | 2.4083 | 1.9094 | 1.826 | 1.8908 | 1.6053 | 1.4728 | 1.3358 | 1.205 | 1.1184 | 0.99493 | 0.87219 | 0.75037 | 0.6208 | 0.51368 | 0.42445 | 0.36699 | 0.30493 | 0.22389 | 0.14358 | 0.10431 | 0.058147 | 0.017843 | 0.01442 | 0.056998 | 0.085493 | 0.11173 | 0.13203 | 0.16251 | 0.17659 | 0.18951 | 0.18093 | 0.20858 | 0.25043 | 0.24114
Business Mass Market | 4.9406 | 5.0054 | 5.3282 | 5.4628 | 5.5061 | 5.7068 | 5.7874 | 5.8243 | 5.8765 | 5.9168 | 5.9618 | 6.0291 | 6.0969 | 6.1585 | 6.1898 | 6.2034 | 6.2818 | 6.4481 | 6.6101 | 6.8107 | 6.9972 | 7.1871 | 7.3802 | 7.5974 | 7.8362 | 8.0041 | 8.2142 | 8.4209 | 8.6335 | 8.832 | 9.0465 | 9.2601 | 9.4828 | 9.6827 | 9.9008 | 10.1162 | 10.2801
Data Centres | 0.099187 | 0.1031 | 0.10274 | 0.10649 | 0.10905 | 0.11402 | 0.11959 | 0.12851 | 0.13544 | 0.14261 | 0.15005 | 0.39883 | 0.8544 | 1.3064 | 1.758 | 2.2233 | 2.513 | 2.6316 | 2.7595 | 2.8881 | 3.0298 | 3.1033 | 3.1364 | 3.1687 | 3.2072 | 3.2303 | 3.2599 | 3.2887 | 3.3231 | 3.3376 | 3.3593 | 3.3808 | 3.4098 | 3.4239 | 3.4454 | 3.467 | 3.496
Industrial Loads | 3.3327 | 3.2165 | 2.9724 | 3.0662 | 3.1586 | 3.426 | 3.4013 | 3.2569 | 3.3697 | 4.438 | 4.6276 | 6.2651 | 6.3842 | 7.1579 | 7.1999 | 7.2427 | 7.4014 | 7.4679 | 7.5236 | 7.5851 | 7.6793 | 7.7323 | 7.8265 | 7.8953 | 7.973 | 8.0423 | 8.1204 | 8.1808 | 8.2458 | 8.3096 | 8.3661 | 8.4158 | 8.4515 | 8.4784 | 8.5009 | 8.5109 | 8.5116
Hydrogen & Green Commodities | 0 | 0 | 0 | 0 | 0 | 0 | 0.0081106 | 0.0081106 | 0.0081106 | 0.0081106 | 0.0081106 | 0.0081106 | 0.01407 | 0.038181 | 0.081385 | 0.14613 | 0.23575 | 0.29306 | 0.35203 | 0.41218 | 0.47201 | 0.5293 | 0.58634 | 1.0469 | 1.1551 | 1.2716 | 1.3939 | 1.5252 | 1.6655 | 1.8012 | 1.9271 | 2.0392 | 2.1308 | 2.201 | 2.2647 | 2.3219 | 2.3764
Business Electrification | 0 | 0 | 0 | 0 | 0 | 0 | 0 | 0.020503 | 0.052285 | 0.095675 | 0.1525 | 0.23311 | 0.32687 | 0.43684 | 0.567 | 0.82072 | 1.0775 | 1.3476 | 1.6217 | 1.9176 | 2.2013 | 2.382 | 2.5423 | 2.6885 | 2.8299 | 2.9338 | 3.0664 | 3.1787 | 3.2943 | 3.3921 | 3.49 | 3.5572 | 3.6273 | 3.6769 | 3.7421 | 3.8196 | 3.9313
CSG Extraction | 0 | 0 | 0 | 0 | 0 | 0 | 0 | 0 | 0 | 0 | 0 | 0 | 0 | 0 | 0 | 0 | 0 | 0 | 0 | 0 | 0 | 0 | 0 | 0 | 0 | 0 | 0 | 0 | 0 | 0 | 0 | 0 | 0 | 0 | 0 | 0 | 0

## Energy Forecasts - TAS
Annual consumption outlook - Tasmania (TWh)
Underlying annual consumption outlook
Components | History | [6 empty] | Forecast
| 2019-20 | 2020-21 | 2021-22 | 2022-23 | 2023-24 | 2024-25 | 2025-26 | 2026-27 | 2027-28 | 2028-29 | 2029-30 | 2030-31 | 2031-32 | 2032-33 | 2033-34 | 2034-35 | 2035-36 | 2036-37 | 2037-38 | 2038-39 | 2039-40 | 2040-41 | 2041-42 | 2042-43 | 2043-44 | 2044-45 | 2045-46 | 2046-47 | 2047-48 | 2048-49 | 2049-50 | 2050-51 | 2051-52 | 2052-53 | 2053-54 | 2054-55 | 2055-56
Residential | 2.102 | 2.1982 | 2.186 | 2.2219 | 2.0982 | 2.1798 | 2.2256 | 2.2516 | 2.2718 | 2.288 | 2.2977 | 2.3074 | 2.3159 | 2.3238 | 2.3319 | 2.3445 | 2.3649 | 2.3982 | 2.4338 | 2.4684 | 2.4849 | 2.4941 | 2.5036 | 2.5129 | 2.5227 | 2.5474 | 2.5768 | 2.6057 | 2.6359 | 2.6624 | 2.6617 | 2.6574 | 2.6551 | 2.6475 | 2.6412 | 2.6618 | 2.6684
Business Mass Market | 2.4148 | 2.354 | 2.5702 | 2.5193 | 2.5826 | 2.5119 | 2.6057 | 2.6432 | 2.668 | 2.695 | 2.7381 | 2.7857 | 2.8488 | 2.8984 | 2.9397 | 2.9608 | 2.9893 | 3.0438 | 3.1033 | 3.1863 | 3.2673 | 3.3501 | 3.4203 | 3.4923 | 3.5675 | 3.6218 | 3.6934 | 3.765 | 3.8386 | 3.9088 | 3.9808 | 4.0531 | 4.1281 | 4.1984 | 4.2715 | 4.3451 | 4.4078
Data Centres | 0.0027793 | 0.015104 | 0.055978 | 0.019942 | 0.042072 | 0.007961 | 0.0039621 | 0.31662 | 0.51135 | 0.53926 | 0.57183 | 0.67182 | 0.80302 | 0.94366 | 1.0837 | 1.2214 | 1.3008 | 1.3213 | 1.3418 | 1.3611 | 1.3819 | 1.3998 | 1.4194 | 1.4386 | 1.4587 | 1.4752 | 1.4927 | 1.5098 | 1.5274 | 1.5387 | 1.5515 | 1.5642 | 1.5785 | 1.5896 | 1.6023 | 1.615 | 1.6293
Industrial Loads | 5.7958 | 5.9091 | 6.1109 | 6.1005 | 5.9581 | 5.7525 | 5.1114 | 5.1014 | 5.1393 | 5.7413 | 5.7439 | 5.9658 | 5.9645 | 5.9592 | 5.957 | 5.9454 | 5.9269 | 5.8998 | 5.8661 | 5.8295 | 5.7853 | 5.74 | 5.7027 | 5.5127 | 5.4856 | 5.4606 | 5.4372 | 5.4151 | 5.3934 | 5.3716 | 5.3509 | 5.3331 | 5.3186 | 5.3058 | 5.2934 | 5.2815 | 5.2708
Hydrogen & Green Commodities | 0 | 0 | 0 | 0 | 0 | 0 | 0 | 0 | 0 | 0 | 0 | 0 | 0.11293 | 0.22986 | 0.35249 | 0.4822 | 0.62005 | 0.64215 | 0.66493 | 0.68792 | 0.71081 | 0.73432 | 0.76244 | 0.79464 | 0.83019 | 0.86836 | 0.90645 | 0.9359 | 0.95786 | 0.97359 | 0.98431 | 0.9929 | 1.0048 | 1.0199 | 1.038 | 1.0583 | 1.0784
Business Electrification | 0 | 0 | 0 | 0 | 0 | 0 | 0 | 0.1158 | 0.25788 | 0.39898 | 0.5372 | 0.62985 | 0.69811 | 0.74424 | 0.78032 | 0.81174 | 0.84549 | 0.87344 | 0.90201 | 0.93028 | 0.95983 | 0.9807 | 1.0025 | 1.0222 | 1.0431 | 1.0562 | 1.0698 | 1.0798 | 1.0879 | 1.0817 | 1.0692 | 1.0256 | 0.9795 | 0.94103 | 0.90973 | 0.88984 | 0.87893
CSG Extraction | 0 | 0 | 0 | 0 | 0 | 0 | 0 | 0 | 0 | 0 | 0 | 0 | 0 | 0 | 0 | 0 | 0 | 0 | 0 | 0 | 0 | 0 | 0 | 0 | 0 | 0 | 0 | 0 | 0 | 0 | 0 | 0 | 0 | 0 | 0 | 0 | 0
Delivered annual consumption outlook
Components | History 2019-20: History; Forecast 2026-27: Forecast
| 2019-20 | 2020-21 | 2021-22 | 2022-23 | 2023-24 | 2024-25 | 2025-26 | 2026-27 | 2027-28 | 2028-29 | 2029-30 | 2030-31 | 2031-32 | 2032-33 | 2033-34 | 2034-35 | 2035-36 | 2036-37 | 2037-38 | 2038-39 | 2039-40 | 2040-41 | 2041-42 | 2042-43 | 2043-44 | 2044-45 | 2045-46 | 2046-47 | 2047-48 | 2048-49 | 2049-50 | 2050-51 | 2051-52 | 2052-53 | 2053-54 | 2054-55 | 2055-56
Residential | 1.9671 | 2.048 | 2.0036 | 1.9941 | 1.8139 | 1.8608 | 1.8637 | 1.8532 | 1.8365 | 1.8151 | 1.7897 | 1.763 | 1.7342 | 1.7026 | 1.6708 | 1.6395 | 1.6153 | 1.6018 | 1.596 | 1.5884 | 1.5621 | 1.529 | 1.5028 | 1.4738 | 1.4454 | 1.4338 | 1.4342 | 1.4312 | 1.4285 | 1.4213 | 1.3952 | 1.3632 | 1.3319 | 1.2928 | 1.2627 | 1.2569 | 1.2359
Business Mass Market | 2.3718 | 2.3067 | 2.5164 | 2.456 | 2.5096 | 2.4356 | 2.5245 | 2.5556 | 2.5725 | 2.5917 | 2.6274 | 2.6673 | 2.7226 | 2.7637 | 2.7964 | 2.8078 | 2.8263 | 2.8702 | 2.9201 | 2.9933 | 3.0639 | 3.1363 | 3.1974 | 3.2594 | 3.3244 | 3.3688 | 3.4319 | 3.4942 | 3.5581 | 3.6182 | 3.6817 | 3.7449 | 3.8104 | 3.8704 | 3.9351 | 3.9994 | 4.0525
Data Centres | 0.0027793 | 0.015104 | 0.055978 | 0.019942 | 0.042072 | 0.007961 | 0.0039621 | 0.31662 | 0.51135 | 0.53926 | 0.57183 | 0.67182 | 0.80302 | 0.94366 | 1.0837 | 1.2214 | 1.3008 | 1.3213 | 1.3418 | 1.3611 | 1.3819 | 1.3998 | 1.4194 | 1.4386 | 1.4587 | 1.4752 | 1.4927 | 1.5098 | 1.5274 | 1.5387 | 1.5515 | 1.5642 | 1.5785 | 1.5896 | 1.6023 | 1.615 | 1.6293
Industrial Loads | 5.7958 | 5.9091 | 6.1109 | 6.1005 | 5.9581 | 5.7525 | 5.1114 | 5.1014 | 5.1393 | 5.7413 | 5.7439 | 5.9658 | 5.9645 | 5.9592 | 5.957 | 5.9454 | 5.9269 | 5.8998 | 5.8661 | 5.8295 | 5.7853 | 5.74 | 5.7027 | 5.5127 | 5.4856 | 5.4606 | 5.4372 | 5.4151 | 5.3934 | 5.3716 | 5.3509 | 5.3331 | 5.3186 | 5.3058 | 5.2934 | 5.2815 | 5.2708
Hydrogen & Green Commodities | 0 | 0 | 0 | 0 | 0 | 0 | 0 | 0 | 0 | 0 | 0 | 0 | 0.11293 | 0.22986 | 0.35249 | 0.4822 | 0.62005 | 0.64215 | 0.66493 | 0.68792 | 0.71081 | 0.73432 | 0.76244 | 0.79464 | 0.83019 | 0.86836 | 0.90645 | 0.9359 | 0.95786 | 0.97359 | 0.98431 | 0.9929 | 1.0048 | 1.0199 | 1.038 | 1.0583 | 1.0784
Business Electrification | 0 | 0 | 0 | 0 | 0 | 0 | 0 | 0.1158 | 0.25788 | 0.39898 | 0.5372 | 0.62985 | 0.69811 | 0.74424 | 0.78032 | 0.81174 | 0.84549 | 0.87344 | 0.90201 | 0.93028 | 0.95983 | 0.9807 | 1.0025 | 1.0222 | 1.0431 | 1.0562 | 1.0698 | 1.0798 | 1.0879 | 1.0817 | 1.0692 | 1.0256 | 0.9795 | 0.94103 | 0.90973 | 0.88984 | 0.87893
CSG Extraction | 0 | 0 | 0 | 0 | 0 | 0 | 0 | 0 | 0 | 0 | 0 | 0 | 0 | 0 | 0 | 0 | 0 | 0 | 0 | 0 | 0 | 0 | 0 | 0 | 0 | 0 | 0 | 0 | 0 | 0 | 0 | 0 | 0 | 0 | 0 | 0 | 0

## Energy Forecasts - VIC
Annual consumption outlook - Victoria (TWh)
Underlying annual consumption outlook
Components | History | [6 empty] | Forecast
| 2019-20 | 2020-21 | 2021-22 | 2022-23 | 2023-24 | 2024-25 | 2025-26 | 2026-27 | 2027-28 | 2028-29 | 2029-30 | 2030-31 | 2031-32 | 2032-33 | 2033-34 | 2034-35 | 2035-36 | 2036-37 | 2037-38 | 2038-39 | 2039-40 | 2040-41 | 2041-42 | 2042-43 | 2043-44 | 2044-45 | 2045-46 | 2046-47 | 2047-48 | 2048-49 | 2049-50 | 2050-51 | 2051-52 | 2052-53 | 2053-54 | 2054-55 | 2055-56
Residential | 13.1075 | 13.5665 | 14.0313 | 14.193 | 14.1369 | 14.9421 | 15.3929 | 16.1495 | 16.865 | 17.6356 | 18.3679 | 19.1652 | 19.8521 | 20.5034 | 21.1801 | 21.8443 | 22.533 | 23.299 | 24.0647 | 24.7507 | 25.3369 | 25.8502 | 26.3578 | 26.8571 | 27.3644 | 27.9566 | 28.9031 | 29.6016 | 30.2328 | 30.8171 | 31.2488 | 31.6154 | 32.0108 | 32.362 | 32.7465 | 33.2763 | 33.6689
Business Mass Market | 22.5286 | 21.6968 | 22.5136 | 22.7863 | 23.1231 | 23.7392 | 24.0222 | 24.6284 | 24.7974 | 24.9179 | 25.1816 | 25.5107 | 26.0147 | 26.3667 | 26.5977 | 26.8011 | 27.1879 | 27.9033 | 28.6187 | 29.5157 | 30.3983 | 31.2997 | 32.1185 | 32.9681 | 33.859 | 34.5679 | 35.4363 | 36.3087 | 37.1863 | 38.0214 | 38.8859 | 39.7533 | 40.6582 | 41.4926 | 42.3645 | 43.2368 | 43.9513
Data Centres | 0.39356 | 0.43605 | 0.511 | 0.57735 | 0.633 | 0.80922 | 1.5373 | 2.893 | 3.9559 | 5.0884 | 6.0826 | 7.3505 | 8.7189 | 9.8224 | 10.8199 | 11.7531 | 12.5652 | 13.2286 | 13.904 | 14.5286 | 15.0772 | 15.4415 | 15.6804 | 15.8944 | 16.1184 | 16.3063 | 16.5058 | 16.7008 | 16.9001 | 17.0197 | 17.1532 | 17.2858 | 17.4354 | 17.5507 | 17.6829 | 17.8153 | 17.9652
Industrial Loads | 6.551 | 6.6385 | 6.5123 | 6.3107 | 6.1153 | 6.365 | 6.326 | 7.084 | 6.7976 | 7.0123 | 7.091 | 7.1826 | 7.1805 | 7.1767 | 7.1707 | 7.162 | 7.1469 | 7.1163 | 7.0369 | 6.8749 | 6.6548 | 6.45 | 6.3262 | 6.2695 | 6.2388 | 6.2246 | 6.2247 | 6.2372 | 6.2605 | 6.2882 | 6.3142 | 6.3413 | 6.3606 | 6.3749 | 6.3884 | 6.3947 | 6.4028
Hydrogen & Green Commodities | 0 | 0 | 0 | 0 | 0 | 0 | 0.01438 | 0.01438 | 0.07512 | 0.07512 | 0.07512 | 0.07512 | 0.24044 | 0.70395 | 1.4819 | 2.6191 | 4.1398 | 5.0434 | 5.959 | 6.8766 | 7.787 | 8.6854 | 9.5487 | 10.3606 | 11.0926 | 11.7223 | 12.2291 | 12.6339 | 12.9627 | 13.2488 | 13.5128 | 13.7702 | 14.0281 | 14.3044 | 14.6031 | 14.9357 | 15.7155
Business Electrification | 0 | 0 | 0 | 0 | 0 | 0 | 0 | 0.20875 | 0.42203 | 0.6921 | 1.0541 | 2.2098 | 2.9233 | 3.3964 | 3.7527 | 4.0665 | 4.3933 | 4.7461 | 5.0971 | 5.4117 | 5.7113 | 5.8967 | 6.0771 | 6.297 | 6.5185 | 6.5893 | 6.7704 | 6.9032 | 7.049 | 7.1742 | 7.3052 | 7.3695 | 7.4424 | 7.4894 | 7.563 | 7.6437 | 7.7663
CSG Extraction | 0 | 0 | 0 | 0 | 0 | 0 | 0 | 0 | 0 | 0 | 0 | 0 | 0 | 0 | 0 | 0 | 0 | 0 | 0 | 0 | 0 | 0 | 0 | 0 | 0 | 0 | 0 | 0 | 0 | 0 | 0 | 0 | 0 | 0 | 0 | 0 | 0
Delivered annual consumption outlook
Components | History 2019-20: History; Forecast 2026-27: Forecast
| 2019-20 | 2020-21 | 2021-22 | 2022-23 | 2023-24 | 2024-25 | 2025-26 | 2026-27 | 2027-28 | 2028-29 | 2029-30 | 2030-31 | 2031-32 | 2032-33 | 2033-34 | 2034-35 | 2035-36 | 2036-37 | 2037-38 | 2038-39 | 2039-40 | 2040-41 | 2041-42 | 2042-43 | 2043-44 | 2044-45 | 2045-46 | 2046-47 | 2047-48 | 2048-49 | 2049-50 | 2050-51 | 2051-52 | 2052-53 | 2053-54 | 2054-55 | 2055-56
Residential | 11.3336 | 11.3079 | 11.178 | 10.9594 | 10.3089 | 10.4656 | 10.7963 | 10.8006 | 10.9785 | 11.2092 | 11.4302 | 11.698 | 11.8436 | 11.9087 | 11.968 | 11.9467 | 11.9256 | 11.9467 | 12.0249 | 12.0048 | 11.8589 | 11.638 | 11.4786 | 11.2606 | 11.0353 | 10.9242 | 11.2598 | 11.2977 | 11.2417 | 11.1334 | 10.9808 | 10.7254 | 10.4684 | 10.1349 | 9.9332 | 9.8323 | 9.5604
Business Mass Market | 21.8863 | 20.9375 | 21.617 | 21.7931 | 21.9805 | 22.4601 | 22.7261 | 23.187 | 23.2725 | 23.3091 | 23.496 | 23.7438 | 24.1639 | 24.4301 | 24.5755 | 24.6812 | 24.9665 | 25.5761 | 26.1998 | 27.0029 | 27.7856 | 28.5891 | 29.327 | 30.0873 | 30.8874 | 31.5121 | 32.3139 | 33.1112 | 33.9094 | 34.6644 | 35.4673 | 36.2665 | 37.0987 | 37.856 | 38.6677 | 39.4729 | 40.1154
Data Centres | 0.39356 | 0.43605 | 0.511 | 0.57735 | 0.633 | 0.80922 | 1.5373 | 2.893 | 3.9559 | 5.0884 | 6.0826 | 7.3505 | 8.7189 | 9.8224 | 10.8199 | 11.7531 | 12.5652 | 13.2286 | 13.904 | 14.5286 | 15.0772 | 15.4415 | 15.6804 | 15.8944 | 16.1184 | 16.3063 | 16.5058 | 16.7008 | 16.9001 | 17.0197 | 17.1532 | 17.2858 | 17.4354 | 17.5507 | 17.6829 | 17.8153 | 17.9652
Industrial Loads | 6.551 | 6.6385 | 6.5123 | 6.3107 | 6.1153 | 6.365 | 6.326 | 7.084 | 6.7976 | 7.0123 | 7.091 | 7.1826 | 7.1805 | 7.1767 | 7.1707 | 7.162 | 7.1469 | 7.1163 | 7.0369 | 6.8749 | 6.6548 | 6.45 | 6.3262 | 6.2695 | 6.2388 | 6.2246 | 6.2247 | 6.2372 | 6.2605 | 6.2882 | 6.3142 | 6.3413 | 6.3606 | 6.3749 | 6.3884 | 6.3947 | 6.4028
Hydrogen & Green Commodities | 0 | 0 | 0 | 0 | 0 | 0 | 0.01438 | 0.01438 | 0.07512 | 0.07512 | 0.07512 | 0.07512 | 0.24044 | 0.70395 | 1.4819 | 2.6191 | 4.1398 | 5.0434 | 5.959 | 6.8766 | 7.787 | 8.6854 | 9.5487 | 10.3606 | 11.0926 | 11.7223 | 12.2291 | 12.6339 | 12.9627 | 13.2488 | 13.5128 | 13.7702 | 14.0281 | 14.3044 | 14.6031 | 14.9357 | 15.7155
Business Electrification | 0 | 0 | 0 | 0 | 0 | 0 | 0 | 0.20875 | 0.42203 | 0.6921 | 1.0541 | 2.2098 | 2.9233 | 3.3964 | 3.7527 | 4.0665 | 4.3933 | 4.7461 | 5.0971 | 5.4117 | 5.7113 | 5.8967 | 6.0771 | 6.297 | 6.5185 | 6.5893 | 6.7704 | 6.9032 | 7.049 | 7.1742 | 7.3052 | 7.3695 | 7.4424 | 7.4894 | 7.563 | 7.6437 | 7.7663
CSG Extraction | 0 | 0 | 0 | 0 | 0 | 0 | 0 | 0 | 0 | 0 | 0 | 0 | 0 | 0 | 0 | 0 | 0 | 0 | 0 | 0 | 0 | 0 | 0 | 0 | 0 | 0 | 0 | 0 | 0 | 0 | 0 | 0 | 0 | 0 | 0 | 0 | 0

## Data Centre Development Outlook
Data Centre Development Pipeline - Rated Capacity (GW)
2026 Standing Information | QLD | NSW | SA | TAS | VIC
Operating | 0.018906 | 1.3268 | 0.016459 | 0.020686 | 0.8353
Expansions of Operational Sites | 0 | 0.6055 | 0.031 | 0.176 | 1.1528
Committed - Completion | 0 | 0.518 | 0 | 0 | 0.251
Committed - Application | 0 | 1.7237 | 0 | 0 | 1.8534
Anticipated - Application | 0 | 10.7975 | 0 | 0 | 1.385
Anticipated - Enquiry | 0 | 0.032 | 4.7 | 0.4595 | 1.6
Proposed - Application | 0 | 1.66 | 0 | 0 | 5.84
Proposed - Enquiry | 0 | 13.5151 | 0 | 0.04 | 9.836
Proposed - Prefeasibility | 0 | 1.009 | 9.87 | 0 | 0
Include before reliability threshold | 0.018906 | 14.9714 | 0.047459 | 0.19669 | 5.4775
Include after reliability threshold | 0.018906 | 16.6634 | 4.7475 | 0.65619 | 12.9175
NEM Data Centre Project progression since 2025
| Withdrawn | Regressed | No Change | Progressed
Proposed | 44.17% | 0% | 19.17% | 36.67%
Anticipated | 24.53% | 13.21% | 54.72% | 7.547%
Committed | 31.25% | 15.62% | 43.75% | 9.375%
Total | 37.07% | 5.854% | 32.2% | 24.88%

## Demand Forecasts
Annual maximum operational (sent-out) demand outlook (MW)
This data provides the 2026 ESOO 30-year 10%, 50% and 90% probability of exceedence (POE) annual maximum demand forecasts for three scenarios.
10% POE
Step Change
Region | 2025-26 | 2026-27 | 2027-28 | 2028-29 | 2029-30 | 2030-31 | 2031-32 | 2032-33 | 2033-34 | 2034-35 | 2035-36 | 2036-37 | 2037-38 | 2038-39 | 2039-40 | 2040-41 | 2041-42 | 2042-43 | 2043-44 | 2044-45 | 2045-46 | 2046-47 | 2047-48 | 2048-49 | 2049-50 | 2050-51 | 2051-52 | 2052-53 | 2053-54 | 2054-55 | 2055-56
New South Wales | 13823.23 | 14048.76 | 14260.39 | 14534.6 | 14817.53 | 15200.48 | 15575.38 | 16010.39 | 16308.68 | 16567.68 | 16858.25 | 17133.34 | 17446.32 | 17658.43 | 17823.61 | 17906.82 | 17981.14 | 18084.84 | 18179.91 | 18220.69 | 18315.55 | 18399.6 | 18465.48 | 18535.55 | 18521.49 | 18727.76 | 18933.29 | 19064.44 | 19149.18 | 19310.2 | 19448.82
Queensland | 10897.39 | 11015.26 | 11170.14 | 11350.32 | 11586.08 | 12058.1 | 12464.17 | 12784.83 | 13057.2 | 13361.16 | 13642.35 | 13882.59 | 14114.38 | 14336.77 | 14517.5 | 14698.37 | 14866.03 | 15047.09 | 15224.49 | 15356.5 | 15501.05 | 15562.82 | 15607.17 | 15749.14 | 15816.13 | 15785.24 | 15746.45 | 15823.57 | 15881.09 | 15994.87 | 16076.5
South Australia | 3459.339 | 3477.017 | 3515.064 | 3659.588 | 3708.798 | 3989.493 | 4104.574 | 4298.115 | 4392.565 | 4500.672 | 4605.072 | 4697.871 | 4782.392 | 4887.438 | 4974.614 | 5033.619 | 5085.011 | 5133.2 | 5181.778 | 5212 | 5258.46 | 5305.55 | 5342.384 | 5375.877 | 5390.842 | 5424.59 | 5460.13 | 5492.699 | 5521.666 | 5561.782 | 5602.575
Tasmania | 1673.862 | 1756.107 | 1864.293 | 1913.624 | 1966.2 | 2014.517 | 2049.395 | 2079.919 | 2101.563 | 2116.795 | 2125.041 | 2129.868 | 2138.63 | 2144.204 | 2145.23 | 2143.576 | 2127.8 | 2119.746 | 2121.775 | 2124.017 | 2127.376 | 2128.845 | 2131.383 | 2127.802 | 2122.032 | 2116.205 | 2108.565 | 2103.929 | 2106.688 | 2111.97 | 2112.47
Victoria | 10632.97 | 11099.39 | 11294.72 | 11513.3 | 11740.77 | 12105.91 | 12428.94 | 12646.85 | 12806.49 | 12934.88 | 13050.05 | 13256.81 | 13448.75 | 13637.51 | 13757.65 | 13841.44 | 13882.17 | 13936.75 | 14068.64 | 14308.59 | 14546.14 | 14782.39 | 14972.1 | 15140.96 | 15301.91 | 15490.16 | 15651.71 | 15835.01 | 16031.9 | 16238.92 | 16409.64
Slower Growth
Region | 2025-26 | 2026-27 | 2027-28 | 2028-29 | 2029-30 | 2030-31 | 2031-32 | 2032-33 | 2033-34 | 2034-35 | 2035-36 | 2036-37 | 2037-38 | 2038-39 | 2039-40 | 2040-41 | 2041-42 | 2042-43 | 2043-44 | 2044-45 | 2045-46 | 2046-47 | 2047-48 | 2048-49 | 2049-50 | 2050-51 | 2051-52 | 2052-53 | 2053-54 | 2054-55 | 2055-56
New South Wales | 13823.21 | 13914.56 | 14058.85 | 13267.05 | 13421.63 | 13633.3 | 13898.63 | 14171.63 | 14361.3 | 14546.34 | 14762.3 | 14926.96 | 15139.12 | 15265 | 15400.85 | 15414.38 | 15462.09 | 15594.91 | 15821.69 | 15883.99 | 16094.9 | 16312.6 | 16521.74 | 16755.7 | 16943.98 | 17239.19 | 17527.37 | 17780.17 | 17950.39 | 18224.11 | 18492.97
Queensland | 10897 | 10943.64 | 11071.43 | 11205.62 | 11351.85 | 11614.26 | 11819.37 | 12008.52 | 12226.63 | 12471.84 | 12737.68 | 12976.41 | 12941.1 | 13195.85 | 13425.03 | 12853.12 | 13039.5 | 13234.93 | 13407.34 | 13492.49 | 13671.72 | 13855.83 | 14048.99 | 14295.19 | 14520.52 | 14670.31 | 14803.09 | 14952.89 | 15068.78 | 15216.05 | 15348.95
South Australia | 3459.244 | 3441.103 | 3479.19 | 3504.183 | 3557.455 | 3613.54 | 3691.835 | 3740.567 | 3788.485 | 3822.138 | 3857.04 | 3903.069 | 3939.791 | 3989.862 | 4038.093 | 4056.861 | 4086.922 | 4130.873 | 4193.603 | 4204.898 | 4262.134 | 4329.201 | 4392.607 | 4478.549 | 4548.944 | 4605.908 | 4662.745 | 4713.395 | 4757.188 | 4811.214 | 4862.263
Tasmania | 1674.45 | 1374.586 | 1293.235 | 1301.005 | 1319.608 | 1340.502 | 1357.976 | 1371.213 | 1355.613 | 1347.696 | 1351.813 | 1356.57 | 1340.081 | 1334.929 | 1339.399 | 1343.626 | 1349.068 | 1353.741 | 1357.043 | 1365.686 | 1376.342 | 1387.006 | 1399.841 | 1408.891 | 1415.773 | 1422.735 | 1427.626 | 1431.756 | 1440.178 | 1449.238 | 1459.133
Victoria | 10633.2 | 11024.74 | 11177.63 | 11333.22 | 11493 | 11771.24 | 12024.63 | 12217.89 | 12401.98 | 12534.94 | 12148.33 | 12345.74 | 12528.3 | 12697.12 | 12855.28 | 12908.89 | 12970.08 | 13064.16 | 13218.73 | 13191.43 | 13445.36 | 13624.97 | 13781.86 | 13942.21 | 14052.55 | 14175.91 | 14303.59 | 14471.28 | 14639.77 | 14848.99 | 15032.8
Accelerated Transition
Region | 2025-26 | 2026-27 | 2027-28 | 2028-29 | 2029-30 | 2030-31 | 2031-32 | 2032-33 | 2033-34 | 2034-35 | 2035-36 | 2036-37 | 2037-38 | 2038-39 | 2039-40 | 2040-41 | 2041-42 | 2042-43 | 2043-44 | 2044-45 | 2045-46 | 2046-47 | 2047-48 | 2048-49 | 2049-50 | 2050-51 | 2051-52 | 2052-53 | 2053-54 | 2054-55 | 2055-56
STEP CHANGE | 13820.15 | 14254.18 | 14570.36 | 15027.2 | 15432.48 | 15922.69 | 16536.13 | 17223.95 | 17819.89 | 18325.03 | 18814.97 | 19234.49 | 19694.88 | 19945.82 | 20108.38 | 20268.98 | 20441.84 | 20635.31 | 20822.28 | 21047.26 | 21278.26 | 21479.4 | 21690.13 | 21875.4 | 21965.22 | 22311.35 | 22645.02 | 22943.24 | 23162.79 | 23489.98 | 23823.97
Queensland | 10895.51 | 11111.31 | 11303.26 | 11585.78 | 12047.02 | 12447.03 | 12795.38 | 13124.62 | 13406.14 | 13964.67 | 14303.69 | 14626.79 | 14981.32 | 15328.17 | 15603.27 | 15896.55 | 16227.56 | 16532.76 | 16818.21 | 17140.23 | 17433.8 | 17728.16 | 18062.83 | 18392.62 | 18629.11 | 18776.87 | 18909.26 | 19139.9 | 19333.18 | 19596.06 | 19786.13
South Australia | 3459.462 | 3524.295 | 3629.905 | 3965.554 | 4040.673 | 4195.084 | 4475.073 | 4825.998 | 5024.919 | 5207.717 | 5388.394 | 5567.029 | 6063.556 | 6219.091 | 6346.385 | 6498.156 | 6667.104 | 6849.087 | 7058.204 | 7284.59 | 7514.263 | 7756.795 | 7996.797 | 8229.891 | 8429.753 | 8634.106 | 8813.98 | 8963.528 | 9100.383 | 9235.888 | 9355.842
Tasmania | 1673.586 | 1836.097 | 1933.142 | 1990.542 | 2038.04 | 2095.043 | 2136.789 | 2178.154 | 2217.566 | 2243.413 | 2262.862 | 2288.206 | 2316.198 | 2346.943 | 2371.725 | 2397.933 | 2423.885 | 2449.855 | 2479.059 | 2512.939 | 2544.719 | 2580.622 | 2617.661 | 2654.895 | 2683.219 | 2707.532 | 2723.715 | 2736.696 | 2751.299 | 2770.803 | 2793.869
Victoria | 10632.77 | 11250.66 | 11553.82 | 11913.84 | 12187.49 | 12551.96 | 12957.5 | 13320.98 | 13643.16 | 14020.49 | 14349.25 | 14729.32 | 15095.77 | 15342.04 | 15490.56 | 15626.49 | 15771.63 | 15904.02 | 16150.79 | 16501.58 | 16884.34 | 17210.55 | 17502.81 | 17744.73 | 17966.82 | 18203.8 | 18464.16 | 18698.78 | 19003.76 | 19306.73 | 19627.11
50% POE
Step Change
Region | 2025-26 | 2026-27 | 2027-28 | 2028-29 | 2029-30 | 2030-31 | 2031-32 | 2032-33 | 2033-34 | 2034-35 | 2035-36 | 2036-37 | 2037-38 | 2038-39 | 2039-40 | 2040-41 | 2041-42 | 2042-43 | 2043-44 | 2044-45 | 2045-46 | 2046-47 | 2047-48 | 2048-49 | 2049-50 | 2050-51 | 2051-52 | 2052-53 | 2053-54 | 2054-55 | 2055-56
New South Wales | 12961.57 | 13168.98 | 13371.19 | 13625.78 | 13906.6 | 14265 | 14629.84 | 15052.85 | 15344.8 | 15584.78 | 15848.4 | 16114.09 | 16376.83 | 16590.74 | 16742.07 | 16811.44 | 16881.76 | 16977.93 | 17072.41 | 17120.91 | 17209.66 | 17288.17 | 17359.6 | 17424.94 | 17442.84 | 17643.63 | 17846.69 | 17983.71 | 18071.73 | 18208.75 | 18341.63
Queensland | 10270.12 | 10375.13 | 10524.31 | 10689.19 | 10905.59 | 11375.73 | 11756.36 | 12077.48 | 12345.34 | 12646.02 | 12884.76 | 13116.15 | 13340.53 | 13562 | 13752.64 | 13941.48 | 14116.03 | 14285.07 | 14444.22 | 14580.9 | 14728.77 | 14779.22 | 14819.79 | 14924.73 | 15000.77 | 14972.15 | 14949.38 | 15014.24 | 15053.49 | 15139.85 | 15232.19
South Australia | 3068.796 | 3080.383 | 3113.987 | 3244.871 | 3282.039 | 3548.679 | 3676.028 | 3858.798 | 3945.846 | 4044.481 | 4140.807 | 4228.628 | 4307.875 | 4399.415 | 4485.412 | 4541.177 | 4588.429 | 4638.496 | 4684.986 | 4718.209 | 4759.938 | 4804.215 | 4848.708 | 4887.699 | 4906.652 | 4940.317 | 4968.058 | 4999.376 | 5029.995 | 5066.168 | 5104.231
Tasmania | 1631.542 | 1713.585 | 1820.836 | 1870.572 | 1921.259 | 1969.266 | 2002.981 | 2032.051 | 2054.636 | 2068.797 | 2077.044 | 2082.042 | 2089.681 | 2094.053 | 2096.253 | 2095.491 | 2079.271 | 2071.781 | 2071.409 | 2074.487 | 2076.33 | 2079.594 | 2081.081 | 2075.796 | 2069.002 | 2062.462 | 2055.597 | 2048.762 | 2048.845 | 2052.917 | 2052.867
Victoria | 9871.23 | 10311.9 | 10487.95 | 10704.89 | 10928.97 | 11288.06 | 11618 | 11835.76 | 11995.3 | 12139.37 | 12277.35 | 12464.91 | 12652.02 | 12839.61 | 12992.96 | 13214.05 | 13385.66 | 13609.55 | 13782.33 | 14024.23 | 14251.2 | 14484.32 | 14676.13 | 14846.31 | 15007.2 | 15199.33 | 15343.89 | 15524.89 | 15728.63 | 15930.17 | 16107.1
Slower Growth
Region | 2025-26 | 2026-27 | 2027-28 | 2028-29 | 2029-30 | 2030-31 | 2031-32 | 2032-33 | 2033-34 | 2034-35 | 2035-36 | 2036-37 | 2037-38 | 2038-39 | 2039-40 | 2040-41 | 2041-42 | 2042-43 | 2043-44 | 2044-45 | 2045-46 | 2046-47 | 2047-48 | 2048-49 | 2049-50 | 2050-51 | 2051-52 | 2052-53 | 2053-54 | 2054-55 | 2055-56
New South Wales | 12961.72 | 13042.83 | 13191.51 | 12401.47 | 12567.13 | 12774.21 | 13025.58 | 13295.61 | 13493.47 | 13662.2 | 13857.27 | 14039.07 | 14217.97 | 14360.36 | 14481.82 | 14475.66 | 14525.61 | 14646.13 | 14843.61 | 14868.21 | 15052.1 | 15234.86 | 15417.67 | 15618.35 | 15777.53 | 16051.1 | 16308.14 | 16512.81 | 16699.67 | 16919.39 | 17128.61
Queensland | 10270.04 | 10317.29 | 10444.69 | 10567.82 | 10700.55 | 10965.56 | 11148.81 | 11351.94 | 11557.07 | 11800.47 | 12036.12 | 12275.54 | 12262.67 | 12503.92 | 12729.56 | 12145.34 | 12328.51 | 12527.29 | 12690.78 | 12790.41 | 12960.87 | 13136.36 | 13314.75 | 13552.74 | 13769.72 | 13927.54 | 14073.37 | 14198.23 | 14305.06 | 14435.74 | 14583.73
South Australia | 3068.626 | 3050.718 | 3087.062 | 3104.555 | 3155.201 | 3208.795 | 3294.845 | 3338.756 | 3385.097 | 3414.616 | 3446.477 | 3486.008 | 3519.491 | 3563.177 | 3607.237 | 3624.403 | 3651.246 | 3690.407 | 3744.175 | 3754.653 | 3804.663 | 3863.865 | 3929.627 | 4017.73 | 4085.431 | 4136.469 | 4176.742 | 4224.88 | 4263.86 | 4314.004 | 4356.303
Tasmania | 1632.411 | 1333.419 | 1252.156 | 1260.323 | 1278.427 | 1299.858 | 1317.372 | 1327.788 | 1312.67 | 1305.246 | 1309.89 | 1313.995 | 1297.471 | 1291.903 | 1296.032 | 1300.313 | 1305.331 | 1310.503 | 1313.953 | 1321.632 | 1331.688 | 1342.681 | 1354.744 | 1364.499 | 1371.298 | 1376.418 | 1381.964 | 1385.595 | 1392.823 | 1401.877 | 1410.919
Victoria | 9871.764 | 10239.97 | 10384.34 | 10523.19 | 10685.32 | 10960.06 | 11217.43 | 11402.88 | 11572.29 | 11708.05 | 11332.27 | 11522.85 | 11711.92 | 11879.88 | 12027.72 | 12094.49 | 12175.71 | 12283.02 | 12441.11 | 12619.95 | 12855.68 | 13085.25 | 13276.36 | 13497.05 | 13676.45 | 13837.66 | 14011.27 | 14232.16 | 14411.48 | 14622.93 | 14809.37
Accelerated Transition
Region | 2025-26 | 2026-27 | 2027-28 | 2028-29 | 2029-30 | 2030-31 | 2031-32 | 2032-33 | 2033-34 | 2034-35 | 2035-36 | 2036-37 | 2037-38 | 2038-39 | 2039-40 | 2040-41 | 2041-42 | 2042-43 | 2043-44 | 2044-45 | 2045-46 | 2046-47 | 2047-48 | 2048-49 | 2049-50 | 2050-51 | 2051-52 | 2052-53 | 2053-54 | 2054-55 | 2055-56
New South Wales | 12960.72 | 13359.41 | 13676.18 | 14105.5 | 14502.09 | 14967.52 | 15563.58 | 16221.78 | 16784.89 | 17267.54 | 17700.99 | 18091.06 | 18512.29 | 18743.49 | 18890.77 | 19039.89 | 19196.47 | 19375.43 | 19561.6 | 19775.05 | 19997.65 | 20207.93 | 20419.06 | 20595.54 | 20820.55 | 21082.12 | 21364.95 | 21627.71 | 21836.76 | 22141.41 | 22450.25
Queensland | 10268.26 | 10462.76 | 10639.16 | 10910.26 | 11348.79 | 11738.49 | 12062.14 | 12386.13 | 12674.67 | 13226.85 | 13513.52 | 13818.67 | 14165.01 | 14509.87 | 14788.8 | 15092.46 | 15420.57 | 15696.76 | 15962.85 | 16296.92 | 16583.34 | 16862.49 | 17188.1 | 17487.03 | 17723.7 | 17866 | 17997.83 | 18205.2 | 18382.83 | 18617.95 | 18798.04
South Australia | 3068.901 | 3122.672 | 3219.547 | 3535.352 | 3595.003 | 3741.8 | 4025.569 | 4363.106 | 4550.757 | 4716.038 | 4881.482 | 5052.05 | 5534.233 | 5674.841 | 5797.589 | 5938.103 | 6099.111 | 6278.037 | 6476.576 | 6685.774 | 6906.096 | 7138.415 | 7372.706 | 7603.561 | 7800.63 | 7993.425 | 8162.765 | 8308.808 | 8438.337 | 8570.47 | 8685.746
Tasmania | 1631.382 | 1791.928 | 1886.761 | 1943.803 | 1990.461 | 2046.828 | 2088.388 | 2128.731 | 2166.801 | 2192.771 | 2211.064 | 2237.772 | 2263.376 | 2291.996 | 2317.766 | 2342.37 | 2368.377 | 2393.592 | 2419.626 | 2452.28 | 2484.522 | 2518.926 | 2554.412 | 2588.214 | 2612.409 | 2633.768 | 2650.63 | 2666.292 | 2679.837 | 2699.42 | 2718.436
Victoria | 9870.754 | 10458.86 | 10738.03 | 11084.26 | 11361.64 | 11728.41 | 12133.89 | 12495.14 | 12843.79 | 13202.38 | 13539.22 | 13926.69 | 14306.28 | 14554.15 | 14711.19 | 14958.04 | 15246.74 | 15532.14 | 15823.71 | 16172.82 | 16533.32 | 16849.75 | 17147.02 | 17382.23 | 17611.81 | 17850.6 | 18090.84 | 18321.4 | 18627.23 | 18925.6 | 19245.93
90% POE
Step Change
Region | 2025-26 | 2026-27 | 2027-28 | 2028-29 | 2029-30 | 2030-31 | 2031-32 | 2032-33 | 2033-34 | 2034-35 | 2035-36 | 2036-37 | 2037-38 | 2038-39 | 2039-40 | 2040-41 | 2041-42 | 2042-43 | 2043-44 | 2044-45 | 2045-46 | 2046-47 | 2047-48 | 2048-49 | 2049-50 | 2050-51 | 2051-52 | 2052-53 | 2053-54 | 2054-55 | 2055-56
New South Wales | 12242.68 | 12465.57 | 12714.59 | 12999.7 | 13309.1 | 13674.53 | 14082.19 | 14441.01 | 14719.06 | 14961.35 | 15227.98 | 15457.26 | 15719.91 | 15905.47 | 16044.3 | 16129.13 | 16208.99 | 16331.01 | 16429.14 | 16537.5 | 16639.03 | 16755.39 | 16848.26 | 16914.03 | 17035.26 | 17214.26 | 17381.46 | 17483.21 | 17606.12 | 17736.75 | 17814.38
Queensland | 9650.4 | 9740.768 | 9876.284 | 10036.17 | 10244.17 | 10702.13 | 11075.12 | 11395.4 | 11675.88 | 11973.64 | 12196.08 | 12409.21 | 12616.79 | 12845.53 | 13052.11 | 13219.62 | 13388.93 | 13551.46 | 13720.74 | 13871.8 | 14013.49 | 14053.66 | 14077.8 | 14180.26 | 14251.71 | 14243.21 | 14205.9 | 14249.3 | 14286.67 | 14371.32 | 14483.14
South Australia | 2772.851 | 2780.485 | 2809.43 | 2941.629 | 2982.181 | 3238.452 | 3342.205 | 3516.713 | 3600.689 | 3692.939 | 3787.848 | 3868.629 | 3952.044 | 4043.18 | 4122.091 | 4173.768 | 4219.428 | 4259.613 | 4309.758 | 4340.524 | 4379.497 | 4421.544 | 4466.866 | 4493.786 | 4512.841 | 4537.829 | 4563.657 | 4593.555 | 4624.264 | 4664.614 | 4700.891
Tasmania | 1600.66 | 1681.642 | 1787.884 | 1836.966 | 1887.987 | 1933.965 | 1967.32 | 1997.058 | 2018.206 | 2032.146 | 2040.614 | 2043.998 | 2052.493 | 2057.787 | 2059.388 | 2058.825 | 2041.688 | 2033.795 | 2035.162 | 2037.868 | 2039.408 | 2043.079 | 2043.576 | 2038.966 | 2032.284 | 2024.812 | 2018.16 | 2010.582 | 2010.649 | 2012.89 | 2012.714
Victoria | 8898.204 | 9316.35 | 9503.895 | 9713.928 | 9933.178 | 10291.07 | 10619.81 | 10874.31 | 11141.72 | 11395.01 | 11692.3 | 11989.22 | 12286.94 | 12550.73 | 12779.97 | 12999.22 | 13167.59 | 13390.19 | 13564.1 | 13802.33 | 14025.7 | 14256.15 | 14447.61 | 14621.06 | 14780.43 | 14977.94 | 15123.69 | 15308.61 | 15512.19 | 15711.86 | 15886.45
Slower Growth
Region | 2025-26 | 2026-27 | 2027-28 | 2028-29 | 2029-30 | 2030-31 | 2031-32 | 2032-33 | 2033-34 | 2034-35 | 2035-36 | 2036-37 | 2037-38 | 2038-39 | 2039-40 | 2040-41 | 2041-42 | 2042-43 | 2043-44 | 2044-45 | 2045-46 | 2046-47 | 2047-48 | 2048-49 | 2049-50 | 2050-51 | 2051-52 | 2052-53 | 2053-54 | 2054-55 | 2055-56
New South Wales | 12268.26 | 12389.07 | 12021.48 | 11764.57 | 11903.23 | 12122.59 | 12371.27 | 12581.4 | 12728.44 | 12889.27 | 13068.05 | 13195.82 | 13361.27 | 13456.5 | 13484.86 | 13511.93 | 13571.4 | 13726.8 | 13829.21 | 13948.79 | 14093.26 | 14260.16 | 14413.88 | 14579.41 | 14773.28 | 14932.97 | 15114.2 | 15314.31 | 15487.26 | 15622.2 | 15833.64
Queensland | 9650.213 | 9684.865 | 9806.349 | 9929.886 | 10055.02 | 10301.02 | 10482.58 | 10681.39 | 10897.57 | 11130.39 | 11335.22 | 11555.02 | 11553.77 | 11797.3 | 12019.87 | 11410.23 | 11593.61 | 11773.11 | 11937.86 | 12048.75 | 12205.59 | 12377 | 12558.83 | 12779.73 | 13005.34 | 13163.89 | 13302.62 | 13405.75 | 13504.12 | 13652.28 | 13802.1
South Australia | 2772.697 | 2753.804 | 2790.6 | 2812.678 | 2860.85 | 2911.081 | 2980.519 | 3013.792 | 3052.978 | 3080.32 | 3109.266 | 3148.344 | 3188.471 | 3226.98 | 3267.372 | 3282.272 | 3310.518 | 3345.661 | 3400.349 | 3408.967 | 3458.561 | 3510.964 | 3571.617 | 3642.105 | 3711.292 | 3757.941 | 3800.463 | 3842.346 | 3883.573 | 3932.778 | 3975.61
Tasmania | 1601.508 | 1304.082 | 1222.793 | 1230.649 | 1249.26 | 1269.276 | 1286.489 | 1297.146 | 1281.583 | 1274.195 | 1277.735 | 1282.424 | 1265.788 | 1259.9 | 1264.647 | 1269.003 | 1272.447 | 1278.167 | 1280.896 | 1289.616 | 1298.738 | 1309.272 | 1319.867 | 1329.079 | 1336.305 | 1341.531 | 1345.275 | 1347.52 | 1354.553 | 1363.054 | 1370.991
Victoria | 8898.642 | 9247.388 | 9403.591 | 9548.764 | 9700.655 | 9976.097 | 10225.25 | 10433.45 | 10653.13 | 10712.7 | 10669.87 | 10913.55 | 11169.51 | 11396.05 | 11568.83 | 11714.71 | 11855.56 | 12068.57 | 12213.14 | 12419.48 | 12652.6 | 12883.85 | 13078.73 | 13297.73 | 13481.29 | 13647.89 | 13819.79 | 14048.23 | 14229.41 | 14436.3 | 14624.85
Accelerated Transition
Region | 2025-26 | 2026-27 | 2027-28 | 2028-29 | 2029-30 | 2030-31 | 2031-32 | 2032-33 | 2033-34 | 2034-35 | 2035-36 | 2036-37 | 2037-38 | 2038-39 | 2039-40 | 2040-41 | 2041-42 | 2042-43 | 2043-44 | 2044-45 | 2045-46 | 2046-47 | 2047-48 | 2048-49 | 2049-50 | 2050-51 | 2051-52 | 2052-53 | 2053-54 | 2054-55 | 2055-56
New South Wales | 12248.58 | 12625.82 | 13025.54 | 13451.72 | 13863.16 | 14415.6 | 15074.38 | 15681.13 | 16202.05 | 16632.52 | 17042.84 | 17407.08 | 17779.38 | 17981.93 | 18115.7 | 18294.62 | 18471.5 | 18694.42 | 18951.89 | 19196.77 | 19434.74 | 19703.93 | 19962.69 | 20158.23 | 20378.85 | 20637.35 | 20907.3 | 21086.69 | 21321.06 | 21571.03 | 21824.6
Queensland | 9648.371 | 9819.766 | 9982.164 | 10238.26 | 10667.3 | 11047.12 | 11364.77 | 11682.32 | 11986.8 | 12536.72 | 12806.91 | 13087.36 | 13418.8 | 13762.7 | 14057.39 | 14322.07 | 14646.68 | 14924.7 | 15183.64 | 15515.47 | 15793.41 | 16051.35 | 16363.02 | 16636.6 | 16875.03 | 17027.22 | 17151.68 | 17325.07 | 17498.21 | 17721.03 | 17911.13
South Australia | 2773.06 | 2819.386 | 2908.098 | 3223.921 | 3283.036 | 3423.491 | 3681.821 | 4003.356 | 4180.674 | 4336.902 | 4499.689 | 4826.245 | 5145.86 | 5282.575 | 5394.227 | 5525.195 | 5685.465 | 5868.658 | 6081.9 | 6321.334 | 6555.878 | 6805.321 | 7065.913 | 7297.19 | 7510.049 | 7701.713 | 7857.837 | 7989.435 | 8111.205 | 8227.645 | 8312.861
Tasmania | 1600.531 | 1759.152 | 1846.804 | 1902.932 | 1948.014 | 2003.953 | 2044.488 | 2083.514 | 2120.857 | 2147.445 | 2164.611 | 2189.343 | 2214.923 | 2241.382 | 2266.765 | 2292.81 | 2316.614 | 2340.977 | 2365.952 | 2398 | 2430.125 | 2462.626 | 2496.991 | 2528.547 | 2549.256 | 2570.576 | 2589.159 | 2604.558 | 2619.481 | 2637.893 | 2655.541
Victoria | 8897.983 | 9455.807 | 9736.368 | 10076.29 | 10349.35 | 10716.83 | 11125.33 | 11496.53 | 11924.08 | 12403.46 | 12896.06 | 13385.98 | 13834.62 | 14151.01 | 14430.26 | 14716.34 | 15004.51 | 15291.31 | 15574.39 | 15917.97 | 16278.32 | 16589.92 | 16890.36 | 17120.96 | 17351.08 | 17593.47 | 17831.02 | 18063.42 | 18367.06 | 18658.71 | 18978.32
Annual minimum operational (sent-out) demand outlook (MW)
10% POE
Step Change
Region | 2025-26 | 2026-27 | 2027-28 | 2028-29 | 2029-30 | 2030-31 | 2031-32 | 2032-33 | 2033-34 | 2034-35 | 2035-36 | 2036-37 | 2037-38 | 2038-39 | 2039-40 | 2040-41 | 2041-42 | 2042-43 | 2043-44 | 2044-45 | 2045-46 | 2046-47 | 2047-48 | 2048-49 | 2049-50 | 2050-51 | 2051-52 | 2052-53 | 2053-54 | 2054-55 | 2055-56
New South Wales | 2780.341 | 2674.333 | 2373.768 | 2128.378 | 1916.234 | 1781.197 | 1624.734 | 1509.32 | 1258.871 | 902.1112 | 563.6732 | 250.3174 | -113.562 | -422.296 | -742.534 | -1184.55 | -1543.98 | -1837 | -2167.2 | -2394.39 | -2660.85 | -2918.4 | -3138.62 | -3383.32 | -3612.61 | -3650.13 | -3789.13 | -3969.68 | -4125.49 | -4311.46 | -4476.84
Queensland | 2568.514 | 2300.183 | 2069.438 | 1878.702 | 1824.412 | 1816.628 | 1805.186 | 1660.549 | 1495.409 | 1266.226 | 1068.861 | 799.4843 | 528.8616 | 299.3995 | 39.1427 | -170.484 | -392.448 | -573.677 | -745.358 | -935.115 | -1101.67 | -1333 | -1575.57 | -1727.03 | -1911.44 | -2150.08 | -2396.72 | -2526.83 | -2666.25 | -2796.46 | -2932.64
South Australia | -154.459 | -264.202 | -405.79 | -456.921 | -595.591 | -554.559 | -653.616 | -684.834 | -794.561 | -892.085 | -980.549 | -1098.58 | -1192.7 | -1276.9 | -1339.58 | -1398.95 | -1475.42 | -1529.51 | -1574.47 | -1618.87 | -1632.58 | -1638.87 | -1663.29 | -1677.81 | -1705.28 | -1705.77 | -1703.87 | -1709.89 | -1723.33 | -1717.87 | -1742.68
Tasmania | 726.4452 | 772.0629 | 796.2487 | 878.8913 | 882.8194 | 914.3672 | 921.7788 | 923.926 | 917.9084 | 906.6221 | 889.0412 | 864.1264 | 840.4698 | 819.3096 | 794.5932 | 771.5704 | 747.5793 | 704.0799 | 683.1134 | 660.9399 | 642.8241 | 625.5603 | 609.0138 | 588.3043 | 566.9355 | 541.4629 | 519.2722 | 501.1827 | 478.6414 | 461.8353 | 447.2096
Victoria | 1216.131 | 1360.737 | 1183.303 | 1048.488 | 910.5505 | 910.04 | 863.4061 | 708.6044 | 462.0835 | 137.0416 | -181.36 | -487.858 | -792.881 | -1111.01 | -1456.14 | -1870.19 | -2247.69 | -2654.24 | -3038.96 | -3435.3 | -3750.57 | -4109.33 | -4417.65 | -4759.63 | -5130.4 | -5462.55 | -5788.98 | -6102.44 | -6411.68 | -6738.7 | -7053.61
Slower Growth
Region | 2025-26 | 2026-27 | 2027-28 | 2028-29 | 2029-30 | 2030-31 | 2031-32 | 2032-33 | 2033-34 | 2034-35 | 2035-36 | 2036-37 | 2037-38 | 2038-39 | 2039-40 | 2040-41 | 2041-42 | 2042-43 | 2043-44 | 2044-45 | 2045-46 | 2046-47 | 2047-48 | 2048-49 | 2049-50 | 2050-51 | 2051-52 | 2052-53 | 2053-54 | 2054-55 | 2055-56
New South Wales | 2783.915 | 2787.729 | 2744.076 | 1805.519 | 1789.115 | 1816.155 | 1881.452 | 1974.942 | 2026.147 | 2039.099 | 2090.078 | 2142.683 | 2172.734 | 2183.092 | 2208.358 | 2134.126 | 2129.804 | 2151.075 | 2192.465 | 2150.785 | 2168.315 | 2159.709 | 2228.588 | 2260.985 | 2290.943 | 2315.833 | 2373.188 | 2362.489 | 2359.611 | 2319.596 | 2333.907
Queensland | 2653.611 | 2557.768 | 2496.002 | 2439.882 | 2480.462 | 2487.444 | 2483.89 | 2520.128 | 2560.135 | 2621.337 | 2700.263 | 2665.079 | 2707.19 | 2787.425 | 2292.223 | 2064.975 | 2119.354 | 2163.542 | 2185.205 | 2185.331 | 2194.882 | 2214.792 | 2237.721 | 2316.178 | 2425.852 | 2424.124 | 2396.197 | 2350.203 | 2300.788 | 2239.004 | 2233.509
South Australia | -153.923 | -229.796 | -250.791 | -279.259 | -286.006 | -300.412 | -295.974 | -310.91 | -318.616 | -328.647 | -333.196 | -329.027 | -337.023 | -340.081 | -332.275 | -337.302 | -340.398 | -334.848 | -317.75 | -329.132 | -310.482 | -305.799 | -301.704 | -270.871 | -246.319 | -237.275 | -230.856 | -251.83 | -260.973 | -257.754 | -276.433
Tasmania | 726.5363 | 485.3536 | 318.7757 | 327.9631 | 339.6184 | 352.7214 | 364.1494 | 369.5685 | 374.6273 | 355.0975 | 356.8909 | 357.7959 | 358.1895 | 339.7663 | 342.1103 | 348.4533 | 354.8674 | 362.0092 | 366.8439 | 370.5316 | 376.9049 | 381.8824 | 387.0462 | 392.4406 | 394.9497 | 396.9707 | 398.0424 | 396.3369 | 396.3705 | 394.843 | 395.1427
Victoria | 1216.755 | 1379.078 | 1281.459 | 1200.409 | 1105.553 | 1106.246 | 1070.97 | 1062.518 | 1045.863 | 994.2 | 451.0577 | 443.607 | 433.6618 | 398.2659 | 351.2866 | 261.7222 | 189.9752 | 118.0322 | 73.653 | -78.038 | -135.603 | -216.551 | -292.727 | -380.536 | -474.104 | -643.864 | -806.139 | -956.157 | -1157.85 | -1325.6 | -1470.98
Accelerated Transition
Region | 2025-26 | 2026-27 | 2027-28 | 2028-29 | 2029-30 | 2030-31 | 2031-32 | 2032-33 | 2033-34 | 2034-35 | 2035-36 | 2036-37 | 2037-38 | 2038-39 | 2039-40 | 2040-41 | 2041-42 | 2042-43 | 2043-44 | 2044-45 | 2045-46 | 2046-47 | 2047-48 | 2048-49 | 2049-50 | 2050-51 | 2051-52 | 2052-53 | 2053-54 | 2054-55 | 2055-56
New South Wales | 2774.258 | 2717.602 | 2412.805 | 2228.664 | 2052.898 | 1946.382 | 1934.352 | 1856.679 | 1630.682 | 1232.658 | 760.7452 | 268.6539 | -274.558 | -891.739 | -1531.54 | -2178.97 | -2696.48 | -3149.91 | -3601.61 | -3925.26 | -4278.59 | -4540.84 | -4792.1 | -5107.16 | -5395.84 | -5560.41 | -5860.95 | -6149.64 | -6450.11 | -6818.03 | -7082.9
Queensland | 2533.194 | 2233.183 | 2007.971 | 1929.743 | 1885.571 | 1803.777 | 1672.064 | 1378.478 | 1229.816 | 966.7057 | 584.1976 | 171.3539 | -209.29 | -596.988 | -1023.63 | -1355.02 | -1620.32 | -1881.14 | -2136.07 | -2366.36 | -2596.46 | -2757.99 | -2860.1 | -2962.54 | -3122.83 | -3363.59 | -3669.88 | -3845.26 | -4040.52 | -4256.08 | -4530.09
South Australia | -154.858 | -271.774 | -404.574 | -341.687 | -503.629 | -613.118 | -616.567 | -593.654 | -713.491 | -852.7 | -1007.26 | -1168.5 | -1058.11 | -1219.58 | -1367.37 | -1446.46 | -1511.09 | -1517.91 | -1485.63 | -1455.63 | -1379.18 | -1281.18 | -1182.92 | -1057.71 | -956.768 | -875.452 | -828.624 | -820.54 | -777.45 | -757.964 | -747.367
Tasmania | 726.3376 | 902.4617 | 970.1746 | 992.0254 | 1007.044 | 1029.101 | 1036.296 | 1035.427 | 1028.488 | 1011.6 | 985.7766 | 959.0444 | 935.4842 | 912.089 | 886.8457 | 866.6626 | 847.5745 | 828.3284 | 812.1283 | 799.3294 | 791.492 | 784.4744 | 778.6288 | 769.9576 | 761.1241 | 744.2742 | 723.9849 | 705.8413 | 682.2121 | 662.7431 | 646.8269
Victoria | 1215.633 | 1391.174 | 1204.21 | 1087.995 | 915.267 | 847.2841 | 824.5888 | 663.8145 | 414.4983 | 107.3426 | -273.915 | -671.685 | -1098.14 | -1648.59 | -2269.14 | -2925.14 | -3472.81 | -4059.12 | -4617.71 | -5180.38 | -5647.4 | -6135.09 | -6577.59 | -7049.27 | -7563.03 | -8046.12 | -8585.72 | -9050.49 | -9533.7 | -10064.5 | -10558.4
50%POE
Step Change
Region | 2025-26 | 2026-27 | 2027-28 | 2028-29 | 2029-30 | 2030-31 | 2031-32 | 2032-33 | 2033-34 | 2034-35 | 2035-36 | 2036-37 | 2037-38 | 2038-39 | 2039-40 | 2040-41 | 2041-42 | 2042-43 | 2043-44 | 2044-45 | 2045-46 | 2046-47 | 2047-48 | 2048-49 | 2049-50 | 2050-51 | 2051-52 | 2052-53 | 2053-54 | 2054-55 | 2055-56
New South Wales | 2416.73 | 2293.244 | 1969.272 | 1705.272 | 1468.889 | 1311.152 | 1152.224 | 1013.762 | 738.3562 | 375.4253 | 13.101 | -323.32 | -669.717 | -992.155 | -1347.38 | -1783.85 | -2173.76 | -2500.26 | -2787.35 | -3060.43 | -3316.61 | -3569.82 | -3835.03 | -4046.41 | -4278.78 | -4393.54 | -4514.08 | -4730.31 | -4916.78 | -5026.63 | -5178.89
Queensland | 2333.608 | 2069.265 | 1821.356 | 1615.525 | 1547.913 | 1530.922 | 1492.783 | 1343.36 | 1142.629 | 901.0957 | 700.475 | 414.6935 | 89.1275 | -159.713 | -413.01 | -642.774 | -878.386 | -1071.98 | -1276.78 | -1465.32 | -1623.49 | -1885.87 | -2150.29 | -2338.7 | -2535.29 | -2766.6 | -2983.21 | -3149.06 | -3323.29 | -3476.86 | -3616.78
South Australia | -272.99 | -387.883 | -532.732 | -587.298 | -734.437 | -703.654 | -809.453 | -850.269 | -968.372 | -1081.27 | -1189.6 | -1300.08 | -1405.76 | -1487.01 | -1554.24 | -1643.2 | -1713.36 | -1768.93 | -1820.4 | -1856.91 | -1876.7 | -1908.73 | -1927.03 | -1943.63 | -1959.22 | -1954.05 | -1959.56 | -1985.05 | -1990.95 | -1999.95 | -2005.83
Tasmania | 690.059 | 734.4458 | 757.4548 | 838.2838 | 840.1533 | 869.4196 | 874.1553 | 873.1347 | 866.9846 | 853.9659 | 834.6556 | 809.3656 | 784.8675 | 763.8539 | 739.6294 | 714.9814 | 689.8834 | 645.4594 | 622.6592 | 603.7158 | 585.4139 | 567.4791 | 548.2421 | 525.1253 | 505.5722 | 482.4391 | 460.0937 | 436.3154 | 414.2749 | 397.5445 | 383.1709
Victoria | 1000.825 | 1137.576 | 947.0373 | 808.589 | 652.8573 | 643.4506 | 583.8162 | 417.8087 | 163.8404 | -169.745 | -511.407 | -833.885 | -1148.29 | -1473.04 | -1823.49 | -2268.14 | -2666.88 | -3089.3 | -3471 | -3844.12 | -4181.77 | -4582.22 | -4915.22 | -5261.4 | -5602.35 | -5929.22 | -6268.81 | -6651.13 | -7014.42 | -7302.71 | -7597.31
Slower Growth
Region | 2025-26 | 2026-27 | 2027-28 | 2028-29 | 2029-30 | 2030-31 | 2031-32 | 2032-33 | 2033-34 | 2034-35 | 2035-36 | 2036-37 | 2037-38 | 2038-39 | 2039-40 | 2040-41 | 2041-42 | 2042-43 | 2043-44 | 2044-45 | 2045-46 | 2046-47 | 2047-48 | 2048-49 | 2049-50 | 2050-51 | 2051-52 | 2052-53 | 2053-54 | 2054-55 | 2055-56
New South Wales | 2419.228 | 2411.77 | 2365.483 | 1414.01 | 1386.949 | 1400.181 | 1451.725 | 1550.898 | 1584.101 | 1598.254 | 1653.341 | 1689.387 | 1703.592 | 1722.508 | 1732.529 | 1684.139 | 1649.955 | 1643.861 | 1687.535 | 1665.953 | 1673.057 | 1679.166 | 1673.555 | 1702.263 | 1744.844 | 1760.892 | 1769.365 | 1747.631 | 1697.289 | 1696.388 | 1731.356
Queensland | 2425.044 | 2338.207 | 2270.918 | 2209.324 | 2243.649 | 2247.164 | 2236.173 | 2270.304 | 2303.718 | 2364.763 | 2438.436 | 2394.087 | 2416.826 | 2486.244 | 2008.424 | 1748.521 | 1795.2 | 1832.823 | 1844.995 | 1817.649 | 1833.446 | 1847.529 | 1860.938 | 1929.434 | 1997.663 | 1998.817 | 1988.529 | 1941.532 | 1878.452 | 1798.126 | 1745.642
South Australia | -272.522 | -350.441 | -374.431 | -406.592 | -417.002 | -433.446 | -434.705 | -452.215 | -461.386 | -473.232 | -478.769 | -478.025 | -489.27 | -487.096 | -483.56 | -483.709 | -479.219 | -472.422 | -462.78 | -471.097 | -462.722 | -461.6 | -448.442 | -420.366 | -392.168 | -386.398 | -385.243 | -402.877 | -410.889 | -419.807 | -428.453
Tasmania | 690.137 | 456.915 | 294.858 | 303.9634 | 315.7317 | 328.7821 | 340.2041 | 345.0011 | 349.3165 | 330.5882 | 332.5862 | 333.0351 | 333.0553 | 314.8083 | 317.0682 | 323.5826 | 329.8973 | 336.0638 | 340.4547 | 342.9286 | 348.5662 | 355.3373 | 360.1587 | 364.9796 | 367.5982 | 367.8112 | 368.7234 | 368.0346 | 366.2277 | 365.4476 | 365.1012
Victoria | 1001.4 | 1160.653 | 1051.238 | 967.4613 | 858.5374 | 851.5064 | 803.7197 | 789.501 | 771.1715 | 715.0942 | 150.0965 | 141.1962 | 124.4474 | 89.1298 | 40.931 | -80.4558 | -149.926 | -227.764 | -279.36 | -410.462 | -501.013 | -629.835 | -702.594 | -789.422 | -899.645 | -1037.13 | -1224.48 | -1411.56 | -1597.32 | -1778.34 | -1954.43
Accelerated Transition
Region | 2025-26 | 2026-27 | 2027-28 | 2028-29 | 2029-30 | 2030-31 | 2031-32 | 2032-33 | 2033-34 | 2034-35 | 2035-36 | 2036-37 | 2037-38 | 2038-39 | 2039-40 | 2040-41 | 2041-42 | 2042-43 | 2043-44 | 2044-45 | 2045-46 | 2046-47 | 2047-48 | 2048-49 | 2049-50 | 2050-51 | 2051-52 | 2052-53 | 2053-54 | 2054-55 | 2055-56
New South Wales | 2410.518 | 2335.815 | 2002.524 | 1799.113 | 1595.254 | 1462.455 | 1437.758 | 1338.555 | 1080.13 | 677.121 | 166.5987 | -380.134 | -903.422 | -1539.21 | -2218.52 | -2880.11 | -3460.92 | -3936.86 | -4338.72 | -4720.06 | -5054.22 | -5363.87 | -5709.31 | -5940.31 | -6215.06 | -6454.26 | -6783.03 | -7176.48 | -7500.84 | -7749.89 | -7998.9
Queensland | 2298.152 | 1997.947 | 1752.243 | 1652.952 | 1591.757 | 1494.161 | 1336.016 | 1024.044 | 828.0537 | 534.7045 | 160.9008 | -278.57 | -714.096 | -1125.35 | -1557.27 | -1910.67 | -2211.64 | -2501.67 | -2793.89 | -3006.12 | -3218.61 | -3426.38 | -3586.25 | -3738.88 | -3911.04 | -4123.69 | -4398.88 | -4660.04 | -4880.43 | -5126.43 | -5411.67
South Australia | -273.376 | -389.157 | -527 | -479.261 | -652.78 | -768.736 | -790.339 | -790.612 | -923.854 | -1082.9 | -1259.48 | -1423.97 | -1350.75 | -1513.09 | -1663.12 | -1778.59 | -1834.93 | -1858.61 | -1859.7 | -1811.73 | -1758.13 | -1676.66 | -1569 | -1486.94 | -1388.06 | -1318.52 | -1283.8 | -1246.64 | -1235.08 | -1241.99 | -1229.68
Tasmania | 690.0013 | 859.3979 | 924.7563 | 946.8955 | 960.1042 | 978.9304 | 983.5536 | 978.9465 | 970.9124 | 950.7519 | 922.6737 | 894.8542 | 868.6695 | 845.7683 | 819.6515 | 795.478 | 775.179 | 752.9905 | 735.863 | 726.6974 | 715.904 | 706.6319 | 699.798 | 691.4679 | 682.4851 | 667.1301 | 644.6994 | 621.0222 | 597.4003 | 577.8469 | 561.1945
Victoria | 1000.258 | 1164.42 | 962.1483 | 840.7494 | 643.1419 | 567.8886 | 522.5653 | 354.5062 | 93.5255 | -226.744 | -638.048 | -1061.08 | -1494.9 | -2053.09 | -2687.1 | -3379.33 | -3969.97 | -4586.91 | -5142 | -5669.3 | -6147.66 | -6699.02 | -7166.86 | -7655.63 | -8140.6 | -8611.88 | -9173.21 | -9737.3 | -10280.2 | -10774.7 | -11243.7
90%POE
Step Change
Region | 2025-26 | 2026-27 | 2027-28 | 2028-29 | 2029-30 | 2030-31 | 2031-32 | 2032-33 | 2033-34 | 2034-35 | 2035-36 | 2036-37 | 2037-38 | 2038-39 | 2039-40 | 2040-41 | 2041-42 | 2042-43 | 2043-44 | 2044-45 | 2045-46 | 2046-47 | 2047-48 | 2048-49 | 2049-50 | 2050-51 | 2051-52 | 2052-53 | 2053-54 | 2054-55 | 2055-56
New South Wales | 2029.404 | 1887.8 | 1561.686 | 1289.993 | 1042.059 | 852.3143 | 663.4832 | 536.566 | 249.9508 | -122.282 | -473.004 | -872.082 | -1245.32 | -1570.81 | -1928.79 | -2348.73 | -2768.39 | -3128.17 | -3434.53 | -3707.17 | -3952.23 | -4200.39 | -4500.44 | -4743.75 | -4995.41 | -5112.42 | -5231.05 | -5469.17 | -5689.19 | -5797.84 | -6008.55
Queensland | 2012.798 | 1713.503 | 1438.036 | 1224.087 | 1125.424 | 1093.221 | 1034.752 | 858.5265 | 639.8506 | 380.34 | 140.7111 | -160.261 | -405.492 | -646.418 | -904.832 | -1172.43 | -1421.1 | -1628.22 | -1819.02 | -2038.25 | -2231.46 | -2510.1 | -2763.25 | -2927.33 | -3132.35 | -3404.51 | -3650.25 | -3811.63 | -3983.56 | -4112.46 | -4273.03
South Australia | -397.682 | -518.787 | -672.799 | -733.599 | -880.557 | -846.339 | -962.163 | -1014.02 | -1139.85 | -1261.28 | -1376.47 | -1498.44 | -1608.95 | -1694.74 | -1769.94 | -1865.24 | -1945.33 | -2008.02 | -2060.58 | -2095.59 | -2121.68 | -2154.35 | -2182.55 | -2196.11 | -2212.55 | -2211.22 | -2225.18 | -2249.03 | -2254.82 | -2255.26 | -2266.11
Tasmania | 641.2715 | 682.3415 | 702.5006 | 766.1626 | 765.0392 | 788.349 | 788.6916 | 785.2992 | 774.3208 | 759.6155 | 738.9024 | 713.5223 | 689.1339 | 669.7002 | 645.7428 | 620.5492 | 595.7092 | 555.3667 | 533.107 | 515.1247 | 495.3024 | 477.9854 | 460.0074 | 435.4964 | 418.3334 | 395.5489 | 371.2891 | 349.7506 | 327.8902 | 309.7883 | 297.3183
Victoria | 791.8097 | 919.0403 | 719.6663 | 567.929 | 401.4146 | 376.7815 | 297.412 | 123.1965 | -136.295 | -491.425 | -847.578 | -1184.73 | -1517.24 | -1857.5 | -2226.98 | -2669.08 | -3097.68 | -3542.09 | -3932.5 | -4335.82 | -4676.07 | -5045.67 | -5428.77 | -5794.4 | -6159.54 | -6504.26 | -6838.34 | -7218.75 | -7612.28 | -7909.55 | -8219.71
Slower Growth
Region | 2025-26 | 2026-27 | 2027-28 | 2028-29 | 2029-30 | 2030-31 | 2031-32 | 2032-33 | 2033-34 | 2034-35 | 2035-36 | 2036-37 | 2037-38 | 2038-39 | 2039-40 | 2040-41 | 2041-42 | 2042-43 | 2043-44 | 2044-45 | 2045-46 | 2046-47 | 2047-48 | 2048-49 | 2049-50 | 2050-51 | 2051-52 | 2052-53 | 2053-54 | 2054-55 | 2055-56
New South Wales | 2032.123 | 2016.779 | 1971.583 | 1026.971 | 995.3046 | 985.2411 | 1025.275 | 1116.092 | 1151.972 | 1168.758 | 1209.317 | 1199.71 | 1191.199 | 1207.165 | 1235.463 | 1190.435 | 1109.859 | 1078.993 | 1110.419 | 1104.569 | 1114.084 | 1083.056 | 1040.892 | 1036.741 | 1008.693 | 1084.023 | 1132.084 | 1037.662 | 907.4228 | 884.5295 | 855.1575
Queensland | 2109.329 | 2006.636 | 1921.161 | 1857.83 | 1872.936 | 1870.351 | 1851.729 | 1875.674 | 1896.893 | 1958.334 | 2017.325 | 1964.469 | 1990.617 | 2069.021 | 1565.056 | 1342.869 | 1379.717 | 1401.594 | 1417.578 | 1391.621 | 1406.085 | 1431.66 | 1437.752 | 1505.519 | 1578.246 | 1544.628 | 1567.449 | 1515.333 | 1433.322 | 1377.785 | 1315.438
South Australia | -397.211 | -476.104 | -503.906 | -538.989 | -553.292 | -572.242 | -576.085 | -596.826 | -605.216 | -618.452 | -632.21 | -628.68 | -643.647 | -642.484 | -633.647 | -647.847 | -636.926 | -626.178 | -617.634 | -606.892 | -598.92 | -603.124 | -583.393 | -551.474 | -526.475 | -516.402 | -527.953 | -545.02 | -550.13 | -560.557 | -571.353
Tasmania | 641.3718 | 421.6038 | 265.1684 | 273.5829 | 285.3216 | 298.1379 | 309.2626 | 313.8679 | 317.961 | 299.2106 | 300.817 | 301.2458 | 301.4509 | 283.249 | 285.1669 | 291.3597 | 297.434 | 303.3596 | 308.2261 | 311.0884 | 316.2029 | 321.5054 | 326.7038 | 332.9872 | 334.4722 | 334.224 | 334.451 | 332.8864 | 333.1212 | 332.4033 | 332.3402
Victoria | 792.2859 | 945.8243 | 828.06 | 733.6035 | 620.4051 | 600.5605 | 542.9742 | 523.3262 | 498.9118 | 440.7201 | -123.19 | -151.35 | -179.447 | -225.564 | -278.41 | -381.011 | -461.694 | -562.754 | -627.282 | -768.983 | -843.772 | -953.568 | -1048.11 | -1156.05 | -1283.31 | -1449.18 | -1604.1 | -1784.37 | -2010.96 | -2189.92 | -2384.74
Accelerated Transition
Region | 2025-26 | 2026-27 | 2027-28 | 2028-29 | 2029-30 | 2030-31 | 2031-32 | 2032-33 | 2033-34 | 2034-35 | 2035-36 | 2036-37 | 2037-38 | 2038-39 | 2039-40 | 2040-41 | 2041-42 | 2042-43 | 2043-44 | 2044-45 | 2045-46 | 2046-47 | 2047-48 | 2048-49 | 2049-50 | 2050-51 | 2051-52 | 2052-53 | 2053-54 | 2054-55 | 2055-56
New South Wales | 2023.706 | 1928.411 | 1585.508 | 1369.963 | 1153.716 | 989.2514 | 930.8491 | 832.6542 | 559.0555 | 126.3125 | -387.211 | -995.826 | -1556.56 | -2216.65 | -2904.85 | -3547.51 | -4165.17 | -4702.88 | -5104.75 | -5524.49 | -5869.08 | -6180.52 | -6557.89 | -6826.96 | -7177.94 | -7454.05 | -7738.38 | -8130.55 | -8523.01 | -8752.63 | -9062.62
Queensland | 1975.109 | 1635.466 | 1357.783 | 1244.564 | 1147.725 | 1039.616 | 852.5978 | 519.6173 | 283.4838 | -38.1497 | -463.457 | -930.293 | -1314.65 | -1731.59 | -2201.41 | -2610.73 | -2922.41 | -3213.95 | -3516.18 | -3760.08 | -4028.67 | -4261.37 | -4403 | -4496.77 | -4713.15 | -4976.33 | -5310.29 | -5563.39 | -5778.14 | -5968.24 | -6287.32
South Australia | -398.06 | -521.916 | -667.031 | -614.166 | -791.388 | -921.372 | -958.49 | -969.178 | -1117.39 | -1292.57 | -1479.48 | -1662.66 | -1603 | -1774.66 | -1941.64 | -2073.49 | -2149.01 | -2175.59 | -2168.4 | -2137.61 | -2104.34 | -2034.09 | -1950.14 | -1834.17 | -1748.01 | -1687.34 | -1664.18 | -1662.36 | -1634.57 | -1616.72 | -1613.82
Tasmania | 641.2221 | 795.0386 | 850.3339 | 863.7019 | 870.9175 | 882.6859 | 881.79 | 875.1065 | 863.8907 | 843.1151 | 812.937 | 785.0423 | 759.6908 | 737.5697 | 709.9505 | 682.9831 | 660.8099 | 639.2169 | 621.164 | 612.5507 | 599.4295 | 589.4278 | 582.9683 | 572.4335 | 563.8766 | 548.8404 | 521.4358 | 497.2184 | 472.0038 | 450.0727 | 433.8091
Victoria | 791.4285 | 943.6741 | 725.1691 | 584.9574 | 369.6662 | 271.7663 | 192.6697 | 3.499 | -267.749 | -617.164 | -1044.3 | -1505.47 | -1957.11 | -2525.91 | -3177.83 | -3853.51 | -4483.59 | -5125.26 | -5699.86 | -6273.44 | -6759.28 | -7258.84 | -7796.15 | -8319.96 | -8838.46 | -9353.38 | -9913.61 | -10468.2 | -11044.5 | -11569.5 | -12051.2

## Development Outlooks
Summary development outlook
Summary development outlook
Data gives the 2026 NEM ESOO 10-year infrastructure development outlooks under typical summer availability assumptions with the annual utility-scale generation and storage commissioning quantities identified for the two 2026 NEM ESOO reliability assessments
The history is summarized as reported in the Generation Information publications of the respective summers. All capacities are listed in MW.
For additional information, see Chapter 3 and Chapter 6 of the 2026 NEM ESOO.
Whole of NEM
| History |  |  |  |  | Government Schemes and Actionable Developments | [9 empty] | Committed and Anticipated Developments
Technology | 2021-22 | 2022-23 | 2023-24 | 2024-25 | 2025-26 | 2026-27 | 2027-28 | 2028-29 | 2029-30 | 2030-31 | 2031-32 | 2032-33 | 2033-34 | 2034-35 | 2035-36 | 2026-27 | 2027-28 | 2028-29 | 2029-30 | 2030-31 | 2031-32 | 2032-33 | 2033-34 | 2034-35 | 2035-36
Coal NSW | 9760 | 9365 | 8105 | 8113 | 8113 | 8143 | 8143 | 8143 | 5455 | 5455 | 5455 | 5455 | 1420 | 1420 | 1420 | 8113 | 8143 | 8143 | 5455 | 5455 | 5455 | 5455 | 1420 | 1420 | 1420
Coal QLD | 7509 | 7691 | 7163 | 8103 | 8061 | 8145 | 8145 | 8145 | 6465 | 6465 | 5765 | 5765 | 5765 | 5765 | 5765 | 8145 | 8145 | 8145 | 6465 | 6465 | 5765 | 5765 | 5765 | 5765 | 5765
Coal VIC | 4630 | 4755 | 4755 | 4755 | 4735 | 4735 | 4735 | 3310 | 3310 | 3310 | 3310 | 3310 | 3310 | 3310 | 1120 | 4735 | 4735 | 3310 | 3310 | 3310 | 3310 | 3310 | 3310 | 3310 | 1120
Gas and liquids | 9564.105 | 9838.267 | 10252.967 | 10187.162 | 10525.302 | 11108.802 | 10941.802 | 10784.773 | 10964.773 | 11109.773 | 10913.773 | 10912.773 | 10761.773 | 10760.773 | 10723.773 | 11108.802 | 10941.802 | 10384.773 | 10784.773 | 10993.773 | 10913.773 | 10912.773 | 10761.773 | 10760.773 | 10723.773
Hydro | 7890.42 | 7894.42 | 7482.42 | 7795.92 | 7320.42 | 8105.42 | 8346.42 | 10548.42 | 10558.42 | 11318.42 | 11328.42 | 12143.42 | 12148.42 | 12153.42 | 14164.42 | 8105.42 | 8346.42 | 9080.42 | 10558.42 | 10568.42 | 10578.42 | 10583.42 | 10588.42 | 10593.42 | 10606.42
Utility storage | 360.23 | 494.23 | 1064.88 | 1700.63 | 6577.418 | 10140.46 | 16039.46 | 24698.216 | 32651.496 | 34483.856 | 36349.856 | 36649.856 | 36592.626 | 36837.626 | 36747.606 | 8528.444 | 11892.3 | 15654.16 | 21978.216 | 24403.256 | 25454.256 | 25454.256 | 25397.026 | 25370.026 | 24580.006
Demand Side Participation | 911 | 911 | 1185 | 973 | 973 | 1145 | 1196 | 1251 | 1307 | 1386 | 1457 | 1527 | 1588 | 1649 | 1711 | 1085 | 1085 | 1085 | 1085 | 1085 | 1085 | 1085 | 1085 | 1085 | 1085
Coordinated CER storage | 154.3 | 190.4 | 231.1 | 294.5 | 540 | 919.9474 | 1371.5798 | 1798.8931 | 2262.7401 | 2725.9685 | 3267.6608 | 3762.5227 | 4288.502 | 4859.5705 | 5463.4935 | 826.4941 | 826.4941 | 826.4941 | 826.4941 | 826.4941 | 826.4941 | 826.4941 | 826.4941 | 826.4941 | 826.4941
Dispatchable capacity | 40779.055 | 41139.317 | 40239.367 | 41922.212 | 46845.14 | 52442.6294 | 58918.2618 | 68679.3021 | 72974.4291 | 76254.0175 | 77846.7098 | 79525.5717 | 75874.321 | 76755.3895 | 77115.2925 | 50647.1601 | 54115.0161 | 56628.8471 | 60462.9031 | 63106.9431 | 63387.9431 | 63391.9431 | 59153.7131 | 59130.7131 | 56126.6931
Uncoordinated CER storage | 709.9 | 982.4 | 1317.2 | 1677.7 | 3334 | 6313 | 7954 | 9709 | 11202 | 12473 | 13411 | 14264 | 15119 | 15876 | 16568 | 6406.636 | 8499.5151 | 10681.4351 | 12638.4285 | 14372.888 | 15852.0666 | 17199.9112 | 18581.1099 | 19908.9404 | 21204.6348
Wind Onshore | 6810.9528 | 8513.928 | 9436.707 | 10283.201 | 13415.978 | 14706.149 | 15556.837 | 17900.237 | 24977.237 | 29211.737 | 30090.987 | 30675.987 | 30544.287 | 30352.287 | 30280.887 | 14704.849 | 14704.849 | 15969.537 | 16602.937 | 17472.437 | 19892.187 | 20192.187 | 20060.487 | 19868.487 | 19651.087
Wind Offshore | 0 | 0 | 0 | 0 | 0 | 0 | 0 | 0 | 0 | 0 | 2137.5 | 2137.5 | 2137.5 | 4000 | 4000 | 0 | 0 | 0 | 0 | 0 | 0 | 0 | 0 | 0 | 0
Other non-scheduled generation | 1028.27 | 1028.27 | 1028.27 | 1028.27 | 1057.675 | 1117.0917 | 1115.9134 | 1144.7351 | 1161.5568 | 1190.3784 | 1192.4301 | 1221.2518 | 1250.0735 | 1246.8952 | 1203.2169 | 1100.2715 | 1112.273 | 1124.2745 | 1124.276 | 1136.2775 | 1121.5089 | 1133.5104 | 1145.5119 | 1132.5134 | 1072.015
Utility solar | 4887.6238 | 5508.1238 | 7075.244 | 8416.065 | 10621.904 | 11899.335 | 13905.995 | 18389.807 | 23234.507 | 24046.267 | 24746.267 | 24746.267 | 24746.267 | 24746.267 | 24746.267 | 11778.665 | 12587.425 | 14203.825 | 17502.937 | 19034.997 | 19034.997 | 19734.997 | 19734.997 | 19734.997 | 19734.997
Rooftop and other distributed solar | 15490.7 | 18083.4 | 21079.1 | 23993.4 | 27242.9332 | 30129.8662 | 33239.5482 | 36506.007 | 39902.8289 | 43457.4003 | 47352.826 | 51580.8472 | 56176.3079 | 61046.3728 | 66024.7677 | 29180.7324 | 31907.0031 | 34744.3666 | 37574.4957 | 40432.7055 | 43345.2655 | 46284.0684 | 49558.2126 | 52816.5675 | 56068.8241
Total generation and storage capacity | 69706.5016 | 75255.4388 | 80175.888 | 87320.848 | 102517.6302 | 116608.0713 | 130690.5553 | 152329.0881 | 173452.5587 | 186632.8002 | 196777.7199 | 204151.4247 | 205847.7565 | 214023.2115 | 219938.4311 | 113818.3139 | 122926.0813 | 133352.2853 | 145905.9773 | 155556.2481 | 162633.9682 | 167936.6172 | 168234.0316 | 172592.2185 | 173858.2509
New South Wales
| History |  |  |  |  | Government Schemes and Actionable Developments 2026-27: Government schemes and actionable developments | Committed and anticipated developments
Technology | 2021-22 | 2022-23 | 2023-24 | 2024-25 | 2025-26 | 2026-27 | 2027-28 | 2028-29 | 2029-30 | 2030-31 | 2031-32 | 2032-33 | 2033-34 | 2034-35 | 2035-36 | 2026-27 | 2027-28 | 2028-29 | 2029-30 | 2030-31 | 2031-32 | 2032-33 | 2033-34 | 2034-35 | 2035-36
Coal NSW | 9760 | 9365 | 8105 | 8113 | 8113 | 8143 | 8143 | 8143 | 5455 | 5455 | 5455 | 5455 | 1420 | 1420 | 1420 | 8113 | 8143 | 8143 | 5455 | 5455 | 5455 | 5455 | 1420 | 1420 | 1420
Gas and liquids | 1784 | 1839 | 2157 | 2191.8 | 2570.64 | 2864.64 | 2697.64 | 2864.64 | 3044.64 | 3044.64 | 3044.64 | 3044.64 | 3044.64 | 3044.64 | 3044.64 | 2864.64 | 2697.64 | 2864.64 | 2864.64 | 3044.64 | 3044.64 | 3044.64 | 3044.64 | 3044.64 | 3044.64
Hydro | 2881 | 2881 | 2884.5 | 2885.5 | 2878 | 2878 | 2878 | 5080 | 5090 | 5100 | 5110 | 5930 | 5935 | 5940 | 5945 | 2878 | 2878 | 3612 | 5090 | 5100 | 5110 | 5120 | 5125 | 5130 | 5135
Utility storage | 50 | 50 | 214.95 | 260 | 1785.018 | 3431.59 | 5886.45 | 8208.15 | 12621.75 | 13386.75 | 13516.75 | 13716.75 | 13706.75 | 13978.75 | 13888.73 | 2831.59 | 4529.43 | 6027.15 | 7688.15 | 8578.15 | 9093.15 | 9093.15 | 9083.15 | 9083.15 | 8293.13
Demand Side Participation | 337 | 337 | 359 | 350 | 350 | 210 | 231 | 253 | 276 | 302 | 328 | 357 | 383 | 409 | 437 | 190 | 190 | 190 | 190 | 190 | 190 | 190 | 190 | 190 | 190
Coordinated CER storage | 50.3 | 60.9 | 62.5 | 81.7 | 175 | 366.0554 | 587.8103 | 751.5684 | 925.8262 | 1098.1303 | 1280.5774 | 1442.4139 | 1617.4588 | 1808.3682 | 2009.974 | 332.4994 | 332.4994 | 332.4994 | 332.4994 | 332.4994 | 332.4994 | 332.4994 | 332.4994 | 332.4994 | 332.4994
Dispatchable capacity | 14862.3 | 14532.9 | 13782.95 | 13882 | 15871.658 | 17893.2854 | 20423.9003 | 25300.3584 | 27413.2162 | 28386.5203 | 28734.9674 | 29945.8039 | 26106.8488 | 26600.7582 | 26745.344 | 17209.7294 | 18770.5694 | 21169.2894 | 21620.2894 | 22700.2894 | 23225.2894 | 23235.2894 | 19195.2894 | 19200.2894 | 18415.2694
Uncoordinated CER storage | 225.1 | 320.7 | 468.4 | 612.2 | 1309 | 2353 | 2786 | 3297 | 3746 | 4123 | 4369 | 4635 | 4914 | 5169 | 5405 | 2386.515 | 3041.2591 | 3716.364 | 4339.3656 | 4889.0858 | 5316.9912 | 5744.484 | 6198.4703 | 6644.7015 | 7082.566
Wind | 1511.638 | 2010.042 | 2155.582 | 2589.852 | 2751.561 | 2776.961 | 3121.441 | 3535.441 | 7224.441 | 8232.441 | 8932.441 | 9517.441 | 9517.441 | 9517.441 | 9517.441 | 2777.661 | 2777.661 | 3536.141 | 3536.141 | 3860.141 | 4868.141 | 4868.141 | 4868.141 | 4868.141 | 4868.141
Other non-scheduled generation | 380.07 | 380.07 | 380.07 | 380.07 | 387.07 | 391.07 | 394.57 | 398.07 | 401.57 | 405.07 | 402.8 | 406.3 | 409.8 | 408.3 | 372.3 | 388.07 | 388.57 | 389.07 | 389.57 | 390.07 | 384.8 | 385.3 | 385.8 | 381.3 | 342.3
Utility solar | 1969.455 | 2374.89 | 2727.672 | 3658.39 | 5005.526 | 5309.124 | 6091.104 | 7702.444 | 10770.444 | 10770.444 | 11470.444 | 11470.444 | 11470.444 | 11470.444 | 11470.444 | 5309.124 | 5759.084 | 6390.804 | 7702.444 | 7912.444 | 7912.444 | 8612.444 | 8612.444 | 8612.444 | 8612.444
Rooftop and other distributed solar | 4854 | 5822 | 7026 | 8126 | 9401.7573 | 10461.3411 | 11584.0144 | 12733.526 | 13907.4631 | 15129.7823 | 16466.9436 | 17915.4944 | 19490.1171 | 21143.5899 | 22817.9208 | 10095.7541 | 11096.7416 | 12152.4839 | 13142.1748 | 14126.1263 | 15123.5652 | 16134.6353 | 17255.0562 | 18361.2216 | 19451.246
Total generation and storage capacity | 23802.563 | 25440.602 | 26540.674 | 29248.512 | 34726.5723 | 39184.7815 | 44401.0296 | 52966.8395 | 63463.1342 | 67047.2576 | 70376.596 | 73890.4833 | 71908.6508 | 74309.5331 | 76328.4497 | 38166.8534 | 41833.885 | 47354.1523 | 50729.9848 | 53878.1565 | 56831.2308 | 58980.2936 | 56515.2009 | 58068.0974 | 58771.9663
Queensland
| History |  |  |  |  | Government schemes and actionable developments 2026-27: Government schemes and actionable developments | Committed and anticipated developments
Technology | 2021-22 | 2022-23 | 2023-24 | 2024-25 | 2025-26 | 2026-27 | 2027-28 | 2028-29 | 2029-30 | 2030-31 | 2031-32 | 2032-33 | 2033-34 | 2034-35 | 2035-36 | 2026-27 | 2027-28 | 2028-29 | 2029-30 | 2030-31 | 2031-32 | 2032-33 | 2033-34 | 2034-35 | 2035-36
Coal QLD | 7509 | 7691 | 7163 | 8103 | 8061 | 8145 | 8145 | 8145 | 6465 | 6465 | 5765 | 5765 | 5765 | 5765 | 5765 | 8145 | 8145 | 8145 | 6465 | 6465 | 5765 | 5765 | 5765 | 5765 | 5765
Gas and liquids | 3011.545 | 3112.107 | 3082.107 | 3031.782 | 2981.782 | 3216.782 | 3216.782 | 3670.753 | 3670.753 | 3815.753 | 3814.753 | 3813.753 | 3812.753 | 3811.753 | 3774.753 | 3216.782 | 3216.782 | 3270.753 | 3670.753 | 3699.753 | 3814.753 | 3813.753 | 3812.753 | 3811.753 | 3774.753
Hydro | 722.4 | 722.4 | 722.4 | 722.4 | 722.4 | 722.4 | 972.4 | 972.4 | 972.4 | 1722.4 | 1722.4 | 1722.4 | 1722.4 | 1722.4 | 3720.4 | 722.4 | 972.4 | 972.4 | 972.4 | 972.4 | 972.4 | 972.4 | 972.4 | 972.4 | 972.4
Utility storage | 0 | 100 | 250 | 448.8 | 1924.96 | 3071.44 | 3943.14 | 5719.14 | 7973.14 | 9022.5 | 9768.5 | 9768.5 | 9768.5 | 9768.5 | 9768.5 | 2549.424 | 3071.44 | 3743.14 | 5924.14 | 6727.5 | 7073.5 | 7073.5 | 7073.5 | 7073.5 | 7073.5
Demand Side Participation | 262 | 262 | 240 | 189 | 189 | 309 | 321 | 334 | 348 | 370 | 390 | 409 | 426 | 445 | 463 | 299 | 299 | 299 | 299 | 299 | 299 | 299 | 299 | 299 | 299
Coordinated CER storage | 10 | 10.2 | 8.5 | 10.8 | 41 | 89.3098 | 161.4324 | 258.3854 | 376.3354 | 505.9826 | 670.4185 | 826.3578 | 989.7738 | 1165.2281 | 1350.0594 | 74.8236 | 74.8236 | 74.8236 | 74.8236 | 74.8236 | 74.8236 | 74.8236 | 74.8236 | 74.8236 | 74.8236
Dispatchable capacity | 11514.945 | 11897.707 | 11466.007 | 12505.782 | 13920.142 | 15553.9318 | 16759.7544 | 19099.6784 | 19805.6284 | 21901.6356 | 22131.0715 | 22305.0108 | 22484.4268 | 22677.8811 | 24841.7124 | 15007.4296 | 15779.4456 | 16505.1166 | 17406.1166 | 18238.4766 | 17999.4766 | 17998.4766 | 17997.4766 | 17996.4766 | 17959.4766
Uncoordinated CER storage | 129 | 176.2 | 237.8 | 303.7 | 718 | 1653 | 2293 | 2957 | 3527 | 4020 | 4393 | 4695 | 4977 | 5214 | 5420 | 1667.4287 | 2379.3945 | 3140.7145 | 3828.4772 | 4451.0849 | 4988.9991 | 5446.6396 | 5892.037 | 6304.2692 | 6695.1192
Wind | 607 | 620 | 980 | 980 | 2560.654 | 2817.641 | 3323.849 | 4345.849 | 4933.849 | 6466.349 | 6466.349 | 6466.349 | 6466.349 | 6466.349 | 6466.349 | 2817.641 | 2817.641 | 3323.849 | 3323.849 | 3683.849 | 5216.349 | 5216.349 | 5216.349 | 5216.349 | 5216.349
Other non-scheduled generation | 277.15 | 277.15 | 277.15 | 277.15 | 299.4089 | 305.4109 | 288.6718 | 301.9327 | 303.1936 | 316.4545 | 329.7155 | 342.9764 | 356.2373 | 362.4982 | 362.5591 | 294.4109 | 296.6718 | 298.9327 | 289.1936 | 291.4545 | 293.7155 | 295.9764 | 298.2373 | 300.4982 | 289.5591
Utility solar | 1715 | 1808 | 2866 | 3081 | 3695.153 | 4116.542 | 4803.542 | 5785.942 | 6665.942 | 7065.302 | 7065.302 | 7065.302 | 7065.302 | 7065.302 | 7065.302 | 4114.672 | 4354.672 | 4801.672 | 6084.072 | 6813.432 | 6813.432 | 6813.432 | 6813.432 | 6813.432 | 6813.432
Rooftop and other distributed solar | 4746 | 5479 | 6276 | 7120 | 7790.7431 | 8548.8155 | 9362.3558 | 10222.4204 | 11145.1564 | 12141.8726 | 13241.2052 | 14440.261 | 15724.6696 | 17074.7263 | 18442.4358 | 8333.0332 | 9076.7268 | 9838.2983 | 10638.3068 | 11465.8069 | 12313.3165 | 13161.965 | 14096.116 | 15018.1995 | 15931.4793
Total generation and storage capacity | 18989.095 | 20258.057 | 22102.957 | 24267.632 | 28984.1011 | 32995.3412 | 36831.1731 | 42712.8225 | 46380.7694 | 51911.6138 | 53626.6432 | 55314.8991 | 57073.9847 | 58860.7566 | 62598.3583 | 32234.6153 | 34704.5517 | 37908.5831 | 41570.0152 | 44944.104 | 47625.2886 | 48932.8385 | 50313.6478 | 51649.2244 | 52905.4152
South Australia
| History |  |  |  |  | Government schemes and actionable developments 2026-27: Government schemes and actionable developments | Committed and anticipated developments
Technology | 2021-22 | 2022-23 | 2023-24 | 2024-25 | 2025-26 | 2026-27 | 2027-28 | 2028-29 | 2029-30 | 2030-31 | 2031-32 | 2032-33 | 2033-34 | 2034-35 | 2035-36 | 2026-27 | 2027-28 | 2028-29 | 2029-30 | 2030-31 | 2031-32 | 2032-33 | 2033-34 | 2034-35 | 2035-36
Gas and liquids | 2402.26 | 2439.16 | 2589.86 | 2498.58 | 2506.88 | 2528.38 | 2528.38 | 1750.38 | 1750.38 | 1750.38 | 1555.38 | 1555.38 | 1555.38 | 1555.38 | 1555.38 | 2528.38 | 2528.38 | 1750.38 | 1750.38 | 1750.38 | 1555.38 | 1555.38 | 1555.38 | 1555.38 | 1555.38
Hydro | 0 | 0 | 0 | 0 | 0 | 0 | 0 | 0 | 0 | 0 | 0 | 0 | 0 | 0 | 0 | 0 | 0 | 0 | 0 | 0 | 0 | 0 | 0 | 0 | 0
Utility storage | 205 | 219 | 469.7 | 511.6 | 1262.21 | 1382.2 | 2511.2 | 3842.2 | 4768.2 | 4788.2 | 4913.2 | 5013.2 | 5013.2 | 4988.2 | 4988.2 | 1142.2 | 1786.2 | 2192.2 | 3067.2 | 3505.2 | 3505.2 | 3505.2 | 3505.2 | 3480.2 | 3480.2
Demand Side Participation | 49 | 49 | 49 | 46 | 46 | 40 | 45 | 52 | 58 | 68 | 75 | 85 | 93 | 101 | 110 | 35 | 35 | 35 | 35 | 35 | 35 | 35 | 35 | 35 | 35
Coordinated CER storage | 90.8 | 108.6 | 138.9 | 175.7 | 250 | 340.7187 | 430.3921 | 513.224 | 587.5036 | 644.9725 | 693.2912 | 736.9945 | 782.4359 | 830.9309 | 879.9963 | 309.992 | 309.992 | 309.992 | 309.992 | 309.992 | 309.992 | 309.992 | 309.992 | 309.992 | 309.992
Dispatchable capacity | 2747.06 | 2815.76 | 3247.46 | 3231.88 | 4065.09 | 4291.2987 | 5514.9721 | 6157.804 | 7164.0836 | 7251.5525 | 7236.8712 | 7390.5745 | 7444.0159 | 7475.5109 | 7533.5763 | 4015.572 | 4659.572 | 4287.572 | 5162.572 | 5600.572 | 5405.572 | 5405.572 | 5405.572 | 5380.572 | 5380.572
Uncoordinated CER storage | 108.7 | 153.7 | 203.4 | 257.3 | 431 | 749 | 883 | 1009 | 1100 | 1158 | 1214 | 1272 | 1338 | 1397 | 1456 | 779.3458 | 1002.9988 | 1212.7274 | 1377.6642 | 1493.1001 | 1596.8583 | 1699.0119 | 1809.9478 | 1918.131 | 2025.8832
Wind | 1489 | 2021 | 2197 | 2306 | 2558.11 | 2725.76 | 2725.76 | 3246.76 | 3943.76 | 3943.76 | 4153.01 | 4153.01 | 4021.31 | 4021.31 | 3949.91 | 2724.26 | 2724.26 | 2724.26 | 2971.26 | 3209.26 | 3118.51 | 3418.51 | 3286.81 | 3286.81 | 3088.91
Other non-scheduled generation | 29.23 | 29.23 | 29.23 | 29.23 | 32.23 | 29.73 | 30.23 | 30.73 | 31.23 | 31.73 | 32.23 | 32.73 | 33.23 | 33.73 | 34.23 | 29.23 | 29.23 | 29.23 | 29.23 | 29.23 | 29.23 | 29.23 | 29.23 | 29.23 | 29.23
Utility solar | 298 | 409 | 575 | 592 | 594.69 | 600.47 | 856.23 | 856.23 | 1096.23 | 1096.23 | 1096.23 | 1096.23 | 1096.23 | 1096.23 | 1096.23 | 600.47 | 600.47 | 856.23 | 856.23 | 856.23 | 856.23 | 856.23 | 856.23 | 856.23 | 856.23
Rooftop and other distributed solar | 2036 | 2333 | 2637 | 2917 | 3253.4689 | 3565.8501 | 3895.5294 | 4239.1051 | 4602.2549 | 4975.5053 | 5376.0048 | 5804.7412 | 6265.2995 | 6755.4481 | 7249.222 | 3447.7727 | 3728.8359 | 4013.761 | 4309.8573 | 4604.3983 | 4894.9331 | 5175.8404 | 5487.1661 | 5789.5662 | 6084.9425
Total generation and storage capacity | 6707.99 | 7761.69 | 8889.09 | 9333.41 | 10934.5889 | 11962.1088 | 13905.7215 | 15539.6291 | 17937.5584 | 18456.7777 | 19108.346 | 19749.2857 | 20198.0855 | 20779.229 | 21319.1684 | 11596.6505 | 12745.3667 | 13123.7803 | 14706.8135 | 15792.7904 | 15901.3333 | 16584.3943 | 16874.9559 | 17260.5392 | 17465.7678
Tasmania
| History |  |  |  |  | Government schemes and actionable developments 2026-27: Government schemes and actionable developments | Committed and anticipated developments
Technology | 2021-22 | 2022-23 | 2023-24 | 2024-25 | 2025-26 | 2026-27 | 2027-28 | 2028-29 | 2029-30 | 2030-31 | 2031-32 | 2032-33 | 2033-34 | 2034-35 | 2035-36 | 2026-27 | 2027-28 | 2028-29 | 2029-30 | 2030-31 | 2031-32 | 2032-33 | 2033-34 | 2034-35 | 2035-36
Gas and liquids | 163 | 163 | 163 | 128 | 128 | 161 | 161 | 161 | 161 | 161 | 161 | 161 | 161 | 161 | 161 | 161 | 161 | 161 | 161 | 161 | 161 | 161 | 161 | 161 | 161
Hydro | 2075 | 2079 | 1991 | 2101 | 1728 | 2268 | 2259 | 2259 | 2259 | 2259 | 2259 | 2254 | 2254 | 2254 | 2262 | 2268 | 2259 | 2259 | 2259 | 2259 | 2259 | 2254 | 2254 | 2254 | 2262
Utility storage | 0 | 0 | 0 | 0 | 0 | 0 | 0 | 0 | 0 | 0 | 0 | 0 | 0 | 0 | 0 | 0 | 0 | 0 | 0 | 0 | 0 | 0 | 0 | 0 | 0
Demand Side Participation | 6 | 6 | 4 | 5 | 5 | 39 | 42 | 45 | 46 | 49 | 51 | 53 | 55 | 57 | 58 | 37 | 37 | 37 | 37 | 37 | 37 | 37 | 37 | 37 | 37
Coordinated CER storage | 3.2 | 3.3 | 3.8 | 4.8 | 0 | 1.3632 | 3.6456 | 6.9966 | 11.4537 | 16.8468 | 24.0247 | 31.6235 | 40.188 | 49.9045 | 60.6262 | 1.2136 | 1.2136 | 1.2136 | 1.2136 | 1.2136 | 1.2136 | 1.2136 | 1.2136 | 1.2136 | 1.2136
Dispatchable capacity | 2247.2 | 2251.3 | 2161.8 | 2238.8 | 1861 | 2469.3632 | 2465.6456 | 2471.9966 | 2477.4537 | 2485.8468 | 2495.0247 | 2499.6235 | 2510.188 | 2521.9045 | 2541.6262 | 2467.2136 | 2458.2136 | 2458.2136 | 2458.2136 | 2458.2136 | 2458.2136 | 2453.2136 | 2453.2136 | 2453.2136 | 2461.2136
Uncoordinated CER storage | 16 | 21.2 | 26.7 | 33.3 | 62 | 102 | 131 | 161 | 189 | 214 | 237 | 257 | 277 | 295 | 311 | 102.3803 | 133.1195 | 167.0376 | 198.8267 | 230.1186 | 259.8772 | 287.5601 | 316.1431 | 343.83 | 370.4956
Wind | 424 | 424 | 424 | 424 | 423.6 | 561.6 | 561.6 | 582.4 | 1147.4 | 1437.4 | 1437.4 | 1437.4 | 1437.4 | 1437.4 | 1437.4 | 561.6 | 561.6 | 561.6 | 582.4 | 582.4 | 582.4 | 582.4 | 582.4 | 582.4 | 582.4
Other non-scheduled generation | 106.9 | 106.9 | 106.9 | 106.9 | 107.3609 | 107.8338 | 108.7675 | 109.7013 | 110.6351 | 111.5688 | 112.5026 | 113.4364 | 114.3701 | 115.3039 | 116.2377 | 107.3338 | 107.7675 | 108.2013 | 108.6351 | 109.0688 | 109.5026 | 109.9364 | 110.3701 | 110.8039 | 111.2377
Utility solar | 0 | 0 | 0 | 0 | 0 | 0 | 0 | 510 | 510 | 654.4 | 654.4 | 654.4 | 654.4 | 654.4 | 654.4 | 0 | 0 | 0 | 310 | 310 | 310 | 310 | 310 | 310 | 310
Rooftop and other distributed solar | 219 | 255 | 313 | 362 | 420.2234 | 464.0656 | 513.7038 | 569.7433 | 627.7392 | 689.1349 | 757.2394 | 830.2719 | 909.7721 | 994.9394 | 1083.4588 | 449.7267 | 492.3254 | 536.0281 | 582.2813 | 629.0886 | 677.5683 | 727.5086 | 784.462 | 841.1519 | 899.468
Total generation and storage capacity | 3013.1 | 3058.4 | 3032.4 | 3165 | 2874.1843 | 3704.8625 | 3780.7169 | 4404.8413 | 5062.228 | 5592.3505 | 5693.5668 | 5792.1318 | 5903.1303 | 6018.9478 | 6144.1227 | 3688.2544 | 3753.026 | 3831.0806 | 4240.3567 | 4318.8896 | 4397.5618 | 4470.6187 | 4556.5888 | 4641.3994 | 4734.8149
Victoria
| History |  |  |  |  | Government schemes and actionable developments 2026-27: Government schemes and actionable developments | Committed and anticipated developments
Technology | 2021-22 | 2022-23 | 2023-24 | 2024-25 | 2025-26 | 2026-27 | 2027-28 | 2028-29 | 2029-30 | 2030-31 | 2031-32 | 2032-33 | 2033-34 | 2034-35 | 2035-36 | 2026-27 | 2027-28 | 2028-29 | 2029-30 | 2030-31 | 2031-32 | 2032-33 | 2033-34 | 2034-35 | 2035-36
Coal VIC | 4630 | 4755 | 4755 | 4755 | 4735 | 4735 | 4735 | 3310 | 3310 | 3310 | 3310 | 3310 | 3310 | 3310 | 1120 | 4735 | 4735 | 3310 | 3310 | 3310 | 3310 | 3310 | 3310 | 3310 | 1120
Gas and liquids | 2203.3 | 2285 | 2261 | 2337 | 2338 | 2338 | 2338 | 2338 | 2338 | 2338 | 2338 | 2338 | 2188 | 2188 | 2188 | 2338 | 2338 | 2338 | 2338 | 2338 | 2338 | 2338 | 2188 | 2188 | 2188
Hydro | 2212.02 | 2212.02 | 1884.52 | 2087.02 | 1992.02 | 2237.02 | 2237.02 | 2237.02 | 2237.02 | 2237.02 | 2237.02 | 2237.02 | 2237.02 | 2237.02 | 2237.02 | 2237.02 | 2237.02 | 2237.02 | 2237.02 | 2237.02 | 2237.02 | 2237.02 | 2237.02 | 2237.02 | 2237.02
Utility storage | 105.23 | 125.23 | 130.23 | 480.23 | 1605.23 | 2255.23 | 3698.67 | 6928.726 | 7288.406 | 7286.406 | 8151.406 | 8151.406 | 8104.176 | 8102.176 | 8102.176 | 2005.23 | 2505.23 | 3691.67 | 5298.726 | 5592.406 | 5782.406 | 5782.406 | 5735.176 | 5733.176 | 5733.176
Demand Side Participation | 257 | 257 | 533 | 383 | 383 | 547 | 557 | 567 | 579 | 597 | 613 | 623 | 631 | 637 | 643 | 524 | 524 | 524 | 524 | 524 | 524 | 524 | 524 | 524 | 524
Coordinated CER storage | 0 | 7.4 | 17.4 | 21.5 | 74 | 122.5004 | 188.2993 | 268.7186 | 361.6213 | 460.0363 | 599.3489 | 725.133 | 858.6455 | 1005.1388 | 1162.8375 | 107.9655 | 107.9655 | 107.9655 | 107.9655 | 107.9655 | 107.9655 | 107.9655 | 107.9655 | 107.9655 | 107.9655
Dispatchable capacity | 9407.55 | 9641.65 | 9581.15 | 10063.75 | 11127.25 | 12234.7504 | 13753.9893 | 15649.4646 | 16114.0473 | 16228.4623 | 17248.7749 | 17384.559 | 17328.8415 | 17479.3348 | 15453.0335 | 11947.2155 | 12447.2155 | 12208.6555 | 13815.7115 | 14109.3915 | 14299.3915 | 14299.3915 | 14102.1615 | 14100.1615 | 11910.1615
Uncoordinated CER storage | 231.1 | 310.6 | 380.9 | 471.2 | 814 | 1456 | 1862 | 2284 | 2640 | 2957 | 3198 | 3405 | 3614 | 3801 | 3976 | 1470.9662 | 1942.7432 | 2444.5916 | 2894.0949 | 3309.4986 | 3689.3407 | 4022.2157 | 4364.5118 | 4698.0087 | 5030.5708
Wind | 2780 | 3439 | 3681 | 3984 | 5122.053 | 5824.187 | 5824.187 | 6189.787 | 7727.787 | 9131.787 | 9101.787 | 9101.787 | 9101.787 | 8909.787 | 8909.787 | 5823.687 | 5823.687 | 5823.687 | 6189.287 | 6136.787 | 6106.787 | 6106.787 | 6106.787 | 5914.787 | 5895.287
Wind Offshore | 0 | 0 | 0 | 0 | 0 | 0 | 0 | 0 | 0 | 0 | 2137.5 | 2137.5 | 2137.5 | 4000 | 4000 | 0 | 0 | 0 | 0 | 0 | 0 | 0 | 0 | 0 | 0
Other non-scheduled generation | 234.92 | 234.92 | 234.92 | 234.92 | 231.6052 | 283.047 | 293.674 | 304.301 | 314.9281 | 325.5551 | 315.1821 | 325.8091 | 336.4361 | 327.0631 | 317.8901 | 281.2268 | 290.0336 | 298.8405 | 307.6473 | 316.4541 | 304.2609 | 313.0677 | 321.8745 | 310.6814 | 299.6882
Utility solar | 905 | 916 | 907 | 1084 | 1326.535 | 1873.199 | 2155.119 | 3535.191 | 4191.891 | 4459.891 | 4459.891 | 4459.891 | 4459.891 | 4459.891 | 4459.891 | 1754.399 | 1873.199 | 2155.119 | 2550.191 | 3142.891 | 3142.891 | 3142.891 | 3142.891 | 3142.891 | 3142.891
Rooftop and other distributed solar | 3636 | 4195 | 4827 | 5468 | 6376.7404 | 7089.7939 | 7883.9448 | 8741.2121 | 9620.2153 | 10521.1052 | 11511.4329 | 12590.0786 | 13786.4496 | 15077.6691 | 16431.7303 | 6854.4456 | 7512.3735 | 8203.7954 | 8901.8754 | 9607.2854 | 10335.8824 | 11084.1192 | 11935.4123 | 12806.4284 | 13701.6883
Total generation and storage capacity | 17194.57 | 18737.17 | 19611.97 | 21305.87 | 24998.1835 | 28760.9773 | 31772.9142 | 36703.9558 | 40608.8687 | 43623.8006 | 47972.5678 | 49404.6248 | 50764.9052 | 54054.7451 | 53548.332 | 28131.9402 | 29889.2519 | 31134.689 | 34658.8071 | 36622.3076 | 37878.5536 | 38968.4721 | 39973.6381 | 40972.958 | 39980.2868

## Project timing
Project list
Tables below list the generation and storage projects and their modelled capacities (MW,MWh) and commissioning dates as implemented in each reliability assesments published in 2026 NEM ESOO.
All projects which have met the AEMO commitment criteria to be identified as anticipated or commited as reported in the July 2026 Generation Information publication are assumed to become operational within the forecast horizon.
Government Schemes and Actionable Developments scenario includes additional projects which have received funding but have not yet met the AEMO commitment criteria.
Any project classified as "In Service" or "Announced Withdrawal" have modelled dates from the beginning of the horizon (July 2026)
For additional information, see Section 3.2 of the 2026 NEM ESOO.
New South Wales
Site name | Gen Info Unit ID | Commitment status | Technology type | Nameplate capacity (MW) | Storage capacity (MWh) | Participant provided full commercial use date | Modelled commissioning date - Committed and Anticipated Developments | Modelled commissioning date - Government Schemes and Actionable Developments
Armidale East BESS | 301701 | Anticipated | Battery Storage | 382.66 | 1889.98 | 2030-08-31 | 2031-08-31 | 2030-08-31
Bellambi Heights Renewables Project | 158001 | Committed | Battery Storage | 408 | 1140 | 2027-07-31 | 2028-01-31 | 2027-07-31
Beresfield BESS | 297301 | Anticipated | Battery Storage | 181.42 | 361.9 | 2027-12-31 | 2028-12-31 | 2027-12-18
Blind Creek Solar Farm and Battery Energy Storage System | 201701 | Committed* | Battery Storage | 245.7 | 486 | 2028-07-31 | 2029-01-31 | 2028-07-10
Blind Creek Solar Farm and Battery Energy Storage System | 201702 | Committed* | Solar PV | 299.7 |  | 2028-07-31 | 2029-01-31 | 2028-07-10
Bulabul BESS 1 | 302501 | Committed | Battery Storage | 300 | 600 | 2027-04-30 | 2027-10-31 | 2027-04-12
Calala BESS A1 | 264601 | Committed | Battery Storage | 108.08 | 199.92 | 2026-12-31 | 2027-06-30 | 2026-12-31
Calala BESS A2 | 264701 | Committed | Battery Storage | 158.26 | 300.12 | 2026-12-31 | 2027-06-30 | 2026-12-31
Coleambally BESS | 194001 | Anticipated | Battery Storage | 168 | 400 | 2029-04-30 | 2030-04-30 | 2029-04-30
Coppabella Hybrid Generator | 158101 | Anticipated | Wind | 289.8 |  | 2027-07-31 | 2028-07-31 | 2027-07-25
Culcairn BESS | 315402 | Committed* | Battery Storage | 200.32 | 800 | 2027-03-31 | 2027-09-30 | 2027-03-31
Dubbo Firming Power Station | 257901 | Anticipated | Other | 189 |  | 2029-07-31 | 2030-07-31 | 2029-07-01
Dunedoo Solar Farm | 163201 | Anticipated | Solar PV | 71.4 |  | 2028-06-30 | 2029-06-30 | 2028-06-30
Eraring Big Battery | 187002 | Committed | Battery Storage | 240 | 1390 | 2027-03-31 | 2027-09-30 | 2027-03-31
Glanmire Solar Farm and BESS | 289401 | Anticipated | Battery Storage | 60 | 120 | 2027-07-31 | 2028-07-31 | 2027-07-31
Glanmire Solar Farm and BESS | 289402 | Anticipated | Solar PV | 60 |  | 2027-07-31 | 2028-07-31 | 2027-07-31
Goulburn River BESS | 219101 | Anticipated | Battery Storage | 450 | 1925 | 2028-08-31 | 2029-08-31 | 2028-08-01
Goulburn River Solar Farm And BESS | 219002 | Committed | Battery Storage | 49.84 | 560 | 2027-03-31 | 2027-09-30 | 2027-03-31
Goulburn River Solar Farm And BESS | 219003 | Committed | Solar PV | 588 |  | 2027-04-30 | 2027-10-31 | 2027-04-30
Great Western Battery | 186901 | Anticipated | Battery Storage | 500 | 4500 | 2029-11-30 | 2030-11-30 | 2029-11-30
Griffith BESS | 275801 | Anticipated | Battery Storage | 162.43 | 1065.6 | 2028-12-31 | 2029-12-31 | 2028-12-30
Gunning Hybrid | 218601 | Anticipated | Solar PV | 294 |  | 2028-06-01 | 2029-06-01 | 2028-06-01
Gunning Hybrid | 218602 | Anticipated | Battery Storage | 158.04 | 316.08 | 2028-06-30 | 2029-06-30 | 2028-06-01
Hay Sun Farm | 145101 | Anticipated | Solar PV | 140.8 |  | 2028-03-01 | 2029-03-31 | 2028-03-01
Kerrs Creek Wind Farm | 218801 | Anticipated | Wind | 396 |  | 2030-10-01 | 2031-10-01 | 2030-10-01
Lockhart Solar and BESS | 262601 | Anticipated | Solar PV | 10 |  | 2028-02-04 | 2029-02-28 | 2028-02-04
Lockhart Solar and BESS | 262602 | Anticipated | Battery Storage | 10 | 20 | 2028-02-29 | 2029-02-28 | 2028-02-04
Marulan Hybrid - Solar/BESS Farm | 269002 | Anticipated | Battery Storage | 207.2 | 350 | 2028-12-31 | 2029-12-31 | 2028-12-02
Marulan Hybrid - Solar/BESS Farm | 269001 | Anticipated | Solar PV | 207.2 |  | 2028-12-02 | 2029-12-31 | 2028-12-02
Maryvale Solar and Energy Storage System | 159501 | Anticipated | Battery Storage | 218.38 | 434.93 | 2027-06-30 | 2028-07-01 | 2027-06-01
Maryvale Solar and Energy Storage System | 159502 | Anticipated | Solar PV | 218.38 |  | 2027-06-01 | 2028-06-01 | 2027-06-01
Middlebrook Solar And BESS | 243001 | Anticipated | Battery Storage | 320.04 | 1280.16 | 2029-12-31 | 2030-12-31 | 2029-12-14
Middlebrook Solar And BESS | 243002 | Anticipated | Solar PV | 320.28 |  | 2029-12-31 | 2030-12-31 | 2029-12-14
Moama Solar Farm | 152701 | Anticipated | Solar PV | 17.75 |  | 2028-08-31 | 2029-08-31 | 2028-08-01
Moama Solar Farm | 152702 | Anticipated | Solar PV | 17.75 |  | 2028-08-31 | 2029-08-31 | 2028-08-01
Mt Piper BESS | 241101 | Anticipated | Battery Storage | 252 | 999.9 | 2028-10-31 | 2029-10-31 | 2028-10-31
Mugga Lane Renewable Hybrid | 280702 | Committed* | Battery Storage | 5.79 | 11.55 | 2026-07-31 | 2027-01-31 | 2026-07-15
Mugga Lane Renewable Hybrid | 280703 | Committed* | Battery Storage | 5.79 | 11.55 | 2026-07-31 | 2027-01-31 | 2026-07-15
Muswellbrook BESS | 297201 | Anticipated | Battery Storage | 158.26 | 315.7 | 2028-12-31 | 2029-12-31 | 2028-12-23
Muswellbrook Solar Farm | 279401 | Anticipated | Solar PV | 172.2 |  | 2028-12-31 | 2029-12-31 | 2028-12-31
New England 2 Hybrid DUID 1 | 328702 | Anticipated | Battery Storage | 160 | 640 | 2028-10-31 | 2029-10-31 | 2028-10-31
New England 2 Hybrid DUID 2 | 328802 | Anticipated | Battery Storage | 160 | 640 | 2028-10-31 | 2029-10-31 | 2028-10-31
New England 2 Hybrid DUID 1 | 328701 | Anticipated | Solar PV | 80 |  | 2028-10-31 | 2029-10-31 | 2028-10-31
New England 2 Hybrid DUID 2 | 328801 | Anticipated | Solar PV | 80 |  | 2028-10-31 | 2029-10-31 | 2028-10-31
New England Solar Farm BESS | 189301 | Anticipated | Battery Storage | 100 | 200 | 2026-07-31 | 2027-07-01 | 2026-07-31
Sandy Creek Solar Farm | 289501 | Anticipated | Solar PV | 700 |  | 2031-02-28 | 2032-02-29 | 2031-02-13
Silver City Energy Storage | 203001 | Anticipated | Battery Storage | 200 | 1600 | 2030-12-31 | 2031-12-31 | 2030-12-02
Snowy 2.0. | 175201 | Committed | Hydro | 363 | 58330 | 2028-12-31 | 2029-06-30 | 2028-12-31
Snowy 2.0. | 175202 | Committed | Hydro | 371 | 58330 | 2028-12-31 | 2029-06-30 | 2028-12-31
Snowy 2.0. | 175203 | Committed | Hydro | 363 | 58330 | 2028-12-31 | 2029-06-30 | 2028-12-31
Snowy 2.0. | 175204 | Committed | Hydro | 371 | 58330 | 2028-12-31 | 2029-06-30 | 2028-12-31
Snowy 2.0. | 175205 | Committed | Hydro | 363 | 58330 | 2028-12-31 | 2028-12-31 | 2028-12-31
Snowy 2.0. | 175206 | Committed | Hydro | 371 | 58330 | 2028-12-31 | 2028-12-31 | 2028-12-31
Stoney Creek BESS | 247401 | Anticipated | Battery Storage | 125 | 1000 | 2028-06-30 | 2029-06-30 | 2028-06-30
Tamworth BESS Project 1 Pty Ltd | 251701 | Anticipated | Battery Storage | 100 | 100 | 2028-12-31 | 2029-12-31 | 2028-12-31
Tamworth BESS Project 2 Pty Ltd | 303601 | Anticipated | Battery Storage | 100 | 200 | 2028-12-31 | 2029-12-31 | 2028-12-31
Tilbuster Solar Farm | 168301 | Anticipated | Solar PV | 249.28 |  | 2028-12-31 | 2029-12-31 | 2028-12-31
Tomago BESS | 246301 | Anticipated | Battery Storage | 500.52 | 2000.36 | 2027-10-31 | 2028-10-31 | 2027-10-31
Upper Hunter Energy Park - Wind | 127501 | Anticipated | Wind | 75.6 |  | 2027-12-31 | 2028-12-31 | 2027-12-31
Uungula Wind Farm | 128301 | Committed | Wind | 414 |  | 2028-02-29 | 2028-08-31 | 2028-02-01
Valley of the Winds | 289201 | Anticipated | Wind | 324 |  | 2029-12-31 | 2030-12-31 | 2029-12-31
Valley of the Winds | 289202 | Anticipated | Wind | 151.2 |  | 2030-07-31 | 2031-07-31 | 2030-07-31
Valley of the Winds | 289203 | Anticipated | Wind | 460.8 |  | 2030-04-30 | 2031-04-30 | 2030-04-30
Wagga North BESS - KCI | 270101 | Anticipated | Battery Storage | 105 | 420 | 2028-12-31 | 2029-12-31 | 2028-12-31
Waratah Super Battery* | 222001 | Committed | Battery Storage | 849.6 | 1679.04 | 2026-09-30 | 2026-07-01 | 2026-07-01
Williamsdale BESS | 252501 | Committed* | Battery Storage | 262.48 | 523.6 | 2026-09-30 | 2027-03-31 | 2026-09-23
Yanco BESS | 259401 | Anticipated | Battery Storage | 318.56 | 1274.24 | 2027-12-31 | 2028-12-31 | 2027-12-08
Baldon Wind Farm | 221301 | CIS Awarded | Wind | 346 |  | 2029-06-30 | Not Included | 2029-06-30
Baldon Wind Farm BESS | 259601 | CIS Awarded | Battery Storage | 346 | 132 | 2029-07-01 | Not Included | 2029-07-01
Bannaby BESS | 263601 | NSW Awarded | Battery Storage | 233 | 2676 |  | Not Included | 2029-07-01
Bendemeer BESS | 237201 | CIS Awarded | Battery Storage | 150 | 300 |  | Not Included | 2029-07-01
Bendemeer Solar | 237202 | ARENA Funded | Solar PV | 252 |  |  | Not Included | 2029-07-01
Birriwa BESS | 303101 | CIS Awarded | Battery Storage | 230 | 2400 | 2029-07-01 | Not Included | 2029-07-01
Birriwa Solar Farm | 303001 | CIS Awarded | Solar PV | 600 |  | 2029-11-08 | Not Included | 2029-11-08
Bowmans Creek BESS | 315301 | NSW Awarded | Battery Storage | 250 | 2414 |  | Not Included | 2029-07-01
Bulabul BESS 2 | 269901 | CIS Awarded | Battery Storage | 100 | 406 | 2028-04-03 | Not Included | 2028-04-03
Bullawah Wind Farm Stage 1 | 253201 | CIS Awarded | Wind | 300 |  | 2029-12-09 | Not Included | 2029-12-09
Dinawan BESS | 192402 | CIS Awarded | Battery Storage | 309.6 | 1200 | 2029-09-30 | Not Included | 2029-09-30
Dinawan Energy Hub - Solar | 192404 | CIS Awarded | Solar PV | 300 |  | 2029-09-30 | Not Included | 2029-09-30
Dinawan Energy Hub Wind 1 | 192407 | CIS Awarded | Wind | 357 |  | 2029-09-30 | Not Included | 2029-09-30
Ebor BESS | 304901 | NSW Awarded | Battery Storage | 100 | 870 |  | Not Included | 2029-07-01
Gelston Energy Park | 309901 | CIS Awarded | Battery Storage | 400 | 1600 | 2029-10-01 | Not Included | 2029-10-01
Gundary BESS | 221202 | CIS Awarded | Solar PV | 320 | 1391 | 2029-06-01 | Not Included | 2029-06-01
Gundary Solar Farm | 221201 | CIS Awarded | Battery Storage | 320 |  | 2029-06-01 | Not Included | 2029-06-01
Junction Rivers BESS | 253602 | CIS Awarded | Battery Storage | 200 | 800 | 2032-04-30 | Not Included | 2032-04-30
Junction Rivers Wind | 253603 | ARENA Funded | Wind | 585 |  | 2032-04-30 | Not Included | 2032-04-30
Kayuga BESS | 328902 | CIS Awarded | Battery Storage | 50 | 100 |  | Not Included | 2029-07-01
Kayuga Solar Farm | 328901 | CIS Awarded | Solar PV | 85 |  |  | Not Included | 2029-07-01
Kingswood BESS | 258501 | NSW Awarded | Battery Storage | 100 | 1080 | 2029-07-01 | Not Included | 2029-07-01
Liverpool Range Wind Farm | 112001 | CIS Awarded | Wind | 634 |  | 2029-12-31 | Not Included | 2029-12-31
Merino BESS | 221101 | CIS Awarded | Battery Storage | 450 | 1800 |  | Not Included | 2029-07-01
Merino Solar | 221102 | CIS Awarded | Solar PV | 450 |  |  | Not Included | 2029-07-01
Phoenix Pumped Hydro Project | 253401 | NSW Awarded | Hydro | 810 |  | 2032-12-01 | Not Included | 2032-12-01
Richmond Valley BESS | 263101 | NSW Awarded | Battery Storage | 275 | 2200 | 2027-12-31 | Not Included | 2027-12-31
Ridgey Creek BESS | 220801 | CIS Awarded | Battery Storage | 130 | 520 |  | Not Included | 2030-12-31
Spicers Creek Wind Farm | 258301 | ARENA Funded | Wind | 700 |  | 2031-07-01 | Not Included | 2031-07-01
Swallow Tail BESS | 302301 | CIS Awarded | Battery Storage | 300 | 1218 | 2028-07-01 | Not Included | 2028-07-01
Tallawang BESS | 280001 | CIS Awarded | Battery Storage | 500 | 1000 | 2029-12-31 | Not Included | 2029-12-31
Tallawang Solar | 280002 | CIS Awarded | Solar PV | 500 |  | 2029-12-31 | Not Included | 2029-12-31
Thunderbolt Wind Farm | 220101 | ARENA Funded | Wind | 230 |  | 2029-07-01 | Not Included | 2029-07-01
Wattle Creek Energy Hub - BESS | 263501 | CIS Awarded | Battery Storage | 180 | 720 | 2029-09-01 | Not Included | 2029-09-01
Wattle Creek Energy Hub - Solar | 263502 | CIS Awarded | Solar PV | 180 |  | 2029-09-01 | Not Included | 2029-09-01
Yanco Delta Wind Farm | 226601 | CIS Awarded | Wind | 1498 |  | 2029-12-31 | Not Included | 2029-12-31
NSW Long Duration Storage Target 2033 |  | NSW IIO Target | Battery Storage | 272 | 2176 |  | Not Included | 2033-12-31
*Full commercial use date has not been applied for Waratah Super battery which is considered a transmission project. It has been included from the beginning of the horizon.
Queensland
Site name | Gen Info Unit ID | Commitment status | Technology type | Nameplate capacity (MW) | Storage capacity (MWh) | Participant provided full commercial use date | Modelled commissioning date - Committed and Anticipated Developments | Modelled commissioning date - Government Schemes and Actionable Developments
Aramara Solar Farm | 142602 | Anticipated | Solar PV | 132 |  | 2028-06-30 | 2029-06-30 | 2028-06-15
Banksia Solar Farm | 257801 | Committed* | Solar PV | 70.4 |  | 2027-12-16 | 2028-06-16 | 2027-12-16
Blackstone BESS | 249001 | Anticipated | Battery Storage | 266.34 | 531.3 | 2028-12-31 | 2029-12-31 | 2028-12-22
Blackstone BESS 2 - KCI | 274101 | Anticipated | Battery Storage | 266.34 | 531.3 | 2028-12-31 | 2029-12-31 | 2028-12-22
Borumba | 192102 | Anticipated | Hydro | 1998 | 48000 | 2035-07-31 | 2036-07-31 | 2035-07-31
Boulder Creek Wind Farm | 200302 | Committed | Wind | 221.16 |  | 2027-12-31 | 2028-06-30 | 2027-12-31
Brigalow GT (Kogan Creek GT) | 256801 | Anticipated | Gas Turbine | 399.6 |  | 2028-12-31 | 2029-12-31 | 2028-12-31
Broadsound_BESS | 289101 | Committed | Battery Storage | 240 | 360 | 2026-07-31 | 2027-01-31 | 2026-07-20
Bullyard Solar Farm | 212501 | Anticipated | Solar PV | 97 |  | 2027-04-30 | 2028-07-01 | 2027-04-30
Bungaban Wind Farm | 229302 | Anticipated | Battery Storage | 344.08 | 1375.4 | 2030-03-31 | 2031-03-31 | 2030-03-30
Fraser Coast Hybrid Plant | 141905 | Anticipated | Battery Storage | 211.68 | 423.36 | 2027-11-30 | 2028-11-30 | 2027-11-30
Fraser Coast Hybrid Plant | 141901 | Anticipated | Solar PV | 310.8 |  | 2027-11-30 | 2028-11-30 | 2027-11-30
Ganymirra Solar Power Station | 289301 | Anticipated | Battery Storage | 150 | 600 | 2029-02-28 | 2030-02-28 | 2029-02-01
Ganymirra Solar Power Station | 289302 | Anticipated | Solar PV | 150 |  | 2029-02-28 | 2030-02-28 | 2029-02-01
Gawara Baya Wind And BESS | 230401 | Anticipated | Battery Storage | 104 | 208 | 2029-03-31 | 2030-03-31 | 2029-03-20
Gawara Baya Wind And BESS | 230402 | Anticipated | Wind | 408 |  | 2030-05-31 | 2031-05-31 | 2030-05-24
Guthrie’s Gap Solar Power Station | 306801 | Committed* | Battery Storage | 300 | 1200 | 2028-12-31 | 2029-06-30 | 2028-12-01
Guthrie’s Gap Solar Power Station | 306802 | Committed* | Solar PV | 300 |  | 2029-05-31 | 2029-11-30 | 2029-05-01
Haughton Solar Farm Stage 2 | 193301 | Anticipated | Solar PV | 309.12 |  | 2029-01-31 | 2030-01-31 | 2029-01-01
Kidston Pumped Storage Hydro Project 250MW | 135202 | Committed | Hydro | 125 | 900 | 2027-07-31 | 2028-01-31 | 2027-07-01
Kidston Pumped Storage Hydro Project 250MW | 135203 | Committed | Hydro | 125 | 900 | 2027-07-31 | 2028-01-31 | 2027-07-01
Lockyer Valley Energy Project | 161409 | Anticipated | Gas Turbine | 58.5 |  | 2030-09-30 | 2031-09-30 | 2030-09-30
Lockyer Valley Energy Project | 161410 | Anticipated | Gas Turbine | 58.5 |  | 2030-09-30 | 2031-09-30 | 2030-09-30
Lotus Creek Wind Farm | 200201 | Committed | Wind | 285.2 |  | 2027-12-31 | 2028-06-30 | 2027-12-07
Lower Wonga Solar Farm and BESS | 230001 | Committed | Battery Storage | 281 | 843 | 2028-08-31 | 2029-02-28 | 2028-08-01
Lower Wonga Solar Farm and BESS | 230002 | Committed | Solar PV | 281 |  | 2028-08-31 | 2029-02-01 | 2028-08-01
Majors Creek Solar Power Station | 276501 | Anticipated | Battery Storage | 150 | 600 | 2029-02-28 | 2030-02-28 | 2029-02-01
Majors Creek Solar Power Station | 276502 | Anticipated | Solar PV | 180 |  | 2029-02-28 | 2030-02-28 | 2029-02-01
Moah Creek Wind Farm | 225301 | Anticipated | Wind | 360 |  | 2029-12-28 | 2030-12-28 | 2029-12-28
Noblevale BESS (KCI) | 282701 | Anticipated | Battery Storage | 200 | 600 | 2028-12-31 | 2029-12-31 | 2028-12-31
Punchs Creek Renewable Energy Project - Stage 1 | 281501 | Anticipated | Battery Storage | 399.36 | 1600 |  | 2030-07-01 | 2030-07-01
Punchs Creek Renewable Energy Project - Stage 1 | 281502 | Anticipated | Solar PV | 399.36 |  |  | 2030-07-01 | 2030-07-01
Smoky Creek Solar Power Station | 170801 | Committed* | Battery Storage | 300 | 1200 | 2028-12-31 | 2029-06-30 | 2028-12-01
Smoky Creek Solar Power Station | 170802 | Committed* | Solar PV | 300 |  | 2028-12-31 | 2029-06-30 | 2028-12-01
Stanwell BESS | 193502 | Committed | Battery Storage | 300 | 1200 | 2026-12-31 | 2027-06-30 | 2026-12-22
Supernode BESS - Stage 3 | 310301 | Anticipated | Battery Storage | 260.26 | 1216.6 | 2027-10-31 | 2028-10-31 | 2027-10-31
Tarong West Wind Farm (Ironleaf) | 225201 | Anticipated | Wind | 436.5 |  | 2030-09-01 | 2031-09-01 | 2030-09-01
Teebar Creek Battery Storage - KCI | 273101 | Anticipated | Battery Storage | 399.84 | 1599.36 | 2028-08-31 | 2029-08-31 | 2028-08-31
Tumuruu BESS and Solar Farm | 322701 | Anticipated | Battery Storage | 249.6 | 1920 | 2028-04-30 | 2029-04-30 | 2028-04-30
Wambo Wind Farm 1 | 228702 | Committed | Wind | 248 |  |  | 2026-07-30 | 2026-07-30
Wandoan South Solar Stage 2 | 243701 | Committed | Solar PV | 240 |  | 2027-07-31 | 2028-01-31 | 2027-07-01
Woolooga BESS | 196101 | Committed | Battery Storage | 280.96 | 593.28 | 2026-09-30 | 2027-03-31 | 2026-09-30
Yabulu BESS | 246201 | Anticipated | Battery Storage | 200 | 400 | 2027-11-30 | 2028-11-30 | 2027-11-26
Banana Range Wind Farm | 198604 | CIS Awarded | Wind | 228 |  | 2029-12-31 | Not Included | 2029-12-31
Byellee BESS | 297501 | CIS Awarded | Battery Storage | 300 | 1160 | 2029-06-30 | Not Included | 2029-06-30
Capricorn BESS | 275101 | CIS Awarded | Battery Storage | 300 | 1200 | 2029-04-30 | Not Included | 2029-04-30
Capricornia Energy Hub (CEH) PHES | 259301 | QLD Funded | Hydro | 750 |  |  | Not Included | 2030-07-01
Grahams Battery | 329601 | CIS Awarded | Battery Storage | 350 | 1428 |  | Not Included | 2030-12-31
Hopeland Solar Farm | 256201 | ARENA Funded | Solar PV | 250 |  |  | Not Included | 2029-07-01
Lower Wonga BESS | 241201 | CIS Awarded | Battery Storage | 200 | 800 | 2028-01-01 | Not Included | 2028-01-01
Moranbah BESS | 329202 | CIS Awarded | Battery Storage | 50 | 100 | 2029-12-31 | Not Included | 2029-12-31
Moranbah Solar Farm | 329201 | CIS Awarded | Solar PV | 171 |  | 2029-12-31 | Not Included | 2029-12-31
Mt Fox BESS - ARENA | 232201 | ARENA Funded | Battery Storage | 300 | 600 | 2029-04-27 | Not Included | 2029-04-27
Oaky Creek BESS | 266201 | CIS Awarded | Battery Storage | 250 | 1000 | 2029-06-30 | Not Included | 2029-06-30
Rutherglen Battery | 273001 | CIS Awarded | Battery Storage | 400 | 1602 |  | Not Included | 2030-12-31
Theodore Wind Farm 1 | 260301 | CIS Awarded | Wind | 396.8 |  | 2028-12-31 | Not Included | 2028-12-31
Theodore Wind Farm 2 | 260302 | CIS Awarded | Wind | 625.2 |  | 2028-12-29 | Not Included | 2028-12-29
Ulinda Park BESS Expansion | 310701 | CIS Awarded | Battery Storage | 195 | 780 | 2028-09-30 | Not Included | 2028-09-30
Woonga Creek BESS | 287301 | CIS Awarded | Battery Storage | 350 | 1223 | 2029-07-02 | Not Included | 2029-07-02
South Australia
Site name | Gen Info Unit ID | Commitment status | Technology type | Nameplate capacity (MW) | Storage capacity (MWh) | Participant provided full commercial use date | Modelled commissioning date - Committed and Anticipated Developments | Modelled commissioning date - Government Schemes and Actionable Developments
Blacktop BESS | 230501 | Anticipated | Battery Storage | 168 |  | 2029-06-30 | 2030-06-30 | 2029-06-30
Brinkworth BESS | 265201 | Anticipated | Battery Storage | 250.2 | 1000.2 | 2029-05-31 | 2030-05-31 | 2029-05-03
Carmodys Hill BESS | 264901 | Anticipated | Battery Storage | 122.88 | 247.04 | 2030-01-31 | 2031-01-31 | 2030-01-01
Carmodys Hill Wind Farm | 104003 | Committed | Wind | 256.2 |  | 2029-01-31 | 2029-07-31 | 2029-01-01
Emeroo BESS | 226201 | Anticipated | Battery Storage | 281.2 | 1113.7 | 2028-09-30 | 2029-09-30 | 2028-09-30
Goyder BESS | 290401 | Anticipated | Battery Storage | 199.28 | 800.88 | 2028-08-31 | 2029-08-31 | 2028-08-09
Goyder BESS Stage 2 | 316102 | Anticipated | Battery Storage | 199.28 | 800.88 | 2028-12-31 | 2029-12-31 | 2028-12-01
Goyder North Wind Farm | 275701 | Anticipated | Wind | 300 |  | 2029-12-31 | 2030-12-31 | 2029-12-31
Goyder North Wind Farm | 275702 | Anticipated | Wind | 300 |  | 2031-10-31 | 2032-10-31 | 2031-10-31
Hallett BESS | 268501 | Anticipated | Battery Storage | 49.98 | 199.92 | 2027-07-31 | 2028-07-31 | 2027-07-30
LINCOLN GAP BESSBDU | 160302 | Committed | Battery Storage | 10.8 | 10.02 | 2026-06-30 | 2026-12-31 | 2026-06-30
Lindley BESS | 288701 | Anticipated | Battery Storage | 126 | 200.1 | 2027-06-30 | 2028-07-01 | 2027-06-30
Pelican Point BESS | 300801 | Committed* | Battery Storage | 200 | 400 | 2027-07-31 | 2028-01-31 | 2027-07-19
Reeves Plains Power Station BESS | 290602 | Anticipated | Battery Storage | 250 | 1000 | 2028-02-29 | 2029-02-28 | 2028-02-29
Solar River Solar And BESS Project | 255001 | Anticipated | Battery Storage | 256 | 650 | 2027-11-30 | 2028-11-30 | 2027-11-29
Solar River Solar And BESS Project | 255002 | Anticipated | Solar PV | 255.76 |  | 2027-11-30 | 2028-11-30 | 2027-11-29
Summerfield BESS | 258401 | Committed* | Battery Storage | 153.65 | 532.7 | 2026-11-30 | 2027-05-31 | 2026-11-20
Summerfield BESS | 258402 | Committed | Battery Storage | 153.65 | 532.7 | 2026-11-30 | 2027-05-31 | 2026-11-20
Tailem Bend Stage 3 | 243601 | Committed | Battery Storage | 204 | 408 | 2027-04-30 | 2027-10-31 | 2027-04-30
Blanche BESS | 273401 | CIS Awarded | Battery Storage | 125 | 508 |  | Not Included | 2030-12-31
Bundey BESS | 269301 | CIS Awarded | Battery Storage | 300 | 1200 |  | Not Included | 2029-07-01
Bundey Solar | 269304 | ARENA Funded | Solar PV | 240 |  |  | Not Included | 2029-12-31
Bungama BESS (Risen) | 193901 | ARENA Funded | Battery Storage | 200 | 400 |  | Not Included | 2028-12-31
Dartmoor BESS | 329101 | SA FERM | Other | 50 | 400 |  | Not Included | 2029-11-01
Koolunga Battery Energy Storage System | 259901 | CIS Awarded | Battery Storage | 200 | 800 |  | Not Included | 2028-01-01
Limestone Coast West BESS | 252301 | CIS Awarded | Battery Storage | 250 | 1000 |  | Not Included | 2027-07-01
Northern Battery | 299901 | SA FERM | Battery Storage | 125 | 1000 |  | Not Included | 2028-01-08
Palmer Wind Farm | 133701 | ARENA Funded | Wind | 274 |  |  | Not Included | 2028-10-22
Tungkillo BESS | 325701 | SA FERM | Battery Storage | 100 | 800 |  | Not Included | 2028-11-01
Whyte Yarcowie Wind Farm | 128501 | CIS Awarded | Wind | 289 |  |  | Not Included | 2030-01-01
Willogoleche 2 Wind Farm | 328001 | CIS Awarded | Wind | 108 |  |  | Not Included | 2029-09-30
SA FERM |  | SA FERM | Battery Storage | 158 | 1264 |  | Not Included | Nov 2029-2031
Tasmania
Site name | Gen Info Unit ID | Commitment status | Technology type | Nameplate capacity (MW) | Storage capacity (MWh) | Participant provided full commercial use date | Modelled commissioning date - Committed and Anticipated Developments | Modelled commissioning date - Government Schemes and Actionable Developments
Northern Midlands Solar Farm - KCI | 238901 | Anticipated | Solar PV | 157.85 |  | 2028-08-10 | 2029-08-31 | 2028-08-10
Northern Midlands Solar Farm - KCI | 238902 | Anticipated | Solar PV | 157.85 |  | 2028-08-10 | 2029-08-31 | 2028-08-10
Port Latta Wind Farm | 222701 | Anticipated | Wind | 21 |  | 2028-06-30 | 2029-06-30 | 2028-07-21
Bellbay Wind Farm | 240801 | CIS Awarded | Wind | 224 |  |  | Not Included | 2030-01-01
Cellars Hill Wind Farm | 246801 | CIS Awarded | Wind | 341 |  |  | Not Included | 2029-07-01
Weasel Solar Farm | 329001 | CIS Awarded | Solar PV | 200 |  |  | Not Included | 2028-06-30
TAS CIS Generation Target Wind |  | CIS RETA | Wind | 290 |  |  | Not Included | 2030-12-31
TAS CIS Generation Target Solar |  | CIS RETA | Solar PV | 144.4 |  |  | Not Included | 2030-12-31
Victoria
Site name | Gen Info Unit ID | Commitment status | Technology type | Nameplate capacity (MW) | Storage capacity (MWh) | Participant provided full commercial use date | Modelled commissioning date - Committed and Anticipated Developments | Modelled commissioning date - Government Schemes and Actionable Developments
Axedale Solar Farm and Battery Energy Storage System | 195801 | Anticipated | Battery Storage | 49.92 | 99.84 | 2028-08-31 | 2029-08-31 | 2028-08-31
Axedale Solar Farm and Battery Energy Storage System | 195802 | Anticipated | Solar PV | 139.86 |  | 2028-08-31 | 2029-08-31 | 2028-08-31
Baranduda Electrical Energy Reserve | 232601 | Anticipated | Battery Storage | 544.36 | 1886.04 | 2028-09-30 | 2029-09-30 | 2028-09-28
Bennetts Creek BESS | 195601 | Committed | Battery Storage | 176.4 | 223.02 | 2028-03-31 | 2028-09-30 | 2028-03-30
Delburn Wind Farm | 194901 | Committed* | Wind | 204.6 |  | 2028-10-31 | 2029-04-30 | 2028-10-23
Derby Solar Farm and BESS | 251302 | Anticipated | Solar PV | 95.1 |  | 2028-04-30 | 2029-04-30 | 2028-04-01
Elaine BESS | 252701 | Committed | Battery Storage | 309.6 | 1248.72 | 2027-10-31 | 2028-04-30 | 2027-10-18
Elaine Solar Farm and BESS | 233601 | Anticipated | Battery Storage | 125 | 250 | 2027-07-31 | 2028-07-31 | 2027-07-31
Elaine Solar Farm and BESS | 233602 | Anticipated | Solar PV | 125 |  | 2027-07-31 | 2028-07-31 | 2027-07-31
Fosterville Solar Farm and Battery Energy Storage System | 224101 | Anticipated | Battery Storage | 120 | 300 | 2028-08-31 | 2029-08-31 | 2028-08-31
Fosterville Solar Farm and Battery Energy Storage System | 224102 | Anticipated | Solar PV | 80.08 |  | 2028-08-31 | 2029-08-31 | 2028-08-31
Frasers Solar Farm | 197102 | Anticipated | Solar PV | 77 |  | 2027-11-30 | 2028-11-30 | 2027-11-30
Fulham Solar Farm And BESS | 197701 | Committed | Battery Storage | 64.08 | 127.92 | 2027-09-30 | 2028-03-31 | 2027-09-30
Fulham Solar Farm And BESS | 197702 | Committed | Solar PV | 79.92 |  | 2027-09-30 | 2028-03-31 | 2027-09-30
Gnarwarre BESS Facility | 191201 | Committed | Battery Storage | 470.4 | 499.52 | 2027-11-30 | 2028-05-31 | 2027-11-30
Golden Plains BESS | 254301 | Committed | Battery Storage | 149.52 | 619.92 | 2027-07-31 | 2028-01-31 | 2027-07-01
Horsham BESS | 257701 | Committed | Battery Storage | 155.8 | 311.6 | 2027-06-30 | 2027-12-31 | 2027-06-30
Horsham Solar Farm | 195401 | Committed | Solar PV | 151.2 |  | 2026-12-31 | 2027-06-30 | 2026-12-31
Inverleigh Wind Farm | 163102 | Anticipated | Wind | 91.5 |  | 2028-06-30 | 2029-06-30 | 2028-06-30
Joel Joel BESS | 224601 | Anticipated | Battery Storage | 318.56 | 999.68 | 2028-10-31 | 2029-10-31 | 2028-10-02
Kerang Hybrid | 198003 | Anticipated | Battery Storage | 54.04 | 99.96 | 2028-07-31 | 2029-07-31 | 2028-07-01
Little River BESS | 224701 | Anticipated | Battery Storage | 448.88 | 1795.52 | 2028-11-30 | 2029-11-30 | 2028-11-29
Mornington BESS | 194501 | Committed | Battery Storage | 240 | 590 | 2026-07-31 | 2027-01-31 | 2026-07-31
Mortlake Energy Hub | 202201 | Anticipated | Battery Storage | 316.08 | 1440 | 2028-08-31 | 2029-08-31 | 2028-08-30
Mortlake Energy Hub | 202202 | Anticipated | Solar PV | 333.64 |  | 2028-08-30 | 2029-08-31 | 2028-08-30
Pine Lodge BESS | 199701 | Committed* | Battery Storage | 250 | 668 | 2026-10-31 | 2027-04-30 | 2026-10-31
Springvale Energy Hub | 281201 | Anticipated | Battery Storage | 131.4 | 262.2 | 2028-10-31 | 2029-10-31 | 2028-10-30
West Mokoan Solar Farm and BESS | 200001 | Anticipated | Battery Storage | 299.04 | 1568 | 2029-07-31 | 2030-07-31 | 2029-07-02
West Mokoan Solar Farm and BESS | 200003 | Anticipated | Solar PV | 400.96 |  | 2029-07-31 | 2030-07-31 | 2029-07-02
Winton North Solar Farm | 303801 | Anticipated | Solar PV | 100 |  | 2027-04-30 | 2028-07-01 | 2027-04-30
Woolsthorpe Wind Farm | 124301 | Anticipated | Wind | 72 |  | 2028-09-30 | 2029-09-30 | 2028-09-20
Wooreen Energy Storage System | 187602 | Committed | Battery Storage | 350.56 | 1400 | 2027-08-31 | 2028-02-29 | 2027-08-20
Barnawartha BESS | 289701 | CIS Awarded | Battery Storage | 64 | 148 |  | Not included | 2029-07-01
Barnawartha Solar | 289702 | CIS Awarded | Solar PV | 64 |  |  | Not included | 2029-07-01
Barwon Solar Farm and BESS | 246701 | CIS Awarded | Solar PV | 250 |  |  | Not included | 2028-12-01
Barwon Solar Farm and BESS | 246702 | CIS Awarded | Battery Storage | 250 | 500 |  | Not included | 2028-12-01
Campbells Forest Solar Farm | 197202 | ARENA Funded | Solar PV | 205 |  |  | Not included | 2028-12-31
Corop BESS | 261601 | CIS Awarded | Battery Storage | 290 | 704 |  | Not included | 2028-12-31
Corop Solar Farm | 261501 | CIS Awarded | Solar PV | 230 |  |  | Not included | 2028-12-31
Deer Park BESS - Akaysha | 310601 | CIS Awarded | Battery Storage | 275 | 1100 |  | Not included | 2028-11-30
Derby BESS | 251301 | CIS Awarded | Battery Storage | 95 | 210 |  | Not included | 2027-09-01
Hexham Wind Farm Wind | 128703 | CIS Awarded | Wind | 600 |  |  | Not included | 2029-12-31
Kentbruck Green Power Hub | 188801 | ARENA Funded | Wind | 600 |  |  | Not included | 2029-07-01
Kiamal BESS | 289001 | CIS Awarded | Battery Storage | 220 | 810 |  | Not included | 2028-08-31
Melbourne Renewable Energy Hub Side B | 261701 | CIS Awarded | Battery Storage | 200 | 800 |  | Not included | 2028-12-31
Moorabool BESS | 239801 | CIS Awarded | Battery Storage | 300 | 1200 |  | Not included | 2030-12-31
Nowingi BESS (KCI) | 284302 | CIS Awarded | Battery Storage | 300 | 1200 |  | Not included | 2028-02-01
Nowingi Solar Farm (KCI) | 284301 | CIS Awarded | Solar PV | 300 |  |  | Not included | 2028-02-01
Willatook Wind Farm | 128603 | CIS Awarded | Wind | 338 |  |  | Not included | 2029-07-01
Wimpole BESS | 327201 | CIS Awarded | Battery Storage | 375 | 1533 |  | Not included | 2030-12-31
VIC CIS Generation Target Solar |  | CIS RETA | Solar PV | 268 |  |  | Not included | 2030-12-31
VIC CIS Generation Target Wind |  | CIS RETA | Wind | 1404 |  |  | Not included | 2030-12-31
VIC Offshore Wind Target 2032 |  | VIC Target | Wind | 2000 |  |  | Not included | 2031-07-01
VIC Offshore Wind Target 2035 |  | VIC Target | Wind | 2000 |  |  | Not included | 2034-07-01

## Transmission Projects
Transmission project consideration
Tables below list the transmission projects commissioning dates as implemented in each reliability assesments published in ESOO 2026.
For additional information, see Section 3.2.6 of the 2026 ESOO.
Transmission project | Status | Description | Government schemes and actionable developments assessment | Committed and anticipated developments sensitivity
Increase capacity for generation in the Molong to Parkes area (94T) | Anticipated | Reconductor line 94T with higher rating low sag conductor. | 2026-07-01 | 2026-07-01
Project EnergyConnect Stage 2 | Committed | - Second 330 kV circuit closed on the Bundey–Buronga 330 kV double-circuit line (including 1 x 60 MVAr line reactor at Bundey and 1 x 50 MVAr line reactor at Buronga of each circuit). - A new 330 kV double-circuit line from Dinawan to Buronga (including 60 MVAr line reactors at both ends of each circuit). - A new 500 kV double-circuit line from Dinawan to Wagga Wagga operating at 330 kV (including 50 MVAr line reactors at the Dinawan end on each circuit). - A new 330 kV switching station at Dinawan. - Additional 4x200 MVA 330 kV phase shifting transformers at Buronga. - Additional 2x200 MVA 330/220 kV transformers at Buronga. - An additional 1x100 MVA 330 kV connected synchronous condenser at Buronga - New 2x100 MVA 330 kV connected synchronous condenser at Dinawan - New 2x52 MVAr 330 kV capacitor banks at Dinawan. - A special protection scheme to detect and manage the loss of either of the AC interconnectors connecting to South Australia. | Feb-27: 200 MW (350 MW including PEC stage 1) Dec-27: 650 MW capacity (800 MW including PEC stage 1) | Feb-27: 200 MW (350 MW including PEC stage 1) Dec-27: 650 MW capacity (800 MW including PEC stage 1)
HumeLink | Committed | - New Gugaa 500/330 kV Substation and 330 kV connection to the existing Wagga Wagga Substation - Three 500 kV transmission circuits and shunt reactors: - Between Maragle and Bannaby 500 kV Substation, 120 MVAr shunt reactor at both ends, - Between Maragle and Gugaa 500 kV Substation, 100 MVAr shunt reactor at Maragle end and - Between Gugaa and Bannaby 500 kV Substation, 120 MVAr shunt reactors at both ends. These circuits will be built on double-circuit transmission structures. - Construct a double-circuit 330 kV transmission line between Gugaa and Wagga substations (lines built for future 500 kV operation) - Three new 500/330/33 kV 1,500 MVA transformers at Maragle Substation and two new 500/330/33 kV 1,500 MVA transformers at new Gugaa Substation - Augment the Maragle Substation to accommodate the additional transmission lines - Augment the existing Substations at Wagga Wagga and Bannaby to accommodate the additional transmission lines/transformers. | 2027-12-01 | 2028-06-28
Victoria Central North REZ minor augmentations | Committed | - Establishing an automatic generator runback control scheme to manage thermal loading on the Dederang – Glenrowan – Shepparton – Bendigo 220 kV lines. | 2028-07-01 | 2028-07-01
Hunter-Central Coast REZ Network Infrastructure project. | Committed | Electricity distribution network upgrades between Kurri substation and Muswellbrook bulk supply points. | 2028-07-01 | 2029-01-01
Central-West Orana REZ Network Infrastructure Project | Committed | - New Merotherie 500/330 kV substation with 4 x 500/330/33 kV 1,500 MVA transformers. - New 330 kV Elong Elong switching stations. - New 500 kV Barigan Creek switching station. - 2 x 500 kV double-circuit lines from Barigan Creek to Merotherie with Quad Orange conductor. - 2 x 500 kV double-circuit lines and initially operated at 330 kV from Merotherie to Elong Elong with Quad Orange conductor. - 3 x 250 MVAr synchronous condensers at Elong Elong switching station. - 4 x 250 MVAr synchronous condensers at Merotherie substation. - Provision of switch bays for future generator connections (cost estimation is not required) - An additional 330 kV single-circuit line from Bayswater to Liddell. - An additional 330 kV single-circuit line from Mt Piper to Wallerawang. *possible expansion to Uungula/Burrendong is subject to a separate and future project authorisation process | 2028-12-01 | 2029-06-01
Gladstone Project | Anticipated | - New Gladstone West 275 kV switching station. - New 275 kV high capacity double-circuit line between Calvale and Calliope River (switched into Gladstone West). - A new (third) 275/132 kV transformer at Calliope River. - 150 MVAr reactor at Gladstone West. - 2 syncons at Gladstone West. - Wide area monitoring, control and protection scheme. - Rebuild Bouldercombe - Calliope River 275kV (#812) as a high capacity Bouldercombe - Larcom Creek 275kV double-circuit line (switched into Gladstone West). Note: Decommission #812 from Bouldercombe to Gladstone West but retain #812 from Gladstone West to Calliope River. | Critical new transmission by Mar-29 Balance of the project by mid-2030 | Critical new transmission by Mar-30 Balance of the project by mid-2031
Western Victoria reinforcement program | Actionable Victorian Project | - Cut-in both existing Geelong to Keilor 220 kV lines into Deer Park. - Replace existing Keilor 500/220kV transformers with 1,000 MVA units (expected to be completed as part of asset replacement project). - Operate the three Deer Park to Keilor 220kV circuits as normally open, with supply to Deer Park provided from Geelong. - Install minor interplant replacements to increase rating on both existing Geelong to Moorabool 220 kV lines. | 2029-06-01 | Not considered
VNI Stage 1 | Actionable ISP | VNI West, South West NSW REZ (N5 Option 1) Stage 1: - Upgrade Dinawan – Wagga Wagga – Gugaa double-circuit line from 330 kV to 500 kV operation and bypass at Wagga Wagga (lines built at 500 kV as part of Project EnergyConnect and HumeLink). - Establish Dinawan 500 kV switchyard with three 500/330 kV 1,500 MVA transformers. - 500 kV line shunt reactors at both ends of the 500 kV double-circuit Dinawan – Gugaa lines. - Install (2) line shunt reactors for the Dinawan – Tragowel 500 kV double-circuit for voltage support at Dinawan. - Cut-in Gugaa substation between Lower Tumut - Wagga 330 kV single-circuit overhead line (line TL51). - Rebuild 330 kV line between Gugaa and Wagga (section of TL51) as a new double-circuit overhead line, using the Line TL51 easement. - Remedial action schemes to cater for double-circuit line outages. | 2029-08-01 | Not considered
Western Renewables Link | Anticipated | - A new 500 kV double-circuit transmission line from Sydenham Terminal Station to Bulgana Terminal Station with switched shunt line reactors at the end of each circuit (approximately 70 MVAr). - Extension of the 500 kV Sydenham Terminal Station by two breaker and a half switched bays - Additional 100 MVAr at 500 kV switched bus reactor at Sydenham Terminal Station. - Rerouting of the existing No. 1 Sydenham to South Morang and Sydenham to Keilor 500 kV transmission lines to terminate into new bays at Sydenham Terminal Station. - Construction of new 220 kV circuit breakers and a second 220 kV bus at Bulgana Terminal Station. - A new 500 kV switchyard at Bulgana Terminal Station with two new 500/220 kV 1,000 MVA transformers, transmission line realignment, site provisioning and line cut in works for the existing Bulgana to Horsham 220 kV transmission line and Crowlands to Bulgana 220kV transmission line. - Cut-in, termination and switching of the existing Ballarat to Moorabool No.2 220 kV transmission line at Elaine Terminal Station, forming Ballarat to Elaine No.2 line and Elaine to Moorabool No.2 line. - Re-alignment and switching of the existing Ballarat to Elaine transmission line and Elaine to Moorabool transmission lines at Elaine Terminal Station and renaming them to Ballarat to Elaine No.3 line and Elaine to Moorabool No.3 line. - Implement new Special Control Schemes and/or amend some existing ones at multiple stations. - Validation of the capabilities of the existing earthing systems at multiple stations and the connected 220 kV transmission lines optic ground wire and/or earth wire. - Minor augmentations at existing terminal stations impacted by the WRL works. | Nov-29 | Nov-30
Central Queensland Synchronous Condensers | Anticipated | - Install 2 x 160 MVA synchronous condensers at Calliope River Substation - Install 1 x 160 MVA synchronous condensers at Nebo Substation - Install 1 x 160 MVA synchronous condensers at Stanwell Substation | 2029-11-01 | 2030-11-01
Hunter Transmission Project | Actionable NSW | Sydney Ring SNW Northern 500 kV loop (Hunter Transmission Project): - New switching stations at Bayswater South and Onley (near Eraring substations) - A new 500 kV double-circuit line between Onley and Bayswater South substations - 500 kV connections between Bayswater and Bayswater South substations, and between Eraring and Onley substations. - Two new 500/330 kV 1,500 MVA transformers at Eraring substation - Line reactors on 500 kV transmission lines between Onley and Bayswater South. | 2029-11-01 | Not considered.
Sydney Ring South Power flow control Option | Actionable ISP | - Install power flow control devices in the 330 kV network supplying Sydney from the South | 2030-07-01 | Not considered.
Tasmania REZ Expansion | Actionable ISP | - Build a new double-circuit Burnie-Hampshire Hills 220 kV line (brought forward from Project Marinus Stage 2) - Build a new Hampshire Hills wind collector station Pre-requisite: Project Marinus Stage 1 | 2030-12-01 | Not considered.
Project Marinus Stage 1 | Anticipated | Project Marinus Stage 1 (includes MarinusLink Cable 1 and the associated TasNetworks equipment for the North West Transmission Development Project) - A 750 MW monopole HVDC link between Burnie area in Tasmania and Hazelwood area in Victoria. - A new 750 MW HVDC monopole converter station in Burnie area. - A new 750 MW HVDC monopole converter station in Hazelwood area. - A new 220 kV switching station at Heybridge adjacent to the converter station. - A new double-circuit 220 kV transmission line between Sheffield, Heybridge and Burnie - A new 220 kV double-circuit line from Palmerston to Sheffield with decommissioning of the existing single-circuit line. - A new 500 kV connection from converter station in Hazelwood area. - Decommission existing Sheffield – Burnie 220 kV line. - Some enabling design, survey and civil works for Stage 2 HVDC are assumed to be included in Stage 1 | 2030-12-01 | 2031-12-01
Switching station near Wondalga | Actionable ISP | A new Switching Station near Wondalga at the Y point connecting the 3 x 500 kV HumeLink lines: - Bannaby - Gugaa 500 kV line - Bannaby - Maragle 500 kV line - Gugaa - Maragle 500 kV line - 4 line reactors | 2031-04-01 | Not considered
Central to North Queensland Reinforcement (Stage 1) | Actionable ISP | 'String the 2nd circuit between Stanwell and Broadsound 275 kV. | 2031-07-01 | Not considered
Gippsland Offshore Transmission Project | Actionable Victorian Project | V8 Option 1: - 500 kV double-circuit radial line from Loy Yang to Giffard. V8 Option 2: - Second 500 kV double-circuit radial line from new terminal station near Woodside to new terminal station near Hazelwood. [Pre-requisite: V8 Option 1] | Jul-31 (Option 1) Jul-33 (Option 2) | Not considered
VNI Stage 2 | Actionable ISP | Victoria – New South Wales (Bulgana – Tragowel – Dinawan) Stage 2: - A new 500 kV double-circuit overhead line from near Bulgana to Tragowel (near Kerang) to Dinawan, including series compensation on the line near Tragowel. - Establish new Tragowel Terminal Station with two 500/220 kV 1,000 MVA transformers. - 220 kV connections from the new Tragowel Terminal Station to the existing 220 kV lines near Kerang. - Eildon – Thomastown and Rowville - Thomastown 220 kV lines are to be cut into at South Morang creating normally operating direct connection between Eildon 220 kV and Rowville 220 kV, in place of previously proposed modular power flow controllers, to prevent overloading on the 220 kV lines between Dederang and Thomastown. South Morang - Thomastown sections of lines are to be bridged together with existing South Morang-Thomastown lines increasing the capacity of those lines. - 500 kV line shunt reactors at both ends of the two following 500 kV circuits: (i) near Bulgana – Tragowel (ii) Tragowel – Dinawan at Tragowel. Reconnect the two 500 kV reactors installed at Dinawan during Stage 1 are to be reconnected as line shunt reactors. - Two new 500 kV bays and line exits with a total of two 500 kV line shunt reactors at the Terminal Station near Bulgana. - Up to +/- 400 MVAr dynamic reactive compensation at the new 220 kV Tragowel Terminal Station. - Install 2 x 120 MVAr reactors at Wagga 330 kV substation for voltage support - Series compensation capacitors on both of the 500 kV circuits between Tragowel and near Bulgana, to reduce impedance on the new 500 kV network and thereby improve network load sharing with, and manage network loading on, the existing 330 kV Victoria – New South Wales Interconnector and the existing 220 kV western Victoria network between Bendigo and Kerang - Remedial action schemes to cater for double-circuit line outages. | 2031-11-01 | Not conisdered
CopperString 2032 | Anticipated | The CopperString project consists of: - Establish a new 330 kV substation south of Townsville (NQ 330 kV Substation). - Install 2 x 330/275 kV, 1,500 MVA transformers at NQ 330 kV substation. - Establish a new NQ 275kV Substation. - Cut-in the Strathmore to Ross 275kV double-circuit line to the NQ 275kV substation. - Establish a new 330 kV substation at Hughenden with associated switchgear - Establish a new 330 kV substation (mid-point between NQ 330 kV and Hughenden substations) with associated switchgear and bays. - A new 330 kV transmission line from south of Townsville to Hughenden. - Associated static and dynamic reactive plant. | 2032-06-01 | 2033-06-01
Brisbane Area 275 kV Reinforcement | Actionable ISP | - New high-capacity double-circuit 275 kV line between Blackwall and the Karana Downs location - Rearrange existing 275 kV circuits between Blackwall, South Pine and Rocklea as Blackwall to Rocklea double-circuit, and Blackwall to South Pine double-circuit. | 2032-06-01 | Not conisdered
Central-West Orana REZ Expansion | Actionable NSW | - Construct Merotherie-B 500/330 kV substation with 3 x 500/330/33 kV 1,500 MVA transformers (at least 2 km away from Merotherie substation – re-named as Merotherie-A). - Terminate one of the existing 500 kV DCST transmission lines between Merotherie – Barigan Creek at Merotherie-B and Wollar 500 kV substations respectively. - Construct a DCST 500 kV transmission line between Merotherie-A and Merotherie-B 500 kV substations. - Expand Elong Elong as 500/330 kV substation with 3 x 500/330/33 kV 1,500 MVA Transformers, - Operate Merotherie – Elong Elong transmission lines at 500 kV. - Terminate one of the 500 kV DCST transmission lines from Merotherie – Elong-Elong at Merotherie-B. | 2033-03-01 | Not conisdered
Sydney Ring South - 500 kV option | Actionable ISP | Sydney Ring South initially operated at 330 kV Stage 1: - Establish a new 330 kV South Creek switching station cutting into 330 kV Syndey West - Bayswater(#32), Sydney West - Regentville (#38) and Bannaby - Sydney West (#39). - Double-circuit 330 kV transmission line built to a 500 kV design between Bannaby substation and the new South Creek switching station along a new 70m wide greenfield easement. - Two new 330 kV transmission line switch bays at Bannaby. - Rebuild on centreline approx. 7 km of existing single-circuit 330 kV between South Creek and Sydney West as double-circuit, including stringing with high temperature low sag (HTLS) conductor (twin Olive equivalent). - Re-conductor approx. 7 km of existing double-circuit 330 kV lines 32 and 38 with high temperature low sag (HTLS) conductor (twin Olive equivalent) between South Creek and Sydney West. - One new 330 kV transmission line switch bay at Sydney West. Stage 2: - Upgrade South Creek to a 330/500 kV substation cutting into 500 kV Eraring - Kemps creek ( #5A1, #5A2) with three 1,500 MVA 500/330 kV transformers. - Two new 500 kV transmission line switch bays at Bannaby. - Re-termination of 500 kV designed transmission lines at Bannaby and South Creek. - 4x 120 MVAr line shunt reactors on the 500 kV lines between Bannaby and South Creek. | 2033-07-01 | Not conisdered
New England REZ Network Infrastructure Project | Anticipated | - New 500 kV DCST line between Central B and Bayswater South Substation with Quad Orange conductor - New Central B Hub 500/330 kV substation with 4 x 500/330/33 kV 1,500 MVA transformers, and cut into the existing 330 kV lines between Tamworth and Armidale. - New 4 x 340 MVA phase shifting transformers at Central B. - 4 x 500 kV 150 MVAr line shunt reactors (in total), are required for 500 kV DCST line at Central B and Bayswater South. - New 330 kV North and East Hubs. - New 500 kV Central South Hub and connection into Central B and Bayswater South 500 kV DCST line. - New 330 kV DCST line between Central B and East with Twin Olive conductor - New Central A Hub 500/330 kV substation with 3 x 500/330/33 kV 1,500 MVA transformers - New 500 kV built, 330 kV operated DCST line between Central A and North with Quad Orange conductor - Reterminate 500 kV DCST line between Central B and Bayswater South to Bayswater - New 500 kV DCST line between Central A and Bayswater South Substation with Quad Orange conductor - New 500 kV DCST line between Central A and Central B Hub with Quad Orange conductor - Additional New 330 kV DCST line between Central B and East with Twin Olive conductor - 4 x 500 kV 150 MVAr line shunt reactors (in total), are required for 500 kV DCST line at Central A and Bayswater | 2034-01-01 | 2035-01-01
Project Marinus Stage 2 | Actionable ISP | Project Marinus Stage 2 (includes MarinusLink Cable 2 and the associated TasNetworks equipment for the North West Transmission Development Project) - An additional 750 MW monopole HVDC link between Burnie area in Tasmania and Hazelwood area in Victoria. - An additional new 750 MW HVDC monopole converter station in Burnie area. - An additional new 750 MW HVDC monopole converter station in Hazelwood area. - A new 220 kV switching station at Staverton. - A new double-circuit 220 kV transmission line from Staverton to Hampshire. - Cut-in both Sheffield-Mersey Forth double-circuit 220 kV lines at Staverton. - Capacity increase of the four Sheffield–Staverton 220 kV transmission circuits. - A new 500 kV connection from converter station in Hazelwood area. | 2034-12-01 | Not considered.

## Unserved Energy
Unserved Energy (%) by reliability assessment
Data shows annual expected unserved energy (%) in each region, for each of the reliability assessments and operational senstivities published in the 2026 ESOO.
For additional information, see Sections 4.1, 4.2, 5.3, 5.4 and 5.5 of the 2026 ESOO.
Committed and anticipated developments
Financial Year | New South Wales | Queensland | South Australia | Tasmania | Victoria | Reliability Standard | IRM
2026-27 | 2.069e-06% | 4.308e-07% | 6.767e-05% | 0% | 2.911e-05% | 0.002% | 0.0006%
2027-28 | 2.045e-06% | 0% | 0% | 0% | 1.211e-05% | 0.002% | 0.0006%
2028-29 | 2.017e-06% | 0% | 0% | 1.723e-07% | 0.0002236% | 0.002% | 0.0006%
2029-30 | 0.001761% | 0.0003858% | 1.06e-05% | 3.567e-07% | 0.0004035% | 0.002% | 0.0006%
2030-31 | 0.01172% | 0.0001019% | 0.001052% | 1.111e-05% | 0.006615% | 0.002% | 0.0006%
2031-32 | 0.03886% | 0.0002367% | 0.01367% | 5.015e-05% | 0.02948% | 0.002% | 0.0006%
2032-33 | 0.1884% | 0.002219% | 0.1441% | 0.0007783% | 0.1496% | 0.002% | 0.0006%
2033-34 | 6.7% | 0.01238% | 1.329% | 0.1901% | 1.567% | 0.002% | 0.0006%
2034-35 | 13.42% | 0.04745% | 2.882% | 0.8117% | 2.949% | 0.002% | 0.0006%
2035-36 | 15.13% | 0.1229% | 4.552% | 2.21% | 9.044% | 0.002% | 0.0006%
Government schemes and actionable developments
Financial Year | New South Wales | Queensland | South Australia | Tasmania | Victoria | Reliability Standard | IRM
2026-27 | 6.424e-06% | 2.217e-06% | 9.373e-06% | 3.007e-07% | 1.498e-05% | 0.002% | 0.0006%
2027-28 | 0% | 0% | 0% | 0% | 8.054e-06% | 0.002% | 0.0006%
2028-29 | 0% | 0% | 0% | 0% | 7.872e-06% | 0.002% | 0.0006%
2029-30 | 5.034e-05% | 6.618e-10% | 0% | 1.267e-06% | 1.19e-05% | 0.002% | 0.0006%
2030-31 | 7.2e-06% | 0% | 0% | 0% | 5.33e-05% | 0.002% | 0.0006%
2031-32 | 2.662e-05% | 0% | 0% | 0% | 2.648e-05% | 0.002% | 0.0006%
2032-33 | 4.407e-05% | 3.332e-06% | 5.263e-05% | 0% | 4.661e-05% | 0.002% | 0.0006%
2033-34 | 0.1306% | 1.426e-05% | 0.07085% | 0.0002144% | 0.04329% | 0.002% | 0.0006%
2034-35 | 0.6753% | 5.789e-05% | 0.3102% | 0.006052% | 0.1992% | 0.002% | 0.0006%
2035-36 | 2.237% | 1.583e-05% | 0.8102% | 0.312% | 1.816% | 0.002% | 0.0006%
Committed Only sensitivity
Financial Year | New South Wales | Queensland | South Australia | Tasmania | Victoria | Reliability Standard | IRM
2026-27 | [5 empty] | 0.002% | 0.0006%
2027-28 | [5 empty] | 0.002% | 0.0006%
2028-29 | 8.014e-06% | 5.09e-08% | 3.092e-06% | 2.958e-07% | 0.0002204% | 0.002% | 0.0006%
2029-30 | 0.01096% | 0.006119% | 0.0001192% | 4.59e-07% | 0.0009889% | 0.002% | 0.0006%
2030-31 | 0.08362% | 0.001178% | 0.0225% | 1.083e-05% | 0.03922% | 0.002% | 0.0006%
2031-32 | 0.6679% | 0.009345% | 0.2264% | 0.001325% | 0.337% | 0.002% | 0.0006%
2032-33 | [5 empty] | 0.002% | 0.0006%
2033-34 | [5 empty] | 0.002% | 0.0006%
2034-35 | [5 empty] | 0.002% | 0.0006%
2035-36 | [5 empty] | 0.002% | 0.0006%
High Data Centre Growth sensitivity
Financial Year | New South Wales | Queensland | South Australia | Tasmania | Victoria | Reliability Standard | IRM
2026-27 | [5 empty] | 0.002% | 0.0006%
2027-28 | [5 empty] | 0.002% | 0.0006%
2028-29 | [5 empty] | 0.002% | 0.0006%
2029-30 | [5 empty] | 0.002% | 0.0006%
2030-31 | 4.045e-05% | 0% | 0% | 1.763e-06% | 0.0001575% | 0.002% | 0.0006%
2031-32 | 0.0003995% | 0% | 0.0001158% | 0% | 0.0006361% | 0.002% | 0.0006%
2032-33 | 0.002085% | 3.722e-07% | 0.002406% | 1.786e-05% | 0.004606% | 0.002% | 0.0006%
2033-34 | 1.315% | 4.466e-05% | 0.482% | 0.01439% | 0.4303% | 0.002% | 0.0006%
2034-35 | 3.708% | 0.0001287% | 1.229% | 0.1906% | 1.279% | 0.002% | 0.0006%
2035-36 | 5.582% | 4.544e-05% | 2.099% | 1.705% | 3.951% | 0.002% | 0.0006%

## Weather reference years
Unserved Energy (%) by reference year
Data shows 2029-30 expected unserved energy (%) in each region, for each reference year in the Committed and Anticipated Developments reliability assessment in the 2026 ESOO.
For additional information, see Section 4.3 of the 2026 ESOO.
Committed and Anticipated Developments, in 2029-30 forecast year
Reference year | New South Wales | Queensland | South Australia | Tasmania | Victoria
2002-03 | 0.0001396% | 1.085e-05% | 0% | 0% | 4.327e-06%
2003-04 | 0.001281% | 0.004091% | 0% | 0% | 0.000203%
2004-05 | 0.001064% | 4.067e-06% | 0% | 0% | 5.094e-05%
2005-06 | 0.001175% | 0% | 0% | 0% | 0.0007274%
2006-07 | 0.0006598% | 0.0005142% | 0% | 0% | 0.0003147%
2007-08 | 0.0004351% | 0.0003181% | 0% | 0% | 0%
2008-09 | 0.006767% | 0.0004648% | 0% | 0% | 8.531e-06%
2009-10 | 0.001099% | 0% | 0% | 0% | 0%
2010-11 | 0.005076% | 2.764e-05% | 6.547e-07% | 0% | 0.002094%
2011-12 | 0.0009831% | 0% | 0% | 0% | 0%
2012-13 | 0.0007995% | 7.534e-06% | 0% | 0% | 0.0001088%
2013-14 | 0.0004403% | 0.0001041% | 0% | 0% | 0%
2014-15 | 0.001169% | 2.263e-05% | 0% | 0% | 2.757e-05%
2015-16 | 0.001212% | 0.0002724% | 0% | 0% | 0.0001668%
2016-17 | 0.00268% | 0.002079% | 0% | 0% | 0.0001603%
2017-18 | 0.0008901% | 2.183e-05% | 0% | 0% | 7.985e-05%
2018-19 | 9.116e-05% | 6.378e-05% | 0% | 0% | 0%
2019-20 | 0.00107% | 4.026e-05% | 0% | 0% | 0%
2020-21 | 0.003229% | 1.387e-05% | 0% | 0% | 0.0002113%
2021-22 | 0.0007455% | 0.000101% | 0% | 0% | 0%
2022-23 | 0.001894% | 0.0009649% | 0% | 0% | 0%
2023-24 | 0.007859% | 0.0001382% | 0% | 4.716e-06% | 6.426e-05%
2024-25 | 0.0008971% | 0% | 0.0002537% | 0% | 0.002843%
2025-26 | 0.0006007% | 0% | 0% | 3.845e-06% | 0.002619%
Average | 0.001761% | 0.0003858% | 1.06e-05% | 3.567e-07% | 0.0004035%
Unserved Energy (%) by reference year, New South Wales
Unserved Energy (%) by reference year, Queensland
Unserved Energy (%) by reference year, South Australia
Unserved Energy (%) by reference year, Tasmania
Unserved Energy (%) by reference year, Victoria

## Depth-duration charts 2026-27
Depth duration scatterplots by region, Committed and Anticipated Developments assessment, 2026-27 forecast year
Data shows the distribution of expected unserved energy (USE) outcomes that are forecast in each region for 2026-27, under a neutral/unknown climate outlook.
Data includes the total USE duration and average depth of all USE events in each simulation.
Further information about interpreting these charts is available in Section 6.1.3 of the 2026 ESOO.
New South Wales |  |  | Queensland |  |  | South Australia |  |  | Tasmania |  |  | Victoria
Duration (Hour) | Depth (% of average regional demand) | Probability | Duration (Hour) | Depth (% of average regional demand) | Probability | Duration (Hour) | Depth (% of average regional demand) | Probability | Duration (Hour) | Depth (% of average regional demand) | Probability | Duration (Hour) | Depth (% of average regional demand) | Probability
0 | 0% | 99.8% | 0 | 0% | 99.95% | 0 | 0% | 98.28% | 0 | 0% | 100% | 0 | 0% | 98.06%
1 | 0% | 0.05067% | 1 | 0% | 0% | 1 | 0% | 0.05067% | 1 | 0% | 0% | 1 | 0% | 0.5067%
2 | 0% | 0% | 2 | 0% | 0% | 2 | 0% | 0% | 2 | 0% | 0% | 2 | 0% | 0.05067%
3 | 0% | 0% | 3 | 0% | 0% | 3 | 0% | 0% | 3 | 0% | 0% | 3 | 0% | 0%
4 | 0% | 0% | 4 | 0% | 0% | 4 | 0% | 0% | 4 | 0% | 0% | 4 | 0% | 0%
5 | 0% | 0% | 5 | 0% | 0% | 5 | 0% | 0% | 5 | 0% | 0% | 5 | 0% | 0%
6 | 0% | 0% | 6 | 0% | 0% | 6 | 0% | 0% | 6 | 0% | 0% | 6 | 0% | 0%
7 | 0% | 0% | 7 | 0% | 0% | 7 | 0% | 0% | 7 | 0% | 0% | 7 | 0% | 0%
8 | 0% | 0% | 8 | 0% | 0% | 8 | 0% | 0% | 8 | 0% | 0% | 8 | 0% | 0%
9 | 0% | 0% | 9 | 0% | 0% | 9 | 0% | 0% | 9 | 0% | 0% | 9 | 0% | 0%
10 | 0% | 0% | 10 | 0% | 0% | 10 | 0% | 0% | 10 | 0% | 0% | 10 | 0% | 0%
11 | 0% | 0% | 11 | 0% | 0% | 11 | 0% | 0% | 11 | 0% | 0% | 11 | 0% | 0%
12 | 0% | 0% | 12 | 0% | 0% | 12 | 0% | 0% | 12 | 0% | 0% | 12 | 0% | 0%
13 | 0% | 0% | 13 | 0% | 0% | 13 | 0% | 0% | 13 | 0% | 0% | 13 | 0% | 0%
14 | 0% | 0% | 14 | 0% | 0% | 14 | 0% | 0% | 14 | 0% | 0% | 14 | 0% | 0%
15 | 0% | 0% | 15 | 0% | 0% | 15 | 0% | 0% | 15 | 0% | 0% | 15 | 0% | 0%
16 | 0% | 0% | 16 | 0% | 0% | 16 | 0% | 0% | 16 | 0% | 0% | 16 | 0% | 0%
17 | 0% | 0% | 17 | 0% | 0% | 17 | 0% | 0% | 17 | 0% | 0% | 17 | 0% | 0%
18 | 0% | 0% | 18 | 0% | 0% | 18 | 0% | 0% | 18 | 0% | 0% | 18 | 0% | 0%
0 | 5% | 0% | 0 | 5% | 0% | 0 | 5% | 0% | 0 | 5% | 0% | 0 | 5% | 0%
1 | 5% | 0% | 1 | 5% | 0% | 1 | 5% | 0.1013% | 1 | 5% | 0% | 1 | 5% | 0.304%
2 | 5% | 0.05067% | 2 | 5% | 0.05067% | 2 | 5% | 0.05067% | 2 | 5% | 0% | 2 | 5% | 0.304%
3 | 5% | 0.05067% | 3 | 5% | 0% | 3 | 5% | 0.05067% | 3 | 5% | 0% | 3 | 5% | 0.05067%
4 | 5% | 0% | 4 | 5% | 0% | 4 | 5% | 0% | 4 | 5% | 0% | 4 | 5% | 0.3187%
5 | 5% | 0% | 5 | 5% | 0% | 5 | 5% | 0% | 5 | 5% | 0% | 5 | 5% | 0.05067%
6 | 5% | 0% | 6 | 5% | 0% | 6 | 5% | 0% | 6 | 5% | 0% | 6 | 5% | 0%
7 | 5% | 0% | 7 | 5% | 0% | 7 | 5% | 0% | 7 | 5% | 0% | 7 | 5% | 0%
8 | 5% | 0% | 8 | 5% | 0% | 8 | 5% | 0% | 8 | 5% | 0% | 8 | 5% | 0%
9 | 5% | 0% | 9 | 5% | 0% | 9 | 5% | 0% | 9 | 5% | 0% | 9 | 5% | 0%
10 | 5% | 0% | 10 | 5% | 0% | 10 | 5% | 0% | 10 | 5% | 0% | 10 | 5% | 0%
11 | 5% | 0% | 11 | 5% | 0% | 11 | 5% | 0% | 11 | 5% | 0% | 11 | 5% | 0%
12 | 5% | 0% | 12 | 5% | 0% | 12 | 5% | 0% | 12 | 5% | 0% | 12 | 5% | 0%
13 | 5% | 0% | 13 | 5% | 0% | 13 | 5% | 0% | 13 | 5% | 0% | 13 | 5% | 0%
14 | 5% | 0% | 14 | 5% | 0% | 14 | 5% | 0% | 14 | 5% | 0% | 14 | 5% | 0%
15 | 5% | 0% | 15 | 5% | 0% | 15 | 5% | 0% | 15 | 5% | 0% | 15 | 5% | 0%
16 | 5% | 0% | 16 | 5% | 0% | 16 | 5% | 0% | 16 | 5% | 0% | 16 | 5% | 0%
17 | 5% | 0% | 17 | 5% | 0% | 17 | 5% | 0% | 17 | 5% | 0% | 17 | 5% | 0%
18 | 5% | 0% | 18 | 5% | 0% | 18 | 5% | 0% | 18 | 5% | 0% | 18 | 5% | 0%
0 | 10% | 0% | 0 | 10% | 0% | 0 | 10% | 0% | 0 | 10% | 0% | 0 | 10% | 0%
1 | 10% | 0.05067% | 1 | 10% | 0% | 1 | 10% | 0.2533% | 1 | 10% | 0% | 1 | 10% | 0.05067%
2 | 10% | 0% | 2 | 10% | 0% | 2 | 10% | 0.2027% | 2 | 10% | 0% | 2 | 10% | 0%
3 | 10% | 0% | 3 | 10% | 0% | 3 | 10% | 0.152% | 3 | 10% | 0% | 3 | 10% | 0.152%
4 | 10% | 0% | 4 | 10% | 0% | 4 | 10% | 0% | 4 | 10% | 0% | 4 | 10% | 0.05067%
5 | 10% | 0% | 5 | 10% | 0% | 5 | 10% | 0% | 5 | 10% | 0% | 5 | 10% | 0.05067%
6 | 10% | 0% | 6 | 10% | 0% | 6 | 10% | 0% | 6 | 10% | 0% | 6 | 10% | 0%
7 | 10% | 0% | 7 | 10% | 0% | 7 | 10% | 0% | 7 | 10% | 0% | 7 | 10% | 0%
8 | 10% | 0% | 8 | 10% | 0% | 8 | 10% | 0% | 8 | 10% | 0% | 8 | 10% | 0%
9 | 10% | 0% | 9 | 10% | 0% | 9 | 10% | 0% | 9 | 10% | 0% | 9 | 10% | 0%
10 | 10% | 0% | 10 | 10% | 0% | 10 | 10% | 0% | 10 | 10% | 0% | 10 | 10% | 0%
11 | 10% | 0% | 11 | 10% | 0% | 11 | 10% | 0% | 11 | 10% | 0% | 11 | 10% | 0%
12 | 10% | 0% | 12 | 10% | 0% | 12 | 10% | 0% | 12 | 10% | 0% | 12 | 10% | 0%
13 | 10% | 0% | 13 | 10% | 0% | 13 | 10% | 0% | 13 | 10% | 0% | 13 | 10% | 0%
14 | 10% | 0% | 14 | 10% | 0% | 14 | 10% | 0% | 14 | 10% | 0% | 14 | 10% | 0%
15 | 10% | 0% | 15 | 10% | 0% | 15 | 10% | 0% | 15 | 10% | 0% | 15 | 10% | 0%
16 | 10% | 0% | 16 | 10% | 0% | 16 | 10% | 0% | 16 | 10% | 0% | 16 | 10% | 0%
17 | 10% | 0% | 17 | 10% | 0% | 17 | 10% | 0% | 17 | 10% | 0% | 17 | 10% | 0%
18 | 10% | 0% | 18 | 10% | 0% | 18 | 10% | 0% | 18 | 10% | 0% | 18 | 10% | 0%
0 | 15% | 0% | 0 | 15% | 0% | 0 | 15% | 0% | 0 | 15% | 0% | 0 | 15% | 0%
1 | 15% | 0% | 1 | 15% | 0% | 1 | 15% | 0% | 1 | 15% | 0% | 1 | 15% | 0%
2 | 15% | 0% | 2 | 15% | 0% | 2 | 15% | 0.05067% | 2 | 15% | 0% | 2 | 15% | 0%
3 | 15% | 0% | 3 | 15% | 0% | 3 | 15% | 0.05067% | 3 | 15% | 0% | 3 | 15% | 0%
4 | 15% | 0% | 4 | 15% | 0% | 4 | 15% | 0.05067% | 4 | 15% | 0% | 4 | 15% | 0%
5 | 15% | 0% | 5 | 15% | 0% | 5 | 15% | 0.05067% | 5 | 15% | 0% | 5 | 15% | 0%
6 | 15% | 0% | 6 | 15% | 0% | 6 | 15% | 0% | 6 | 15% | 0% | 6 | 15% | 0%
7 | 15% | 0% | 7 | 15% | 0% | 7 | 15% | 0% | 7 | 15% | 0% | 7 | 15% | 0%
8 | 15% | 0% | 8 | 15% | 0% | 8 | 15% | 0% | 8 | 15% | 0% | 8 | 15% | 0%
9 | 15% | 0% | 9 | 15% | 0% | 9 | 15% | 0% | 9 | 15% | 0% | 9 | 15% | 0%
10 | 15% | 0% | 10 | 15% | 0% | 10 | 15% | 0% | 10 | 15% | 0% | 10 | 15% | 0%
11 | 15% | 0% | 11 | 15% | 0% | 11 | 15% | 0% | 11 | 15% | 0% | 11 | 15% | 0%
12 | 15% | 0% | 12 | 15% | 0% | 12 | 15% | 0% | 12 | 15% | 0% | 12 | 15% | 0%
13 | 15% | 0% | 13 | 15% | 0% | 13 | 15% | 0% | 13 | 15% | 0% | 13 | 15% | 0%
14 | 15% | 0% | 14 | 15% | 0% | 14 | 15% | 0% | 14 | 15% | 0% | 14 | 15% | 0%
15 | 15% | 0% | 15 | 15% | 0% | 15 | 15% | 0% | 15 | 15% | 0% | 15 | 15% | 0%
16 | 15% | 0% | 16 | 15% | 0% | 16 | 15% | 0% | 16 | 15% | 0% | 16 | 15% | 0%
17 | 15% | 0% | 17 | 15% | 0% | 17 | 15% | 0% | 17 | 15% | 0% | 17 | 15% | 0%
18 | 15% | 0% | 18 | 15% | 0% | 18 | 15% | 0% | 18 | 15% | 0% | 18 | 15% | 0%
0 | 20% | 0% | 0 | 20% | 0% | 0 | 20% | 0% | 0 | 20% | 0% | 0 | 20% | 0%
1 | 20% | 0% | 1 | 20% | 0% | 1 | 20% | 0.05067% | 1 | 20% | 0% | 1 | 20% | 0%
2 | 20% | 0% | 2 | 20% | 0% | 2 | 20% | 0.152% | 2 | 20% | 0% | 2 | 20% | 0%
3 | 20% | 0% | 3 | 20% | 0% | 3 | 20% | 0.05067% | 3 | 20% | 0% | 3 | 20% | 0%
4 | 20% | 0% | 4 | 20% | 0% | 4 | 20% | 0.1013% | 4 | 20% | 0% | 4 | 20% | 0%
5 | 20% | 0% | 5 | 20% | 0% | 5 | 20% | 0% | 5 | 20% | 0% | 5 | 20% | 0%
6 | 20% | 0% | 6 | 20% | 0% | 6 | 20% | 0% | 6 | 20% | 0% | 6 | 20% | 0%
7 | 20% | 0% | 7 | 20% | 0% | 7 | 20% | 0% | 7 | 20% | 0% | 7 | 20% | 0%
8 | 20% | 0% | 8 | 20% | 0% | 8 | 20% | 0% | 8 | 20% | 0% | 8 | 20% | 0%
9 | 20% | 0% | 9 | 20% | 0% | 9 | 20% | 0% | 9 | 20% | 0% | 9 | 20% | 0%
10 | 20% | 0% | 10 | 20% | 0% | 10 | 20% | 0% | 10 | 20% | 0% | 10 | 20% | 0%
11 | 20% | 0% | 11 | 20% | 0% | 11 | 20% | 0% | 11 | 20% | 0% | 11 | 20% | 0%
12 | 20% | 0% | 12 | 20% | 0% | 12 | 20% | 0% | 12 | 20% | 0% | 12 | 20% | 0%
13 | 20% | 0% | 13 | 20% | 0% | 13 | 20% | 0% | 13 | 20% | 0% | 13 | 20% | 0%
14 | 20% | 0% | 14 | 20% | 0% | 14 | 20% | 0% | 14 | 20% | 0% | 14 | 20% | 0%
15 | 20% | 0% | 15 | 20% | 0% | 15 | 20% | 0% | 15 | 20% | 0% | 15 | 20% | 0%
16 | 20% | 0% | 16 | 20% | 0% | 16 | 20% | 0% | 16 | 20% | 0% | 16 | 20% | 0%
17 | 20% | 0% | 17 | 20% | 0% | 17 | 20% | 0% | 17 | 20% | 0% | 17 | 20% | 0%
18 | 20% | 0% | 18 | 20% | 0% | 18 | 20% | 0% | 18 | 20% | 0% | 18 | 20% | 0%
0 | 25% | 0% | 0 | 25% | 0% | 0 | 25% | 0% | 0 | 25% | 0% | 0 | 25% | 0%
1 | 25% | 0% | 1 | 25% | 0% | 1 | 25% | 0.05067% | 1 | 25% | 0% | 1 | 25% | 0%
2 | 25% | 0% | 2 | 25% | 0% | 2 | 25% | 0.05067% | 2 | 25% | 0% | 2 | 25% | 0%
3 | 25% | 0% | 3 | 25% | 0% | 3 | 25% | 0% | 3 | 25% | 0% | 3 | 25% | 0.05067%
4 | 25% | 0% | 4 | 25% | 0% | 4 | 25% | 0.05067% | 4 | 25% | 0% | 4 | 25% | 0%
5 | 25% | 0% | 5 | 25% | 0% | 5 | 25% | 0% | 5 | 25% | 0% | 5 | 25% | 0%
6 | 25% | 0% | 6 | 25% | 0% | 6 | 25% | 0% | 6 | 25% | 0% | 6 | 25% | 0%
7 | 25% | 0% | 7 | 25% | 0% | 7 | 25% | 0% | 7 | 25% | 0% | 7 | 25% | 0%
8 | 25% | 0% | 8 | 25% | 0% | 8 | 25% | 0% | 8 | 25% | 0% | 8 | 25% | 0%
9 | 25% | 0% | 9 | 25% | 0% | 9 | 25% | 0% | 9 | 25% | 0% | 9 | 25% | 0%
10 | 25% | 0% | 10 | 25% | 0% | 10 | 25% | 0% | 10 | 25% | 0% | 10 | 25% | 0%
11 | 25% | 0% | 11 | 25% | 0% | 11 | 25% | 0% | 11 | 25% | 0% | 11 | 25% | 0%
12 | 25% | 0% | 12 | 25% | 0% | 12 | 25% | 0% | 12 | 25% | 0% | 12 | 25% | 0%
13 | 25% | 0% | 13 | 25% | 0% | 13 | 25% | 0% | 13 | 25% | 0% | 13 | 25% | 0%
14 | 25% | 0% | 14 | 25% | 0% | 14 | 25% | 0% | 14 | 25% | 0% | 14 | 25% | 0%
15 | 25% | 0% | 15 | 25% | 0% | 15 | 25% | 0% | 15 | 25% | 0% | 15 | 25% | 0%
16 | 25% | 0% | 16 | 25% | 0% | 16 | 25% | 0% | 16 | 25% | 0% | 16 | 25% | 0%
17 | 25% | 0% | 17 | 25% | 0% | 17 | 25% | 0% | 17 | 25% | 0% | 17 | 25% | 0%
18 | 25% | 0% | 18 | 25% | 0% | 18 | 25% | 0% | 18 | 25% | 0% | 18 | 25% | 0%
0 | 30% | 0% | 0 | 30% | 0% | 0 | 30% | 0% | 0 | 30% | 0% | 0 | 30% | 0%
1 | 30% | 0% | 1 | 30% | 0% | 1 | 30% | 0% | 1 | 30% | 0% | 1 | 30% | 0%
2 | 30% | 0% | 2 | 30% | 0% | 2 | 30% | 0% | 2 | 30% | 0% | 2 | 30% | 0%
3 | 30% | 0% | 3 | 30% | 0% | 3 | 30% | 0.05067% | 3 | 30% | 0% | 3 | 30% | 0%
4 | 30% | 0% | 4 | 30% | 0% | 4 | 30% | 0% | 4 | 30% | 0% | 4 | 30% | 0%
5 | 30% | 0% | 5 | 30% | 0% | 5 | 30% | 0% | 5 | 30% | 0% | 5 | 30% | 0%
6 | 30% | 0% | 6 | 30% | 0% | 6 | 30% | 0% | 6 | 30% | 0% | 6 | 30% | 0%
7 | 30% | 0% | 7 | 30% | 0% | 7 | 30% | 0% | 7 | 30% | 0% | 7 | 30% | 0%
8 | 30% | 0% | 8 | 30% | 0% | 8 | 30% | 0% | 8 | 30% | 0% | 8 | 30% | 0%
9 | 30% | 0% | 9 | 30% | 0% | 9 | 30% | 0% | 9 | 30% | 0% | 9 | 30% | 0%
10 | 30% | 0% | 10 | 30% | 0% | 10 | 30% | 0% | 10 | 30% | 0% | 10 | 30% | 0%
11 | 30% | 0% | 11 | 30% | 0% | 11 | 30% | 0% | 11 | 30% | 0% | 11 | 30% | 0%
12 | 30% | 0% | 12 | 30% | 0% | 12 | 30% | 0% | 12 | 30% | 0% | 12 | 30% | 0%
13 | 30% | 0% | 13 | 30% | 0% | 13 | 30% | 0% | 13 | 30% | 0% | 13 | 30% | 0%
14 | 30% | 0% | 14 | 30% | 0% | 14 | 30% | 0% | 14 | 30% | 0% | 14 | 30% | 0%
15 | 30% | 0% | 15 | 30% | 0% | 15 | 30% | 0% | 15 | 30% | 0% | 15 | 30% | 0%
16 | 30% | 0% | 16 | 30% | 0% | 16 | 30% | 0% | 16 | 30% | 0% | 16 | 30% | 0%
17 | 30% | 0% | 17 | 30% | 0% | 17 | 30% | 0% | 17 | 30% | 0% | 17 | 30% | 0%
18 | 30% | 0% | 18 | 30% | 0% | 18 | 30% | 0% | 18 | 30% | 0% | 18 | 30% | 0%
0 | 35% | 0% | 0 | 35% | 0% | 0 | 35% | 0% | 0 | 35% | 0% | 0 | 35% | 0%
1 | 35% | 0% | 1 | 35% | 0% | 1 | 35% | 0.05067% | 1 | 35% | 0% | 1 | 35% | 0%
2 | 35% | 0% | 2 | 35% | 0% | 2 | 35% | 0.05067% | 2 | 35% | 0% | 2 | 35% | 0%
3 | 35% | 0% | 3 | 35% | 0% | 3 | 35% | 0% | 3 | 35% | 0% | 3 | 35% | 0%
4 | 35% | 0% | 4 | 35% | 0% | 4 | 35% | 0% | 4 | 35% | 0% | 4 | 35% | 0%
5 | 35% | 0% | 5 | 35% | 0% | 5 | 35% | 0% | 5 | 35% | 0% | 5 | 35% | 0%
6 | 35% | 0% | 6 | 35% | 0% | 6 | 35% | 0% | 6 | 35% | 0% | 6 | 35% | 0%
7 | 35% | 0% | 7 | 35% | 0% | 7 | 35% | 0% | 7 | 35% | 0% | 7 | 35% | 0%
8 | 35% | 0% | 8 | 35% | 0% | 8 | 35% | 0% | 8 | 35% | 0% | 8 | 35% | 0%
9 | 35% | 0% | 9 | 35% | 0% | 9 | 35% | 0% | 9 | 35% | 0% | 9 | 35% | 0%
10 | 35% | 0% | 10 | 35% | 0% | 10 | 35% | 0% | 10 | 35% | 0% | 10 | 35% | 0%
11 | 35% | 0% | 11 | 35% | 0% | 11 | 35% | 0% | 11 | 35% | 0% | 11 | 35% | 0%
12 | 35% | 0% | 12 | 35% | 0% | 12 | 35% | 0% | 12 | 35% | 0% | 12 | 35% | 0%
13 | 35% | 0% | 13 | 35% | 0% | 13 | 35% | 0% | 13 | 35% | 0% | 13 | 35% | 0%
14 | 35% | 0% | 14 | 35% | 0% | 14 | 35% | 0% | 14 | 35% | 0% | 14 | 35% | 0%
15 | 35% | 0% | 15 | 35% | 0% | 15 | 35% | 0% | 15 | 35% | 0% | 15 | 35% | 0%
16 | 35% | 0% | 16 | 35% | 0% | 16 | 35% | 0% | 16 | 35% | 0% | 16 | 35% | 0%
17 | 35% | 0% | 17 | 35% | 0% | 17 | 35% | 0% | 17 | 35% | 0% | 17 | 35% | 0%
18 | 35% | 0% | 18 | 35% | 0% | 18 | 35% | 0% | 18 | 35% | 0% | 18 | 35% | 0%
0 | 40% | 0% | 0 | 40% | 0% | 0 | 40% | 0% | 0 | 40% | 0% | 0 | 40% | 0%
1 | 40% | 0% | 1 | 40% | 0% | 1 | 40% | 0% | 1 | 40% | 0% | 1 | 40% | 0%
2 | 40% | 0% | 2 | 40% | 0% | 2 | 40% | 0% | 2 | 40% | 0% | 2 | 40% | 0%
3 | 40% | 0% | 3 | 40% | 0% | 3 | 40% | 0% | 3 | 40% | 0% | 3 | 40% | 0%
4 | 40% | 0% | 4 | 40% | 0% | 4 | 40% | 0% | 4 | 40% | 0% | 4 | 40% | 0%
5 | 40% | 0% | 5 | 40% | 0% | 5 | 40% | 0% | 5 | 40% | 0% | 5 | 40% | 0%
6 | 40% | 0% | 6 | 40% | 0% | 6 | 40% | 0% | 6 | 40% | 0% | 6 | 40% | 0%
7 | 40% | 0% | 7 | 40% | 0% | 7 | 40% | 0% | 7 | 40% | 0% | 7 | 40% | 0%
8 | 40% | 0% | 8 | 40% | 0% | 8 | 40% | 0% | 8 | 40% | 0% | 8 | 40% | 0%
9 | 40% | 0% | 9 | 40% | 0% | 9 | 40% | 0% | 9 | 40% | 0% | 9 | 40% | 0%
10 | 40% | 0% | 10 | 40% | 0% | 10 | 40% | 0% | 10 | 40% | 0% | 10 | 40% | 0%
11 | 40% | 0% | 11 | 40% | 0% | 11 | 40% | 0% | 11 | 40% | 0% | 11 | 40% | 0%
12 | 40% | 0% | 12 | 40% | 0% | 12 | 40% | 0% | 12 | 40% | 0% | 12 | 40% | 0%
13 | 40% | 0% | 13 | 40% | 0% | 13 | 40% | 0% | 13 | 40% | 0% | 13 | 40% | 0%
14 | 40% | 0% | 14 | 40% | 0% | 14 | 40% | 0% | 14 | 40% | 0% | 14 | 40% | 0%
15 | 40% | 0% | 15 | 40% | 0% | 15 | 40% | 0% | 15 | 40% | 0% | 15 | 40% | 0%
16 | 40% | 0% | 16 | 40% | 0% | 16 | 40% | 0% | 16 | 40% | 0% | 16 | 40% | 0%
17 | 40% | 0% | 17 | 40% | 0% | 17 | 40% | 0% | 17 | 40% | 0% | 17 | 40% | 0%
18 | 40% | 0% | 18 | 40% | 0% | 18 | 40% | 0% | 18 | 40% | 0% | 18 | 40% | 0%
0 | 45% | 0% | 0 | 45% | 0% | 0 | 45% | 0% | 0 | 45% | 0% | 0 | 45% | 0%
1 | 45% | 0% | 1 | 45% | 0% | 1 | 45% | 0% | 1 | 45% | 0% | 1 | 45% | 0%
2 | 45% | 0% | 2 | 45% | 0% | 2 | 45% | 0% | 2 | 45% | 0% | 2 | 45% | 0%
3 | 45% | 0% | 3 | 45% | 0% | 3 | 45% | 0% | 3 | 45% | 0% | 3 | 45% | 0%
4 | 45% | 0% | 4 | 45% | 0% | 4 | 45% | 0% | 4 | 45% | 0% | 4 | 45% | 0%
5 | 45% | 0% | 5 | 45% | 0% | 5 | 45% | 0% | 5 | 45% | 0% | 5 | 45% | 0%
6 | 45% | 0% | 6 | 45% | 0% | 6 | 45% | 0% | 6 | 45% | 0% | 6 | 45% | 0%
7 | 45% | 0% | 7 | 45% | 0% | 7 | 45% | 0% | 7 | 45% | 0% | 7 | 45% | 0%
8 | 45% | 0% | 8 | 45% | 0% | 8 | 45% | 0% | 8 | 45% | 0% | 8 | 45% | 0%
9 | 45% | 0% | 9 | 45% | 0% | 9 | 45% | 0% | 9 | 45% | 0% | 9 | 45% | 0%
10 | 45% | 0% | 10 | 45% | 0% | 10 | 45% | 0% | 10 | 45% | 0% | 10 | 45% | 0%
11 | 45% | 0% | 11 | 45% | 0% | 11 | 45% | 0% | 11 | 45% | 0% | 11 | 45% | 0%
12 | 45% | 0% | 12 | 45% | 0% | 12 | 45% | 0% | 12 | 45% | 0% | 12 | 45% | 0%
13 | 45% | 0% | 13 | 45% | 0% | 13 | 45% | 0% | 13 | 45% | 0% | 13 | 45% | 0%
14 | 45% | 0% | 14 | 45% | 0% | 14 | 45% | 0% | 14 | 45% | 0% | 14 | 45% | 0%
15 | 45% | 0% | 15 | 45% | 0% | 15 | 45% | 0% | 15 | 45% | 0% | 15 | 45% | 0%
16 | 45% | 0% | 16 | 45% | 0% | 16 | 45% | 0% | 16 | 45% | 0% | 16 | 45% | 0%
17 | 45% | 0% | 17 | 45% | 0% | 17 | 45% | 0% | 17 | 45% | 0% | 17 | 45% | 0%
18 | 45% | 0% | 18 | 45% | 0% | 18 | 45% | 0% | 18 | 45% | 0% | 18 | 45% | 0%
0 | 50% | 0% | 0 | 50% | 0% | 0 | 50% | 0% | 0 | 50% | 0% | 0 | 50% | 0%
1 | 50% | 0% | 1 | 50% | 0% | 1 | 50% | 0% | 1 | 50% | 0% | 1 | 50% | 0%
2 | 50% | 0% | 2 | 50% | 0% | 2 | 50% | 0% | 2 | 50% | 0% | 2 | 50% | 0%
3 | 50% | 0% | 3 | 50% | 0% | 3 | 50% | 0% | 3 | 50% | 0% | 3 | 50% | 0%
4 | 50% | 0% | 4 | 50% | 0% | 4 | 50% | 0% | 4 | 50% | 0% | 4 | 50% | 0%
5 | 50% | 0% | 5 | 50% | 0% | 5 | 50% | 0% | 5 | 50% | 0% | 5 | 50% | 0%
6 | 50% | 0% | 6 | 50% | 0% | 6 | 50% | 0% | 6 | 50% | 0% | 6 | 50% | 0%
7 | 50% | 0% | 7 | 50% | 0% | 7 | 50% | 0% | 7 | 50% | 0% | 7 | 50% | 0%
8 | 50% | 0% | 8 | 50% | 0% | 8 | 50% | 0% | 8 | 50% | 0% | 8 | 50% | 0%
9 | 50% | 0% | 9 | 50% | 0% | 9 | 50% | 0% | 9 | 50% | 0% | 9 | 50% | 0%
10 | 50% | 0% | 10 | 50% | 0% | 10 | 50% | 0% | 10 | 50% | 0% | 10 | 50% | 0%
11 | 50% | 0% | 11 | 50% | 0% | 11 | 50% | 0% | 11 | 50% | 0% | 11 | 50% | 0%
12 | 50% | 0% | 12 | 50% | 0% | 12 | 50% | 0% | 12 | 50% | 0% | 12 | 50% | 0%
13 | 50% | 0% | 13 | 50% | 0% | 13 | 50% | 0% | 13 | 50% | 0% | 13 | 50% | 0%
14 | 50% | 0% | 14 | 50% | 0% | 14 | 50% | 0% | 14 | 50% | 0% | 14 | 50% | 0%
15 | 50% | 0% | 15 | 50% | 0% | 15 | 50% | 0% | 15 | 50% | 0% | 15 | 50% | 0%
16 | 50% | 0% | 16 | 50% | 0% | 16 | 50% | 0% | 16 | 50% | 0% | 16 | 50% | 0%
17 | 50% | 0% | 17 | 50% | 0% | 17 | 50% | 0% | 17 | 50% | 0% | 17 | 50% | 0%
18 | 50% | 0% | 18 | 50% | 0% | 18 | 50% | 0% | 18 | 50% | 0% | 18 | 50% | 0%
0 | 55% | 0% | 0 | 55% | 0% | 0 | 55% | 0% | 0 | 55% | 0% | 0 | 55% | 0%
1 | 55% | 0% | 1 | 55% | 0% | 1 | 55% | 0% | 1 | 55% | 0% | 1 | 55% | 0%
2 | 55% | 0% | 2 | 55% | 0% | 2 | 55% | 0% | 2 | 55% | 0% | 2 | 55% | 0%
3 | 55% | 0% | 3 | 55% | 0% | 3 | 55% | 0% | 3 | 55% | 0% | 3 | 55% | 0%
4 | 55% | 0% | 4 | 55% | 0% | 4 | 55% | 0% | 4 | 55% | 0% | 4 | 55% | 0%
5 | 55% | 0% | 5 | 55% | 0% | 5 | 55% | 0% | 5 | 55% | 0% | 5 | 55% | 0%
6 | 55% | 0% | 6 | 55% | 0% | 6 | 55% | 0% | 6 | 55% | 0% | 6 | 55% | 0%
7 | 55% | 0% | 7 | 55% | 0% | 7 | 55% | 0% | 7 | 55% | 0% | 7 | 55% | 0%
8 | 55% | 0% | 8 | 55% | 0% | 8 | 55% | 0% | 8 | 55% | 0% | 8 | 55% | 0%
9 | 55% | 0% | 9 | 55% | 0% | 9 | 55% | 0% | 9 | 55% | 0% | 9 | 55% | 0%
10 | 55% | 0% | 10 | 55% | 0% | 10 | 55% | 0% | 10 | 55% | 0% | 10 | 55% | 0%
11 | 55% | 0% | 11 | 55% | 0% | 11 | 55% | 0% | 11 | 55% | 0% | 11 | 55% | 0%
12 | 55% | 0% | 12 | 55% | 0% | 12 | 55% | 0% | 12 | 55% | 0% | 12 | 55% | 0%
13 | 55% | 0% | 13 | 55% | 0% | 13 | 55% | 0% | 13 | 55% | 0% | 13 | 55% | 0%
14 | 55% | 0% | 14 | 55% | 0% | 14 | 55% | 0% | 14 | 55% | 0% | 14 | 55% | 0%
15 | 55% | 0% | 15 | 55% | 0% | 15 | 55% | 0% | 15 | 55% | 0% | 15 | 55% | 0%
16 | 55% | 0% | 16 | 55% | 0% | 16 | 55% | 0% | 16 | 55% | 0% | 16 | 55% | 0%
17 | 55% | 0% | 17 | 55% | 0% | 17 | 55% | 0% | 17 | 55% | 0% | 17 | 55% | 0%
18 | 55% | 0% | 18 | 55% | 0% | 18 | 55% | 0% | 18 | 55% | 0% | 18 | 55% | 0%
0 | 60% | 0% | 0 | 60% | 0% | 0 | 60% | 0% | 0 | 60% | 0% | 0 | 60% | 0%
1 | 60% | 0% | 1 | 60% | 0% | 1 | 60% | 0% | 1 | 60% | 0% | 1 | 60% | 0%
2 | 60% | 0% | 2 | 60% | 0% | 2 | 60% | 0% | 2 | 60% | 0% | 2 | 60% | 0%
3 | 60% | 0% | 3 | 60% | 0% | 3 | 60% | 0% | 3 | 60% | 0% | 3 | 60% | 0%
4 | 60% | 0% | 4 | 60% | 0% | 4 | 60% | 0% | 4 | 60% | 0% | 4 | 60% | 0%
5 | 60% | 0% | 5 | 60% | 0% | 5 | 60% | 0% | 5 | 60% | 0% | 5 | 60% | 0%
6 | 60% | 0% | 6 | 60% | 0% | 6 | 60% | 0% | 6 | 60% | 0% | 6 | 60% | 0%
7 | 60% | 0% | 7 | 60% | 0% | 7 | 60% | 0% | 7 | 60% | 0% | 7 | 60% | 0%
8 | 60% | 0% | 8 | 60% | 0% | 8 | 60% | 0% | 8 | 60% | 0% | 8 | 60% | 0%
9 | 60% | 0% | 9 | 60% | 0% | 9 | 60% | 0% | 9 | 60% | 0% | 9 | 60% | 0%
10 | 60% | 0% | 10 | 60% | 0% | 10 | 60% | 0% | 10 | 60% | 0% | 10 | 60% | 0%
11 | 60% | 0% | 11 | 60% | 0% | 11 | 60% | 0% | 11 | 60% | 0% | 11 | 60% | 0%
12 | 60% | 0% | 12 | 60% | 0% | 12 | 60% | 0% | 12 | 60% | 0% | 12 | 60% | 0%
13 | 60% | 0% | 13 | 60% | 0% | 13 | 60% | 0% | 13 | 60% | 0% | 13 | 60% | 0%
14 | 60% | 0% | 14 | 60% | 0% | 14 | 60% | 0% | 14 | 60% | 0% | 14 | 60% | 0%
15 | 60% | 0% | 15 | 60% | 0% | 15 | 60% | 0% | 15 | 60% | 0% | 15 | 60% | 0%
16 | 60% | 0% | 16 | 60% | 0% | 16 | 60% | 0% | 16 | 60% | 0% | 16 | 60% | 0%
17 | 60% | 0% | 17 | 60% | 0% | 17 | 60% | 0% | 17 | 60% | 0% | 17 | 60% | 0%
18 | 60% | 0% | 18 | 60% | 0% | 18 | 60% | 0% | 18 | 60% | 0% | 18 | 60% | 0%
0 | 65% | 0% | 0 | 65% | 0% | 0 | 65% | 0% | 0 | 65% | 0% | 0 | 65% | 0%
1 | 65% | 0% | 1 | 65% | 0% | 1 | 65% | 0% | 1 | 65% | 0% | 1 | 65% | 0%
2 | 65% | 0% | 2 | 65% | 0% | 2 | 65% | 0% | 2 | 65% | 0% | 2 | 65% | 0%
3 | 65% | 0% | 3 | 65% | 0% | 3 | 65% | 0% | 3 | 65% | 0% | 3 | 65% | 0%
4 | 65% | 0% | 4 | 65% | 0% | 4 | 65% | 0% | 4 | 65% | 0% | 4 | 65% | 0%
5 | 65% | 0% | 5 | 65% | 0% | 5 | 65% | 0% | 5 | 65% | 0% | 5 | 65% | 0%
6 | 65% | 0% | 6 | 65% | 0% | 6 | 65% | 0% | 6 | 65% | 0% | 6 | 65% | 0%
7 | 65% | 0% | 7 | 65% | 0% | 7 | 65% | 0% | 7 | 65% | 0% | 7 | 65% | 0%
8 | 65% | 0% | 8 | 65% | 0% | 8 | 65% | 0% | 8 | 65% | 0% | 8 | 65% | 0%
9 | 65% | 0% | 9 | 65% | 0% | 9 | 65% | 0% | 9 | 65% | 0% | 9 | 65% | 0%
10 | 65% | 0% | 10 | 65% | 0% | 10 | 65% | 0% | 10 | 65% | 0% | 10 | 65% | 0%
11 | 65% | 0% | 11 | 65% | 0% | 11 | 65% | 0% | 11 | 65% | 0% | 11 | 65% | 0%
12 | 65% | 0% | 12 | 65% | 0% | 12 | 65% | 0% | 12 | 65% | 0% | 12 | 65% | 0%
13 | 65% | 0% | 13 | 65% | 0% | 13 | 65% | 0% | 13 | 65% | 0% | 13 | 65% | 0%
14 | 65% | 0% | 14 | 65% | 0% | 14 | 65% | 0% | 14 | 65% | 0% | 14 | 65% | 0%
15 | 65% | 0% | 15 | 65% | 0% | 15 | 65% | 0% | 15 | 65% | 0% | 15 | 65% | 0%
16 | 65% | 0% | 16 | 65% | 0% | 16 | 65% | 0% | 16 | 65% | 0% | 16 | 65% | 0%
17 | 65% | 0% | 17 | 65% | 0% | 17 | 65% | 0% | 17 | 65% | 0% | 17 | 65% | 0%
18 | 65% | 0% | 18 | 65% | 0% | 18 | 65% | 0% | 18 | 65% | 0% | 18 | 65% | 0%
0 | 70% | 0% | 0 | 70% | 0% | 0 | 70% | 0% | 0 | 70% | 0% | 0 | 70% | 0%
1 | 70% | 0% | 1 | 70% | 0% | 1 | 70% | 0% | 1 | 70% | 0% | 1 | 70% | 0%
2 | 70% | 0% | 2 | 70% | 0% | 2 | 70% | 0% | 2 | 70% | 0% | 2 | 70% | 0%
3 | 70% | 0% | 3 | 70% | 0% | 3 | 70% | 0% | 3 | 70% | 0% | 3 | 70% | 0%
4 | 70% | 0% | 4 | 70% | 0% | 4 | 70% | 0% | 4 | 70% | 0% | 4 | 70% | 0%
5 | 70% | 0% | 5 | 70% | 0% | 5 | 70% | 0% | 5 | 70% | 0% | 5 | 70% | 0%
6 | 70% | 0% | 6 | 70% | 0% | 6 | 70% | 0% | 6 | 70% | 0% | 6 | 70% | 0%
7 | 70% | 0% | 7 | 70% | 0% | 7 | 70% | 0% | 7 | 70% | 0% | 7 | 70% | 0%
8 | 70% | 0% | 8 | 70% | 0% | 8 | 70% | 0% | 8 | 70% | 0% | 8 | 70% | 0%
9 | 70% | 0% | 9 | 70% | 0% | 9 | 70% | 0% | 9 | 70% | 0% | 9 | 70% | 0%
10 | 70% | 0% | 10 | 70% | 0% | 10 | 70% | 0% | 10 | 70% | 0% | 10 | 70% | 0%
11 | 70% | 0% | 11 | 70% | 0% | 11 | 70% | 0% | 11 | 70% | 0% | 11 | 70% | 0%
12 | 70% | 0% | 12 | 70% | 0% | 12 | 70% | 0% | 12 | 70% | 0% | 12 | 70% | 0%
13 | 70% | 0% | 13 | 70% | 0% | 13 | 70% | 0% | 13 | 70% | 0% | 13 | 70% | 0%
14 | 70% | 0% | 14 | 70% | 0% | 14 | 70% | 0% | 14 | 70% | 0% | 14 | 70% | 0%
15 | 70% | 0% | 15 | 70% | 0% | 15 | 70% | 0% | 15 | 70% | 0% | 15 | 70% | 0%
16 | 70% | 0% | 16 | 70% | 0% | 16 | 70% | 0% | 16 | 70% | 0% | 16 | 70% | 0%
17 | 70% | 0% | 17 | 70% | 0% | 17 | 70% | 0% | 17 | 70% | 0% | 17 | 70% | 0%
18 | 70% | 0% | 18 | 70% | 0% | 18 | 70% | 0% | 18 | 70% | 0% | 18 | 70% | 0%
Depth duration scatterplots by region, Committed and Anticipated Developments assessment, New South Wales, 2026-27 forecast year
Depth duration scatterplots by region, Committed and Anticipated Developments assessment, Queensland, 2026-27 forecast year
Depth duration scatterplots by region, Committed and Anticipated Developments assessment, South Australia, 2026-27 forecast year
Depth duration scatterplots by region, Committed and Anticipated Developments assessment, Tasmania, 2026-27 forecast year
Depth duration scatterplots by region, Committed and Anticipated Developments assessment, Victoria, 2026-27 forecast year

## Depth-duration charts 2029-30
Depth duration scatterplots by region, Committed and Anticipated Developments assessment, 2029-30 forecast year
Data shows the distribution of expected unserved energy (USE) outcomes that are forecast in each region for 2029-30, under a neutral/unknown climate outlook.
Data includes the total USE duration and average depth of all USE events in each simulation.
Further information about interpreting these charts is available in Section 6.1.3 of the 2026 ESOO.
New South Wales |  |  | Queensland |  |  | South Australia |  |  | Tasmania |  |  | Victoria
Duration (Hour) | Depth (% of average regional demand) | Probability | Duration (Hour) | Depth (% of average regional demand) | Probability | Duration (Hour) | Depth (% of average regional demand) | Probability | Duration (Hour) | Depth (% of average regional demand) | Probability | Duration (Hour) | Depth (% of average regional demand) | Probability
0 | 0% | 68.85% | 0 | 0% | 84.21% | 0 | 0% | 99.88% | 0 | 0% | 99.88% | 0 | 0% | 94.39%
1 | 0% | 2.451% | 1 | 0% | 1.667% | 1 | 0% | 0.06533% | 1 | 0% | 0% | 1 | 0% | 0.232%
2 | 0% | 1.196% | 2 | 0% | 1.275% | 2 | 0% | 0% | 2 | 0% | 0.05067% | 2 | 0% | 0.05067%
3 | 0% | 0.42% | 3 | 0% | 1.159% | 3 | 0% | 0% | 3 | 0% | 0% | 3 | 0% | 0.116%
4 | 0% | 0.3333% | 4 | 0% | 0.2533% | 4 | 0% | 0% | 4 | 0% | 0% | 4 | 0% | 0%
5 | 0% | 0.232% | 5 | 0% | 0.4707% | 5 | 0% | 0% | 5 | 0% | 0% | 5 | 0% | 0%
6 | 0% | 0.06533% | 6 | 0% | 0.2173% | 6 | 0% | 0% | 6 | 0% | 0% | 6 | 0% | 0%
7 | 0% | 0.1813% | 7 | 0% | 0.2173% | 7 | 0% | 0% | 7 | 0% | 0% | 7 | 0% | 0%
8 | 0% | 0% | 8 | 0% | 0.06533% | 8 | 0% | 0% | 8 | 0% | 0% | 8 | 0% | 0%
9 | 0% | 0.06533% | 9 | 0% | 0.06533% | 9 | 0% | 0% | 9 | 0% | 0% | 9 | 0% | 0%
10 | 0% | 0% | 10 | 0% | 0% | 10 | 0% | 0% | 10 | 0% | 0% | 10 | 0% | 0%
11 | 0% | 0% | 11 | 0% | 0.05067% | 11 | 0% | 0% | 11 | 0% | 0% | 11 | 0% | 0%
12 | 0% | 0% | 12 | 0% | 0% | 12 | 0% | 0% | 12 | 0% | 0% | 12 | 0% | 0%
13 | 0% | 0% | 13 | 0% | 0.05067% | 13 | 0% | 0% | 13 | 0% | 0% | 13 | 0% | 0%
14 | 0% | 0% | 14 | 0% | 0% | 14 | 0% | 0% | 14 | 0% | 0% | 14 | 0% | 0%
15 | 0% | 0% | 15 | 0% | 0% | 15 | 0% | 0% | 15 | 0% | 0% | 15 | 0% | 0%
16 | 0% | 0% | 16 | 0% | 0% | 16 | 0% | 0% | 16 | 0% | 0% | 16 | 0% | 0%
17 | 0% | 0% | 17 | 0% | 0% | 17 | 0% | 0% | 17 | 0% | 0% | 17 | 0% | 0%
18 | 0% | 0% | 18 | 0% | 0% | 18 | 0% | 0% | 18 | 0% | 0% | 18 | 0% | 0%
0 | 5% | 0% | 0 | 5% | 0% | 0 | 5% | 0% | 0 | 5% | 0% | 0 | 5% | 0%
1 | 5% | 3.372% | 1 | 5% | 0.5% | 1 | 5% | 0% | 1 | 5% | 0.06533% | 1 | 5% | 0.3773%
2 | 5% | 2.637% | 2 | 5% | 0.5067% | 2 | 5% | 0% | 2 | 5% | 0% | 2 | 5% | 0.2027%
3 | 5% | 1.747% | 3 | 5% | 0.384% | 3 | 5% | 0% | 3 | 5% | 0% | 3 | 5% | 0.1667%
4 | 5% | 1.384% | 4 | 5% | 1.051% | 4 | 5% | 0% | 4 | 5% | 0% | 4 | 5% | 0.196%
5 | 5% | 1.137% | 5 | 5% | 1.449% | 5 | 5% | 0% | 5 | 5% | 0% | 5 | 5% | 0.2973%
6 | 5% | 1.624% | 6 | 5% | 1.167% | 6 | 5% | 0% | 6 | 5% | 0% | 6 | 5% | 0.2467%
7 | 5% | 1.051% | 7 | 5% | 1.776% | 7 | 5% | 0% | 7 | 5% | 0% | 7 | 5% | 0.1667%
8 | 5% | 0.58% | 8 | 5% | 1.631% | 8 | 5% | 0% | 8 | 5% | 0% | 8 | 5% | 0%
9 | 5% | 0.6667% | 9 | 5% | 0.232% | 9 | 5% | 0% | 9 | 5% | 0% | 9 | 5% | 0%
10 | 5% | 0.384% | 10 | 5% | 0.1013% | 10 | 5% | 0% | 10 | 5% | 0% | 10 | 5% | 0%
11 | 5% | 0.3987% | 11 | 5% | 0.1013% | 11 | 5% | 0% | 11 | 5% | 0% | 11 | 5% | 0.05067%
12 | 5% | 0.1307% | 12 | 5% | 0.152% | 12 | 5% | 0% | 12 | 5% | 0% | 12 | 5% | 0%
13 | 5% | 0.2827% | 13 | 5% | 0.1013% | 13 | 5% | 0% | 13 | 5% | 0% | 13 | 5% | 0%
14 | 5% | 0.152% | 14 | 5% | 0.2027% | 14 | 5% | 0% | 14 | 5% | 0% | 14 | 5% | 0.05067%
15 | 5% | 0.1667% | 15 | 5% | 0.152% | 15 | 5% | 0% | 15 | 5% | 0% | 15 | 5% | 0%
16 | 5% | 0.1013% | 16 | 5% | 0.05067% | 16 | 5% | 0% | 16 | 5% | 0% | 16 | 5% | 0%
17 | 5% | 0.1307% | 17 | 5% | 0.152% | 17 | 5% | 0% | 17 | 5% | 0% | 17 | 5% | 0%
18 | 5% | 0.3187% | 18 | 5% | 0.3547% | 18 | 5% | 0% | 18 | 5% | 0% | 18 | 5% | 0%
0 | 10% | 0% | 0 | 10% | 0% | 0 | 10% | 0% | 0 | 10% | 0% | 0 | 10% | 0%
1 | 10% | 0.348% | 1 | 10% | 0% | 1 | 10% | 0% | 1 | 10% | 0% | 1 | 10% | 0%
2 | 10% | 0.3333% | 2 | 10% | 0% | 2 | 10% | 0% | 2 | 10% | 0% | 2 | 10% | 0.2173%
3 | 10% | 1.015% | 3 | 10% | 0% | 3 | 10% | 0% | 3 | 10% | 0% | 3 | 10% | 0.05067%
4 | 10% | 0.652% | 4 | 10% | 0% | 4 | 10% | 0% | 4 | 10% | 0% | 4 | 10% | 0.116%
5 | 10% | 0.4853% | 5 | 10% | 0.1307% | 5 | 10% | 0% | 5 | 10% | 0% | 5 | 10% | 0.2027%
6 | 10% | 0.616% | 6 | 10% | 0% | 6 | 10% | 0% | 6 | 10% | 0% | 6 | 10% | 0.3547%
7 | 10% | 0.6453% | 7 | 10% | 0% | 7 | 10% | 0% | 7 | 10% | 0% | 7 | 10% | 0%
8 | 10% | 0.384% | 8 | 10% | 0% | 8 | 10% | 0% | 8 | 10% | 0% | 8 | 10% | 0.1307%
9 | 10% | 0.232% | 9 | 10% | 0% | 9 | 10% | 0% | 9 | 10% | 0% | 9 | 10% | 0%
10 | 10% | 0.2827% | 10 | 10% | 0.05067% | 10 | 10% | 0% | 10 | 10% | 0% | 10 | 10% | 0%
11 | 10% | 0.1667% | 11 | 10% | 0% | 11 | 10% | 0% | 11 | 10% | 0% | 11 | 10% | 0%
12 | 10% | 0.3333% | 12 | 10% | 0% | 12 | 10% | 0% | 12 | 10% | 0% | 12 | 10% | 0.05067%
13 | 10% | 0.4347% | 13 | 10% | 0% | 13 | 10% | 0% | 13 | 10% | 0% | 13 | 10% | 0%
14 | 10% | 0.3187% | 14 | 10% | 0.05067% | 14 | 10% | 0% | 14 | 10% | 0% | 14 | 10% | 0%
15 | 10% | 0.4853% | 15 | 10% | 0% | 15 | 10% | 0% | 15 | 10% | 0% | 15 | 10% | 0%
16 | 10% | 0.1013% | 16 | 10% | 0% | 16 | 10% | 0% | 16 | 10% | 0% | 16 | 10% | 0.06533%
17 | 10% | 0.116% | 17 | 10% | 0% | 17 | 10% | 0% | 17 | 10% | 0% | 17 | 10% | 0%
18 | 10% | 1.203% | 18 | 10% | 0% | 18 | 10% | 0% | 18 | 10% | 0% | 18 | 10% | 0.1813%
0 | 15% | 0% | 0 | 15% | 0% | 0 | 15% | 0% | 0 | 15% | 0% | 0 | 15% | 0%
1 | 15% | 0.05067% | 1 | 15% | 0% | 1 | 15% | 0% | 1 | 15% | 0% | 1 | 15% | 0%
2 | 15% | 0.1013% | 2 | 15% | 0% | 2 | 15% | 0% | 2 | 15% | 0% | 2 | 15% | 0.06533%
3 | 15% | 0.2027% | 3 | 15% | 0% | 3 | 15% | 0% | 3 | 15% | 0% | 3 | 15% | 0%
4 | 15% | 0.1667% | 4 | 15% | 0% | 4 | 15% | 0% | 4 | 15% | 0% | 4 | 15% | 0%
5 | 15% | 0.2173% | 5 | 15% | 0% | 5 | 15% | 0% | 5 | 15% | 0% | 5 | 15% | 0.8107%
6 | 15% | 0.116% | 6 | 15% | 0% | 6 | 15% | 0% | 6 | 15% | 0% | 6 | 15% | 0.8107%
7 | 15% | 0.05067% | 7 | 15% | 0% | 7 | 15% | 0% | 7 | 15% | 0% | 7 | 15% | 0%
8 | 15% | 0.06533% | 8 | 15% | 0% | 8 | 15% | 0% | 8 | 15% | 0% | 8 | 15% | 0%
9 | 15% | 0.05067% | 9 | 15% | 0% | 9 | 15% | 0% | 9 | 15% | 0% | 9 | 15% | 0%
10 | 15% | 0.05067% | 10 | 15% | 0% | 10 | 15% | 0% | 10 | 15% | 0% | 10 | 15% | 0%
11 | 15% | 0.05067% | 11 | 15% | 0% | 11 | 15% | 0% | 11 | 15% | 0% | 11 | 15% | 0%
12 | 15% | 0% | 12 | 15% | 0% | 12 | 15% | 0% | 12 | 15% | 0% | 12 | 15% | 0%
13 | 15% | 0% | 13 | 15% | 0% | 13 | 15% | 0% | 13 | 15% | 0% | 13 | 15% | 0%
14 | 15% | 0% | 14 | 15% | 0% | 14 | 15% | 0% | 14 | 15% | 0% | 14 | 15% | 0.05067%
15 | 15% | 0% | 15 | 15% | 0% | 15 | 15% | 0% | 15 | 15% | 0% | 15 | 15% | 0%
16 | 15% | 0% | 16 | 15% | 0% | 16 | 15% | 0% | 16 | 15% | 0% | 16 | 15% | 0%
17 | 15% | 0.1013% | 17 | 15% | 0% | 17 | 15% | 0% | 17 | 15% | 0% | 17 | 15% | 0%
18 | 15% | 0.2173% | 18 | 15% | 0% | 18 | 15% | 0% | 18 | 15% | 0% | 18 | 15% | 0%
0 | 20% | 0% | 0 | 20% | 0% | 0 | 20% | 0% | 0 | 20% | 0% | 0 | 20% | 0%
1 | 20% | 0% | 1 | 20% | 0% | 1 | 20% | 0% | 1 | 20% | 0% | 1 | 20% | 0%
2 | 20% | 0.06533% | 2 | 20% | 0% | 2 | 20% | 0% | 2 | 20% | 0% | 2 | 20% | 0%
3 | 20% | 0.05067% | 3 | 20% | 0% | 3 | 20% | 0% | 3 | 20% | 0% | 3 | 20% | 0%
4 | 20% | 0.116% | 4 | 20% | 0% | 4 | 20% | 0% | 4 | 20% | 0% | 4 | 20% | 0%
5 | 20% | 0.05067% | 5 | 20% | 0% | 5 | 20% | 0% | 5 | 20% | 0% | 5 | 20% | 0.152%
6 | 20% | 0.06533% | 6 | 20% | 0% | 6 | 20% | 0% | 6 | 20% | 0% | 6 | 20% | 0.152%
7 | 20% | 0% | 7 | 20% | 0% | 7 | 20% | 0% | 7 | 20% | 0% | 7 | 20% | 0%
8 | 20% | 0% | 8 | 20% | 0% | 8 | 20% | 0% | 8 | 20% | 0% | 8 | 20% | 0%
9 | 20% | 0% | 9 | 20% | 0% | 9 | 20% | 0.05067% | 9 | 20% | 0% | 9 | 20% | 0%
10 | 20% | 0% | 10 | 20% | 0% | 10 | 20% | 0% | 10 | 20% | 0% | 10 | 20% | 0%
11 | 20% | 0% | 11 | 20% | 0% | 11 | 20% | 0% | 11 | 20% | 0% | 11 | 20% | 0%
12 | 20% | 0% | 12 | 20% | 0% | 12 | 20% | 0% | 12 | 20% | 0% | 12 | 20% | 0%
13 | 20% | 0% | 13 | 20% | 0% | 13 | 20% | 0% | 13 | 20% | 0% | 13 | 20% | 0%
14 | 20% | 0% | 14 | 20% | 0% | 14 | 20% | 0% | 14 | 20% | 0% | 14 | 20% | 0%
15 | 20% | 0% | 15 | 20% | 0% | 15 | 20% | 0% | 15 | 20% | 0% | 15 | 20% | 0%
16 | 20% | 0% | 16 | 20% | 0% | 16 | 20% | 0% | 16 | 20% | 0% | 16 | 20% | 0%
17 | 20% | 0% | 17 | 20% | 0% | 17 | 20% | 0% | 17 | 20% | 0% | 17 | 20% | 0%
18 | 20% | 0% | 18 | 20% | 0% | 18 | 20% | 0% | 18 | 20% | 0% | 18 | 20% | 0%
0 | 25% | 0% | 0 | 25% | 0% | 0 | 25% | 0% | 0 | 25% | 0% | 0 | 25% | 0%
1 | 25% | 0% | 1 | 25% | 0% | 1 | 25% | 0% | 1 | 25% | 0% | 1 | 25% | 0%
2 | 25% | 0% | 2 | 25% | 0% | 2 | 25% | 0% | 2 | 25% | 0% | 2 | 25% | 0%
3 | 25% | 0% | 3 | 25% | 0% | 3 | 25% | 0% | 3 | 25% | 0% | 3 | 25% | 0%
4 | 25% | 0% | 4 | 25% | 0% | 4 | 25% | 0% | 4 | 25% | 0% | 4 | 25% | 0%
5 | 25% | 0% | 5 | 25% | 0% | 5 | 25% | 0% | 5 | 25% | 0% | 5 | 25% | 0%
6 | 25% | 0% | 6 | 25% | 0% | 6 | 25% | 0% | 6 | 25% | 0% | 6 | 25% | 0%
7 | 25% | 0% | 7 | 25% | 0% | 7 | 25% | 0% | 7 | 25% | 0% | 7 | 25% | 0%
8 | 25% | 0% | 8 | 25% | 0% | 8 | 25% | 0% | 8 | 25% | 0% | 8 | 25% | 0%
9 | 25% | 0% | 9 | 25% | 0% | 9 | 25% | 0% | 9 | 25% | 0% | 9 | 25% | 0%
10 | 25% | 0% | 10 | 25% | 0% | 10 | 25% | 0% | 10 | 25% | 0% | 10 | 25% | 0%
11 | 25% | 0% | 11 | 25% | 0% | 11 | 25% | 0% | 11 | 25% | 0% | 11 | 25% | 0%
12 | 25% | 0% | 12 | 25% | 0% | 12 | 25% | 0% | 12 | 25% | 0% | 12 | 25% | 0%
13 | 25% | 0% | 13 | 25% | 0% | 13 | 25% | 0% | 13 | 25% | 0% | 13 | 25% | 0%
14 | 25% | 0% | 14 | 25% | 0% | 14 | 25% | 0% | 14 | 25% | 0% | 14 | 25% | 0%
15 | 25% | 0% | 15 | 25% | 0% | 15 | 25% | 0% | 15 | 25% | 0% | 15 | 25% | 0%
16 | 25% | 0% | 16 | 25% | 0% | 16 | 25% | 0% | 16 | 25% | 0% | 16 | 25% | 0%
17 | 25% | 0% | 17 | 25% | 0% | 17 | 25% | 0% | 17 | 25% | 0% | 17 | 25% | 0%
18 | 25% | 0% | 18 | 25% | 0% | 18 | 25% | 0% | 18 | 25% | 0% | 18 | 25% | 0%
0 | 30% | 0% | 0 | 30% | 0% | 0 | 30% | 0% | 0 | 30% | 0% | 0 | 30% | 0%
1 | 30% | 0% | 1 | 30% | 0% | 1 | 30% | 0% | 1 | 30% | 0% | 1 | 30% | 0%
2 | 30% | 0% | 2 | 30% | 0% | 2 | 30% | 0% | 2 | 30% | 0% | 2 | 30% | 0%
3 | 30% | 0% | 3 | 30% | 0% | 3 | 30% | 0% | 3 | 30% | 0% | 3 | 30% | 0%
4 | 30% | 0% | 4 | 30% | 0% | 4 | 30% | 0% | 4 | 30% | 0% | 4 | 30% | 0.05067%
5 | 30% | 0% | 5 | 30% | 0% | 5 | 30% | 0% | 5 | 30% | 0% | 5 | 30% | 0%
6 | 30% | 0% | 6 | 30% | 0% | 6 | 30% | 0% | 6 | 30% | 0% | 6 | 30% | 0%
7 | 30% | 0% | 7 | 30% | 0% | 7 | 30% | 0% | 7 | 30% | 0% | 7 | 30% | 0%
8 | 30% | 0% | 8 | 30% | 0% | 8 | 30% | 0% | 8 | 30% | 0% | 8 | 30% | 0%
9 | 30% | 0% | 9 | 30% | 0% | 9 | 30% | 0% | 9 | 30% | 0% | 9 | 30% | 0%
10 | 30% | 0% | 10 | 30% | 0% | 10 | 30% | 0% | 10 | 30% | 0% | 10 | 30% | 0%
11 | 30% | 0% | 11 | 30% | 0% | 11 | 30% | 0% | 11 | 30% | 0% | 11 | 30% | 0%
12 | 30% | 0% | 12 | 30% | 0% | 12 | 30% | 0% | 12 | 30% | 0% | 12 | 30% | 0%
13 | 30% | 0% | 13 | 30% | 0% | 13 | 30% | 0% | 13 | 30% | 0% | 13 | 30% | 0%
14 | 30% | 0% | 14 | 30% | 0% | 14 | 30% | 0% | 14 | 30% | 0% | 14 | 30% | 0%
15 | 30% | 0% | 15 | 30% | 0% | 15 | 30% | 0% | 15 | 30% | 0% | 15 | 30% | 0%
16 | 30% | 0% | 16 | 30% | 0% | 16 | 30% | 0% | 16 | 30% | 0% | 16 | 30% | 0%
17 | 30% | 0% | 17 | 30% | 0% | 17 | 30% | 0% | 17 | 30% | 0% | 17 | 30% | 0%
18 | 30% | 0% | 18 | 30% | 0% | 18 | 30% | 0% | 18 | 30% | 0% | 18 | 30% | 0%
0 | 35% | 0% | 0 | 35% | 0% | 0 | 35% | 0% | 0 | 35% | 0% | 0 | 35% | 0%
1 | 35% | 0% | 1 | 35% | 0% | 1 | 35% | 0% | 1 | 35% | 0% | 1 | 35% | 0%
2 | 35% | 0% | 2 | 35% | 0% | 2 | 35% | 0% | 2 | 35% | 0% | 2 | 35% | 0%
3 | 35% | 0% | 3 | 35% | 0% | 3 | 35% | 0% | 3 | 35% | 0% | 3 | 35% | 0%
4 | 35% | 0% | 4 | 35% | 0% | 4 | 35% | 0% | 4 | 35% | 0% | 4 | 35% | 0%
5 | 35% | 0% | 5 | 35% | 0% | 5 | 35% | 0% | 5 | 35% | 0% | 5 | 35% | 0%
6 | 35% | 0% | 6 | 35% | 0% | 6 | 35% | 0% | 6 | 35% | 0% | 6 | 35% | 0%
7 | 35% | 0% | 7 | 35% | 0% | 7 | 35% | 0% | 7 | 35% | 0% | 7 | 35% | 0%
8 | 35% | 0% | 8 | 35% | 0% | 8 | 35% | 0% | 8 | 35% | 0% | 8 | 35% | 0%
9 | 35% | 0% | 9 | 35% | 0% | 9 | 35% | 0% | 9 | 35% | 0% | 9 | 35% | 0%
10 | 35% | 0% | 10 | 35% | 0% | 10 | 35% | 0% | 10 | 35% | 0% | 10 | 35% | 0%
11 | 35% | 0% | 11 | 35% | 0% | 11 | 35% | 0% | 11 | 35% | 0% | 11 | 35% | 0%
12 | 35% | 0% | 12 | 35% | 0% | 12 | 35% | 0% | 12 | 35% | 0% | 12 | 35% | 0%
13 | 35% | 0% | 13 | 35% | 0% | 13 | 35% | 0% | 13 | 35% | 0% | 13 | 35% | 0%
14 | 35% | 0% | 14 | 35% | 0% | 14 | 35% | 0% | 14 | 35% | 0% | 14 | 35% | 0%
15 | 35% | 0% | 15 | 35% | 0% | 15 | 35% | 0% | 15 | 35% | 0% | 15 | 35% | 0%
16 | 35% | 0% | 16 | 35% | 0% | 16 | 35% | 0% | 16 | 35% | 0% | 16 | 35% | 0%
17 | 35% | 0% | 17 | 35% | 0% | 17 | 35% | 0% | 17 | 35% | 0% | 17 | 35% | 0%
18 | 35% | 0% | 18 | 35% | 0% | 18 | 35% | 0% | 18 | 35% | 0% | 18 | 35% | 0%
0 | 40% | 0% | 0 | 40% | 0% | 0 | 40% | 0% | 0 | 40% | 0% | 0 | 40% | 0%
1 | 40% | 0% | 1 | 40% | 0% | 1 | 40% | 0% | 1 | 40% | 0% | 1 | 40% | 0%
2 | 40% | 0% | 2 | 40% | 0% | 2 | 40% | 0% | 2 | 40% | 0% | 2 | 40% | 0%
3 | 40% | 0% | 3 | 40% | 0% | 3 | 40% | 0% | 3 | 40% | 0% | 3 | 40% | 0%
4 | 40% | 0% | 4 | 40% | 0% | 4 | 40% | 0% | 4 | 40% | 0% | 4 | 40% | 0%
5 | 40% | 0% | 5 | 40% | 0% | 5 | 40% | 0% | 5 | 40% | 0% | 5 | 40% | 0%
6 | 40% | 0% | 6 | 40% | 0% | 6 | 40% | 0% | 6 | 40% | 0% | 6 | 40% | 0%
7 | 40% | 0% | 7 | 40% | 0% | 7 | 40% | 0% | 7 | 40% | 0% | 7 | 40% | 0%
8 | 40% | 0% | 8 | 40% | 0% | 8 | 40% | 0% | 8 | 40% | 0% | 8 | 40% | 0%
9 | 40% | 0% | 9 | 40% | 0% | 9 | 40% | 0% | 9 | 40% | 0% | 9 | 40% | 0%
10 | 40% | 0% | 10 | 40% | 0% | 10 | 40% | 0% | 10 | 40% | 0% | 10 | 40% | 0%
11 | 40% | 0% | 11 | 40% | 0% | 11 | 40% | 0% | 11 | 40% | 0% | 11 | 40% | 0%
12 | 40% | 0% | 12 | 40% | 0% | 12 | 40% | 0% | 12 | 40% | 0% | 12 | 40% | 0%
13 | 40% | 0% | 13 | 40% | 0% | 13 | 40% | 0% | 13 | 40% | 0% | 13 | 40% | 0%
14 | 40% | 0% | 14 | 40% | 0% | 14 | 40% | 0% | 14 | 40% | 0% | 14 | 40% | 0%
15 | 40% | 0% | 15 | 40% | 0% | 15 | 40% | 0% | 15 | 40% | 0% | 15 | 40% | 0%
16 | 40% | 0% | 16 | 40% | 0% | 16 | 40% | 0% | 16 | 40% | 0% | 16 | 40% | 0%
17 | 40% | 0% | 17 | 40% | 0% | 17 | 40% | 0% | 17 | 40% | 0% | 17 | 40% | 0%
18 | 40% | 0% | 18 | 40% | 0% | 18 | 40% | 0% | 18 | 40% | 0% | 18 | 40% | 0%
0 | 45% | 0% | 0 | 45% | 0% | 0 | 45% | 0% | 0 | 45% | 0% | 0 | 45% | 0%
1 | 45% | 0% | 1 | 45% | 0% | 1 | 45% | 0% | 1 | 45% | 0% | 1 | 45% | 0%
2 | 45% | 0% | 2 | 45% | 0% | 2 | 45% | 0% | 2 | 45% | 0% | 2 | 45% | 0%
3 | 45% | 0% | 3 | 45% | 0% | 3 | 45% | 0% | 3 | 45% | 0% | 3 | 45% | 0%
4 | 45% | 0% | 4 | 45% | 0% | 4 | 45% | 0% | 4 | 45% | 0% | 4 | 45% | 0%
5 | 45% | 0% | 5 | 45% | 0% | 5 | 45% | 0% | 5 | 45% | 0% | 5 | 45% | 0%
6 | 45% | 0% | 6 | 45% | 0% | 6 | 45% | 0% | 6 | 45% | 0% | 6 | 45% | 0%
7 | 45% | 0% | 7 | 45% | 0% | 7 | 45% | 0% | 7 | 45% | 0% | 7 | 45% | 0%
8 | 45% | 0% | 8 | 45% | 0% | 8 | 45% | 0% | 8 | 45% | 0% | 8 | 45% | 0%
9 | 45% | 0% | 9 | 45% | 0% | 9 | 45% | 0% | 9 | 45% | 0% | 9 | 45% | 0%
10 | 45% | 0% | 10 | 45% | 0% | 10 | 45% | 0% | 10 | 45% | 0% | 10 | 45% | 0%
11 | 45% | 0% | 11 | 45% | 0% | 11 | 45% | 0% | 11 | 45% | 0% | 11 | 45% | 0%
12 | 45% | 0% | 12 | 45% | 0% | 12 | 45% | 0% | 12 | 45% | 0% | 12 | 45% | 0%
13 | 45% | 0% | 13 | 45% | 0% | 13 | 45% | 0% | 13 | 45% | 0% | 13 | 45% | 0%
14 | 45% | 0% | 14 | 45% | 0% | 14 | 45% | 0% | 14 | 45% | 0% | 14 | 45% | 0%
15 | 45% | 0% | 15 | 45% | 0% | 15 | 45% | 0% | 15 | 45% | 0% | 15 | 45% | 0%
16 | 45% | 0% | 16 | 45% | 0% | 16 | 45% | 0% | 16 | 45% | 0% | 16 | 45% | 0%
17 | 45% | 0% | 17 | 45% | 0% | 17 | 45% | 0% | 17 | 45% | 0% | 17 | 45% | 0%
18 | 45% | 0% | 18 | 45% | 0% | 18 | 45% | 0% | 18 | 45% | 0% | 18 | 45% | 0%
0 | 50% | 0% | 0 | 50% | 0% | 0 | 50% | 0% | 0 | 50% | 0% | 0 | 50% | 0%
1 | 50% | 0% | 1 | 50% | 0% | 1 | 50% | 0% | 1 | 50% | 0% | 1 | 50% | 0%
2 | 50% | 0% | 2 | 50% | 0% | 2 | 50% | 0% | 2 | 50% | 0% | 2 | 50% | 0%
3 | 50% | 0% | 3 | 50% | 0% | 3 | 50% | 0% | 3 | 50% | 0% | 3 | 50% | 0%
4 | 50% | 0% | 4 | 50% | 0% | 4 | 50% | 0% | 4 | 50% | 0% | 4 | 50% | 0%
5 | 50% | 0% | 5 | 50% | 0% | 5 | 50% | 0% | 5 | 50% | 0% | 5 | 50% | 0%
6 | 50% | 0% | 6 | 50% | 0% | 6 | 50% | 0% | 6 | 50% | 0% | 6 | 50% | 0%
7 | 50% | 0% | 7 | 50% | 0% | 7 | 50% | 0% | 7 | 50% | 0% | 7 | 50% | 0%
8 | 50% | 0% | 8 | 50% | 0% | 8 | 50% | 0% | 8 | 50% | 0% | 8 | 50% | 0%
9 | 50% | 0% | 9 | 50% | 0% | 9 | 50% | 0% | 9 | 50% | 0% | 9 | 50% | 0%
10 | 50% | 0% | 10 | 50% | 0% | 10 | 50% | 0% | 10 | 50% | 0% | 10 | 50% | 0%
11 | 50% | 0% | 11 | 50% | 0% | 11 | 50% | 0% | 11 | 50% | 0% | 11 | 50% | 0%
12 | 50% | 0% | 12 | 50% | 0% | 12 | 50% | 0% | 12 | 50% | 0% | 12 | 50% | 0%
13 | 50% | 0% | 13 | 50% | 0% | 13 | 50% | 0% | 13 | 50% | 0% | 13 | 50% | 0%
14 | 50% | 0% | 14 | 50% | 0% | 14 | 50% | 0% | 14 | 50% | 0% | 14 | 50% | 0%
15 | 50% | 0% | 15 | 50% | 0% | 15 | 50% | 0% | 15 | 50% | 0% | 15 | 50% | 0%
16 | 50% | 0% | 16 | 50% | 0% | 16 | 50% | 0% | 16 | 50% | 0% | 16 | 50% | 0%
17 | 50% | 0% | 17 | 50% | 0% | 17 | 50% | 0% | 17 | 50% | 0% | 17 | 50% | 0%
18 | 50% | 0% | 18 | 50% | 0% | 18 | 50% | 0% | 18 | 50% | 0% | 18 | 50% | 0%
0 | 55% | 0% | 0 | 55% | 0% | 0 | 55% | 0% | 0 | 55% | 0% | 0 | 55% | 0%
1 | 55% | 0% | 1 | 55% | 0% | 1 | 55% | 0% | 1 | 55% | 0% | 1 | 55% | 0%
2 | 55% | 0% | 2 | 55% | 0% | 2 | 55% | 0% | 2 | 55% | 0% | 2 | 55% | 0%
3 | 55% | 0% | 3 | 55% | 0% | 3 | 55% | 0% | 3 | 55% | 0% | 3 | 55% | 0%
4 | 55% | 0% | 4 | 55% | 0% | 4 | 55% | 0% | 4 | 55% | 0% | 4 | 55% | 0%
5 | 55% | 0% | 5 | 55% | 0% | 5 | 55% | 0% | 5 | 55% | 0% | 5 | 55% | 0%
6 | 55% | 0% | 6 | 55% | 0% | 6 | 55% | 0% | 6 | 55% | 0% | 6 | 55% | 0%
7 | 55% | 0% | 7 | 55% | 0% | 7 | 55% | 0% | 7 | 55% | 0% | 7 | 55% | 0%
8 | 55% | 0% | 8 | 55% | 0% | 8 | 55% | 0% | 8 | 55% | 0% | 8 | 55% | 0%
9 | 55% | 0% | 9 | 55% | 0% | 9 | 55% | 0% | 9 | 55% | 0% | 9 | 55% | 0%
10 | 55% | 0% | 10 | 55% | 0% | 10 | 55% | 0% | 10 | 55% | 0% | 10 | 55% | 0%
11 | 55% | 0% | 11 | 55% | 0% | 11 | 55% | 0% | 11 | 55% | 0% | 11 | 55% | 0%
12 | 55% | 0% | 12 | 55% | 0% | 12 | 55% | 0% | 12 | 55% | 0% | 12 | 55% | 0%
13 | 55% | 0% | 13 | 55% | 0% | 13 | 55% | 0% | 13 | 55% | 0% | 13 | 55% | 0%
14 | 55% | 0% | 14 | 55% | 0% | 14 | 55% | 0% | 14 | 55% | 0% | 14 | 55% | 0%
15 | 55% | 0% | 15 | 55% | 0% | 15 | 55% | 0% | 15 | 55% | 0% | 15 | 55% | 0%
16 | 55% | 0% | 16 | 55% | 0% | 16 | 55% | 0% | 16 | 55% | 0% | 16 | 55% | 0%
17 | 55% | 0% | 17 | 55% | 0% | 17 | 55% | 0% | 17 | 55% | 0% | 17 | 55% | 0%
18 | 55% | 0% | 18 | 55% | 0% | 18 | 55% | 0% | 18 | 55% | 0% | 18 | 55% | 0%
0 | 60% | 0% | 0 | 60% | 0% | 0 | 60% | 0% | 0 | 60% | 0% | 0 | 60% | 0%
1 | 60% | 0% | 1 | 60% | 0% | 1 | 60% | 0% | 1 | 60% | 0% | 1 | 60% | 0%
2 | 60% | 0% | 2 | 60% | 0% | 2 | 60% | 0% | 2 | 60% | 0% | 2 | 60% | 0%
3 | 60% | 0% | 3 | 60% | 0% | 3 | 60% | 0% | 3 | 60% | 0% | 3 | 60% | 0%
4 | 60% | 0% | 4 | 60% | 0% | 4 | 60% | 0% | 4 | 60% | 0% | 4 | 60% | 0%
5 | 60% | 0% | 5 | 60% | 0% | 5 | 60% | 0% | 5 | 60% | 0% | 5 | 60% | 0%
6 | 60% | 0% | 6 | 60% | 0% | 6 | 60% | 0% | 6 | 60% | 0% | 6 | 60% | 0%
7 | 60% | 0% | 7 | 60% | 0% | 7 | 60% | 0% | 7 | 60% | 0% | 7 | 60% | 0%
8 | 60% | 0% | 8 | 60% | 0% | 8 | 60% | 0% | 8 | 60% | 0% | 8 | 60% | 0%
9 | 60% | 0% | 9 | 60% | 0% | 9 | 60% | 0% | 9 | 60% | 0% | 9 | 60% | 0%
10 | 60% | 0% | 10 | 60% | 0% | 10 | 60% | 0% | 10 | 60% | 0% | 10 | 60% | 0%
11 | 60% | 0% | 11 | 60% | 0% | 11 | 60% | 0% | 11 | 60% | 0% | 11 | 60% | 0%
12 | 60% | 0% | 12 | 60% | 0% | 12 | 60% | 0% | 12 | 60% | 0% | 12 | 60% | 0%
13 | 60% | 0% | 13 | 60% | 0% | 13 | 60% | 0% | 13 | 60% | 0% | 13 | 60% | 0%
14 | 60% | 0% | 14 | 60% | 0% | 14 | 60% | 0% | 14 | 60% | 0% | 14 | 60% | 0%
15 | 60% | 0% | 15 | 60% | 0% | 15 | 60% | 0% | 15 | 60% | 0% | 15 | 60% | 0%
16 | 60% | 0% | 16 | 60% | 0% | 16 | 60% | 0% | 16 | 60% | 0% | 16 | 60% | 0%
17 | 60% | 0% | 17 | 60% | 0% | 17 | 60% | 0% | 17 | 60% | 0% | 17 | 60% | 0%
18 | 60% | 0% | 18 | 60% | 0% | 18 | 60% | 0% | 18 | 60% | 0% | 18 | 60% | 0%
0 | 65% | 0% | 0 | 65% | 0% | 0 | 65% | 0% | 0 | 65% | 0% | 0 | 65% | 0%
1 | 65% | 0% | 1 | 65% | 0% | 1 | 65% | 0% | 1 | 65% | 0% | 1 | 65% | 0%
2 | 65% | 0% | 2 | 65% | 0% | 2 | 65% | 0% | 2 | 65% | 0% | 2 | 65% | 0%
3 | 65% | 0% | 3 | 65% | 0% | 3 | 65% | 0% | 3 | 65% | 0% | 3 | 65% | 0%
4 | 65% | 0% | 4 | 65% | 0% | 4 | 65% | 0% | 4 | 65% | 0% | 4 | 65% | 0%
5 | 65% | 0% | 5 | 65% | 0% | 5 | 65% | 0% | 5 | 65% | 0% | 5 | 65% | 0%
6 | 65% | 0% | 6 | 65% | 0% | 6 | 65% | 0% | 6 | 65% | 0% | 6 | 65% | 0%
7 | 65% | 0% | 7 | 65% | 0% | 7 | 65% | 0% | 7 | 65% | 0% | 7 | 65% | 0%
8 | 65% | 0% | 8 | 65% | 0% | 8 | 65% | 0% | 8 | 65% | 0% | 8 | 65% | 0%
9 | 65% | 0% | 9 | 65% | 0% | 9 | 65% | 0% | 9 | 65% | 0% | 9 | 65% | 0%
10 | 65% | 0% | 10 | 65% | 0% | 10 | 65% | 0% | 10 | 65% | 0% | 10 | 65% | 0%
11 | 65% | 0% | 11 | 65% | 0% | 11 | 65% | 0% | 11 | 65% | 0% | 11 | 65% | 0%
12 | 65% | 0% | 12 | 65% | 0% | 12 | 65% | 0% | 12 | 65% | 0% | 12 | 65% | 0%
13 | 65% | 0% | 13 | 65% | 0% | 13 | 65% | 0% | 13 | 65% | 0% | 13 | 65% | 0%
14 | 65% | 0% | 14 | 65% | 0% | 14 | 65% | 0% | 14 | 65% | 0% | 14 | 65% | 0%
15 | 65% | 0% | 15 | 65% | 0% | 15 | 65% | 0% | 15 | 65% | 0% | 15 | 65% | 0%
16 | 65% | 0% | 16 | 65% | 0% | 16 | 65% | 0% | 16 | 65% | 0% | 16 | 65% | 0%
17 | 65% | 0% | 17 | 65% | 0% | 17 | 65% | 0% | 17 | 65% | 0% | 17 | 65% | 0%
18 | 65% | 0% | 18 | 65% | 0% | 18 | 65% | 0% | 18 | 65% | 0% | 18 | 65% | 0%
0 | 70% | 0% | 0 | 70% | 0% | 0 | 70% | 0% | 0 | 70% | 0% | 0 | 70% | 0%
1 | 70% | 0% | 1 | 70% | 0% | 1 | 70% | 0% | 1 | 70% | 0% | 1 | 70% | 0%
2 | 70% | 0% | 2 | 70% | 0% | 2 | 70% | 0% | 2 | 70% | 0% | 2 | 70% | 0%
3 | 70% | 0% | 3 | 70% | 0% | 3 | 70% | 0% | 3 | 70% | 0% | 3 | 70% | 0%
4 | 70% | 0% | 4 | 70% | 0% | 4 | 70% | 0% | 4 | 70% | 0% | 4 | 70% | 0%
5 | 70% | 0% | 5 | 70% | 0% | 5 | 70% | 0% | 5 | 70% | 0% | 5 | 70% | 0%
6 | 70% | 0% | 6 | 70% | 0% | 6 | 70% | 0% | 6 | 70% | 0% | 6 | 70% | 0%
7 | 70% | 0% | 7 | 70% | 0% | 7 | 70% | 0% | 7 | 70% | 0% | 7 | 70% | 0%
8 | 70% | 0% | 8 | 70% | 0% | 8 | 70% | 0% | 8 | 70% | 0% | 8 | 70% | 0%
9 | 70% | 0% | 9 | 70% | 0% | 9 | 70% | 0% | 9 | 70% | 0% | 9 | 70% | 0%
10 | 70% | 0% | 10 | 70% | 0% | 10 | 70% | 0% | 10 | 70% | 0% | 10 | 70% | 0%
11 | 70% | 0% | 11 | 70% | 0% | 11 | 70% | 0% | 11 | 70% | 0% | 11 | 70% | 0%
12 | 70% | 0% | 12 | 70% | 0% | 12 | 70% | 0% | 12 | 70% | 0% | 12 | 70% | 0%
13 | 70% | 0% | 13 | 70% | 0% | 13 | 70% | 0% | 13 | 70% | 0% | 13 | 70% | 0%
14 | 70% | 0% | 14 | 70% | 0% | 14 | 70% | 0% | 14 | 70% | 0% | 14 | 70% | 0%
15 | 70% | 0% | 15 | 70% | 0% | 15 | 70% | 0% | 15 | 70% | 0% | 15 | 70% | 0%
16 | 70% | 0% | 16 | 70% | 0% | 16 | 70% | 0% | 16 | 70% | 0% | 16 | 70% | 0%
17 | 70% | 0% | 17 | 70% | 0% | 17 | 70% | 0% | 17 | 70% | 0% | 17 | 70% | 0%
18 | 70% | 0% | 18 | 70% | 0% | 18 | 70% | 0% | 18 | 70% | 0% | 18 | 70% | 0%
Depth duration scatterplots by region, Committed and Anticipated Developments assessment, New South Wales, 2029-30 forecast year
Depth duration scatterplots by region, Committed and Anticipated Developments assessment, Queensland, 2029-30 forecast year
Depth duration scatterplots by region, Committed and Anticipated Developments assessment, South Australia, 2029-30 forecast year
Depth duration scatterplots by region, Committed and Anticipated Developments assessment, Tasmania, 2029-30 forecast year
Depth duration scatterplots by region, Committed and Anticipated Developments assessment, Victoria, 2029-30 forecast year

## Reliability Gap Size
Reliability gaps and equivalent reliability gap sizes (MW), 2026-27 to 2035-36
The tables below show the additional firm, dispatchable, continuously available, and unconstrained capacity (MW) required in each region to reduce expected USE below the reliability standard and
the Interim Reliability Measure (IRM) across the outlook period, under the Committed and Anticipated Developments and Government schemes and actionable developments reliability assessments, respectively.
The assessment considers individual regions in isolation; without any allowance for the ability for additional capacity to offset reliability gaps across regions.
The values reflect the firm, dispatchable, continuously available, and fully unconstrained capacity required, noting that many generation and storage technologies in different locations can contribute to meeting this requirement with varied efficacy.
For additional information, see Section 4.1 of the 2026 ESOO.
Committed and anticipated developments - Reliability gaps and equivalent gaps against the IRM (MW)
Region | 2026-27 | 2027-28 | 2028-29 | 2029-30 | 2030-31 | 2031-32 | 2032-33 | 2033-34 | 2034-35 | 2035-36
New South Wales | - | - | IRM does not apply
Queensland | - | -
South Australia | - | -
Tasmania | - | -
Victoria | - | -
Committed and anticipated developments - Reliability gaps and equivalent gaps against the reliability standard (MW)
Region | 2026-27 | 2027-28 | 2028-29 | 2029-30 | 2030-31 | 2031-32 | 2032-33 | 2033-34 | 2034-35 | 2035-36
New South Wales | RS does not apply |  | 0 | 0 | 1815 | 3280 | 4950 | 6270 | 6260 | 6280
Queensland |  |  | 0 | 0 | 0 | 0 | 35 | 770 | 1435 | 1880
South Australia |  |  | 0 | 0 | 0 | 840 | 1380 | 1695 | 1835 | 1905
Tasmania |  |  | 0 | 0 | 0 | 0 | 0 | 685 | 860 | 1550
Victoria |  |  | 0 | 0 | 920 | 2160 | 3005 | 3790 | 4075 | 4630
Government schemes and actionable developments - Reliability gaps and equivalent gaps against the IRM (MW)
Region | 2026-27 | 2027-28 | 2028-29 | 2029-30 | 2030-31 | 2031-32 | 2032-33 | 2033-34 | 2034-35 | 2035-36
New South Wales | - | - | IRM does not apply
Queensland | - | -
South Australia | - | -
Tasmania | - | -
Victoria | - | -
Government schemes and actionable developments - Reliability gaps and equivalent gaps against the reliability standard (MW)
Region | 2026-27 | 2027-28 | 2028-29 | 2029-30 | 2030-31 | 2031-32 | 2032-33 | 2033-34 | 2034-35 | 2035-36
New South Wales | RS does not apply |  | 0 | 0 | 0 | 0 | 0 | 5635 | 6655 | 7270
Queensland |  |  | 0 | 0 | 0 | 0 | 0 | 0 | 0 | 0
South Australia |  |  | 0 | 0 | 0 | 0 | 0 | 1320 | 1460 | 1565
Tasmania |  |  | 0 | 0 | 0 | 0 | 0 | 0 | 260 | 1215
Victoria |  |  | 0 | 0 | 0 | 0 | 0 | 2610 | 3170 | 3675

## Reliability Gap Periods
Reliability gaps period, Committed and Anticipated Developments assessment, 2026-27 to 2035-36
Data shows forecast reliability gap sizes (MW) and periods, and other associated reliability forecast components where relevant, consistent with clause 4A.B.2 of the National Electricity Rules.
All times refer to Australian Eastern Standard Time. For further information, see Appendix A1 of the 2026 ESOO.
Forecast reliability gaps against the Interim Reliability Measure
Region | Financial Year | Reliability gap period | Likely trading intervals | Expected USE for the gap period (gigawatt hours [GWh]) | Reliability gap (MW)
New South Wales | 2030-31 | 1 July 2030 - 31 October 2030 | Midnight - 11.00 pm, All Days | 6.43 | 1815
New South Wales | 2030-31 | 1 December 2030 - 31 January 2031 | 3.00 pm - 8.00 pm, All Days | 0.76 | 1815
Victoria | 2030-31 | 1 July 2030- 31 August 2030 | All Hours, All Days | 2.65 | 920
Victoria | 2030-31 | 1 June 2031 - 31 June 2031 | 8:00 pm - 8:00 pm, Working Weekdays | 0.28 | 920
Indicative forecast reliability gaps against the reliability standard
Region | Financial year | Reliability gap period | Likely trading intervals | Expected USE for the gap period (GWh) | Reliability gap (MW)
New South Wales | 2031-32 | 1 July 2031 - 29 February 2032 | All Hours, All Days | 22.5601 | 3280
| 2031-32 | 1 June 2032 - 30 June 2032 | Midnight - 11.00 pm, Working Weekdays | 5.306 | 3280
| 2032-33 | 1 July 2032 - 31 March 2033 | All Hours, All Days | 73.3245 | 4950
| 2032-33 | 1 June 2033 - 30 June 2033 | All Hours, All Days | 75.4134 | 4950
| 2033-34 | 1 July 2033 - 30 June 2034 | All Hours, All Days | 5816.9418 | 6270
| 2034-35 | 1 July 2034 - 30 June 2035 (All Year) | All Hours, All Days | 12032.3258 | 6260
| 2035-36 | 1 July 2035 - 30 June 2036 (All Year) | All Hours, All Days | 14047.4971 | 6280
Queensland | 2032-33 | 1 July 2031 - 29 February 2032 | All Hours, All Days | 0.97374 | 35
| 2032-33 | 1 June 2032 - 30 June 2032 | 6.00 pm - 11.00 pm, Working Weekdays | 0.22707 | 35
| 2033-34 | 1 July 2033 - 31 March 2034 | All Hours, All Days | 4.6663 | 770
| 2033-34 | 1 May 2034 - 30 June 2034 | All Hours, All Days | 2.9668 | 770
| 2034-35 | 1 July 2034 - 30 June 2035 (All Year) | All Hours, All Days | 31.4757 | 1435
| 2035-36 | 1 July 2035 - 30 June 2036 (All Year) | All Hours, All Days | 83.9314 | 1880
South Australia | 2031-32 | 1 July 2031 - 31 August 2031 | Midnight - 11.00 pm, All Days | 0.7105 | 840
| 2031-32 | 1 June 2032 - 30 June 2032 | Midnight - 11.00 pm, All Days | 1.0882 | 840
| 2032-33 | 1 July 2032 - 30 September 2032 | All Hours, All Days | 7.5923 | 1380
| 2032-33 | 1 June 2033 - 30 June 2033 | All Hours, All Days | 16.3008 | 1380
| 2033-34 | 1 July 2034 - 30 June 2035 (All Year) | All Hours, All Days | 232.964 | 1695
| 2034-35 | 1 July 2034 - 30 June 2035 (All Year) | All Hours, All Days | 526.0596 | 1835
| 2035-36 | 1 July 2035 - 30 June 2036 (All Year) | All Hours, All Days | 867.0238 | 1905
Tasmania | 2033-34 | 1 July 2033 - 31 August 2033 | 7:00 am - 9:00 pm, All Days | 0.91691 | 685
| 2033-34 | 1 November 2033 - 30 June 2034 | All Hours, All Days | 22.9644 | 685
| 2034-35 | 1 July 2034 - 30 June 2035 (All Year) | All Hours, All Days | 109.0595 | 860
| 2035-36 | 1 July 2035 - 30 June 2036 (All Year) | All Hours, All Days | 301.9396 | 1550
Victoria | 2031-32 | 1 July 2031 - 30 September 2031 | All Hours, All Days | 12.1406 | 2160
| 2031-32 | 1 June 2032 - 30 June 2032 | 7:00 am - 9:00 pm, All Days | 3.3543 | 2160
| 2032-33 | 1 July 2032 - 31 October 2031 | All Hours, All Days | 41.6093 | 3005
| 2032-33 | 1 June 2033 - 30 June 2033 | All Hours, All Days | 41.2871 | 3005
| 2033-34 | 1 July 2034 - 30 June 2035 (All Year) | All Hours, All Days | 990.1714 | 3790
| 2034-35 | 1 July 2034 - 30 June 2035 (All Year) | All Hours, All Days | 1937.9437 | 4075
| 2035-36 | 1 July 2035 - 30 June 2036 (All Year) | All Hours, All Days | 6214.0487 | 4630

## One-in-two-year peak demand
Retailer Reliability Obligation - one-in-two-year peak demand forecast
Data shows AEMO’s one-in-two-year peak demand forecast in the reliability forecasts in accordance with clause 4A.A.3 of the National Electricity Rules, alongside key adjustment components
that ensure the value is comparable with demand as published operationally.
Values are rounded to the nearest integer.
For further information, see Appendix A1 of the 2026 ESOO.
Region | Financial year | Operational ‘sent out’ 50% POE maximum demand | Auxiliaries | Forecast demand flexibility | 30-minute to 5‑minute maximum demand adjustment | One-in-two-year peak demand forecast
New South Wales | 2026-27 | 13168.976 | 389 | -100 | 45.0709 | 13502.6682
| 2027-28 | 13371.1944 | 378 | -93 | 45.0709 | 13701.3664
| 2028-29 | 13625.781 | 342 | -82 | 45.0709 | 13930.6395
| 2029-30 | 13906.6025 | 223 | -88 | 45.0709 | 14086.8013
| 2030-31 | 14264.999 | 155 | -80 | 45.0709 | 14384.8307
Queensland | 2026-27 | 10375.1305 | 442 | -147 | 30.3576 | 10700.8497
| 2027-28 | 10524.313 | 429 | -140 | 30.3576 | 10843.2351
| 2028-29 | 10689.1919 | 396 | -121 | 30.3576 | 10994.6613
| 2029-30 | 10905.5868 | 313 | -114 | 30.3576 | 11135.3803
| 2030-31 | 11375.7347 | 337 | -81 | 30.3576 | 11662.0304
South Australia | 2026-27 | 3080.3833 | 38 | -14 | 23.2639 | 3127.8387
| 2027-28 | 3113.9875 | 11 | -15 | 23.2639 | 3133.6023
| 2028-29 | 3244.8706 | 7 | -11 | 23.2639 | 3264.0701
| 2029-30 | 3282.0395 | 7 | -7 | 23.2639 | 3305.6338
| 2030-31 | 3548.6792 | 7 | -4 | 23.2639 | 3574.6828
Tasmania | 2026-27 | 1713.5849 | 17 | 0 | 7.4141 | 1737.9844
| 2027-28 | 1820.8357 | 18 | 0 | 7.4141 | 1846.2498
| 2028-29 | 1870.5716 | 18 | 0 | 7.4141 | 1895.9857
| 2029-30 | 1921.2595 | 16 | 0 | 7.4141 | 1944.6619
| 2030-31 | 1969.2663 | 16 | 0 | 7.4141 | 1992.6324
Victoria | 2026-27 | 10311.8971 | 349 | -392 | 99.7606 | 10368.7112
| 2027-28 | 10487.9484 | 352 | -395 | 99.7606 | 10545.1035
| 2028-29 | 10704.8896 | 275 | -397 | 99.7606 | 10682.2998
| 2029-30 | 10928.9679 | 208 | -360 | 99.7606 | 10877.1301
| 2030-31 | 11288.0617 | 170 | -334 | 99.7606 | 11223.7822

## Residual Demand
Residual demand values and density, as function of USE
Data shows 2029-30 and 2033-34 residual demand outcomes against average unserved energy, and residual demand distribtution frequency for the Committed and Anticipated Developments reliability assessment in the 2026 ESOO.
For additional information, see Chapter 6 of the 2026 ESOO.
Residual demand frequency, Committed and Anticipated Developments, in 2029-30 forecast year | [5 empty] | USE grouped into residual demand, Committed and Anticipated Developments, in 2029-30 forecast year
Residual demand range | New South Wales | Queensland | South Australia | Tasmania | Victoria | Residual demand range | New South Wales | Queensland | South Australia | Tasmania | Victoria
Less than 500 | 4.761% | 9.766% | 74.45% | 89.85% | 11.31% | Less than 500 | 0 | 0 | 0 | 1.2871e-07 | 0
500 to 1000 | 1.851% | 3.654% | 17.28% | 8.861% | 3.038% | 500 to 1000 | 0 | 0 | 0 | 0 | 0
1000 to 1500 | 2.098% | 3.923% | 6.446% | 1.281% | 3.086% | 1000 to 1500 | 0 | 0 | 0.00037928 | 0 | 0
1500 to 2000 | 2.326% | 3.879% | 1.567% | 0.009037% | 3.196% | 1500 to 2000 | 0 | 0 | 0 | 0.00054309 | 0
2000 to 2500 | 2.531% | 3.635% | 0.2293% | 0% | 3.495% | 2000 to 2500 | 0 | 0 | 0.0021009 | 0 | 0
2500 to 3000 | 2.706% | 3.479% | 0.02426% | 0% | 3.945% | 2500 to 3000 | 0 | 0 | 0.09967 | 0 | 0
3000 to 3500 | 2.778% | 3.846% | 0% | 0% | 6.424% | 3000 to 3500 | 0 | 0 | 0.77264 | 0 | 0
3500 to 4000 | 2.884% | 5.6% | 0% | 0% | 11.23% | 3500 to 4000 | 0 | 0 | 0 | 0 | 0
4000 to 4500 | 2.936% | 9.096% | 0% | 0% | 14.61% | 4000 to 4500 | 0 | 0 | 0 | 0 | 0
4500 to 5000 | 3.112% | 13.11% | 0% | 0% | 13.3% | 4500 to 5000 | 0 | 0 | 0 | 0 | 0.0031554
5000 to 5500 | 4.014% | 12.93% | 0% | 0% | 9.372% | 5000 to 5500 | 3.9688e-05 | 0.0025699 | 0 | 0 | 0.00038482
5500 to 6000 | 6.574% | 10.01% | 0% | 0% | 6.258% | 5500 to 6000 | 0.0036136 | 0 | 0 | 0 | 0.047926
6000 to 6500 | 9.472% | 7.812% | 0% | 0% | 4.332% | 6000 to 6500 | 0.009995 | 0.0039341 | 0 | 0 | 0.0043063
6500 to 7000 | 10.66% | 5.207% | 0% | 0% | 2.829% | 6500 to 7000 | 0.041751 | 0.0018843 | 0 | 0 | 0.13966
7000 to 7500 | 10.12% | 2.604% | 0% | 0% | 1.832% | 7000 to 7500 | 0.074015 | 0.053963 | 0 | 0 | 0.26848
7500 to 8000 | 8.788% | 0.9223% | 0% | 0% | 1.033% | 7500 to 8000 | 0.16224 | 0.12006 | 0 | 0 | 0.21506
8000 to 8500 | 6.726% | 0.3035% | 0% | 0% | 0.479% | 8000 to 8500 | 0.12876 | 1.1697 | 0 | 0 | 1.0422
8500 to 9000 | 4.931% | 0.1194% | 0% | 0% | 0.1536% | 8500 to 9000 | 0.26279 | 2.239 | 0 | 0 | 1.2687
9000 to 9500 | 3.596% | 0.06041% | 0% | 0% | 0.0585% | 9000 to 9500 | 0.20755 | 8.6902 | 0 | 0 | 0.53715
9500 to 10000 | 2.558% | 0.03234% | 0% | 0% | 0.03044% | 9500 to 10000 | 0.46266 | 20.7229 | 0 | 0 | 15.9825
10000 to 10500 | 1.784% | 0.01189% | 0% | 0% | 0.005708% | 10000 to 10500 | 0.54059 | 19.9462 | 0 | 0 | 26.8719
10500 to 11000 | 1.246% | 0.0004756% | 0% | 0% | 0% | 10500 to 11000 | 1.8416 | 40.6011 | 0 | 0 | 3.8534
11000 to 11500 | 0.7558% | 0% | 0% | 0% | 0% | 11000 to 11500 | 1.5056 | 0 | 0 | 0 | 0
11500 to 12000 | 0.478% | 0% | 0% | 0% | 0% | 11500 to 12000 | 4.319 | 0 | 0 | 0 | 0
12000 to 12500 | 0.2117% | 0% | 0% | 0% | 0% | 12000 to 12500 | 10.1235 | 0 | 0 | 0 | 0
12500 to 13000 | 0.07705% | 0% | 0% | 0% | 0% | 12500 to 13000 | 15.5558 | 0 | 0 | 0 | 0
13000 to 13500 | 0.02664% | 0% | 0% | 0% | 0% | 13000 to 13500 | 23.2993 | 0 | 0 | 0 | 0
13500 to 14000 | 0.0009513% | 0% | 0% | 0% | 0% | 13500 to 14000 | 54.6341 | 0 | 0 | 0 | 0
14000 to 14500 | 0% | 0% | 0% | 0% | 0% | 14000 to 14500 | 0 | 0 | 0 | 0 | 0
14500 to 15000 | 0% | 0% | 0% | 0% | 0% | 14500 to 15000 | 0 | 0 | 0 | 0 | 0
Residual demand frequency, Committed and Anticipated Developments, in 2033-34 forecast year | [5 empty] | USE grouped into residual demand, Committed and Anticipated Developments, in 2033-34 forecast year
Residual demand range | New South Wales | Queensland | South Australia | Tasmania | Victoria | Residual demand range | New South Wales | Queensland | South Australia | Tasmania | Victoria
Less than 500 | 6.039% | 9.886% | 63.08% | 90.66% | 10.66% | Less than 500 | 0 | 0 | 15.0414 | 0.25829 | 0
500 to 1000 | 1.484% | 2.968% | 17.42% | 8.082% | 2.603% | 500 to 1000 | 0.15108 | 0 | 22.1306 | 0.65685 | 0
1000 to 1500 | 1.564% | 3.39% | 13.66% | 1.199% | 3.071% | 1000 to 1500 | 2.4525 | 0 | 60.7948 | 5.917 | 0
1500 to 2000 | 1.906% | 3.368% | 4.772% | 0.05708% | 2.808% | 1500 to 2000 | 6.4697 | 0 | 201.3131 | 140.8605 | 0
2000 to 2500 | 2.1% | 3.368% | 0.9361% | 0% | 3.436% | 2000 to 2500 | 5.8761 | 0 | 622.8487 | 0 | 0
2500 to 3000 | 1.952% | 2.74% | 0.1256% | 0% | 2.774% | 2500 to 3000 | 11.2178 | 0 | 1033.3212 | 0 | 0.074576
3000 to 3500 | 2.203% | 2.865% | 0% | 0% | 2.865% | 3000 to 3500 | 7.7431 | 0 | 0 | 0 | 1.8163
3500 to 4000 | 2.089% | 2.934% | 0% | 0% | 4.304% | 3500 to 4000 | 46.8371 | 0 | 0 | 0 | 4.5029
4000 to 4500 | 2.215% | 3.836% | 0% | 0% | 7.192% | 4000 to 4500 | 76.4727 | 0 | 0 | 0 | 13.1879
4500 to 5000 | 2.626% | 5.582% | 0% | 0% | 10.51% | 4500 to 5000 | 95.7464 | 0.063569 | 0 | 0 | 25.1223
5000 to 5500 | 2.648% | 9.749% | 0% | 0% | 13.33% | 5000 to 5500 | 230.6048 | 0.22984 | 0 | 0 | 63.1231
5500 to 6000 | 2.26% | 12.17% | 0% | 0% | 12.04% | 5500 to 6000 | 326.248 | 0.61898 | 0 | 0 | 95.0081
6000 to 6500 | 3.288% | 12.28% | 0% | 0% | 8.642% | 6000 to 6500 | 362.795 | 1.0708 | 0 | 0 | 129.8026
6500 to 7000 | 4.806% | 9.486% | 0% | 0% | 5.811% | 6500 to 7000 | 362.2043 | 3.1523 | 0 | 0 | 241.3827
7000 to 7500 | 6.884% | 7.055% | 0% | 0% | 3.824% | 7000 to 7500 | 618.3967 | 3.908 | 0 | 0 | 343.7384
7500 to 8000 | 9.144% | 4.338% | 0% | 0% | 2.66% | 7500 to 8000 | 841.6523 | 3.6327 | 0 | 0 | 749.1047
8000 to 8500 | 10.46% | 2.272% | 0% | 0% | 1.541% | 8000 to 8500 | 1165.525 | 21.5007 | 0 | 0 | 1206.8881
8500 to 9000 | 9.418% | 1.062% | 0% | 0% | 1.005% | 8500 to 9000 | 1387.6762 | 29.2936 | 0 | 0 | 1816.2394
9000 to 9500 | 7.957% | 0.3995% | 0% | 0% | 0.5936% | 9000 to 9500 | 1449.301 | 86.4542 | 0 | 0 | 2354.495
9500 to 10000 | 6.233% | 0.1598% | 0% | 0% | 0.2511% | 9500 to 10000 | 1640.78 | 8.2479 | 0 | 0 | 2639.6229
10000 to 10500 | 4.167% | 0.06849% | 0% | 0% | 0.05708% | 10000 to 10500 | 1916.0316 | 40.0005 | 0 | 0 | 2564.6524
10500 to 11000 | 3.196% | 0.02283% | 0% | 0% | 0.01142% | 10500 to 11000 | 2289.0935 | 55.5347 | 0 | 0 | 3077.491
11000 to 11500 | 2.021% | 0% | 0% | 0% | 0% | 11000 to 11500 | 2685.9555 | 0 | 0 | 0 | 0
11500 to 12000 | 1.427% | 0% | 0% | 0% | 0% | 11500 to 12000 | 2723.9509 | 0 | 0 | 0 | 0
12000 to 12500 | 0.8904% | 0% | 0% | 0% | 0% | 12000 to 12500 | 3433.4645 | 0 | 0 | 0 | 0
12500 to 13000 | 0.5708% | 0% | 0% | 0% | 0% | 12500 to 13000 | 3724.0693 | 0 | 0 | 0 | 0
13000 to 13500 | 0.2626% | 0% | 0% | 0% | 0% | 13000 to 13500 | 4119.8805 | 0 | 0 | 0 | 0
13500 to 14000 | 0.09132% | 0% | 0% | 0% | 0% | 13500 to 14000 | 4087.4015 | 0 | 0 | 0 | 0
14000 to 14500 | 0.06849% | 0% | 0% | 0% | 0% | 14000 to 14500 | 5056.7909 | 0 | 0 | 0 | 0
14500 to 15000 | 0.03425% | 0% | 0% | 0% | 0% | 14500 to 15000 | 4901.5457 | 0 | 0 | 0 | 0
Residual demand frequency and against average USE, New South Wales
Residual demand frequency and against average USE, Queensland
Residual demand frequency and against average USE, South Australia
Residual demand frequency and against average USE, Tasmania
Residual demand frequency and against average USE, Victoria

## Unserved Energy Seasonality
Relative contribution of USE during different seasons, by region
Data shows the relative percentage of seasonal USE for each region for the Government Schemes and Actionable Developments reliability assessment in the 2026 ESOO.
For additional information, see Chapter 6 of the 2026 ESOO.
| New South Wales |  |  |  | Queensland |  |  |  | South Australia |  |  |  | Tasmania |  |  |  | Victoria
| Summer | Shoulder | Winter |  | Summer | Shoulder | Winter |  | Summer | Shoulder | Winter |  | Summer | Shoulder | Winter |  | Summer | Shoulder | Winter
2026-27 | 22.43% | 77.57% | 0% | 2026-27 | 100% | 0% | 0% | 2026-27 | 52.62% | 23.26% | 24.12% | 2026-27 | 0% | 39.31% | 60.69% | 2026-27 | 99.8% | 0% | 0.2033%
2027-28 | 0% | 0% | 0% | 2027-28 | 0% | 0% | 0% | 2027-28 | 0% | 0% | 0% | 2027-28 | 0% | 0% | 0% | 2027-28 | 100% | 0% | 0%
2028-29 | 0% | 0% | 0% | 2028-29 | 0% | 0% | 0% | 2028-29 | 0% | 0% | 0% | 2028-29 | 0% | 0% | 0% | 2028-29 | 18.48% | 0% | 81.52%
2029-30 | 30.38% | 14.11% | 55.51% | 2029-30 | 100% | 0% | 0% | 2029-30 | 0% | 0% | 0% | 2029-30 | 0% | 0% | 100% | 2029-30 | 0% | 0% | 100%
2030-31 | 15.23% | 34.62% | 50.14% | 2030-31 | 0% | 0% | 0% | 2030-31 | 0% | 0% | 0% | 2030-31 | 0% | 0% | 0% | 2030-31 | 0% | 1.452% | 98.55%
2031-32 | 11.07% | 0% | 88.93% | 2031-32 | 0% | 0% | 0% | 2031-32 | 0% | 0% | 0% | 2031-32 | 0% | 0% | 0% | 2031-32 | 0.04896% | 0% | 99.95%
2032-33 | 27.35% | 8.617% | 64.03% | 2032-33 | 100% | 0% | 0% | 2032-33 | 0% | 0% | 100% | 2032-33 | 0% | 0% | 0% | 2032-33 | 1.225% | 1.94% | 96.83%
2033-34 | 0.4681% | 27.35% | 72.19% | 2033-34 | 43.46% | 0% | 56.54% | 2033-34 | 0.09753% | 2.893% | 97.01% | 2033-34 | 0% | 0% | 100% | 2033-34 | 0.7063% | 25.05% | 74.24%
2034-35 | 14.54% | 32.79% | 52.67% | 2034-35 | 15.76% | 46.91% | 37.34% | 2034-35 | 3.324% | 11.84% | 84.84% | 2034-35 | 1.613% | 31.45% | 66.94% | 2034-35 | 7.921% | 32.21% | 59.87%
2035-36 | 27.1% | 34.81% | 38.09% | 2035-36 | 20.43% | 27.59% | 51.98% | 2035-36 | 16.25% | 19.07% | 64.68% | 2035-36 | 19.7% | 37.35% | 42.95% | 2035-36 | 24.6% | 37.7% | 37.7%
Percentage of Unserved Energy by season, New South Wales
Percentage of Unserved Energy by season, Queensland
Percentage of Unserved Energy by season, South Australia
Percentage of Unserved Energy by season, Tasmania
Percentage of Unserved Energy by season, Victoria