{"text_format":"1","workbook":"xlsx","n_sheets":36,"sheets":["Summary","Effective LRET","LRET","GreenPower","ACT Scheme","COP21 Emission Trajectory","DSP","Hydro Storage","Storage Initial Level","Interconnector Capability","Proportioning Factors","Augmentation Options","MRL","Max Capacity Factor","Min Capacity Factors","Installed Capacity","Installed Capacities Wind_Solar","Rated Capacties","Firm Capacity Existing","Firm Capacity New Tech","Firm Capacity New Wind","Build Cost","Battery Build Cost","WACC","Battery Properties","Announced Retirement","End of Technical Life Retiremen","Retirement Costs","Coal Cost","Gas Cost","Heat Rates","FOM","VOM","Emissions Rate","Auxiliaries","MLF"],"not_rendered":{"charts":7,"images":0,"macros":1,"external_links":0,"defined_names":6,"comments":0,"pivot_tables":0},"unopened":[],"bounds":{"document_bytes":16777216,"sheet_cells":100000,"rows_first":2000,"rows_last":500,"rows_between":2000,"halvings":0,"cell_chars":16384,"cell_head_chars":4096},"cells_cut":0,"cells_raw":0,"read":"whole","date_system":"1900"}

{"sheet":"Summary","index":0,"n_rows":40,"n_cols":3,"rows_kept":40,"cut":false,"hidden":false,"merged":[]}
["2016 Planning Studies - Additional Modelling Data and Assumptions Summary"]
["This file presents tables of input data for the 2016 planning studies. It is a compilation of data from a number of sources, and represents the current set of technical data to used in the 2016 NTNDP studies."]
[]
["Table Descriptions"]
["Summary","Description","Sources"]
["Effective LRET","Effective LRET, Green Power and ACT Scheme Trajectories","AEMO's internal study"]
["LRET","Provides information regarding the Large-scale Renewable Energy Target","Clean Energy Regulator"]
["GreenPower","Provides information regarding energy generated to satisfy GreenPower requirements","Clean Energy Regulator"]
["ACT Scheme","Provides information regarding the ACT 90% scheme","Clean Energy Regulator"]
["COP21 Emission Trajectory","28% and 45% Emmission Reduction Trajectories","AEMO's internal study"]
["DSP","Lists commited demand side participation","AEMO National Electricity Forecasting Report"]
["Hydro Storage","Contains information regarding hydroelectric storage inflows","AEMO's internal study"]
["Storage Initial Level","Initial hydro storage level","Bureau of Meteorology and HydroTas"]
["Interconnector Capability","Lists forward and backward interconnector capability","AEMO's internal study"]
["Proportioning Factors","Provides information regarding assumptions used in regard to location of interconnector losses","AEMO's Loss Factors and Regional Boundaries"]
["Augmentation Options","Lists augmentation options","AEMO's internal study"]
["MRL","Minumm Reserve Level","AEMO's internal study"]
["Max Capacity Factors","Maximum Capacity Factors","AEMO's internal study"]
["Min Capacity Factors","Minimum Capacity Factors","AEMO's internal study"]
["Installed Capacity","Installed capacities for scheduled generators","AEMO Generation Information Page"]
["Installed Capacities Wind_Solar","Installed capacities for variable generators","AEMO Generation Information Page"]
["Rated Capacities","Rated capacities for scheduled generators","AEMO Generation Information Page"]
["Firm Capacity Existing","Firm capacity for existing generators","AEMO Generation Information Page"]
["Firm Capacity New Tech","Firm capacity for New Entrants excluding New Entrant Wind","2014 Fuel and Technology Cost Review - Data (ACIL Allen)"]
["Firm Capacity New Wind","Firm capacity for New Entrant Wind","AEMO Generation Information Page"]
["Build Cost","Capital cost for New Entrant generators","Multiple sources"]
["Battery Build Cost","Capital cost for New Entrant large scale batteries","Energy Storage for Commercial Renewable Integration project"]
["WACC","Weighted cost of capital for New Entrant generators","2015 Bloomberg New Energy Outlook"]
["Battery Properties","New Entrant Batteries capacities","Energy Storage for Commercial Renewable Integration project"]
["Announced Retirement","Publicly-announced retirements","Generators' Website"]
["End of Technical Life Retirement","Modelled end-of-technical-life retirement","Generators' Website"]
["Retirement Costs","Retirement costs","2014 Fuel and Technology Cost Review - Data (ACIL Allen)"]
["Coal Cost","Coal cost","2016 Wood Mackenzie Coal Cost Report"]
["Gas Cost","Gas cost","2016 Core Energy Gas Pricing Consultancy Databook (August Update)"]
["Heat Rates","Heat rates","2014 Fuel and Technology Cost Review - Data (ACIL Allen)"]
["FOM","Fixed operating and maintenance cost","2014 Fuel and Technology Cost Review - Data (ACIL Allen)"]
["VOM","Variable operating and maintenance cost","2014 Fuel and Technology Cost Review - Data (ACIL Allen)"]
["Emissions Rate","Emissions Rate","2016 Emissions Factor Assumptions Update"]
["Auxiliaries","Generator Auxiliary","2014 Fuel and Technology Cost Review - Data (ACIL Allen)"]
["MLF","Generator marginal loss factors","AEMO's Loss Factors and Regional Boundaries"]

{"sheet":"Effective LRET","index":1,"n_rows":16,"n_cols":3,"rows_kept":16,"cut":false,"hidden":false,"merged":[]}
["Large-scale Renewable Energy Target"]
["Financial year","LRET Target (GWh)","LRET Penalty Price ($)"]
["2016-17"]
["2017-18",36223]
["2018-19",39754]
["2019-20",41689,87122.486369999999]
["2020-21",45159,85247.051240000001]
["2021-22",44576,83411.987519999995]
["2022-23",44466,81616.426139999996]
["2023-24",44451,79859.516770000002]
["2024-25",44451,78140.427370000005]
["2025-26",44451,76458.343810000006]
["2026-27",44451,74812.46948]
["2027-28",44451,73202.02493]
["2028-29",44451,71626.247480000005]
["2029-30",44451,70084.390889999995]

{"sheet":"LRET","index":2,"n_rows":24,"n_cols":5,"rows_kept":24,"cut":false,"hidden":false,"merged":[]}
["Large-scale Renewable Energy Target"]
["Source: http://ret.cleanenergyregulator.gov.au/About-the-Schemes/lret"]
["Calendar year","Target\n(GWh, Australia)","Target\n(GWh, NEM) 1","Financial year 3","Target\n(GWh, NEM) 4"]
[2014,16950,15085.5]
[2015,18850,16776.5,"2014-15",{"$f":"AVERAGE(C4:C5)","v":15931}]
[2016,21431,19073.59,"2015-16",{"$f":"AVERAGE(C5:C6)","v":17925.044999999998}]
[2017,26031,23167.59,"2016-17",21120.59]
[2018,28637,25486.93,"2017-18",24327.260000000002]
[2019,31224,27789.360000000001,"2018-19",26638.145]
[2020,33850,30126.5,"2019-20",28957.93]
[2021,33000,29370,"2020-21",29748.25]
[2022,33000,29370,"2021-22",29370]
[2023,33000,29370,"2022-23",29370]
[2024,33000,29370,"2023-24",29370]
[2025,33000,29370,"2024-25",29370]
[2026,33000,29370,"2025-26",29370]
[2027,33000,29370,"2026-27",29370]
[2028,33000,29370,"2027-28",29370]
[2029,33000,29370,"2028-29",29370]
["2030 2",33000,29370,"2029-30",29370]
["1. Assumes NEM share of Australia-wide energy consumption of 89%."]
["2. The LRET target is undefined after 2030 "]
["3. LRET targets are defined on a calendar year basis, however modelling is performed on financial year basis"]
["4. A baseline of 14425.98 GWh from existing hydro plants in the NEM is added to the Target (GWh, NEM)."]

{"sheet":"GreenPower","index":3,"n_rows":24,"n_cols":4,"rows_kept":24,"cut":false,"hidden":false,"merged":[]}
["GreenPower"]
["Energy generated to satisfy GreenPower requirements is additional to LRET targets 1,2,3"]
["Calendar Year","Green Power","Financial year","Green Power"]
[2014,1925.6379999999999]
[2015,1482.095,"2014-15",1703.8665000000001]
[2016,1374.731,"2015-16",1428.413]
[2017,1150,"2016-17",1262.3654999999999]
[2018,950,"2017-18",1050]
[2019,750,"2018-19",850]
[2020,540,"2019-20",645]
[2021,320,"2020-21",430]
[2022,130,"2021-22",225]
[2023,100,"2022-23",115]
[2024,100,"2023-24",100]
[2025,100,"2024-25",100]
[2026,100,"2025-26",100]
[2027,100,"2026-27",100]
[2028,100,"2027-28",100]
[2029,100,"2028-29",100]
[2030,100,"2029-30",100]
[]
["1. The uptake of GreenPower has decline over time and the forecast of GreenPower energy is representative of this."]
["2. It is assumed that there will always be a few customers who choose GreenPower."]
["3. The trend is a decline to a floor value of 100 MW."]

{"sheet":"ACT Scheme","index":4,"n_rows":23,"n_cols":8,"rows_kept":23,"cut":false,"hidden":false,"merged":[]}
["ACT 90% Scheme"]
["Energy generated to satisfy ACT 90% Scheme requirements is additional to LRET targets1,2"]
["Calendar Year","ACT 90% Scheme","Financial year","ACT 90% Scheme"]
[2014,20]
[2015,130,"2014-15",75]
[2016,290,"2015-16",210]
[2017,580,"2016-17",435]
[2018,950,"2017-18",765]
[2019,1420,"2018-19",1185]
[2020,1900,"2019-20",1660]
[2021,1900,"2020-21",1900]
[2022,1900,"2021-22",1900]
[2023,1900,"2022-23",1900]
[2024,1900,"2023-24",1900]
[2025,1900,"2024-25",1900]
[2026,1900,"2025-26",1900]
[2027,1900,"2026-27",1900]
[2028,1900,"2027-28",1900]
[2029,1900,"2028-29",1900]
[2030,1900,"2029-30",1900]
[]
["1. The 90% total energy target for 2020 of 1,900 GWh came from Figure 30 of Action Plan 2: A new climate change strategy and action plan for the Australian Capital Territory"]
["2. For years after 2020-21 it is assumed there is no change in energy.",null,null,null,null,null,null,"link"]

{"sheet":"COP21 Emission Trajectory","index":5,"n_rows":26,"n_cols":3,"rows_kept":26,"cut":false,"hidden":false,"merged":[]}
["NEM Emmissions Trajectories"]
["Date From","Total Emission Limit 28%","Total Emission Limit 45%"]
["2020-07-01",161260131,161260131]
["2021-07-01",158445555,155740532.59999999]
["2022-07-01",155630979,150220934.09999999]
["2023-07-01",152816403,144701335.69999999]
["2024-07-01",150001828,139181737.19999999]
["2025-07-01",147187252,133662138.8]
["2026-07-01",144372676,128142540.40000001]
["2027-07-01",141558100,122622941.90000001]
["2028-07-01",138743525,117103343.5]
["2029-07-01",135928949,111583745]
["2030-07-01",133114373,106064146.59999999]
["2031-07-01",130299797,100544548.2]
["2032-07-01",127485221,95024949.719999999]
["2033-07-01",124670645,89505351.280000001]
["2034-07-01",121856069,83985752.840000004]
["2035-07-01",119041493,78466154.400000006]
["2036-07-01",116226917,72946555.959999993]
["2037-07-01",113412341,67426957.519999996]
["2038-07-01",110597765,61907359.079999998]
["2039-07-01",107783189,56387760.640000001]
["2040-07-01",104968613,50868162.200000003]
["2041-07-01",102154037,45348563.759999998]
["2042-07-01",99339461,39828965.32]
["2043-07-01",96524885,34309366.880000003]

{"sheet":"DSP","index":6,"n_rows":19,"n_cols":7,"rows_kept":19,"cut":false,"hidden":false,"merged":[]}
["Estimated available DSP"]
[null,"NSW","QLD","SA","TAS","VIC Summer","VIC Winter"]
["Prices > $300/MWh",38.299999999999997,27.3,15.4,4.9000000000000004,76.7,76.7]
["Prices > $500/MWh",50.2,27.9,16.600000000000001,3.8,79,79]
["Prices > $1000/MWh",53.2,28.6,17.2,4.8,81.5,81.5]
["Prices > $7500/MWh",61,82.6,88.1,15.2,141.80000000000001,85]
["Prices = MPC",248.5,147.5,120.2,43,141.80000000000001,85]
[]
[]
[]
[]
["Estimated DSP for Queensland LNG from 2017-18 1"]
[null,"Low uptake","Medium uptake","High uptake"]
["Prices > $300/MWh",0,0,0]
["Prices > $500/MWh",0,0,0]
["Prices > $1000/MWh",0,0,0]
["Prices > $7500/MWh",0,0,0]
["Prices = MPC",200,300,400]
["1. No DSP from LNG before 2017"]

{"sheet":"Hydro Storage","index":7,"n_rows":40,"n_cols":13,"rows_kept":40,"cut":false,"hidden":false,"merged":[[18,1,18,9],[18,11,18,19],[39,1,39,9],[39,11,39,19]]}
["Hydroelectric Storage Inflows"]
[null,"Jan","Feb","Mar","Apr","May","Jun","Jul","Aug","Sep","Oct","Nov","Dec"]
["Blowering",0,0,0,0,0,0,0,0,6.3375887661206391,24.560348669225373,30.707466427895035,34.320606687419129]
["Eucumbene",328,330,100,328.99999999999994,434,749.99999999999989,748.99999999999989,434,435,434,154,293]
["Fitzroy Falls",0,0,0,0,0,0,0,0,0,0,0,0]
["Guthega",4.5689998014112634,1.6355862415733704,0.30999970362503421,0.84399968818641169,4.0310105424919547,7.2589956051235376,9.3437563934763403,14.754008900730939,20.585008439376793,33.540994784144239,25.29397515243615,14.190000280755761]
["Koombooloomba Dam",15.634049748334311,21.47808209285974,22.57763290400711,16.835863138298059,22.474318490899631,39.995137432303189,35.906463913399122,72.782994718949752,62.68669826610239,50.689937442348779,35.887568637483355,44.46512959795551]
["Kuranda Weir",31.212450910681859,25.258545191491915,29.439947795602802,16.956001860072661,28.701088415305488,27.282195134228157,17.434561555593124,12.539398108399759,30.018866008422062,18.501860412813077,16.349992526362701,12.618375462388091]
["Split Yard Creek Dam",0,0,0,0,0,0,0,0,0,0,0,0]
["Eildon",3.7565051327500187,1.8262096833408958,1.9237770617288996,3.3982780423586392,5.5075828185557754,18.825823674939958,33.713385314139465,45.667824087649329,48.612202541368184,33.396182378770419,16.489436462813156,6.4832755512372113]
["Dartmouth",10.098153630732636,7.6541702405676464,4.1385172665596759,5.0360932724633996,9.6919122310884696,20.948280872790598,32.125226883206437,42.677856380559447,58.765140282512149,50.756593660554344,26.371287181428837,16.708419360562605]
["Derwent",13.300404448751388,11.500349711326388,4.1301255919806943,43.96133680955721,281.43855819639873,263.6880184245689,297.50904687996524,254.9077514275736,537.34634003365295,541.22645802321347,102.55311851274095,118.61360689221067]
["Anthony/Pieman Pond",46.321408576403329,35.551081064143744,45.691389418304581,66.262014945433606,324.15985729795204,211.91644411540651,246.79750480506428,136.41414818452458,323.89984939143511,277.34843382080521,54.56165915217111,103.20313827903334]
["Burbury",9.3002828100291666,14.410438203496804,15.080458577982776,35.271072549433192,131.98401346963971,65.872003085658193,65.061978453816934,35.061066163400277,114.09346944045457,86.552631957852071,5.2901608672101386,42.41128967455235]
["Lake Gordon",23.940728007752497,25.990790347597635,34.331043964333467,69.40211043183055,264.66804822605582,142.99434828022262,156.35475455355484,75.102283767009709,242.05736066317846,191.49582314972957,11.81035913832736,119.5136342609232]
["Great Lake/Trevallyn pond",3.7201131240116663,2.690081802040694,3.7201131240116663,9.270281897738748,197.1659955726183,133.92407246441996,312.48950241697997,143.97437808170957,295.20897693769996,163.68497745651334,92.162802556159988,5.2101584344356935]
["Mersey Forth Pond",7.8902399323795827,8.7602663888016661,10.270312307419305,26.400802815566667,163.68497745651334,141.5443041861858,260.24791381526774,132.98404387932027,272.07827356178871,237.63722625239038,93.11283144535652,60.601842826641658]
[]
[null,"Tasmanian inflows",null,null,null,null,null,null,null,null,null,"Victorian inflows"]
[]
[]
[]
[]
[]
[]
[]
[]
[]
[]
[]
[]
[]
[]
[]
[]
[]
[]
[]
[]
[null,"Snowy inflows",null,null,null,null,null,null,null,null,null,"Queensland inflows"]

{"sheet":"Storage Initial Level","index":8,"n_rows":25,"n_cols":2,"rows_kept":25,"cut":false,"hidden":false,"merged":[]}
["Hydro Storage Initial Reservoir Levels"]
["Storages","Initial Volume (1000 m³)"]
["Blowering",402500]
["Guthega",700]
["Koombooloomba Dam",63000]
["Kuranda Weir",1179]
["Jounama Pondage",19209]
["Murray Pondage",5895]
["Murray2Pondage",701]
["Talbingo",113741]
["Tumut Pondage",31111]
["Tumut2Pondage",788]
["Bendeela Pondage",343]
["Fitzroy Falls",554.4]
["Lake Yarrunga",21600]
["Split Yard Creek Dam",4408]
["Wivenhoe",1145999]
["Anthony-Pieman Pond",167825.1]
["Burbury",131000]
["Derwent",887136]
["Lake Gordon",1334516]
["Mersey Forth Pond",101923]
["Dartmouth",2851380]
["Eildon",1947525]
["Hume Dam",851200]

{"sheet":"Interconnector Capability","index":9,"n_rows":13,"n_cols":4,"rows_kept":13,"cut":false,"hidden":false,"merged":[[10,0,10,6],[12,0,12,6]]}
["Interconnector Transfer Capability"]
["Interconnector","Forward Direction","Forward capability: peak demand periodsa,b (MW)","Reverse Capability: peak demand periodsa,b (MW)"]
["QNI","NSW to QLD",300,1078]
["Terranora","NSW to QLD",107,210]
["VIC-NSW","VIC to NSW",700,400]
["Heywood","VIC to SA",650,650]
["Murraylinkc","VIC to SA",220,200]
["Basslink","TAS to VIC",594,478]
[]
["Notes:"]
["a. Iner-regional transfer capability is represented by a representative single number for long term modelling.  \nIn real time opertion transfer capability is determined by constraint equations. "]
["b. Transfer capability represents with peak demand in the importing region"]
["c. Forward capability limited by thermal limitations in Victoria 220kV tranmission network and reverse capbability limited by thermal limitations in 132kV transmission network in South Australia."]

{"sheet":"Proportioning Factors","index":10,"n_rows":9,"n_cols":3,"rows_kept":9,"cut":false,"hidden":false,"merged":[]}
["Proportioning Factors for Inter-Regional Losses"]
["Notional Interconnector","Proportioning Factor","Region applied to"]
["Queensland - New South Wales (QNI)",0.55000000000000004,"New South Wales"]
["Queensland - New South Wales (Terranora)",0.6,"New South Wales"]
["Victoria - New South Wales",0.39,"New South Wales"]
["Victoria - South Australia (Heywood)",0.77,"Victoria"]
["Victoria - South Australia (Murraylink)",0.82,"Victoria"]
["Tasmania - Victoria (Basslink) 1",0.5,"Victoria"]
["1. Basslink is not a regulated interconnector. A value of 0.5 has been assumed."]

{"sheet":"Augmentation Options","index":11,"n_rows":22,"n_cols":10,"rows_kept":22,"cut":false,"hidden":false,"merged":[[1,9,2,9],[3,0,9,0],[1,3,2,3],[1,0,2,0],[1,5,1,7],[1,8,2,8],[14,0,15,0],[17,0,19,0],[10,0,13,0],[1,1,2,1],[1,2,2,2]]}
["Inteconnector Augmentation Options"]
["Inter-connector","Augmentation Options","Projects","Forward Direction","Notional Limit","Increase from present limit",null,null,"Cost Estimate ($ millions) 2015/16 dollars","Comment and Notes"]
[null,null,null,null,"Forward direction","Reverse direction","Forward direction","Reverse direction"]
["QNI","QNI-Option 1","Uprating of the Northern NSW 330 kV lines and second Armidale SVC","NSW to QLD",618,1257,618,1257,103.42889999999998]
[null,"QNI-Option 2","Series compensation on the Bulli Creek-Dumaresq and Dumaresq-Armidale 330 kV lines (50% series compensation)","NSW to QLD",770,1445,770,1445,185.65487549999995]
[null,"QNI-Option 3"," Series compensation on the Bulli Creek-Dumaresq 330 kV line only (30% series compensation)  \nThis option avoids series compensation of the Armidale - Dumaresq circuits making it lower cost for wind farms to  connect to that double circuit line should they choose to do so in the future","NSW to QLD",752,1371,752,1371,134.45756999999998,"If option 2 is used, option 3 cannot be used."]
[null,"QNI-Option 4","New SVCs at Dumaresq and Tamworth and Switched Shunt Capacitors at Dumaresq, Armidale, and Tamworth substations.","NSW to QLD",770,1394,770,1394,182.24172179999997]
[null,"QNI-Option 5","A second 330 kV HVAC QLD-NSW interconnector (Bayswater-Western Downs)","NSW to QLD",1347,2041,1347,2041,1344.5756999999999]
[null,"QNI-Option 6","A second 330 kV HVAC QLD-NSW interconnector (Armidale-Bulli Creek)","NSW to QLD",770,1593,770,1593,579.20183999999995]
[null,"QNI-Option 7","A 500 kV HVAC QLD-NSW interconnector  (Bayswater-Western Downs)","NSW to QLD",1243,2041,1243,2041,2378.8646999999996]
["VIC-NSW","VIC-NSW Option 1","Second South Morang 500/330 kV transformer, a braking resister at Loy Yang and uprating of the South Morang-Dederang 330 kV circuits","VIC-NSW",870,400,170,0,73.22399999999999]
[null,"VIC-NSW Option 2","Uprate Upper Tumut-Canberra and Upper Tumut-Yass 330 kV lines\nUprate South Morang-Dederang 330 kV lines and series capacitors\nUprate Eildon-Thomastown 220 kV line\nA fourth 300/220 kV Dederang transformer\nSeries compensation on Eildon-Thomastown 220 kV line\nPhase angle regulator on the Bendigo-Shepparton 220 kV line","VIC-NSW",700,550,0,150,217.20068999999998]
[null,"VIC-NSW Option 3","VIC-NSW Option 2 plus\nA third 330/220 kV South Morang transformer\nConnection of Rowville-Thomastown 220 kV line at South Morang\nSeries compensation on Wodonga-Dederang 330 kV line\nPhase angle regulator on the Jindera-Wodonga 330 kV line","VIC-NSW",700,800,0,400,358.89828299999994]
[null,"VIC-NSW Option 4","A double circuit 500 kV line from South Morang to Bannaby","VIC-NSW",3900,3600,3200,3200,3102.8669999999993]
["Heywood","VIC-SA Heywood Option 1","Second 275 kV circuit from Tailem Bend and Tungkillo and\nUprate Heywood and South East 275 kV circuits, and\na SVC at Tailem Bend ","VIC-SA","840 Summer\n920 Winter","840 Summer\n920 Winter","190 (S)\n270 (W)","190 (S)\n270 (W)",91.529999999999987]
[null,"VIC-SA Heywood Option 2","A 500 kV double circuit line from Krongart to Heywood initially operating at 275 kV\nTwo additional 500/275 kV transformers at Heywood\nAdditional reactive power compensation","VIC-SA",2590,2590,1940,1940,930.86009999999987]
["Horsham Link","VIC-SA Option 3","A New  275 kV single circuit line from Tailem Bend to Horsham with a new 275 kV single circuit line from Tailem Bend to Tungkillo","VIC-SA","TBC","TBC","TBC","TBC","TBC","This is option is being considered explicitly as part of the NTNDP. Details to be confirmed outside of this spreadsheet"]
["Murraylink","VIC-SA Murraylink Option 1","Two 15 MVAr shunt capacitor banks in Monash area","VIC - SA","0 Summer\n220 Winter",220,0,220,14.238]
[null,"VIC-SA Murraylink Option 2","Upgrade of Murraylink to 400 MW and new 275kV double circuit line from Robertstown to Berri (200km line and two substations)","VIC-SA","0 Summer\n220 Winter",400,0,400,483.89831438399989]
[null,"VIC-SA Murraylink Option 3","Option 2 + 220kV double circuit line from Shepparton-Kerang-Redcliffs (450km and 3 substations)","VIC-SA",400,400,"400 (S)\n180 (W)",400,865.92329942399977]
["SA-NSW (Riverlink)","SA-NSW Option 1","New interconnector between SA and NSW","NSW-SA",1250,1250,600,600,762.74999999999989,"Cost at high level estimate, suitable for LTs"]
["VIC-TAS","VIC-TAS Option 1","A ±320 kV, 600 MW monopole HVDC (voltage source converter) transmission system between Smithton (Tasmania) and Tyabb (Victoria) and, a 220 kV double circuit line between Sheffield and Smithton in Tasmania.","TAS to VIC",{"$f":"500+600","v":1100},1078,600,600,945.81,"From Hydro Tas/Tas Networks"]

{"sheet":"MRL","index":12,"n_rows":9,"n_cols":4,"rows_kept":9,"cut":false,"hidden":false,"merged":[]}
["Minimum Reseve Level"]
["Region","Minimum Reserve Level (MW)","Date From","Date To"]
["NSW1",673.2,"2012-07-01"]
["QLD1",666.08,"2012-07-01"]
["SA1",273,"2012-07-01"]
["SA1",160,"2017-03-01"]
["SA1",195,"2018-07-01"]
["TAS1",194,"2012-07-01"]
["VIC1",498,"2012-07-01"]

{"sheet":"Max Capacity Factor","index":13,"n_rows":236,"n_cols":3,"rows_kept":236,"cut":false,"hidden":false,"merged":[]}
["Maximum Capacity Factors"]
["Generators","Max Capacity Factor Year (%)","Category"]
["BW01",94.520547949999994,"Black Coal NSW"]
["BW02",94.520547949999994,"Black Coal NSW"]
["BW03",94.520547949999994,"Black Coal NSW"]
["BW04",94.520547949999994,"Black Coal NSW"]
["ER01",94.520547949999994,"Black Coal NSW"]
["ER02",94.520547949999994,"Black Coal NSW"]
["ER03",94.520547949999994,"Black Coal NSW"]
["ER04",94.520547949999994,"Black Coal NSW"]
["LD01",94.520547949999994,"Black Coal NSW"]
["LD02",94.520547949999994,"Black Coal NSW"]
["LD03",94.520547949999994,"Black Coal NSW"]
["LD04",94.520547949999994,"Black Coal NSW"]
["MP1",94.520547949999994,"Black Coal NSW"]
["MP2",94.520547949999994,"Black Coal NSW"]
["REDBANK1",94.520547949999994,"Black Coal NSW"]
["VP5",94.520547949999994,"Black Coal NSW"]
["VP6",94.520547949999994,"Black Coal NSW"]
["WW7",94.520547949999994,"Black Coal NSW"]
["WW8",94.520547949999994,"Black Coal NSW"]
["CALL_B_1",94.520547949999994,"Black Coal QLD"]
["CALL_B_2",94.520547949999994,"Black Coal QLD"]
["CPP_3",94.520547949999994,"Black Coal QLD"]
["CPP_4",94.520547949999994,"Black Coal QLD"]
["GSTONE1",94.520547949999994,"Black Coal QLD"]
["GSTONE2",94.520547949999994,"Black Coal QLD"]
["GSTONE3",94.520547949999994,"Black Coal QLD"]
["GSTONE4",94.520547949999994,"Black Coal QLD"]
["GSTONE5",94.520547949999994,"Black Coal QLD"]
["GSTONE6",94.520547949999994,"Black Coal QLD"]
["KPP_1",94.520547949999994,"Black Coal QLD"]
["MPP_1",94.520547949999994,"Black Coal QLD"]
["MPP_2",94.520547949999994,"Black Coal QLD"]
["STAN-1",94.520547949999994,"Black Coal QLD"]
["STAN-2",94.520547949999994,"Black Coal QLD"]
["STAN-3",94.520547949999994,"Black Coal QLD"]
["STAN-4",94.520547949999994,"Black Coal QLD"]
["TARONG#1",94.520547949999994,"Black Coal QLD"]
["TARONG#2",94.520547949999994,"Black Coal QLD"]
["TARONG#3",94.520547949999994,"Black Coal QLD"]
["TARONG#4",94.520547949999994,"Black Coal QLD"]
["TNPS1",94.520547949999994,"Black Coal QLD"]
["APS",90,"Brown Coal VIC"]
["HWPS1",90,"Brown Coal VIC"]
["HWPS2",90,"Brown Coal VIC"]
["HWPS3",90,"Brown Coal VIC"]
["HWPS4",90,"Brown Coal VIC"]
["HWPS5",90,"Brown Coal VIC"]
["HWPS6",90,"Brown Coal VIC"]
["HWPS7",90,"Brown Coal VIC"]
["HWPS8",90,"Brown Coal VIC"]
["LOYYB1",90,"Brown Coal VIC"]
["LOYYB2",90,"Brown Coal VIC"]
["LYA1",90,"Brown Coal VIC"]
["LYA2",90,"Brown Coal VIC"]
["LYA3",90,"Brown Coal VIC"]
["LYA4",90,"Brown Coal VIC"]
["MOR1",94.520547949999994,"Brown Coal VIC"]
["MOR2",94.520547949999994,"Brown Coal VIC"]
["MOR3",94.520547949999994,"Brown Coal VIC"]
["YWPS1",90,"Brown Coal VIC"]
["YWPS2",90,"Brown Coal VIC"]
["YWPS3",90,"Brown Coal VIC"]
["YWPS4",90,"Brown Coal VIC"]
["NPS1",94.520547949999994,"Brown Coal SA"]
["NPS2",94.520547949999994,"Brown Coal SA"]
["PLAYB-AG1",94.520547949999994,"Brown Coal SA"]
["PLAYB-AG2",94.520547949999994,"Brown Coal SA"]
["PLAYB-AG3",94.520547949999994,"Brown Coal SA"]
["PLAYB-AG4",94.520547949999994,"Brown Coal SA"]
["CG1",98.630136989999997,"Natural Gas NSW"]
["CG2",98.630136989999997,"Natural Gas NSW"]
["CG3",98.630136989999997,"Natural Gas NSW"]
["CG4",98.630136989999997,"Natural Gas NSW"]
["SITHE01",94.520547949999994,"Natural Gas NSW"]
["SITHE02",94.520547949999994,"Natural Gas NSW"]
["SITHE03",94.520547949999994,"Natural Gas NSW"]
["SITHE04",94.520547949999994,"Natural Gas NSW"]
["TALWA1",94.520547949999994,"Natural Gas NSW"]
["URANQ11",98.630136989999997,"Natural Gas NSW"]
["URANQ12",98.630136989999997,"Natural Gas NSW"]
["URANQ13",98.630136989999997,"Natural Gas NSW"]
["URANQ14",98.630136989999997,"Natural Gas NSW"]
["BARCALDN",98.630136989999997,"Natural Gas QLD"]
["BRAEMAR1",98.630136989999997,"Natural Gas QLD"]
["BRAEMAR2",98.630136989999997,"Natural Gas QLD"]
["BRAEMAR3",98.630136989999997,"Natural Gas QLD"]
["BRAEMAR5",98.630136989999997,"Natural Gas QLD"]
["BRAEMAR6",98.630136989999997,"Natural Gas QLD"]
["BRAEMAR7",98.630136989999997,"Natural Gas QLD"]
["CPSA",94.520547949999994,"Natural Gas QLD"]
["DDPS1_GT1",94.520547949999994,"Natural Gas QLD"]
["DDPS1_GT2",94.520547949999994,"Natural Gas QLD"]
["DDPS1_GT3",94.520547949999994,"Natural Gas QLD"]
["DDPS1_ST",94.520547949999994,"Natural Gas QLD"]
["OAKEY1",98.630136989999997,"Natural Gas QLD"]
["OAKEY2",98.630136989999997,"Natural Gas QLD"]
["ROMA_7",98.630136989999997,"Natural Gas QLD"]
["ROMA_8",98.630136989999997,"Natural Gas QLD"]
["SWAN_E",94.520547949999994,"Natural Gas QLD"]
["YABULU",94.520547949999994,"Natural Gas QLD"]
["YABULU2",94.520547949999994,"Natural Gas QLD"]
["YARWUN_1",94.520547949999994,"Natural Gas QLD"]
["AGLSOM01",98.630136989999997,"Natural Gas VIC"]
["AGLSOM02",98.630136989999997,"Natural Gas VIC"]
["AGLSOM03",98.630136989999997,"Natural Gas VIC"]
["AGLSOM04",98.630136989999997,"Natural Gas VIC"]
["BDL01",98.630136989999997,"Natural Gas VIC"]
["BDL02",98.630136989999997,"Natural Gas VIC"]
["JLA01",98.630136989999997,"Natural Gas VIC"]
["JLA02",98.630136989999997,"Natural Gas VIC"]
["JLA03",98.630136989999997,"Natural Gas VIC"]
["JLA04",98.630136989999997,"Natural Gas VIC"]
["JLB01",98.630136989999997,"Natural Gas VIC"]
["JLB02",98.630136989999997,"Natural Gas VIC"]
["JLB03",98.630136989999997,"Natural Gas VIC"]
["Laverton North1",98.630136989999997,"Natural Gas VIC"]
["Laverton North2",98.630136989999997,"Natural Gas VIC"]
["MORTLK11",98.630136989999997,"Natural Gas VIC"]
["MORTLK12",98.630136989999997,"Natural Gas VIC"]
["NPS",99.315068490000002,"Natural Gas VIC"]
["VPGS1",98.630136989999997,"Natural Gas VIC"]
["VPGS2",98.630136989999997,"Natural Gas VIC"]
["VPGS3",98.630136989999997,"Natural Gas VIC"]
["VPGS4",98.630136989999997,"Natural Gas VIC"]
["VPGS5",98.630136989999997,"Natural Gas VIC"]
["VPGS6",98.630136989999997,"Natural Gas VIC"]
["AGLHAL01",98.630136989999997,"Natural Gas SA"]
["AGLHAL02",98.630136989999997,"Natural Gas SA"]
["AGLHAL03",98.630136989999997,"Natural Gas SA"]
["AGLHAL04",98.630136989999997,"Natural Gas SA"]
["AGLHAL05",98.630136989999997,"Natural Gas SA"]
["AGLHAL06",98.630136989999997,"Natural Gas SA"]
["AGLHAL07",98.630136989999997,"Natural Gas SA"]
["AGLHAL08",98.630136989999997,"Natural Gas SA"]
["AGLHAL09",98.630136989999997,"Natural Gas SA"]
["AGLHAL10",98.630136989999997,"Natural Gas SA"]
["AGLHAL11",98.630136989999997,"Natural Gas SA"]
["AGLHAL12",98.630136989999997,"Natural Gas SA"]
["DRYCGT1",98.630136989999997,"Natural Gas SA"]
["DRYCGT2",98.630136989999997,"Natural Gas SA"]
["DRYCGT3",98.630136989999997,"Natural Gas SA"]
["LADBROK1",98.630136989999997,"Natural Gas SA"]
["LADBROK2",98.630136989999997,"Natural Gas SA"]
["MINTARO",98.630136989999997,"Natural Gas SA"]
["OsborneGT",94.520547949999994,"Natural Gas SA"]
["OsborneST",94.520547949999994,"Natural Gas SA"]
["PPCCGTGT1",94.520547949999994,"Natural Gas SA"]
["PPCCGTGT2",94.520547949999994,"Natural Gas SA"]
["PPCCGTST",94.520547949999994,"Natural Gas SA"]
["QPS1",98.630136989999997,"Natural Gas SA"]
["QPS2",98.630136989999997,"Natural Gas SA"]
["QPS3",98.630136989999997,"Natural Gas SA"]
["QPS4",98.630136989999997,"Natural Gas SA"]
["QPS5",98.630136989999997,"Natural Gas SA"]
["TORRA1",99.315068490000002,"Natural Gas SA"]
["TORRA2",99.315068490000002,"Natural Gas SA"]
["TORRA3",99.315068490000002,"Natural Gas SA"]
["TORRA4",99.315068490000002,"Natural Gas SA"]
["TORRB1",99.315068490000002,"Natural Gas SA"]
["TORRB2",99.315068490000002,"Natural Gas SA"]
["TORRB3",99.315068490000002,"Natural Gas SA"]
["TORRB4",99.315068490000002,"Natural Gas SA"]
["BBTHREE1",98.630136989999997,"Natural Gas TAS"]
["BBTHREE2",98.630136989999997,"Natural Gas TAS"]
["BBTHREE3",98.630136989999997,"Natural Gas TAS"]
["TVCC201",94.520547949999994,"Natural Gas TAS"]
["TVPP104",98.630136989999997,"Natural Gas TAS"]
["HVGTS1",98.630136989999997,"Liquid Fuel NSW"]
["HVGTS2",98.630136989999997,"Liquid Fuel NSW"]
["MACKAYGT",98.630136989999997,"Liquid Fuel QLD"]
["MSTUART1",98.630136989999997,"Liquid Fuel QLD"]
["MSTUART2",98.630136989999997,"Liquid Fuel QLD"]
["MSTUART3",98.630136989999997,"Liquid Fuel QLD"]
["ANGAS1",98.082191780000002,"Liquid Fuel SA"]
["ANGAS2",98.082191780000002,"Liquid Fuel SA"]
["Lonsdale",98.082191780000002,"Liquid Fuel SA"]
["POR01-1",98.630136989999997,"Liquid Fuel SA"]
["POR01-2",98.630136989999997,"Liquid Fuel SA"]
["POR01-3",98.630136989999997,"Liquid Fuel SA"]
["PSTAN1",98.082191780000002,"Liquid Fuel SA"]
["SNUG1",98.630136989999997,"Liquid Fuel SA"]
["SNUG2",98.630136989999997,"Liquid Fuel SA"]
["SNUG3",98.630136989999997,"Liquid Fuel SA"]
["CAN OCGT",99.315068490000002,"New Entrant NSW"]
["NCEN CCGT",94.520547949999994,"New Entrant NSW"]
["NCEN CCGT CCS",94.520547949999994,"New Entrant NSW"]
["NCEN OCGT",99.315068490000002,"New Entrant NSW"]
["NNS CCGT",94.520547949999994,"New Entrant NSW"]
["NNS CCGT CCS",94.520547949999994,"New Entrant NSW"]
["NNS Coal SC",91.780821919999994,"New Entrant NSW"]
["NNS Coal SC CCS",91.780821919999994,"New Entrant NSW"]
["NNS OCGT",99.315068490000002,"New Entrant NSW"]
["SWNSW OCGT",99.315068490000002,"New Entrant NSW"]
["CAN Biomass",80,"New Entrant Renewable NSW"]
["NCEN Biomass",80,"New Entrant Renewable NSW"]
["NNS Biomass",80,"New Entrant Renewable NSW"]
["CQ CCGT",94.520547949999994,"New Entrant QLD"]
["CQ CCGT CCS",94.520547949999994,"New Entrant QLD"]
["CQ Coal SC",91.780821919999994,"New Entrant QLD"]
["CQ Coal SC CCS",91.780821919999994,"New Entrant QLD"]
["CQ OCGT",99.315068490000002,"New Entrant QLD"]
["NQ CCGT",94.520547949999994,"New Entrant QLD"]
["NQ CCGT CCS",94.520547949999994,"New Entrant QLD"]
["NQ Coal SC",91.780821919999994,"New Entrant QLD"]
["NQ Coal SC CCS",91.780821919999994,"New Entrant QLD"]
["NQ OCGT",99.315068490000002,"New Entrant QLD"]
["SEQ CCGT",94.520547949999994,"New Entrant QLD"]
["SEQ CCGT CCS",94.520547949999994,"New Entrant QLD"]
["SEQ Coal SC",91.780821919999994,"New Entrant QLD"]
["SEQ Coal SC CCS",91.780821919999994,"New Entrant QLD"]
["SEQ OCGT",99.315068490000002,"New Entrant QLD"]
["SWQ CCGT",94.520547949999994,"New Entrant QLD"]
["SWQ CCGT CCS",94.520547949999994,"New Entrant QLD"]
["SWQ Coal SC",91.780821919999994,"New Entrant QLD"]
["SWQ Coal SC CCS",91.780821919999994,"New Entrant QLD"]
["SWQ OCGT",99.315068490000002,"New Entrant QLD"]
["NQ Biomass",80,"New Entrant Renewable QLD"]
["ADE OCGT",99.315068490000002,"New Entrant SA"]
["NSA OCGT",99.315068490000002,"New Entrant SA"]
["SESA CCGT",94.520547949999994,"New Entrant SA"]
["SESA OCGT",99.315068490000002,"New Entrant SA"]
["SESA Biomass",80,"New Entrant Renewable SA"]
["CVIC OCGT",99.315068490000002,"New Entrant VIC"]
["LV CCGT",94.520547949999994,"New Entrant VIC"]
["LV CCGT CCS",94.520547949999994,"New Entrant VIC"]
["LV Coal SC",91.780821919999994,"New Entrant VIC"]
["LV Coal SC CCS",91.780821919999994,"New Entrant VIC"]
["LV OCGT",99.315068490000002,"New Entrant VIC"]
["MEL OCGT",99.315068490000002,"New Entrant VIC"]
["NVIC OCGT",99.315068490000002,"New Entrant VIC"]
["NVIC Biomass",80,"New Entrant Renewable VIC"]
["TAS CCGT",94.520547949999994,"New Entrant TAS"]
["TAS OCGT",99.315068490000002,"New Entrant TAS"]
["TAS Biomass",80,"New Entrant Renewable TAS"]

{"sheet":"Min Capacity Factors","index":14,"n_rows":64,"n_cols":3,"rows_kept":64,"cut":false,"hidden":false,"merged":[]}
["Minimum Capacities"]
["Generators","Category","Min Capacity Factor Year (%)"]
["BW01","Black Coal NSW",40]
["BW02","Black Coal NSW",40]
["BW03","Black Coal NSW",40]
["BW04","Black Coal NSW",40]
["ER01","Black Coal NSW",40]
["ER02","Black Coal NSW",40]
["ER03","Black Coal NSW",40]
["ER04","Black Coal NSW",40]
["LD01","Black Coal NSW",40]
["LD02","Black Coal NSW",40]
["LD03","Black Coal NSW",40]
["LD04","Black Coal NSW",40]
["MP1","Black Coal NSW",40]
["MP2","Black Coal NSW",40]
["REDBANK1","Black Coal NSW",40]
["VP5","Black Coal NSW",40]
["VP6","Black Coal NSW",40]
["WW7","Black Coal NSW",40]
["WW8","Black Coal NSW",40]
["CALL_B_1","Black Coal QLD",40]
["CALL_B_2","Black Coal QLD",40]
["CPP_3","Black Coal QLD",40]
["CPP_4","Black Coal QLD",40]
["GSTONE1","Black Coal QLD",70]
["GSTONE2","Black Coal QLD",70]
["GSTONE3","Black Coal QLD",70]
["GSTONE4","Black Coal QLD",70]
["GSTONE5","Black Coal QLD",40]
["GSTONE6","Black Coal QLD",40]
["KPP_1","Black Coal QLD",40]
["MPP_1","Black Coal QLD",40]
["MPP_2","Black Coal QLD",40]
["STAN-1","Black Coal QLD",40]
["STAN-2","Black Coal QLD",40]
["STAN-3","Black Coal QLD",40]
["STAN-4","Black Coal QLD",40]
["TARONG#1","Black Coal QLD",40]
["TARONG#2","Black Coal QLD",40]
["TARONG#3","Black Coal QLD",40]
["TARONG#4","Black Coal QLD",40]
["TNPS1","Black Coal QLD",40]
["APS","Brown Coal VIC",40]
["HWPS1","Brown Coal VIC",40]
["HWPS2","Brown Coal VIC",40]
["HWPS3","Brown Coal VIC",40]
["HWPS4","Brown Coal VIC",40]
["HWPS5","Brown Coal VIC",40]
["HWPS6","Brown Coal VIC",40]
["HWPS7","Brown Coal VIC",40]
["HWPS8","Brown Coal VIC",40]
["LOYYB1","Brown Coal VIC",85]
["LOYYB2","Brown Coal VIC",85]
["LYA1","Brown Coal VIC",85]
["LYA2","Brown Coal VIC",85]
["LYA3","Brown Coal VIC",85]
["LYA4","Brown Coal VIC",85]
["MOR1","Brown Coal VIC",40]
["MOR2","Brown Coal VIC",40]
["YWPS1","Brown Coal VIC",75]
["YWPS2","Brown Coal VIC",75]
["YWPS3","Brown Coal VIC",75]
["YWPS4","Brown Coal VIC",75]

{"sheet":"Installed Capacity","index":15,"n_rows":285,"n_cols":2,"rows_kept":285,"cut":false,"hidden":false,"merged":[]}
["Installed Capacity (MW)"]
["Generators","Capacities"]
["BW01",660]
["BW02",660]
["BW03",660]
["BW04",660]
["ER01",720]
["ER02",720]
["ER03",720]
["ER04",720]
["LD01",500]
["LD02",500]
["LD03",500]
["LD04",500]
["MP1",700]
["MP2",700]
["REDBANK1",148]
["VP5",660]
["VP6",660]
["CALL_B_1",350]
["CALL_B_2",350]
["CPP_3",450]
["CPP_4",450]
["GSTONE1",280]
["GSTONE2",280]
["GSTONE3",280]
["GSTONE4",280]
["GSTONE5",280]
["GSTONE6",280]
["KPP_1",744]
["MPP_1",426]
["MPP_2",426]
["STAN-1",365]
["STAN-2",365]
["STAN-3",365]
["STAN-4",365]
["TARONG#1",350]
["TARONG#2",350]
["TARONG#3",350]
["TARONG#4",350]
["TNPS1",450]
["HWPS1",200]
["HWPS2",200]
["HWPS3",200]
["HWPS4",200]
["HWPS5",200]
["HWPS6",200]
["HWPS7",200]
["HWPS8",200]
["LOYYB1",500]
["LOYYB2",500]
["LYA1",560]
["LYA2",500]
["LYA3",560]
["LYA4",560]
["MOR1",84]
["MOR2",30]
["MOR3",75]
["YWPS1",350]
["YWPS2",350]
["YWPS3",375]
["YWPS4",375]
["NPS1",273]
["NPS2",273]
["PLAYB-AG1",60]
["PLAYB-AG2",60]
["PLAYB-AG3",60]
["PLAYB-AG4",60]
["BLOWERNG",80]
["GUTHEGA1",30]
["GUTHEGA2",30]
["HUMENSW",29]
["SHGEN01",40]
["SHGEN02",40]
["SHGEN03",80]
["SHGEN04",80]
["TUMUT1_01",82]
["TUMUT1_02",82]
["TUMUT1_03",82]
["TUMUT1_04",82]
["TUMUT2_01",72]
["TUMUT2_02",72]
["TUMUT2_03",72]
["TUMUT2_04",72]
["TUMUT3_01",250]
["TUMUT3_02",250]
["TUMUT3_03",250]
["TUMUT3_04",250]
["TUMUT3_05",250]
["TUMUT3_06",250]
["BARRON-1",33]
["BARRON-2",33]
["KAREEYA1",21.6]
["KAREEYA2",21.6]
["KAREEYA3",21.6]
["KAREEYA4",21.6]
["W/HOE#1",250]
["W/HOE#2",250]
["BOGONG1",80]
["BOGONG2",80]
["DARTM1",185]
["EILDON1",60]
["EILDON2",60]
["HUMEV",29]
["MCKAY11",25]
["MCKAY12",25]
["MCKAY13",25]
["MCKAY14",25]
["MCKAY15",25]
["MCKAY16",25]
["MURRAY01",95]
["MURRAY02",95]
["MURRAY03",95]
["MURRAY04",95]
["MURRAY05",95]
["MURRAY06",95]
["MURRAY07",95]
["MURRAY08",95]
["MURRAY09",95]
["MURRAY10",95]
["MURRAY11",138]
["MURRAY12",138]
["MURRAY13",138]
["MURRAY14",138]
["WKIEWA1",15]
["WKIEWA2",15]
["BASTYAN",79.900000000000006]
["CA111-1",24]
["CA112-2",24]
["CETHANA",85]
["DEVILS_G",60]
["FISHER",43.2]
["GO181-1",144]
["GO182-2",144]
["GO183-3",144]
["JBUTTERS",144]
["LI111-1",27.9]
["LI112-2",27.9]
["LI113-3",27.9]
["LK_ECHO",32.4]
["LM111-1",51]
["MACKNTSH",79.900000000000006]
["MEADOWBK",40]
["PO161-1",50]
["PO162-2",50]
["PO163-3",50]
["PO164-4",50]
["PO165-5",50]
["PO166-6",50]
["REECE1",115.6]
["REECE2",115.6]
["TA111-1",15]
["TA111-2",15]
["TA111-3",15]
["TA112-4",15]
["TA112-5",15]
["TA112-6",15]
["TR111-1",20]
["TR111-2",20]
["TR112-3",26.5]
["TR112-4",26.5]
["TRIBUTE",82.8]
["TU111-1",25]
["TU112-2",25]
["TU113-3",25]
["TU114-4",25]
["TU115-5",25]
["WI111-1",30.6]
["WY111-1",12.8]
["WY111-2",12.8]
["WY111-3",12.8]
["CG1",181]
["CG2",181]
["CG3",181]
["CG4",181]
["SITHE01",36.299999999999997]
["SITHE02",36.299999999999997]
["SITHE03",36.299999999999997]
["SITHE04",62]
["TALWA1",420]
["URANQ11",166]
["URANQ12",166]
["URANQ13",166]
["URANQ14",166]
["BARCALDN",37]
["BRAEMAR1",168]
["BRAEMAR2",168]
["BRAEMAR3",168]
["BRAEMAR5",173]
["BRAEMAR6",173]
["BRAEMAR7",173]
["CPSA",144]
["DDPS1_GT1",280]
["DDPS1_GT2",121.5]
["DDPS1_GT3",121.5]
["DDPS1_ST",121.5]
["OAKEY1",140.9]
["OAKEY2",140.9]
["ROMA_7",40]
["ROMA_8",40]
["SWAN_E",385]
["YABULU",160]
["YABULU2",84]
["YARWUN_1",180]
["AGLSOM01",40]
["AGLSOM02",40]
["AGLSOM03",40]
["AGLSOM04",40]
["BDL01",47]
["BDL02",47]
["JLA01",53]
["JLA02",53]
["JLA03",53]
["JLA04",53]
["JLB01",76]
["JLB02",76]
["JLB03",76]
["Laverton North1",156]
["Laverton North2",156]
["MORTLK11",283]
["MORTLK12",283]
["NPS",510]
["VPGS1",50]
["VPGS2",50]
["VPGS3",50]
["VPGS4",50]
["VPGS5",50]
["VPGS6",50]
["AGLHAL01",17]
["AGLHAL02",17]
["AGLHAL03",17]
["AGLHAL04",17.3]
["AGLHAL05",17.3]
["AGLHAL06",16.399999999999999]
["AGLHAL07",24.8]
["AGLHAL08",27.5]
["AGLHAL09",24.8]
["AGLHAL10",16.399999999999999]
["AGLHAL11",16.399999999999999]
["AGLHAL12",16.399999999999999]
["DRYCGT1",52]
["DRYCGT2",52]
["DRYCGT3",52]
["LADBROK1",40]
["LADBROK2",40]
["MINTARO",90]
["OsborneGT",118]
["OsborneST",62]
["PPCCGTGT1",0]
["PPCCGTGT2",160]
["PPCCGTST",79]
["QPS1",24]
["QPS2",24]
["QPS3",24]
["QPS4",24]
["QPS5",128]
["TORRA1",120]
["TORRA2",120]
["TORRA3",120]
["TORRA4",120]
["TORRB1",200]
["TORRB2",200]
["TORRB3",200]
["TORRB4",200]
["BBTHREE1",40]
["BBTHREE2",40]
["BBTHREE3",40]
["TVCC201",208]
["TVPP104",58]
["HVGTS1",25]
["HVGTS2",25]
["MACKAYGT",34]
["MSTUART1",146]
["MSTUART2",146]
["MSTUART3",131.5]
["ANGAS1",30]
["ANGAS2",20]
["Lonsdale",21]
["POR01-1",25]
["POR01-2",25]
["POR01-3",23.5]
["PSTAN1",58]
["SNUG1",21]
["SNUG2",21]
["SNUG3",21]

{"sheet":"Installed Capacities Wind_Solar","index":16,"n_rows":49,"n_cols":4,"rows_kept":49,"cut":false,"hidden":false,"merged":[]}
["Installed Capacity (MW)"]
["Child Name","Category","Date From","Capacities"]
["ARARATWF","Wind VIC","2017-05-01",240]
["Bald Hills p1","Wind VIC","2016-07-01",106]
["BLUFF1","Wind SA","2016-07-01",52]
["BOCORWF1","Wind NSW","2016-07-01",113]
["Broken Hill Solar Plant","Solar NSW","2016-07-01",53]
["CAPTL_WF","Wind NSW","2016-07-01",140]
["CATHROCK","Wind SA","2016-07-01",66]
["CHALLHWF","Wind VIC","2016-07-01",52]
["CLEMGPWF","Wind SA","2016-07-01",56]
["CNUNDAWF","Wind SA","2016-07-01",46]
["CULLRGWF","Wind NSW","2016-07-01",30]
["Gullen Range","Wind NSW","2016-07-01",126]
["GUNNING1","Wind NSW","2016-07-01",46]
["HALLWF1","Wind SA","2016-07-01",94]
["HALLWF2","Wind SA","2016-07-01",71]
["Hornsdale","Wind SA","2016-07-01",102]
["KiataWF","Wind VIC","2018-06-01",60]
["LKBONNY1","Wind SA","2016-07-01",80]
["LKBONNY2","Wind SA","2016-07-01",159]
["LKBONNY3","Wind SA","2016-07-01",39]
["MACARTH1","Wind VIC","2016-07-01",420]
["MERCER1","Wind VIC","2016-07-01",131]
["MLWF1","Wind VIC","2016-07-01",19]
["Moree Solar","Solar NSW","2016-07-01",56]
["Mt Gellibrand WF","Wind VIC","2018-06-01",66]
["Mt Gellibrand WF","Wind VIC","2018-12-01",132]
["MTMILLAR","Wind SA","2016-07-01",70]
["MUSSELR1","Wind TAS","2016-07-01",168]
["NBHWF1","Wind SA","2016-07-01",132]
["Nyngan","Solar NSW","2016-07-01",102]
["OAKLAND1","Wind VIC","2016-07-01",67]
["Portland 2","Wind VIC","2016-07-01",51]
["Portland 3","Wind VIC","2016-07-01",51]
["Portland 4","Wind VIC","2016-07-01",47]
["SNOWNTH1","Wind SA","2016-07-01",144]
["SNOWSTH1","Wind SA","2016-07-01",126]
["SNOWTWN1","Wind SA","2016-07-01",98]
["STARHLWF","Wind SA","2016-07-01",33]
["Taralga Wind Farm","Wind NSW","2016-07-01",106]
["WATERL_Stage2_WF","Wind SA","2016-07-01",19]
["WATERLWF","Wind SA","2016-07-01",130]
["WAUBRAWF","Wind VIC","2016-07-01",192]
["WHITEROCKWF","Wind NSW","2017-10-31",175]
["WOODLWN1","Wind NSW","2016-07-01",48]
["WOOLNTH1","Wind TAS","2016-07-01",139]
["WPWF","Wind SA","2016-07-01",90]
["YAMBUKWF","Wind VIC","2016-07-01",30]

{"sheet":"Rated Capacties","index":17,"n_rows":283,"n_cols":22,"rows_kept":283,"cut":false,"hidden":false,"merged":[]}
["Ratings"]
["Generator","Winter 2016","Summer 2016-17","Winter 2017","Summer 2017-18","Winter 2018","Summer 2018-19","Winter 2019","Summer 2019-20","Winter 2020","Summer 2020-21","Winter 2021","Summer 2021-22","Winter 2022","Summer 2022-23","Winter 2023","Summer 2023-24","Winter 2024","Summer 2024-25","Winter 2025","Summer 2025-26","Winter 2026"]
["AGLHAL01",14.45,14.45,14.45,14.45,14.45,14.45,14.45,14.45,14.45,14.45,14.45,14.45,14.45,14.45,14.45,14.45,14.45,14.45,14.45,14.45,14.45]
["AGLHAL02",14.45,14.45,14.45,14.45,14.45,14.45,14.45,14.45,14.45,14.45,14.45,14.45,14.45,14.45,14.45,14.45,14.45,14.45,14.45,14.45,14.45]
["AGLHAL03",14.45,14.45,14.45,14.45,14.45,14.45,14.45,14.45,14.45,14.45,14.45,14.45,14.45,14.45,14.45,14.45,14.45,14.45,14.45,14.45,14.45]
["AGLHAL04",14.45,14.45,14.45,14.45,14.45,14.45,14.45,14.45,14.45,14.45,14.45,14.45,14.45,14.45,14.45,14.45,14.45,14.45,14.45,14.45,14.45]
["AGLHAL05",19.55,19.55,19.55,19.55,19.55,19.55,19.55,19.55,19.55,19.55,19.55,19.55,19.55,19.55,19.55,19.55,19.55,19.55,19.55,19.55,19.55]
["AGLHAL06",14.45,14.45,14.45,14.45,14.45,14.45,14.45,14.45,14.45,14.45,14.45,14.45,14.45,14.45,14.45,14.45,14.45,14.45,14.45,14.45,14.45]
["AGLHAL07",21.24,21.24,21.24,21.24,21.24,21.24,21.24,21.24,21.24,21.24,21.24,21.24,21.24,21.24,21.24,21.24,21.24,21.24,21.24,21.24,21.24]
["AGLHAL08",22.94,22.94,22.94,22.94,22.94,22.94,22.94,22.94,22.94,22.94,22.94,22.94,22.94,22.94,22.94,22.94,22.94,22.94,22.94,22.94,22.94]
["AGLHAL09",21.24,21.24,21.24,21.24,21.24,21.24,21.24,21.24,21.24,21.24,21.24,21.24,21.24,21.24,21.24,21.24,21.24,21.24,21.24,21.24,21.24]
["AGLHAL10",13.6,13.6,13.6,13.6,13.6,13.6,13.6,13.6,13.6,13.6,13.6,13.6,13.6,13.6,13.6,13.6,13.6,13.6,13.6,13.6,13.6]
["AGLHAL11",13.6,13.6,13.6,13.6,13.6,13.6,13.6,13.6,13.6,13.6,13.6,13.6,13.6,13.6,13.6,13.6,13.6,13.6,13.6,13.6,13.6]
["AGLHAL12",13.6,13.6,13.6,13.6,13.6,13.6,13.6,13.6,13.6,13.6,13.6,13.6,13.6,13.6,13.6,13.6,13.6,13.6,13.6,13.6,13.6]
["AGLSOM01",33.380000000000003,33.380000000000003,40.380000000000003,33.380000000000003,40.380000000000003,33.380000000000003,40.380000000000003,33.380000000000003,40.380000000000003,33.380000000000003,40.380000000000003,33.380000000000003,40.380000000000003,33.380000000000003,40.380000000000003,33.380000000000003,40.380000000000003,33.380000000000003,40.380000000000003,33.380000000000003,40.380000000000003]
["AGLSOM02",33.380000000000003,33.380000000000003,40.380000000000003,33.380000000000003,40.380000000000003,33.380000000000003,40.380000000000003,33.380000000000003,40.380000000000003,33.380000000000003,40.380000000000003,33.380000000000003,40.380000000000003,33.380000000000003,40.380000000000003,33.380000000000003,40.380000000000003,33.380000000000003,40.380000000000003,33.380000000000003,40.380000000000003]
["AGLSOM03",33.380000000000003,33.380000000000003,40.380000000000003,33.380000000000003,40.380000000000003,33.380000000000003,40.380000000000003,33.380000000000003,40.380000000000003,33.380000000000003,40.380000000000003,33.380000000000003,40.380000000000003,33.380000000000003,40.380000000000003,33.380000000000003,40.380000000000003,33.380000000000003,40.380000000000003,33.380000000000003,40.380000000000003]
["AGLSOM04",33.380000000000003,33.380000000000003,40.380000000000003,33.380000000000003,40.380000000000003,33.380000000000003,40.380000000000003,33.380000000000003,40.380000000000003,33.380000000000003,40.380000000000003,33.380000000000003,40.380000000000003,33.380000000000003,40.380000000000003,33.380000000000003,40.380000000000003,33.380000000000003,40.380000000000003,33.380000000000003,40.380000000000003]
["ANGAS1",30,30,30,30,30,30,30,30,30,30,30,30,30,30,30,30,30,30,30,30,30]
["ANGAS2",20,20,20,20,20,20,20,20,20,20,20,20,20,20,20,20,20,20,30,20,30]
["APS",0,0,0,0,0,0,0,0,0,0,0,0,0,0,0,0,0,0,0,0,0]
["BARCALDN",34,34,37,34,37,34,37,34,37,34,37,34,37,34,37,34,37,34,37,34,37]
["BARRON-1",33,33,33,33,33,33,33,33,33,33,33,33,33,33,33,33,33,33,33,33,33]
["BARRON-2",33,33,33,33,33,33,33,33,33,33,33,33,33,33,33,33,33,33,33,33,33]
["BASTYAN",81,81,81,81,81,81,81,81,81,81,81,0,81,81,81,81,81,81,81,81,81]
["BBTHREE1",35,35,35,35,35,35,35,35,35,35,35,35,35,35,35,35,35,35,35,35,35]
["BBTHREE2",35,35,35,35,35,35,35,35,35,35,35,35,35,35,35,35,35,35,35,35,35]
["BBTHREE3",35,35,35,35,35,35,35,35,35,35,35,35,35,35,35,35,35,35,35,35,35]
["BDL01",35,35,42,35,42,35,42,35,42,35,42,35,42,35,42,35,42,35,42,35,42]
["BDL02",35,35,42,35,42,35,42,35,42,35,42,35,42,35,42,35,42,35,42,35,42]
["BLOWERNG",80,80,80,80,80,80,80,80,80,80,80,80,80,80,80,80,80,80,80,80,80]
["BOGONG1",70,70,70,70,70,70,70,70,70,70,70,70,70,70,70,70,70,70,70,70,70]
["BOGONG2",70,70,70,70,70,70,70,70,70,70,70,70,70,70,70,70,70,70,70,70,70]
["BRAEMAR1",157,157,168,157,168,157,168,157,168,157,168,157,168,157,168,157,168,157,168,157,168]
["BRAEMAR2",157,157,168,157,168,157,168,157,168,157,168,157,168,157,168,157,168,157,168,157,168]
["BRAEMAR3",157,157,168,157,168,157,168,157,168,157,168,157,168,157,168,157,168,157,168,157,168]
["BRAEMAR5",168,168,173,168,173,168,173,168,173,168,173,168,173,168,173,168,173,168,173,168,173]
["BRAEMAR6",168,168,173,168,173,168,173,168,173,168,173,168,173,168,173,168,173,168,173,168,173]
["BRAEMAR7",168,168,173,168,173,168,173,168,173,168,173,168,173,168,173,168,173,168,173,168,173]
["BW01",675,675,675,675,675,675,675,675,675,675,675,675,675,675,675,675,675,675,675,675,675]
["BW02",675,675,675,675,675,675,675,675,675,675,675,675,675,675,675,675,675,675,675,675,675]
["BW03",675,675,675,675,675,675,675,675,675,675,675,675,675,675,675,675,675,675,675,675,675]
["BW04",675,675,675,675,675,675,675,675,675,675,675,675,675,675,675,675,675,675,675,675,675]
["CA111-1",24,24,24,24,24,0,24,24,24,24,24,24,24,24,24,24,24,24,24,24,24]
["CA112-2",24,24,24,24,24,24,24,0,24,24,24,24,24,24,24,24,24,24,24,24,24]
["CALL_B_1",350,350,350,350,350,350,350,350,350,350,350,350,350,350,350,350,350,350,350,350,350]
["CALL_B_2",350,350,350,350,350,350,350,350,350,350,350,350,350,350,350,350,350,350,350,350,350]
["CETHANA",95,95,95,95,95,95,95,95,95,95,95,0,95,95,95,95,95,95,95,95,95]
["CG1",162,162,181,162,181,162,181,162,181,162,181,162,181,162,181,162,181,162,181,162,181]
["CG2",162,162,181,162,181,162,181,162,181,162,181,162,181,162,181,162,181,162,181,162,181]
["CG3",162,162,181,162,181,162,181,162,181,162,181,162,181,162,181,162,181,162,181,162,181]
["CG4",162,162,181,162,181,162,181,162,181,162,181,162,181,162,181,162,181,162,181,162,181]
["CPP_3",450,450,450,450,450,450,450,450,450,450,450,450,450,450,450,450,450,450,450,450,450]
["CPP_4",450,450,450,450,450,450,450,450,450,450,450,450,450,450,450,450,450,450,450,450,450]
["CPSA",144,144,144,144,144,144,144,144,144,144,144,144,144,144,144,144,144,144,144,144,144]
["DARTM1",177,177,160,177,160,177,160,177,160,177,160,177,160,177,160,177,160,177,160,177,160]
["DDPS1_GT1",109,109,119,109,119,109,119,109,119,109,119,109,119,109,119,109,119,109,119,109,119]
["DDPS1_GT2",109,109,119,109,119,109,119,109,119,109,119,109,119,109,119,109,119,109,119,109,119]
["DDPS1_GT3",109,109,119,109,119,109,119,109,119,109,119,109,119,109,119,109,119,109,119,109,119]
["DDPS1_ST",253,253,276,253,276,253,276,253,276,253,276,253,276,253,276,253,276,253,276,253,276]
["DEVILS_G",63,63,63,0,0,63,63,63,63,63,63,63,63,63,63,63,63,63,63,63,63]
["DRYCGT1",37.299999999999997,37.299999999999997,47.67,37.299999999999997,47.67,37.299999999999997,47.67,37.299999999999997,47.67,37.299999999999997,47.67,37.299999999999997,47.67,37.299999999999997,47.67,37.299999999999997,47.67,37.299999999999997,47.67,37.299999999999997,47.67]
["DRYCGT2",37.299999999999997,37.299999999999997,47.67,37.299999999999997,47.67,37.299999999999997,47.67,37.299999999999997,47.67,37.299999999999997,47.67,37.299999999999997,47.67,37.299999999999997,47.67,37.299999999999997,47.67,37.299999999999997,47.67,37.299999999999997,47.67]
["DRYCGT3",37.4,37.4,47.66,37.4,47.66,37.4,47.66,37.4,47.66,37.4,47.66,37.4,47.66,37.4,47.66,37.4,47.66,37.4,47.66,37.4,47.66]
["EILDON1",50,50,56.5,50,56.5,50,56.5,50,56.5,50,56.5,50,56.5,50,56.5,50,56.5,50,56.5,50,56.5]
["EILDON2",50,50,56.5,50,56.5,50,56.5,50,56.5,50,56.5,50,56.5,50,56.5,50,56.5,50,56.5,50,56.5]
["ER01",720,720,720,720,720,720,720,720,720,720,720,720,720,720,720,720,720,720,720,720,720]
["ER02",720,720,720,720,720,720,720,720,720,720,720,720,720,720,720,720,720,720,720,720,720]
["ER03",720,720,720,720,720,720,720,720,720,720,720,720,720,720,720,720,720,720,720,720,720]
["ER04",720,720,720,720,720,720,720,720,720,720,720,720,720,720,720,720,720,720,720,720,720]
["FISHER",0,0,46,46,46,46,46,46,46,46,46,46,46,46,46,46,46,46,46,46,46]
["GO181-1",118,118,118,118,118,118,118,118,118,0,118,118,118,118,118,118,118,118,118,118,118]
["GO182-2",118,118,118,118,118,118,118,0,118,118,118,118,118,118,118,118,118,118,118,118,118]
["GO183-3",118,118,118,118,118,0,118,118,118,118,118,118,118,118,118,118,118,118,118,118,118]
["GSTONE1",280,280,280,280,280,280,280,280,280,280,280,280,280,280,280,280,280,280,280,280,280]
["GSTONE2",280,280,280,280,280,280,280,280,280,280,280,280,280,280,280,280,280,280,280,280,280]
["GSTONE3",280,280,280,280,280,280,280,280,280,280,280,280,280,280,280,280,280,280,280,280,280]
["GSTONE4",280,280,280,280,280,280,280,280,280,280,280,280,280,280,280,280,280,280,280,280,280]
["GSTONE5",280,280,280,280,280,280,280,280,280,280,280,280,280,280,280,280,280,280,280,280,280]
["GSTONE6",280,280,280,280,280,280,280,280,280,280,280,280,280,280,280,280,280,280,280,280,280]
["GUTHEGA1",34,34,34,0,34,34,34,34,34,34,34,34,34,34,34,34,34,34,34,34,34]
["GUTHEGA2",34,34,34,34,34,34,34,34,34,34,34,0,34,34,34,34,34,34,34,34,34]
["HUMENSW",29,29,0,29,0,29,0,29,0,29,0,29,0,29,0,29,0,29,0,29,0]
["HUMEV",29,29,0,29,0,29,0,29,0,29,0,29,0,29,0,29,0,29,0,29,0]
["HVGTS1",22,22,25,22,25,22,25,22,25,22,25,22,25,22,25,22,25,22,25,22,25]
["HVGTS2",22,22,25,22,25,22,25,22,25,22,25,22,25,22,25,22,25,22,25,22,25]
["HWPS1",200,200,200,200,200,200,200,200,200,200,200,200,200,200,200,200,200,200,200,200,200]
["HWPS2",200,200,200,200,200,200,200,200,200,200,200,200,200,200,200,200,200,200,200,200,200]
["HWPS3",200,200,200,200,200,200,200,200,200,200,200,200,200,200,200,200,200,200,200,200,200]
["HWPS4",200,200,200,200,200,200,200,200,200,200,200,200,200,200,200,200,200,200,200,200,200]
["HWPS5",200,200,200,200,200,200,200,200,200,200,200,200,200,200,200,200,200,200,200,200,200]
["HWPS6",200,200,200,200,200,200,200,200,200,200,200,200,200,200,200,200,200,200,200,200,200]
["HWPS7",200,200,200,200,200,200,200,200,200,200,200,200,200,200,200,200,200,200,200,200,200]
["HWPS8",200,200,200,200,200,200,200,200,200,200,200,200,200,200,200,200,200,200,200,200,200]
["JBUTTERS",140,140,140,140,140,140,140,140,140,140,140,140,140,140,140,140,140,0,0,140,140]
["JLA01",48,48,56,48,56,48,56,48,56,48,56,48,56,48,56,48,56,48,56,48,56]
["JLA02",48,48,56,48,56,48,56,48,56,48,56,48,56,48,56,48,56,48,56,48,56]
["JLA03",48,48,56,48,56,48,56,48,56,48,56,48,56,48,56,48,56,48,56,48,56]
["JLA04",48,48,56,48,56,48,56,48,56,48,56,48,56,48,56,48,56,48,56,48,56]
["JLB01",72,72,85,72,85,72,85,72,85,72,85,72,85,72,85,72,85,72,85,72,85]
["JLB02",72,72,85,72,85,72,85,72,85,72,85,72,85,72,85,72,85,72,85,72,85]
["JLB03",72,72,85,72,85,72,85,72,85,72,85,72,85,72,85,72,85,72,85,72,85]
["KAREEYA1",21.6,21.6,21.6,21.6,21.6,21.6,21.6,21.6,21.6,21.6,21.6,21.6,21.6,21.6,21.6,21.6,21.6,21.6,21.6,21.6,21.6]
["KAREEYA2",21.6,21.6,21.6,21.6,21.6,21.6,21.6,21.6,21.6,21.6,21.6,21.6,21.6,21.6,21.6,21.6,21.6,21.6,21.6,21.6,21.6]
["KAREEYA3",21.6,21.6,21.6,21.6,21.6,21.6,21.6,21.6,21.6,21.6,21.6,21.6,21.6,21.6,21.6,21.6,21.6,21.6,21.6,21.6,21.6]
["KAREEYA4",21.6,21.6,21.6,21.6,21.6,21.6,21.6,21.6,21.6,21.6,21.6,21.6,21.6,21.6,21.6,21.6,21.6,21.6,21.6,21.6,21.6]
["KPP_1",730,730,744,730,744,730,744,730,744,730,744,730,744,730,744,730,744,730,744,730,744]
["LADBROK1",34,34,42,34,42,34,42,34,42,34,42,34,42,34,42,34,42,34,42,34,42]
["LADBROK2",34,34,42,34,42,34,42,34,42,34,42,34,42,34,42,34,42,34,42,34,42]
["Laverton North1",150,150,170,150,170,150,170,150,170,150,170,150,170,150,170,150,170,150,170,150,170]
["Laverton North2",150,150,170,150,170,150,170,150,170,150,170,150,170,150,170,150,170,150,170,150,170]
["LD01",505,505,505,505,505,505,505,505,505,505,505,505,0,0,0,0,0,0,0,0,0]
["LD02",505,505,505,505,505,505,505,505,505,505,505,505,0,0,0,0,0,0,0,0,0]
["LD03",505,505,505,505,505,505,505,505,505,505,505,505,0,0,0,0,0,0,0,0,0]
["LD04",505,505,505,505,505,505,505,505,505,505,505,505,0,0,0,0,0,0,0,0,0]
["LI111-1",0,0,29.1,29.1,29.1,29.1,29.1,29.1,29.1,29.1,29.1,29.1,29.1,29.1,29.1,29.1,29.1,29.1,29.1,29.1,29.1]
["LI112-2",29.1,29.1,29.1,0,29.1,29.1,29.1,29.1,29.1,29.1,29.1,29.1,29.1,29.1,29.1,29.1,29.1,29.1,29.1,29.1,29.1]
["LI113-3",29.1,29.1,29.1,29.1,29.1,0,29.1,29.1,29.1,29.1,29.1,29.1,29.1,29.1,29.1,29.1,29.1,29.1,29.1,29.1,29.1]
["LK_ECHO",30,30,30,30,30,30,0,30,0,30,30,30,30,30,30,30,0,30,30,30,30]
["LM111-1",54,54,54,54,54,54,54,0,54,54,54,54,54,54,54,54,54,54,54,54,54]
["Lonsdale",21,21,21,21,21,21,21,21,21,21,21,21,21,21,21,21,21,21,21,21,21]
["LOYYB1",490,490,535,490,535,490,535,490,535,490,535,490,535,490,535,490,535,490,535,490,535]
["LOYYB2",490,490,535,490,535,490,535,490,535,490,535,490,535,490,535,490,535,490,535,490,535]
["LYA1",520,520,570,520,570,520,570,520,570,520,570,520,570,520,570,520,570,520,570,520,570]
["LYA2",500,500,500,500,500,500,500,500,500,500,500,500,500,500,500,500,500,500,500,500,500]
["LYA3",525,525,570,525,570,525,570,525,570,525,570,525,570,525,570,525,570,525,570,525,570]
["LYA4",525,525,570,525,570,525,570,525,570,525,570,525,570,525,570,525,570,525,570,525,570]
["MACKAYGT",34,34,34,34,34,34,34,34,34,34,34,34,34,34,34,34,34,34,34,34,34]
["MACKNTSH",81,81,81,81,81,81,81,81,81,81,81,81,81,0,81,81,81,81,81,81,81]
["MCKAY11",26.666666670000001,26.666666670000001,26.666666670000001,26.666666670000001,26.666666670000001,26.666666670000001,26.666666670000001,26.666666670000001,26.666666670000001,26.666666670000001,26.666666670000001,26.666666670000001,26.666666670000001,26.666666670000001,26.666666670000001,26.666666670000001,26.666666670000001,26.666666670000001,26.666666670000001,26.666666670000001,26.666666670000001]
["MCKAY12",26.666666670000001,26.666666670000001,26.666666670000001,26.666666670000001,26.666666670000001,26.666666670000001,26.666666670000001,26.666666670000001,26.666666670000001,26.666666670000001,26.666666670000001,26.666666670000001,26.666666670000001,26.666666670000001,26.666666670000001,26.666666670000001,26.666666670000001,26.666666670000001,26.666666670000001,26.666666670000001,26.666666670000001]
["MCKAY13",26.666666670000001,26.666666670000001,26.666666670000001,26.666666670000001,26.666666670000001,26.666666670000001,26.666666670000001,26.666666670000001,26.666666670000001,26.666666670000001,26.666666670000001,26.666666670000001,26.666666670000001,26.666666670000001,26.666666670000001,26.666666670000001,26.666666670000001,26.666666670000001,26.666666670000001,26.666666670000001,26.666666670000001]
["MCKAY14",26.666666670000001,26.666666670000001,26.666666670000001,26.666666670000001,26.666666670000001,26.666666670000001,26.666666670000001,26.666666670000001,26.666666670000001,26.666666670000001,26.666666670000001,26.666666670000001,26.666666670000001,26.666666670000001,26.666666670000001,26.666666670000001,26.666666670000001,26.666666670000001,26.666666670000001,26.666666670000001,26.666666670000001]
["MCKAY15",26.666666670000001,26.666666670000001,26.666666670000001,26.666666670000001,26.666666670000001,26.666666670000001,26.666666670000001,26.666666670000001,26.666666670000001,26.666666670000001,26.666666670000001,26.666666670000001,26.666666670000001,26.666666670000001,26.666666670000001,26.666666670000001,26.666666670000001,26.666666670000001,26.666666670000001,26.666666670000001,26.666666670000001]
["MCKAY16",26.666666670000001,26.666666670000001,26.666666670000001,26.666666670000001,26.666666670000001,26.666666670000001,26.666666670000001,26.666666670000001,26.666666670000001,26.666666670000001,26.666666670000001,26.666666670000001,26.666666670000001,26.666666670000001,26.666666670000001,26.666666670000001,26.666666670000001,26.666666670000001,26.666666670000001,26.666666670000001,26.666666670000001]
["MEADOWBK",41,41,41,41,41,41,41,41,41,41,41,41,41,41,41,41,41,41,41,41,41]
["MINTARO",68,68,90,68,90,68,90,68,90,68,90,68,90,68,90,68,90,68,90,68,90]
["MORTLK11",259,259,292,259,292,259,292,259,292,259,292,259,292,259,292,259,292,259,292,259,292]
["MORTLK12",259,259,292,259,292,259,292,259,292,259,292,259,292,259,292,259,292,259,292,259,292]
["MP1",680,680,700,680,700,680,700,680,700,680,700,680,700,680,700,680,700,680,700,680,700]
["MP2",650,650,700,680,700,680,700,680,700,680,700,680,700,680,700,680,700,680,700,680,700]
["MPP_1",380,380,426,380,426,380,426,380,426,380,426,380,426,380,426,380,426,380,426,380,426]
["MPP_2",380,380,426,380,426,380,426,380,426,380,426,380,426,380,426,380,426,380,426,380,426]
["MSTUART1",130,130,144,130,144,130,144,130,144,130,144,130,144,130,144,130,144,130,144,130,144]
["MSTUART2",130,130,144,130,144,130,144,130,144,130,144,130,144,130,144,130,144,130,144,130,144]
["MSTUART3",119.2,119.2,131,119.2,131,119.2,131,119.2,131,119.2,131,119.2,131,119.2,131,119.2,131,119.2,131,119.2,131]
["MURRAY01",95,95,95,0,95,95,95,95,95,95,95,95,95,95,95,95,95,95,95,95,95]
["MURRAY02",95,95,95,95,95,95,95,95,95,95,95,95,95,95,95,95,95,95,95,0,95]
["MURRAY03",95,95,95,95,95,95,95,95,95,95,95,0,95,95,95,95,95,95,95,95,95]
["MURRAY04",95,95,95,95,95,95,95,95,95,95,95,95,95,0,95,95,95,95,95,95,95]
["MURRAY05",95,95,95,95,95,95,95,95,95,95,95,95,95,95,95,95,95,95,95,95,95]
["MURRAY06",95,95,95,95,95,95,95,95,95,95,95,95,95,95,95,0,95,95,95,95,95]
["MURRAY07",95,95,95,95,95,95,95,0,95,95,95,95,95,95,95,95,95,95,95,95,95]
["MURRAY08",95,95,95,95,95,95,95,95,95,0,95,95,95,95,95,95,95,95,95,95,95]
["MURRAY09",95,95,95,95,95,0,95,95,95,95,95,95,95,95,95,95,95,95,95,95,95]
["MURRAY10",95,95,95,95,95,95,95,95,95,95,95,95,95,95,95,95,95,0,95,95,95]
["MURRAY11",140,140,140,140,140,140,140,140,0,140,140,140,140,140,140,140,140,140,140,140,140]
["MURRAY12",140,140,140,140,140,140,140,140,140,140,0,140,140,140,140,140,140,140,140,140,140]
["MURRAY13",140,140,140,140,140,140,140,140,140,140,140,140,0,140,140,140,140,140,140,140,140]
["MURRAY14",140,140,140,140,140,140,140,140,140,140,140,140,140,140,140,140,140,140,140,140,140]
["NPS",475,475,510,475,510,475,510,475,510,475,510,475,510,475,510,475,510,475,510,475,510]
["NPS1",0,0,0,0,0,0,0,0,0,0,0,0,0,0,0,0,0,0,0,0,0]
["NPS2",0,0,0,0,0,0,0,0,0,0,0,0,0,0,0,0,0,0,0,0,0]
["OAKEY1",140.9,140.9,170,140.9,170,140.9,170,140.9,170,140.9,170,140.9,170,140.9,170,140.9,170,140.9,170,140.9,170]
["OAKEY2",140.9,140.9,170,140.9,170,140.9,170,140.9,170,140.9,170,140.9,170,140.9,170,140.9,170,140.9,170,140.9,170]
["OsborneGT",112,112,123,112,123,112,123,112,123,112,123,112,123,112,123,112,123,112,123,112,123]
["OsborneST",60,60,65,60,65,60,65,60,65,60,65,60,65,60,65,60,65,60,65,60,65]
["PLAYB-AG1",0,0,0,0,0,0,0,0,0,0,0,0,0,0,0,0,0,0,0,0,0]
["PLAYB-AG2",0,0,0,0,0,0,0,0,0,0,0,0,0,0,0,0,0,0,0,0,0]
["PLAYB-AG3",0,0,0,0,0,0,0,0,0,0,0,0,0,0,0,0,0,0,0,0,0]
["PLAYB-AG4",0,0,0,0,0,0,0,0,0,0,0,0,0,0,0,0,0,0,0,0,0]
["PO161-1",57,57,57,57,57,57,57,57,57,57,57,57,57,0,0,57,57,57,57,57,57]
["PO162-2",57,57,57,57,57,57,57,57,57,57,57,0,57,57,57,57,57,57,57,57,57]
["PO163-3",57,57,57,57,57,57,57,57,57,0,57,57,57,57,57,57,57,57,57,57,57]
["PO164-4",57,57,57,57,57,57,57,57,57,57,57,57,57,57,57,57,57,57,57,57,57]
["PO165-5",57,57,57,57,57,57,57,57,57,57,57,57,57,57,57,0,57,57,57,57,57]
["PO166-6",57,57,57,57,57,57,57,57,57,57,57,57,57,57,57,57,57,0,57,57,57]
["POR01-1",19,19,25,19,25,19,25,19,25,19,25,19,25,19,25,19,25,19,25,19,25]
["POR01-2",19,19,25,19,25,19,25,19,25,19,25,19,25,19,25,19,25,19,25,19,25]
["POR01-3",18,18,23.5,18,23.5,18,23.5,18,23.5,18,23.5,18,23.5,18,23.5,18,23.5,18,23.5,18,23.5]
["PPCCGTGT1",0,0,0,0,0,0,0,0,0,0,0,0,0,0,0,0,0,0,0,0,0]
["PPCCGTGT2",0,150,158,150,158,150,158,150,158,150,158,150,158,150,158,150,158,150,158,150,158]
["PPCCGTST",0,79,79,79,79,79,79,79,79,79,79,79,79,79,79,79,79,79,79,79,79]
["PSTAN1",58,58,58,58,58,58,58,58,58,58,58,58,58,58,58,58,58,58,58,58,58]
["QPS1",18,18,23,18,23,18,23,18,23,18,23,18,23,18,23,18,23,18,23,18,23]
["QPS2",18,18,23,18,23,18,23,18,23,18,23,18,23,18,23,18,23,18,23,18,23]
["QPS3",18,18,23,18,23,18,23,18,23,18,23,18,23,18,23,18,23,18,23,18,23]
["QPS4",18,18,23,18,23,18,23,18,23,18,23,18,23,18,23,18,23,18,23,18,23]
["QPS5",114,114,128,114,128,114,128,114,128,114,128,114,128,114,128,114,128,114,128,114,128]
["REDBANK1",0]
["REECE1",116,116,116,116,116,116,116,116,116,116,116,116,116,116,116,0,116,116,116,116,116]
["REECE2",0,0,116,116,116,116,116,116,116,116,116,116,116,116,116,116,116,116,116,0,116]
["ROMA_7",27,27,34,27,34,27,34,27,34,27,34,27,34,27,34,27,34,27,34,27,34]
["ROMA_8",27,27,34,27,34,27,34,27,34,27,34,27,34,27,34,27,34,27,34,27,34]
["SHGEN01",40,40,40,40,40,40,40,40,40,40,40,40,40,40,40,40,40,40,40,40,40]
["SHGEN02",40,40,40,40,40,40,40,40,40,40,40,40,40,40,40,40,40,40,40,40,40]
["SHGEN03",80,80,80,80,80,80,80,80,80,80,80,80,80,80,80,80,80,80,80,80,80]
["SHGEN04",80,80,80,80,80,80,80,80,80,80,80,80,80,80,80,80,80,80,80,80,80]
["SITHE01",36,36,38,0,0,0,0,0,0,0,0,0,0,0,0,0,0,0,0,0,0]
["SITHE02",36,36,38,0,0,0,0,0,0,0,0,0,0,0,0,0,0,0,0,0,0]
["SITHE03",36,36,38,0,0,0,0,0,0,0,0,0,0,0,0,0,0,0,0,0,0]
["SITHE04",54,54,64,0,0,0,0,0,0,0,0,0,0,0,0,0,0,0,0,0,0]
["SNUG1",18,18,21,18,21,18,21,18,21,18,21,18,21,18,21,18,21,18,21,18,21]
["SNUG2",18,18,21,18,21,18,21,18,21,18,21,18,21,18,21,18,21,18,21,18,21]
["SNUG3",18,18,21,18,21,18,21,18,21,18,21,18,21,18,21,18,21,18,21,18,21]
["STAN-1",365,365,365,365,365,365,365,365,365,365,365,365,365,365,365,365,365,365,365,365,365]
["STAN-2",365,365,365,365,365,365,365,365,365,365,365,365,365,365,365,365,365,365,365,365,365]
["STAN-3",365,365,365,365,365,365,365,365,365,365,365,365,365,365,365,365,365,365,365,365,365]
["STAN-4",365,365,365,365,365,365,365,365,365,365,365,365,365,365,365,365,365,365,365,365,365]
["SWAN_E",0,0,0,365,365,365,365,365,365,365,365,365,365,365,365,365,365,365,365,365,365]
["TA111-1",15,15,15,15,15,15,15,15,15,15,15,15,15,15,15,15,15,0,15,15,15]
["TA111-2",15,15,15,15,15,15,15,15,15,15,15,15,15,15,15,15,0,15,15,15,15]
["TA111-3",15,15,15,15,15,15,15,15,15,15,15,15,15,15,15,0,15,15,15,15,15]
["TA112-4",15,15,15,15,15,15,15,15,15,15,15,15,15,15,0,15,15,15,15,15,15]
["TA112-5",15,15,15,15,15,15,15,15,15,15,15,15,15,0,15,15,15,15,15,15,15]
["TA112-6",15,15,15,15,15,15,15,15,15,15,15,15,0,15,15,15,15,15,15,15,15]
["TALWA1",415,415,440,415,440,415,440,415,440,415,440,415,440,415,440,415,440,415,440,415,440]
["TARONG#1",350,350,350,350,350,350,350,350,350,350,350,350,350,350,350,350,350,350,350,350,350]
["TARONG#2",350,350,350,350,350,350,350,350,350,350,350,350,350,350,350,350,350,350,350,350,350]
["TARONG#3",350,350,350,350,350,350,350,350,350,350,350,350,350,350,350,350,350,350,350,350,350]
["TARONG#4",350,350,350,350,350,350,350,350,350,350,350,350,350,350,350,350,350,350,350,350,350]
["TNPS1",443,443,443,443,443,443,443,443,443,443,443,443,443,443,443,443,443,443,443,443,443]
["TORRA1",120,120,120,120,120,120,120,120,120,120,120,120,120,120,120,120,120,120,120,120,120]
["TORRA2",120,120,120,120,120,120,120,120,120,120,120,120,120,120,120,120,120,120,120,120,120]
["TORRA3",120,120,120,120,120,120,120,120,120,120,120,120,120,120,120,120,120,120,120,120,120]
["TORRA4",120,120,120,120,120,120,120,120,120,120,120,120,120,120,120,120,120,120,120,120,120]
["TORRB1",195,195,200,195,200,195,200,195,200,195,200,195,200,195,200,195,200,195,200,195,200]
["TORRB2",195,195,200,195,200,195,200,195,200,195,200,195,200,195,200,195,200,195,200,195,200]
["TORRB3",195,195,200,195,200,195,200,195,200,195,200,195,200,195,200,195,200,195,200,195,200]
["TORRB4",195,195,200,195,200,195,200,195,200,195,200,195,200,195,200,195,200,195,200,195,200]
["TR111-1",20.9,20.9,20.9,20.9,20.9,20.9,20.9,0,20.9,0,20.9,20.9,20.9,20.9,20.9,20.9,20.9,20.9,20.9,20.9,20.9]
["TR111-2",20.9,20.9,20.9,20.9,20.9,20.9,20.9,20.9,20.9,0,20.9,20.9,20.9,20.9,20.9,20.9,20.9,20.9,20.9,20.9,20.9]
["TR112-3",30.5,30.5,30.5,30.5,30.5,30.5,30.5,30.5,30.5,0,30.5,30.5,30.5,30.5,30.5,30.5,30.5,30.5,30.5,30.5,30.5]
["TR112-4",30.5,30.5,30.5,30.5,30.5,30.5,30.5,30.5,30.5,0,30.5,30.5,30.5,30.5,30.5,30.5,30.5,30.5,30.5,30.5,30.5]
["TRIBUTE",88,88,88,88,88,88,88,88,88,88,88,88,88,88,88,88,88,88,88,0,88]
["TU111-1",26.1,26.1,26.1,26.1,26.1,26.1,26.1,26.1,26.1,26.1,26.1,26.1,26.1,26.1,26.1,26.1,26.1,26.1,26.1,26.1,26.1]
["TU112-2",26.1,26.1,26.1,26.1,26.1,26.1,26.1,0,26.1,26.1,26.1,26.1,26.1,26.1,26.1,26.1,26.1,26.1,26.1,26.1,26.1]
["TU113-3",26.1,26.1,26.1,26.1,26.1,26.1,26.1,26.1,26.1,26.1,26.1,0,26.1,26.1,26.1,26.1,26.1,26.1,26.1,26.1,26.1]
["TU114-4",26.1,26.1,26.1,26.1,26.1,26.1,26.1,26.1,26.1,26.1,26.1,26.1,26.1,26.1,26.1,26.1,26.1,26.1,26.1,26.1,26.1]
["TU115-5",26.1,26.1,26.1,26.1,26.1,26.1,26.1,26.1,26.1,26.1,26.1,26.1,26.1,26.1,26.1,26.1,26.1,26.1,26.1,26.1,26.1]
["TUMUT1_01",82,82,0,82,82,82,82,82,82,82,82,82,82,82,82,82,82,82,82,82,82]
["TUMUT1_02",82,82,82,82,0,82,82,82,82,82,82,82,82,82,82,82,82,82,82,82,82]
["TUMUT1_03",82,82,82,82,82,82,0,82,82,82,82,82,82,82,82,82,82,82,82,82,82]
["TUMUT1_04",82,82,82,82,82,82,82,82,82,82,82,82,82,82,82,82,82,82,82,82,82]
["TUMUT2_01",72,72,72,72,72,72,72,72,72,72,72,72,72,72,72,72,72,72,72,72,72]
["TUMUT2_02",72,72,72,72,72,72,72,72,72,72,72,72,72,72,72,72,72,72,72,72,72]
["TUMUT2_03",72,72,72,72,72,72,72,72,72,72,72,72,72,72,72,72,72,72,72,72,72]
["TUMUT2_04",72,72,72,72,72,72,72,72,72,72,72,72,72,72,72,72,72,72,72,72,72]
["TUMUT3_01",300,300,300,300,300,300,300,300,300,300,300,300,300,300,300,300,300,300,300,300,300]
["TUMUT3_02",300,300,300,300,300,300,300,300,300,300,300,300,300,300,300,300,300,300,300,300,300]
["TUMUT3_03",300,300,300,300,300,300,300,300,300,300,300,300,300,300,300,300,300,300,300,300,300]
["TUMUT3_04",300,300,300,300,300,300,300,300,300,300,300,300,300,300,300,300,300,300,300,300,300]
["TUMUT3_05",300,300,300,300,300,300,300,300,300,300,300,300,300,300,300,300,300,300,300,300,300]
["TUMUT3_06",300,300,300,300,300,300,300,300,300,300,300,300,300,300,300,300,300,300,300,300,300]
["TVCC201",0,0,0,0,0,0,0,0,0,0,0,0,0,0,0,0,0,0,0,0,0]
["TVPP104",58,58,58,58,58,58,58,58,58,58,58,58,58,58,58,58,58,58,58,58,58]
["URANQ11",160,160,166,160,166,160,166,160,166,160,166,160,166,160,166,160,166,160,166,160,166]
["URANQ12",160,160,166,160,166,160,166,160,166,160,166,160,166,160,166,160,166,160,166,160,166]
["URANQ13",160,160,166,160,166,160,166,160,166,160,166,160,166,160,166,160,166,160,166,160,166]
["URANQ14",160,160,166,160,166,160,166,160,166,160,166,160,166,160,166,160,166,160,166,160,166]
["VP5",660,660,660,660,660,660,660,660,660,660,660,660,660,660,660,660,660,660,660,660,660]
["VP6",660,660,660,660,660,660,660,660,660,660,660,660,660,660,660,660,660,660,660,660,660]
["VPGS1",45,45,56,45,56,45,56,45,56,45,56,45,56,45,56,45,56,45,56,45,56]
["VPGS2",45,45,56,45,56,45,56,45,56,45,56,45,56,45,56,45,56,45,56,45,56]
["VPGS3",45,45,56,45,56,45,56,45,56,45,56,45,56,45,56,45,56,45,56,45,56]
["VPGS4",45,45,56,45,56,45,56,45,56,45,56,45,56,45,56,45,56,45,56,45,56]
["VPGS5",45,45,56,45,56,45,56,45,56,45,56,45,56,45,56,45,56,45,56,45,56]
["VPGS6",45,45,56,45,56,45,56,45,56,45,56,45,56,45,56,45,56,45,56,45,56]
["W/HOE#1",250,250,250,250,250,250,250,250,250,250,250,250,250,250,250,250,250,250,250,250,250]
["W/HOE#2",250,250,250,250,250,250,250,250,250,250,250,250,250,250,250,250,250,250,250,250,250]
["WI111-1",32,32,32,0,32,32,32,32,32,0,32,32,32,32,32,32,32,32,32,32,32]
["WKIEWA1",31,31,31,31,31,31,31,31,31,31,31,31,31,31,31,31,31,31,31,31,31]
["WKIEWA2",31,31,31,31,31,31,31,31,31,31,31,31,31,31,31,31,31,31,31,31,31]
["WY111-1",0,0,14,14,14,14,14,14,14,14,14,14,14,14,14,14,14,14,14,14,14]
["WY111-2",14,14,14,0,14,14,14,14,14,14,14,14,14,14,14,14,14,14,14,14,14]
["WY111-3",14,14,14,14,14,0,14,14,14,14,14,14,14,14,14,14,14,14,14,14,14]
["YABULU",154,154,160,153,160,153,160,153,160,153,160,153,160,153,160,153,160,153,159,153,159]
["YABULU2",80,80,83,80,83,80,83,80,83,79,82,79,82,79,82,79,82,78,82,78,81]
["YARWUN_1",160,155,160,155,160,155,160,155,160,155,160,155,160,155,160,155,160,155,160,155,160]
["YWPS1",350,350,372,350,372,350,372,350,372,350,372,350,372,350,372,350,372,350,372,350,372]
["YWPS2",350,350,372,350,372,350,372,350,372,350,372,350,372,350,372,350,372,350,372,350,372]
["YWPS3",360,360,392,360,392,360,392,360,392,360,392,360,392,360,392,360,392,360,392,360,392]
["YWPS4",360,360,392,360,392,360,392,360,392,360,392,360,392,360,392,360,392,360,392,360,392]

{"sheet":"Firm Capacity Existing","index":18,"n_rows":185,"n_cols":3,"rows_kept":185,"cut":false,"hidden":false,"merged":[]}
["Firm Capacities"]
["Child Object","Category","Firm Capacity (MW)"]
["BW01","Black Coal NSW",680]
["BW02","Black Coal NSW",680]
["BW03","Black Coal NSW",680]
["BW04","Black Coal NSW",680]
["ER01","Black Coal NSW",720]
["ER02","Black Coal NSW",720]
["ER03","Black Coal NSW",720]
["ER04","Black Coal NSW",720]
["LD01","Black Coal NSW",505]
["LD02","Black Coal NSW",505]
["LD03","Black Coal NSW",505]
["LD04","Black Coal NSW",505]
["MP1","Black Coal NSW",670]
["MP2","Black Coal NSW",670]
["REDBANK1","Black Coal NSW",0]
["VP5","Black Coal NSW",660]
["VP6","Black Coal NSW",660]
["WW7","Black Coal NSW",500]
["WW8","Black Coal NSW",500]
["CALL_B_1","Black Coal QLD",350]
["CALL_B_2","Black Coal QLD",350]
["CPP_3","Black Coal QLD",450]
["CPP_4","Black Coal QLD",450]
["GSTONE1","Black Coal QLD",280]
["GSTONE2","Black Coal QLD",280]
["GSTONE3","Black Coal QLD",280]
["GSTONE4","Black Coal QLD",280]
["GSTONE5","Black Coal QLD",280]
["GSTONE6","Black Coal QLD",280]
["KPP_1","Black Coal QLD",730]
["MPP_1","Black Coal QLD",380]
["MPP_2","Black Coal QLD",380]
["STAN-1","Black Coal QLD",365]
["STAN-2","Black Coal QLD",365]
["STAN-3","Black Coal QLD",365]
["STAN-4","Black Coal QLD",365]
["TARONG#1","Black Coal QLD",350]
["TARONG#2","Black Coal QLD",350]
["TARONG#2","Black Coal QLD",350]
["TARONG#3","Black Coal QLD",350]
["TARONG#4","Black Coal QLD",350]
["TNPS1","Black Coal QLD",443]
["APS","Brown Coal VIC",0]
["HWPS1","Brown Coal VIC",200]
["HWPS2","Brown Coal VIC",200]
["HWPS3","Brown Coal VIC",200]
["HWPS4","Brown Coal VIC",200]
["HWPS5","Brown Coal VIC",200]
["HWPS6","Brown Coal VIC",200]
["HWPS7","Brown Coal VIC",200]
["HWPS8","Brown Coal VIC",200]
["LOYYB1","Brown Coal VIC",480]
["LOYYB2","Brown Coal VIC",485]
["LYA1","Brown Coal VIC",560]
["LYA2","Brown Coal VIC",510]
["LYA3","Brown Coal VIC",560]
["LYA4","Brown Coal VIC",560]
["MOR1","Brown Coal VIC",50]
["MOR2","Brown Coal VIC",25]
["YWPS1","Brown Coal VIC",350]
["YWPS2","Brown Coal VIC",350]
["YWPS3","Brown Coal VIC",350]
["YWPS4","Brown Coal VIC",350]
["NPS1","Brown Coal SA",0]
["NPS2","Brown Coal SA",0]
["PLAYB-AG1","Brown Coal SA",0]
["PLAYB-AG2","Brown Coal SA",0]
["PLAYB-AG3","Brown Coal SA",0]
["PLAYB-AG4","Brown Coal SA",0]
["CG1","Natural Gas NSW",181]
["CG2","Natural Gas NSW",181]
["CG3","Natural Gas NSW",181]
["CG4","Natural Gas NSW",181]
["SITHE01","Natural Gas NSW",36]
["SITHE02","Natural Gas NSW",36]
["SITHE03","Natural Gas NSW",36]
["SITHE04","Natural Gas NSW",54]
["TALWA1","Natural Gas NSW",415]
["URANQ11","Natural Gas NSW",160]
["URANQ12","Natural Gas NSW",160]
["URANQ13","Natural Gas NSW",160]
["URANQ14","Natural Gas NSW",160]
["BARCALDN","Natural Gas QLD",34]
["BRAEMAR1","Natural Gas QLD",155]
["BRAEMAR2","Natural Gas QLD",155]
["BRAEMAR3","Natural Gas QLD",155]
["BRAEMAR5","Natural Gas QLD",165]
["BRAEMAR6","Natural Gas QLD",165]
["BRAEMAR7","Natural Gas QLD",165]
["CPSA","Natural Gas QLD",48]
["DDPS1_GT1","Natural Gas QLD",109]
["DDPS1_GT2","Natural Gas QLD",109]
["DDPS1_GT3","Natural Gas QLD",109]
["DDPS1_ST","Natural Gas QLD",253]
["OAKEY1","Natural Gas QLD",140.88999999999999]
["OAKEY2","Natural Gas QLD",140.88999999999999]
["ROMA_7","Natural Gas QLD",27]
["ROMA_8","Natural Gas QLD",27]
["SWAN_E","Natural Gas QLD",350]
["YABULU","Natural Gas QLD",235]
["YABULU2","Natural Gas QLD",235]
["YARWUN_1","Natural Gas QLD",155]
["AGLSOM01","Natural Gas VIC",33]
["AGLSOM02","Natural Gas VIC",32.5]
["AGLSOM03","Natural Gas VIC",33]
["AGLSOM04","Natural Gas VIC",33]
["BDL01","Natural Gas VIC",35]
["BDL02","Natural Gas VIC",35]
["JLA01","Natural Gas VIC",48]
["JLA02","Natural Gas VIC",48]
["JLA03","Natural Gas VIC",48]
["JLA04","Natural Gas VIC",48]
["JLB01","Natural Gas VIC",72]
["JLB02","Natural Gas VIC",72]
["JLB03","Natural Gas VIC",72]
["Laverton North1","Natural Gas VIC",150]
["Laverton North2","Natural Gas VIC",150]
["MORTLK11","Natural Gas VIC",259]
["MORTLK12","Natural Gas VIC",259]
["NPS","Natural Gas VIC",475]
["VPGS1","Natural Gas VIC",45]
["VPGS2","Natural Gas VIC",45]
["VPGS3","Natural Gas VIC",45]
["VPGS4","Natural Gas VIC",45]
["VPGS5","Natural Gas VIC",45]
["VPGS6","Natural Gas VIC",45]
["AGLHAL01","Natural Gas SA",14.5]
["AGLHAL02","Natural Gas SA",14.5]
["AGLHAL03","Natural Gas SA",14.5]
["AGLHAL04","Natural Gas SA",14.39]
["AGLHAL05","Natural Gas SA",19.5]
["AGLHAL06","Natural Gas SA",14.39]
["AGLHAL07","Natural Gas SA",21.2]
["AGLHAL08","Natural Gas SA",23]
["AGLHAL09","Natural Gas SA",21.2]
["AGLHAL10","Natural Gas SA",13.6]
["AGLHAL11","Natural Gas SA",13.6]
["AGLHAL12","Natural Gas SA",13.6]
["DRYCGT1","Natural Gas SA",37]
["DRYCGT2","Natural Gas SA",37]
["DRYCGT3","Natural Gas SA",38]
["LADBROK1","Natural Gas SA",35]
["LADBROK2","Natural Gas SA",35]
["MINTARO","Natural Gas SA",74]
["OsborneGT","Natural Gas SA",113]
["OsborneST","Natural Gas SA",62]
["PPCCGTGT1","Natural Gas SA",0]
["PPCCGTGT2","Natural Gas SA",160]
["PPCCGTST","Natural Gas SA",64]
["QPS1","Natural Gas SA",18]
["QPS2","Natural Gas SA",18]
["QPS3","Natural Gas SA",18]
["QPS4","Natural Gas SA",18]
["QPS5","Natural Gas SA",114]
["TORRA1","Natural Gas SA",120]
["TORRA2","Natural Gas SA",120]
["TORRA3","Natural Gas SA",120]
["TORRA4","Natural Gas SA",120]
["TORRB1","Natural Gas SA",195]
["TORRB2","Natural Gas SA",195]
["TORRB3","Natural Gas SA",195]
["TORRB4","Natural Gas SA",195]
["BBTHREE1","Natural Gas TAS",40]
["BBTHREE2","Natural Gas TAS",40]
["BBTHREE3","Natural Gas TAS",40]
["TVCC201","Natural Gas TAS",208]
["TVPP104","Natural Gas TAS",58]
["HVGTS1","Liquid Fuel NSW",44]
["HVGTS2","Liquid Fuel NSW",44]
["MACKAYGT","Liquid Fuel QLD",34]
["MSTUART1","Liquid Fuel QLD",130]
["MSTUART2","Liquid Fuel QLD",130]
["MSTUART3","Liquid Fuel QLD",119.19]
["ANGAS1","Liquid Fuel SA",30]
["ANGAS2","Liquid Fuel SA",20]
["Lonsdale","Liquid Fuel SA",21]
["POR01-1","Liquid Fuel SA",19]
["POR01-2","Liquid Fuel SA",19]
["POR01-3","Liquid Fuel SA",18]
["PSTAN1","Liquid Fuel SA",21]
["SNUG1","Liquid Fuel SA",18]
["SNUG2","Liquid Fuel SA",18]
["SNUG3","Liquid Fuel SA",18]

{"sheet":"Firm Capacity New Tech","index":19,"n_rows":86,"n_cols":4,"rows_kept":86,"cut":false,"hidden":false,"merged":[]}
["Firm Capacities New Technologies"]
["Generator","2016-2021","2021-2026","2026 owards"]
["ADE OCGT",300,300,300]
["Broken Hill Solar Plant",0.25,0.25,0.25]
["CAN Biomass",25,25,25]
["CAN OCGT",300,300,300]
["CAN Solar PV DAT",0.13,6.5000000000000002E-2,0]
["CAN Solar PV FFP",0.1,0.05,0]
["CAN Solar PV SAT",0.11,5.5E-2,0]
["CQ CCGT",400,400,400]
["CQ CCGT CCS",400,400,400]
["CQ Coal SC",400,400,400]
["CQ Coal SC CCS",400,400,400]
["CQ OCGT",300,300,300]
["CQ Solar PV DAT",0.13,6.5000000000000002E-2,0]
["CQ Solar PV FFP",0.1,0.05,0]
["CQ Solar PV SAT",0.11,5.5E-2,0]
["CVIC OCGT",300,300,300]
["CVIC Solar PV DAT",0.13,6.5000000000000002E-2,0]
["CVIC Solar PV DAT_40pc",0.13,6.5000000000000002E-2,0]
["CVIC Solar PV FFP",0.1,0.05,0]
["CVIC Solar PV FFP_40pc",0.1,0.05,0]
["CVIC Solar PV SAT",0.11,5.5E-2,0]
["CVIC Solar PV SAT_40pc",0.11,5.5E-2,0]
["LV CCGT",400,400,400]
["LV CCGT CCS",400,400,400]
["LV Coal SC",500,500,500]
["LV Coal SC CCS",500,500,500]
["LV OCGT",300,300,300]
["MEL OCGT",300,300,300]
["Moree Solar",0.25,0.25,0.25]
["NCEN Biomass",25,25,25]
["NCEN CCGT",400,400,400]
["NCEN CCGT CCS",400,400,400]
["NCEN OCGT",300,300,300]
["NCEN Solar PV DAT",0.13,6.5000000000000002E-2,0]
["NCEN Solar PV FFP",0.1,0.05,0]
["NCEN Solar PV SAT",0.11,5.5E-2,0]
["NNS Biomass",25,25,25]
["NNS CCGT",400,400,400]
["NNS CCGT CCS",400,400,400]
["NNS Coal SC",400,400,400]
["NNS Coal SC CCS",400,400,400]
["NNS OCGT",300,300,300]
["NNS Solar PV DAT",0.13,6.5000000000000002E-2,0]
["NNS Solar PV FFP",0.1,0.05,0]
["NNS Solar PV SAT",0.11,5.5E-2,0]
["NQ Biomass",25,25,25]
["NQ CCGT",400,400,400]
["NQ CCGT CCS",400,400,400]
["NQ Coal SC",400,400,400]
["NQ Coal SC CCS",400,400,400]
["NQ OCGT",300,300,300]
["NQ Solar PV DAT",0.13,6.5000000000000002E-2,0]
["NQ Solar PV FFP",0.1,0.05,0]
["NQ Solar PV SAT",0.11,5.5E-2,0]
["NSA OCGT",300,300,300]
["NSA Solar PV DAT",0.13,6.5000000000000002E-2,0]
["NSA Solar PV FFP",0.1,0.05,0]
["NSA Solar PV SAT",0.11,5.5E-2,0]
["NVIC Biomass",25,25,25]
["NVIC OCGT",300,300,300]
["Nyngan",0.25,0.25,0.25]
["SEQ CCGT",400,400,400]
["SEQ CCGT CCS",400,400,400]
["SEQ Coal SC",400,400,400]
["SEQ Coal SC CCS",400,400,400]
["SEQ OCGT",300,300,300]
["SEQ Solar PV DAT",0.13,6.5000000000000002E-2,0]
["SEQ Solar PV FFP",0.1,0.05,0]
["SEQ Solar PV SAT",0.11,5.5E-2,0]
["SESA Biomass",25,25,25]
["SESA CCGT",400,400,400]
["SESA OCGT",300,300,300]
["SWNSW OCGT",300,300,300]
["SWQ CCGT",400,400,400]
["SWQ CCGT CCS",400,400,400]
["SWQ Coal SC",400,400,400]
["SWQ Coal SC CCS",400,400,400]
["SWQ OCGT",300,300,300]
["SWQ Solar PV DAT",0.13,6.5000000000000002E-2,0]
["SWQ Solar PV FFP",0.1,0.05,0]
["SWQ Solar PV SAT",0.11,5.5E-2,0]
["TAS Biomass",25,25,25]
["TAS CCGT",400,400,400]
["TAS OCGT",300,300,300]

{"sheet":"Firm Capacity New Wind","index":20,"n_rows":98,"n_cols":3,"rows_kept":98,"cut":false,"hidden":false,"merged":[]}
["Firm Capacities New Wind"]
["Generators","Firm Capacity (MW)","Category"]
["BOCORWF1",7.0525839999999998E-3,"Wind NSW"]
["CAPTL_WF",1.1918867E-2,"Wind NSW"]
["CULLRGWF",8.9391499999999999E-3,"Wind NSW"]
["Gullen Range",6.8895179999999999E-3,"Wind NSW"]
["GUNNING1",7.9459109999999999E-3,"Wind NSW"]
["Taralga Wind Farm",5.7028069999999998E-3,"Wind NSW"]
["WOODLWN1",4.2567380000000004E-3,"Wind NSW"]
["ARARATWF",2.1834068000000002E-2,"Wind VIC"]
["Bald Hills p1",3.4082447000000002E-2,"Wind VIC"]
["BULGANAWF",0,"Wind VIC"]
["CHALLHWF",6.9869016000000006E-2,"Wind VIC"]
["CROWLANDSWF",0,"Wind VIC"]
["MACARTH1",2.3289672000000001E-2,"Wind VIC"]
["MERCER1",3.4082447000000002E-2,"Wind VIC"]
["OAKLAND1",6.9869016000000006E-2,"Wind VIC"]
["Portland 2",0.13973803100000001,"Wind VIC"]
["Portland 3",6.9869016000000006E-2,"Wind VIC"]
["Portland 4",6.8164893000000004E-2,"Wind VIC"]
["WAUBRAWF",6.9869016000000006E-2,"Wind VIC"]
["YAMBUKWF",6.9869016000000006E-2,"Wind VIC"]
["BLUFF1",9.8749199999999995E-2,"Wind SA"]
["CATHROCK",9.8749199999999995E-2,"Wind SA"]
["CLEMGPWF",9.8749199999999995E-2,"Wind SA"]
["CNUNDAWF",9.8749199999999995E-2,"Wind SA"]
["HALLWF1",9.8749199999999995E-2,"Wind SA"]
["HALLWF2",9.8749199999999995E-2,"Wind SA"]
["Hornsdale",8.3157219000000004E-2,"Wind SA"]
["LKBONNY1",9.8749199999999995E-2,"Wind SA"]
["LKBONNY2",9.8749199999999995E-2,"Wind SA"]
["LKBONNY3",9.8749199999999995E-2,"Wind SA"]
["MTMILLAR",9.8749199999999995E-2,"Wind SA"]
["NBHWF1",9.8749199999999995E-2,"Wind SA"]
["SNOWNTH1",3.2916399999999998E-2,"Wind SA"]
["SNOWSTH1",3.2916399999999998E-2,"Wind SA"]
["SNOWTWN1",9.8749199999999995E-2,"Wind SA"]
["STARHLWF",9.8749199999999995E-2,"Wind SA"]
["WATERLWF",9.2577375000000003E-2,"Wind SA"]
["WPWF",9.8749199999999995E-2,"Wind SA"]
["MUSSELR1",3.570135E-2,"Wind TAS"]
["WOOLNTH1",6.3469067000000004E-2,"Wind TAS"]
["FWN Broken Hill_WIND",1.1918867E-2,"New Wind NSW"]
["FWN Buronga_WIND",1.1918867E-2,"New Wind NSW"]
["HUN Bayswater_WIND",1.1918867E-2,"New Wind NSW"]
["MRN Bannaby_WIND",1.1918867E-2,"New Wind NSW"]
["MRN Yass_WIND",1.1918867E-2,"New Wind NSW"]
["MUN Deniliquin_WIND",1.1918867E-2,"New Wind NSW"]
["MUN Jindera_WIND",1.1918867E-2,"New Wind NSW"]
["NEN Armidale_WIND",1.1918867E-2,"New Wind NSW"]
["SEN Cooma_WIND",1.1918867E-2,"New Wind NSW"]
["WEN Wallerawang_WIND",1.1918867E-2,"New Wind NSW"]
["FNQ Challumbin_WIND",9.1999999999999998E-2,"New Wind QLD"]
["FNQ Woree_WIND",9.1999999999999998E-2,"New Wind QLD"]
["SWQ Blackstone_WIND",9.1999999999999998E-2,"New Wind QLD"]
["SWQ Blackwall_WIND",9.1999999999999998E-2,"New Wind QLD"]
["CS Krongart_WIND",9.8749199999999995E-2,"New Wind VIC"]
["CS Mortlake_WIND",6.9869016000000006E-2,"New Wind VIC"]
["CS Portland_WIND",6.9869016000000006E-2,"New Wind VIC"]
["CS Shaw River_WIND",6.9869016000000006E-2,"New Wind VIC"]
["CS Tarrone_WIND",6.9869016000000006E-2,"New Wind VIC"]
["FWN Redcliffs_WIND",6.9869016000000006E-2,"New Wind VIC"]
["NWV Ballarat_WIND",6.9869016000000006E-2,"New Wind VIC"]
["NWV Bendigo_WIND",6.9869016000000006E-2,"New Wind VIC"]
["NWV Geelong_WIND",6.9869016000000006E-2,"New Wind VIC"]
["NWV Horsham_WIND",6.9869016000000006E-2,"New Wind VIC"]
["SEV Morwell_WIND",6.9869016000000006E-2,"New Wind VIC"]
["SWV Terang_WIND",6.9869016000000006E-2,"New Wind VIC"]
["EPS Cultana_WIND",9.8749199999999995E-2,"New Wind SA"]
["FLS VH_WIND",9.8749199999999995E-2,"New Wind SA"]
["MNS Belalie_WIND",9.8749199999999995E-2,"New Wind SA"]
["MNS Blyth_WIND",9.8749199999999995E-2,"New Wind SA"]
["MNS Bungama_WIND",9.8749199999999995E-2,"New Wind SA"]
["MNS Canowie_WIND",9.8749199999999995E-2,"New Wind SA"]
["MNS Glenriver_WIND",9.8749199999999995E-2,"New Wind SA"]
["MNS Mokota_WIND",9.8749199999999995E-2,"New Wind SA"]
["MNS Robertstown_WIND",9.8749199999999995E-2,"New Wind SA"]
["MNS Tungkillo_WIND",9.8749199999999995E-2,"New Wind SA"]
["WCS Cultana_WIND",9.8749199999999995E-2,"New Wind SA"]
["WCS Lincoln Gap_WIND",9.8749199999999995E-2,"New Wind SA"]
["YPS Para Garden West_WIND",9.8749199999999995E-2,"New Wind SA"]
["NET George Town_WIND",3.570135E-2,"New Wind TAS"]
["NWT Burnie_WIND",3.570135E-2,"New Wind TAS"]
["ST Chapel Street_WIND",3.570135E-2,"New Wind TAS"]
["ST Waddamana_WIND",3.570135E-2,"New Wind TAS"]
["WCT Farrell _WIND",3.570135E-2,"New Wind TAS"]
["CS Krongart_WIND_40pc",9.8749199999999995E-2,"New RE VIC_40pc"]
["CS Mortlake_WIND_40pc",6.9869016000000006E-2,"New RE VIC_40pc"]
["CS Portland_WIND_40pc",6.9869016000000006E-2,"New RE VIC_40pc"]
["CS Shaw River_WIND_40pc",6.9869016000000006E-2,"New RE VIC_40pc"]
["CS Tarrone_WIND_40pc",6.9869016000000006E-2,"New RE VIC_40pc"]
["FWN Redcliffs_WIND_40pc",6.9869016000000006E-2,"New RE VIC_40pc"]
["NWV Ballarat_WIND_40pc",6.9869016000000006E-2,"New RE VIC_40pc"]
["NWV Bendigo_WIND_40pc",6.9869016000000006E-2,"New RE VIC_40pc"]
["NWV Geelong_WIND_40pc",6.9869016000000006E-2,"New RE VIC_40pc"]
["NWV Horsham_WIND_40pc",6.9869016000000006E-2,"New RE VIC_40pc"]
["SEV Morwell_WIND_40pc",6.9869016000000006E-2,"New RE VIC_40pc"]
["SWV Terang_WIND_40pc",6.9869016000000006E-2,"New RE VIC_40pc"]

{"sheet":"Build Cost","index":21,"n_rows":282,"n_cols":36,"rows_kept":282,"cut":false,"hidden":false,"merged":[]}
["Build Cost Neutral"]
["Note: This the sum of the capital costs for each technology type and the connection cost for each zone"]
["The capital costs are mostly sourced from the 2015 Australian Power Generation Technology Report and the Australian Renewable Energy Agency. Connection costs are sourced from AEMO's internal database."]
["$/kW","2016-17","2017-18","2018-19","2019-20","2020-21","2021-22","2022-23","2023-24","2024-25","2025-26","2026-27","2027-28","2028-29","2029-30","2030-31","2031-32","2032-33","2033-34","2034-35","2035-36","2036-37","2037-38","2038-39","2039-40","2040-41","2041-42","2042-43","2043-44","2044-45","2045-46","2046-47","2047-48","2048-49","2049-50","2050-51"]
["ADE OCGT",1102.5398520000001,1097.377152,1092.2402669999999,1087.1290650000001,1082.04342,1076.983203,1071.9482869999999,1066.938545,1061.953853,1056.994083,1052.059113,1047.148817,1042.2630730000001,1037.401758,1032.5647489999999,1027.751925,1022.963166,1018.19835,1013.457358,1008.7400709999999,1004.046371,999.37613910000005,994.72925840000005,990.1056122,985.50508409999998,980.92755869999996,976.37292090000005,971.84105629999999,967.33185100000003,962.84519169999999,958.38096580000001,953.93906089999996,949.51936560000001,945.12176880000004,940.74616000000003]
["CAN Biomass",5475.7055129999999,5475.7055129999999,5475.7055129999999,5475.7055129999999,5475.7055129999999,5475.7055129999999,5475.7055129999999,5475.7055129999999,5475.7055129999999,5475.7055129999999,5475.7055129999999,5475.7055129999999,5475.7055129999999,5475.7055129999999,5475.7055129999999,5475.7055129999999,5475.7055129999999,5475.7055129999999,5475.7055129999999,5474.724029,5237.6736149999997,5218.7773509999997,5189.1103119999998,5167.8740959999996,5152.8155159999997,5000.215185,5000.215185,5000.215185,5000.200683,5000.200683,5000.200683,5000.200683,5000.200683,5000.200683,5000.200683]
["CAN OCGT",1105.6159239999999,1100.453225,1095.316339,1090.205138,1085.1194929999999,1080.0592750000001,1075.024359,1070.0146179999999,1065.029925,1060.070156,1055.135186,1050.22489,1045.339146,1040.4778309999999,1035.6408220000001,1030.827998,1026.0392380000001,1021.274423,1016.533431,1011.816144,1007.122444,1002.452212,997.80533119999996,993.18168490000005,988.58115680000003,984.00363140000002,979.44899359999999,974.91712900000005,970.40792369999997,965.92126450000001,961.45703849999995,957.01513369999998,952.59543840000003,948.19784149999998,943.82223269999997]
["CAN Solar PV DAT",2796.0659559999999,2708.177772,2630.2172860000001,2546.856237,2463.4951890000002,2429.4213319999999,2397.559624,2370.4642490000001,2347.1496459999998,2142.082375,1955.563764,1785.9160549999999,1631.6132500000001,1491.267378,1476.710734,1366.5663569999999,1265.107947,1171.6505299999999,1085.56315,1006.264607,1002.849576,999.42510770000001,995.99577299999999,992.56619030000002,989.14100429999996,985.72486630000003,982.32241420000003,978.93825249999998,975.57693189999998,971.92879909999999,968.62649939999994,965.3601754,962.13397080000004,958.95188310000003,955.81774819999998]
["CAN Solar PV FFP",1907.1716429999999,1848.046865,1795.600719,1739.521469,1683.4422179999999,1660.5198049999999,1639.0855650000001,1620.857767,1605.1733979999999,1467.219053,1341.7428950000001,1227.6162549999999,1123.8125500000001,1029.398054,1019.605403,945.50827649999997,877.25443710000002,814.38308410000002,756.46975559999998,703.12346260000004,700.82607859999996,698.52234520000002,696.21533820000002,693.90816440000003,691.60394829999996,689.30581910000001,687.01689680000004,684.74027899999999,682.47902690000001,680.02482850000001,677.80328139999995,675.60593619999997,673.43558029999997,671.29490320000002,669.18648519999999]
["CAN Solar PV SAT",2252.8527650000001,2182.542218,2120.173828,2053.4849899999999,1986.7961519999999,1959.5370660000001,1934.047699,1912.3713990000001,1893.7197169999999,1729.6659,1580.4510110000001,1444.7328440000001,1321.2906,1209.013903,1197.3685869999999,1109.2530859999999,1028.086358,953.32042430000001,884.45052020000003,821.01168529999995,818.27966100000003,815.54008610000005,812.79661840000006,810.05295220000005,807.31280340000001,804.57989299999997,801.85793139999998,799.15060200000005,796.46154550000006,793.54303930000003,790.90119949999996,788.28814030000001,785.70717660000003,783.16150649999997,780.65419859999997]
["CQ CCGT",1575.2939080000001,1575.2939080000001,1575.2939080000001,1575.2939080000001,1565.7355439999999,1557.120318,1550.213342,1544.812471,1542.279311,1539.914311,1537.7030870000001,1535.632846,1535.632846,1535.632846,1535.632846,1533.4182740000001,1533.4182740000001,1533.4182740000001,1533.4182740000001,1533.4182740000001,1533.4182740000001,1533.4182740000001,1533.4182740000001,1533.4182740000001,1533.4182740000001,1533.4182740000001,1533.4182740000001,1533.4182740000001,1533.4182740000001,1533.4182740000001,1533.4182740000001,1533.4182740000001,1533.4182740000001,1533.4182740000001,1533.4182740000001]
["CQ CCGT CCS",3233.4527880000001,3229.3652980000002,3225.298245,3221.2515269999999,3217.225042,3213.218691,2953.2109700000001,2714.7942069999999,2496.1754930000002,2295.7108069999999,2111.8926419999998,1943.3386780000001,1788.781381,1647.0584710000001,1642.626225,1637.3014439999999,1633.0074509999999,1629.2349790000001,1625.4813690000001,1601.492491,1585.7437259999999,1565.627334,1556.5158060000001,1548.4674910000001,1541.0617950000001,1532.545517,1525.5774060000001,1516.31204,1507.7192150000001,1498.040299,1488.7414779999999,1481.750243,1475.4308699999999,1469.0035700000001,1463.624405]
["CQ Coal SC",3146.2906659999999,3130.9592130000001,3115.7044169999999,3100.5258950000002,3085.4232649999999,3070.3961490000002,3055.444168,3040.5669469999998,3025.7641130000002,3011.035292,2996.3801159999998,2981.7982149999998,2967.2892240000001,2952.8527779999999,2938.4885140000001,2924.1960709999998,2909.9750909999998,2895.8252160000002,2881.7460890000002,2867.7373590000002,2853.7986719999999,2839.9296789999999,2826.1300299999998,2812.3993799999998,2798.7373830000001,2785.1436960000001,2771.6179780000002,2758.1598880000001,2744.7690889999999,2731.4452430000001,2718.1880169999999,2704.997077,2691.8720920000001,2678.812731,2665.818667]
["CQ Coal SC CCS",6984.0582850000001,6961.4912800000002,6939.0371100000002,6916.6952110000002,6894.465021,6872.3459830000002,6624.8270279999997,6386.3278780000001,6156.519843,5935.0862120000002,5721.7218130000001,5516.1325969999998,5318.0352300000004,5127.1567020000002,5105.3960630000001,5082.8072709999997,5061.3600239999996,5040.5322319999996,5019.8085799999999,4978.4416250000004,4945.5992800000004,4908.3665719999999,4882.4896660000004,4857.7845649999999,4833.8200260000003,4808.7997720000003,4785.4468429999997,4759.8218319999996,4734.9663989999999,4709.0787120000005,4683.6602370000001,4660.6849679999996,4638.4769829999996,4616.2371169999997,4595.1491740000001]
["CQ OCGT",1114.6320920000001,1109.469392,1104.3325070000001,1099.221305,1094.1356599999999,1089.075443,1084.0405270000001,1079.0307849999999,1074.0460929999999,1069.086323,1064.151353,1059.241057,1054.355313,1049.4939979999999,1044.6569890000001,1039.844165,1035.0554059999999,1030.2905900000001,1025.5495980000001,1020.832311,1016.138611,1011.468379,1006.821498,1002.197852,997.59732410000004,993.01979870000002,988.4651609,983.93329630000005,979.42409099999998,974.93743170000005,970.47320579999996,966.03130090000002,961.61160559999996,957.21400879999999,952.83839999999998]
["CQ Solar PV DAT",2796.0659559999999,2708.177772,2630.2172860000001,2546.856237,2463.4951890000002,2429.4213319999999,2397.559624,2370.4642490000001,2347.1496459999998,2142.082375,1955.563764,1785.9160549999999,1631.6132500000001,1491.267378,1476.710734,1366.5663569999999,1265.107947,1171.6505299999999,1085.56315,1006.264607,1002.849576,999.42510770000001,995.99577299999999,992.56619030000002,989.14100429999996,985.72486630000003,982.32241420000003,978.93825249999998,975.57693189999998,971.92879909999999,968.62649939999994,965.3601754,962.13397080000004,958.95188310000003,955.81774819999998]
["CQ Solar PV FFP",1907.1716429999999,1848.046865,1795.600719,1739.521469,1683.4422179999999,1660.5198049999999,1639.0855650000001,1620.857767,1605.1733979999999,1467.219053,1341.7428950000001,1227.6162549999999,1123.8125500000001,1029.398054,1019.605403,945.50827649999997,877.25443710000002,814.38308410000002,756.46975559999998,703.12346260000004,700.82607859999996,698.52234520000002,696.21533820000002,693.90816440000003,691.60394829999996,689.30581910000001,687.01689680000004,684.74027899999999,682.47902690000001,680.02482850000001,677.80328139999995,675.60593619999997,673.43558029999997,671.29490320000002,669.18648519999999]
["CQ Solar PV SAT",2252.8527650000001,2182.542218,2120.173828,2053.4849899999999,1986.7961519999999,1959.5370660000001,1934.047699,1912.3713990000001,1893.7197169999999,1729.6659,1580.4510110000001,1444.7328440000001,1321.2906,1209.013903,1197.3685869999999,1109.2530859999999,1028.086358,953.32042430000001,884.45052020000003,821.01168529999995,818.27966100000003,815.54008610000005,812.79661840000006,810.05295220000005,807.31280340000001,804.57989299999997,801.85793139999998,799.15060200000005,796.46154550000006,793.54303930000003,790.90119949999996,788.28814030000001,785.70717660000003,783.16150649999997,780.65419859999997]
["CS Krongart_WIND",2699.0702700000002,2688.5294079999999,2676.7469900000001,2666.5570299999999,2660.4358649999999,2552.8015949999999,2449.819176,2351.2875589999999,2257.0143849999999,2166.8156079999999,2165.060023,2148.827734,2120.4219819999998,2094.6135140000001,2089.5334419999999,2089.2989010000001,2089.2989010000001,2082.81313,2082.81313,2077.9655069999999,2070.6670960000001,2053.8975009999999,2027.895235,2020.869874,2015.877041,2011.1176439999999,2002.6717369999999,1992.094169,1984.7221910000001,1973.594609,1969.6719210000001,1965.1762650000001,1960.85276,1950.0230389999999,1940.2973219999999]
["CS Krongart_WIND_40pc",2699.0702700000002,2688.5294079999999,2676.7469900000001,2666.5570299999999,2660.4358649999999,2552.8015949999999,2449.819176,2351.2875589999999,2257.0143849999999,2166.8156079999999,2165.060023,2148.827734,2120.4219819999998,2094.6135140000001,2089.5334419999999,2089.2989010000001,2089.2989010000001,2082.81313,2082.81313,2077.9655069999999,2070.6670960000001,2053.8975009999999,2027.895235,2020.869874,2015.877041,2011.1176439999999,2002.6717369999999,1992.094169,1984.7221910000001,1973.594609,1969.6719210000001,1965.1762650000001,1960.85276,1950.0230389999999,1940.2973219999999]
["CS Mortlake_WIND",2639.0702700000002,2628.5294079999999,2616.7469900000001,2606.5570299999999,2600.4358649999999,2492.8015949999999,2389.819176,2291.2875589999999,2197.0143849999999,2106.8156079999999,2105.060023,2088.827734,2060.4219819999998,2034.6135139999999,2029.5334419999999,2029.2989009999999,2029.2989009999999,2022.81313,2022.81313,2017.9655069999999,2010.6670959999999,1993.8975009999999,1967.895235,1960.869874,1955.877041,1951.1176439999999,1942.6717369999999,1932.094169,1924.7221910000001,1913.594609,1909.6719210000001,1905.1762650000001,1900.85276,1890.0230389999999,1880.2973219999999]
["CS Mortlake_WIND_40pc",2639.0702700000002,2628.5294079999999,2616.7469900000001,2606.5570299999999,2600.4358649999999,2492.8015949999999,2389.819176,2291.2875589999999,2197.0143849999999,2106.8156079999999,2105.060023,2088.827734,2060.4219819999998,2034.6135139999999,2029.5334419999999,2029.2989009999999,2029.2989009999999,2022.81313,2022.81313,2017.9655069999999,2010.6670959999999,1993.8975009999999,1967.895235,1960.869874,1955.877041,1951.1176439999999,1942.6717369999999,1932.094169,1924.7221910000001,1913.594609,1909.6719210000001,1905.1762650000001,1900.85276,1890.0230389999999,1880.2973219999999]
["CS Portland_WIND",2639.0702700000002,2628.5294079999999,2616.7469900000001,2606.5570299999999,2600.4358649999999,2492.8015949999999,2389.819176,2291.2875589999999,2197.0143849999999,2106.8156079999999,2105.060023,2088.827734,2060.4219819999998,2034.6135139999999,2029.5334419999999,2029.2989009999999,2029.2989009999999,2022.81313,2022.81313,2017.9655069999999,2010.6670959999999,1993.8975009999999,1967.895235,1960.869874,1955.877041,1951.1176439999999,1942.6717369999999,1932.094169,1924.7221910000001,1913.594609,1909.6719210000001,1905.1762650000001,1900.85276,1890.0230389999999,1880.2973219999999]
["CS Portland_WIND_40pc",2639.0702700000002,2628.5294079999999,2616.7469900000001,2606.5570299999999,2600.4358649999999,2492.8015949999999,2389.819176,2291.2875589999999,2197.0143849999999,2106.8156079999999,2105.060023,2088.827734,2060.4219819999998,2034.6135139999999,2029.5334419999999,2029.2989009999999,2029.2989009999999,2022.81313,2022.81313,2017.9655069999999,2010.6670959999999,1993.8975009999999,1967.895235,1960.869874,1955.877041,1951.1176439999999,1942.6717369999999,1932.094169,1924.7221910000001,1913.594609,1909.6719210000001,1905.1762650000001,1900.85276,1890.0230389999999,1880.2973219999999]
["CS Shaw River_WIND",2639.0702700000002,2628.5294079999999,2616.7469900000001,2606.5570299999999,2600.4358649999999,2492.8015949999999,2389.819176,2291.2875589999999,2197.0143849999999,2106.8156079999999,2105.060023,2088.827734,2060.4219819999998,2034.6135139999999,2029.5334419999999,2029.2989009999999,2029.2989009999999,2022.81313,2022.81313,2017.9655069999999,2010.6670959999999,1993.8975009999999,1967.895235,1960.869874,1955.877041,1951.1176439999999,1942.6717369999999,1932.094169,1924.7221910000001,1913.594609,1909.6719210000001,1905.1762650000001,1900.85276,1890.0230389999999,1880.2973219999999]
["CS Shaw River_WIND_40pc",2639.0702700000002,2628.5294079999999,2616.7469900000001,2606.5570299999999,2600.4358649999999,2492.8015949999999,2389.819176,2291.2875589999999,2197.0143849999999,2106.8156079999999,2105.060023,2088.827734,2060.4219819999998,2034.6135139999999,2029.5334419999999,2029.2989009999999,2029.2989009999999,2022.81313,2022.81313,2017.9655069999999,2010.6670959999999,1993.8975009999999,1967.895235,1960.869874,1955.877041,1951.1176439999999,1942.6717369999999,1932.094169,1924.7221910000001,1913.594609,1909.6719210000001,1905.1762650000001,1900.85276,1890.0230389999999,1880.2973219999999]
["CS Tarrone_WIND",2639.0702700000002,2628.5294079999999,2616.7469900000001,2606.5570299999999,2600.4358649999999,2492.8015949999999,2389.819176,2291.2875589999999,2197.0143849999999,2106.8156079999999,2105.060023,2088.827734,2060.4219819999998,2034.6135139999999,2029.5334419999999,2029.2989009999999,2029.2989009999999,2022.81313,2022.81313,2017.9655069999999,2010.6670959999999,1993.8975009999999,1967.895235,1960.869874,1955.877041,1951.1176439999999,1942.6717369999999,1932.094169,1924.7221910000001,1913.594609,1909.6719210000001,1905.1762650000001,1900.85276,1890.0230389999999,1880.2973219999999]
["CS Tarrone_WIND_40pc",2639.0702700000002,2628.5294079999999,2616.7469900000001,2606.5570299999999,2600.4358649999999,2492.8015949999999,2389.819176,2291.2875589999999,2197.0143849999999,2106.8156079999999,2105.060023,2088.827734,2060.4219819999998,2034.6135139999999,2029.5334419999999,2029.2989009999999,2029.2989009999999,2022.81313,2022.81313,2017.9655069999999,2010.6670959999999,1993.8975009999999,1967.895235,1960.869874,1955.877041,1951.1176439999999,1942.6717369999999,1932.094169,1924.7221910000001,1913.594609,1909.6719210000001,1905.1762650000001,1900.85276,1890.0230389999999,1880.2973219999999]
["CVIC OCGT",1113.2896519999999,1108.1269520000001,1102.990067,1097.8788649999999,1092.79322,1087.7330030000001,1082.698087,1077.688345,1072.703653,1067.7438830000001,1062.8089130000001,1057.8986170000001,1053.0128729999999,1048.151558,1043.3145489999999,1038.5017250000001,1033.7129660000001,1028.9481499999999,1024.2071579999999,1019.489871,1014.796171,1010.125939,1005.479058,1000.855412,996.25488410000003,991.67735870000001,987.12272089999999,982.59085630000004,978.08165099999997,973.59499170000004,969.13076579999995,964.68886090000001,960.26916559999995,955.87156879999998,951.49595999999997]
["CVIC Solar PV DAT",2806.0659559999999,2718.177772,2640.2172860000001,2556.856237,2473.4951890000002,2439.4213319999999,2407.559624,2380.4642490000001,2357.1496459999998,2152.082375,1965.563764,1795.9160549999999,1641.6132500000001,1501.267378,1486.710734,1376.5663569999999,1275.107947,1181.6505299999999,1095.56315,1016.264607,1012.849576,1009.425108,1005.995773,1002.56619,999.14100429999996,995.72486630000003,992.32241420000003,988.93825249999998,985.57693189999998,981.92879909999999,978.62649939999994,975.3601754,972.13397080000004,968.95188310000003,965.81774819999998]
["CVIC Solar PV DAT_40pc",2806.0659559999999,2718.177772,2640.2172860000001,2556.856237,2473.4951890000002,2439.4213319999999,2407.559624,2380.4642490000001,2357.1496459999998,2152.082375,1965.563764,1795.9160549999999,1641.6132500000001,1501.267378,1486.710734,1376.5663569999999,1275.107947,1181.6505299999999,1095.56315,1016.264607,1012.849576,1009.425108,1005.995773,1002.56619,999.14100429999996,995.72486630000003,992.32241420000003,988.93825249999998,985.57693189999998,981.92879909999999,978.62649939999994,975.3601754,972.13397080000004,968.95188310000003,965.81774819999998]
["CVIC Solar PV FFP",1917.1716429999999,1858.046865,1805.600719,1749.521469,1693.4422179999999,1670.5198049999999,1649.0855650000001,1630.857767,1615.1733979999999,1477.219053,1351.7428950000001,1237.6162549999999,1133.8125500000001,1039.398054,1029.605403,955.50827649999997,887.25443710000002,824.38308410000002,766.46975559999998,713.12346260000004,710.82607859999996,708.52234520000002,706.21533820000002,703.90816440000003,701.60394829999996,699.30581910000001,697.01689680000004,694.74027899999999,692.47902690000001,690.02482850000001,687.80328139999995,685.60593619999997,683.43558029999997,681.29490320000002,679.18648519999999]
["CVIC Solar PV FFP_40pc",1917.1716429999999,1858.046865,1805.600719,1749.521469,1693.4422179999999,1670.5198049999999,1649.0855650000001,1630.857767,1615.1733979999999,1477.219053,1351.7428950000001,1237.6162549999999,1133.8125500000001,1039.398054,1029.605403,955.50827649999997,887.25443710000002,824.38308410000002,766.46975559999998,713.12346260000004,710.82607859999996,708.52234520000002,706.21533820000002,703.90816440000003,701.60394829999996,699.30581910000001,697.01689680000004,694.74027899999999,692.47902690000001,690.02482850000001,687.80328139999995,685.60593619999997,683.43558029999997,681.29490320000002,679.18648519999999]
["CVIC Solar PV SAT",2262.8527650000001,2192.542218,2130.173828,2063.4849899999999,1996.7961519999999,1969.5370660000001,1944.047699,1922.3713990000001,1903.7197169999999,1739.6659,1590.4510110000001,1454.7328440000001,1331.2906,1219.013903,1207.3685869999999,1119.2530859999999,1038.086358,963.32042430000001,894.45052020000003,831.01168529999995,828.27966100000003,825.54008610000005,822.79661840000006,820.05295220000005,817.31280340000001,814.57989299999997,811.85793139999998,809.15060200000005,806.46154550000006,803.54303930000003,800.90119949999996,798.28814030000001,795.70717660000003,793.16150649999997,790.65419859999997]
["CVIC Solar PV SAT_40pc",2262.8527650000001,2192.542218,2130.173828,2063.4849899999999,1996.7961519999999,1969.5370660000001,1944.047699,1922.3713990000001,1903.7197169999999,1739.6659,1590.4510110000001,1454.7328440000001,1331.2906,1219.013903,1207.3685869999999,1119.2530859999999,1038.086358,963.32042430000001,894.45052020000003,831.01168529999995,828.27966100000003,825.54008610000005,822.79661840000006,820.05295220000005,817.31280340000001,814.57989299999997,811.85793139999998,809.15060200000005,806.46154550000006,803.54303930000003,800.90119949999996,798.28814030000001,795.70717660000003,793.16150649999997,790.65419859999997]
["EPS Cultana_WIND",2659.0702700000002,2648.5294079999999,2636.7469900000001,2626.5570299999999,2620.4358649999999,2512.8015949999999,2409.819176,2311.2875589999999,2217.0143849999999,2126.8156079999999,2125.060023,2108.827734,2080.4219819999998,2054.6135140000001,2049.5334419999999,2049.2989010000001,2049.2989010000001,2042.81313,2042.81313,2037.9655069999999,2030.6670959999999,2013.8975009999999,1987.895235,1980.869874,1975.877041,1971.1176439999999,1962.6717369999999,1952.094169,1944.7221910000001,1933.594609,1929.6719210000001,1925.1762650000001,1920.85276,1910.0230389999999,1900.2973219999999]
["FLS VH_WIND",2529.0702700000002,2518.5294079999999,2506.7469900000001,2496.5570299999999,2490.4358649999999,2382.8015949999999,2279.819176,2181.2875589999999,2087.0143849999999,1996.8156080000001,1995.060023,1978.827734,1950.4219820000001,1924.6135139999999,1919.5334419999999,1919.2989009999999,1919.2989009999999,1912.81313,1912.81313,1907.9655069999999,1900.6670959999999,1883.8975009999999,1857.895235,1850.869874,1845.877041,1841.1176439999999,1832.6717369999999,1822.094169,1814.7221910000001,1803.594609,1799.6719210000001,1795.1762650000001,1790.85276,1780.0230389999999,1770.2973219999999]
["FNQ Challumbin_WIND",2754.23407,2743.6932080000001,2731.9107899999999,2721.7208300000002,2715.5996650000002,2607.9653950000002,2504.9829759999998,2406.4513590000001,2312.1781850000002,2221.9794080000001,2220.2238229999998,2203.9915339999998,2175.5857820000001,2149.7773139999999,2144.6972420000002,2144.4627009999999,2144.4627009999999,2137.9769299999998,2137.9769299999998,2133.1293070000002,2125.8308959999999,2109.0613010000002,2083.0590350000002,2076.0336739999998,2071.040841,2066.2814440000002,2057.8355369999999,2047.257969,2039.8859910000001,2028.758409,2024.8357209999999,2020.3400650000001,2016.01656,2005.186839,1995.4611219999999]
["FNQ Woree_WIND",2754.23407,2743.6932080000001,2731.9107899999999,2721.7208300000002,2715.5996650000002,2607.9653950000002,2504.9829759999998,2406.4513590000001,2312.1781850000002,2221.9794080000001,2220.2238229999998,2203.9915339999998,2175.5857820000001,2149.7773139999999,2144.6972420000002,2144.4627009999999,2144.4627009999999,2137.9769299999998,2137.9769299999998,2133.1293070000002,2125.8308959999999,2109.0613010000002,2083.0590350000002,2076.0336739999998,2071.040841,2066.2814440000002,2057.8355369999999,2047.257969,2039.8859910000001,2028.758409,2024.8357209999999,2020.3400650000001,2016.01656,2005.186839,1995.4611219999999]
["FWN Broken Hill_WIND",2629.0702700000002,2618.5294079999999,2606.7469900000001,2596.5570299999999,2590.4358649999999,2482.8015949999999,2379.819176,2281.2875589999999,2187.0143849999999,2096.8156079999999,2095.060023,2078.827734,2050.4219819999998,2024.6135139999999,2019.5334419999999,2019.2989009999999,2019.2989009999999,2012.81313,2012.81313,2007.9655069999999,2000.6670959999999,1983.8975009999999,1957.895235,1950.869874,1945.877041,1941.1176439999999,1932.6717369999999,1922.094169,1914.7221910000001,1903.594609,1899.6719210000001,1895.1762650000001,1890.85276,1880.0230389999999,1870.2973219999999]
["FWN Buronga_WIND",2629.0702700000002,2618.5294079999999,2606.7469900000001,2596.5570299999999,2590.4358649999999,2482.8015949999999,2379.819176,2281.2875589999999,2187.0143849999999,2096.8156079999999,2095.060023,2078.827734,2050.4219819999998,2024.6135139999999,2019.5334419999999,2019.2989009999999,2019.2989009999999,2012.81313,2012.81313,2007.9655069999999,2000.6670959999999,1983.8975009999999,1957.895235,1950.869874,1945.877041,1941.1176439999999,1932.6717369999999,1922.094169,1914.7221910000001,1903.594609,1899.6719210000001,1895.1762650000001,1890.85276,1880.0230389999999,1870.2973219999999]
["FWN Redcliffs_WIND",2629.0702700000002,2618.5294079999999,2606.7469900000001,2596.5570299999999,2590.4358649999999,2482.8015949999999,2379.819176,2281.2875589999999,2187.0143849999999,2096.8156079999999,2095.060023,2078.827734,2050.4219819999998,2024.6135139999999,2019.5334419999999,2019.2989009999999,2019.2989009999999,2012.81313,2012.81313,2007.9655069999999,2000.6670959999999,1983.8975009999999,1957.895235,1950.869874,1945.877041,1941.1176439999999,1932.6717369999999,1922.094169,1914.7221910000001,1903.594609,1899.6719210000001,1895.1762650000001,1890.85276,1880.0230389999999,1870.2973219999999]
["FWN Redcliffs_WIND_40pc",2629.0702700000002,2618.5294079999999,2606.7469900000001,2596.5570299999999,2590.4358649999999,2482.8015949999999,2379.819176,2281.2875589999999,2187.0143849999999,2096.8156079999999,2095.060023,2078.827734,2050.4219819999998,2024.6135139999999,2019.5334419999999,2019.2989009999999,2019.2989009999999,2012.81313,2012.81313,2007.9655069999999,2000.6670959999999,1983.8975009999999,1957.895235,1950.869874,1945.877041,1941.1176439999999,1932.6717369999999,1922.094169,1914.7221910000001,1903.594609,1899.6719210000001,1895.1762650000001,1890.85276,1880.0230389999999,1870.2973219999999]
["HUN Bayswater_WIND",2619.0702700000002,2608.5294079999999,2596.7469900000001,2586.5570299999999,2580.4358649999999,2472.8015949999999,2369.819176,2271.2875589999999,2177.0143849999999,2086.8156079999999,2085.060023,2068.827734,2040.4219820000001,2014.6135139999999,2009.5334419999999,2009.2989009999999,2009.2989009999999,2002.81313,2002.81313,1997.9655069999999,1990.6670959999999,1973.8975009999999,1947.895235,1940.869874,1935.877041,1931.1176439999999,1922.6717369999999,1912.094169,1904.7221910000001,1893.594609,1889.6719210000001,1885.1762650000001,1880.85276,1870.0230389999999,1860.2973219999999]
["LV CCGT",1557.8828679999999,1557.8828679999999,1557.8828679999999,1557.8828679999999,1548.3245039999999,1539.709278,1532.8023020000001,1527.401431,1524.868271,1522.503271,1520.2920469999999,1518.221806,1518.221806,1518.221806,1518.221806,1516.0072339999999,1516.0072339999999,1516.0072339999999,1516.0072339999999,1516.0072339999999,1516.0072339999999,1516.0072339999999,1516.0072339999999,1516.0072339999999,1516.0072339999999,1516.0072339999999,1516.0072339999999,1516.0072339999999,1516.0072339999999,1516.0072339999999,1516.0072339999999,1516.0072339999999,1516.0072339999999,1516.0072339999999,1516.0072339999999]
["LV CCGT CCS",3216.0417480000001,3211.9542580000002,3207.887205,3203.8404869999999,3199.8140020000001,3195.8076510000001,2935.7999300000001,2697.383167,2478.7644529999998,2278.299767,2094.4816019999998,1925.9276379999999,1771.3703410000001,1629.6474310000001,1625.215185,1619.890404,1615.596411,1611.8239390000001,1608.0703289999999,1584.081451,1568.332686,1548.2162940000001,1539.1047659999999,1531.0564509999999,1523.6507549999999,1515.1344770000001,1508.1663659999999,1498.9010000000001,1490.3081749999999,1480.629259,1471.330438,1464.339203,1458.01983,1451.5925299999999,1446.2133650000001]
["LV Coal SC",4024.0678859999998,4004.397547,3984.8255589999999,3965.351431,3945.9746740000001,3926.6948010000001,3907.5113270000002,3888.4237699999999,3869.4316509999999,3850.5344930000001,3831.7318209999999,3813.023162,3794.408046,3775.8860060000002,3757.456576,3739.1192930000002,3720.8736960000001,3702.7193280000001,3684.6557309999998,3666.682452,3648.7990399999999,3631.0050449999999,3613.3000200000001,3595.68352,3578.1551020000002,3560.7143270000001,3543.3607550000002,3526.0939509999998,3508.913481,3491.8189139999999,3474.8098190000001,3457.8857699999999,3441.0463410000002,3424.2911100000001,3407.6196540000001]
["LV Coal SC CCS",8525.3503839999994,8494.8401279999998,8464.4824239999998,8434.2765080000008,8404.2216219999991,8374.3170100000007,8129.3665110000002,7891.6587019999997,7660.9794330000004,7437.1208829999996,7219.881378,7009.0652060000002,6804.4824410000001,6605.9487749999998,6576.7607980000002,6546.8042850000002,6518.0014760000004,6489.8426120000004,6461.8245420000003,6413.6974129999999,6373.9291300000004,6329.9143899999999,6297.0213739999999,6265.3102330000002,6234.35988,6202.4169449999999,6172.1389470000004,6139.6808060000003,6108.0110189999996,6075.3707979999999,6043.2254000000003,6013.5012729999999,5984.5625200000004,5955.6289710000001,5927.8558419999999]
["LV OCGT",1097.2210520000001,1092.058352,1086.9214669999999,1081.8102650000001,1076.72462,1071.664403,1066.6294869999999,1061.619745,1056.635053,1051.675283,1046.740313,1041.830017,1036.9442730000001,1032.082958,1027.2459490000001,1022.433125,1017.644366,1012.87955,1008.138558,1003.421271,998.72757100000001,994.05733910000004,989.41045840000004,984.78681219999999,980.18628409999997,975.60875869999995,971.05412090000004,966.52225629999998,962.01305100000002,957.52639169999998,953.0621658,948.62026089999995,944.2005656,939.80296880000003,935.42736000000002]
["MEL OCGT",1113.2896519999999,1108.1269520000001,1102.990067,1097.8788649999999,1092.79322,1087.7330030000001,1082.698087,1077.688345,1072.703653,1067.7438830000001,1062.8089130000001,1057.8986170000001,1053.0128729999999,1048.151558,1043.3145489999999,1038.5017250000001,1033.7129660000001,1028.9481499999999,1024.2071579999999,1019.489871,1014.796171,1010.125939,1005.479058,1000.855412,996.25488410000003,991.67735870000001,987.12272089999999,982.59085630000004,978.08165099999997,973.59499170000004,969.13076579999995,964.68886090000001,960.26916559999995,955.87156879999998,951.49595999999997]
["MNS Belalie_WIND",2659.0702700000002,2648.5294079999999,2636.7469900000001,2626.5570299999999,2620.4358649999999,2512.8015949999999,2409.819176,2311.2875589999999,2217.0143849999999,2126.8156079999999,2125.060023,2108.827734,2080.4219819999998,2054.6135140000001,2049.5334419999999,2049.2989010000001,2049.2989010000001,2042.81313,2042.81313,2037.9655069999999,2030.6670959999999,2013.8975009999999,1987.895235,1980.869874,1975.877041,1971.1176439999999,1962.6717369999999,1952.094169,1944.7221910000001,1933.594609,1929.6719210000001,1925.1762650000001,1920.85276,1910.0230389999999,1900.2973219999999]
["MNS Blyth_WIND",2659.0702700000002,2648.5294079999999,2636.7469900000001,2626.5570299999999,2620.4358649999999,2512.8015949999999,2409.819176,2311.2875589999999,2217.0143849999999,2126.8156079999999,2125.060023,2108.827734,2080.4219819999998,2054.6135140000001,2049.5334419999999,2049.2989010000001,2049.2989010000001,2042.81313,2042.81313,2037.9655069999999,2030.6670959999999,2013.8975009999999,1987.895235,1980.869874,1975.877041,1971.1176439999999,1962.6717369999999,1952.094169,1944.7221910000001,1933.594609,1929.6719210000001,1925.1762650000001,1920.85276,1910.0230389999999,1900.2973219999999]
["MNS Bungama_WIND",2659.0702700000002,2648.5294079999999,2636.7469900000001,2626.5570299999999,2620.4358649999999,2512.8015949999999,2409.819176,2311.2875589999999,2217.0143849999999,2126.8156079999999,2125.060023,2108.827734,2080.4219819999998,2054.6135140000001,2049.5334419999999,2049.2989010000001,2049.2989010000001,2042.81313,2042.81313,2037.9655069999999,2030.6670959999999,2013.8975009999999,1987.895235,1980.869874,1975.877041,1971.1176439999999,1962.6717369999999,1952.094169,1944.7221910000001,1933.594609,1929.6719210000001,1925.1762650000001,1920.85276,1910.0230389999999,1900.2973219999999]
["MNS Canowie_WIND",2659.0702700000002,2648.5294079999999,2636.7469900000001,2626.5570299999999,2620.4358649999999,2512.8015949999999,2409.819176,2311.2875589999999,2217.0143849999999,2126.8156079999999,2125.060023,2108.827734,2080.4219819999998,2054.6135140000001,2049.5334419999999,2049.2989010000001,2049.2989010000001,2042.81313,2042.81313,2037.9655069999999,2030.6670959999999,2013.8975009999999,1987.895235,1980.869874,1975.877041,1971.1176439999999,1962.6717369999999,1952.094169,1944.7221910000001,1933.594609,1929.6719210000001,1925.1762650000001,1920.85276,1910.0230389999999,1900.2973219999999]
["MNS Glenriver_WIND",2659.0702700000002,2648.5294079999999,2636.7469900000001,2626.5570299999999,2620.4358649999999,2512.8015949999999,2409.819176,2311.2875589999999,2217.0143849999999,2126.8156079999999,2125.060023,2108.827734,2080.4219819999998,2054.6135140000001,2049.5334419999999,2049.2989010000001,2049.2989010000001,2042.81313,2042.81313,2037.9655069999999,2030.6670959999999,2013.8975009999999,1987.895235,1980.869874,1975.877041,1971.1176439999999,1962.6717369999999,1952.094169,1944.7221910000001,1933.594609,1929.6719210000001,1925.1762650000001,1920.85276,1910.0230389999999,1900.2973219999999]
["MNS Mokota_WIND",2659.0702700000002,2648.5294079999999,2636.7469900000001,2626.5570299999999,2620.4358649999999,2512.8015949999999,2409.819176,2311.2875589999999,2217.0143849999999,2126.8156079999999,2125.060023,2108.827734,2080.4219819999998,2054.6135140000001,2049.5334419999999,2049.2989010000001,2049.2989010000001,2042.81313,2042.81313,2037.9655069999999,2030.6670959999999,2013.8975009999999,1987.895235,1980.869874,1975.877041,1971.1176439999999,1962.6717369999999,1952.094169,1944.7221910000001,1933.594609,1929.6719210000001,1925.1762650000001,1920.85276,1910.0230389999999,1900.2973219999999]
["MNS Robertstown_WIND",2659.0702700000002,2648.5294079999999,2636.7469900000001,2626.5570299999999,2620.4358649999999,2512.8015949999999,2409.819176,2311.2875589999999,2217.0143849999999,2126.8156079999999,2125.060023,2108.827734,2080.4219819999998,2054.6135140000001,2049.5334419999999,2049.2989010000001,2049.2989010000001,2042.81313,2042.81313,2037.9655069999999,2030.6670959999999,2013.8975009999999,1987.895235,1980.869874,1975.877041,1971.1176439999999,1962.6717369999999,1952.094169,1944.7221910000001,1933.594609,1929.6719210000001,1925.1762650000001,1920.85276,1910.0230389999999,1900.2973219999999]
["MNS Tungkillo_WIND",2659.0702700000002,2648.5294079999999,2636.7469900000001,2626.5570299999999,2620.4358649999999,2512.8015949999999,2409.819176,2311.2875589999999,2217.0143849999999,2126.8156079999999,2125.060023,2108.827734,2080.4219819999998,2054.6135140000001,2049.5334419999999,2049.2989010000001,2049.2989010000001,2042.81313,2042.81313,2037.9655069999999,2030.6670959999999,2013.8975009999999,1987.895235,1980.869874,1975.877041,1971.1176439999999,1962.6717369999999,1952.094169,1944.7221910000001,1933.594609,1929.6719210000001,1925.1762650000001,1920.85276,1910.0230389999999,1900.2973219999999]
["MRN Bannaby_WIND",2629.0702700000002,2618.5294079999999,2606.7469900000001,2596.5570299999999,2590.4358649999999,2482.8015949999999,2379.819176,2281.2875589999999,2187.0143849999999,2096.8156079999999,2095.060023,2078.827734,2050.4219819999998,2024.6135139999999,2019.5334419999999,2019.2989009999999,2019.2989009999999,2012.81313,2012.81313,2007.9655069999999,2000.6670959999999,1983.8975009999999,1957.895235,1950.869874,1945.877041,1941.1176439999999,1932.6717369999999,1922.094169,1914.7221910000001,1903.594609,1899.6719210000001,1895.1762650000001,1890.85276,1880.0230389999999,1870.2973219999999]
["MRN Yass_WIND",2629.0702700000002,2618.5294079999999,2606.7469900000001,2596.5570299999999,2590.4358649999999,2482.8015949999999,2379.819176,2281.2875589999999,2187.0143849999999,2096.8156079999999,2095.060023,2078.827734,2050.4219819999998,2024.6135139999999,2019.5334419999999,2019.2989009999999,2019.2989009999999,2012.81313,2012.81313,2007.9655069999999,2000.6670959999999,1983.8975009999999,1957.895235,1950.869874,1945.877041,1941.1176439999999,1932.6717369999999,1922.094169,1914.7221910000001,1903.594609,1899.6719210000001,1895.1762650000001,1890.85276,1880.0230389999999,1870.2973219999999]
["MUN Deniliquin_WIND",2629.0702700000002,2618.5294079999999,2606.7469900000001,2596.5570299999999,2590.4358649999999,2482.8015949999999,2379.819176,2281.2875589999999,2187.0143849999999,2096.8156079999999,2095.060023,2078.827734,2050.4219819999998,2024.6135139999999,2019.5334419999999,2019.2989009999999,2019.2989009999999,2012.81313,2012.81313,2007.9655069999999,2000.6670959999999,1983.8975009999999,1957.895235,1950.869874,1945.877041,1941.1176439999999,1932.6717369999999,1922.094169,1914.7221910000001,1903.594609,1899.6719210000001,1895.1762650000001,1890.85276,1880.0230389999999,1870.2973219999999]
["MUN Jindera_WIND",2629.0702700000002,2618.5294079999999,2606.7469900000001,2596.5570299999999,2590.4358649999999,2482.8015949999999,2379.819176,2281.2875589999999,2187.0143849999999,2096.8156079999999,2095.060023,2078.827734,2050.4219819999998,2024.6135139999999,2019.5334419999999,2019.2989009999999,2019.2989009999999,2012.81313,2012.81313,2007.9655069999999,2000.6670959999999,1983.8975009999999,1957.895235,1950.869874,1945.877041,1941.1176439999999,1932.6717369999999,1922.094169,1914.7221910000001,1903.594609,1899.6719210000001,1895.1762650000001,1890.85276,1880.0230389999999,1870.2973219999999]
["NCEN Biomass",5477.0756890000002,5477.0756890000002,5477.0756890000002,5477.0756890000002,5477.0756890000002,5477.0756890000002,5477.0756890000002,5477.0756890000002,5477.0756890000002,5477.0756890000002,5477.0756890000002,5477.0756890000002,5477.0756890000002,5477.0756890000002,5477.0756890000002,5477.0756890000002,5477.0756890000002,5477.0756890000002,5477.0756890000002,5476.0942050000003,5239.0437910000001,5220.1475270000001,5190.4804889999996,5169.2442719999999,5154.1856930000004,5001.5853610000004,5001.5853610000004,5001.5853610000004,5001.5708599999998,5001.5708599999998,5001.5708599999998,5001.5708599999998,5001.5708599999998,5001.5708599999998,5001.5708599999998]
["NCEN CCGT",1567.647917,1567.647917,1567.647917,1567.647917,1558.089553,1549.4743269999999,1542.5673509999999,1537.1664800000001,1534.6333199999999,1532.2683199999999,1530.057096,1527.9868550000001,1527.9868550000001,1527.9868550000001,1527.9868550000001,1525.772283,1525.772283,1525.772283,1525.772283,1525.772283,1525.772283,1525.772283,1525.772283,1525.772283,1525.772283,1525.772283,1525.772283,1525.772283,1525.772283,1525.772283,1525.772283,1525.772283,1525.772283,1525.772283,1525.772283]
["NCEN CCGT CCS",3225.8067970000002,3221.7193069999998,3217.6522540000001,3213.605536,3209.579052,3205.5727000000002,2945.5649800000001,2707.148216,2488.5295019999999,2288.0648160000001,2104.2466509999999,1935.692687,1781.1353899999999,1639.41248,1634.9802340000001,1629.6554530000001,1625.3614600000001,1621.588988,1617.835378,1593.8465000000001,1578.0977350000001,1557.981344,1548.869815,1540.8215,1533.415804,1524.8995259999999,1517.931415,1508.6660489999999,1500.073224,1490.3943079999999,1481.095487,1474.1042520000001,1467.784879,1461.357579,1455.9784139999999]
["NCEN OCGT",1106.986101,1101.8234010000001,1096.686516,1091.5753139999999,1086.489669,1081.4294520000001,1076.394536,1071.3847940000001,1066.4001020000001,1061.4403319999999,1056.5053620000001,1051.5950660000001,1046.7093219999999,1041.8480070000001,1037.010998,1032.1981740000001,1027.4094150000001,1022.644599,1017.903607,1013.18632,1008.49262,1003.822388,999.17550749999998,994.55186119999996,989.95133320000002,985.37380780000001,980.81916999999999,976.28730540000004,971.77810009999996,967.29144080000003,962.82721489999994,958.38531,953.96561469999995,949.56801789999997,945.19240909999996]
["NCEN Solar PV DAT",2816.0659559999999,2728.177772,2650.2172860000001,2566.856237,2483.4951890000002,2449.4213319999999,2417.559624,2390.4642490000001,2367.1496459999998,2162.082375,1975.563764,1805.9160549999999,1651.6132500000001,1511.267378,1496.710734,1386.5663569999999,1285.107947,1191.6505299999999,1105.56315,1026.2646070000001,1022.849576,1019.425108,1015.995773,1012.56619,1009.141004,1005.724866,1002.322414,998.93825249999998,995.57693189999998,991.92879909999999,988.62649939999994,985.3601754,982.13397080000004,978.95188310000003,975.81774819999998]
["NCEN Solar PV FFP",1927.1716429999999,1868.046865,1815.600719,1759.521469,1703.4422179999999,1680.5198049999999,1659.0855650000001,1640.857767,1625.1733979999999,1487.219053,1361.7428950000001,1247.6162549999999,1143.8125500000001,1049.398054,1039.605403,965.50827649999997,897.25443710000002,834.38308410000002,776.46975559999998,723.12346260000004,720.82607859999996,718.52234520000002,716.21533820000002,713.90816440000003,711.60394829999996,709.30581910000001,707.01689680000004,704.74027899999999,702.47902690000001,700.02482850000001,697.80328139999995,695.60593619999997,693.43558029999997,691.29490320000002,689.18648519999999]
["NCEN Solar PV SAT",2272.8527650000001,2202.542218,2140.173828,2073.4849899999999,2006.7961519999999,1979.5370660000001,1954.047699,1932.3713990000001,1913.7197169999999,1749.6659,1600.4510110000001,1464.7328440000001,1341.2906,1229.013903,1217.3685869999999,1129.2530859999999,1048.086358,973.32042430000001,904.45052020000003,841.01168529999995,838.27966100000003,835.54008610000005,832.79661840000006,830.05295220000005,827.31280340000001,824.57989299999997,821.85793139999998,819.15060200000005,816.46154550000006,813.54303930000003,810.90119949999996,808.28814030000001,805.70717660000003,803.16150649999997,800.65419859999997]
["NEN Armidale_WIND",2629.0702700000002,2618.5294079999999,2606.7469900000001,2596.5570299999999,2590.4358649999999,2482.8015949999999,2379.819176,2281.2875589999999,2187.0143849999999,2096.8156079999999,2095.060023,2078.827734,2050.4219819999998,2024.6135139999999,2019.5334419999999,2019.2989009999999,2019.2989009999999,2012.81313,2012.81313,2007.9655069999999,2000.6670959999999,1983.8975009999999,1957.895235,1950.869874,1945.877041,1941.1176439999999,1932.6717369999999,1922.094169,1914.7221910000001,1903.594609,1899.6719210000001,1895.1762650000001,1890.85276,1880.0230389999999,1870.2973219999999]
["NET George Town_WIND",2649.0702700000002,2638.5294079999999,2626.7469900000001,2616.5570299999999,2610.4358649999999,2502.8015949999999,2399.819176,2301.2875589999999,2207.0143849999999,2116.8156079999999,2115.060023,2098.827734,2070.4219819999998,2044.6135139999999,2039.5334419999999,2039.2989009999999,2039.2989009999999,2032.81313,2032.81313,2027.9655069999999,2020.6670959999999,2003.8975009999999,1977.895235,1970.869874,1965.877041,1961.1176439999999,1952.6717369999999,1942.094169,1934.7221910000001,1923.594609,1919.6719210000001,1915.1762650000001,1910.85276,1900.0230389999999,1890.2973219999999]
["NNS Biomass",5479.3667130000003,5479.3667130000003,5479.3667130000003,5479.3667130000003,5479.3667130000003,5479.3667130000003,5479.3667130000003,5479.3667130000003,5479.3667130000003,5479.3667130000003,5479.3667130000003,5479.3667130000003,5479.3667130000003,5479.3667130000003,5479.3667130000003,5479.3667130000003,5479.3667130000003,5479.3667130000003,5479.3667130000003,5478.3852290000004,5241.3348150000002,5222.4385510000002,5192.7715120000003,5171.535296,5156.4767160000001,5003.8763849999996,5003.8763849999996,5003.8763849999996,5003.8618829999996,5003.8618829999996,5003.8618829999996,5003.8618829999996,5003.8618829999996,5003.8618829999996,5003.8618829999996]
["NNS CCGT",1569.9389410000001,1569.9389410000001,1569.9389410000001,1569.9389410000001,1560.3805769999999,1551.765351,1544.858375,1539.4575030000001,1536.924344,1534.559344,1532.348119,1530.277879,1530.277879,1530.277879,1530.277879,1528.0633069999999,1528.0633069999999,1528.0633069999999,1528.0633069999999,1528.0633069999999,1528.0633069999999,1528.0633069999999,1528.0633069999999,1528.0633069999999,1528.0633069999999,1528.0633069999999,1528.0633069999999,1528.0633069999999,1528.0633069999999,1528.0633069999999,1528.0633069999999,1528.0633069999999,1528.0633069999999,1528.0633069999999,1528.0633069999999]
["NNS CCGT CCS",3228.0978209999998,3224.0103300000001,3219.9432769999999,3215.8965589999998,3211.8700749999998,3207.8637229999999,2947.8560029999999,2709.4392389999998,2490.820526,2290.3558389999998,2106.537675,1937.9837110000001,1783.4264129999999,1641.703503,1637.271258,1631.946477,1627.652484,1623.880011,1620.126401,1596.1375230000001,1580.3887589999999,1560.272367,1551.1608389999999,1543.1125239999999,1535.7068280000001,1527.19055,1520.2224389999999,1510.957073,1502.364247,1492.6853309999999,1483.3865109999999,1476.3952750000001,1470.0759029999999,1463.6486030000001,1458.269438]
["NNS Coal SC",3216.2906659999999,3200.9592130000001,3185.7044169999999,3170.5258950000002,3155.4232649999999,3140.3961490000002,3125.444168,3110.5669469999998,3095.7641130000002,3081.035292,3066.3801159999998,3051.7982149999998,3037.2892240000001,3022.8527779999999,3008.4885140000001,2994.1960709999998,2979.9750909999998,2965.8252160000002,2951.7460890000002,2937.7373590000002,2923.7986719999999,2909.9296789999999,2896.1300299999998,2882.3993799999998,2868.7373830000001,2855.1436960000001,2841.6179780000002,2828.1598880000001,2814.7690889999999,2801.4452430000001,2788.1880169999999,2774.997077,2761.8720920000001,2748.812731,2735.818667]
["NNS Coal SC CCS",7054.0582850000001,7031.4912800000002,7009.0371100000002,6986.6952110000002,6964.465021,6942.3459830000002,6694.8270279999997,6456.3278780000001,6226.519843,6005.0862120000002,5791.7218130000001,5586.1325969999998,5388.0352300000004,5197.1567020000002,5175.3960630000001,5152.8072709999997,5131.3600239999996,5110.5322319999996,5089.8085799999999,5048.4416250000004,5015.5992800000004,4978.3665719999999,4952.4896660000004,4927.7845649999999,4903.8200260000003,4878.7997720000003,4855.4468429999997,4829.8218319999996,4804.9663989999999,4779.0787120000005,4753.6602370000001,4730.6849679999996,4708.4769829999996,4686.2371169999997,4665.1491740000001]
["NNS OCGT",1109.277124,1104.114425,1098.977539,1093.866338,1088.7806929999999,1083.7204750000001,1078.685559,1073.6758179999999,1068.6911250000001,1063.731356,1058.796386,1053.88609,1049.000346,1044.1390309999999,1039.3020220000001,1034.489198,1029.7004380000001,1024.9356230000001,1020.194631,1015.477344,1010.783644,1006.113412,1001.466531,996.84288489999994,992.24235680000004,987.66483140000003,983.1101936,978.57832900000005,974.06912369999998,969.58246450000001,965.11823849999996,960.67633369999999,956.25663840000004,951.85904149999999,947.48343269999998]
["NNS Solar PV DAT",2816.0659559999999,2728.177772,2650.2172860000001,2566.856237,2483.4951890000002,2449.4213319999999,2417.559624,2390.4642490000001,2367.1496459999998,2162.082375,1975.563764,1805.9160549999999,1651.6132500000001,1511.267378,1496.710734,1386.5663569999999,1285.107947,1191.6505299999999,1105.56315,1026.2646070000001,1022.849576,1019.425108,1015.995773,1012.56619,1009.141004,1005.724866,1002.322414,998.93825249999998,995.57693189999998,991.92879909999999,988.62649939999994,985.3601754,982.13397080000004,978.95188310000003,975.81774819999998]
["NNS Solar PV FFP",1927.1716429999999,1868.046865,1815.600719,1759.521469,1703.4422179999999,1680.5198049999999,1659.0855650000001,1640.857767,1625.1733979999999,1487.219053,1361.7428950000001,1247.6162549999999,1143.8125500000001,1049.398054,1039.605403,965.50827649999997,897.25443710000002,834.38308410000002,776.46975559999998,723.12346260000004,720.82607859999996,718.52234520000002,716.21533820000002,713.90816440000003,711.60394829999996,709.30581910000001,707.01689680000004,704.74027899999999,702.47902690000001,700.02482850000001,697.80328139999995,695.60593619999997,693.43558029999997,691.29490320000002,689.18648519999999]
["NNS Solar PV SAT",2272.8527650000001,2202.542218,2140.173828,2073.4849899999999,2006.7961519999999,1979.5370660000001,1954.047699,1932.3713990000001,1913.7197169999999,1749.6659,1600.4510110000001,1464.7328440000001,1341.2906,1229.013903,1217.3685869999999,1129.2530859999999,1048.086358,973.32042430000001,904.45052020000003,841.01168529999995,838.27966100000003,835.54008610000005,832.79661840000006,830.05295220000005,827.31280340000001,824.57989299999997,821.85793139999998,819.15060200000005,816.46154550000006,813.54303930000003,810.90119949999996,808.28814030000001,805.70717660000003,803.16150649999997,800.65419859999997]
["NQ Biomass",5484.7216799999997,5484.7216799999997,5484.7216799999997,5484.7216799999997,5484.7216799999997,5484.7216799999997,5484.7216799999997,5484.7216799999997,5484.7216799999997,5484.7216799999997,5484.7216799999997,5484.7216799999997,5484.7216799999997,5484.7216799999997,5484.7216799999997,5484.7216799999997,5484.7216799999997,5484.7216799999997,5484.7216799999997,5483.7401959999997,5246.6897820000004,5227.7935180000004,5198.1264789999996,5176.8902630000002,5161.8316839999998,5009.2313519999998,5009.2313519999998,5009.2313519999998,5009.2168499999998,5009.2168499999998,5009.2168499999998,5009.2168499999998,5009.2168499999998,5009.2168499999998,5009.2168499999998]
["NQ CCGT",1575.2939080000001,1575.2939080000001,1575.2939080000001,1575.2939080000001,1565.7355439999999,1557.120318,1550.213342,1544.812471,1542.279311,1539.914311,1537.7030870000001,1535.632846,1535.632846,1535.632846,1535.632846,1533.4182740000001,1533.4182740000001,1533.4182740000001,1533.4182740000001,1533.4182740000001,1533.4182740000001,1533.4182740000001,1533.4182740000001,1533.4182740000001,1533.4182740000001,1533.4182740000001,1533.4182740000001,1533.4182740000001,1533.4182740000001,1533.4182740000001,1533.4182740000001,1533.4182740000001,1533.4182740000001,1533.4182740000001,1533.4182740000001]
["NQ CCGT CCS",3233.4527880000001,3229.3652980000002,3225.298245,3221.2515269999999,3217.225042,3213.218691,2953.2109700000001,2714.7942069999999,2496.1754930000002,2295.7108069999999,2111.8926419999998,1943.3386780000001,1788.781381,1647.0584710000001,1642.626225,1637.3014439999999,1633.0074509999999,1629.2349790000001,1625.4813690000001,1601.492491,1585.7437259999999,1565.627334,1556.5158060000001,1548.4674910000001,1541.0617950000001,1532.545517,1525.5774060000001,1516.31204,1507.7192150000001,1498.040299,1488.7414779999999,1481.750243,1475.4308699999999,1469.0035700000001,1463.624405]
["NQ Coal SC",3356.2906659999999,3340.9592130000001,3325.7044169999999,3310.5258950000002,3295.4232649999999,3280.3961490000002,3265.444168,3250.5669469999998,3235.7641130000002,3221.035292,3206.3801159999998,3191.7982149999998,3177.2892240000001,3162.8527779999999,3148.4885140000001,3134.1960709999998,3119.9750909999998,3105.8252160000002,3091.7460890000002,3077.7373590000002,3063.7986719999999,3049.9296789999999,3036.1300299999998,3022.3993799999998,3008.7373830000001,2995.1436960000001,2981.6179780000002,2968.1598880000001,2954.7690889999999,2941.4452430000001,2928.1880169999999,2914.997077,2901.8720920000001,2888.812731,2875.818667]
["NQ Coal SC CCS",7194.0582850000001,7171.4912800000002,7149.0371100000002,7126.6952110000002,7104.465021,7082.3459830000002,6834.8270279999997,6596.3278780000001,6366.519843,6145.0862120000002,5931.7218130000001,5726.1325969999998,5528.0352300000004,5337.1567020000002,5315.3960630000001,5292.8072709999997,5271.3600239999996,5250.5322319999996,5229.8085799999999,5188.4416250000004,5155.5992800000004,5118.3665719999999,5092.4896660000004,5067.7845649999999,5043.8200260000003,5018.7997720000003,4995.4468429999997,4969.8218319999996,4944.9663989999999,4919.0787120000005,4893.6602370000001,4870.6849679999996,4848.4769829999996,4826.2371169999997,4805.1491740000001]
["NQ OCGT",1114.6320920000001,1109.469392,1104.3325070000001,1099.221305,1094.1356599999999,1089.075443,1084.0405270000001,1079.0307849999999,1074.0460929999999,1069.086323,1064.151353,1059.241057,1054.355313,1049.4939979999999,1044.6569890000001,1039.844165,1035.0554059999999,1030.2905900000001,1025.5495980000001,1020.832311,1016.138611,1011.468379,1006.821498,1002.197852,997.59732410000004,993.01979870000002,988.4651609,983.93329630000005,979.42409099999998,974.93743170000005,970.47320579999996,966.03130090000002,961.61160559999996,957.21400879999999,952.83839999999998]
["NQ Solar PV DAT",2894.1935060000001,2806.3053220000002,2728.3448360000002,2644.9837870000001,2561.6227389999999,2527.548882,2495.6871740000001,2468.5917989999998,2445.277196,2240.2099250000001,2053.6913140000001,1884.0436050000001,1729.7408,1589.3949279999999,1574.8382839999999,1464.6939070000001,1363.2354969999999,1269.77808,1183.6907000000001,1104.392157,1100.977126,1097.5526580000001,1094.123323,1090.6937399999999,1087.268554,1083.8524159999999,1080.4499639999999,1077.065803,1073.7044820000001,1070.056349,1066.7540489999999,1063.487725,1060.2615209999999,1057.0794330000001,1053.9452980000001]
["NQ Solar PV FFP",2005.2991930000001,1946.174415,1893.728269,1837.649019,1781.5697680000001,1758.6473550000001,1737.213115,1718.9853169999999,1703.3009480000001,1565.346603,1439.870445,1325.7438050000001,1221.9401,1127.5256039999999,1117.732953,1043.6358270000001,975.38198709999995,912.51063409999995,854.59730560000003,801.25101259999997,798.9536286,796.64989519999995,794.34288819999995,792.03571439999996,789.7314983,787.43336910000005,785.14444679999997,782.86782900000003,780.60657690000005,778.15237850000005,775.93083139999999,773.73348620000002,771.56313030000001,769.42245319999995,767.31403520000003]
["NQ Solar PV SAT",2350.9803149999998,2280.6697680000002,2218.3013780000001,2151.6125400000001,2084.923702,2057.664616,2032.1752489999999,2010.498949,1991.8472670000001,1827.7934499999999,1678.578561,1542.860394,1419.41815,1307.141453,1295.4961370000001,1207.3806360000001,1126.2139079999999,1051.4479739999999,982.57807019999996,919.1392353,916.40721099999996,913.66763609999998,910.92416839999999,908.18050219999998,905.44035340000005,902.70744300000001,899.98548140000003,897.27815199999998,894.58909549999998,891.67058929999996,889.0287495,886.41569030000005,883.83472659999995,881.28905650000002,878.78174860000001]
["NSA OCGT",1102.5398520000001,1097.377152,1092.2402669999999,1087.1290650000001,1082.04342,1076.983203,1071.9482869999999,1066.938545,1061.953853,1056.994083,1052.059113,1047.148817,1042.2630730000001,1037.401758,1032.5647489999999,1027.751925,1022.963166,1018.19835,1013.457358,1008.7400709999999,1004.046371,999.37613910000005,994.72925840000005,990.1056122,985.50508409999998,980.92755869999996,976.37292090000005,971.84105629999999,967.33185100000003,962.84519169999999,958.38096580000001,953.93906089999996,949.51936560000001,945.12176880000004,940.74616000000003]
["NSA Solar PV DAT",2796.0659559999999,2708.177772,2630.2172860000001,2546.856237,2463.4951890000002,2429.4213319999999,2397.559624,2370.4642490000001,2347.1496459999998,2142.082375,1955.563764,1785.9160549999999,1631.6132500000001,1491.267378,1476.710734,1366.5663569999999,1265.107947,1171.6505299999999,1085.56315,1006.264607,1002.849576,999.42510770000001,995.99577299999999,992.56619030000002,989.14100429999996,985.72486630000003,982.32241420000003,978.93825249999998,975.57693189999998,971.92879909999999,968.62649939999994,965.3601754,962.13397080000004,958.95188310000003,955.81774819999998]
["NSA Solar PV FFP",1907.1716429999999,1848.046865,1795.600719,1739.521469,1683.4422179999999,1660.5198049999999,1639.0855650000001,1620.857767,1605.1733979999999,1467.219053,1341.7428950000001,1227.6162549999999,1123.8125500000001,1029.398054,1019.605403,945.50827649999997,877.25443710000002,814.38308410000002,756.46975559999998,703.12346260000004,700.82607859999996,698.52234520000002,696.21533820000002,693.90816440000003,691.60394829999996,689.30581910000001,687.01689680000004,684.74027899999999,682.47902690000001,680.02482850000001,677.80328139999995,675.60593619999997,673.43558029999997,671.29490320000002,669.18648519999999]
["NSA Solar PV SAT",2252.8527650000001,2182.542218,2120.173828,2053.4849899999999,1986.7961519999999,1959.5370660000001,1934.047699,1912.3713990000001,1893.7197169999999,1729.6659,1580.4510110000001,1444.7328440000001,1321.2906,1209.013903,1197.3685869999999,1109.2530859999999,1028.086358,953.32042430000001,884.45052020000003,821.01168529999995,818.27966100000003,815.54008610000005,812.79661840000006,810.05295220000005,807.31280340000001,804.57989299999997,801.85793139999998,799.15060200000005,796.46154550000006,793.54303930000003,790.90119949999996,788.28814030000001,785.70717660000003,783.16150649999997,780.65419859999997]
["NVIC Biomass",5468.6882130000004,5468.6882130000004,5468.6882130000004,5468.6882130000004,5468.6882130000004,5468.6882130000004,5468.6882130000004,5468.6882130000004,5468.6882130000004,5468.6882130000004,5468.6882130000004,5468.6882130000004,5468.6882130000004,5468.6882130000004,5468.6882130000004,5468.6882130000004,5468.6882130000004,5468.6882130000004,5468.6882130000004,5467.7067290000005,5230.6563150000002,5211.7600510000002,5182.0930120000003,5160.856796,5145.7982160000001,4993.1978849999996,4993.1978849999996,4993.1978849999996,4993.1833829999996,4993.1833829999996,4993.1833829999996,4993.1833829999996,4993.1833829999996,4993.1833829999996,4993.1833829999996]
["NVIC OCGT",1098.598624,1093.435925,1088.299039,1083.1878380000001,1078.1021929999999,1073.0419750000001,1068.007059,1062.997318,1058.0126250000001,1053.052856,1048.117886,1043.20759,1038.3218460000001,1033.4605309999999,1028.6235220000001,1023.810698,1019.021938,1014.257123,1009.516131,1004.798844,1000.105144,995.43491189999997,990.78803119999998,986.16438489999996,981.56385680000005,976.98633140000004,972.43169360000002,967.89982899999995,963.39062369999999,958.90396450000003,954.43973849999998,949.9978337,945.57813839999994,941.1805415,936.80493269999999]
["NWT Burnie_WIND",2649.0702700000002,2638.5294079999999,2626.7469900000001,2616.5570299999999,2610.4358649999999,2502.8015949999999,2399.819176,2301.2875589999999,2207.0143849999999,2116.8156079999999,2115.060023,2098.827734,2070.4219819999998,2044.6135139999999,2039.5334419999999,2039.2989009999999,2039.2989009999999,2032.81313,2032.81313,2027.9655069999999,2020.6670959999999,2003.8975009999999,1977.895235,1970.869874,1965.877041,1961.1176439999999,1952.6717369999999,1942.094169,1934.7221910000001,1923.594609,1919.6719210000001,1915.1762650000001,1910.85276,1900.0230389999999,1890.2973219999999]
["NWV Ballarat_WIND",2639.0702700000002,2628.5294079999999,2616.7469900000001,2606.5570299999999,2600.4358649999999,2492.8015949999999,2389.819176,2291.2875589999999,2197.0143849999999,2106.8156079999999,2105.060023,2088.827734,2060.4219819999998,2034.6135139999999,2029.5334419999999,2029.2989009999999,2029.2989009999999,2022.81313,2022.81313,2017.9655069999999,2010.6670959999999,1993.8975009999999,1967.895235,1960.869874,1955.877041,1951.1176439999999,1942.6717369999999,1932.094169,1924.7221910000001,1913.594609,1909.6719210000001,1905.1762650000001,1900.85276,1890.0230389999999,1880.2973219999999]
["NWV Ballarat_WIND_40pc",2639.0702700000002,2628.5294079999999,2616.7469900000001,2606.5570299999999,2600.4358649999999,2492.8015949999999,2389.819176,2291.2875589999999,2197.0143849999999,2106.8156079999999,2105.060023,2088.827734,2060.4219819999998,2034.6135139999999,2029.5334419999999,2029.2989009999999,2029.2989009999999,2022.81313,2022.81313,2017.9655069999999,2010.6670959999999,1993.8975009999999,1967.895235,1960.869874,1955.877041,1951.1176439999999,1942.6717369999999,1932.094169,1924.7221910000001,1913.594609,1909.6719210000001,1905.1762650000001,1900.85276,1890.0230389999999,1880.2973219999999]
["NWV Bendigo_WIND",2639.0702700000002,2628.5294079999999,2616.7469900000001,2606.5570299999999,2600.4358649999999,2492.8015949999999,2389.819176,2291.2875589999999,2197.0143849999999,2106.8156079999999,2105.060023,2088.827734,2060.4219819999998,2034.6135139999999,2029.5334419999999,2029.2989009999999,2029.2989009999999,2022.81313,2022.81313,2017.9655069999999,2010.6670959999999,1993.8975009999999,1967.895235,1960.869874,1955.877041,1951.1176439999999,1942.6717369999999,1932.094169,1924.7221910000001,1913.594609,1909.6719210000001,1905.1762650000001,1900.85276,1890.0230389999999,1880.2973219999999]
["NWV Bendigo_WIND_40pc",2639.0702700000002,2628.5294079999999,2616.7469900000001,2606.5570299999999,2600.4358649999999,2492.8015949999999,2389.819176,2291.2875589999999,2197.0143849999999,2106.8156079999999,2105.060023,2088.827734,2060.4219819999998,2034.6135139999999,2029.5334419999999,2029.2989009999999,2029.2989009999999,2022.81313,2022.81313,2017.9655069999999,2010.6670959999999,1993.8975009999999,1967.895235,1960.869874,1955.877041,1951.1176439999999,1942.6717369999999,1932.094169,1924.7221910000001,1913.594609,1909.6719210000001,1905.1762650000001,1900.85276,1890.0230389999999,1880.2973219999999]
["NWV Geelong_WIND",2639.0702700000002,2628.5294079999999,2616.7469900000001,2606.5570299999999,2600.4358649999999,2492.8015949999999,2389.819176,2291.2875589999999,2197.0143849999999,2106.8156079999999,2105.060023,2088.827734,2060.4219819999998,2034.6135139999999,2029.5334419999999,2029.2989009999999,2029.2989009999999,2022.81313,2022.81313,2017.9655069999999,2010.6670959999999,1993.8975009999999,1967.895235,1960.869874,1955.877041,1951.1176439999999,1942.6717369999999,1932.094169,1924.7221910000001,1913.594609,1909.6719210000001,1905.1762650000001,1900.85276,1890.0230389999999,1880.2973219999999]
["NWV Geelong_WIND_40pc",2639.0702700000002,2628.5294079999999,2616.7469900000001,2606.5570299999999,2600.4358649999999,2492.8015949999999,2389.819176,2291.2875589999999,2197.0143849999999,2106.8156079999999,2105.060023,2088.827734,2060.4219819999998,2034.6135139999999,2029.5334419999999,2029.2989009999999,2029.2989009999999,2022.81313,2022.81313,2017.9655069999999,2010.6670959999999,1993.8975009999999,1967.895235,1960.869874,1955.877041,1951.1176439999999,1942.6717369999999,1932.094169,1924.7221910000001,1913.594609,1909.6719210000001,1905.1762650000001,1900.85276,1890.0230389999999,1880.2973219999999]
["NWV Horsham_WIND",2639.0702700000002,2628.5294079999999,2616.7469900000001,2606.5570299999999,2600.4358649999999,2492.8015949999999,2389.819176,2291.2875589999999,2197.0143849999999,2106.8156079999999,2105.060023,2088.827734,2060.4219819999998,2034.6135139999999,2029.5334419999999,2029.2989009999999,2029.2989009999999,2022.81313,2022.81313,2017.9655069999999,2010.6670959999999,1993.8975009999999,1967.895235,1960.869874,1955.877041,1951.1176439999999,1942.6717369999999,1932.094169,1924.7221910000001,1913.594609,1909.6719210000001,1905.1762650000001,1900.85276,1890.0230389999999,1880.2973219999999]
["NWV Horsham_WIND_40pc",2639.0702700000002,2628.5294079999999,2616.7469900000001,2606.5570299999999,2600.4358649999999,2492.8015949999999,2389.819176,2291.2875589999999,2197.0143849999999,2106.8156079999999,2105.060023,2088.827734,2060.4219819999998,2034.6135139999999,2029.5334419999999,2029.2989009999999,2029.2989009999999,2022.81313,2022.81313,2017.9655069999999,2010.6670959999999,1993.8975009999999,1967.895235,1960.869874,1955.877041,1951.1176439999999,1942.6717369999999,1932.094169,1924.7221910000001,1913.594609,1909.6719210000001,1905.1762650000001,1900.85276,1890.0230389999999,1880.2973219999999]
["SEN Cooma_WIND",2629.0702700000002,2618.5294079999999,2606.7469900000001,2596.5570299999999,2590.4358649999999,2482.8015949999999,2379.819176,2281.2875589999999,2187.0143849999999,2096.8156079999999,2095.060023,2078.827734,2050.4219819999998,2024.6135139999999,2019.5334419999999,2019.2989009999999,2019.2989009999999,2012.81313,2012.81313,2007.9655069999999,2000.6670959999999,1983.8975009999999,1957.895235,1950.869874,1945.877041,1941.1176439999999,1932.6717369999999,1922.094169,1914.7221910000001,1903.594609,1899.6719210000001,1895.1762650000001,1890.85276,1880.0230389999999,1870.2973219999999]
["SEQ CCGT",1575.2939080000001,1575.2939080000001,1575.2939080000001,1575.2939080000001,1565.7355439999999,1557.120318,1550.213342,1544.812471,1542.279311,1539.914311,1537.7030870000001,1535.632846,1535.632846,1535.632846,1535.632846,1533.4182740000001,1533.4182740000001,1533.4182740000001,1533.4182740000001,1533.4182740000001,1533.4182740000001,1533.4182740000001,1533.4182740000001,1533.4182740000001,1533.4182740000001,1533.4182740000001,1533.4182740000001,1533.4182740000001,1533.4182740000001,1533.4182740000001,1533.4182740000001,1533.4182740000001,1533.4182740000001,1533.4182740000001,1533.4182740000001]
["SEQ CCGT CCS",3233.4527880000001,3229.3652980000002,3225.298245,3221.2515269999999,3217.225042,3213.218691,2953.2109700000001,2714.7942069999999,2496.1754930000002,2295.7108069999999,2111.8926419999998,1943.3386780000001,1788.781381,1647.0584710000001,1642.626225,1637.3014439999999,1633.0074509999999,1629.2349790000001,1625.4813690000001,1601.492491,1585.7437259999999,1565.627334,1556.5158060000001,1548.4674910000001,1541.0617950000001,1532.545517,1525.5774060000001,1516.31204,1507.7192150000001,1498.040299,1488.7414779999999,1481.750243,1475.4308699999999,1469.0035700000001,1463.624405]
["SEQ Coal SC",3066.2906659999999,3050.9592130000001,3035.7044169999999,3020.5258950000002,3005.4232649999999,2990.3961490000002,2975.444168,2960.5669469999998,2945.7641130000002,2931.035292,2916.3801159999998,2901.7982149999998,2887.2892240000001,2872.8527779999999,2858.4885140000001,2844.1960709999998,2829.9750909999998,2815.8252160000002,2801.7460890000002,2787.7373590000002,2773.7986719999999,2759.9296789999999,2746.1300299999998,2732.3993799999998,2718.7373830000001,2705.1436960000001,2691.6179780000002,2678.1598880000001,2664.7690889999999,2651.4452430000001,2638.1880169999999,2624.997077,2611.8720920000001,2598.812731,2585.818667]
["SEQ Coal SC CCS",6904.0582850000001,6881.4912800000002,6859.0371100000002,6836.6952110000002,6814.465021,6792.3459830000002,6544.8270279999997,6306.3278780000001,6076.519843,5855.0862120000002,5641.7218130000001,5436.1325969999998,5238.0352300000004,5047.1567020000002,5025.3960630000001,5002.8072709999997,4981.3600239999996,4960.5322319999996,4939.8085799999999,4898.4416250000004,4865.5992800000004,4828.3665719999999,4802.4896660000004,4777.7845649999999,4753.8200260000003,4728.7997720000003,4705.4468429999997,4679.8218319999996,4654.9663989999999,4629.0787120000005,4603.6602370000001,4580.6849679999996,4558.4769829999996,4536.2371169999997,4515.1491740000001]
["SEQ OCGT",1114.6320920000001,1109.469392,1104.3325070000001,1099.221305,1094.1356599999999,1089.075443,1084.0405270000001,1079.0307849999999,1074.0460929999999,1069.086323,1064.151353,1059.241057,1054.355313,1049.4939979999999,1044.6569890000001,1039.844165,1035.0554059999999,1030.2905900000001,1025.5495980000001,1020.832311,1016.138611,1011.468379,1006.821498,1002.197852,997.59732410000004,993.01979870000002,988.4651609,983.93329630000005,979.42409099999998,974.93743170000005,970.47320579999996,966.03130090000002,961.61160559999996,957.21400879999999,952.83839999999998]
["SEQ Solar PV DAT",2796.0659559999999,2708.177772,2630.2172860000001,2546.856237,2463.4951890000002,2429.4213319999999,2397.559624,2370.4642490000001,2347.1496459999998,2142.082375,1955.563764,1785.9160549999999,1631.6132500000001,1491.267378,1476.710734,1366.5663569999999,1265.107947,1171.6505299999999,1085.56315,1006.264607,1002.849576,999.42510770000001,995.99577299999999,992.56619030000002,989.14100429999996,985.72486630000003,982.32241420000003,978.93825249999998,975.57693189999998,971.92879909999999,968.62649939999994,965.3601754,962.13397080000004,958.95188310000003,955.81774819999998]
["SEQ Solar PV FFP",1907.1716429999999,1848.046865,1795.600719,1739.521469,1683.4422179999999,1660.5198049999999,1639.0855650000001,1620.857767,1605.1733979999999,1467.219053,1341.7428950000001,1227.6162549999999,1123.8125500000001,1029.398054,1019.605403,945.50827649999997,877.25443710000002,814.38308410000002,756.46975559999998,703.12346260000004,700.82607859999996,698.52234520000002,696.21533820000002,693.90816440000003,691.60394829999996,689.30581910000001,687.01689680000004,684.74027899999999,682.47902690000001,680.02482850000001,677.80328139999995,675.60593619999997,673.43558029999997,671.29490320000002,669.18648519999999]
["SEQ Solar PV SAT",2252.8527650000001,2182.542218,2120.173828,2053.4849899999999,1986.7961519999999,1959.5370660000001,1934.047699,1912.3713990000001,1893.7197169999999,1729.6659,1580.4510110000001,1444.7328440000001,1321.2906,1209.013903,1197.3685869999999,1109.2530859999999,1028.086358,953.32042430000001,884.45052020000003,821.01168529999995,818.27966100000003,815.54008610000005,812.79661840000006,810.05295220000005,807.31280340000001,804.57989299999997,801.85793139999998,799.15060200000005,796.46154550000006,793.54303930000003,790.90119949999996,788.28814030000001,785.70717660000003,783.16150649999997,780.65419859999997]
["SESA Biomass",5592.6294399999997,5592.6294399999997,5592.6294399999997,5592.6294399999997,5592.6294399999997,5592.6294399999997,5592.6294399999997,5592.6294399999997,5592.6294399999997,5592.6294399999997,5592.6294399999997,5592.6294399999997,5592.6294399999997,5592.6294399999997,5592.6294399999997,5592.6294399999997,5592.6294399999997,5592.6294399999997,5592.6294399999997,5591.6479559999998,5354.5975420000004,5335.7012779999995,5306.0342389999996,5284.7980230000003,5269.7394439999998,5117.1391119999998,5117.1391119999998,5117.1391119999998,5117.1246099999998,5117.1246099999998,5117.1246099999998,5117.1246099999998,5117.1246099999998,5117.1246099999998,5117.1246099999998]
["SESA CCGT",1683.2016679999999,1683.2016679999999,1683.2016679999999,1683.2016679999999,1673.6433039999999,1665.0280780000001,1658.1211020000001,1652.720231,1650.1870710000001,1647.8220710000001,1645.6108469999999,1643.540606,1643.540606,1643.540606,1643.540606,1641.3260339999999,1641.3260339999999,1641.3260339999999,1641.3260339999999,1641.3260339999999,1641.3260339999999,1641.3260339999999,1641.3260339999999,1641.3260339999999,1641.3260339999999,1641.3260339999999,1641.3260339999999,1641.3260339999999,1641.3260339999999,1641.3260339999999,1641.3260339999999,1641.3260339999999,1641.3260339999999,1641.3260339999999,1641.3260339999999]
["SESA OCGT",1222.5398520000001,1217.377152,1212.2402669999999,1207.1290650000001,1202.04342,1196.983203,1191.9482869999999,1186.938545,1181.953853,1176.994083,1172.059113,1167.148817,1162.2630730000001,1157.401758,1152.5647489999999,1147.751925,1142.963166,1138.1983499999999,1133.4573580000001,1128.7400709999999,1124.0463709999999,1119.376139,1114.7292580000001,1110.1056120000001,1105.5050839999999,1100.927559,1096.3729209999999,1091.841056,1087.3318509999999,1082.845192,1078.3809659999999,1073.939061,1069.519366,1065.1217690000001,1060.7461599999999]
["SEV Morwell_WIND",2649.0702700000002,2638.5294079999999,2626.7469900000001,2616.5570299999999,2610.4358649999999,2502.8015949999999,2399.819176,2301.2875589999999,2207.0143849999999,2116.8156079999999,2115.060023,2098.827734,2070.4219819999998,2044.6135139999999,2039.5334419999999,2039.2989009999999,2039.2989009999999,2032.81313,2032.81313,2027.9655069999999,2020.6670959999999,2003.8975009999999,1977.895235,1970.869874,1965.877041,1961.1176439999999,1952.6717369999999,1942.094169,1934.7221910000001,1923.594609,1919.6719210000001,1915.1762650000001,1910.85276,1900.0230389999999,1890.2973219999999]
["SEV Morwell_WIND_40pc",2649.0702700000002,2638.5294079999999,2626.7469900000001,2616.5570299999999,2610.4358649999999,2502.8015949999999,2399.819176,2301.2875589999999,2207.0143849999999,2116.8156079999999,2115.060023,2098.827734,2070.4219819999998,2044.6135139999999,2039.5334419999999,2039.2989009999999,2039.2989009999999,2032.81313,2032.81313,2027.9655069999999,2020.6670959999999,2003.8975009999999,1977.895235,1970.869874,1965.877041,1961.1176439999999,1952.6717369999999,1942.094169,1934.7221910000001,1923.594609,1919.6719210000001,1915.1762650000001,1910.85276,1900.0230389999999,1890.2973219999999]
["ST Chapel Street_WIND",2649.0702700000002,2638.5294079999999,2626.7469900000001,2616.5570299999999,2610.4358649999999,2502.8015949999999,2399.819176,2301.2875589999999,2207.0143849999999,2116.8156079999999,2115.060023,2098.827734,2070.4219819999998,2044.6135139999999,2039.5334419999999,2039.2989009999999,2039.2989009999999,2032.81313,2032.81313,2027.9655069999999,2020.6670959999999,2003.8975009999999,1977.895235,1970.869874,1965.877041,1961.1176439999999,1952.6717369999999,1942.094169,1934.7221910000001,1923.594609,1919.6719210000001,1915.1762650000001,1910.85276,1900.0230389999999,1890.2973219999999]
["ST Waddamana_WIND",2649.0702700000002,2638.5294079999999,2626.7469900000001,2616.5570299999999,2610.4358649999999,2502.8015949999999,2399.819176,2301.2875589999999,2207.0143849999999,2116.8156079999999,2115.060023,2098.827734,2070.4219819999998,2044.6135139999999,2039.5334419999999,2039.2989009999999,2039.2989009999999,2032.81313,2032.81313,2027.9655069999999,2020.6670959999999,2003.8975009999999,1977.895235,1970.869874,1965.877041,1961.1176439999999,1952.6717369999999,1942.094169,1934.7221910000001,1923.594609,1919.6719210000001,1915.1762650000001,1910.85276,1900.0230389999999,1890.2973219999999]
["SWNSW OCGT",1109.277124,1104.114425,1098.977539,1093.866338,1088.7806929999999,1083.7204750000001,1078.685559,1073.6758179999999,1068.6911250000001,1063.731356,1058.796386,1053.88609,1049.000346,1044.1390309999999,1039.3020220000001,1034.489198,1029.7004380000001,1024.9356230000001,1020.194631,1015.477344,1010.783644,1006.113412,1001.466531,996.84288489999994,992.24235680000004,987.66483140000003,983.1101936,978.57832900000005,974.06912369999998,969.58246450000001,965.11823849999996,960.67633369999999,956.25663840000004,951.85904149999999,947.48343269999998]
["SWQ Blackstone_WIND",2624.3631700000001,2613.8223079999998,2602.03989,2591.8499299999999,2585.7287649999998,2478.0944949999998,2375.1120759999999,2276.5804589999998,2182.3072849999999,2092.1085079999998,2090.3529229999999,2074.1206339999999,2045.714882,2019.906414,2014.8263420000001,2014.591801,2014.591801,2008.1060299999999,2008.1060299999999,2003.258407,1995.959996,1979.1904010000001,1953.1881350000001,1946.1627739999999,1941.1699410000001,1936.4105440000001,1927.964637,1917.3870690000001,1910.015091,1898.8875089999999,1894.964821,1890.469165,1886.1456599999999,1875.3159390000001,1865.590222]
["SWQ Blackwall_WIND",2624.3631700000001,2613.8223079999998,2602.03989,2591.8499299999999,2585.7287649999998,2478.0944949999998,2375.1120759999999,2276.5804589999998,2182.3072849999999,2092.1085079999998,2090.3529229999999,2074.1206339999999,2045.714882,2019.906414,2014.8263420000001,2014.591801,2014.591801,2008.1060299999999,2008.1060299999999,2003.258407,1995.959996,1979.1904010000001,1953.1881350000001,1946.1627739999999,1941.1699410000001,1936.4105440000001,1927.964637,1917.3870690000001,1910.015091,1898.8875089999999,1894.964821,1890.469165,1886.1456599999999,1875.3159390000001,1865.590222]
["SWQ CCGT",1573.951468,1573.951468,1573.951468,1573.951468,1564.393104,1555.7778780000001,1548.8709019999999,1543.4700310000001,1540.9368710000001,1538.5718710000001,1536.360647,1534.2904060000001,1534.2904060000001,1534.2904060000001,1534.2904060000001,1532.075834,1532.075834,1532.075834,1532.075834,1532.075834,1532.075834,1532.075834,1532.075834,1532.075834,1532.075834,1532.075834,1532.075834,1532.075834,1532.075834,1532.075834,1532.075834,1532.075834,1532.075834,1532.075834,1532.075834]
["SWQ CCGT CCS",3232.1103480000002,3228.0228579999998,3223.9558050000001,3219.909087,3215.8826020000001,3211.8762510000001,2951.8685300000002,2713.451767,2494.8330529999998,2294.368367,2110.5502019999999,1941.9962379999999,1787.4389410000001,1645.7160309999999,1641.2837850000001,1635.959004,1631.665011,1627.8925389999999,1624.138929,1600.1500510000001,1584.401286,1564.2848939999999,1555.173366,1547.125051,1539.719355,1531.2030769999999,1524.234966,1514.9695999999999,1506.376775,1496.6978590000001,1487.399038,1480.4078030000001,1474.08843,1467.66113,1462.2819649999999]
["SWQ Coal SC",3186.2906659999999,3170.9592130000001,3155.7044169999999,3140.5258950000002,3125.4232649999999,3110.3961490000002,3095.444168,3080.5669469999998,3065.7641130000002,3051.035292,3036.3801159999998,3021.7982149999998,3007.2892240000001,2992.8527779999999,2978.4885140000001,2964.1960709999998,2949.9750909999998,2935.8252160000002,2921.7460890000002,2907.7373590000002,2893.7986719999999,2879.9296789999999,2866.1300299999998,2852.3993799999998,2838.7373830000001,2825.1436960000001,2811.6179780000002,2798.1598880000001,2784.7690889999999,2771.4452430000001,2758.1880169999999,2744.997077,2731.8720920000001,2718.812731,2705.818667]
["SWQ Coal SC CCS",7024.0582850000001,7001.4912800000002,6979.0371100000002,6956.6952110000002,6934.465021,6912.3459830000002,6664.8270279999997,6426.3278780000001,6196.519843,5975.0862120000002,5761.7218130000001,5556.1325969999998,5358.0352300000004,5167.1567020000002,5145.3960630000001,5122.8072709999997,5101.3600239999996,5080.5322319999996,5059.8085799999999,5018.4416250000004,4985.5992800000004,4948.3665719999999,4922.4896660000004,4897.7845649999999,4873.8200260000003,4848.7997720000003,4825.4468429999997,4799.8218319999996,4774.9663989999999,4749.0787120000005,4723.6602370000001,4700.6849679999996,4678.4769829999996,4656.2371169999997,4635.1491740000001]
["SWQ OCGT",1113.2896519999999,1108.1269520000001,1102.990067,1097.8788649999999,1092.79322,1087.7330030000001,1082.698087,1077.688345,1072.703653,1067.7438830000001,1062.8089130000001,1057.8986170000001,1053.0128729999999,1048.151558,1043.3145489999999,1038.5017250000001,1033.7129660000001,1028.9481499999999,1024.2071579999999,1019.489871,1014.796171,1010.125939,1005.479058,1000.855412,996.25488410000003,991.67735870000001,987.12272089999999,982.59085630000004,978.08165099999997,973.59499170000004,969.13076579999995,964.68886090000001,960.26916559999995,955.87156879999998,951.49595999999997]
["SWQ Solar PV DAT",2786.7220309999998,2698.8338469999999,2620.8733609999999,2537.5123119999998,2454.1512640000001,2420.0774070000002,2388.2156989999999,2361.120324,2337.8057210000002,2132.7384499999998,1946.2198390000001,1776.57213,1622.269325,1481.9234530000001,1467.3668090000001,1357.222432,1255.7640220000001,1162.306605,1076.2192250000001,996.92068159999997,993.50565129999995,990.0811827,986.65184799999997,983.2222653,979.79707929999995,976.38094130000002,972.97848920000001,969.59432749999996,966.23300689999996,962.58487409999998,959.28257440000004,956.01625039999999,952.79004580000003,949.60795810000002,946.47382319999997]
["SWQ Solar PV FFP",1897.827718,1838.7029399999999,1786.2567939999999,1730.1775439999999,1674.098293,1651.17588,1629.74164,1611.5138420000001,1595.829473,1457.8751279999999,1332.39897,1218.27233,1114.468625,1020.054129,1010.261478,936.16435149999995,867.91051210000001,805.03915910000001,747.12583059999997,693.77953760000003,691.48215359999995,689.17842020000001,686.87141320000001,684.56423940000002,682.26002329999994,679.96189409999999,677.67297180000003,675.39635399999997,673.1351019,670.6809035,668.45935640000005,666.26201119999996,664.09165529999996,661.95097820000001,659.84256019999998]
["SWQ Solar PV SAT",2243.50884,2173.1982929999999,2110.8299029999998,2044.141065,1977.452227,1950.193141,1924.7037740000001,1903.027474,1884.375792,1720.3219750000001,1571.107086,1435.388919,1311.9466749999999,1199.6699779999999,1188.024662,1099.909161,1018.742433,943.9764993,875.10659520000002,811.66776030000005,808.93573600000002,806.19616110000004,803.45269340000004,800.70902720000004,797.96887839999999,795.23596799999996,792.51400639999997,789.80667700000004,787.11762050000004,784.19911430000002,781.55727449999995,778.9442153,776.36325160000001,773.81758149999996,771.31027359999996]
["SWV Terang_WIND",2639.0702700000002,2628.5294079999999,2616.7469900000001,2606.5570299999999,2600.4358649999999,2492.8015949999999,2389.819176,2291.2875589999999,2197.0143849999999,2106.8156079999999,2105.060023,2088.827734,2060.4219819999998,2034.6135139999999,2029.5334419999999,2029.2989009999999,2029.2989009999999,2022.81313,2022.81313,2017.9655069999999,2010.6670959999999,1993.8975009999999,1967.895235,1960.869874,1955.877041,1951.1176439999999,1942.6717369999999,1932.094169,1924.7221910000001,1913.594609,1909.6719210000001,1905.1762650000001,1900.85276,1890.0230389999999,1880.2973219999999]
["SWV Terang_WIND_40pc",2639.0702700000002,2628.5294079999999,2616.7469900000001,2606.5570299999999,2600.4358649999999,2492.8015949999999,2389.819176,2291.2875589999999,2197.0143849999999,2106.8156079999999,2105.060023,2088.827734,2060.4219819999998,2034.6135139999999,2029.5334419999999,2029.2989009999999,2029.2989009999999,2022.81313,2022.81313,2017.9655069999999,2010.6670959999999,1993.8975009999999,1967.895235,1960.869874,1955.877041,1951.1176439999999,1942.6717369999999,1932.094169,1924.7221910000001,1913.594609,1909.6719210000001,1905.1762650000001,1900.85276,1890.0230389999999,1880.2973219999999]
["TAS Biomass",5492.6294399999997,5492.6294399999997,5492.6294399999997,5492.6294399999997,5492.6294399999997,5492.6294399999997,5492.6294399999997,5492.6294399999997,5492.6294399999997,5492.6294399999997,5492.6294399999997,5492.6294399999997,5492.6294399999997,5492.6294399999997,5492.6294399999997,5492.6294399999997,5492.6294399999997,5492.6294399999997,5492.6294399999997,5491.6479559999998,5254.5975420000004,5235.7012779999995,5206.0342389999996,5184.7980230000003,5169.7394439999998,5017.1391119999998,5017.1391119999998,5017.1391119999998,5017.1246099999998,5017.1246099999998,5017.1246099999998,5017.1246099999998,5017.1246099999998,5017.1246099999998,5017.1246099999998]
["TAS CCGT",1583.2016679999999,1583.2016679999999,1583.2016679999999,1583.2016679999999,1573.6433039999999,1565.0280780000001,1558.1211020000001,1552.720231,1550.1870710000001,1547.8220710000001,1545.6108469999999,1543.540606,1543.540606,1543.540606,1543.540606,1541.3260339999999,1541.3260339999999,1541.3260339999999,1541.3260339999999,1541.3260339999999,1541.3260339999999,1541.3260339999999,1541.3260339999999,1541.3260339999999,1541.3260339999999,1541.3260339999999,1541.3260339999999,1541.3260339999999,1541.3260339999999,1541.3260339999999,1541.3260339999999,1541.3260339999999,1541.3260339999999,1541.3260339999999,1541.3260339999999]
["TAS OCGT",1122.5398520000001,1117.377152,1112.2402669999999,1107.1290650000001,1102.04342,1096.983203,1091.9482869999999,1086.938545,1081.953853,1076.994083,1072.059113,1067.148817,1062.2630730000001,1057.401758,1052.5647489999999,1047.751925,1042.963166,1038.1983499999999,1033.4573580000001,1028.7400709999999,1024.0463709999999,1019.376139,1014.729258,1010.105612,1005.505084,1000.927559,996.37292090000005,991.84105629999999,987.33185100000003,982.84519169999999,978.38096580000001,973.93906089999996,969.51936560000001,965.12176880000004,960.74616000000003]
["WCS Cultana_WIND",2659.0702700000002,2648.5294079999999,2636.7469900000001,2626.5570299999999,2620.4358649999999,2512.8015949999999,2409.819176,2311.2875589999999,2217.0143849999999,2126.8156079999999,2125.060023,2108.827734,2080.4219819999998,2054.6135140000001,2049.5334419999999,2049.2989010000001,2049.2989010000001,2042.81313,2042.81313,2037.9655069999999,2030.6670959999999,2013.8975009999999,1987.895235,1980.869874,1975.877041,1971.1176439999999,1962.6717369999999,1952.094169,1944.7221910000001,1933.594609,1929.6719210000001,1925.1762650000001,1920.85276,1910.0230389999999,1900.2973219999999]
["WCS Lincoln Gap_WIND",2659.0702700000002,2648.5294079999999,2636.7469900000001,2626.5570299999999,2620.4358649999999,2512.8015949999999,2409.819176,2311.2875589999999,2217.0143849999999,2126.8156079999999,2125.060023,2108.827734,2080.4219819999998,2054.6135140000001,2049.5334419999999,2049.2989010000001,2049.2989010000001,2042.81313,2042.81313,2037.9655069999999,2030.6670959999999,2013.8975009999999,1987.895235,1980.869874,1975.877041,1971.1176439999999,1962.6717369999999,1952.094169,1944.7221910000001,1933.594609,1929.6719210000001,1925.1762650000001,1920.85276,1910.0230389999999,1900.2973219999999]
["WCT Farrell _WIND",2649.0702700000002,2638.5294079999999,2626.7469900000001,2616.5570299999999,2610.4358649999999,2502.8015949999999,2399.819176,2301.2875589999999,2207.0143849999999,2116.8156079999999,2115.060023,2098.827734,2070.4219819999998,2044.6135139999999,2039.5334419999999,2039.2989009999999,2039.2989009999999,2032.81313,2032.81313,2027.9655069999999,2020.6670959999999,2003.8975009999999,1977.895235,1970.869874,1965.877041,1961.1176439999999,1952.6717369999999,1942.094169,1934.7221910000001,1923.594609,1919.6719210000001,1915.1762650000001,1910.85276,1900.0230389999999,1890.2973219999999]
["WEN Wallerawang_WIND",2619.0702700000002,2608.5294079999999,2596.7469900000001,2586.5570299999999,2580.4358649999999,2472.8015949999999,2369.819176,2271.2875589999999,2177.0143849999999,2086.8156079999999,2085.060023,2068.827734,2040.4219820000001,2014.6135139999999,2009.5334419999999,2009.2989009999999,2009.2989009999999,2002.81313,2002.81313,1997.9655069999999,1990.6670959999999,1973.8975009999999,1947.895235,1940.869874,1935.877041,1931.1176439999999,1922.6717369999999,1912.094169,1904.7221910000001,1893.594609,1889.6719210000001,1885.1762650000001,1880.85276,1870.0230389999999,1860.2973219999999]
["YPS Para Garden West_WIND",2659.0702700000002,2648.5294079999999,2636.7469900000001,2626.5570299999999,2620.4358649999999,2512.8015949999999,2409.819176,2311.2875589999999,2217.0143849999999,2126.8156079999999,2125.060023,2108.827734,2080.4219819999998,2054.6135140000001,2049.5334419999999,2049.2989010000001,2049.2989010000001,2042.81313,2042.81313,2037.9655069999999,2030.6670959999999,2013.8975009999999,1987.895235,1980.869874,1975.877041,1971.1176439999999,1962.6717369999999,1952.094169,1944.7221910000001,1933.594609,1929.6719210000001,1925.1762650000001,1920.85276,1910.0230389999999,1900.2973219999999]
[]
["Build Cost Low Grid Demand"]
["Note: This the sum of the capital costs for each technology type and the connection cost for each zone"]
["$/kW","2016-17","2017-18","2018-19","2019-20","2020-21","2021-22","2022-23","2023-24","2024-25","2025-26","2026-27","2027-28","2028-29","2029-30","2030-31","2031-32","2032-33","2033-34","2034-35","2035-36","2036-37","2037-38","2038-39","2039-40","2040-41","2041-42","2042-43","2043-44","2044-45","2045-46","2046-47","2047-48","2048-49","2049-50","2050-51"]
["ADE OCGT",1102.5398520000001,1097.377152,1117.0885679999999,1136.577186,1155.84474,1174.8929539999999,1193.72354,1188.104922,1182.514398,1176.951826,1171.4170670000001,1165.909981,1160.430431,1154.9782789999999,1149.553388,1144.1556210000001,1138.7848429999999,1133.4409189999999,1128.1237140000001,1122.833095,1117.5689299999999,1112.331085,1107.11943,1101.933833,1096.7741639999999,1091.6402929999999,1086.532091,1081.449431,1076.392184,1071.3602229999999,1066.3534219999999,1061.3716549999999,1056.414796,1051.482722,1046.5753090000001]
["CAN Biomass",5475.7055129999999,5475.7055129999999,5520.5888960000002,5565.4722789999996,5610.3556619999999,5655.2390450000003,5700.1224279999997,5700.1224279999997,5700.1224279999997,5700.1224279999997,5700.1224279999997,5700.1224279999997,5700.1224279999997,5700.1224279999997,5700.1224279999997,5700.1224279999997,5700.1224279999997,5700.1224279999997,5700.1224279999997,5699.1001749999996,5452.2030510000004,5432.5218649999997,5401.6225039999999,5379.5041680000004,5363.8200779999997,5204.8809629999996,5204.8809629999996,5204.8809629999996,5204.8658589999995,5204.8658589999995,5204.8658589999995,5204.8658589999995,5204.8658589999995,5204.8658589999995,5204.8658589999995]
["CAN OCGT",1105.6159239999999,1100.453225,1120.1646410000001,1139.6532589999999,1158.920813,1177.9690270000001,1196.7996129999999,1191.1809949999999,1185.5904700000001,1180.0278980000001,1174.4931389999999,1168.986054,1163.5065039999999,1158.0543520000001,1152.629461,1147.2316940000001,1141.8609160000001,1136.516991,1131.199787,1125.9091679999999,1120.6450030000001,1115.407158,1110.1955029999999,1105.0099049999999,1099.850236,1094.716365,1089.608164,1084.525504,1079.4682560000001,1074.436295,1069.429494,1064.447727,1059.490869,1054.5587949999999,1049.6513809999999]
["CAN Solar PV DAT",2796.0659559999999,2708.177772,2685.1450420000001,2653.1208139999999,2617.5056479999998,2631.833016,2647.1429680000001,2617.129629,2591.3042230000001,2364.1527850000002,2157.5475529999999,1969.6300920000001,1798.7100620000001,1643.2500190000001,1627.1257370000001,1505.119657,1392.7349569999999,1289.2128949999999,1193.854566,1106.0161800000001,1102.233377,1098.4401190000001,1094.641472,1090.842549,1087.048497,1083.264467,1079.4955970000001,1075.746987,1072.023678,1067.9826700000001,1064.324738,1060.7066560000001,1057.133014,1053.60824,1050.136583]
["CAN Solar PV FFP",1907.1716429999999,1848.046865,1832.5521189999999,1811.0085469999999,1787.049254,1796.6876649999999,1806.9870880000001,1786.796296,1769.4228410000001,1616.6118739999999,1477.6229000000001,1351.205698,1236.223133,1131.640922,1120.7936769999999,1038.71686,963.11260719999996,893.47049319999996,829.32034469999996,770.2290663,767.68427169999995,765.1324439,762.57699000000002,760.02135129999999,757.4689889,754.92336890000001,752.38794729999995,749.86615519999998,747.36138359999995,744.64288690000001,742.18209630000001,739.74811390000002,737.34402750000004,734.97281580000003,732.63733739999998]
["CAN Solar PV SAT",2252.8527650000001,2182.542218,2164.1160340000001,2138.4966509999999,2110.0045180000002,2121.4664130000001,2133.714375,2109.703704,2089.0433790000002,1907.322228,1742.038043,1591.704074,1454.9680499999999,1330.600015,1317.700589,1220.095726,1130.1879650000001,1047.370316,971.08365319999996,900.81294370000001,897.78670139999997,894.75209540000003,891.71317729999998,888.67403939999997,885.63879759999998,882.61157379999997,879.5964778,876.5975899,873.61894270000005,870.38613580000003,867.45979020000004,864.56532470000002,861.706411,858.88659180000002,856.10926610000001]
["CQ CCGT",1575.2939080000001,1575.2939080000001,1601.0229220000001,1626.751935,1642.42849,1658.7837919999999,1676.6976219999999,1670.8314439999999,1668.0800429999999,1665.511289,1663.1095600000001,1660.86096,1660.86096,1660.86096,1660.86096,1658.455594,1658.455594,1658.455594,1658.455594,1658.455594,1658.455594,1658.455594,1658.455594,1658.455594,1658.455594,1658.455594,1658.455594,1658.455594,1658.455594,1658.455594,1658.455594,1658.455594,1658.455594,1658.455594,1658.455594]
["CQ CCGT CCS",3233.4527880000001,3229.3652980000002,3290.0966450000001,3350.6814789999999,3411.1209480000002,3471.4161949999998,3249.1570550000001,2986.1650249999998,2745.011767,2523.883797,2321.1182220000001,2135.1902340000001,1964.701646,1808.3703740000001,1803.4812669999999,1797.607624,1792.8710189999999,1788.7096919999999,1784.5691710000001,1758.107593,1740.7354949999999,1718.5455669999999,1708.4948509999999,1699.6169400000001,1691.4478879999999,1682.053778,1674.367416,1664.1470039999999,1654.668457,1643.9918680000001,1633.7345539999999,1626.0226829999999,1619.051929,1611.962123,1606.0284899999999]
["CQ Coal SC",3146.2906659999999,3130.9592130000001,3152.1328699999999,3173.0185160000001,3193.6185030000001,3213.935164,3233.9708179999998,3218.2009640000001,3202.509959,3186.89741,3171.3629219999998,3155.9061080000001,3140.5265770000001,3125.2239439999998,3109.9978249999999,3094.8478359999999,3079.773596,3064.7747279999999,3049.8508550000001,3035.0016009999999,3020.2265929999999,3005.5254599999998,2990.8978320000001,2976.343343,2961.8616259999999,2947.4523180000001,2933.115057,2918.8494810000002,2904.6552339999998,2890.531958,2876.4792980000002,2862.4969019999999,2848.584417,2834.7414950000002,2820.967787]
["CQ Coal SC CCS",6984.0582850000001,6961.4912800000002,7012.9036640000004,7063.9471080000003,7114.6246609999998,7164.9393479999999,6977.2407910000002,6725.8993790000004,6483.7170660000002,6250.3600850000003,6025.5068330000004,5808.8474290000004,5600.0832799999998,5398.9266779999998,5375.9943119999998,5352.1892010000001,5329.5871020000004,5307.6378139999997,5285.7982730000003,5242.2038659999998,5207.5930870000002,5168.3555409999999,5141.0852629999999,5115.0498879999996,5089.7949500000004,5063.4274519999999,5038.8170579999996,5011.8122389999999,4985.6184359999997,4958.3367959999996,4931.549634,4907.3372360000003,4883.9334360000003,4860.4960389999997,4838.2725909999999]
["CQ OCGT",1114.6320920000001,1109.469392,1129.1808080000001,1148.6694259999999,1167.9369799999999,1186.9851940000001,1205.8157799999999,1200.1971619999999,1194.606638,1189.0440659999999,1183.509307,1178.002221,1172.5226709999999,1167.0705190000001,1161.645628,1156.2478610000001,1150.8770830000001,1145.5331590000001,1140.215954,1134.9253349999999,1129.6611700000001,1124.423325,1119.2116699999999,1114.026073,1108.8664040000001,1103.7325330000001,1098.624331,1093.541671,1088.484424,1083.4524630000001,1078.4456620000001,1073.4638950000001,1068.507036,1063.5749619999999,1058.667549]
["CQ Solar PV DAT",2796.0659559999999,2708.177772,2685.1450420000001,2653.1208139999999,2617.5056479999998,2631.833016,2647.1429680000001,2617.129629,2591.3042230000001,2364.1527850000002,2157.5475529999999,1969.6300920000001,1798.7100620000001,1643.2500190000001,1627.1257370000001,1505.119657,1392.7349569999999,1289.2128949999999,1193.854566,1106.0161800000001,1102.233377,1098.4401190000001,1094.641472,1090.842549,1087.048497,1083.264467,1079.4955970000001,1075.746987,1072.023678,1067.9826700000001,1064.324738,1060.7066560000001,1057.133014,1053.60824,1050.136583]
["CQ Solar PV FFP",1907.1716429999999,1848.046865,1832.5521189999999,1811.0085469999999,1787.049254,1796.6876649999999,1806.9870880000001,1786.796296,1769.4228410000001,1616.6118739999999,1477.6229000000001,1351.205698,1236.223133,1131.640922,1120.7936769999999,1038.71686,963.11260719999996,893.47049319999996,829.32034469999996,770.2290663,767.68427169999995,765.1324439,762.57699000000002,760.02135129999999,757.4689889,754.92336890000001,752.38794729999995,749.86615519999998,747.36138359999995,744.64288690000001,742.18209630000001,739.74811390000002,737.34402750000004,734.97281580000003,732.63733739999998]
["CQ Solar PV SAT",2252.8527650000001,2182.542218,2164.1160340000001,2138.4966509999999,2110.0045180000002,2121.4664130000001,2133.714375,2109.703704,2089.0433790000002,1907.322228,1742.038043,1591.704074,1454.9680499999999,1330.600015,1317.700589,1220.095726,1130.1879650000001,1047.370316,971.08365319999996,900.81294370000001,897.78670139999997,894.75209540000003,891.71317729999998,888.67403939999997,885.63879759999998,882.61157379999997,879.5964778,876.5975899,873.61894270000005,870.38613580000003,867.45979020000004,864.56532470000002,861.706411,858.88659180000002,856.10926610000001]
["CS Krongart_WIND",2699.0702700000002,2688.5294079999999,2732.2810770000001,2777.1737109999999,2825.954064,2763.954475,2702.3529920000001,2592.9071039999999,2488.1913629999999,2388.0013370000001,2386.0512869999998,2368.0209599999998,2336.4687239999998,2307.8014720000001,2302.158684,2301.8981640000002,2301.8981640000002,2294.6939689999999,2294.6939689999999,2289.3093789999998,2281.2025279999998,2262.575378,2233.692861,2225.889306,2220.343421,2215.0568290000001,2205.6753760000001,2193.9261379999998,2185.7375729999999,2173.3773970000002,2169.0201950000001,2164.0265589999999,2159.2241429999999,2147.1948219999999,2136.3917940000001]
["CS Krongart_WIND_40pc",2699.0702700000002,2688.5294079999999,2732.2810770000001,2777.1737109999999,2825.954064,2763.954475,2702.3529920000001,2592.9071039999999,2488.1913629999999,2388.0013370000001,2386.0512869999998,2368.0209599999998,2336.4687239999998,2307.8014720000001,2302.158684,2301.8981640000002,2301.8981640000002,2294.6939689999999,2294.6939689999999,2289.3093789999998,2281.2025279999998,2262.575378,2233.692861,2225.889306,2220.343421,2215.0568290000001,2205.6753760000001,2193.9261379999998,2185.7375729999999,2173.3773970000002,2169.0201950000001,2164.0265589999999,2159.2241429999999,2147.1948219999999,2136.3917940000001]
["CS Mortlake_WIND",2639.0702700000002,2628.5294079999999,2672.2810770000001,2717.1737109999999,2765.954064,2703.954475,2642.3529920000001,2532.9071039999999,2428.1913629999999,2328.0013370000001,2326.0512869999998,2308.0209599999998,2276.4687239999998,2247.8014720000001,2242.158684,2241.8981640000002,2241.8981640000002,2234.6939689999999,2234.6939689999999,2229.3093789999998,2221.2025279999998,2202.575378,2173.692861,2165.889306,2160.343421,2155.0568290000001,2145.6753760000001,2133.9261379999998,2125.7375729999999,2113.3773970000002,2109.0201950000001,2104.0265589999999,2099.2241429999999,2087.1948219999999,2076.3917940000001]
["CS Mortlake_WIND_40pc",2639.0702700000002,2628.5294079999999,2672.2810770000001,2717.1737109999999,2765.954064,2703.954475,2642.3529920000001,2532.9071039999999,2428.1913629999999,2328.0013370000001,2326.0512869999998,2308.0209599999998,2276.4687239999998,2247.8014720000001,2242.158684,2241.8981640000002,2241.8981640000002,2234.6939689999999,2234.6939689999999,2229.3093789999998,2221.2025279999998,2202.575378,2173.692861,2165.889306,2160.343421,2155.0568290000001,2145.6753760000001,2133.9261379999998,2125.7375729999999,2113.3773970000002,2109.0201950000001,2104.0265589999999,2099.2241429999999,2087.1948219999999,2076.3917940000001]
["CS Portland_WIND",2639.0702700000002,2628.5294079999999,2672.2810770000001,2717.1737109999999,2765.954064,2703.954475,2642.3529920000001,2532.9071039999999,2428.1913629999999,2328.0013370000001,2326.0512869999998,2308.0209599999998,2276.4687239999998,2247.8014720000001,2242.158684,2241.8981640000002,2241.8981640000002,2234.6939689999999,2234.6939689999999,2229.3093789999998,2221.2025279999998,2202.575378,2173.692861,2165.889306,2160.343421,2155.0568290000001,2145.6753760000001,2133.9261379999998,2125.7375729999999,2113.3773970000002,2109.0201950000001,2104.0265589999999,2099.2241429999999,2087.1948219999999,2076.3917940000001]
["CS Portland_WIND_40pc",2639.0702700000002,2628.5294079999999,2672.2810770000001,2717.1737109999999,2765.954064,2703.954475,2642.3529920000001,2532.9071039999999,2428.1913629999999,2328.0013370000001,2326.0512869999998,2308.0209599999998,2276.4687239999998,2247.8014720000001,2242.158684,2241.8981640000002,2241.8981640000002,2234.6939689999999,2234.6939689999999,2229.3093789999998,2221.2025279999998,2202.575378,2173.692861,2165.889306,2160.343421,2155.0568290000001,2145.6753760000001,2133.9261379999998,2125.7375729999999,2113.3773970000002,2109.0201950000001,2104.0265589999999,2099.2241429999999,2087.1948219999999,2076.3917940000001]
["CS Shaw River_WIND",2639.0702700000002,2628.5294079999999,2672.2810770000001,2717.1737109999999,2765.954064,2703.954475,2642.3529920000001,2532.9071039999999,2428.1913629999999,2328.0013370000001,2326.0512869999998,2308.0209599999998,2276.4687239999998,2247.8014720000001,2242.158684,2241.8981640000002,2241.8981640000002,2234.6939689999999,2234.6939689999999,2229.3093789999998,2221.2025279999998,2202.575378,2173.692861,2165.889306,2160.343421,2155.0568290000001,2145.6753760000001,2133.9261379999998,2125.7375729999999,2113.3773970000002,2109.0201950000001,2104.0265589999999,2099.2241429999999,2087.1948219999999,2076.3917940000001]
["CS Shaw River_WIND_40pc",2639.0702700000002,2628.5294079999999,2672.2810770000001,2717.1737109999999,2765.954064,2703.954475,2642.3529920000001,2532.9071039999999,2428.1913629999999,2328.0013370000001,2326.0512869999998,2308.0209599999998,2276.4687239999998,2247.8014720000001,2242.158684,2241.8981640000002,2241.8981640000002,2234.6939689999999,2234.6939689999999,2229.3093789999998,2221.2025279999998,2202.575378,2173.692861,2165.889306,2160.343421,2155.0568290000001,2145.6753760000001,2133.9261379999998,2125.7375729999999,2113.3773970000002,2109.0201950000001,2104.0265589999999,2099.2241429999999,2087.1948219999999,2076.3917940000001]
["CS Tarrone_WIND",2639.0702700000002,2628.5294079999999,2672.2810770000001,2717.1737109999999,2765.954064,2703.954475,2642.3529920000001,2532.9071039999999,2428.1913629999999,2328.0013370000001,2326.0512869999998,2308.0209599999998,2276.4687239999998,2247.8014720000001,2242.158684,2241.8981640000002,2241.8981640000002,2234.6939689999999,2234.6939689999999,2229.3093789999998,2221.2025279999998,2202.575378,2173.692861,2165.889306,2160.343421,2155.0568290000001,2145.6753760000001,2133.9261379999998,2125.7375729999999,2113.3773970000002,2109.0201950000001,2104.0265589999999,2099.2241429999999,2087.1948219999999,2076.3917940000001]
["CS Tarrone_WIND_40pc",2639.0702700000002,2628.5294079999999,2672.2810770000001,2717.1737109999999,2765.954064,2703.954475,2642.3529920000001,2532.9071039999999,2428.1913629999999,2328.0013370000001,2326.0512869999998,2308.0209599999998,2276.4687239999998,2247.8014720000001,2242.158684,2241.8981640000002,2241.8981640000002,2234.6939689999999,2234.6939689999999,2229.3093789999998,2221.2025279999998,2202.575378,2173.692861,2165.889306,2160.343421,2155.0568290000001,2145.6753760000001,2133.9261379999998,2125.7375729999999,2113.3773970000002,2109.0201950000001,2104.0265589999999,2099.2241429999999,2087.1948219999999,2076.3917940000001]
["CVIC OCGT",1113.2896519999999,1108.1269520000001,1127.8383679999999,1147.326986,1166.5945400000001,1185.642754,1204.47334,1198.854722,1193.2641980000001,1187.701626,1182.1668669999999,1176.6597810000001,1171.180231,1165.728079,1160.3031880000001,1154.9054209999999,1149.534643,1144.1907189999999,1138.8735139999999,1133.582895,1128.31873,1123.0808850000001,1117.86923,1112.6836330000001,1107.523964,1102.390093,1097.2818910000001,1092.1992310000001,1087.1419840000001,1082.110023,1077.103222,1072.121455,1067.1645960000001,1062.232522,1057.3251090000001]
["CVIC Solar PV DAT",2806.0659559999999,2718.177772,2695.1450420000001,2663.1208139999999,2627.5056479999998,2641.833016,2657.1429680000001,2627.129629,2601.3042230000001,2374.1527850000002,2167.5475529999999,1979.6300920000001,1808.7100620000001,1653.2500190000001,1637.1257370000001,1515.119657,1402.7349569999999,1299.2128949999999,1203.854566,1116.0161800000001,1112.233377,1108.4401190000001,1104.641472,1100.842549,1097.048497,1093.264467,1089.4955970000001,1085.746987,1082.023678,1077.9826700000001,1074.324738,1070.7066560000001,1067.133014,1063.60824,1060.136583]
["CVIC Solar PV DAT_40pc",2806.0659559999999,2718.177772,2695.1450420000001,2663.1208139999999,2627.5056479999998,2641.833016,2657.1429680000001,2627.129629,2601.3042230000001,2374.1527850000002,2167.5475529999999,1979.6300920000001,1808.7100620000001,1653.2500190000001,1637.1257370000001,1515.119657,1402.7349569999999,1299.2128949999999,1203.854566,1116.0161800000001,1112.233377,1108.4401190000001,1104.641472,1100.842549,1097.048497,1093.264467,1089.4955970000001,1085.746987,1082.023678,1077.9826700000001,1074.324738,1070.7066560000001,1067.133014,1063.60824,1060.136583]
["CVIC Solar PV FFP",1917.1716429999999,1858.046865,1842.5521189999999,1821.0085469999999,1797.049254,1806.6876649999999,1816.9870880000001,1796.796296,1779.4228410000001,1626.6118739999999,1487.6229000000001,1361.205698,1246.223133,1141.640922,1130.7936769999999,1048.71686,973.11260719999996,903.47049319999996,839.32034469999996,780.2290663,777.68427169999995,775.1324439,772.57699000000002,770.02135129999999,767.4689889,764.92336890000001,762.38794729999995,759.86615519999998,757.36138359999995,754.64288690000001,752.18209630000001,749.74811390000002,747.34402750000004,744.97281580000003,742.63733739999998]
["CVIC Solar PV FFP_40pc",1917.1716429999999,1858.046865,1842.5521189999999,1821.0085469999999,1797.049254,1806.6876649999999,1816.9870880000001,1796.796296,1779.4228410000001,1626.6118739999999,1487.6229000000001,1361.205698,1246.223133,1141.640922,1130.7936769999999,1048.71686,973.11260719999996,903.47049319999996,839.32034469999996,780.2290663,777.68427169999995,775.1324439,772.57699000000002,770.02135129999999,767.4689889,764.92336890000001,762.38794729999995,759.86615519999998,757.36138359999995,754.64288690000001,752.18209630000001,749.74811390000002,747.34402750000004,744.97281580000003,742.63733739999998]
["CVIC Solar PV SAT",2262.8527650000001,2192.542218,2174.1160340000001,2148.4966509999999,2120.0045180000002,2131.4664130000001,2143.714375,2119.703704,2099.0433790000002,1917.322228,1752.038043,1601.704074,1464.9680499999999,1340.600015,1327.700589,1230.095726,1140.1879650000001,1057.370316,981.08365319999996,910.81294370000001,907.78670139999997,904.75209540000003,901.71317729999998,898.67403939999997,895.63879759999998,892.61157379999997,889.5964778,886.5975899,883.61894270000005,880.38613580000003,877.45979020000004,874.56532470000002,871.706411,868.88659180000002,866.10926610000001]
["CVIC Solar PV SAT_40pc",2262.8527650000001,2192.542218,2174.1160340000001,2148.4966509999999,2120.0045180000002,2131.4664130000001,2143.714375,2119.703704,2099.0433790000002,1917.322228,1752.038043,1601.704074,1464.9680499999999,1340.600015,1327.700589,1230.095726,1140.1879650000001,1057.370316,981.08365319999996,910.81294370000001,907.78670139999997,904.75209540000003,901.71317729999998,898.67403939999997,895.63879759999998,892.61157379999997,889.5964778,886.5975899,883.61894270000005,880.38613580000003,877.45979020000004,874.56532470000002,871.706411,868.88659180000002,866.10926610000001]
["EPS Cultana_WIND",2659.0702700000002,2648.5294079999999,2692.2810770000001,2737.1737109999999,2785.954064,2723.954475,2662.3529920000001,2552.9071039999999,2448.1913629999999,2348.0013370000001,2346.0512869999998,2328.0209599999998,2296.4687239999998,2267.8014720000001,2262.158684,2261.8981640000002,2261.8981640000002,2254.6939689999999,2254.6939689999999,2249.3093789999998,2241.2025279999998,2222.575378,2193.692861,2185.889306,2180.343421,2175.0568290000001,2165.6753760000001,2153.9261379999998,2145.7375729999999,2133.3773970000002,2129.0201950000001,2124.0265589999999,2119.2241429999999,2107.1948219999999,2096.3917940000001]
["FLS VH_WIND",2529.0702700000002,2518.5294079999999,2562.2810770000001,2607.1737109999999,2655.954064,2593.954475,2532.3529920000001,2422.9071039999999,2318.1913629999999,2218.0013370000001,2216.0512869999998,2198.0209599999998,2166.4687239999998,2137.8014720000001,2132.158684,2131.8981640000002,2131.8981640000002,2124.6939689999999,2124.6939689999999,2119.3093789999998,2111.2025279999998,2092.575378,2063.692861,2055.889306,2050.343421,2045.0568290000001,2035.6753759999999,2023.926138,2015.7375730000001,2003.377397,1999.0201950000001,1994.0265589999999,1989.2241429999999,1977.1948219999999,1966.3917939999999]
["FNQ Challumbin_WIND",2754.23407,2743.6932080000001,2787.4448769999999,2832.3375110000002,2881.1178639999998,2819.1182749999998,2757.5167919999999,2648.0709040000002,2543.3551630000002,2443.165137,2441.215087,2423.1847600000001,2391.6325240000001,2362.9652719999999,2357.3224839999998,2357.061964,2357.061964,2349.8577690000002,2349.8577690000002,2344.4731790000001,2336.3663280000001,2317.7391779999998,2288.8566609999998,2281.0531059999998,2275.5072209999998,2270.2206289999999,2260.839176,2249.0899380000001,2240.9013730000001,2228.541197,2224.1839949999999,2219.1903590000002,2214.3879430000002,2202.3586220000002,2191.5555939999999]
["FNQ Woree_WIND",2754.23407,2743.6932080000001,2787.4448769999999,2832.3375110000002,2881.1178639999998,2819.1182749999998,2757.5167919999999,2648.0709040000002,2543.3551630000002,2443.165137,2441.215087,2423.1847600000001,2391.6325240000001,2362.9652719999999,2357.3224839999998,2357.061964,2357.061964,2349.8577690000002,2349.8577690000002,2344.4731790000001,2336.3663280000001,2317.7391779999998,2288.8566609999998,2281.0531059999998,2275.5072209999998,2270.2206289999999,2260.839176,2249.0899380000001,2240.9013730000001,2228.541197,2224.1839949999999,2219.1903590000002,2214.3879430000002,2202.3586220000002,2191.5555939999999]
["FWN Broken Hill_WIND",2629.0702700000002,2618.5294079999999,2662.2810770000001,2707.1737109999999,2755.954064,2693.954475,2632.3529920000001,2522.9071039999999,2418.1913629999999,2318.0013370000001,2316.0512869999998,2298.0209599999998,2266.4687239999998,2237.8014720000001,2232.158684,2231.8981640000002,2231.8981640000002,2224.6939689999999,2224.6939689999999,2219.3093789999998,2211.2025279999998,2192.575378,2163.692861,2155.889306,2150.343421,2145.0568290000001,2135.6753760000001,2123.9261379999998,2115.7375729999999,2103.3773970000002,2099.0201950000001,2094.0265589999999,2089.2241429999999,2077.1948219999999,2066.3917940000001]
["FWN Buronga_WIND",2629.0702700000002,2618.5294079999999,2662.2810770000001,2707.1737109999999,2755.954064,2693.954475,2632.3529920000001,2522.9071039999999,2418.1913629999999,2318.0013370000001,2316.0512869999998,2298.0209599999998,2266.4687239999998,2237.8014720000001,2232.158684,2231.8981640000002,2231.8981640000002,2224.6939689999999,2224.6939689999999,2219.3093789999998,2211.2025279999998,2192.575378,2163.692861,2155.889306,2150.343421,2145.0568290000001,2135.6753760000001,2123.9261379999998,2115.7375729999999,2103.3773970000002,2099.0201950000001,2094.0265589999999,2089.2241429999999,2077.1948219999999,2066.3917940000001]
["FWN Redcliffs_WIND",2629.0702700000002,2618.5294079999999,2662.2810770000001,2707.1737109999999,2755.954064,2693.954475,2632.3529920000001,2522.9071039999999,2418.1913629999999,2318.0013370000001,2316.0512869999998,2298.0209599999998,2266.4687239999998,2237.8014720000001,2232.158684,2231.8981640000002,2231.8981640000002,2224.6939689999999,2224.6939689999999,2219.3093789999998,2211.2025279999998,2192.575378,2163.692861,2155.889306,2150.343421,2145.0568290000001,2135.6753760000001,2123.9261379999998,2115.7375729999999,2103.3773970000002,2099.0201950000001,2094.0265589999999,2089.2241429999999,2077.1948219999999,2066.3917940000001]
["FWN Redcliffs_WIND_40pc",2629.0702700000002,2618.5294079999999,2662.2810770000001,2707.1737109999999,2755.954064,2693.954475,2632.3529920000001,2522.9071039999999,2418.1913629999999,2318.0013370000001,2316.0512869999998,2298.0209599999998,2266.4687239999998,2237.8014720000001,2232.158684,2231.8981640000002,2231.8981640000002,2224.6939689999999,2224.6939689999999,2219.3093789999998,2211.2025279999998,2192.575378,2163.692861,2155.889306,2150.343421,2145.0568290000001,2135.6753760000001,2123.9261379999998,2115.7375729999999,2103.3773970000002,2099.0201950000001,2094.0265589999999,2089.2241429999999,2077.1948219999999,2066.3917940000001]
["HUN Bayswater_WIND",2619.0702700000002,2608.5294079999999,2652.2810770000001,2697.1737109999999,2745.954064,2683.954475,2622.3529920000001,2512.9071039999999,2408.1913629999999,2308.0013370000001,2306.0512869999998,2288.0209599999998,2256.4687239999998,2227.8014720000001,2222.158684,2221.8981640000002,2221.8981640000002,2214.6939689999999,2214.6939689999999,2209.3093789999998,2201.2025279999998,2182.575378,2153.692861,2145.889306,2140.343421,2135.0568290000001,2125.6753760000001,2113.9261379999998,2105.7375729999999,2093.3773970000002,2089.0201950000001,2084.0265589999999,2079.2241429999999,2067.1948219999999,2056.3917940000001]
["LV CCGT",1557.8828679999999,1557.8828679999999,1583.6118819999999,1609.340895,1625.0174500000001,1641.372752,1659.286582,1653.420404,1650.669003,1648.1002490000001,1645.6985199999999,1643.44992,1643.44992,1643.44992,1643.44992,1641.0445540000001,1641.0445540000001,1641.0445540000001,1641.0445540000001,1641.0445540000001,1641.0445540000001,1641.0445540000001,1641.0445540000001,1641.0445540000001,1641.0445540000001,1641.0445540000001,1641.0445540000001,1641.0445540000001,1641.0445540000001,1641.0445540000001,1641.0445540000001,1641.0445540000001,1641.0445540000001,1641.0445540000001,1641.0445540000001]
["LV CCGT CCS",3216.0417480000001,3211.9542580000002,3272.6856050000001,3333.2704389999999,3393.7099079999998,3454.0051549999998,3231.7460150000002,2968.7539849999998,2727.600727,2506.472757,2303.7071820000001,2117.7791940000002,1947.290606,1790.9593339999999,1786.0702269999999,1780.196584,1775.459979,1771.2986519999999,1767.1581309999999,1740.696553,1723.3244549999999,1701.1345269999999,1691.083811,1682.2058999999999,1674.036848,1664.642738,1656.9563760000001,1646.735964,1637.257417,1626.5808280000001,1616.3235139999999,1608.611643,1601.640889,1594.5510830000001,1588.61745]
["LV Coal SC",4024.0678859999998,4004.397547,4030.3650579999999,4055.9750340000001,4081.2304009999998,4106.1340650000002,4130.6889119999996,4110.4854679999999,4090.3830400000002,4070.3811249999999,4050.4792189999998,4030.6768229999998,4010.9734389999999,3991.3685719999999,3971.8617290000002,3952.452421,3933.1401580000002,3913.924458,3894.8048349999999,3875.7808110000001,3856.8519070000002,3838.017648,3819.2775590000001,3800.6311719999999,3782.0780159999999,3763.6176260000002,3745.249538,3726.9732899999999,3708.788423,3690.694481,3672.6910090000001,3654.7775539999998,3636.9536659999999,3619.2188980000001,3601.572803]
["LV Coal SC CCS",8525.3503839999994,8494.8401279999998,8554.6691580000006,8613.9993869999998,8672.8349359999993,8731.179897,8562.2554770000006,8311.7480169999999,8068.6475559999999,7832.7350850000003,7603.7980680000001,7381.630255,7166.0314950000002,6956.8075550000003,6926.0479180000002,6894.4783619999998,6864.1246330000004,6834.4495219999999,6804.9227860000001,6754.204197,6712.2945440000003,6665.90978,6631.245602,6597.8269380000002,6565.2100270000001,6531.5470880000003,6499.6387359999999,6465.4328500000001,6432.0577659999999,6397.659995,6363.7836900000002,6332.4590340000004,6301.9620409999998,6271.4705309999999,6242.2019259999997]
["LV OCGT",1097.2210520000001,1092.058352,1111.7697680000001,1131.258386,1150.52594,1169.5741539999999,1188.4047399999999,1182.786122,1177.195598,1171.633026,1166.0982670000001,1160.591181,1155.111631,1149.6594789999999,1144.234588,1138.8368210000001,1133.4660429999999,1128.1221190000001,1122.8049140000001,1117.5142949999999,1112.2501299999999,1107.012285,1101.80063,1096.615033,1091.4553639999999,1086.3214929999999,1081.213291,1076.130631,1071.073384,1066.0414229999999,1061.0346219999999,1056.0528549999999,1051.095996,1046.163922,1041.2565090000001]
["MEL OCGT",1113.2896519999999,1108.1269520000001,1127.8383679999999,1147.326986,1166.5945400000001,1185.642754,1204.47334,1198.854722,1193.2641980000001,1187.701626,1182.1668669999999,1176.6597810000001,1171.180231,1165.728079,1160.3031880000001,1154.9054209999999,1149.534643,1144.1907189999999,1138.8735139999999,1133.582895,1128.31873,1123.0808850000001,1117.86923,1112.6836330000001,1107.523964,1102.390093,1097.2818910000001,1092.1992310000001,1087.1419840000001,1082.110023,1077.103222,1072.121455,1067.1645960000001,1062.232522,1057.3251090000001]
["MNS Belalie_WIND",2659.0702700000002,2648.5294079999999,2692.2810770000001,2737.1737109999999,2785.954064,2723.954475,2662.3529920000001,2552.9071039999999,2448.1913629999999,2348.0013370000001,2346.0512869999998,2328.0209599999998,2296.4687239999998,2267.8014720000001,2262.158684,2261.8981640000002,2261.8981640000002,2254.6939689999999,2254.6939689999999,2249.3093789999998,2241.2025279999998,2222.575378,2193.692861,2185.889306,2180.343421,2175.0568290000001,2165.6753760000001,2153.9261379999998,2145.7375729999999,2133.3773970000002,2129.0201950000001,2124.0265589999999,2119.2241429999999,2107.1948219999999,2096.3917940000001]
["MNS Blyth_WIND",2659.0702700000002,2648.5294079999999,2692.2810770000001,2737.1737109999999,2785.954064,2723.954475,2662.3529920000001,2552.9071039999999,2448.1913629999999,2348.0013370000001,2346.0512869999998,2328.0209599999998,2296.4687239999998,2267.8014720000001,2262.158684,2261.8981640000002,2261.8981640000002,2254.6939689999999,2254.6939689999999,2249.3093789999998,2241.2025279999998,2222.575378,2193.692861,2185.889306,2180.343421,2175.0568290000001,2165.6753760000001,2153.9261379999998,2145.7375729999999,2133.3773970000002,2129.0201950000001,2124.0265589999999,2119.2241429999999,2107.1948219999999,2096.3917940000001]
["MNS Bungama_WIND",2659.0702700000002,2648.5294079999999,2692.2810770000001,2737.1737109999999,2785.954064,2723.954475,2662.3529920000001,2552.9071039999999,2448.1913629999999,2348.0013370000001,2346.0512869999998,2328.0209599999998,2296.4687239999998,2267.8014720000001,2262.158684,2261.8981640000002,2261.8981640000002,2254.6939689999999,2254.6939689999999,2249.3093789999998,2241.2025279999998,2222.575378,2193.692861,2185.889306,2180.343421,2175.0568290000001,2165.6753760000001,2153.9261379999998,2145.7375729999999,2133.3773970000002,2129.0201950000001,2124.0265589999999,2119.2241429999999,2107.1948219999999,2096.3917940000001]
["MNS Canowie_WIND",2659.0702700000002,2648.5294079999999,2692.2810770000001,2737.1737109999999,2785.954064,2723.954475,2662.3529920000001,2552.9071039999999,2448.1913629999999,2348.0013370000001,2346.0512869999998,2328.0209599999998,2296.4687239999998,2267.8014720000001,2262.158684,2261.8981640000002,2261.8981640000002,2254.6939689999999,2254.6939689999999,2249.3093789999998,2241.2025279999998,2222.575378,2193.692861,2185.889306,2180.343421,2175.0568290000001,2165.6753760000001,2153.9261379999998,2145.7375729999999,2133.3773970000002,2129.0201950000001,2124.0265589999999,2119.2241429999999,2107.1948219999999,2096.3917940000001]
["MNS Glenriver_WIND",2659.0702700000002,2648.5294079999999,2692.2810770000001,2737.1737109999999,2785.954064,2723.954475,2662.3529920000001,2552.9071039999999,2448.1913629999999,2348.0013370000001,2346.0512869999998,2328.0209599999998,2296.4687239999998,2267.8014720000001,2262.158684,2261.8981640000002,2261.8981640000002,2254.6939689999999,2254.6939689999999,2249.3093789999998,2241.2025279999998,2222.575378,2193.692861,2185.889306,2180.343421,2175.0568290000001,2165.6753760000001,2153.9261379999998,2145.7375729999999,2133.3773970000002,2129.0201950000001,2124.0265589999999,2119.2241429999999,2107.1948219999999,2096.3917940000001]
["MNS Mokota_WIND",2659.0702700000002,2648.5294079999999,2692.2810770000001,2737.1737109999999,2785.954064,2723.954475,2662.3529920000001,2552.9071039999999,2448.1913629999999,2348.0013370000001,2346.0512869999998,2328.0209599999998,2296.4687239999998,2267.8014720000001,2262.158684,2261.8981640000002,2261.8981640000002,2254.6939689999999,2254.6939689999999,2249.3093789999998,2241.2025279999998,2222.575378,2193.692861,2185.889306,2180.343421,2175.0568290000001,2165.6753760000001,2153.9261379999998,2145.7375729999999,2133.3773970000002,2129.0201950000001,2124.0265589999999,2119.2241429999999,2107.1948219999999,2096.3917940000001]
["MNS Robertstown_WIND",2659.0702700000002,2648.5294079999999,2692.2810770000001,2737.1737109999999,2785.954064,2723.954475,2662.3529920000001,2552.9071039999999,2448.1913629999999,2348.0013370000001,2346.0512869999998,2328.0209599999998,2296.4687239999998,2267.8014720000001,2262.158684,2261.8981640000002,2261.8981640000002,2254.6939689999999,2254.6939689999999,2249.3093789999998,2241.2025279999998,2222.575378,2193.692861,2185.889306,2180.343421,2175.0568290000001,2165.6753760000001,2153.9261379999998,2145.7375729999999,2133.3773970000002,2129.0201950000001,2124.0265589999999,2119.2241429999999,2107.1948219999999,2096.3917940000001]
["MNS Tungkillo_WIND",2659.0702700000002,2648.5294079999999,2692.2810770000001,2737.1737109999999,2785.954064,2723.954475,2662.3529920000001,2552.9071039999999,2448.1913629999999,2348.0013370000001,2346.0512869999998,2328.0209599999998,2296.4687239999998,2267.8014720000001,2262.158684,2261.8981640000002,2261.8981640000002,2254.6939689999999,2254.6939689999999,2249.3093789999998,2241.2025279999998,2222.575378,2193.692861,2185.889306,2180.343421,2175.0568290000001,2165.6753760000001,2153.9261379999998,2145.7375729999999,2133.3773970000002,2129.0201950000001,2124.0265589999999,2119.2241429999999,2107.1948219999999,2096.3917940000001]
["MRN Bannaby_WIND",2629.0702700000002,2618.5294079999999,2662.2810770000001,2707.1737109999999,2755.954064,2693.954475,2632.3529920000001,2522.9071039999999,2418.1913629999999,2318.0013370000001,2316.0512869999998,2298.0209599999998,2266.4687239999998,2237.8014720000001,2232.158684,2231.8981640000002,2231.8981640000002,2224.6939689999999,2224.6939689999999,2219.3093789999998,2211.2025279999998,2192.575378,2163.692861,2155.889306,2150.343421,2145.0568290000001,2135.6753760000001,2123.9261379999998,2115.7375729999999,2103.3773970000002,2099.0201950000001,2094.0265589999999,2089.2241429999999,2077.1948219999999,2066.3917940000001]
["MRN Yass_WIND",2629.0702700000002,2618.5294079999999,2662.2810770000001,2707.1737109999999,2755.954064,2693.954475,2632.3529920000001,2522.9071039999999,2418.1913629999999,2318.0013370000001,2316.0512869999998,2298.0209599999998,2266.4687239999998,2237.8014720000001,2232.158684,2231.8981640000002,2231.8981640000002,2224.6939689999999,2224.6939689999999,2219.3093789999998,2211.2025279999998,2192.575378,2163.692861,2155.889306,2150.343421,2145.0568290000001,2135.6753760000001,2123.9261379999998,2115.7375729999999,2103.3773970000002,2099.0201950000001,2094.0265589999999,2089.2241429999999,2077.1948219999999,2066.3917940000001]
["MUN Deniliquin_WIND",2629.0702700000002,2618.5294079999999,2662.2810770000001,2707.1737109999999,2755.954064,2693.954475,2632.3529920000001,2522.9071039999999,2418.1913629999999,2318.0013370000001,2316.0512869999998,2298.0209599999998,2266.4687239999998,2237.8014720000001,2232.158684,2231.8981640000002,2231.8981640000002,2224.6939689999999,2224.6939689999999,2219.3093789999998,2211.2025279999998,2192.575378,2163.692861,2155.889306,2150.343421,2145.0568290000001,2135.6753760000001,2123.9261379999998,2115.7375729999999,2103.3773970000002,2099.0201950000001,2094.0265589999999,2089.2241429999999,2077.1948219999999,2066.3917940000001]
["MUN Jindera_WIND",2629.0702700000002,2618.5294079999999,2662.2810770000001,2707.1737109999999,2755.954064,2693.954475,2632.3529920000001,2522.9071039999999,2418.1913629999999,2318.0013370000001,2316.0512869999998,2298.0209599999998,2266.4687239999998,2237.8014720000001,2232.158684,2231.8981640000002,2231.8981640000002,2224.6939689999999,2224.6939689999999,2219.3093789999998,2211.2025279999998,2192.575378,2163.692861,2155.889306,2150.343421,2145.0568290000001,2135.6753760000001,2123.9261379999998,2115.7375729999999,2103.3773970000002,2099.0201950000001,2094.0265589999999,2089.2241429999999,2077.1948219999999,2066.3917940000001]
["NCEN Biomass",5477.0756890000002,5477.0756890000002,5521.9590719999997,5566.842455,5611.7258380000003,5656.6092209999997,5701.492604,5701.492604,5701.492604,5701.492604,5701.492604,5701.492604,5701.492604,5701.492604,5701.492604,5701.492604,5701.492604,5701.492604,5701.492604,5700.4703509999999,5453.5732280000002,5433.8920420000004,5402.9926800000003,5380.8743439999998,5365.1902540000001,5206.2511400000003,5206.2511400000003,5206.2511400000003,5206.2360360000002,5206.2360360000002,5206.2360360000002,5206.2360360000002,5206.2360360000002,5206.2360360000002,5206.2360360000002]
["NCEN CCGT",1567.647917,1567.647917,1593.376931,1619.1059439999999,1634.7824989999999,1651.1378010000001,1669.051631,1663.1854530000001,1660.4340520000001,1657.8652979999999,1655.463569,1653.2149690000001,1653.2149690000001,1653.2149690000001,1653.2149690000001,1650.8096029999999,1650.8096029999999,1650.8096029999999,1650.8096029999999,1650.8096029999999,1650.8096029999999,1650.8096029999999,1650.8096029999999,1650.8096029999999,1650.8096029999999,1650.8096029999999,1650.8096029999999,1650.8096029999999,1650.8096029999999,1650.8096029999999,1650.8096029999999,1650.8096029999999,1650.8096029999999,1650.8096029999999,1650.8096029999999]
["NCEN CCGT CCS",3225.8067970000002,3221.7193069999998,3282.4506540000002,3343.035488,3403.4749569999999,3463.7702039999999,3241.5110639999998,2978.5190339999999,2737.3657760000001,2516.2378060000001,2313.4722310000002,2127.5442429999998,1957.0556549999999,1800.724383,1795.835276,1789.9616329999999,1785.2250280000001,1781.063701,1776.92318,1750.4616020000001,1733.089504,1710.899576,1700.8488600000001,1691.970949,1683.8018970000001,1674.4077870000001,1666.721425,1656.5010130000001,1647.0224659999999,1636.345877,1626.088563,1618.376692,1611.4059380000001,1604.3161319999999,1598.3824990000001]
["NCEN OCGT",1106.986101,1101.8234010000001,1121.534817,1141.0234350000001,1160.2909890000001,1179.339203,1198.169789,1192.5511710000001,1186.9606470000001,1181.3980750000001,1175.8633159999999,1170.3562300000001,1164.8766800000001,1159.424528,1153.9996369999999,1148.60187,1143.231092,1137.887168,1132.5699629999999,1127.279344,1122.015179,1116.7773340000001,1111.565679,1106.3800819999999,1101.220413,1096.086542,1090.9783399999999,1085.8956800000001,1080.8384329999999,1075.806472,1070.799671,1065.817904,1060.8610450000001,1055.928971,1051.0215579999999]
["NCEN Solar PV DAT",2816.0659559999999,2728.177772,2705.1450420000001,2673.1208139999999,2637.5056479999998,2651.833016,2667.1429680000001,2637.129629,2611.3042230000001,2384.1527850000002,2177.5475529999999,1989.6300920000001,1818.7100620000001,1663.2500190000001,1647.1257370000001,1525.119657,1412.7349569999999,1309.2128949999999,1213.854566,1126.0161800000001,1122.233377,1118.4401190000001,1114.641472,1110.842549,1107.048497,1103.264467,1099.4955970000001,1095.746987,1092.023678,1087.9826700000001,1084.324738,1080.7066560000001,1077.133014,1073.60824,1070.136583]
["NCEN Solar PV FFP",1927.1716429999999,1868.046865,1852.5521189999999,1831.0085469999999,1807.049254,1816.6876649999999,1826.9870880000001,1806.796296,1789.4228410000001,1636.6118739999999,1497.6229000000001,1371.205698,1256.223133,1151.640922,1140.7936769999999,1058.71686,983.11260719999996,913.47049319999996,849.32034469999996,790.2290663,787.68427169999995,785.1324439,782.57699000000002,780.02135129999999,777.4689889,774.92336890000001,772.38794729999995,769.86615519999998,767.36138359999995,764.64288690000001,762.18209630000001,759.74811390000002,757.34402750000004,754.97281580000003,752.63733739999998]
["NCEN Solar PV SAT",2272.8527650000001,2202.542218,2184.1160340000001,2158.4966509999999,2130.0045180000002,2141.4664130000001,2153.714375,2129.703704,2109.0433790000002,1927.322228,1762.038043,1611.704074,1474.9680499999999,1350.600015,1337.700589,1240.095726,1150.1879650000001,1067.370316,991.08365319999996,920.81294370000001,917.78670139999997,914.75209540000003,911.71317729999998,908.67403939999997,905.63879759999998,902.61157379999997,899.5964778,896.5975899,893.61894270000005,890.38613580000003,887.45979020000004,884.56532470000002,881.706411,878.88659180000002,876.10926610000001]
["NEN Armidale_WIND",2629.0702700000002,2618.5294079999999,2662.2810770000001,2707.1737109999999,2755.954064,2693.954475,2632.3529920000001,2522.9071039999999,2418.1913629999999,2318.0013370000001,2316.0512869999998,2298.0209599999998,2266.4687239999998,2237.8014720000001,2232.158684,2231.8981640000002,2231.8981640000002,2224.6939689999999,2224.6939689999999,2219.3093789999998,2211.2025279999998,2192.575378,2163.692861,2155.889306,2150.343421,2145.0568290000001,2135.6753760000001,2123.9261379999998,2115.7375729999999,2103.3773970000002,2099.0201950000001,2094.0265589999999,2089.2241429999999,2077.1948219999999,2066.3917940000001]
["NET George Town_WIND",2649.0702700000002,2638.5294079999999,2682.2810770000001,2727.1737109999999,2775.954064,2713.954475,2652.3529920000001,2542.9071039999999,2438.1913629999999,2338.0013370000001,2336.0512869999998,2318.0209599999998,2286.4687239999998,2257.8014720000001,2252.158684,2251.8981640000002,2251.8981640000002,2244.6939689999999,2244.6939689999999,2239.3093789999998,2231.2025279999998,2212.575378,2183.692861,2175.889306,2170.343421,2165.0568290000001,2155.6753760000001,2143.9261379999998,2135.7375729999999,2123.3773970000002,2119.0201950000001,2114.0265589999999,2109.2241429999999,2097.1948219999999,2086.3917940000001]
["NNS Biomass",5479.3667130000003,5479.3667130000003,5524.2500959999998,5569.1334790000001,5614.0168620000004,5658.9002449999998,5703.7836280000001,5703.7836280000001,5703.7836280000001,5703.7836280000001,5703.7836280000001,5703.7836280000001,5703.7836280000001,5703.7836280000001,5703.7836280000001,5703.7836280000001,5703.7836280000001,5703.7836280000001,5703.7836280000001,5702.761375,5455.864251,5436.1830650000002,5405.2837040000004,5383.1653679999999,5367.4812780000002,5208.5421630000001,5208.5421630000001,5208.5421630000001,5208.527059,5208.527059,5208.527059,5208.527059,5208.527059,5208.527059,5208.527059]
["NNS CCGT",1569.9389410000001,1569.9389410000001,1595.667954,1621.396968,1637.073523,1653.428825,1671.342654,1665.4764769999999,1662.7250759999999,1660.156322,1657.754592,1655.5059920000001,1655.5059920000001,1655.5059920000001,1655.5059920000001,1653.100627,1653.100627,1653.100627,1653.100627,1653.100627,1653.100627,1653.100627,1653.100627,1653.100627,1653.100627,1653.100627,1653.100627,1653.100627,1653.100627,1653.100627,1653.100627,1653.100627,1653.100627,1653.100627,1653.100627]
["NNS CCGT CCS",3228.0978209999998,3224.0103300000001,3284.7416779999999,3345.3265120000001,3405.765981,3466.061228,3243.8020879999999,2980.810058,2739.6568000000002,2518.5288300000002,2315.7632549999998,2129.8352669999999,1959.346679,1803.0154070000001,1798.126299,1792.2526559999999,1787.5160519999999,1783.354724,1779.2142040000001,1752.752626,1735.380527,1713.1905999999999,1703.1398830000001,1694.2619729999999,1686.09292,1676.698811,1669.0124479999999,1658.7920369999999,1649.3134889999999,1638.6369,1628.379586,1620.6677159999999,1613.696962,1606.6071549999999,1600.6735229999999]
["NNS Coal SC",3216.2906659999999,3200.9592130000001,3222.1328699999999,3243.0185160000001,3263.6185030000001,3283.935164,3303.9708179999998,3288.2009640000001,3272.509959,3256.89741,3241.3629219999998,3225.9061080000001,3210.5265770000001,3195.2239439999998,3179.9978249999999,3164.8478359999999,3149.773596,3134.7747279999999,3119.8508550000001,3105.0016009999999,3090.2265929999999,3075.5254599999998,3060.8978320000001,3046.343343,3031.8616259999999,3017.4523180000001,3003.115057,2988.8494810000002,2974.6552339999998,2960.531958,2946.4792980000002,2932.4969019999999,2918.584417,2904.7414950000002,2890.967787]
["NNS Coal SC CCS",7054.0582850000001,7031.4912800000002,7082.9036640000004,7133.9471080000003,7184.6246609999998,7234.9393479999999,7047.2407910000002,6795.8993790000004,6553.7170660000002,6320.3600850000003,6095.5068330000004,5878.8474290000004,5670.0832799999998,5468.9266779999998,5445.9943119999998,5422.1892010000001,5399.5871020000004,5377.6378139999997,5355.7982730000003,5312.2038659999998,5277.5930870000002,5238.3555409999999,5211.0852629999999,5185.0498879999996,5159.7949500000004,5133.4274519999999,5108.8170579999996,5081.8122389999999,5055.6184359999997,5028.3367959999996,5001.549634,4977.3372360000003,4953.9334360000003,4930.4960389999997,4908.2725909999999]
["NNS OCGT",1109.277124,1104.114425,1123.8258410000001,1143.3144589999999,1162.582013,1181.6302270000001,1200.4608129999999,1194.8421949999999,1189.2516700000001,1183.6890980000001,1178.1543389999999,1172.647254,1167.167704,1161.7155519999999,1156.290661,1150.8928940000001,1145.5221160000001,1140.178191,1134.860987,1129.5703679999999,1124.3062030000001,1119.068358,1113.8567029999999,1108.6711049999999,1103.511436,1098.377565,1093.269364,1088.186704,1083.1294559999999,1078.097495,1073.090694,1068.108927,1063.152069,1058.2199949999999,1053.3125809999999]
["NNS Solar PV DAT",2816.0659559999999,2728.177772,2705.1450420000001,2673.1208139999999,2637.5056479999998,2651.833016,2667.1429680000001,2637.129629,2611.3042230000001,2384.1527850000002,2177.5475529999999,1989.6300920000001,1818.7100620000001,1663.2500190000001,1647.1257370000001,1525.119657,1412.7349569999999,1309.2128949999999,1213.854566,1126.0161800000001,1122.233377,1118.4401190000001,1114.641472,1110.842549,1107.048497,1103.264467,1099.4955970000001,1095.746987,1092.023678,1087.9826700000001,1084.324738,1080.7066560000001,1077.133014,1073.60824,1070.136583]
["NNS Solar PV FFP",1927.1716429999999,1868.046865,1852.5521189999999,1831.0085469999999,1807.049254,1816.6876649999999,1826.9870880000001,1806.796296,1789.4228410000001,1636.6118739999999,1497.6229000000001,1371.205698,1256.223133,1151.640922,1140.7936769999999,1058.71686,983.11260719999996,913.47049319999996,849.32034469999996,790.2290663,787.68427169999995,785.1324439,782.57699000000002,780.02135129999999,777.4689889,774.92336890000001,772.38794729999995,769.86615519999998,767.36138359999995,764.64288690000001,762.18209630000001,759.74811390000002,757.34402750000004,754.97281580000003,752.63733739999998]
["NNS Solar PV SAT",2272.8527650000001,2202.542218,2184.1160340000001,2158.4966509999999,2130.0045180000002,2141.4664130000001,2153.714375,2129.703704,2109.0433790000002,1927.322228,1762.038043,1611.704074,1474.9680499999999,1350.600015,1337.700589,1240.095726,1150.1879650000001,1067.370316,991.08365319999996,920.81294370000001,917.78670139999997,914.75209540000003,911.71317729999998,908.67403939999997,905.63879759999998,902.61157379999997,899.5964778,896.5975899,893.61894270000005,890.38613580000003,887.45979020000004,884.56532470000002,881.706411,878.88659180000002,876.10926610000001]
["NQ Biomass",5484.7216799999997,5484.7216799999997,5529.605063,5574.4884460000003,5619.3718289999997,5664.255212,5709.1385950000004,5709.1385950000004,5709.1385950000004,5709.1385950000004,5709.1385950000004,5709.1385950000004,5709.1385950000004,5709.1385950000004,5709.1385950000004,5709.1385950000004,5709.1385950000004,5709.1385950000004,5709.1385950000004,5708.1163420000003,5461.2192180000002,5441.5380329999998,5410.6386709999997,5388.5203350000002,5372.8362450000004,5213.8971309999997,5213.8971309999997,5213.8971309999997,5213.8820269999997,5213.8820269999997,5213.8820269999997,5213.8820269999997,5213.8820269999997,5213.8820269999997,5213.8820269999997]
["NQ CCGT",1575.2939080000001,1575.2939080000001,1601.0229220000001,1626.751935,1642.42849,1658.7837919999999,1676.6976219999999,1670.8314439999999,1668.0800429999999,1665.511289,1663.1095600000001,1660.86096,1660.86096,1660.86096,1660.86096,1658.455594,1658.455594,1658.455594,1658.455594,1658.455594,1658.455594,1658.455594,1658.455594,1658.455594,1658.455594,1658.455594,1658.455594,1658.455594,1658.455594,1658.455594,1658.455594,1658.455594,1658.455594,1658.455594,1658.455594]
["NQ CCGT CCS",3233.4527880000001,3229.3652980000002,3290.0966450000001,3350.6814789999999,3411.1209480000002,3471.4161949999998,3249.1570550000001,2986.1650249999998,2745.011767,2523.883797,2321.1182220000001,2135.1902340000001,1964.701646,1808.3703740000001,1803.4812669999999,1797.607624,1792.8710189999999,1788.7096919999999,1784.5691710000001,1758.107593,1740.7354949999999,1718.5455669999999,1708.4948509999999,1699.6169400000001,1691.4478879999999,1682.053778,1674.367416,1664.1470039999999,1654.668457,1643.9918680000001,1633.7345539999999,1626.0226829999999,1619.051929,1611.962123,1606.0284899999999]
["NQ Coal SC",3356.2906659999999,3340.9592130000001,3362.1328699999999,3383.0185160000001,3403.6185030000001,3423.935164,3443.9708179999998,3428.2009640000001,3412.509959,3396.89741,3381.3629219999998,3365.9061080000001,3350.5265770000001,3335.2239439999998,3319.9978249999999,3304.8478359999999,3289.773596,3274.7747279999999,3259.8508550000001,3245.0016009999999,3230.2265929999999,3215.5254599999998,3200.8978320000001,3186.343343,3171.8616259999999,3157.4523180000001,3143.115057,3128.8494810000002,3114.6552339999998,3100.531958,3086.4792980000002,3072.4969019999999,3058.584417,3044.7414950000002,3030.967787]
["NQ Coal SC CCS",7194.0582850000001,7171.4912800000002,7222.9036640000004,7273.9471080000003,7324.6246609999998,7374.9393479999999,7187.2407910000002,6935.8993790000004,6693.7170660000002,6460.3600850000003,6235.5068330000004,6018.8474290000004,5810.0832799999998,5608.9266779999998,5585.9943119999998,5562.1892010000001,5539.5871020000004,5517.6378139999997,5495.7982730000003,5452.2038659999998,5417.5930870000002,5378.3555409999999,5351.0852629999999,5325.0498879999996,5299.7949500000004,5273.4274519999999,5248.8170579999996,5221.8122389999999,5195.6184359999997,5168.3367959999996,5141.549634,5117.3372360000003,5093.9334360000003,5070.4960389999997,5048.2725909999999]
["NQ OCGT",1114.6320920000001,1109.469392,1129.1808080000001,1148.6694259999999,1167.9369799999999,1186.9851940000001,1205.8157799999999,1200.1971619999999,1194.606638,1189.0440659999999,1183.509307,1178.002221,1172.5226709999999,1167.0705190000001,1161.645628,1156.2478610000001,1150.8770830000001,1145.5331590000001,1140.215954,1134.9253349999999,1129.6611700000001,1124.423325,1119.2116699999999,1114.026073,1108.8664040000001,1103.7325330000001,1098.624331,1093.541671,1088.484424,1083.4524630000001,1078.4456620000001,1073.4638950000001,1068.507036,1063.5749619999999,1058.667549]
["NQ Solar PV DAT",2894.1935060000001,2806.3053220000002,2783.2725919999998,2751.248364,2715.633198,2729.9605660000002,2745.2705179999998,2715.2571790000002,2689.4317729999998,2462.2803349999999,2255.675103,2067.757642,1896.837612,1741.377569,1725.253287,1603.2472069999999,1490.8625070000001,1387.340445,1291.9821159999999,1204.14373,1200.3609269999999,1196.567669,1192.7690219999999,1188.9700989999999,1185.1760469999999,1181.3920169999999,1177.623147,1173.8745369999999,1170.1512279999999,1166.11022,1162.452288,1158.834206,1155.2605639999999,1151.73579,1148.2641329999999]
["NQ Solar PV FFP",2005.2991930000001,1946.174415,1930.6796690000001,1909.1360970000001,1885.1768039999999,1894.8152150000001,1905.114638,1884.9238459999999,1867.550391,1714.7394240000001,1575.75045,1449.3332479999999,1334.3506829999999,1229.768472,1218.921227,1136.8444099999999,1061.240157,991.59804320000001,927.44789470000001,868.35661630000004,865.8118217,863.25999390000004,860.70453999999995,858.14890130000003,855.59653890000004,853.05091890000006,850.51549729999999,847.99370520000002,845.4889336,842.77043690000005,840.30964630000005,837.87566389999995,835.47157749999997,833.10036579999996,830.76488740000002]
["NQ Solar PV SAT",2350.9803149999998,2280.6697680000002,2262.2435839999998,2236.6242010000001,2208.1320679999999,2219.5939629999998,2231.8419250000002,2207.8312540000002,2187.1709289999999,2005.4497779999999,1840.1655929999999,1689.8316239999999,1553.0956000000001,1428.7275649999999,1415.828139,1318.2232759999999,1228.315515,1145.4978659999999,1069.2112030000001,998.94049370000005,995.91425140000001,992.87964539999996,989.84072730000003,986.80158940000001,983.76634760000002,980.73912380000002,977.72402780000004,974.72513990000004,971.74649269999998,968.51368579999996,965.58734019999997,962.69287469999995,959.83396100000004,957.01414179999995,954.23681610000006]
["NSA OCGT",1102.5398520000001,1097.377152,1117.0885679999999,1136.577186,1155.84474,1174.8929539999999,1193.72354,1188.104922,1182.514398,1176.951826,1171.4170670000001,1165.909981,1160.430431,1154.9782789999999,1149.553388,1144.1556210000001,1138.7848429999999,1133.4409189999999,1128.1237140000001,1122.833095,1117.5689299999999,1112.331085,1107.11943,1101.933833,1096.7741639999999,1091.6402929999999,1086.532091,1081.449431,1076.392184,1071.3602229999999,1066.3534219999999,1061.3716549999999,1056.414796,1051.482722,1046.5753090000001]
["NSA Solar PV DAT",2796.0659559999999,2708.177772,2685.1450420000001,2653.1208139999999,2617.5056479999998,2631.833016,2647.1429680000001,2617.129629,2591.3042230000001,2364.1527850000002,2157.5475529999999,1969.6300920000001,1798.7100620000001,1643.2500190000001,1627.1257370000001,1505.119657,1392.7349569999999,1289.2128949999999,1193.854566,1106.0161800000001,1102.233377,1098.4401190000001,1094.641472,1090.842549,1087.048497,1083.264467,1079.4955970000001,1075.746987,1072.023678,1067.9826700000001,1064.324738,1060.7066560000001,1057.133014,1053.60824,1050.136583]
["NSA Solar PV FFP",1907.1716429999999,1848.046865,1832.5521189999999,1811.0085469999999,1787.049254,1796.6876649999999,1806.9870880000001,1786.796296,1769.4228410000001,1616.6118739999999,1477.6229000000001,1351.205698,1236.223133,1131.640922,1120.7936769999999,1038.71686,963.11260719999996,893.47049319999996,829.32034469999996,770.2290663,767.68427169999995,765.1324439,762.57699000000002,760.02135129999999,757.4689889,754.92336890000001,752.38794729999995,749.86615519999998,747.36138359999995,744.64288690000001,742.18209630000001,739.74811390000002,737.34402750000004,734.97281580000003,732.63733739999998]
["NSA Solar PV SAT",2252.8527650000001,2182.542218,2164.1160340000001,2138.4966509999999,2110.0045180000002,2121.4664130000001,2133.714375,2109.703704,2089.0433790000002,1907.322228,1742.038043,1591.704074,1454.9680499999999,1330.600015,1317.700589,1220.095726,1130.1879650000001,1047.370316,971.08365319999996,900.81294370000001,897.78670139999997,894.75209540000003,891.71317729999998,888.67403939999997,885.63879759999998,882.61157379999997,879.5964778,876.5975899,873.61894270000005,870.38613580000003,867.45979020000004,864.56532470000002,861.706411,858.88659180000002,856.10926610000001]
["NVIC Biomass",5468.6882130000004,5468.6882130000004,5513.5715959999998,5558.4549790000001,5603.3383620000004,5648.2217449999998,5693.1051280000001,5693.1051280000001,5693.1051280000001,5693.1051280000001,5693.1051280000001,5693.1051280000001,5693.1051280000001,5693.1051280000001,5693.1051280000001,5693.1051280000001,5693.1051280000001,5693.1051280000001,5693.1051280000001,5692.0828750000001,5445.185751,5425.5045650000002,5394.6052040000004,5372.486868,5356.8027780000002,5197.8636630000001,5197.8636630000001,5197.8636630000001,5197.848559,5197.848559,5197.848559,5197.848559,5197.848559,5197.848559,5197.848559]
["NVIC OCGT",1098.598624,1093.435925,1113.1473410000001,1132.635959,1151.903513,1170.9517269999999,1189.7823129999999,1184.163695,1178.5731699999999,1173.0105980000001,1167.475839,1161.968754,1156.489204,1151.0370519999999,1145.612161,1140.2143940000001,1134.8436160000001,1129.499691,1124.182487,1118.8918679999999,1113.6277030000001,1108.389858,1103.1782029999999,1097.9926049999999,1092.832936,1087.699065,1082.590864,1077.508204,1072.4509559999999,1067.418995,1062.412194,1057.430427,1052.473569,1047.5414949999999,1042.6340809999999]
["NWT Burnie_WIND",2649.0702700000002,2638.5294079999999,2682.2810770000001,2727.1737109999999,2775.954064,2713.954475,2652.3529920000001,2542.9071039999999,2438.1913629999999,2338.0013370000001,2336.0512869999998,2318.0209599999998,2286.4687239999998,2257.8014720000001,2252.158684,2251.8981640000002,2251.8981640000002,2244.6939689999999,2244.6939689999999,2239.3093789999998,2231.2025279999998,2212.575378,2183.692861,2175.889306,2170.343421,2165.0568290000001,2155.6753760000001,2143.9261379999998,2135.7375729999999,2123.3773970000002,2119.0201950000001,2114.0265589999999,2109.2241429999999,2097.1948219999999,2086.3917940000001]
["NWV Ballarat_WIND",2639.0702700000002,2628.5294079999999,2672.2810770000001,2717.1737109999999,2765.954064,2703.954475,2642.3529920000001,2532.9071039999999,2428.1913629999999,2328.0013370000001,2326.0512869999998,2308.0209599999998,2276.4687239999998,2247.8014720000001,2242.158684,2241.8981640000002,2241.8981640000002,2234.6939689999999,2234.6939689999999,2229.3093789999998,2221.2025279999998,2202.575378,2173.692861,2165.889306,2160.343421,2155.0568290000001,2145.6753760000001,2133.9261379999998,2125.7375729999999,2113.3773970000002,2109.0201950000001,2104.0265589999999,2099.2241429999999,2087.1948219999999,2076.3917940000001]
["NWV Ballarat_WIND_40pc",2639.0702700000002,2628.5294079999999,2672.2810770000001,2717.1737109999999,2765.954064,2703.954475,2642.3529920000001,2532.9071039999999,2428.1913629999999,2328.0013370000001,2326.0512869999998,2308.0209599999998,2276.4687239999998,2247.8014720000001,2242.158684,2241.8981640000002,2241.8981640000002,2234.6939689999999,2234.6939689999999,2229.3093789999998,2221.2025279999998,2202.575378,2173.692861,2165.889306,2160.343421,2155.0568290000001,2145.6753760000001,2133.9261379999998,2125.7375729999999,2113.3773970000002,2109.0201950000001,2104.0265589999999,2099.2241429999999,2087.1948219999999,2076.3917940000001]
["NWV Bendigo_WIND",2639.0702700000002,2628.5294079999999,2672.2810770000001,2717.1737109999999,2765.954064,2703.954475,2642.3529920000001,2532.9071039999999,2428.1913629999999,2328.0013370000001,2326.0512869999998,2308.0209599999998,2276.4687239999998,2247.8014720000001,2242.158684,2241.8981640000002,2241.8981640000002,2234.6939689999999,2234.6939689999999,2229.3093789999998,2221.2025279999998,2202.575378,2173.692861,2165.889306,2160.343421,2155.0568290000001,2145.6753760000001,2133.9261379999998,2125.7375729999999,2113.3773970000002,2109.0201950000001,2104.0265589999999,2099.2241429999999,2087.1948219999999,2076.3917940000001]
["NWV Bendigo_WIND_40pc",2639.0702700000002,2628.5294079999999,2672.2810770000001,2717.1737109999999,2765.954064,2703.954475,2642.3529920000001,2532.9071039999999,2428.1913629999999,2328.0013370000001,2326.0512869999998,2308.0209599999998,2276.4687239999998,2247.8014720000001,2242.158684,2241.8981640000002,2241.8981640000002,2234.6939689999999,2234.6939689999999,2229.3093789999998,2221.2025279999998,2202.575378,2173.692861,2165.889306,2160.343421,2155.0568290000001,2145.6753760000001,2133.9261379999998,2125.7375729999999,2113.3773970000002,2109.0201950000001,2104.0265589999999,2099.2241429999999,2087.1948219999999,2076.3917940000001]
["NWV Geelong_WIND",2639.0702700000002,2628.5294079999999,2672.2810770000001,2717.1737109999999,2765.954064,2703.954475,2642.3529920000001,2532.9071039999999,2428.1913629999999,2328.0013370000001,2326.0512869999998,2308.0209599999998,2276.4687239999998,2247.8014720000001,2242.158684,2241.8981640000002,2241.8981640000002,2234.6939689999999,2234.6939689999999,2229.3093789999998,2221.2025279999998,2202.575378,2173.692861,2165.889306,2160.343421,2155.0568290000001,2145.6753760000001,2133.9261379999998,2125.7375729999999,2113.3773970000002,2109.0201950000001,2104.0265589999999,2099.2241429999999,2087.1948219999999,2076.3917940000001]
["NWV Geelong_WIND_40pc",2639.0702700000002,2628.5294079999999,2672.2810770000001,2717.1737109999999,2765.954064,2703.954475,2642.3529920000001,2532.9071039999999,2428.1913629999999,2328.0013370000001,2326.0512869999998,2308.0209599999998,2276.4687239999998,2247.8014720000001,2242.158684,2241.8981640000002,2241.8981640000002,2234.6939689999999,2234.6939689999999,2229.3093789999998,2221.2025279999998,2202.575378,2173.692861,2165.889306,2160.343421,2155.0568290000001,2145.6753760000001,2133.9261379999998,2125.7375729999999,2113.3773970000002,2109.0201950000001,2104.0265589999999,2099.2241429999999,2087.1948219999999,2076.3917940000001]
["NWV Horsham_WIND",2639.0702700000002,2628.5294079999999,2672.2810770000001,2717.1737109999999,2765.954064,2703.954475,2642.3529920000001,2532.9071039999999,2428.1913629999999,2328.0013370000001,2326.0512869999998,2308.0209599999998,2276.4687239999998,2247.8014720000001,2242.158684,2241.8981640000002,2241.8981640000002,2234.6939689999999,2234.6939689999999,2229.3093789999998,2221.2025279999998,2202.575378,2173.692861,2165.889306,2160.343421,2155.0568290000001,2145.6753760000001,2133.9261379999998,2125.7375729999999,2113.3773970000002,2109.0201950000001,2104.0265589999999,2099.2241429999999,2087.1948219999999,2076.3917940000001]
["NWV Horsham_WIND_40pc",2639.0702700000002,2628.5294079999999,2672.2810770000001,2717.1737109999999,2765.954064,2703.954475,2642.3529920000001,2532.9071039999999,2428.1913629999999,2328.0013370000001,2326.0512869999998,2308.0209599999998,2276.4687239999998,2247.8014720000001,2242.158684,2241.8981640000002,2241.8981640000002,2234.6939689999999,2234.6939689999999,2229.3093789999998,2221.2025279999998,2202.575378,2173.692861,2165.889306,2160.343421,2155.0568290000001,2145.6753760000001,2133.9261379999998,2125.7375729999999,2113.3773970000002,2109.0201950000001,2104.0265589999999,2099.2241429999999,2087.1948219999999,2076.3917940000001]
["SEN Cooma_WIND",2629.0702700000002,2618.5294079999999,2662.2810770000001,2707.1737109999999,2755.954064,2693.954475,2632.3529920000001,2522.9071039999999,2418.1913629999999,2318.0013370000001,2316.0512869999998,2298.0209599999998,2266.4687239999998,2237.8014720000001,2232.158684,2231.8981640000002,2231.8981640000002,2224.6939689999999,2224.6939689999999,2219.3093789999998,2211.2025279999998,2192.575378,2163.692861,2155.889306,2150.343421,2145.0568290000001,2135.6753760000001,2123.9261379999998,2115.7375729999999,2103.3773970000002,2099.0201950000001,2094.0265589999999,2089.2241429999999,2077.1948219999999,2066.3917940000001]
["SEQ CCGT",1575.2939080000001,1575.2939080000001,1601.0229220000001,1626.751935,1642.42849,1658.7837919999999,1676.6976219999999,1670.8314439999999,1668.0800429999999,1665.511289,1663.1095600000001,1660.86096,1660.86096,1660.86096,1660.86096,1658.455594,1658.455594,1658.455594,1658.455594,1658.455594,1658.455594,1658.455594,1658.455594,1658.455594,1658.455594,1658.455594,1658.455594,1658.455594,1658.455594,1658.455594,1658.455594,1658.455594,1658.455594,1658.455594,1658.455594]
["SEQ CCGT CCS",3233.4527880000001,3229.3652980000002,3290.0966450000001,3350.6814789999999,3411.1209480000002,3471.4161949999998,3249.1570550000001,2986.1650249999998,2745.011767,2523.883797,2321.1182220000001,2135.1902340000001,1964.701646,1808.3703740000001,1803.4812669999999,1797.607624,1792.8710189999999,1788.7096919999999,1784.5691710000001,1758.107593,1740.7354949999999,1718.5455669999999,1708.4948509999999,1699.6169400000001,1691.4478879999999,1682.053778,1674.367416,1664.1470039999999,1654.668457,1643.9918680000001,1633.7345539999999,1626.0226829999999,1619.051929,1611.962123,1606.0284899999999]
["SEQ Coal SC",3066.2906659999999,3050.9592130000001,3072.1328699999999,3093.0185160000001,3113.6185030000001,3133.935164,3153.9708179999998,3138.2009640000001,3122.509959,3106.89741,3091.3629219999998,3075.9061080000001,3060.5265770000001,3045.2239439999998,3029.9978249999999,3014.8478359999999,2999.773596,2984.7747279999999,2969.8508550000001,2955.0016009999999,2940.2265929999999,2925.5254599999998,2910.8978320000001,2896.343343,2881.8616259999999,2867.4523180000001,2853.115057,2838.8494810000002,2824.6552339999998,2810.531958,2796.4792980000002,2782.4969019999999,2768.584417,2754.7414950000002,2740.967787]
["SEQ Coal SC CCS",6904.0582850000001,6881.4912800000002,6932.9036640000004,6983.9471080000003,7034.6246609999998,7084.9393479999999,6897.2407910000002,6645.8993790000004,6403.7170660000002,6170.3600850000003,5945.5068330000004,5728.8474290000004,5520.0832799999998,5318.9266779999998,5295.9943119999998,5272.1892010000001,5249.5871020000004,5227.6378139999997,5205.7982730000003,5162.2038659999998,5127.5930870000002,5088.3555409999999,5061.0852629999999,5035.0498879999996,5009.7949500000004,4983.4274519999999,4958.8170579999996,4931.8122389999999,4905.6184359999997,4878.3367959999996,4851.549634,4827.3372360000003,4803.9334360000003,4780.4960389999997,4758.2725909999999]
["SEQ OCGT",1114.6320920000001,1109.469392,1129.1808080000001,1148.6694259999999,1167.9369799999999,1186.9851940000001,1205.8157799999999,1200.1971619999999,1194.606638,1189.0440659999999,1183.509307,1178.002221,1172.5226709999999,1167.0705190000001,1161.645628,1156.2478610000001,1150.8770830000001,1145.5331590000001,1140.215954,1134.9253349999999,1129.6611700000001,1124.423325,1119.2116699999999,1114.026073,1108.8664040000001,1103.7325330000001,1098.624331,1093.541671,1088.484424,1083.4524630000001,1078.4456620000001,1073.4638950000001,1068.507036,1063.5749619999999,1058.667549]
["SEQ Solar PV DAT",2796.0659559999999,2708.177772,2685.1450420000001,2653.1208139999999,2617.5056479999998,2631.833016,2647.1429680000001,2617.129629,2591.3042230000001,2364.1527850000002,2157.5475529999999,1969.6300920000001,1798.7100620000001,1643.2500190000001,1627.1257370000001,1505.119657,1392.7349569999999,1289.2128949999999,1193.854566,1106.0161800000001,1102.233377,1098.4401190000001,1094.641472,1090.842549,1087.048497,1083.264467,1079.4955970000001,1075.746987,1072.023678,1067.9826700000001,1064.324738,1060.7066560000001,1057.133014,1053.60824,1050.136583]
["SEQ Solar PV FFP",1907.1716429999999,1848.046865,1832.5521189999999,1811.0085469999999,1787.049254,1796.6876649999999,1806.9870880000001,1786.796296,1769.4228410000001,1616.6118739999999,1477.6229000000001,1351.205698,1236.223133,1131.640922,1120.7936769999999,1038.71686,963.11260719999996,893.47049319999996,829.32034469999996,770.2290663,767.68427169999995,765.1324439,762.57699000000002,760.02135129999999,757.4689889,754.92336890000001,752.38794729999995,749.86615519999998,747.36138359999995,744.64288690000001,742.18209630000001,739.74811390000002,737.34402750000004,734.97281580000003,732.63733739999998]
["SEQ Solar PV SAT",2252.8527650000001,2182.542218,2164.1160340000001,2138.4966509999999,2110.0045180000002,2121.4664130000001,2133.714375,2109.703704,2089.0433790000002,1907.322228,1742.038043,1591.704074,1454.9680499999999,1330.600015,1317.700589,1220.095726,1130.1879650000001,1047.370316,971.08365319999996,900.81294370000001,897.78670139999997,894.75209540000003,891.71317729999998,888.67403939999997,885.63879759999998,882.61157379999997,879.5964778,876.5975899,873.61894270000005,870.38613580000003,867.45979020000004,864.56532470000002,861.706411,858.88659180000002,856.10926610000001]
["SESA Biomass",5592.6294399999997,5592.6294399999997,5637.512823,5682.3962060000003,5727.2795889999998,5772.1629720000001,5817.0463550000004,5817.0463550000004,5817.0463550000004,5817.0463550000004,5817.0463550000004,5817.0463550000004,5817.0463550000004,5817.0463550000004,5817.0463550000004,5817.0463550000004,5817.0463550000004,5817.0463550000004,5817.0463550000004,5816.0241020000003,5569.1269780000002,5549.4457929999999,5518.5464309999998,5496.4280950000002,5480.7440049999996,5321.8048909999998,5321.8048909999998,5321.8048909999998,5321.7897869999997,5321.7897869999997,5321.7897869999997,5321.7897869999997,5321.7897869999997,5321.7897869999997,5321.7897869999997]
["SESA CCGT",1683.2016679999999,1683.2016679999999,1708.9306819999999,1734.6596950000001,1750.3362500000001,1766.691552,1784.605382,1778.739204,1775.987803,1773.4190490000001,1771.0173199999999,1768.76872,1768.76872,1768.76872,1768.76872,1766.3633540000001,1766.3633540000001,1766.3633540000001,1766.3633540000001,1766.3633540000001,1766.3633540000001,1766.3633540000001,1766.3633540000001,1766.3633540000001,1766.3633540000001,1766.3633540000001,1766.3633540000001,1766.3633540000001,1766.3633540000001,1766.3633540000001,1766.3633540000001,1766.3633540000001,1766.3633540000001,1766.3633540000001,1766.3633540000001]
["SESA OCGT",1222.5398520000001,1217.377152,1237.0885679999999,1256.577186,1275.84474,1294.8929539999999,1313.72354,1308.104922,1302.514398,1296.951826,1291.4170670000001,1285.909981,1280.430431,1274.9782789999999,1269.553388,1264.1556210000001,1258.7848429999999,1253.4409189999999,1248.1237140000001,1242.833095,1237.5689299999999,1232.331085,1227.11943,1221.933833,1216.7741639999999,1211.6402929999999,1206.532091,1201.449431,1196.392184,1191.3602229999999,1186.3534219999999,1181.3716549999999,1176.414796,1171.482722,1166.5753090000001]
["SEV Morwell_WIND",2649.0702700000002,2638.5294079999999,2682.2810770000001,2727.1737109999999,2775.954064,2713.954475,2652.3529920000001,2542.9071039999999,2438.1913629999999,2338.0013370000001,2336.0512869999998,2318.0209599999998,2286.4687239999998,2257.8014720000001,2252.158684,2251.8981640000002,2251.8981640000002,2244.6939689999999,2244.6939689999999,2239.3093789999998,2231.2025279999998,2212.575378,2183.692861,2175.889306,2170.343421,2165.0568290000001,2155.6753760000001,2143.9261379999998,2135.7375729999999,2123.3773970000002,2119.0201950000001,2114.0265589999999,2109.2241429999999,2097.1948219999999,2086.3917940000001]
["SEV Morwell_WIND_40pc",2649.0702700000002,2638.5294079999999,2682.2810770000001,2727.1737109999999,2775.954064,2713.954475,2652.3529920000001,2542.9071039999999,2438.1913629999999,2338.0013370000001,2336.0512869999998,2318.0209599999998,2286.4687239999998,2257.8014720000001,2252.158684,2251.8981640000002,2251.8981640000002,2244.6939689999999,2244.6939689999999,2239.3093789999998,2231.2025279999998,2212.575378,2183.692861,2175.889306,2170.343421,2165.0568290000001,2155.6753760000001,2143.9261379999998,2135.7375729999999,2123.3773970000002,2119.0201950000001,2114.0265589999999,2109.2241429999999,2097.1948219999999,2086.3917940000001]
["ST Chapel Street_WIND",2649.0702700000002,2638.5294079999999,2682.2810770000001,2727.1737109999999,2775.954064,2713.954475,2652.3529920000001,2542.9071039999999,2438.1913629999999,2338.0013370000001,2336.0512869999998,2318.0209599999998,2286.4687239999998,2257.8014720000001,2252.158684,2251.8981640000002,2251.8981640000002,2244.6939689999999,2244.6939689999999,2239.3093789999998,2231.2025279999998,2212.575378,2183.692861,2175.889306,2170.343421,2165.0568290000001,2155.6753760000001,2143.9261379999998,2135.7375729999999,2123.3773970000002,2119.0201950000001,2114.0265589999999,2109.2241429999999,2097.1948219999999,2086.3917940000001]
["ST Waddamana_WIND",2649.0702700000002,2638.5294079999999,2682.2810770000001,2727.1737109999999,2775.954064,2713.954475,2652.3529920000001,2542.9071039999999,2438.1913629999999,2338.0013370000001,2336.0512869999998,2318.0209599999998,2286.4687239999998,2257.8014720000001,2252.158684,2251.8981640000002,2251.8981640000002,2244.6939689999999,2244.6939689999999,2239.3093789999998,2231.2025279999998,2212.575378,2183.692861,2175.889306,2170.343421,2165.0568290000001,2155.6753760000001,2143.9261379999998,2135.7375729999999,2123.3773970000002,2119.0201950000001,2114.0265589999999,2109.2241429999999,2097.1948219999999,2086.3917940000001]
["SWNSW OCGT",1109.277124,1104.114425,1123.8258410000001,1143.3144589999999,1162.582013,1181.6302270000001,1200.4608129999999,1194.8421949999999,1189.2516700000001,1183.6890980000001,1178.1543389999999,1172.647254,1167.167704,1161.7155519999999,1156.290661,1150.8928940000001,1145.5221160000001,1140.178191,1134.860987,1129.5703679999999,1124.3062030000001,1119.068358,1113.8567029999999,1108.6711049999999,1103.511436,1098.377565,1093.269364,1088.186704,1083.1294559999999,1078.097495,1073.090694,1068.108927,1063.152069,1058.2199949999999,1053.3125809999999]
["SWQ Blackstone_WIND",2624.3631700000001,2613.8223079999998,2657.573977,2702.4666109999998,2751.2469639999999,2689.2473749999999,2627.645892,2518.2000039999998,2413.4842629999998,2313.2942370000001,2311.3441870000001,2293.3138600000002,2261.7616240000002,2233.094372,2227.4515839999999,2227.1910640000001,2227.1910640000001,2219.9868689999998,2219.9868689999998,2214.6022790000002,2206.4954280000002,2187.8682779999999,2158.9857609999999,2151.182206,2145.636321,2140.349729,2130.9682760000001,2119.2190380000002,2111.0304729999998,2098.6702970000001,2094.313095,2089.3194589999998,2084.5170429999998,2072.4877219999998,2061.684694]
["SWQ Blackwall_WIND",2624.3631700000001,2613.8223079999998,2657.573977,2702.4666109999998,2751.2469639999999,2689.2473749999999,2627.645892,2518.2000039999998,2413.4842629999998,2313.2942370000001,2311.3441870000001,2293.3138600000002,2261.7616240000002,2233.094372,2227.4515839999999,2227.1910640000001,2227.1910640000001,2219.9868689999998,2219.9868689999998,2214.6022790000002,2206.4954280000002,2187.8682779999999,2158.9857609999999,2151.182206,2145.636321,2140.349729,2130.9682760000001,2119.2190380000002,2111.0304729999998,2098.6702970000001,2094.313095,2089.3194589999998,2084.5170429999998,2072.4877219999998,2061.684694]
["SWQ CCGT",1573.951468,1573.951468,1599.680482,1625.4094950000001,1641.0860499999999,1657.4413520000001,1675.355182,1669.489004,1666.737603,1664.1688489999999,1661.76712,1659.5185200000001,1659.5185200000001,1659.5185200000001,1659.5185200000001,1657.1131539999999,1657.1131539999999,1657.1131539999999,1657.1131539999999,1657.1131539999999,1657.1131539999999,1657.1131539999999,1657.1131539999999,1657.1131539999999,1657.1131539999999,1657.1131539999999,1657.1131539999999,1657.1131539999999,1657.1131539999999,1657.1131539999999,1657.1131539999999,1657.1131539999999,1657.1131539999999,1657.1131539999999,1657.1131539999999]
["SWQ CCGT CCS",3232.1103480000002,3228.0228579999998,3288.7542050000002,3349.339039,3409.7785079999999,3470.0737549999999,3247.8146149999998,2984.8225849999999,2743.6693270000001,2522.5413570000001,2319.7757820000002,2133.8477939999998,1963.3592060000001,1807.027934,1802.138827,1796.2651840000001,1791.528579,1787.367252,1783.226731,1756.7651530000001,1739.393055,1717.203127,1707.152411,1698.2745,1690.105448,1680.7113380000001,1673.0249759999999,1662.804564,1653.3260170000001,1642.6494279999999,1632.392114,1624.680243,1617.7094890000001,1610.6196829999999,1604.68605]
["SWQ Coal SC",3186.2906659999999,3170.9592130000001,3192.1328699999999,3213.0185160000001,3233.6185030000001,3253.935164,3273.9708179999998,3258.2009640000001,3242.509959,3226.89741,3211.3629219999998,3195.9061080000001,3180.5265770000001,3165.2239439999998,3149.9978249999999,3134.8478359999999,3119.773596,3104.7747279999999,3089.8508550000001,3075.0016009999999,3060.2265929999999,3045.5254599999998,3030.8978320000001,3016.343343,3001.8616259999999,2987.4523180000001,2973.115057,2958.8494810000002,2944.6552339999998,2930.531958,2916.4792980000002,2902.4969019999999,2888.584417,2874.7414950000002,2860.967787]
["SWQ Coal SC CCS",7024.0582850000001,7001.4912800000002,7052.9036640000004,7103.9471080000003,7154.6246609999998,7204.9393479999999,7017.2407910000002,6765.8993790000004,6523.7170660000002,6290.3600850000003,6065.5068330000004,5848.8474290000004,5640.0832799999998,5438.9266779999998,5415.9943119999998,5392.1892010000001,5369.5871020000004,5347.6378139999997,5325.7982730000003,5282.2038659999998,5247.5930870000002,5208.3555409999999,5181.0852629999999,5155.0498879999996,5129.7949500000004,5103.4274519999999,5078.8170579999996,5051.8122389999999,5025.6184359999997,4998.3367959999996,4971.549634,4947.3372360000003,4923.9334360000003,4900.4960389999997,4878.2725909999999]
["SWQ OCGT",1113.2896519999999,1108.1269520000001,1127.8383679999999,1147.326986,1166.5945400000001,1185.642754,1204.47334,1198.854722,1193.2641980000001,1187.701626,1182.1668669999999,1176.6597810000001,1171.180231,1165.728079,1160.3031880000001,1154.9054209999999,1149.534643,1144.1907189999999,1138.8735139999999,1133.582895,1128.31873,1123.0808850000001,1117.86923,1112.6836330000001,1107.523964,1102.390093,1097.2818910000001,1092.1992310000001,1087.1419840000001,1082.110023,1077.103222,1072.121455,1067.1645960000001,1062.232522,1057.3251090000001]
["SWQ Solar PV DAT",2786.7220309999998,2698.8338469999999,2675.801117,2643.7768890000002,2608.1617230000002,2622.4890909999999,2637.799043,2607.7857039999999,2581.960298,2354.8088600000001,2148.2036280000002,1960.286167,1789.366137,1633.9060939999999,1617.7818119999999,1495.7757320000001,1383.391032,1279.86897,1184.5106410000001,1096.672255,1092.8894519999999,1089.096194,1085.2975469999999,1081.4986240000001,1077.7045720000001,1073.9205420000001,1070.151672,1066.4030620000001,1062.6797529999999,1058.638745,1054.9808129999999,1051.3627309999999,1047.7890890000001,1044.2643149999999,1040.7926580000001]
["SWQ Solar PV FFP",1897.827718,1838.7029399999999,1823.208194,1801.664622,1777.7053289999999,1787.34374,1797.643163,1777.4523710000001,1760.0789159999999,1607.267949,1468.2789749999999,1341.8617730000001,1226.8792080000001,1122.2969969999999,1111.449752,1029.3729350000001,953.76868219999994,884.12656819999995,819.97641969999995,760.88514129999999,758.34034670000005,755.78851889999999,753.23306500000001,750.67742629999998,748.12506389999999,745.5794439,743.04402230000005,740.52223019999997,738.01745860000005,735.29896189999999,732.8381713,730.40418890000001,728.00010250000003,725.62889080000002,723.29341239999997]
["SWQ Solar PV SAT",2243.50884,2173.1982929999999,2154.772109,2129.1527259999998,2100.6605930000001,2112.122488,2124.3704499999999,2100.3597789999999,2079.6994540000001,1897.9783030000001,1732.6941179999999,1582.3601490000001,1445.624125,1321.2560900000001,1308.3566639999999,1210.7518009999999,1120.8440399999999,1038.0263910000001,961.73972819999994,891.46901869999999,888.44277639999996,885.40817040000002,882.36925229999997,879.33011439999996,876.29487259999996,873.26764879999996,870.25255279999999,867.25366489999999,864.27501770000003,861.04221080000002,858.11586520000003,855.22139970000001,852.36248599999999,849.54266680000001,846.7653411]
["SWV Terang_WIND",2639.0702700000002,2628.5294079999999,2672.2810770000001,2717.1737109999999,2765.954064,2703.954475,2642.3529920000001,2532.9071039999999,2428.1913629999999,2328.0013370000001,2326.0512869999998,2308.0209599999998,2276.4687239999998,2247.8014720000001,2242.158684,2241.8981640000002,2241.8981640000002,2234.6939689999999,2234.6939689999999,2229.3093789999998,2221.2025279999998,2202.575378,2173.692861,2165.889306,2160.343421,2155.0568290000001,2145.6753760000001,2133.9261379999998,2125.7375729999999,2113.3773970000002,2109.0201950000001,2104.0265589999999,2099.2241429999999,2087.1948219999999,2076.3917940000001]
["SWV Terang_WIND_40pc",2639.0702700000002,2628.5294079999999,2672.2810770000001,2717.1737109999999,2765.954064,2703.954475,2642.3529920000001,2532.9071039999999,2428.1913629999999,2328.0013370000001,2326.0512869999998,2308.0209599999998,2276.4687239999998,2247.8014720000001,2242.158684,2241.8981640000002,2241.8981640000002,2234.6939689999999,2234.6939689999999,2229.3093789999998,2221.2025279999998,2202.575378,2173.692861,2165.889306,2160.343421,2155.0568290000001,2145.6753760000001,2133.9261379999998,2125.7375729999999,2113.3773970000002,2109.0201950000001,2104.0265589999999,2099.2241429999999,2087.1948219999999,2076.3917940000001]
["TAS Biomass",5492.6294399999997,5492.6294399999997,5537.512823,5582.3962060000003,5627.2795889999998,5672.1629720000001,5717.0463550000004,5717.0463550000004,5717.0463550000004,5717.0463550000004,5717.0463550000004,5717.0463550000004,5717.0463550000004,5717.0463550000004,5717.0463550000004,5717.0463550000004,5717.0463550000004,5717.0463550000004,5717.0463550000004,5716.0241020000003,5469.1269780000002,5449.4457929999999,5418.5464309999998,5396.4280950000002,5380.7440049999996,5221.8048909999998,5221.8048909999998,5221.8048909999998,5221.7897869999997,5221.7897869999997,5221.7897869999997,5221.7897869999997,5221.7897869999997,5221.7897869999997,5221.7897869999997]
["TAS CCGT",1583.2016679999999,1583.2016679999999,1608.9306819999999,1634.6596950000001,1650.3362500000001,1666.691552,1684.605382,1678.739204,1675.987803,1673.4190490000001,1671.0173199999999,1668.76872,1668.76872,1668.76872,1668.76872,1666.3633540000001,1666.3633540000001,1666.3633540000001,1666.3633540000001,1666.3633540000001,1666.3633540000001,1666.3633540000001,1666.3633540000001,1666.3633540000001,1666.3633540000001,1666.3633540000001,1666.3633540000001,1666.3633540000001,1666.3633540000001,1666.3633540000001,1666.3633540000001,1666.3633540000001,1666.3633540000001,1666.3633540000001,1666.3633540000001]
["TAS OCGT",1122.5398520000001,1117.377152,1137.0885679999999,1156.577186,1175.84474,1194.8929539999999,1213.72354,1208.104922,1202.514398,1196.951826,1191.4170670000001,1185.909981,1180.430431,1174.9782789999999,1169.553388,1164.1556210000001,1158.7848429999999,1153.4409189999999,1148.1237140000001,1142.833095,1137.5689299999999,1132.331085,1127.11943,1121.933833,1116.7741639999999,1111.6402929999999,1106.532091,1101.449431,1096.392184,1091.3602229999999,1086.3534219999999,1081.3716549999999,1076.414796,1071.482722,1066.5753090000001]
["WCS Cultana_WIND",2659.0702700000002,2648.5294079999999,2692.2810770000001,2737.1737109999999,2785.954064,2723.954475,2662.3529920000001,2552.9071039999999,2448.1913629999999,2348.0013370000001,2346.0512869999998,2328.0209599999998,2296.4687239999998,2267.8014720000001,2262.158684,2261.8981640000002,2261.8981640000002,2254.6939689999999,2254.6939689999999,2249.3093789999998,2241.2025279999998,2222.575378,2193.692861,2185.889306,2180.343421,2175.0568290000001,2165.6753760000001,2153.9261379999998,2145.7375729999999,2133.3773970000002,2129.0201950000001,2124.0265589999999,2119.2241429999999,2107.1948219999999,2096.3917940000001]
["WCS Lincoln Gap_WIND",2659.0702700000002,2648.5294079999999,2692.2810770000001,2737.1737109999999,2785.954064,2723.954475,2662.3529920000001,2552.9071039999999,2448.1913629999999,2348.0013370000001,2346.0512869999998,2328.0209599999998,2296.4687239999998,2267.8014720000001,2262.158684,2261.8981640000002,2261.8981640000002,2254.6939689999999,2254.6939689999999,2249.3093789999998,2241.2025279999998,2222.575378,2193.692861,2185.889306,2180.343421,2175.0568290000001,2165.6753760000001,2153.9261379999998,2145.7375729999999,2133.3773970000002,2129.0201950000001,2124.0265589999999,2119.2241429999999,2107.1948219999999,2096.3917940000001]
["WCT Farrell _WIND",2649.0702700000002,2638.5294079999999,2682.2810770000001,2727.1737109999999,2775.954064,2713.954475,2652.3529920000001,2542.9071039999999,2438.1913629999999,2338.0013370000001,2336.0512869999998,2318.0209599999998,2286.4687239999998,2257.8014720000001,2252.158684,2251.8981640000002,2251.8981640000002,2244.6939689999999,2244.6939689999999,2239.3093789999998,2231.2025279999998,2212.575378,2183.692861,2175.889306,2170.343421,2165.0568290000001,2155.6753760000001,2143.9261379999998,2135.7375729999999,2123.3773970000002,2119.0201950000001,2114.0265589999999,2109.2241429999999,2097.1948219999999,2086.3917940000001]
["WEN Wallerawang_WIND",2619.0702700000002,2608.5294079999999,2652.2810770000001,2697.1737109999999,2745.954064,2683.954475,2622.3529920000001,2512.9071039999999,2408.1913629999999,2308.0013370000001,2306.0512869999998,2288.0209599999998,2256.4687239999998,2227.8014720000001,2222.158684,2221.8981640000002,2221.8981640000002,2214.6939689999999,2214.6939689999999,2209.3093789999998,2201.2025279999998,2182.575378,2153.692861,2145.889306,2140.343421,2135.0568290000001,2125.6753760000001,2113.9261379999998,2105.7375729999999,2093.3773970000002,2089.0201950000001,2084.0265589999999,2079.2241429999999,2067.1948219999999,2056.3917940000001]
["YPS Para Garden West_WIND",2659.0702700000002,2648.5294079999999,2692.2810770000001,2737.1737109999999,2785.954064,2723.954475,2662.3529920000001,2552.9071039999999,2448.1913629999999,2348.0013370000001,2346.0512869999998,2328.0209599999998,2296.4687239999998,2267.8014720000001,2262.158684,2261.8981640000002,2261.8981640000002,2254.6939689999999,2254.6939689999999,2249.3093789999998,2241.2025279999998,2222.575378,2193.692861,2185.889306,2180.343421,2175.0568290000001,2165.6753760000001,2153.9261379999998,2145.7375729999999,2133.3773970000002,2129.0201950000001,2124.0265589999999,2119.2241429999999,2107.1948219999999,2096.3917940000001]

{"sheet":"Battery Build Cost","index":22,"n_rows":37,"n_cols":37,"rows_kept":37,"cut":false,"hidden":false,"merged":[]}
["Battery Build Cost Neutral"]
["$/kW","2015-16","2016-17","2017-18","2018-19","2019-20","2020-21","2021-22","2022-23","2023-24","2024-25","2025-26","2026-27","2027-28","2028-29","2029-30","2030-31","2031-32","2032-33","2033-34","2034-35","2035-36","2036-37","2037-38","2038-39","2039-40","2040-41","2041-42","2042-43","2043-44","2044-45","2045-46","2046-47","2047-48","2048-49","2049-50","2050-51"]
["ADE Storage",3336.8,2813.2,2468.576,2194.4,1861.2,1766,1756.48,1723.16,1689.84,1656.52,1623.2,1597.8133330000001,1561.8488890000001,1530.4681479999999,1499.322469,1468.1807080000001,1468.1807080000001,1468.1807080000001,1468.1807080000001,1468.1807080000001,1468.1807080000001,1468.1807080000001,1468.1807080000001,1468.1807080000001,1468.1807080000001,1468.1807080000001,1468.1807080000001,1468.1807080000001,1468.1807080000001,1468.1807080000001,1468.1807080000001,1468.1807080000001,1468.1807080000001,1468.1807080000001,1468.1807080000001,1468.1807080000001]
["CAN Storage",3336.8,2813.2,2468.576,2194.4,1861.2,1766,1756.48,1723.16,1689.84,1656.52,1623.2,1597.8133330000001,1561.8488890000001,1530.4681479999999,1499.322469,1468.1807080000001,1468.1807080000001,1468.1807080000001,1468.1807080000001,1468.1807080000001,1468.1807080000001,1468.1807080000001,1468.1807080000001,1468.1807080000001,1468.1807080000001,1468.1807080000001,1468.1807080000001,1468.1807080000001,1468.1807080000001,1468.1807080000001,1468.1807080000001,1468.1807080000001,1468.1807080000001,1468.1807080000001,1468.1807080000001,1468.1807080000001]
["CQ Storage",3336.8,2813.2,2468.576,2194.4,1861.2,1766,1756.48,1723.16,1689.84,1656.52,1623.2,1597.8133330000001,1561.8488890000001,1530.4681479999999,1499.322469,1468.1807080000001,1468.1807080000001,1468.1807080000001,1468.1807080000001,1468.1807080000001,1468.1807080000001,1468.1807080000001,1468.1807080000001,1468.1807080000001,1468.1807080000001,1468.1807080000001,1468.1807080000001,1468.1807080000001,1468.1807080000001,1468.1807080000001,1468.1807080000001,1468.1807080000001,1468.1807080000001,1468.1807080000001,1468.1807080000001,1468.1807080000001]
["CVIC Storage",3336.8,2813.2,2468.576,2194.4,1861.2,1766,1756.48,1723.16,1689.84,1656.52,1623.2,1597.8133330000001,1561.8488890000001,1530.4681479999999,1499.322469,1468.1807080000001,1468.1807080000001,1468.1807080000001,1468.1807080000001,1468.1807080000001,1468.1807080000001,1468.1807080000001,1468.1807080000001,1468.1807080000001,1468.1807080000001,1468.1807080000001,1468.1807080000001,1468.1807080000001,1468.1807080000001,1468.1807080000001,1468.1807080000001,1468.1807080000001,1468.1807080000001,1468.1807080000001,1468.1807080000001,1468.1807080000001]
["LV Storage",3336.8,2813.2,2468.576,2194.4,1861.2,1766,1756.48,1723.16,1689.84,1656.52,1623.2,1597.8133330000001,1561.8488890000001,1530.4681479999999,1499.322469,1468.1807080000001,1468.1807080000001,1468.1807080000001,1468.1807080000001,1468.1807080000001,1468.1807080000001,1468.1807080000001,1468.1807080000001,1468.1807080000001,1468.1807080000001,1468.1807080000001,1468.1807080000001,1468.1807080000001,1468.1807080000001,1468.1807080000001,1468.1807080000001,1468.1807080000001,1468.1807080000001,1468.1807080000001,1468.1807080000001,1468.1807080000001]
["MEL Storage",3336.8,2813.2,2468.576,2194.4,1861.2,1766,1756.48,1723.16,1689.84,1656.52,1623.2,1597.8133330000001,1561.8488890000001,1530.4681479999999,1499.322469,1468.1807080000001,1468.1807080000001,1468.1807080000001,1468.1807080000001,1468.1807080000001,1468.1807080000001,1468.1807080000001,1468.1807080000001,1468.1807080000001,1468.1807080000001,1468.1807080000001,1468.1807080000001,1468.1807080000001,1468.1807080000001,1468.1807080000001,1468.1807080000001,1468.1807080000001,1468.1807080000001,1468.1807080000001,1468.1807080000001,1468.1807080000001]
["NCEN Storage",3336.8,2813.2,2468.576,2194.4,1861.2,1766,1756.48,1723.16,1689.84,1656.52,1623.2,1597.8133330000001,1561.8488890000001,1530.4681479999999,1499.322469,1468.1807080000001,1468.1807080000001,1468.1807080000001,1468.1807080000001,1468.1807080000001,1468.1807080000001,1468.1807080000001,1468.1807080000001,1468.1807080000001,1468.1807080000001,1468.1807080000001,1468.1807080000001,1468.1807080000001,1468.1807080000001,1468.1807080000001,1468.1807080000001,1468.1807080000001,1468.1807080000001,1468.1807080000001,1468.1807080000001,1468.1807080000001]
["NNS Storage",3336.8,2813.2,2468.576,2194.4,1861.2,1766,1756.48,1723.16,1689.84,1656.52,1623.2,1597.8133330000001,1561.8488890000001,1530.4681479999999,1499.322469,1468.1807080000001,1468.1807080000001,1468.1807080000001,1468.1807080000001,1468.1807080000001,1468.1807080000001,1468.1807080000001,1468.1807080000001,1468.1807080000001,1468.1807080000001,1468.1807080000001,1468.1807080000001,1468.1807080000001,1468.1807080000001,1468.1807080000001,1468.1807080000001,1468.1807080000001,1468.1807080000001,1468.1807080000001,1468.1807080000001,1468.1807080000001]
["NQ Storage",3336.8,2813.2,2468.576,2194.4,1861.2,1766,1756.48,1723.16,1689.84,1656.52,1623.2,1597.8133330000001,1561.8488890000001,1530.4681479999999,1499.322469,1468.1807080000001,1468.1807080000001,1468.1807080000001,1468.1807080000001,1468.1807080000001,1468.1807080000001,1468.1807080000001,1468.1807080000001,1468.1807080000001,1468.1807080000001,1468.1807080000001,1468.1807080000001,1468.1807080000001,1468.1807080000001,1468.1807080000001,1468.1807080000001,1468.1807080000001,1468.1807080000001,1468.1807080000001,1468.1807080000001,1468.1807080000001]
["NSA Storage",3336.8,2813.2,2468.576,2194.4,1861.2,1766,1756.48,1723.16,1689.84,1656.52,1623.2,1597.8133330000001,1561.8488890000001,1530.4681479999999,1499.322469,1468.1807080000001,1468.1807080000001,1468.1807080000001,1468.1807080000001,1468.1807080000001,1468.1807080000001,1468.1807080000001,1468.1807080000001,1468.1807080000001,1468.1807080000001,1468.1807080000001,1468.1807080000001,1468.1807080000001,1468.1807080000001,1468.1807080000001,1468.1807080000001,1468.1807080000001,1468.1807080000001,1468.1807080000001,1468.1807080000001,1468.1807080000001]
["NVIC Storage",3336.8,2813.2,2468.576,2194.4,1861.2,1766,1756.48,1723.16,1689.84,1656.52,1623.2,1597.8133330000001,1561.8488890000001,1530.4681479999999,1499.322469,1468.1807080000001,1468.1807080000001,1468.1807080000001,1468.1807080000001,1468.1807080000001,1468.1807080000001,1468.1807080000001,1468.1807080000001,1468.1807080000001,1468.1807080000001,1468.1807080000001,1468.1807080000001,1468.1807080000001,1468.1807080000001,1468.1807080000001,1468.1807080000001,1468.1807080000001,1468.1807080000001,1468.1807080000001,1468.1807080000001,1468.1807080000001]
["SEQ Storage",3336.8,2813.2,2468.576,2194.4,1861.2,1766,1756.48,1723.16,1689.84,1656.52,1623.2,1597.8133330000001,1561.8488890000001,1530.4681479999999,1499.322469,1468.1807080000001,1468.1807080000001,1468.1807080000001,1468.1807080000001,1468.1807080000001,1468.1807080000001,1468.1807080000001,1468.1807080000001,1468.1807080000001,1468.1807080000001,1468.1807080000001,1468.1807080000001,1468.1807080000001,1468.1807080000001,1468.1807080000001,1468.1807080000001,1468.1807080000001,1468.1807080000001,1468.1807080000001,1468.1807080000001,1468.1807080000001]
["SESA Storage",3336.8,2813.2,2468.576,2194.4,1861.2,1766,1756.48,1723.16,1689.84,1656.52,1623.2,1597.8133330000001,1561.8488890000001,1530.4681479999999,1499.322469,1468.1807080000001,1468.1807080000001,1468.1807080000001,1468.1807080000001,1468.1807080000001,1468.1807080000001,1468.1807080000001,1468.1807080000001,1468.1807080000001,1468.1807080000001,1468.1807080000001,1468.1807080000001,1468.1807080000001,1468.1807080000001,1468.1807080000001,1468.1807080000001,1468.1807080000001,1468.1807080000001,1468.1807080000001,1468.1807080000001,1468.1807080000001]
["SWNSW Storage",3336.8,2813.2,2468.576,2194.4,1861.2,1766,1756.48,1723.16,1689.84,1656.52,1623.2,1597.8133330000001,1561.8488890000001,1530.4681479999999,1499.322469,1468.1807080000001,1468.1807080000001,1468.1807080000001,1468.1807080000001,1468.1807080000001,1468.1807080000001,1468.1807080000001,1468.1807080000001,1468.1807080000001,1468.1807080000001,1468.1807080000001,1468.1807080000001,1468.1807080000001,1468.1807080000001,1468.1807080000001,1468.1807080000001,1468.1807080000001,1468.1807080000001,1468.1807080000001,1468.1807080000001,1468.1807080000001]
["SWQ Storage",3336.8,2813.2,2468.576,2194.4,1861.2,1766,1756.48,1723.16,1689.84,1656.52,1623.2,1597.8133330000001,1561.8488890000001,1530.4681479999999,1499.322469,1468.1807080000001,1468.1807080000001,1468.1807080000001,1468.1807080000001,1468.1807080000001,1468.1807080000001,1468.1807080000001,1468.1807080000001,1468.1807080000001,1468.1807080000001,1468.1807080000001,1468.1807080000001,1468.1807080000001,1468.1807080000001,1468.1807080000001,1468.1807080000001,1468.1807080000001,1468.1807080000001,1468.1807080000001,1468.1807080000001,1468.1807080000001]
["TAS Storage",3336.8,2813.2,2468.576,2194.4,1861.2,1766,1756.48,1723.16,1689.84,1656.52,1623.2,1597.8133330000001,1561.8488890000001,1530.4681479999999,1499.322469,1468.1807080000001,1468.1807080000001,1468.1807080000001,1468.1807080000001,1468.1807080000001,1468.1807080000001,1468.1807080000001,1468.1807080000001,1468.1807080000001,1468.1807080000001,1468.1807080000001,1468.1807080000001,1468.1807080000001,1468.1807080000001,1468.1807080000001,1468.1807080000001,1468.1807080000001,1468.1807080000001,1468.1807080000001,1468.1807080000001,1468.1807080000001]
[]
["Battery Build Cost Low Grid Demand"]
["$/kW","2015-16","2016-17","2017-18","2018-19","2019-20","2020-21","2021-22","2022-23","2023-24","2024-25","2025-26","2026-27","2027-28","2028-29","2029-30","2030-31","2031-32","2032-33","2033-34","2034-35","2035-36","2036-37","2037-38","2038-39","2039-40","2040-41","2041-42","2042-43","2043-44","2044-45","2045-46","2046-47","2047-48","2048-49","2049-50","2050-51"]
["ADE Storage",3336.8,2813.2,2468.576,2252.3987689999999,1958.743385,1904.406154,1939.9670149999999,1947.905231,1909.9716920000001,1872.0381540000001,1834.104615,1805.2028720000001,1764.2587349999999,1728.5329690000001,1693.074811,1657.621114,1657.621114,1657.621114,1657.621114,1657.621114,1657.621114,1657.621114,1657.621114,1657.621114,1657.621114,1657.621114,1657.621114,1657.621114,1657.621114,1657.621114,1657.621114,1657.621114,1657.621114,1657.621114,1657.621114,1657.621114]
["CAN Storage",3336.8,2813.2,2468.576,2252.3987689999999,1958.743385,1904.406154,1939.9670149999999,1947.905231,1909.9716920000001,1872.0381540000001,1834.104615,1805.2028720000001,1764.2587349999999,1728.5329690000001,1693.074811,1657.621114,1657.621114,1657.621114,1657.621114,1657.621114,1657.621114,1657.621114,1657.621114,1657.621114,1657.621114,1657.621114,1657.621114,1657.621114,1657.621114,1657.621114,1657.621114,1657.621114,1657.621114,1657.621114,1657.621114,1657.621114]
["CQ Storage",3336.8,2813.2,2468.576,2252.3987689999999,1958.743385,1904.406154,1939.9670149999999,1947.905231,1909.9716920000001,1872.0381540000001,1834.104615,1805.2028720000001,1764.2587349999999,1728.5329690000001,1693.074811,1657.621114,1657.621114,1657.621114,1657.621114,1657.621114,1657.621114,1657.621114,1657.621114,1657.621114,1657.621114,1657.621114,1657.621114,1657.621114,1657.621114,1657.621114,1657.621114,1657.621114,1657.621114,1657.621114,1657.621114,1657.621114]
["CVIC Storage",3336.8,2813.2,2468.576,2252.3987689999999,1958.743385,1904.406154,1939.9670149999999,1947.905231,1909.9716920000001,1872.0381540000001,1834.104615,1805.2028720000001,1764.2587349999999,1728.5329690000001,1693.074811,1657.621114,1657.621114,1657.621114,1657.621114,1657.621114,1657.621114,1657.621114,1657.621114,1657.621114,1657.621114,1657.621114,1657.621114,1657.621114,1657.621114,1657.621114,1657.621114,1657.621114,1657.621114,1657.621114,1657.621114,1657.621114]
["LV Storage",3336.8,2813.2,2468.576,2252.3987689999999,1958.743385,1904.406154,1939.9670149999999,1947.905231,1909.9716920000001,1872.0381540000001,1834.104615,1805.2028720000001,1764.2587349999999,1728.5329690000001,1693.074811,1657.621114,1657.621114,1657.621114,1657.621114,1657.621114,1657.621114,1657.621114,1657.621114,1657.621114,1657.621114,1657.621114,1657.621114,1657.621114,1657.621114,1657.621114,1657.621114,1657.621114,1657.621114,1657.621114,1657.621114,1657.621114]
["MEL Storage",3336.8,2813.2,2468.576,2252.3987689999999,1958.743385,1904.406154,1939.9670149999999,1947.905231,1909.9716920000001,1872.0381540000001,1834.104615,1805.2028720000001,1764.2587349999999,1728.5329690000001,1693.074811,1657.621114,1657.621114,1657.621114,1657.621114,1657.621114,1657.621114,1657.621114,1657.621114,1657.621114,1657.621114,1657.621114,1657.621114,1657.621114,1657.621114,1657.621114,1657.621114,1657.621114,1657.621114,1657.621114,1657.621114,1657.621114]
["NCEN Storage",3336.8,2813.2,2468.576,2252.3987689999999,1958.743385,1904.406154,1939.9670149999999,1947.905231,1909.9716920000001,1872.0381540000001,1834.104615,1805.2028720000001,1764.2587349999999,1728.5329690000001,1693.074811,1657.621114,1657.621114,1657.621114,1657.621114,1657.621114,1657.621114,1657.621114,1657.621114,1657.621114,1657.621114,1657.621114,1657.621114,1657.621114,1657.621114,1657.621114,1657.621114,1657.621114,1657.621114,1657.621114,1657.621114,1657.621114]
["NNS Storage",3336.8,2813.2,2468.576,2252.3987689999999,1958.743385,1904.406154,1939.9670149999999,1947.905231,1909.9716920000001,1872.0381540000001,1834.104615,1805.2028720000001,1764.2587349999999,1728.5329690000001,1693.074811,1657.621114,1657.621114,1657.621114,1657.621114,1657.621114,1657.621114,1657.621114,1657.621114,1657.621114,1657.621114,1657.621114,1657.621114,1657.621114,1657.621114,1657.621114,1657.621114,1657.621114,1657.621114,1657.621114,1657.621114,1657.621114]
["NQ Storage",3336.8,2813.2,2468.576,2252.3987689999999,1958.743385,1904.406154,1939.9670149999999,1947.905231,1909.9716920000001,1872.0381540000001,1834.104615,1805.2028720000001,1764.2587349999999,1728.5329690000001,1693.074811,1657.621114,1657.621114,1657.621114,1657.621114,1657.621114,1657.621114,1657.621114,1657.621114,1657.621114,1657.621114,1657.621114,1657.621114,1657.621114,1657.621114,1657.621114,1657.621114,1657.621114,1657.621114,1657.621114,1657.621114,1657.621114]
["NSA Storage",3336.8,2813.2,2468.576,2252.3987689999999,1958.743385,1904.406154,1939.9670149999999,1947.905231,1909.9716920000001,1872.0381540000001,1834.104615,1805.2028720000001,1764.2587349999999,1728.5329690000001,1693.074811,1657.621114,1657.621114,1657.621114,1657.621114,1657.621114,1657.621114,1657.621114,1657.621114,1657.621114,1657.621114,1657.621114,1657.621114,1657.621114,1657.621114,1657.621114,1657.621114,1657.621114,1657.621114,1657.621114,1657.621114,1657.621114]
["NVIC Storage",3336.8,2813.2,2468.576,2252.3987689999999,1958.743385,1904.406154,1939.9670149999999,1947.905231,1909.9716920000001,1872.0381540000001,1834.104615,1805.2028720000001,1764.2587349999999,1728.5329690000001,1693.074811,1657.621114,1657.621114,1657.621114,1657.621114,1657.621114,1657.621114,1657.621114,1657.621114,1657.621114,1657.621114,1657.621114,1657.621114,1657.621114,1657.621114,1657.621114,1657.621114,1657.621114,1657.621114,1657.621114,1657.621114,1657.621114]
["SEQ Storage",3336.8,2813.2,2468.576,2252.3987689999999,1958.743385,1904.406154,1939.9670149999999,1947.905231,1909.9716920000001,1872.0381540000001,1834.104615,1805.2028720000001,1764.2587349999999,1728.5329690000001,1693.074811,1657.621114,1657.621114,1657.621114,1657.621114,1657.621114,1657.621114,1657.621114,1657.621114,1657.621114,1657.621114,1657.621114,1657.621114,1657.621114,1657.621114,1657.621114,1657.621114,1657.621114,1657.621114,1657.621114,1657.621114,1657.621114]
["SESA Storage",3336.8,2813.2,2468.576,2252.3987689999999,1958.743385,1904.406154,1939.9670149999999,1947.905231,1909.9716920000001,1872.0381540000001,1834.104615,1805.2028720000001,1764.2587349999999,1728.5329690000001,1693.074811,1657.621114,1657.621114,1657.621114,1657.621114,1657.621114,1657.621114,1657.621114,1657.621114,1657.621114,1657.621114,1657.621114,1657.621114,1657.621114,1657.621114,1657.621114,1657.621114,1657.621114,1657.621114,1657.621114,1657.621114,1657.621114]
["SWNSW Storage",3336.8,2813.2,2468.576,2252.3987689999999,1958.743385,1904.406154,1939.9670149999999,1947.905231,1909.9716920000001,1872.0381540000001,1834.104615,1805.2028720000001,1764.2587349999999,1728.5329690000001,1693.074811,1657.621114,1657.621114,1657.621114,1657.621114,1657.621114,1657.621114,1657.621114,1657.621114,1657.621114,1657.621114,1657.621114,1657.621114,1657.621114,1657.621114,1657.621114,1657.621114,1657.621114,1657.621114,1657.621114,1657.621114,1657.621114]
["SWQ Storage",3336.8,2813.2,2468.576,2252.3987689999999,1958.743385,1904.406154,1939.9670149999999,1947.905231,1909.9716920000001,1872.0381540000001,1834.104615,1805.2028720000001,1764.2587349999999,1728.5329690000001,1693.074811,1657.621114,1657.621114,1657.621114,1657.621114,1657.621114,1657.621114,1657.621114,1657.621114,1657.621114,1657.621114,1657.621114,1657.621114,1657.621114,1657.621114,1657.621114,1657.621114,1657.621114,1657.621114,1657.621114,1657.621114,1657.621114]
["TAS Storage",3336.8,2813.2,2468.576,2252.3987689999999,1958.743385,1904.406154,1939.9670149999999,1947.905231,1909.9716920000001,1872.0381540000001,1834.104615,1805.2028720000001,1764.2587349999999,1728.5329690000001,1693.074811,1657.621114,1657.621114,1657.621114,1657.621114,1657.621114,1657.621114,1657.621114,1657.621114,1657.621114,1657.621114,1657.621114,1657.621114,1657.621114,1657.621114,1657.621114,1657.621114,1657.621114,1657.621114,1657.621114,1657.621114,1657.621114]

{"sheet":"WACC","index":23,"n_rows":155,"n_cols":2,"rows_kept":155,"cut":false,"hidden":false,"merged":[]}
["Weighted Average Cost of Capital"]
["Generators","WACC (%)"]
["FWN Broken Hill_WIND",7.09]
["FWN Buronga_WIND",7.09]
["HUN Bayswater_WIND",7.09]
["MRN Bannaby_WIND",7.09]
["MRN Yass_WIND",7.09]
["MUN Deniliquin_WIND",7.09]
["MUN Jindera_WIND",7.09]
["NEN Armidale_WIND",7.09]
["SEN Cooma_WIND",7.09]
["WEN Wallerawang_WIND",7.09]
["FNQ Challumbin_WIND",7.09]
["FNQ Woree_WIND",7.09]
["SWQ Blackstone_WIND",7.09]
["SWQ Blackwall_WIND",7.09]
["CS Krongart_WIND",7.09]
["CS Mortlake_WIND",7.09]
["CS Portland_WIND",7.09]
["CS Shaw River_WIND",7.09]
["CS Tarrone_WIND",7.09]
["FWN Redcliffs_WIND",7.09]
["NWV Ballarat_WIND",7.09]
["NWV Bendigo_WIND",7.09]
["NWV Geelong_WIND",7.09]
["NWV Horsham_WIND",7.09]
["SEV Morwell_WIND",7.09]
["SWV Terang_WIND",7.09]
["EPS Cultana_WIND",7.09]
["FLS VH_WIND",7.09]
["MNS Belalie_WIND",7.09]
["MNS Blyth_WIND",7.09]
["MNS Bungama_WIND",7.09]
["MNS Canowie_WIND",7.09]
["MNS Glenriver_WIND",7.09]
["MNS Mokota_WIND",7.09]
["MNS Robertstown_WIND",7.09]
["MNS Tungkillo_WIND",7.09]
["WCS Cultana_WIND",7.09]
["WCS Lincoln Gap_WIND",7.09]
["YPS Para Garden West_WIND",7.09]
["NET George Town_WIND",7.09]
["NWT Burnie_WIND",7.09]
["ST Chapel Street_WIND",7.09]
["ST Waddamana_WIND",7.09]
["WCT Farrell _WIND",7.09]
["CAN OCGT",7.03]
["NCEN CCGT",7.43]
["NCEN CCGT CCS",7.43]
["NCEN OCGT",7.03]
["NNS CCGT",7.43]
["NNS CCGT CCS",7.43]
["NNS Coal SC",12.94]
["NNS Coal SC CCS",12.94]
["NNS OCGT",7.03]
["SWNSW OCGT",7.03]
["CAN Biomass",9.42]
["CAN Solar PV DAT",6.79]
["CAN Solar PV FFP",6.79]
["CAN Solar PV SAT",6.79]
["NCEN Biomass",9.42]
["NCEN Solar PV DAT",6.79]
["NCEN Solar PV FFP",6.79]
["NCEN Solar PV SAT",6.79]
["NNS Biomass",9.42]
["NNS Solar PV DAT",6.79]
["NNS Solar PV FFP",6.79]
["NNS Solar PV SAT",6.79]
["CQ CCGT",7.43]
["CQ CCGT CCS",7.43]
["CQ Coal SC",12.94]
["CQ Coal SC CCS",12.94]
["CQ OCGT",7.03]
["NQ CCGT",7.43]
["NQ CCGT CCS",7.43]
["NQ Coal SC",12.94]
["NQ Coal SC CCS",12.94]
["NQ OCGT",7.03]
["SEQ CCGT",7.43]
["SEQ CCGT CCS",7.43]
["SEQ Coal SC",12.94]
["SEQ Coal SC CCS",12.94]
["SEQ OCGT",7.03]
["SWQ CCGT",7.43]
["SWQ CCGT CCS",7.43]
["SWQ Coal SC",12.94]
["SWQ Coal SC CCS",12.94]
["SWQ OCGT",7.03]
["CQ Solar PV DAT",6.79]
["CQ Solar PV FFP",6.79]
["CQ Solar PV SAT",6.79]
["NQ Biomass",9.42]
["NQ Solar PV DAT",6.79]
["NQ Solar PV FFP",6.79]
["NQ Solar PV SAT",6.79]
["SEQ Solar PV DAT",6.79]
["SEQ Solar PV FFP",6.79]
["SEQ Solar PV SAT",6.79]
["SWQ Solar PV DAT",6.79]
["SWQ Solar PV FFP",6.79]
["SWQ Solar PV SAT",6.79]
["ADE OCGT",7.03]
["NSA OCGT",7.03]
["SESA CCGT",7.43]
["SESA OCGT",7.03]
["NSA Solar PV DAT",6.79]
["NSA Solar PV FFP",6.79]
["NSA Solar PV SAT",6.79]
["SESA Biomass",9.42]
["CVIC OCGT",7.03]
["LV CCGT",7.43]
["LV CCGT CCS",7.43]
["LV Coal SC",12.94]
["LV Coal SC CCS",12.94]
["LV OCGT",7.03]
["MEL OCGT",7.03]
["NVIC OCGT",7.03]
["CVIC Solar PV DAT",6.79]
["CVIC Solar PV FFP",6.79]
["CVIC Solar PV SAT",6.79]
["NVIC Biomass",9.42]
["TAS CCGT",7.43]
["TAS OCGT",7.03]
["TAS Biomass",9.42]
["CS Krongart_WIND_40pc",7.09]
["CS Mortlake_WIND_40pc",7.09]
["CS Portland_WIND_40pc",7.09]
["CS Shaw River_WIND_40pc",7.09]
["CS Tarrone_WIND_40pc",7.09]
["CVIC Solar PV DAT_40pc",6.79]
["CVIC Solar PV FFP_40pc",6.79]
["CVIC Solar PV SAT_40pc",6.79]
["FWN Redcliffs_WIND_40pc",7.09]
["NWV Ballarat_WIND_40pc",7.09]
["NWV Bendigo_WIND_40pc",7.09]
["NWV Geelong_WIND_40pc",7.09]
["NWV Horsham_WIND_40pc",7.09]
["SEV Morwell_WIND_40pc",7.09]
["SWV Terang_WIND_40pc",7.09]
["CAN Storage",8.5]
["NCEN Storage",8.5]
["NNS Storage",8.5]
["SWNSW Storage",8.5]
["CQ Storage",8.5]
["NQ Storage",8.5]
["SEQ Storage",8.5]
["SWQ Storage",8.5]
["ADE Storage",8.5]
["NSA Storage",8.5]
["SESA Storage",8.5]
["TAS Storage",8.5]
["CVIC Storage",8.5]
["LV Storage",8.5]
["MEL Storage",8.5]
["NVIC Storage",8.5]

{"sheet":"Battery Properties","index":24,"n_rows":18,"n_cols":5,"rows_kept":18,"cut":false,"hidden":false,"merged":[]}
["Battery Properties"]
["Battery","Capacity","Charge Efficiency","Economic Life","Max Power"]
["ADE Storage",2,92,15,1]
["CAN Storage",2,92,15,1]
["CQ Storage",2,92,15,1]
["CVIC Storage",2,92,15,1]
["LV Storage",2,92,15,1]
["MEL Storage",2,92,15,1]
["NCEN Storage",2,92,15,1]
["NNS Storage",2,92,15,1]
["NQ Storage",2,92,15,1]
["NSA Storage",2,92,15,1]
["NVIC Storage",2,92,15,1]
["SEQ Storage",2,92,15,1]
["SESA Storage",2,92,15,1]
["SWNSW Storage",2,92,15,1]
["SWQ Storage",2,92,15,1]
["TAS Storage",2,92,15,1]

{"sheet":"Announced Retirement","index":25,"n_rows":32,"n_cols":5,"rows_kept":32,"cut":false,"hidden":false,"merged":[]}
["Announced Retirements"]
["Generators","Category","Units","Date From","Date To"]
["LD01","Black Coal NSW",0,"2022-06-01"]
["LD02","Black Coal NSW",0,"2022-06-01"]
["LD03","Black Coal NSW",0,"2022-06-01"]
["LD04","Black Coal NSW",0,"2022-06-01"]
["REDBANK1","Black Coal NSW",0,"2015-07-02"]
["WW7","Black Coal NSW",0,"2015-07-02"]
["WW8","Black Coal NSW",0,"2015-07-02"]
["APS","Brown Coal VIC",0,"2015-07-02"]
["MOR1","Brown Coal VIC",0,"2015-07-02"]
["MOR2","Brown Coal VIC",0,"2015-07-02"]
["MOR3","Brown Coal VIC",0,"2015-07-02"]
["NPS1","Brown Coal SA",0,"2015-06-01"]
["NPS1","Brown Coal SA",0,"2017-03-01"]
["NPS2","Brown Coal SA",0,"2015-06-01"]
["NPS2","Brown Coal SA",0,"2017-03-01"]
["PLAYB-AG1","Brown Coal SA",0,"2015-07-02"]
["PLAYB-AG2","Brown Coal SA",0,"2015-07-02"]
["PLAYB-AG3","Brown Coal SA",0,"2015-07-02"]
["PLAYB-AG4","Brown Coal SA",0,"2015-07-02"]
["SITHE01","Natural Gas NSW",0,"2018-06-01"]
["SITHE02","Natural Gas NSW",0,"2018-06-01"]
["SITHE03","Natural Gas NSW",0,"2018-06-01"]
["SITHE04","Natural Gas NSW",0,"2018-06-01"]
["SWAN_E","Natural Gas QLD",0,"2015-07-02","2017-10-31"]
["SWAN_E","Natural Gas QLD",1,"2017-11-01"]
["PPCCGTGT1","Natural Gas SA",0,"2015-07-02"]
["BBTHREE1","Natural Gas TAS",1,"2017-12-01"]
["BBTHREE2","Natural Gas TAS",1,"2017-12-01"]
["BBTHREE3","Natural Gas TAS",1,"2017-12-01"]
["TVCC201","Natural Gas TAS",0,"2015-07-02"]

{"sheet":"End of Technical Life Retiremen","index":26,"n_rows":16,"n_cols":2,"rows_kept":16,"cut":false,"hidden":false,"merged":[]}
["End of Technical Life Retirements"]
["Generator","Modelled Retirement Date"]
["BW01","2034-07-01"]
["BW02","2034-07-01"]
["BW03","2035-07-01"]
["BW04","2035-07-01"]
["ER01","2030-07-01"]
["ER02","2030-07-01"]
["ER03","2031-07-01"]
["ER04","2031-07-01"]
["LOYYB1","2033-07-01"]
["LOYYB2","2033-07-01"]
["LYA1","2032-07-01"]
["LYA2","2032-07-01"]
["LYA3","2033-07-01"]
["LYA4","2033-07-01"]

{"sheet":"Retirement Costs","index":27,"n_rows":185,"n_cols":2,"rows_kept":185,"cut":false,"hidden":false,"merged":[]}
["Retirement Costs"]
["Generators","Retirement Cost"]
["BW01",0]
["BW02",0]
["BW03",0]
["BW04",0]
["ER01",0]
["ER02",0]
["ER03",0]
["ER04",0]
["LD01",0]
["LD02",0]
["LD03",0]
["LD04",0]
["MP1",0]
["MP2",0]
["REDBANK1",0]
["VP5",0]
["VP6",0]
["WW7",0]
["WW8",0]
["CALL_B_1",0]
["CALL_B_2",0]
["CPP_3",0]
["CPP_4",0]
["GSTONE1",0]
["GSTONE2",0]
["GSTONE3",0]
["GSTONE4",0]
["GSTONE5",0]
["GSTONE6",0]
["KPP_1",0]
["MPP_1",0]
["MPP_2",0]
["STAN-1",0]
["STAN-2",0]
["STAN-3",0]
["STAN-4",0]
["TARONG#1",0]
["TARONG#2",0]
["TARONG#3",0]
["TARONG#4",0]
["TNPS1",0]
["APS",0]
["HWPS1",0]
["HWPS2",0]
["HWPS3",0]
["HWPS4",0]
["HWPS5",0]
["HWPS6",0]
["HWPS7",0]
["HWPS8",0]
["LOYYB1",0]
["LOYYB2",0]
["LYA1",0]
["LYA2",0]
["LYA3",0]
["LYA4",0]
["MOR1",0]
["MOR2",0]
["MOR3",0]
["YWPS1",0]
["YWPS2",0]
["YWPS3",0]
["YWPS4",0]
["NPS1",0]
["NPS2",0]
["PLAYB-AG1",4800000]
["PLAYB-AG2",4800000]
["PLAYB-AG3",4800000]
["PLAYB-AG4",4800000]
["CG1",905000]
["CG2",905000]
["CG3",905000]
["CG4",905000]
["SITHE01",380000]
["SITHE02",380000]
["SITHE03",380000]
["SITHE04",460000]
["TALWA1",4350000]
["URANQ11",830000]
["URANQ12",830000]
["URANQ13",830000]
["URANQ14",830000]
["BARCALDN",245000]
["BRAEMAR1",840000]
["BRAEMAR2",840000]
["BRAEMAR3",840000]
["BRAEMAR5",865000]
["BRAEMAR6",865000]
["BRAEMAR7",865000]
["CPSA",1440000]
["DDPS1_GT1",1300000]
["DDPS1_GT2",1300000]
["DDPS1_GT3",1300000]
["DDPS1_ST",2450000]
["OAKEY1",830000]
["OAKEY2",830000]
["ROMA_7",170000]
["ROMA_8",170000]
["SWAN_E",3700000]
["YABULU",1620000]
["YABULU2",820000]
["YARWUN_1",1660000]
["AGLSOM01",205000]
["AGLSOM02",197500]
["AGLSOM03",192500]
["AGLSOM04",205000]
["BDL01",230000]
["BDL02",230000]
["JLA01",290000]
["JLA02",290000]
["JLA03",290000]
["JLA04",290000]
["JLB01",425000]
["JLB02",425000]
["JLB03",425000]
["Laverton North1",850000]
["Laverton North2",850000]
["MORTLK11",1385000]
["MORTLK12",1385000]
["NPS",2550000]
["VPGS1",225000]
["VPGS2",225000]
["VPGS3",225000]
["VPGS4",225000]
["VPGS5",225000]
["VPGS6",225000]
["AGLHAL01",72500]
["AGLHAL02",72500]
["AGLHAL03",72500]
["AGLHAL04",71950]
["AGLHAL05",97500]
["AGLHAL06",71950]
["AGLHAL07",106000]
["AGLHAL08",115000]
["AGLHAL09",106000]
["AGLHAL10",68000]
["AGLHAL11",68000]
["AGLHAL12",68000]
["DRYCGT1",225000]
["DRYCGT2",225000]
["DRYCGT3",280000]
["LADBROK1",215000]
["LADBROK2",215000]
["MINTARO",450000]
["OsborneGT",1250000]
["OsborneST",650000]
["PPCCGTGT1",1600000]
["PPCCGTGT2",1600000]
["PPCCGTST",1540000]
["QPS1",200000]
["QPS2",200000]
["QPS3",200000]
["QPS4",200000]
["QPS5",455000]
["TORRA1",630000]
["TORRA2",630000]
["TORRA3",630000]
["TORRA4",630000]
["TORRB1",1025000]
["TORRB2",1025000]
["TORRB3",1025000]
["TORRB4",1025000]
["BBTHREE1",200000]
["BBTHREE2",200000]
["BBTHREE3",200000]
["TVCC201",2080000]
["TVPP104",290000]
["HVGTS1",132000]
["HVGTS2",132000]
["MACKAYGT",160000]
["MSTUART1",828000]
["MSTUART2",828000]
["MSTUART3",834000]
["ANGAS1",150000]
["ANGAS2",144000]
["Lonsdale",150000]
["POR01-1",108000]
["POR01-2",108000]
["POR01-3",84000]
["PSTAN1",150000]
["SNUG1",132000]
["SNUG2",132000]
["SNUG3",132000]

{"sheet":"Coal Cost","index":28,"n_rows":51,"n_cols":26,"rows_kept":51,"cut":false,"hidden":false,"merged":[]}
["Coal Cost Neutral"]
["Note: This the sum of the fuel cost at the hub and the transportation cost to the node"]
["Fuel Cost ($/GJ)","2016-17","2017-18","2018-19","2019-20","2020-21","2021-22","2022-23","2023-24","2024-25","2025-26","2026-27","2027-28","2028-29","2029-30","2030-31","2031-32","2032-33","2033-34","2034-35","2035-36","2036-37","2037-38","2038-39","2039-40","2040-41"]
["Callide B & C",2.12,2.02,2.02,2.0569999999999999,2.1030000000000002,2.1349999999999998,2.157,2.181,2.2000000000000002,2.2429999999999999,2.2789999999999999,2.2890000000000001,2.3149999999999999,2.35,2.3980000000000001,2.6419999999999999,2.875,2.9340000000000002,3.0049999999999999,3.04,3.04,3.04,3.04,3.04,3.04]
["Delta Coastal_Vales Point",2.262,2.2309999999999999,2.3620000000000001,2.5470000000000002,2.7090000000000001,2.7669999999999999,2.923,2.9969999999999999,3.1469999999999998,3.2730000000000001,3.31,3.4020000000000001,3.524,3.6539999999999999,3.746,3.7970000000000002,3.8620000000000001,3.9289999999999998,4.0229999999999997,4.0709999999999997,4.0709999999999997,4.0709999999999997,4.0709999999999997,4.0709999999999997,4.0709999999999997]
["Delta Western",2.1040000000000001,2.0089999999999999,2.101,2.2559999999999998,2.3740000000000001,2.4249999999999998,2.4820000000000002,2.5470000000000002,2.68,2.79,2.8730000000000002,3.02,3.1419999999999999,3.2770000000000001,3.391,3.4420000000000002,3.4809999999999999,3.5310000000000001,3.6160000000000001,3.6589999999999998,3.6589999999999998,3.6589999999999998,3.6589999999999998,3.6589999999999998,3.6589999999999998]
["Eraring Energy",2.29,2.3199999999999998,2.4620000000000002,2.6469999999999998,2.8090000000000002,2.867,2.923,2.9969999999999999,3.1469999999999998,3.2730000000000001,3.31,3.4020000000000001,3.524,3.6539999999999999,3.746,3.7970000000000002,3.8620000000000001,3.9289999999999998,4.0229999999999997,4.0709999999999997,4.0709999999999997,4.0709999999999997,4.0709999999999997,4.0709999999999997,4.0709999999999997]
["Gladstone",2.1840000000000002,2.2400000000000002,2.415,2.641,2.7770000000000001,2.8330000000000002,2.899,2.97,3.117,3.2389999999999999,3.2650000000000001,3.3279999999999998,3.4289999999999998,3.569,3.6579999999999999,3.7090000000000001,3.7719999999999998,3.8370000000000002,3.9289999999999998,3.976,3.976,3.976,3.976,3.976,3.976]
["Hazelwood",0.64400000000000002,0.64400000000000002,0.64400000000000002,0.67,0.67200000000000004,0.67400000000000004,0.67600000000000005,0.67800000000000005,0.68100000000000005,0.68300000000000005,0.68600000000000005,0.68899999999999995,0.69299999999999995,0.69599999999999995,0.7,0.70399999999999996,0.70799999999999996,0.71299999999999997,0.71699999999999997,0.72299999999999998,0.72799999999999998,0.73399999999999999,0.74099999999999999,0.748,0.755]
["Kogan Creek",1.4590000000000001,1.5209999999999999,1.5349999999999999,1.54,1.546,1.5469999999999999,1.5640000000000001,1.581,1.5820000000000001,1.583,1.5840000000000001,1.585,1.5860000000000001,1.5860000000000001,1.5860000000000001,1.5860000000000001,1.5860000000000001,1.5860000000000001,1.5860000000000001,1.5860000000000001,1.5860000000000001,1.5860000000000001,1.5860000000000001,1.5860000000000001,1.5860000000000001]
["Loy Yang A",0.61599999999999999,0.61599999999999999,0.61599999999999999,0.64200000000000002,0.64300000000000002,0.64500000000000002,0.64800000000000002,0.65,0.65200000000000002,0.65500000000000003,0.65800000000000003,0.66100000000000003,0.66400000000000003,0.66800000000000004,0.67100000000000004,0.67500000000000004,0.67900000000000005,0.68400000000000005,0.68899999999999995,0.69399999999999995,0.7,0.70599999999999996,0.71199999999999997,0.71899999999999997,0.72699999999999998]
["Loy Yang B",0.61599999999999999,0.61599999999999999,0.61599999999999999,0.64200000000000002,0.64300000000000002,0.64500000000000002,0.64800000000000002,0.65,0.65200000000000002,0.65500000000000003,0.65800000000000003,0.66100000000000003,0.66400000000000003,0.66800000000000004,0.67100000000000004,0.67500000000000004,0.67900000000000005,0.68400000000000005,0.68899999999999995,0.69399999999999995,0.7,0.70599999999999996,0.71199999999999997,0.71899999999999997,0.72699999999999998]
["Macquarie Generation_Bayswater",1.4630000000000001,1.4850000000000001,1.526,1.61,1.615,1.63,1.681,1.7370000000000001,1.7969999999999999,1.7989999999999999,1.9810000000000001,2.38,2.6360000000000001,2.7589999999999999,2.863,2.9049999999999998,2.9460000000000002,2.9980000000000002,3.07,3.1070000000000002,3.1070000000000002,3.1070000000000002,3.1070000000000002,3.1070000000000002,3.1070000000000002]
["Macquarie Generation_Liddell",1.4630000000000001,1.4850000000000001,1.526,1.61,1.615,1.63,1.681,1.7370000000000001,1.7969999999999999,1.7989999999999999,1.9810000000000001,2.38,2.6360000000000001,2.7589999999999999,2.863,2.9049999999999998,2.9460000000000002,2.9980000000000002,3.07,3.1070000000000002,3.1070000000000002,3.1070000000000002,3.1070000000000002,3.1070000000000002,3.1070000000000002]
["Millmerran",1.2490000000000001,1.2649999999999999,1.2649999999999999,1.2689999999999999,1.274,1.2749999999999999,1.2889999999999999,1.3029999999999999,1.304,1.3049999999999999,1.3049999999999999,1.306,1.3080000000000001,1.3089999999999999,1.31,1.3109999999999999,1.3129999999999999,1.3140000000000001,1.3160000000000001,1.3169999999999999,1.319,1.321,1.323,1.3260000000000001,1.3280000000000001]
["New_BlackCoal_CQ",2.1582574600000002,2.2217754219999999,2.2690781740000001,2.2595269789999999,2.2401010229999998,2.2113081069999998,2.1776925970000001,2.1457174210000001,2.1147182330000001,2.0851356170000002,2.0626306169999999,2.049737538,2.0371575690000001,2.0235817429999998,2.010297644,1.998084325,1.9873445359999999,1.9779365390000001,1.969741328,1.9624500570000001,1.955847364,1.9497680550000001,1.9439468769999999,1.938396123,1.938396123]
["New_BlackCoal_NCEN",2.5505802420000001,2.6170233939999998,2.6665045790000002,2.6565135230000001,2.6361929430000002,2.6060740290000002,2.5709104250000001,2.537462697,2.5050359040000001,2.4740909200000001,2.4505494990000001,2.437062654,2.4239033399999999,2.4097023069999999,2.395806436,2.383030658,2.3717962699999999,2.361955005,2.3533823809999999,2.3457553259999999,2.3388485590000001,2.3324892789999998,2.3264000189999998,2.3205936359999999,2.3205936359999999]
["New_BlackCoal_NNSW",2.4864505609999998,2.5522292819999999,2.6012156549999998,2.5913245100000002,2.5712071359999999,2.5413894099999998,2.5065774420000002,2.4734641919999998,2.4413616669999998,2.4107261329999998,2.3874201259999999,2.3740681499999998,2.361040429,2.3469814059999998,2.333224494,2.320576473,2.3094544290000001,2.2997115770000001,2.29122468,2.2836738950000002,2.276836195,2.2705405089999999,2.264512141,2.2587638220000001,2.2587638220000001]
["New_BlackCoal_NQ",1.922316446,1.922316446,1.922316446,1.922316446,1.922316446,1.922316446,1.922316446,1.922316446,1.922316446,1.922316446,1.922316446,1.922316446,1.922316446,1.922316446,1.922316446,1.922316446,1.922316446,1.922316446,1.922316446,1.922316446,1.922316446,1.922316446,1.922316446,1.922316446,1.922316446]
["New_BlackCoal_SWNSW",1.3187590730000001,1.3187590730000001,1.3187590730000001,1.3187590730000001,1.3187590730000001,1.3187590730000001,1.3187590730000001,1.3187590730000001,1.3187590730000001,1.3187590730000001,1.3187590730000001,1.3187590730000001,1.3187590730000001,1.3187590730000001,1.3187590730000001,1.3187590730000001,1.3187590730000001,1.3187590730000001,1.3187590730000001,1.3187590730000001,1.3187590730000001,1.3187590730000001,1.3187590730000001,1.3187590730000001,1.3187590730000001]
["New_BlackCoal_SWQ",1.537483771,1.537483771,1.537483771,1.537483771,1.537483771,1.537483771,1.537483771,1.537483771,1.537483771,1.537483771,1.537483771,1.537483771,1.537483771,1.537483771,1.537483771,1.537483771,1.537483771,1.537483771,1.537483771,1.537483771,1.537483771,1.537483771,1.537483771,1.537483771,1.537483771]
["New_BrownCoal_LV",0.40373440100000002,0.40777174500000002,0.411849462,0.415967957,0.42012763600000003,0.42432891299999997,0.42857220200000001,0.43285792400000001,0.437186503,0.44155836799999998,0.44597395200000001,0.45043369100000002,0.45493802799999999,0.45948740799999999,0.46408228299999998,0.46872310499999997,0.47341033599999999,0.47814444,0.48292588400000003,0.487755143,0.49263269399999998,0.49755902099999999,0.50253461200000005,0.50755995799999998,0.50755995799999998]
["Stanwell",2.121,2.1579999999999999,2.254,2.3410000000000002,2.399,2.4220000000000002,2.4409999999999998,2.46,2.48,2.5049999999999999,2.657,3.0230000000000001,3.2930000000000001,3.4380000000000002,3.5609999999999999,3.6110000000000002,3.6619999999999999,3.726,3.8159999999999998,3.8610000000000002,3.8610000000000002,3.8610000000000002,3.8610000000000002,3.8610000000000002,3.8610000000000002]
["Tarong",2.766,2.766,2.766,2.7719999999999998,2.778,2.7789999999999999,2.7989999999999999,2.819,2.82,2.8210000000000002,2.8220000000000001,2.8239999999999998,2.8239999999999998,2.8239999999999998,2.8239999999999998,2.8239999999999998,2.8239999999999998,2.8239999999999998,2.8239999999999998,2.8239999999999998,2.8239999999999998,2.8239999999999998,2.8239999999999998,2.8239999999999998,2.8239999999999998]
["Yallourn",0.61,0.61,0.61,0.623,0.63600000000000001,0.63800000000000001,0.64,0.64300000000000002,0.64500000000000002,0.64800000000000002,0.65,0.65300000000000002,0.65600000000000003,0.66,0.66300000000000003,0.66700000000000004,0.67100000000000004,0.67600000000000005,0.68,0.68600000000000005,0.69099999999999995,0.69699999999999995,0.70299999999999996,0.71,0.71699999999999997]
[]
["Coal Cost Low Grid Demand"]
["Note: This the sum of the fuel cost at the hub and the transportation cost to the node"]
["Fuel Cost ($/GJ)","2016-17","2017-18","2018-19","2019-20","2020-21","2021-22","2022-23","2023-24","2024-25","2025-26","2026-27","2027-28","2028-29","2029-30","2030-31","2031-32","2032-33","2033-34","2034-35","2035-36","2036-37","2037-38","2038-39","2039-40","2040-41"]
["Callide B & C",2.12,2.0270000000000001,2.0289999999999999,2.0350000000000001,2.0270000000000001,2.036,2.0379999999999998,2.0350000000000001,2.0169999999999999,2.0169999999999999,2.0310000000000001,2.0209999999999999,2.0179999999999998,2.016,2.0179999999999998,2.1080000000000001,2.1859999999999999,2.1840000000000002,2.1789999999999998,2.1760000000000002,2.1760000000000002,2.1760000000000002,2.1760000000000002,2.1760000000000002,2.1760000000000002]
["Delta Coastal_Vales Point",2.2749999999999999,2.282,2.4350000000000001,2.484,2.4079999999999999,2.379,2.4449999999999998,2.4089999999999998,2.4089999999999998,2.4119999999999999,2.4260000000000002,2.4300000000000002,2.4510000000000001,2.4689999999999999,2.4670000000000001,2.4700000000000002,2.4700000000000002,2.4470000000000001,2.4409999999999998,2.4580000000000002,2.4580000000000002,2.4580000000000002,2.4580000000000002,2.4580000000000002,2.4580000000000002]
["Delta Western",2.1179999999999999,2.0409999999999999,2.149,2.2109999999999999,2.1659999999999999,2.1509999999999998,2.137,2.117,2.1179999999999999,2.12,2.141,2.161,2.1869999999999998,2.2109999999999999,2.2080000000000002,2.1960000000000002,2.1680000000000001,2.1309999999999998,2.125,2.14,2.14,2.14,2.14,2.14,2.14]
["Eraring Energy",2.3029999999999999,2.3719999999999999,2.5350000000000001,2.5840000000000001,2.508,2.4790000000000001,2.4449999999999998,2.4089999999999998,2.4089999999999998,2.4119999999999999,2.4260000000000002,2.4300000000000002,2.4510000000000001,2.4689999999999999,2.4670000000000001,2.4700000000000002,2.4700000000000002,2.4470000000000001,2.4409999999999998,2.4580000000000002,2.4580000000000002,2.4580000000000002,2.4580000000000002,2.4580000000000002,2.4580000000000002]
["Gladstone",2.222,2.2909999999999999,2.4870000000000001,2.581,2.488,2.4609999999999999,2.4390000000000001,2.4039999999999999,2.4039999999999999,2.4060000000000001,2.411,2.395,2.403,2.4239999999999999,2.4209999999999998,2.4249999999999998,2.4239999999999999,2.4020000000000001,2.3959999999999999,2.4119999999999999,2.4119999999999999,2.4119999999999999,2.4119999999999999,2.4119999999999999,2.4119999999999999]
["Hazelwood",0.64400000000000002,0.64400000000000002,0.64400000000000002,0.67,0.67200000000000004,0.67400000000000004,0.67600000000000005,0.67800000000000005,0.68100000000000005,0.68300000000000005,0.68600000000000005,0.68899999999999995,0.69299999999999995,0.69599999999999995,0.7,0.70399999999999996,0.70799999999999996,0.71299999999999997,0.71699999999999997,0.72299999999999998,0.72799999999999998,0.73399999999999999,0.74099999999999999,0.748,0.755]
["Kogan Creek",1.4590000000000001,1.5209999999999999,1.5349999999999999,1.54,1.546,1.5469999999999999,1.5640000000000001,1.581,1.5820000000000001,1.583,1.5840000000000001,1.585,1.5860000000000001,1.5860000000000001,1.5860000000000001,1.5860000000000001,1.5860000000000001,1.5860000000000001,1.5860000000000001,1.5860000000000001,1.5860000000000001,1.5860000000000001,1.5860000000000001,1.5860000000000001,1.5860000000000001]
["Loy Yang A",0.61599999999999999,0.61599999999999999,0.61599999999999999,0.64200000000000002,0.64300000000000002,0.64500000000000002,0.64800000000000002,0.65,0.65200000000000002,0.65500000000000003,0.65800000000000003,0.66100000000000003,0.66400000000000003,0.66800000000000004,0.67100000000000004,0.67500000000000004,0.67900000000000005,0.68400000000000005,0.68899999999999995,0.69399999999999995,0.7,0.70599999999999996,0.71199999999999997,0.71899999999999997,0.72699999999999998]
["Loy Yang B",0.61599999999999999,0.61599999999999999,0.61599999999999999,0.64200000000000002,0.64300000000000002,0.64500000000000002,0.64800000000000002,0.65,0.65200000000000002,0.65500000000000003,0.65800000000000003,0.66100000000000003,0.66400000000000003,0.66800000000000004,0.67100000000000004,0.67500000000000004,0.67900000000000005,0.68400000000000005,0.68899999999999995,0.69399999999999995,0.7,0.70599999999999996,0.71199999999999997,0.71899999999999997,0.72699999999999998]
["Macquarie Generation_Bayswater",1.466,1.4910000000000001,1.532,1.605,1.597,1.611,1.657,1.7070000000000001,1.7609999999999999,1.756,1.6779999999999999,1.704,1.829,1.8540000000000001,1.8580000000000001,1.8460000000000001,1.8340000000000001,1.8140000000000001,1.8089999999999999,1.8220000000000001,1.8220000000000001,1.8220000000000001,1.8220000000000001,1.8220000000000001,1.8220000000000001]
["Macquarie Generation_Liddell",1.466,1.4910000000000001,1.532,1.605,1.597,1.611,1.657,1.7070000000000001,1.7609999999999999,1.756,1.6779999999999999,1.704,1.829,1.8540000000000001,1.8580000000000001,1.8460000000000001,1.8340000000000001,1.8140000000000001,1.8089999999999999,1.8220000000000001,1.8220000000000001,1.8220000000000001,1.8220000000000001,1.8220000000000001,1.8220000000000001]
["Millmerran",1.2490000000000001,1.2649999999999999,1.2649999999999999,1.2689999999999999,1.274,1.2749999999999999,1.2889999999999999,1.3029999999999999,1.304,1.3049999999999999,1.3049999999999999,1.306,1.3080000000000001,1.3089999999999999,1.31,1.3109999999999999,1.3129999999999999,1.3140000000000001,1.3160000000000001,1.3169999999999999,1.319,1.321,1.323,1.3260000000000001,1.3280000000000001]
["New_BlackCoal_CQ",2.1582574600000002,2.2217754219999999,2.2690781740000001,2.2595269789999999,2.2401010229999998,2.2113081069999998,2.1776925970000001,2.1457174210000001,2.1147182330000001,2.0851356170000002,2.0626306169999999,2.049737538,2.0371575690000001,2.0235817429999998,2.010297644,1.998084325,1.9873445359999999,1.9779365390000001,1.969741328,1.9624500570000001,1.955847364,1.9497680550000001,1.9439468769999999,1.938396123,1.938396123]
["New_BlackCoal_NCEN",2.5505802420000001,2.6170233939999998,2.6665045790000002,2.6565135230000001,2.6361929430000002,2.6060740290000002,2.5709104250000001,2.537462697,2.5050359040000001,2.4740909200000001,2.4505494990000001,2.437062654,2.4239033399999999,2.4097023069999999,2.395806436,2.383030658,2.3717962699999999,2.361955005,2.3533823809999999,2.3457553259999999,2.3388485590000001,2.3324892789999998,2.3264000189999998,2.3205936359999999,2.3205936359999999]
["New_BlackCoal_NNSW",2.4864505609999998,2.5522292819999999,2.6012156549999998,2.5913245100000002,2.5712071359999999,2.5413894099999998,2.5065774420000002,2.4734641919999998,2.4413616669999998,2.4107261329999998,2.3874201259999999,2.3740681499999998,2.361040429,2.3469814059999998,2.333224494,2.320576473,2.3094544290000001,2.2997115770000001,2.29122468,2.2836738950000002,2.276836195,2.2705405089999999,2.264512141,2.2587638220000001,2.2587638220000001]
["New_BlackCoal_NQ",1.922316446,1.922316446,1.922316446,1.922316446,1.922316446,1.922316446,1.922316446,1.922316446,1.922316446,1.922316446,1.922316446,1.922316446,1.922316446,1.922316446,1.922316446,1.922316446,1.922316446,1.922316446,1.922316446,1.922316446,1.922316446,1.922316446,1.922316446,1.922316446,1.922316446]
["New_BlackCoal_SWNSW",1.3187590730000001,1.3187590730000001,1.3187590730000001,1.3187590730000001,1.3187590730000001,1.3187590730000001,1.3187590730000001,1.3187590730000001,1.3187590730000001,1.3187590730000001,1.3187590730000001,1.3187590730000001,1.3187590730000001,1.3187590730000001,1.3187590730000001,1.3187590730000001,1.3187590730000001,1.3187590730000001,1.3187590730000001,1.3187590730000001,1.3187590730000001,1.3187590730000001,1.3187590730000001,1.3187590730000001,1.3187590730000001]
["New_BlackCoal_SWQ",1.537483771,1.537483771,1.537483771,1.537483771,1.537483771,1.537483771,1.537483771,1.537483771,1.537483771,1.537483771,1.537483771,1.537483771,1.537483771,1.537483771,1.537483771,1.537483771,1.537483771,1.537483771,1.537483771,1.537483771,1.537483771,1.537483771,1.537483771,1.537483771,1.537483771]
["New_BrownCoal_LV",0.40373440100000002,0.40777174500000002,0.411849462,0.415967957,0.42012763600000003,0.42432891299999997,0.42857220200000001,0.43285792400000001,0.437186503,0.44155836799999998,0.44597395200000001,0.45043369100000002,0.45493802799999999,0.45948740799999999,0.46408228299999998,0.46872310499999997,0.47341033599999999,0.47814444,0.48292588400000003,0.487755143,0.49263269399999998,0.49755902099999999,0.50253461200000005,0.50755995799999998,0.50755995799999998]
["Stanwell",2.1240000000000001,2.1760000000000002,2.266,2.3319999999999999,2.3580000000000001,2.3719999999999999,2.3820000000000001,2.391,2.3940000000000001,2.427,2.4220000000000002,2.3279999999999998,2.298,2.3290000000000002,2.3340000000000001,2.3199999999999998,2.3039999999999998,2.2789999999999999,2.2719999999999998,2.2879999999999998,2.2879999999999998,2.2879999999999998,2.2879999999999998,2.2879999999999998,2.2879999999999998]
["Tarong",2.766,2.766,2.766,2.7719999999999998,2.778,2.7789999999999999,2.7989999999999999,2.819,2.82,2.8210000000000002,2.8220000000000001,2.8239999999999998,2.8239999999999998,2.8239999999999998,2.8239999999999998,2.8239999999999998,2.8239999999999998,2.8239999999999998,2.8239999999999998,2.8239999999999998,2.8239999999999998,2.8239999999999998,2.8239999999999998,2.8239999999999998,2.8239999999999998]
["Yallourn",0.61,0.61,0.61,0.623,0.63600000000000001,0.63800000000000001,0.64,0.64300000000000002,0.64500000000000002,0.64800000000000002,0.65,0.65300000000000002,0.65600000000000003,0.66,0.66300000000000003,0.66700000000000004,0.67100000000000004,0.67600000000000005,0.68,0.68600000000000005,0.69099999999999995,0.69699999999999995,0.70299999999999996,0.71,0.71699999999999997]

{"sheet":"Gas Cost","index":29,"n_rows":133,"n_cols":27,"rows_kept":133,"cut":false,"hidden":false,"merged":[]}
["Gas Cost Neutral Scenario"]
["Note: This the sum of the fuel cost at the hub and the transportation cost to the node"]
["Fuel Cost ($/GJ)","2016-17","2017-18","2018-19","2019-20","2020-21","2021-22","2022-23","2023-24","2024-25","2025-26","2026-27","2027-28","2028-29","2029-30","2030-31","2031-32","2032-33","2033-34","2034-35","2035-36","2036-37","2037-38","2038-39","2039-40","2040-41","2041-42"]
["ADE CCGT (CCS)",6.8658164450000001,7.2239981760000003,7.7267330049999998,7.7283601400000004,7.7295876229999996,7.7300363120000002,7.7301774239999999,8.4801774240000007,8.4801774240000007,8.4801774240000007,8.4801774240000007,8.4801774240000007,8.4801774240000007,8.4801774240000007,8.4801774240000007,8.4801774240000007,8.4801774240000007,8.4801774240000007,8.4801774240000007,8.4801774240000007,8.4801774240000007,8.4801774240000007,8.4801774240000007,8.4801774240000007,8.4801774240000007,8.4801774240000007]
["ADE OCGT",8.5822705569999993,9.0299977190000007,9.6584162570000007,9.6604501749999994,9.6619845289999997,9.66254539,9.66272178,10.60022178,10.60022178,10.60022178,10.60022178,10.60022178,10.60022178,10.60022178,10.60022178,10.60022178,10.60022178,10.60022178,10.60022178,10.60022178,10.60022178,10.60022178,10.60022178,10.60022178,10.60022178,10.60022178]
["Bairnsdale",6.213779014,7.9682441300000004,7.9682441300000004,7.9682441300000004,7.9682441300000004,7.9682441300000004,8.7182441300000004,8.7182441300000004,8.7182441300000004,8.8004518380000007,8.8004518380000007,8.8004518380000007,8.8004518380000007,8.8780062789999992,8.8780062789999992,8.8780062789999992,8.8780062789999992,8.8780062789999992,8.8780062789999992,8.8780062789999992,8.8780062789999992,8.8780062789999992,8.8780062789999992,8.8780062789999992,8.8780062789999992]
["Barcaldine",6.6,6.6,6.6,6.6,6.6,6.6,7.6,7.6,7.6,7.6,7.6,7.6,7.6,7.6,7.6,7.6,7.6,7.6,7.6,7.6,7.6,7.6,7.6,7.6,7.6]
["Bell Bay Three",6.6170232560000004,9.2296744190000002,9.2296744190000002,9.2296744190000002,9.2296744190000002,9.2296744190000002,9.9796744190000002,9.9796744190000002,9.9796744190000002,9.9796744190000002,9.9796744190000002,9.9796744190000002,9.9796744190000002,9.9796744190000002,9.9796744190000002,9.9796744190000002,9.9796744190000002,9.9796744190000002,9.9796744190000002,9.9796744190000002,9.9796744190000002,9.9796744190000002,9.9796744190000002,9.9796744190000002,9.9796744190000002]
["Braemar",5.7453627909999998,6.9442000000000004,6.9442000000000004,6.9442000000000004,6.9442000000000004,6.9442000000000004,7.6942000000000004,7.6942000000000004,7.6942000000000004,7.6942000000000004,7.6942000000000004,7.6942000000000004,7.6942000000000004,7.6942000000000004,7.6942000000000004,7.6942000000000004,7.6942000000000004,7.6942000000000004,7.6942000000000004,7.6942000000000004,7.6942000000000004,7.6942000000000004,7.6942000000000004,7.6942000000000004,7.6942000000000004]
["Braemar 2",5.7453627909999998,6.9442000000000004,6.9442000000000004,6.9442000000000004,6.9442000000000004,6.9442000000000004,7.6942000000000004,7.6942000000000004,7.6942000000000004,7.6942000000000004,7.6942000000000004,7.6942000000000004,7.6942000000000004,7.6942000000000004,7.6942000000000004,7.6942000000000004,7.6942000000000004,7.6942000000000004,7.6942000000000004,7.6942000000000004,7.6942000000000004,7.6942000000000004,7.6942000000000004,7.6942000000000004,7.6942000000000004]
["CAN CCGT (CCS)",4.7388498090000004,4.9391334059999998,6.2040758570000003,6.2040900639999998,6.200793923,6.2094818140000001,6.25,7,7,7,7,7,7,7,7,7,7,7,7,7,7,7,7,7,7,7]
["CAN OCGT",5.9235622619999999,6.1739167579999998,7.7550948210000001,7.7551125790000004,7.7509924039999998,7.7618522670000001,7.8125,8.75,8.75,8.75,8.75,8.75,8.75,8.75,8.75,8.75,8.75,8.75,8.75,8.75,8.75,8.75,8.75,8.75,8.75,8.75]
["Colongra",5.8252018229999996,7.579666939,7.579666939,7.579666939,7.579666939,7.579666939,8.3296669390000009,8.3296669390000009,8.3296669390000009,8.3296669390000009,8.3296669390000009,8.3296669390000009,8.3296669390000009,8.3296669390000009,8.3296669390000009,8.3296669390000009,8.3296669390000009,8.3296669390000009,8.3296669390000009,8.3296669390000009,8.3296669390000009,8.3296669390000009,8.3296669390000009,8.3296669390000009,8.3296669390000009]
["Condamine",5.7453627909999998,6.9442000000000004,6.9442000000000004,6.9442000000000004,6.9442000000000004,6.9442000000000004,7.6942000000000004,7.6942000000000004,7.6942000000000004,7.6942000000000004,7.6942000000000004,7.6942000000000004,7.6942000000000004,7.6942000000000004,7.6942000000000004,7.6942000000000004,7.6942000000000004,7.6942000000000004,7.6942000000000004,7.6942000000000004,7.6942000000000004,7.6942000000000004,7.6942000000000004,7.6942000000000004,7.6942000000000004]
["CQ CCGT (CCS)",5.2427974949999996,6.6,6.6,6.6,6.6,6.6,6.6,7.6,7.6,7.6,7.6,7.6,7.6,7.6,7.95,7.95,7.95,7.95,7.95,7.95,7.95,7.95,7.95,7.95,7.95,7.95]
["CQ OCGT",6.5534968679999999,8.25,8.25,8.25,8.25,8.25,8.25,9.5,9.5,9.5,9.5,9.5,9.5,9.5,9.9375,9.9375,9.9375,9.9375,9.9375,9.9375,9.9375,9.9375,9.9375,9.9375,9.9375,9.9375]
["CVIC CCGT (CCS)",6.2723576669999996,7.7459799440000001,7.8459799439999998,7.8459799439999998,7.8459799439999998,7.8459799439999998,7.8459799439999998,8.5959799439999998,8.5959799439999998,8.5959799439999998,8.6781876520000001,8.6781876520000001,8.6781876520000001,8.6781876520000001,8.7557420930000003,8.7557420930000003,8.7557420930000003,8.7557420930000003,8.7557420930000003,8.7557420930000003,8.7557420930000003,8.7557420930000003,8.7557420930000003,8.7557420930000003,8.7557420930000003,8.7557420930000003]
["CVIC OCGT",7.840447084,9.6824749299999997,9.8074749299999997,9.8074749299999997,9.8074749299999997,9.8074749299999997,9.8074749299999997,10.74497493,10.74497493,10.74497493,10.847734559999999,10.847734559999999,10.847734559999999,10.847734559999999,10.94467762,10.94467762,10.94467762,10.94467762,10.94467762,10.94467762,10.94467762,10.94467762,10.94467762,10.94467762,10.94467762,10.94467762]
["Darling Downs",5.7453627909999998,6.9442000000000004,6.9442000000000004,6.9442000000000004,6.9442000000000004,6.9442000000000004,7.6942000000000004,7.6942000000000004,7.6942000000000004,7.6942000000000004,7.6942000000000004,7.6942000000000004,7.6942000000000004,7.6942000000000004,7.6942000000000004,7.6942000000000004,7.6942000000000004,7.6942000000000004,7.6942000000000004,7.6942000000000004,7.6942000000000004,7.6942000000000004,7.6942000000000004,7.6942000000000004,7.6942000000000004]
["Dry Creek",7.2239981760000003,7.7267330049999998,7.7283601400000004,7.7295876229999996,7.7300363120000002,7.7301774239999999,8.4801774240000007,8.4801774240000007,8.4801774240000007,8.4801774240000007,8.4801774240000007,8.4801774240000007,8.4801774240000007,8.4801774240000007,8.4801774240000007,8.4801774240000007,8.4801774240000007,8.4801774240000007,8.4801774240000007,8.4801774240000007,8.4801774240000007,8.4801774240000007,8.4801774240000007,8.4801774240000007,8.4801774240000007]
["Hallett",6.3193507340000004,7.5853004469999998,7.5869275820000004,7.5881550649999996,7.5886037540000002,7.5887448659999999,8.3387448660000008,8.3387448660000008,8.3387448660000008,8.3387448660000008,8.3387448660000008,8.3387448660000008,8.3387448660000008,8.3387448660000008,8.3387448660000008,8.3387448660000008,8.3387448660000008,8.3387448660000008,8.3387448660000008,8.3387448660000008,8.3387448660000008,8.3387448660000008,8.3387448660000008,8.3387448660000008,8.3387448660000008]
["Jeeralang",6.7050292459999996,7.9682441300000004,7.9682441300000004,7.9682441300000004,7.9682441300000004,7.9682441300000004,8.7182441300000004,8.7182441300000004,8.7182441300000004,8.8004518380000007,8.8004518380000007,8.8004518380000007,8.8004518380000007,8.8780062789999992,8.8780062789999992,8.8780062789999992,8.8780062789999992,8.8780062789999992,8.8780062789999992,8.8780062789999992,8.8780062789999992,8.8780062789999992,8.8780062789999992,8.8780062789999992,8.8780062789999992]
["Ladbroke Grove",6.6290585469999996,7.6557443440000004,7.6604054140000004,7.657143488,7.6537482040000002,7.6595737970000002,8.4067379859999996,8.4040879620000002,8.4025682219999993,8.4023919370000009,8.4016521159999993,8.4000931390000009,8.4004107769999994,8.4015527649999999,8.4001722480000005,8.4005116869999998,8.400731639,8.400731639,8.4010505589999998,8.4010505589999998,8.4010505589999998,8.4010505589999998,8.4010505589999998,8.4010505589999998,8.4010505589999998]
["Laverton North",6.2108415380000004,7.965407667,7.9655564840000004,7.9657716069999998,7.9653888830000001,7.9666668530000004,8.7167211229999992,8.7167854830000007,8.7167387139999999,8.7989844060000006,8.7989841979999994,8.7990321110000007,8.7990019260000008,8.8765598269999995,8.8765738600000006,8.8766285580000002,8.8765879719999994,8.8766076090000006,8.8766153790000004,8.8766153790000004,8.8766153790000004,8.8766153790000004,8.8766153790000004,8.8766153790000004,8.8766153790000004]
["LV CCGT (CCS)",6.0945697599999997,6.7050292459999996,7.9682441300000004,7.9682441300000004,7.9682441300000004,7.9682441300000004,7.9682441300000004,8.7182441300000004,8.7182441300000004,8.7182441300000004,8.8004518380000007,8.8004518380000007,8.8004518380000007,8.8004518380000007,8.8780062789999992,8.8780062789999992,8.8780062789999992,8.8780062789999992,8.8780062789999992,8.8780062789999992,8.8780062789999992,8.8780062789999992,8.8780062789999992,8.8780062789999992,8.8780062789999992,8.8780062789999992]
["LV OCGT",7.6182122000000003,8.3812865579999993,9.9603051629999992,9.9603051629999992,9.9603051629999992,9.9603051629999992,9.9603051629999992,10.897805160000001,10.897805160000001,10.897805160000001,11.000564799999999,11.000564799999999,11.000564799999999,11.000564799999999,11.09750785,11.09750785,11.09750785,11.09750785,11.09750785,11.09750785,11.09750785,11.09750785,11.09750785,11.09750785,11.09750785,11.09750785]
["MEL CCGT (CCS)",6.1843944979999996,6.70209177,7.965407667,7.9655564840000004,7.9657716069999998,7.9653888830000001,7.9666668530000004,8.7167211229999992,8.7167854830000007,8.7167387139999999,8.7989844060000006,8.7989841979999994,8.7990321110000007,8.7990019260000008,8.8765598269999995,8.8765738600000006,8.8766285580000002,8.8765879719999994,8.8766076090000006,8.8766153790000004,8.8766153790000004,8.8766153790000004,8.8766153790000004,8.8766153790000004,8.8766153790000004,8.8766153790000004]
["MEL OCGT",7.7304931220000004,8.3776147129999998,9.9567595830000002,9.9569456049999996,9.9572145079999999,9.9567361030000008,9.9583335660000003,10.8959014,10.89598185,10.89592339,10.99873051,10.998730249999999,10.998790140000001,10.99875241,11.09569978,11.09571732,11.0957857,11.095734970000001,11.095759510000001,11.095769219999999,11.095769219999999,11.095769219999999,11.095769219999999,11.095769219999999,11.095769219999999,11.095769219999999]
["Mintaro",7.0825656170000002,7.5853004469999998,7.5869275820000004,7.5881550649999996,7.5886037540000002,7.5887448659999999,8.3387448660000008,8.3387448660000008,8.3387448660000008,8.3387448660000008,8.3387448660000008,8.3387448660000008,8.3387448660000008,8.3387448660000008,8.3387448660000008,8.3387448660000008,8.3387448660000008,8.3387448660000008,8.3387448660000008,8.3387448660000008,8.3387448660000008,8.3387448660000008,8.3387448660000008,8.3387448660000008,8.3387448660000008]
["Mortlake OCGT",7.7459799440000001,7.8459799439999998,7.8459799439999998,7.8459799439999998,7.8459799439999998,7.8459799439999998,8.5959799439999998,8.5959799439999998,8.5959799439999998,8.6781876520000001,8.6781876520000001,8.6781876520000001,8.6781876520000001,8.7557420930000003,8.7557420930000003,8.7557420930000003,8.7557420930000003,8.7557420930000003,8.7557420930000003,8.7557420930000003,8.7557420930000003,8.7557420930000003,8.7557420930000003,8.7557420930000003,8.7557420930000003]
["NCEN CCGT (CCS)",5.7207261239999996,5.8252018229999996,7.579666939,7.579666939,7.579666939,7.579666939,7.579666939,8.3296669390000009,8.3296669390000009,8.3296669390000009,8.3296669390000009,8.3296669390000009,8.3296669390000009,8.3296669390000009,8.3296669390000009,8.3296669390000009,8.3296669390000009,8.3296669390000009,8.3296669390000009,8.3296669390000009,8.3296669390000009,8.3296669390000009,8.3296669390000009,8.3296669390000009,8.3296669390000009,8.3296669390000009]
["NCEN OCGT",7.1509076550000001,7.2815022779999996,9.4745836739999998,9.4745836739999998,9.4745836739999998,9.4745836739999998,9.4745836739999998,10.412083669999999,10.412083669999999,10.412083669999999,10.412083669999999,10.412083669999999,10.412083669999999,10.412083669999999,10.412083669999999,10.412083669999999,10.412083669999999,10.412083669999999,10.412083669999999,10.412083669999999,10.412083669999999,10.412083669999999,10.412083669999999,10.412083669999999,10.412083669999999,10.412083669999999]
["Newport",6.70209177,7.965407667,7.9655564840000004,7.9657716069999998,7.9653888830000001,7.9666668530000004,8.7167211229999992,8.7167854830000007,8.7167387139999999,8.7989844060000006,8.7989841979999994,8.7990321110000007,8.7990019260000008,8.8765598269999995,8.8765738600000006,8.8766285580000002,8.8765879719999994,8.8766076090000006,8.8766153790000004,8.8766153790000004,8.8766153790000004,8.8766153790000004,8.8766153790000004,8.8766153790000004,8.8766153790000004]
["NNS CCGT (CCS)",4.7448037430000003,4.9976653009999996,6.2150239850000002,6.2151323879999998,6.2127744859999998,6.218669437,6.2448521719999999,7,7,7,7,7,7,7,7,7,7,7,7,7,7,7,7,7,7,7]
["NNS OCGT",5.9310046789999999,6.2470816259999999,7.7687799809999998,7.768915485,7.765968108,7.7733367959999997,7.8060652150000003,8.75,8.75,8.75,8.75,8.75,8.75,8.75,8.75,8.75,8.75,8.75,8.75,8.75,8.75,8.75,8.75,8.75,8.75,8.75]
["NQ CCGT (CCS)",4.7924052489999998,5.0704732970000004,6.2125604550000002,6.212570532,6.2101179819999999,6.2152698300000004,6.2362923600000002,7,7,7,7,7,7,7,7,7,7,7,7,7,7,7,7,7,7,7]
["NQ OCGT",5.9905065620000002,6.3380916220000003,7.7657005689999998,7.7657131650000002,7.7626474779999999,7.7690872879999997,7.7953654500000003,8.75,8.75,8.75,8.75,8.75,8.75,8.75,8.75,8.75,8.75,8.75,8.75,8.75,8.75,8.75,8.75,8.75,8.75,8.75]
["NSA CCGT (CCS)",6.7243838870000001,7.0825656170000002,7.6346761499999998,7.6393573730000002,7.6341299359999999,7.6385847399999998,7.6867222340000003,8.4067379859999996,8.4040879620000002,8.4025682219999993,8.4023919370000009,8.4016521159999993,8.4000931390000009,8.4004107769999994,8.4015527649999999,8.4001722480000005,8.4005116869999998,8.400731639,8.400731639,8.4010505589999998,8.4010505589999998,8.4010505589999998,8.4010505589999998,8.4010505589999998,8.4010505589999998,8.4010505589999998]
["NSA OCGT",8.4054798589999997,8.8532070219999994,9.5433451869999999,9.5491967160000009,9.5426624189999991,9.5482309250000004,9.6084027929999998,10.50842248,10.50510995,10.503210279999999,10.502989919999999,10.502065139999999,10.500116419999999,10.50051347,10.501940960000001,10.50021531,10.50063961,10.500914549999999,10.500914549999999,10.5013132,10.5013132,10.5013132,10.5013132,10.5013132,10.5013132,10.5013132]
["NVIC CCGT (CCS)",4.7339864580000004,5.0246883059999998,6.2254956620000002,6.2255030360000001,6.2238663819999998,6.2275042709999999,6.242984474,7,7,7,7,7,7,7,7,7,7,7,7,7,7,7,7,7,7,7]
["NVIC OCGT",5.9174830729999996,6.2808603830000003,7.7818695780000002,7.7818787939999998,7.779832978,7.7843803380000001,7.803730592,8.75,8.75,8.75,8.75,8.75,8.75,8.75,8.75,8.75,8.75,8.75,8.75,8.75,8.75,8.75,8.75,8.75,8.75,8.75]
["Oakey",6.6942000000000004,6.6942000000000004,6.6942000000000004,6.6942000000000004,6.6942000000000004,6.6942000000000004,7.6942000000000004,7.6942000000000004,7.6942000000000004,7.6942000000000004,7.6942000000000004,7.6942000000000004,7.6942000000000004,7.6942000000000004,7.6942000000000004,7.6942000000000004,7.6942000000000004,7.6942000000000004,7.6942000000000004,7.6942000000000004,7.6942000000000004,7.6942000000000004,7.6942000000000004,7.6942000000000004,7.6942000000000004]
["Osborne",6.6290585469999996,7.6557443440000004,7.6604054140000004,7.657143488,7.6537482040000002,7.6595737970000002,8.4067379859999996,8.4040879620000002,8.4025682219999993,8.4023919370000009,8.4016521159999993,8.4000931390000009,8.4004107769999994,8.4015527649999999,8.4001722480000005,8.4005116869999998,8.400731639,8.400731639,8.4010505589999998,8.4010505589999998,8.4010505589999998,8.4010505589999998,8.4010505589999998,8.4010505589999998,8.4010505589999998]
["Pelican Point",7.2239981760000003,7.7267330049999998,7.7283601400000004,7.7295876229999996,7.7300363120000002,7.7301774239999999,8.4801774240000007,8.4801774240000007,8.4801774240000007,8.4801774240000007,8.4801774240000007,8.4801774240000007,8.4801774240000007,8.4801774240000007,8.4801774240000007,8.4801774240000007,8.4801774240000007,8.4801774240000007,8.4801774240000007,8.4801774240000007,8.4801774240000007,8.4801774240000007,8.4801774240000007,8.4801774240000007,8.4801774240000007]
["Quarantine",6.6290585469999996,7.6557443440000004,7.6604054140000004,7.657143488,7.6537482040000002,7.6595737970000002,8.4067379859999996,8.4040879620000002,8.4025682219999993,8.4023919370000009,8.4016521159999993,8.4000931390000009,8.4004107769999994,8.4015527649999999,8.4001722480000005,8.4005116869999998,8.400731639,8.400731639,8.4010505589999998,8.4010505589999998,8.4010505589999998,8.4010505589999998,8.4010505589999998,8.4010505589999998,8.4010505589999998]
["Roma",6,6,6,6,6,6,7,7,7,7,7,7,7,7,7,7,7,7,7,7,7,7,7,7,7]
["SEQ CCGT (CCS)",4.7924052489999998,5.0704732970000004,6.9442000000000004,6.9442000000000004,6.9442000000000004,6.9442000000000004,6.9442000000000004,7.6942000000000004,7.6942000000000004,7.6942000000000004,7.6942000000000004,7.6942000000000004,7.6942000000000004,7.6942000000000004,7.6942000000000004,7.6942000000000004,7.6942000000000004,7.6942000000000004,7.6942000000000004,7.6942000000000004,7.6942000000000004,7.6942000000000004,7.6942000000000004,7.6942000000000004,7.6942000000000004,7.6942000000000004]
["SEQ OCGT",5.9905065620000002,6.3380916220000003,8.6802499999999991,8.6802499999999991,8.6802499999999991,8.6802499999999991,8.6802499999999991,9.6177499999999991,9.6177499999999991,9.6177499999999991,9.6177499999999991,9.6177499999999991,9.6177499999999991,9.6177499999999991,9.6177499999999991,9.6177499999999991,9.6177499999999991,9.6177499999999991,9.6177499999999991,9.6177499999999991,9.6177499999999991,9.6177499999999991,9.6177499999999991,9.6177499999999991,9.6177499999999991,9.6177499999999991]
["SESA CCGT (CCS)",6.8658164450000001,7.2239981760000003,7.7267330049999998,7.7283601400000004,7.7295876229999996,7.7300363120000002,7.7301774239999999,8.4801774240000007,8.4801774240000007,8.4801774240000007,8.4801774240000007,8.4801774240000007,8.4801774240000007,8.4801774240000007,8.4801774240000007,8.4801774240000007,8.4801774240000007,8.4801774240000007,8.4801774240000007,8.4801774240000007,8.4801774240000007,8.4801774240000007,8.4801774240000007,8.4801774240000007,8.4801774240000007,8.4801774240000007]
["SESA OCGT",8.5822705569999993,9.0299977190000007,9.6584162570000007,9.6604501749999994,9.6619845289999997,9.66254539,9.66272178,10.60022178,10.60022178,10.60022178,10.60022178,10.60022178,10.60022178,10.60022178,10.60022178,10.60022178,10.60022178,10.60022178,10.60022178,10.60022178,10.60022178,10.60022178,10.60022178,10.60022178,10.60022178,10.60022178]
["Smithfield",5.8252018229999996,0,0,0,0,0,0,0,0,0,0,0,0,0,0,0,0,0,0,0,0,0,0,0,0]
["Somerton",6.6523071280000003,7.9174340250000004,7.9176029960000003,7.9143828129999996,7.9230769810000004,7.9666668530000004,8.7167211229999992,8.7167854830000007,8.7167387139999999,8.7989844060000006,8.7989841979999994,8.7990321110000007,8.7990019260000008,8.8765598269999995,8.8765738600000006,8.8766285580000002,8.8765879719999994,8.8766076090000006,8.8766153790000004,8.8766153790000004,8.8766153790000004,8.8766153790000004,8.8766153790000004,8.8766153790000004,8.8766153790000004]
["Swanbank E",0,6.9442000000000004,6.9442000000000004,6.9442000000000004,6.9442000000000004,6.9442000000000004,7.6942000000000004,7.6942000000000004,7.6942000000000004,7.6942000000000004,7.6942000000000004,7.6942000000000004,7.6942000000000004,7.6942000000000004,7.6942000000000004,7.6942000000000004,7.6942000000000004,7.6942000000000004,7.6942000000000004,7.6942000000000004,7.6942000000000004,7.6942000000000004,7.6942000000000004,7.6942000000000004,7.6942000000000004]
["SWNSW CCGT (CCS)",6.0313057399999996,6.4967690100000004,7.5136638150000001,7.514001811,7.5100046789999997,7.5120265100000001,7.5157978500000002,8.2941421379999998,8.2972292000000003,8.3078745069999993,8.3070206940000002,8.3074206690000008,8.3097744939999991,8.309685945,8.3089195050000004,8.3071760099999992,8.3072859539999993,8.3073162430000007,8.3073636610000001,8.3075680470000002,8.3075680470000002,8.3075680470000002,8.3075680470000002,8.3075680470000002,8.2928354530000004,8.2928354530000004]
["SWNSW OCGT",7.5391321749999998,8.1209612629999999,9.3920797690000004,9.3925022640000009,9.387505848,9.3900331379999997,9.3947473129999999,10.367677670000001,10.371536499999999,10.38484313,10.383775869999999,10.384275840000001,10.38721812,10.38710743,10.386149380000001,10.383970010000001,10.384107439999999,10.3841453,10.38420458,10.38446006,10.38446006,10.38446006,10.38446006,10.38446006,10.36604432,10.36604432]
["SWQ CCGT (CCS)",5.7453627909999998,6.6942000000000004,6.9442000000000004,6.9442000000000004,6.9442000000000004,6.9442000000000004,6.9442000000000004,7.6942000000000004,7.6942000000000004,7.6942000000000004,7.6942000000000004,7.6942000000000004,7.6942000000000004,7.6942000000000004,7.6942000000000004,7.6942000000000004,7.6942000000000004,7.6942000000000004,7.6942000000000004,7.6942000000000004,7.6942000000000004,7.6942000000000004,7.6942000000000004,7.6942000000000004,7.6942000000000004,7.6942000000000004]
["SWQ OCGT",7.1817034880000001,8.3677499999999991,8.6802499999999991,8.6802499999999991,8.6802499999999991,8.6802499999999991,8.6802499999999991,9.6177499999999991,9.6177499999999991,9.6177499999999991,9.6177499999999991,9.6177499999999991,9.6177499999999991,9.6177499999999991,9.6177499999999991,9.6177499999999991,9.6177499999999991,9.6177499999999991,9.6177499999999991,9.6177499999999991,9.6177499999999991,9.6177499999999991,9.6177499999999991,9.6177499999999991,9.6177499999999991,9.6177499999999991]
["Tallawarra",5.8252018229999996,7.579666939,7.579666939,7.579666939,7.579666939,7.579666939,8.3296669390000009,8.3296669390000009,8.3296669390000009,8.3296669390000009,8.3296669390000009,8.3296669390000009,8.3296669390000009,8.3296669390000009,8.3296669390000009,8.3296669390000009,8.3296669390000009,8.3296669390000009,8.3296669390000009,8.3296669390000009,8.3296669390000009,8.3296669390000009,8.3296669390000009,8.3296669390000009,8.3296669390000009]
["Tamar Valley",6.6170232560000004,9.2296744190000002,9.2296744190000002,9.2296744190000002,9.2296744190000002,9.2296744190000002,9.9796744190000002,9.9796744190000002,9.9796744190000002,9.9796744190000002,9.9796744190000002,9.9796744190000002,9.9796744190000002,9.9796744190000002,9.9796744190000002,9.9796744190000002,9.9796744190000002,9.9796744190000002,9.9796744190000002,9.9796744190000002,9.9796744190000002,9.9796744190000002,9.9796744190000002,9.9796744190000002,9.9796744190000002]
["TAS CCGT (CCS)",6.6170232560000004,6.6170232560000004,9.2296744190000002,9.2296744190000002,9.2296744190000002,9.2296744190000002,9.2296744190000002,9.9796744190000002,9.9796744190000002,9.9796744190000002,9.9796744190000002,9.9796744190000002,9.9796744190000002,9.9796744190000002,9.9796744190000002,9.9796744190000002,9.9796744190000002,9.9796744190000002,9.9796744190000002,9.9796744190000002,9.9796744190000002,9.9796744190000002,9.9796744190000002,9.9796744190000002,9.9796744190000002,9.9796744190000002]
["TAS OCGT",8.2712790700000003,8.2712790700000003,11.53709302,11.53709302,11.53709302,11.53709302,11.53709302,12.47459302,12.47459302,12.47459302,12.47459302,12.47459302,12.47459302,12.47459302,12.47459302,12.47459302,12.47459302,12.47459302,12.47459302,12.47459302,12.47459302,12.47459302,12.47459302,12.47459302,12.47459302,12.47459302]
["Torrens Island",6.3621129009999997,7.6346761499999998,7.6393573730000002,7.6341299359999999,7.6385847399999998,7.6867222340000003,8.4067379859999996,8.4040879620000002,8.4025682219999993,8.4023919370000009,8.4016521159999993,8.4000931390000009,8.4004107769999994,8.4015527649999999,8.4001722480000005,8.4005116869999998,8.400731639,8.400731639,8.4010505589999998,8.4010505589999998,8.4010505589999998,8.4010505589999998,8.4010505589999998,8.4010505589999998,8.4010505589999998]
["Townsville",5.6218697669999997,5.6218697669999997,5.6218697669999997,5.6218697669999997,5.6218697669999997,5.6218697669999997,5.6218697669999997,5.6218697669999997,5.6218697669999997,5.6218697669999997,5.6218697669999997,5.6218697669999997,5.6218697669999997,5.6218697669999997,5.6218697669999997,5.6218697669999997,5.6218697669999997,5.6218697669999997,5.6218697669999997,0,0,0,0,0,0]
["Uranquinty",6.4967690100000004,7.5136638150000001,7.514001811,7.5100046789999997,7.5120265100000001,7.5157978500000002,8.2941421379999998,8.2972292000000003,8.3078745069999993,8.3070206940000002,8.3074206690000008,8.3097744939999991,8.309685945,8.3089195050000004,8.3071760099999992,8.3072859539999993,8.3073162430000007,8.3073636610000001,8.3075680470000002,8.3075680470000002,8.3075680470000002,8.3075680470000002,8.3075680470000002,8.2928354530000004,8.2928354530000004]
["Valley Power",6.213779014,7.9682441300000004,7.9682441300000004,7.9682441300000004,7.9682441300000004,7.9682441300000004,8.7182441300000004,8.7182441300000004,8.7182441300000004,8.8004518380000007,8.8004518380000007,8.8004518380000007,8.8004518380000007,8.8780062789999992,8.8780062789999992,8.8780062789999992,8.8780062789999992,8.8780062789999992,8.8780062789999992,8.8780062789999992,8.8780062789999992,8.8780062789999992,8.8780062789999992,8.8780062789999992,8.8780062789999992]
["Yarwun",4.103447547,4.103447547,4.103447547,4.103447547,4.103447547,4.103447547,4.103447547,4.103447547,4.103447547,4.103447547,4.103447547,4.103447547,4.103447547,7.95,7.95,7.95,7.95,7.95,7.95,7.95,7.95,7.95,7.95,7.95,7.95]
[]
["Gas Cost Low Grid Demand Scenario"]
["Note: This the sum of the fuel cost at the hub and the transportation cost to the node"]
["Fuel Cost ($/GJ)","2016-17","2017-18","2018-19","2019-20","2020-21","2021-22","2022-23","2023-24","2024-25","2025-26","2026-27","2027-28","2028-29","2029-30","2030-31","2031-32","2032-33","2033-34","2034-35","2035-36","2036-37","2037-38","2038-39","2039-40","2040-41","2041-42"]
["ADE CCGT (CCS)",6.8658164450000001,7.1643881929999997,7.1668744020000004,7.168353615,7.1694695089999998,7.1698774079999996,7.1700056920000002,7.9200056920000002,7.9200056920000002,7.9200056920000002,7.9200056920000002,7.9200056920000002,7.9200056920000002,7.9200056920000002,7.9200056920000002,7.9200056920000002,7.9200056920000002,7.9200056920000002,7.9200056920000002,7.9200056920000002,7.9200056920000002,7.9200056920000002,7.9200056920000002,7.9200056920000002,7.9200056920000002,7.9200056920000002]
["ADE OCGT",8.5822705569999993,8.955485242,8.9585930030000007,8.9604420190000003,8.9618368870000005,8.9623467600000009,8.9625071149999993,9.9000071149999993,9.9000071149999993,9.9000071149999993,9.9000071149999993,9.9000071149999993,9.9000071149999993,9.9000071149999993,9.9000071149999993,9.9000071149999993,9.9000071149999993,9.9000071149999993,9.9000071149999993,9.9000071149999993,9.9000071149999993,9.9000071149999993,9.9000071149999993,9.9000071149999993,9.9000071149999993,9.9000071149999993]
["Bairnsdale",6.0131352470000001,7.3131352469999999,7.3131352469999999,7.3131352469999999,7.3131352469999999,7.3131352469999999,8.0631352469999999,8.0631352469999999,8.0631352469999999,8.1445674110000006,8.1445674110000006,8.1445674110000006,8.1445674110000006,8.2221218520000008,8.2221218520000008,8.2221218520000008,8.2221218520000008,8.2221218520000008,8.2221218520000008,8.2221218520000008,8.2221218520000008,8.2221218520000008,8.2221218520000008,8.2221218520000008,8.2221218520000008]
["Barcaldine",6.4,6.4,6.4,6.4,6.4,6.4,7.1,7.1,7.1,7.1,7.1,7.1,7.1,7.1,7.1,7.1,7.1,7.1,7.1,7.1,7.1,7.1,7.1,7.1,7.1]
["Bell Bay Three",6.5714883720000001,8.6796744189999995,8.6796744189999995,8.6796744189999995,8.6796744189999995,8.6796744189999995,9.4296744189999995,9.4296744189999995,9.4296744189999995,9.4296744189999995,9.4296744189999995,9.4296744189999995,9.4296744189999995,9.4296744189999995,9.4296744189999995,9.4296744189999995,9.4296744189999995,9.4296744189999995,9.4296744189999995,9.4296744189999995,9.4296744189999995,9.4296744189999995,9.4296744189999995,9.4296744189999995,9.4296744189999995]
["Braemar",5.7453627909999998,6.4442000000000004,6.4442000000000004,6.4442000000000004,6.4442000000000004,6.4442000000000004,7.1942000000000004,7.1942000000000004,7.1942000000000004,7.1942000000000004,7.1942000000000004,7.1942000000000004,7.1942000000000004,7.1942000000000004,7.1942000000000004,7.1942000000000004,7.1942000000000004,7.1942000000000004,7.1942000000000004,7.1942000000000004,7.1942000000000004,7.1942000000000004,7.1942000000000004,7.1942000000000004,7.1942000000000004]
["Braemar 2",5.7453627909999998,6.4442000000000004,6.4442000000000004,6.4442000000000004,6.4442000000000004,6.4442000000000004,7.1942000000000004,7.1942000000000004,7.1942000000000004,7.1942000000000004,7.1942000000000004,7.1942000000000004,7.1942000000000004,7.1942000000000004,7.1942000000000004,7.1942000000000004,7.1942000000000004,7.1942000000000004,7.1942000000000004,7.1942000000000004,7.1942000000000004,7.1942000000000004,7.1942000000000004,7.1942000000000004,7.1942000000000004]
["CAN CCGT (CCS)",4.7388498090000004,4.835130361,5.7232294760000002,5.7232377579999998,5.7213163409999996,5.7263807660000001,5.75,6.5,6.5,6.5,6.5,6.5,6.5,6.5,6.5,6.5,6.5,6.5,6.5,6.5,6.5,6.5,6.5,6.5,6.5,6.5]
["CAN OCGT",5.9235622619999999,6.0439129520000003,7.1540368450000003,7.1540471969999997,7.1516454270000001,7.1579759579999997,7.1875,8.125,8.125,8.125,8.125,8.125,8.125,8.125,8.125,8.125,8.125,8.125,8.125,8.125,8.125,8.125,8.125,8.125,8.125,8.125]
["Colongra",5.7496813729999996,7.0496813730000003,7.0496813730000003,7.0496813730000003,7.0496813730000003,7.0496813730000003,7.7996813730000003,7.7996813730000003,7.7996813730000003,7.7996813730000003,7.7996813730000003,7.7996813730000003,7.7996813730000003,7.7996813730000003,7.7996813730000003,7.7996813730000003,7.7996813730000003,7.7996813730000003,7.7996813730000003,7.7996813730000003,7.7996813730000003,7.7996813730000003,7.7996813730000003,7.7996813730000003,7.7996813730000003]
["Condamine",5.7453627909999998,6.4442000000000004,6.4442000000000004,6.4442000000000004,6.4442000000000004,6.4442000000000004,7.1942000000000004,7.1942000000000004,7.1942000000000004,7.1942000000000004,7.1942000000000004,7.1942000000000004,7.1942000000000004,7.1942000000000004,7.1942000000000004,7.1942000000000004,7.1942000000000004,7.1942000000000004,7.1942000000000004,7.1942000000000004,7.1942000000000004,7.1942000000000004,7.1942000000000004,7.1942000000000004,7.1942000000000004]
["CQ CCGT (CCS)",5.2427974949999996,6.4,6.4,6.4,6.4,6.4,6.4,7.1,7.1,7.1,7.1,7.1,7.1,7.1,7.45,7.45,7.45,7.45,7.45,7.45,7.45,7.45,7.45,7.45,7.45,7.45]
["CQ OCGT",6.5534968679999999,8,8,8,8,8,8,8.875,8.875,8.875,8.875,8.875,8.875,8.875,9.3125,9.3125,9.3125,9.3125,9.3125,9.3125,9.3125,9.3125,9.3125,9.3125,9.3125,9.3125]
["CVIC CCGT (CCS)",6.2189674349999997,7.0908710609999996,7.1908710610000002,7.1908710610000002,7.1908710610000002,7.1908710610000002,7.1908710610000002,7.9408710610000002,7.9408710610000002,7.9408710610000002,8.0223032249999999,8.0223032249999999,8.0223032249999999,8.0223032249999999,8.0998576660000001,8.0998576660000001,8.0998576660000001,8.0998576660000001,8.0998576660000001,8.0998576660000001,8.0998576660000001,8.0998576660000001,8.0998576660000001,8.0998576660000001,8.0998576660000001,8.0998576660000001]
["CVIC OCGT",7.7737092939999997,8.8635888269999992,8.9885888269999992,8.9885888269999992,8.9885888269999992,8.9885888269999992,8.9885888269999992,9.9260888269999992,9.9260888269999992,9.9260888269999992,10.027879029999999,10.027879029999999,10.027879029999999,10.027879029999999,10.12482208,10.12482208,10.12482208,10.12482208,10.12482208,10.12482208,10.12482208,10.12482208,10.12482208,10.12482208,10.12482208,10.12482208]
["Darling Downs",5.7453627909999998,6.4442000000000004,6.4442000000000004,6.4442000000000004,6.4442000000000004,6.4442000000000004,7.1942000000000004,7.1942000000000004,7.1942000000000004,7.1942000000000004,7.1942000000000004,7.1942000000000004,7.1942000000000004,7.1942000000000004,7.1942000000000004,7.1942000000000004,7.1942000000000004,7.1942000000000004,7.1942000000000004,7.1942000000000004,7.1942000000000004,7.1942000000000004,7.1942000000000004,7.1942000000000004,7.1942000000000004]
["Dry Creek",7.1643881929999997,7.1668744020000004,7.168353615,7.1694695089999998,7.1698774079999996,7.1700056920000002,7.9200056920000002,7.9200056920000002,7.9200056920000002,7.9200056920000002,7.9200056920000002,7.9200056920000002,7.9200056920000002,7.9200056920000002,7.9200056920000002,7.9200056920000002,7.9200056920000002,7.9200056920000002,7.9200056920000002,7.9200056920000002,7.9200056920000002,7.9200056920000002,7.9200056920000002,7.9200056920000002,7.9200056920000002]
["Hallett",6.0869556349999998,7.0254418440000004,7.026921057,7.0280369509999998,7.0284448499999996,7.0285731340000002,7.7785731340000002,7.7785731340000002,7.7785731340000002,7.7785731340000002,7.7785731340000002,7.7785731340000002,7.7785731340000002,7.7785731340000002,7.7785731340000002,7.7785731340000002,7.7785731340000002,7.7785731340000002,7.7785731340000002,7.7785731340000002,7.7785731340000002,7.7785731340000002,7.7785731340000002,7.7785731340000002,7.7785731340000002]
["Jeeralang",6.377135247,7.3131352469999999,7.3131352469999999,7.3131352469999999,7.3131352469999999,7.3131352469999999,8.0631352469999999,8.0631352469999999,8.0631352469999999,8.1445674110000006,8.1445674110000006,8.1445674110000006,8.1445674110000006,8.2221218520000008,8.2221218520000008,8.2221218520000008,8.2221218520000008,8.2221218520000008,8.2221218520000008,8.2221218520000008,8.2221218520000008,8.2221218520000008,8.2221218520000008,8.2221218520000008,8.2221218520000008]
["Ladbroke Grove",6.4443553480000002,7.1281722780000001,7.1326854270000002,7.1310756639999999,7.1261674260000003,7.1319801900000002,7.7704985630000003,7.7678311840000003,7.8423964899999996,7.8422202050000003,7.8414803839999996,7.8399214070000003,7.8402390449999997,7.8413810330000002,7.8400005159999999,7.8403399550000001,7.8405599070000003,7.8405599070000003,7.8408788270000001,7.8408788270000001,7.8408788270000001,7.8408788270000001,7.8408788270000001,7.8408788270000001,7.8408788270000001]
["Laverton North",6.0101977709999996,7.3102987840000004,7.310447602,7.3106627240000002,7.3102799999999997,7.31155797,8.0616122400000005,8.0616766000000002,8.0616298319999995,8.1430999790000005,8.1430997709999993,8.1431476840000006,8.1431174990000006,8.2206753999999993,8.2206894330000004,8.2207441299999999,8.2207035449999992,8.2207231820000004,8.2207309520000003,8.2207309520000003,8.2207309520000003,8.2207309520000003,8.2207309520000003,8.2207309520000003,8.2207309520000003]
["LV CCGT (CCS)",6.0411795279999998,6.377135247,7.3131352469999999,7.3131352469999999,7.3131352469999999,7.3131352469999999,7.3131352469999999,8.0631352469999999,8.0631352469999999,8.0631352469999999,8.1445674110000006,8.1445674110000006,8.1445674110000006,8.1445674110000006,8.2221218520000008,8.2221218520000008,8.2221218520000008,8.2221218520000008,8.2221218520000008,8.2221218520000008,8.2221218520000008,8.2221218520000008,8.2221218520000008,8.2221218520000008,8.2221218520000008,8.2221218520000008]
["LV OCGT",7.55147441,7.9714190589999996,9.1414190590000004,9.1414190590000004,9.1414190590000004,9.1414190590000004,9.1414190590000004,10.07891906,10.07891906,10.07891906,10.18070926,10.18070926,10.18070926,10.18070926,10.27765232,10.27765232,10.27765232,10.27765232,10.27765232,10.27765232,10.27765232,10.27765232,10.27765232,10.27765232,10.27765232,10.27765232]
["MEL CCGT (CCS)",6.1310042649999996,6.396273946,7.3102987840000004,7.310447602,7.3106627240000002,7.3102799999999997,7.31155797,8.0616122400000005,8.0616766000000002,8.0616298319999995,8.1430999790000005,8.1430997709999993,8.1431476840000006,8.1431174990000006,8.2206753999999993,8.2206894330000004,8.2207441299999999,8.2207035449999992,8.2207231820000004,8.2207309520000003,8.2207309520000003,8.2207309520000003,8.2207309520000003,8.2207309520000003,8.2207309520000003,8.2207309520000003]
["MEL OCGT",7.663755332,7.9953424320000002,9.1378734799999997,9.1380595020000008,9.1383284049999993,9.1378500000000003,9.1394474629999998,10.077015299999999,10.07709575,10.07703729,10.178874970000001,10.178874710000001,10.1789346,10.178896870000001,10.27584425,10.27586179,10.27593016,10.27587943,10.275903980000001,10.275913689999999,10.275913689999999,10.275913689999999,10.275913689999999,10.275913689999999,10.275913689999999,10.275913689999999]
["Mintaro",7.0229556349999998,7.0254418440000004,7.026921057,7.0280369509999998,7.0284448499999996,7.0285731340000002,7.7785731340000002,7.7785731340000002,7.7785731340000002,7.7785731340000002,7.7785731340000002,7.7785731340000002,7.7785731340000002,7.7785731340000002,7.7785731340000002,7.7785731340000002,7.7785731340000002,7.7785731340000002,7.7785731340000002,7.7785731340000002,7.7785731340000002,7.7785731340000002,7.7785731340000002,7.7785731340000002,7.7785731340000002]
["Mortlake OCGT",7.0908710609999996,7.1908710610000002,7.1908710610000002,7.1908710610000002,7.1908710610000002,7.1908710610000002,7.9408710610000002,7.9408710610000002,7.9408710610000002,8.0223032249999999,8.0223032249999999,8.0223032249999999,8.0223032249999999,8.0998576660000001,8.0998576660000001,8.0998576660000001,8.0998576660000001,8.0998576660000001,8.0998576660000001,8.0998576660000001,8.0998576660000001,8.0998576660000001,8.0998576660000001,8.0998576660000001,8.0998576660000001]
["NCEN CCGT (CCS)",5.7092600290000002,5.7496813729999996,7.0496813730000003,7.0496813730000003,7.0496813730000003,7.0496813730000003,7.0496813730000003,7.7996813730000003,7.7996813730000003,7.7996813730000003,7.7996813730000003,7.7996813730000003,7.7996813730000003,7.7996813730000003,7.7996813730000003,7.7996813730000003,7.7996813730000003,7.7996813730000003,7.7996813730000003,7.7996813730000003,7.7996813730000003,7.7996813730000003,7.7996813730000003,7.7996813730000003,7.7996813730000003,7.7996813730000003]
["NCEN OCGT",7.136575036,7.187101717,8.8121017169999991,8.8121017169999991,8.8121017169999991,8.8121017169999991,8.8121017169999991,9.7496017169999991,9.7496017169999991,9.7496017169999991,9.7496017169999991,9.7496017169999991,9.7496017169999991,9.7496017169999991,9.7496017169999991,9.7496017169999991,9.7496017169999991,9.7496017169999991,9.7496017169999991,9.7496017169999991,9.7496017169999991,9.7496017169999991,9.7496017169999991,9.7496017169999991,9.7496017169999991,9.7496017169999991]
["Newport",6.3741977710000004,7.3102987840000004,7.310447602,7.3106627240000002,7.3102799999999997,7.31155797,8.0616122400000005,8.0616766000000002,8.0616298319999995,8.1430999790000005,8.1430997709999993,8.1431476840000006,8.1431174990000006,8.2206753999999993,8.2206894330000004,8.2207441299999999,8.2207035449999992,8.2207231820000004,8.2207309520000003,8.2207309520000003,8.2207309520000003,8.2207309520000003,8.2207309520000003,8.2207309520000003,8.2207309520000003]
["NNS CCGT (CCS)",4.7448037430000003,4.8786940059999999,5.7336663320000003,5.7337184030000001,5.7325588549999997,5.7358051809999999,5.7510295659999997,6.4855762090000004,6.4855729179999999,6.5,6.5,6.5,6.5,6.5,6.5,6.5,6.5,6.5,6.5,6.5,6.5,6.5,6.5,6.5,6.5,6.5]
["NNS OCGT",5.9310046789999999,6.0983675069999999,7.1670829149999999,7.1671480030000003,7.1656985689999999,7.1697564759999999,7.1887869569999996,8.1069702610000007,8.1069661479999997,8.125,8.125,8.125,8.125,8.125,8.125,8.125,8.125,8.125,8.125,8.125,8.125,8.125,8.125,8.125,8.125,8.125]
["NQ CCGT (CCS)",4.7924052489999998,4.9574645390000001,5.7387079270000001,5.7387138010000003,5.7378595099999998,5.7403824219999997,5.7527415279999996,6.4615923190000002,6.4615835559999999,6.5,6.5,6.5,6.5,6.5,6.5,6.5,6.5,6.5,6.5,6.5,6.5,6.5,6.5,6.5,6.5,6.5]
["NQ OCGT",5.9905065620000002,6.1968306740000001,7.1733849080000001,7.1733922510000001,7.1723243869999997,7.1754780279999997,7.1909269099999999,8.0769903989999996,8.0769794449999992,8.125,8.125,8.125,8.125,8.125,8.125,8.125,8.125,8.125,8.125,8.125,8.125,8.125,8.125,8.125,8.125,8.125]
["NSA CCGT (CCS)",6.7243838870000001,7.0229556349999998,7.0948259519999999,7.0993508490000004,7.0954445880000003,7.0960728959999999,7.1265505019999997,7.8465662539999999,7.8439162299999996,7.8423964899999996,7.8422202050000003,7.8414803839999996,7.8399214070000003,7.8402390449999997,7.8413810330000002,7.8400005159999999,7.8403399550000001,7.8405599070000003,7.8405599070000003,7.8408788270000001,7.8408788270000001,7.8408788270000001,7.8408788270000001,7.8408788270000001,7.8408788270000001,7.8408788270000001]
["NSA OCGT",8.4054798589999997,8.7786945440000004,8.8685324399999992,8.8741885610000004,8.8693057339999992,8.8700911189999996,8.9081881280000008,9.8082078169999996,9.8048952880000009,9.8029956130000002,9.8027752560000003,9.8018504790000005,9.7999017590000008,9.8002988060000007,9.8017262909999996,9.8000006460000009,9.8004249439999995,9.8006998840000001,9.8006998840000001,9.8010985329999993,9.8010985329999993,9.8010985329999993,9.8010985329999993,9.8010985329999993,9.8010985329999993,9.8010985329999993]
["NVIC CCGT (CCS)",4.7339864580000004,4.8905183760000002,5.7411592049999998,5.7411635030000001,5.7405068180000001,5.7423792430000002,5.7514031049999996,6.4803430720000001,6.4803385870000003,6.5,6.5,6.5,6.5,6.5,6.5,6.5,6.5,6.5,6.5,6.5,6.5,6.5,6.5,6.5,6.5,6.5]
["NVIC OCGT",5.9174830729999996,6.1131479689999999,7.1764490060000004,7.1764543789999999,7.1756335230000001,7.1779740539999999,7.189253882,8.1004288389999992,8.1004232330000008,8.125,8.125,8.125,8.125,8.125,8.125,8.125,8.125,8.125,8.125,8.125,8.125,8.125,8.125,8.125,8.125,8.125]
["Oakey",6.4942000000000002,6.4942000000000002,6.4942000000000002,6.4942000000000002,6.4942000000000002,6.4942000000000002,7.1942000000000004,7.1942000000000004,7.1942000000000004,7.1942000000000004,7.1942000000000004,7.1942000000000004,7.1942000000000004,7.1942000000000004,7.1942000000000004,7.1942000000000004,7.1942000000000004,7.1942000000000004,7.1942000000000004,7.1942000000000004,7.1942000000000004,7.1942000000000004,7.1942000000000004,7.1942000000000004,7.1942000000000004]
["Osborne",6.4443553480000002,7.1281722780000001,7.1326854270000002,7.1310756639999999,7.1261674260000003,7.1319801900000002,7.7704985630000003,7.7678311840000003,7.8423964899999996,7.8422202050000003,7.8414803839999996,7.8399214070000003,7.8402390449999997,7.8413810330000002,7.8400005159999999,7.8403399550000001,7.8405599070000003,7.8405599070000003,7.8408788270000001,7.8408788270000001,7.8408788270000001,7.8408788270000001,7.8408788270000001,7.8408788270000001,7.8408788270000001]
["Pelican Point",7.1643881929999997,7.1668744020000004,7.168353615,7.1694695089999998,7.1698774079999996,7.1700056920000002,7.9200056920000002,7.9200056920000002,7.9200056920000002,7.9200056920000002,7.9200056920000002,7.9200056920000002,7.9200056920000002,7.9200056920000002,7.9200056920000002,7.9200056920000002,7.9200056920000002,7.9200056920000002,7.9200056920000002,7.9200056920000002,7.9200056920000002,7.9200056920000002,7.9200056920000002,7.9200056920000002,7.9200056920000002]
["Quarantine",6.4443553480000002,7.1281722780000001,7.1326854270000002,7.1310756639999999,7.1261674260000003,7.1319801900000002,7.7704985630000003,7.7678311840000003,7.8423964899999996,7.8422202050000003,7.8414803839999996,7.8399214070000003,7.8402390449999997,7.8413810330000002,7.8400005159999999,7.8403399550000001,7.8405599070000003,7.8405599070000003,7.8408788270000001,7.8408788270000001,7.8408788270000001,7.8408788270000001,7.8408788270000001,7.8408788270000001,7.8408788270000001]
["Roma",5.8,5.8,5.8,5.8,5.8,5.8,6.5,6.5,6.5,6.5,6.5,6.5,6.5,6.5,6.5,6.5,6.5,6.5,6.5,6.5,6.5,6.5,6.5,6.5,6.5]
["SEQ CCGT (CCS)",4.7924052489999998,4.9574645390000001,6.4442000000000004,6.4442000000000004,6.4442000000000004,6.4442000000000004,6.4442000000000004,7.1942000000000004,7.1942000000000004,7.1942000000000004,7.1942000000000004,7.1942000000000004,7.1942000000000004,7.1942000000000004,7.1942000000000004,7.1942000000000004,7.1942000000000004,7.1942000000000004,7.1942000000000004,7.1942000000000004,7.1942000000000004,7.1942000000000004,7.1942000000000004,7.1942000000000004,7.1942000000000004,7.1942000000000004]
["SEQ OCGT",5.9905065620000002,6.1968306740000001,8.0552499999999991,8.0552499999999991,8.0552499999999991,8.0552499999999991,8.0552499999999991,8.9927499999999991,8.9927499999999991,8.9927499999999991,8.9927499999999991,8.9927499999999991,8.9927499999999991,8.9927499999999991,8.9927499999999991,8.9927499999999991,8.9927499999999991,8.9927499999999991,8.9927499999999991,8.9927499999999991,8.9927499999999991,8.9927499999999991,8.9927499999999991,8.9927499999999991,8.9927499999999991,8.9927499999999991]
["SESA CCGT (CCS)",6.8658164450000001,7.1643881929999997,7.1668744020000004,7.168353615,7.1694695089999998,7.1698774079999996,7.1700056920000002,7.9200056920000002,7.9200056920000002,7.9200056920000002,7.9200056920000002,7.9200056920000002,7.9200056920000002,7.9200056920000002,7.9200056920000002,7.9200056920000002,7.9200056920000002,7.9200056920000002,7.9200056920000002,7.9200056920000002,7.9200056920000002,7.9200056920000002,7.9200056920000002,7.9200056920000002,7.9200056920000002,7.9200056920000002]
["SESA OCGT",8.5822705569999993,8.955485242,8.9585930030000007,8.9604420190000003,8.9618368870000005,8.9623467600000009,8.9625071149999993,9.9000071149999993,9.9000071149999993,9.9000071149999993,9.9000071149999993,9.9000071149999993,9.9000071149999993,9.9000071149999993,9.9000071149999993,9.9000071149999993,9.9000071149999993,9.9000071149999993,9.9000071149999993,9.9000071149999993,9.9000071149999993,9.9000071149999993,9.9000071149999993,9.9000071149999993,9.9000071149999993,9.9000071149999993]
["Smithfield",5.7496813729999996,0,0,0,0,0,0,0,0,0,0,0,0,0,0,0,0,0,0,0,0,0,0,0,0]
["Somerton",6.396273946,7.2823335480000004,7.2824941130000003,7.2807066960000002,7.2856151569999996,7.31155797,8.0616122400000005,8.0616766000000002,8.0616298319999995,8.1430999790000005,8.1430997709999993,8.1431476840000006,8.1431174990000006,8.2206753999999993,8.2206894330000004,8.2207441299999999,8.2207035449999992,8.2207231820000004,8.2207309520000003,8.2207309520000003,8.2207309520000003,8.2207309520000003,8.2207309520000003,8.2207309520000003,8.2207309520000003]
["Swanbank E",0,6.4442000000000004,6.4442000000000004,6.4442000000000004,6.4442000000000004,6.4442000000000004,7.1942000000000004,7.1942000000000004,7.1942000000000004,7.1942000000000004,7.1942000000000004,7.1942000000000004,7.1942000000000004,7.1942000000000004,7.1942000000000004,7.1942000000000004,7.1942000000000004,7.1942000000000004,7.1942000000000004,7.1942000000000004,7.1942000000000004,7.1942000000000004,7.1942000000000004,7.1942000000000004,7.1942000000000004]
["SWNSW CCGT (CCS)",6.0198396450000002,6.341690228,7.0159647869999997,7.0163027830000004,7.0140694029999997,7.0146190700000002,7.0183904100000003,7.6880888819999997,7.6911585889999996,7.7778889419999997,7.7770351289999997,7.7774351040000003,7.7797889280000003,7.7797003790000003,7.7789339399999999,7.7771904449999996,7.7773003889999996,7.7773306770000001,7.7773780950000004,7.7775824819999997,7.7775824819999997,7.7775824819999997,7.7775824819999997,7.7775824819999997,7.7628498869999998,7.7628498869999998]
["SWNSW OCGT",7.5247995559999996,7.9271127850000003,8.7699559839999992,8.7703784779999996,8.7675867539999999,8.7682738370000006,8.7729880120000008,9.6101111029999995,9.6139482370000007,9.7223611769999998,9.7212939110000001,9.7217938789999998,9.7247361609999992,9.7246254739999998,9.7236674250000004,9.7214880560000001,9.7216254860000006,9.7216633469999998,9.7217226189999995,9.7219781019999996,9.7219781019999996,9.7219781019999996,9.7219781019999996,9.7219781019999996,9.7035623589999993,9.7035623589999993]
["SWQ CCGT (CCS)",5.7453627909999998,6.4942000000000002,6.4942000000000002,6.4942000000000002,6.4942000000000002,6.4942000000000002,6.4942000000000002,7.1942000000000004,7.1942000000000004,7.1942000000000004,7.1942000000000004,7.1942000000000004,7.1942000000000004,7.1942000000000004,7.1942000000000004,7.1942000000000004,7.1942000000000004,7.1942000000000004,7.1942000000000004,7.1942000000000004,7.1942000000000004,7.1942000000000004,7.1942000000000004,7.1942000000000004,7.1942000000000004,7.1942000000000004]
["SWQ OCGT",7.1817034880000001,8.1177499999999991,8.1177499999999991,8.1177499999999991,8.1177499999999991,8.1177499999999991,8.1177499999999991,8.9927499999999991,8.9927499999999991,8.9927499999999991,8.9927499999999991,8.9927499999999991,8.9927499999999991,8.9927499999999991,8.9927499999999991,8.9927499999999991,8.9927499999999991,8.9927499999999991,8.9927499999999991,8.9927499999999991,8.9927499999999991,8.9927499999999991,8.9927499999999991,8.9927499999999991,8.9927499999999991,8.9927499999999991]
["Tallawarra",5.7496813729999996,7.0496813730000003,7.0496813730000003,7.0496813730000003,7.0496813730000003,7.0496813730000003,7.7996813730000003,7.7996813730000003,7.7996813730000003,7.7996813730000003,7.7996813730000003,7.7996813730000003,7.7996813730000003,7.7996813730000003,7.7996813730000003,7.7996813730000003,7.7996813730000003,7.7996813730000003,7.7996813730000003,7.7996813730000003,7.7996813730000003,7.7996813730000003,7.7996813730000003,7.7996813730000003,7.7996813730000003]
["Tamar Valley",6.5714883720000001,8.6796744189999995,8.6796744189999995,8.6796744189999995,8.6796744189999995,8.6796744189999995,9.4296744189999995,9.4296744189999995,9.4296744189999995,9.4296744189999995,9.4296744189999995,9.4296744189999995,9.4296744189999995,9.4296744189999995,9.4296744189999995,9.4296744189999995,9.4296744189999995,9.4296744189999995,9.4296744189999995,9.4296744189999995,9.4296744189999995,9.4296744189999995,9.4296744189999995,9.4296744189999995,9.4296744189999995]
["TAS CCGT (CCS)",6.6170232560000004,6.5714883720000001,8.6796744189999995,8.6796744189999995,8.6796744189999995,8.6796744189999995,8.6796744189999995,9.4296744189999995,9.4296744189999995,9.4296744189999995,9.4296744189999995,9.4296744189999995,9.4296744189999995,9.4296744189999995,9.4296744189999995,9.4296744189999995,9.4296744189999995,9.4296744189999995,9.4296744189999995,9.4296744189999995,9.4296744189999995,9.4296744189999995,9.4296744189999995,9.4296744189999995,9.4296744189999995,9.4296744189999995]
["TAS OCGT",8.2712790700000003,8.2143604650000004,10.84959302,10.84959302,10.84959302,10.84959302,10.84959302,11.78709302,11.78709302,11.78709302,11.78709302,11.78709302,11.78709302,11.78709302,11.78709302,11.78709302,11.78709302,11.78709302,11.78709302,11.78709302,11.78709302,11.78709302,11.78709302,11.78709302,11.78709302,11.78709302]
["Torrens Island",6.2015786190000002,7.0948259519999999,7.0993508490000004,7.0954445880000003,7.0960728959999999,7.1265505019999997,7.8465662539999999,7.8439162299999996,7.8423964899999996,7.8422202050000003,7.8414803839999996,7.8399214070000003,7.8402390449999997,7.8413810330000002,7.8400005159999999,7.8403399550000001,7.8405599070000003,7.8405599070000003,7.8408788270000001,7.8408788270000001,7.8408788270000001,7.8408788270000001,7.8408788270000001,7.8408788270000001,7.8408788270000001]
["Townsville",5.6218697669999997,5.6218697669999997,5.6218697669999997,5.6218697669999997,5.6218697669999997,5.6218697669999997,5.6218697669999997,5.6218697669999997,5.6218697669999997,5.6218697669999997,5.6218697669999997,5.6218697669999997,5.6218697669999997,5.6218697669999997,5.6218697669999997,5.6218697669999997,5.6218697669999997,5.6218697669999997,0,0,0,0,0,0,0]
["Uranquinty",6.341690228,7.0159647869999997,7.0163027830000004,7.0140694029999997,7.0146190700000002,7.0183904100000003,7.6880888819999997,7.6911585889999996,7.7778889419999997,7.7770351289999997,7.7774351040000003,7.7797889280000003,7.7797003790000003,7.7789339399999999,7.7771904449999996,7.7773003889999996,7.7773306770000001,7.7773780950000004,7.7775824819999997,7.7775824819999997,7.7775824819999997,7.7775824819999997,7.7775824819999997,7.7628498869999998,7.7628498869999998]
["Valley Power",6.0131352470000001,7.3131352469999999,7.3131352469999999,7.3131352469999999,7.3131352469999999,7.3131352469999999,8.0631352469999999,8.0631352469999999,8.0631352469999999,8.1445674110000006,8.1445674110000006,8.1445674110000006,8.1445674110000006,8.2221218520000008,8.2221218520000008,8.2221218520000008,8.2221218520000008,8.2221218520000008,8.2221218520000008,8.2221218520000008,8.2221218520000008,8.2221218520000008,8.2221218520000008,8.2221218520000008,8.2221218520000008]
["Yarwun",4.103447547,4.103447547,4.103447547,4.103447547,4.103447547,4.103447547,4.103447547,4.103447547,4.103447547,4.103447547,4.103447547,4.103447547,4.103447547,7.45,7.45,7.45,7.45,7.45,7.45,7.45,7.45,7.45,7.45,7.45,7.45]

{"sheet":"Heat Rates","index":30,"n_rows":1553,"n_cols":5,"rows_kept":1553,"cut":false,"hidden":false,"merged":[]}
["Heat Rates"]
["Generators","Heat Rate (GJ/MWh)","Date From","Date To","Category"]
["BW01",10.027855150000001,"2016-07-01",null,"Black Coal NSW"]
["BW02",10.027855150000001,"2016-07-01",null,"Black Coal NSW"]
["BW03",10.027855150000001,"2016-07-01",null,"Black Coal NSW"]
["BW04",10.027855150000001,"2016-07-01",null,"Black Coal NSW"]
["ER01",10.16949153,"2016-07-01",null,"Black Coal NSW"]
["ER02",10.16949153,"2016-07-01",null,"Black Coal NSW"]
["ER03",10.16949153,"2016-07-01",null,"Black Coal NSW"]
["ER04",10.16949153,"2016-07-01",null,"Black Coal NSW"]
["LD01",10.65088757,"2016-07-01",null,"Black Coal NSW"]
["LD02",10.65088757,"2016-07-01",null,"Black Coal NSW"]
["LD03",10.65088757,"2016-07-01",null,"Black Coal NSW"]
["LD04",10.65088757,"2016-07-01",null,"Black Coal NSW"]
["MP1",9.7297297300000007,"2016-07-01",null,"Black Coal NSW"]
["MP2",9.7297297300000007,"2016-07-01",null,"Black Coal NSW"]
["REDBANK1",12.28668942,"2016-07-01",null,"Black Coal NSW"]
["VP5",10.16949153,"2016-07-01",null,"Black Coal NSW"]
["VP6",10.16949153,"2016-07-01",null,"Black Coal NSW"]
["WW7",10.876132930000001,"2016-07-01",null,"Black Coal NSW"]
["WW8",10.876132930000001,"2016-07-01",null,"Black Coal NSW"]
["CALL_B_1",9.9722991689999994,"2016-07-01",null,"Black Coal QLD"]
["CALL_B_2",9.9722991689999994,"2016-07-01",null,"Black Coal QLD"]
["CPP_3",9.8630136989999997,"2016-07-01",null,"Black Coal QLD"]
["CPP_4",9.8630136989999997,"2016-07-01",null,"Black Coal QLD"]
["GSTONE1",10.227272729999999,"2016-07-01",null,"Black Coal QLD"]
["GSTONE2",10.227272729999999,"2016-07-01",null,"Black Coal QLD"]
["GSTONE3",10.227272729999999,"2016-07-01",null,"Black Coal QLD"]
["GSTONE4",10.227272729999999,"2016-07-01",null,"Black Coal QLD"]
["GSTONE5",10.227272729999999,"2016-07-01",null,"Black Coal QLD"]
["GSTONE6",10.227272729999999,"2016-07-01",null,"Black Coal QLD"]
["KPP_1",9.3699999999999992,"2016-07-01",null,"Black Coal QLD"]
["MPP_1",9.7560975610000007,"2016-07-01",null,"Black Coal QLD"]
["MPP_2",9.7560975610000007,"2016-07-01",null,"Black Coal QLD"]
["STAN-1",9.8901098899999997,"2016-07-01",null,"Black Coal QLD"]
["STAN-2",9.8901098899999997,"2016-07-01",null,"Black Coal QLD"]
["STAN-3",9.8901098899999997,"2016-07-01",null,"Black Coal QLD"]
["STAN-4",9.8901098899999997,"2016-07-01",null,"Black Coal QLD"]
["TARONG#1",9.9447513809999997,"2016-07-01",null,"Black Coal QLD"]
["TARONG#2",9.9447513809999997,"2016-07-01",null,"Black Coal QLD"]
["TARONG#3",9.9447513809999997,"2016-07-01",null,"Black Coal QLD"]
["TARONG#4",9.9447513809999997,"2016-07-01",null,"Black Coal QLD"]
["TNPS1",9.1836734690000004,"2016-07-01",null,"Black Coal QLD"]
["APS",13.235294120000001,"2016-07-01",null,"Brown Coal VIC"]
["HWPS1",16.363636360000001,"2016-07-01",null,"Brown Coal VIC"]
["HWPS2",16.363636360000001,"2016-07-01",null,"Brown Coal VIC"]
["HWPS3",16.363636360000001,"2016-07-01",null,"Brown Coal VIC"]
["HWPS4",16.363636360000001,"2016-07-01",null,"Brown Coal VIC"]
["HWPS5",16.363636360000001,"2016-07-01",null,"Brown Coal VIC"]
["HWPS6",16.363636360000001,"2016-07-01",null,"Brown Coal VIC"]
["HWPS7",16.363636360000001,"2016-07-01",null,"Brown Coal VIC"]
["HWPS8",16.363636360000001,"2016-07-01",null,"Brown Coal VIC"]
["LOYYB1",13.53383459,"2016-07-01",null,"Brown Coal VIC"]
["LOYYB2",13.53383459,"2016-07-01",null,"Brown Coal VIC"]
["LYA1",13.235294120000001,"2016-07-01",null,"Brown Coal VIC"]
["LYA2",13.235294120000001,"2016-07-01",null,"Brown Coal VIC"]
["LYA3",13.235294120000001,"2016-07-01",null,"Brown Coal VIC"]
["LYA4",13.235294120000001,"2016-07-01",null,"Brown Coal VIC"]
["MOR1",15,"2016-07-01",null,"Brown Coal VIC"]
["MOR2",15,"2016-07-01",null,"Brown Coal VIC"]
["MOR3",15,"2016-07-01",null,"Brown Coal VIC"]
["YWPS1",15.31914894,"2016-07-01",null,"Brown Coal VIC"]
["YWPS2",15.31914894,"2016-07-01",null,"Brown Coal VIC"]
["YWPS3",15.31914894,"2016-07-01",null,"Brown Coal VIC"]
["YWPS4",15.31914894,"2016-07-01",null,"Brown Coal VIC"]
["NPS1",10.31518625,"2016-07-01",null,"Brown Coal SA"]
["NPS2",10.31518625,"2016-07-01",null,"Brown Coal SA"]
["PLAYB-AG1",16.438356160000001,"2016-07-01",null,"Brown Coal SA"]
["PLAYB-AG2",16.438356160000001,"2016-07-01",null,"Brown Coal SA"]
["PLAYB-AG3",16.438356160000001,"2016-07-01",null,"Brown Coal SA"]
["PLAYB-AG4",16.438356160000001,"2016-07-01",null,"Brown Coal SA"]
["CG1",11.25,"2016-07-01",null,"Natural Gas NSW"]
["CG2",11.25,"2016-07-01",null,"Natural Gas NSW"]
["CG3",11.25,"2016-07-01",null,"Natural Gas NSW"]
["CG4",11.25,"2016-07-01",null,"Natural Gas NSW"]
["SITHE01",8.7804878049999999,"2016-07-01",null,"Natural Gas NSW"]
["SITHE02",8.7804878049999999,"2016-07-01",null,"Natural Gas NSW"]
["SITHE03",8.7804878049999999,"2016-07-01",null,"Natural Gas NSW"]
["SITHE04",8.7804878049999999,"2016-07-01",null,"Natural Gas NSW"]
["TALWA1",7.2,"2016-07-01",null,"Natural Gas NSW"]
["URANQ11",11.25,"2016-07-01",null,"Natural Gas NSW"]
["URANQ12",11.25,"2016-07-01",null,"Natural Gas NSW"]
["URANQ13",11.25,"2016-07-01",null,"Natural Gas NSW"]
["URANQ14",11.25,"2016-07-01",null,"Natural Gas NSW"]
["BARCALDN",12.85714286,"2016-07-01",null,"Natural Gas QLD"]
["BRAEMAR1",12,"2016-07-01",null,"Natural Gas QLD"]
["BRAEMAR2",12,"2016-07-01",null,"Natural Gas QLD"]
["BRAEMAR3",12,"2016-07-01",null,"Natural Gas QLD"]
["BRAEMAR5",12,"2016-07-01",null,"Natural Gas QLD"]
["BRAEMAR6",12,"2016-07-01",null,"Natural Gas QLD"]
["BRAEMAR7",12,"2016-07-01",null,"Natural Gas QLD"]
["CPSA",7.5,"2016-07-01",null,"Natural Gas QLD"]
["DDPS1_GT1",7.8260869570000002,"2016-07-01",null,"Natural Gas QLD"]
["DDPS1_GT2",7.8260869570000002,"2016-07-01",null,"Natural Gas QLD"]
["DDPS1_GT3",7.8260869570000002,"2016-07-01",null,"Natural Gas QLD"]
["DDPS1_ST",7.8260869570000002,"2016-07-01",null,"Natural Gas QLD"]
["OAKEY1",11.04294479,"2016-07-01",null,"Natural Gas QLD"]
["OAKEY2",11.04294479,"2016-07-01",null,"Natural Gas QLD"]
["ROMA_7",12,"2016-07-01",null,"Natural Gas QLD"]
["ROMA_8",12,"2016-07-01",null,"Natural Gas QLD"]
["SWAN_E",7.6595744679999997,"2016-07-01",null,"Natural Gas QLD"]
["YABULU",7.8260869570000002,"2016-07-01",null,"Natural Gas QLD"]
["YABULU2",7.8260869570000002,"2016-07-01",null,"Natural Gas QLD"]
["YARWUN_1",10.58823529,"2016-07-01",null,"Natural Gas QLD"]
["AGLSOM01",15,"2016-07-01",null,"Natural Gas VIC"]
["AGLSOM02",15,"2016-07-01",null,"Natural Gas VIC"]
["AGLSOM03",15,"2016-07-01",null,"Natural Gas VIC"]
["AGLSOM04",15,"2016-07-01",null,"Natural Gas VIC"]
["BDL01",10.58823529,"2016-07-01",null,"Natural Gas VIC"]
["BDL02",10.58823529,"2016-07-01",null,"Natural Gas VIC"]
["JLA01",15.720524019999999,"2016-07-01",null,"Natural Gas VIC"]
["JLA02",15.720524019999999,"2016-07-01",null,"Natural Gas VIC"]
["JLA03",15.720524019999999,"2016-07-01",null,"Natural Gas VIC"]
["JLA04",15.720524019999999,"2016-07-01",null,"Natural Gas VIC"]
["JLB01",15.720524019999999,"2016-07-01",null,"Natural Gas VIC"]
["JLB02",15.720524019999999,"2016-07-01",null,"Natural Gas VIC"]
["JLB03",15.720524019999999,"2016-07-01",null,"Natural Gas VIC"]
["Laverton North1",11.84210526,"2016-07-01",null,"Natural Gas VIC"]
["Laverton North2",11.84210526,"2016-07-01",null,"Natural Gas VIC"]
["MORTLK11",11.25,"2016-07-01",null,"Natural Gas VIC"]
["MORTLK12",11.25,"2016-07-01",null,"Natural Gas VIC"]
["NPS",10.81081081,"2016-07-01",null,"Natural Gas VIC"]
["VPGS1",15,"2016-07-01",null,"Natural Gas VIC"]
["VPGS2",15,"2016-07-01",null,"Natural Gas VIC"]
["VPGS3",15,"2016-07-01",null,"Natural Gas VIC"]
["VPGS4",15,"2016-07-01",null,"Natural Gas VIC"]
["VPGS5",15,"2016-07-01",null,"Natural Gas VIC"]
["VPGS6",15,"2016-07-01",null,"Natural Gas VIC"]
["AGLHAL01",15,"2016-07-01",null,"Natural Gas SA"]
["AGLHAL02",15,"2016-07-01",null,"Natural Gas SA"]
["AGLHAL03",15,"2016-07-01",null,"Natural Gas SA"]
["AGLHAL04",15,"2016-07-01",null,"Natural Gas SA"]
["AGLHAL05",15,"2016-07-01",null,"Natural Gas SA"]
["AGLHAL06",15,"2016-07-01",null,"Natural Gas SA"]
["AGLHAL07",15,"2016-07-01",null,"Natural Gas SA"]
["AGLHAL08",15,"2016-07-01",null,"Natural Gas SA"]
["AGLHAL09",15,"2016-07-01",null,"Natural Gas SA"]
["AGLHAL10",15,"2016-07-01",null,"Natural Gas SA"]
["AGLHAL11",15,"2016-07-01",null,"Natural Gas SA"]
["AGLHAL12",15,"2016-07-01",null,"Natural Gas SA"]
["DRYCGT1",13.84615385,"2016-07-01",null,"Natural Gas SA"]
["DRYCGT2",13.84615385,"2016-07-01",null,"Natural Gas SA"]
["DRYCGT3",13.84615385,"2016-07-01",null,"Natural Gas SA"]
["LADBROK1",12,"2016-07-01",null,"Natural Gas SA"]
["LADBROK2",12,"2016-07-01",null,"Natural Gas SA"]
["MINTARO",12.85714286,"2016-07-01",null,"Natural Gas SA"]
["OsborneGT",8.5714285710000002,"2016-07-01",null,"Natural Gas SA"]
["OsborneST",8.5714285710000002,"2016-07-01",null,"Natural Gas SA"]
["PPCCGTGT1",7.5,"2016-07-01",null,"Natural Gas SA"]
["PPCCGTGT2",7.5,"2016-07-01",null,"Natural Gas SA"]
["PPCCGTST",7.5,"2016-07-01",null,"Natural Gas SA"]
["QPS1",11.25,"2016-07-01",null,"Natural Gas SA"]
["QPS2",11.25,"2016-07-01",null,"Natural Gas SA"]
["QPS3",11.25,"2016-07-01",null,"Natural Gas SA"]
["QPS4",11.25,"2016-07-01",null,"Natural Gas SA"]
["QPS5",11.25,"2016-07-01",null,"Natural Gas SA"]
["TORRA1",12,"2016-07-01",null,"Natural Gas SA"]
["TORRA2",12,"2016-07-01",null,"Natural Gas SA"]
["TORRA3",12,"2016-07-01",null,"Natural Gas SA"]
["TORRA4",12,"2016-07-01",null,"Natural Gas SA"]
["TORRB1",11.25,"2016-07-01",null,"Natural Gas SA"]
["TORRB2",11.25,"2016-07-01",null,"Natural Gas SA"]
["TORRB3",11.25,"2016-07-01",null,"Natural Gas SA"]
["TORRB4",11.25,"2016-07-01",null,"Natural Gas SA"]
["BBTHREE1",12.413793099999999,"2016-07-01",null,"Natural Gas TAS"]
["BBTHREE2",12.413793099999999,"2016-07-01",null,"Natural Gas TAS"]
["BBTHREE3",12.413793099999999,"2016-07-01",null,"Natural Gas TAS"]
["TVCC201",7.5,"2016-07-01",null,"Natural Gas TAS"]
["TVPP104",12.85714286,"2016-07-01",null,"Natural Gas TAS"]
["HVGTS1",12.85714286,"2016-07-01",null,"Liquid Fuel NSW"]
["HVGTS2",12.85714286,"2016-07-01",null,"Liquid Fuel NSW"]
["MACKAYGT",12.85714286,"2016-07-01",null,"Liquid Fuel QLD"]
["MSTUART1",12,"2016-07-01",null,"Liquid Fuel QLD"]
["MSTUART2",12,"2016-07-01",null,"Liquid Fuel QLD"]
["MSTUART3",12,"2016-07-01",null,"Liquid Fuel QLD"]
["ANGAS1",13.84615385,"2016-07-01",null,"Liquid Fuel SA"]
["ANGAS2",13.84615385,"2016-07-01",null,"Liquid Fuel SA"]
["Lonsdale",13.84615385,"2016-07-01",null,"Liquid Fuel SA"]
["POR01-1",13.84615385,"2016-07-01",null,"Liquid Fuel SA"]
["POR01-2",13.84615385,"2016-07-01",null,"Liquid Fuel SA"]
["POR01-3",13.84615385,"2016-07-01",null,"Liquid Fuel SA"]
["PSTAN1",13.84615385,"2016-07-01",null,"Liquid Fuel SA"]
["SNUG1",13.84615385,"2016-07-01",null,"Liquid Fuel SA"]
["SNUG2",13.84615385,"2016-07-01",null,"Liquid Fuel SA"]
["SNUG3",13.84615385,"2016-07-01",null,"Liquid Fuel SA"]
["BOCORWF1",3.6,"2016-07-01",null,"Wind NSW"]
["CAPTL_WF",3.6,"2016-07-01",null,"Wind NSW"]
["CULLRGWF",3.6,"2016-07-01",null,"Wind NSW"]
["Gullen Range",3.6,"2016-07-01",null,"Wind NSW"]
["GUNNING1",3.6,"2016-07-01",null,"Wind NSW"]
["Taralga Wind Farm",3.6,"2016-07-01",null,"Wind NSW"]
["WOODLWN1",3.6,"2016-07-01",null,"Wind NSW"]
["ARARATWF",3.6,"2016-07-01",null,"Wind VIC"]
["Bald Hills p1",3.6,"2016-07-01",null,"Wind VIC"]
["CHALLHWF",3.6,"2016-07-01",null,"Wind VIC"]
["KiataWF",3.6,"2016-07-01",null,"Wind VIC"]
["MACARTH1",3.6,"2016-07-01",null,"Wind VIC"]
["MERCER1",3.6,"2016-07-01",null,"Wind VIC"]
["Mt Gellibrand WF",3.6,"2016-07-01",null,"Wind VIC"]
["OAKLAND1",3.6,"2016-07-01",null,"Wind VIC"]
["Portland 2",3.6,"2016-07-01",null,"Wind VIC"]
["Portland 3",3.6,"2016-07-01",null,"Wind VIC"]
["Portland 4",3.6,"2016-07-01",null,"Wind VIC"]
["WAUBRAWF",3.6,"2016-07-01",null,"Wind VIC"]
["YAMBUKWF",3.6,"2016-07-01",null,"Wind VIC"]
["BLUFF1",3.6,"2016-07-01",null,"Wind SA"]
["CATHROCK",3.6,"2016-07-01",null,"Wind SA"]
["CLEMGPWF",3.6,"2016-07-01",null,"Wind SA"]
["CNUNDAWF",3.6,"2016-07-01",null,"Wind SA"]
["HALLWF1",3.6,"2016-07-01",null,"Wind SA"]
["HALLWF2",3.6,"2016-07-01",null,"Wind SA"]
["LKBONNY1",3.6,"2016-07-01",null,"Wind SA"]
["LKBONNY2",3.6,"2016-07-01",null,"Wind SA"]
["LKBONNY3",3.6,"2016-07-01",null,"Wind SA"]
["MTMILLAR",3.6,"2016-07-01",null,"Wind SA"]
["NBHWF1",3.6,"2016-07-01",null,"Wind SA"]
["SNOWNTH1",3.6,"2016-07-01",null,"Wind SA"]
["SNOWSTH1",3.6,"2016-07-01",null,"Wind SA"]
["SNOWTWN1",3.6,"2016-07-01",null,"Wind SA"]
["STARHLWF",3.6,"2016-07-01",null,"Wind SA"]
["WATERLWF",3.6,"2016-07-01",null,"Wind SA"]
["WPWF",3.6,"2016-07-01",null,"Wind SA"]
["MUSSELR1",3.6,"2016-07-01",null,"Wind TAS"]
["WOOLNTH1",3.6,"2016-07-01",null,"Wind TAS"]
["Broken Hill Solar Plant",3.6,"2016-07-01",null,"Solar NSW"]
["Moree Solar",3.6,"2016-07-01",null,"Solar NSW"]
["Nyngan",3.6,"2016-07-01",null,"Solar NSW"]
["CAN OCGT",10.41968162,"2014-07-01",null,"New Entrant NSW"]
["CAN OCGT",10.32342663,"2015-07-01",null,"New Entrant NSW"]
["CAN OCGT",10.23445257,"2016-07-01",null,"New Entrant NSW"]
["CAN OCGT",10.152160759999999,"2017-07-01",null,"New Entrant NSW"]
["CAN OCGT",10.076007929999999,"2018-07-01",null,"New Entrant NSW"]
["CAN OCGT",10.005500359999999,"2019-07-01",null,"New Entrant NSW"]
["CAN OCGT",9.9401886640000008,"2020-07-01",null,"New Entrant NSW"]
["CAN OCGT",9.8796632399999993,"2021-07-01",null,"New Entrant NSW"]
["CAN OCGT",9.8235502300000004,"2022-07-01",null,"New Entrant NSW"]
["CAN OCGT",9.7715079800000009,"2023-07-01",null,"New Entrant NSW"]
["CAN OCGT",9.7232238790000007,"2024-07-01",null,"New Entrant NSW"]
["CAN OCGT",9.6784115689999997,"2025-07-01",null,"New Entrant NSW"]
["CAN OCGT",9.6368084530000004,"2026-07-01",null,"New Entrant NSW"]
["CAN OCGT",9.5981734789999997,"2027-07-01",null,"New Entrant NSW"]
["CAN OCGT",9.5622851620000002,"2028-07-01",null,"New Entrant NSW"]
["CAN OCGT",9.5289398040000002,"2029-07-01",null,"New Entrant NSW"]
["CAN OCGT",9.4979499129999994,"2030-07-01",null,"New Entrant NSW"]
["CAN OCGT",9.4691427669999992,"2031-07-01",null,"New Entrant NSW"]
["CAN OCGT",9.4423591350000002,"2032-07-01",null,"New Entrant NSW"]
["CAN OCGT",9.4174521159999998,"2033-07-01",null,"New Entrant NSW"]
["CAN OCGT",9.3942860909999997,"2034-07-01",null,"New Entrant NSW"]
["CAN OCGT",9.3727357829999995,"2035-07-01",null,"New Entrant NSW"]
["CAN OCGT",9.3526853929999998,"2036-07-01",null,"New Entrant NSW"]
["CAN OCGT",9.334027828,"2037-07-01",null,"New Entrant NSW"]
["CAN OCGT",9.3166639910000004,"2038-07-01",null,"New Entrant NSW"]
["CAN OCGT",9.3005021410000008,"2039-07-01",null,"New Entrant NSW"]
["NCEN CCGT",7.1132187309999999,"2014-07-01",null,"New Entrant NSW"]
["NCEN CCGT",7.0481560510000003,"2015-07-01",null,"New Entrant NSW"]
["NCEN CCGT",6.9886031040000001,"2016-07-01",null,"New Entrant NSW"]
["NCEN CCGT",6.9340578720000003,"2017-07-01",null,"New Entrant NSW"]
["NCEN CCGT",6.8840692700000004,"2018-07-01",null,"New Entrant NSW"]
["NCEN CCGT",6.8382312350000003,"2019-07-01",null,"New Entrant NSW"]
["NCEN CCGT",6.7961776169999997,"2020-07-01",null,"New Entrant NSW"]
["NCEN CCGT",6.7575777199999996,"2021-07-01",null,"New Entrant NSW"]
["NCEN CCGT",6.7221324249999999,"2022-07-01",null,"New Entrant NSW"]
["NCEN CCGT",6.6895707880000002,"2023-07-01",null,"New Entrant NSW"]
["NCEN CCGT",6.6596470649999997,"2024-07-01",null,"New Entrant NSW"]
["NCEN CCGT",6.6321380899999998,"2025-07-01",null,"New Entrant NSW"]
["NCEN CCGT",6.606840966,"2026-07-01",null,"New Entrant NSW"]
["NCEN CCGT",6.5835710260000004,"2027-07-01",null,"New Entrant NSW"]
["NCEN CCGT",6.5621600229999997,"2028-07-01",null,"New Entrant NSW"]
["NCEN CCGT",6.5424545289999996,"2029-07-01",null,"New Entrant NSW"]
["NCEN CCGT",6.5243145010000001,"2030-07-01",null,"New Entrant NSW"]
["NCEN CCGT",6.5076120140000002,"2031-07-01",null,"New Entrant NSW"]
["NCEN CCGT",6.4922301180000002,"2032-07-01",null,"New Entrant NSW"]
["NCEN CCGT",6.4780618270000003,"2033-07-01",null,"New Entrant NSW"]
["NCEN CCGT",6.4650091989999998,"2034-07-01",null,"New Entrant NSW"]
["NCEN CCGT",6.4529825189999999,"2035-07-01",null,"New Entrant NSW"]
["NCEN CCGT",6.4418995609999996,"2036-07-01",null,"New Entrant NSW"]
["NCEN CCGT",6.4316849249999999,"2037-07-01",null,"New Entrant NSW"]
["NCEN CCGT",6.4222694310000001,"2038-07-01",null,"New Entrant NSW"]
["NCEN CCGT",6.4135895810000001,"2039-07-01",null,"New Entrant NSW"]
["NCEN CCGT CCS",8.1595648230000002,"2014-07-01",null,"New Entrant NSW"]
["NCEN CCGT CCS",8.0834378719999993,"2015-07-01",null,"New Entrant NSW"]
["NCEN CCGT CCS",8.0123744850000005,"2016-07-01",null,"New Entrant NSW"]
["NCEN CCGT CCS",7.9460038820000003,"2017-07-01",null,"New Entrant NSW"]
["NCEN CCGT CCS",7.8839862500000004,"2018-07-01",null,"New Entrant NSW"]
["NCEN CCGT CCS",7.8260097430000002,"2019-07-01",null,"New Entrant NSW"]
["NCEN CCGT CCS",7.7717878200000001,"2020-07-01",null,"New Entrant NSW"]
["NCEN CCGT CCS",7.7210568610000001,"2021-07-01",null,"New Entrant NSW"]
["NCEN CCGT CCS",7.6735740589999999,"2022-07-01",null,"New Entrant NSW"]
["NCEN CCGT CCS",7.6291155220000002,"2023-07-01",null,"New Entrant NSW"]
["NCEN CCGT CCS",7.5874745790000002,"2024-07-01",null,"New Entrant NSW"]
["NCEN CCGT CCS",7.5484602609999998,"2025-07-01",null,"New Entrant NSW"]
["NCEN CCGT CCS",7.5118959380000003,"2026-07-01",null,"New Entrant NSW"]
["NCEN CCGT CCS",7.4776180869999997,"2027-07-01",null,"New Entrant NSW"]
["NCEN CCGT CCS",7.4454751870000004,"2028-07-01",null,"New Entrant NSW"]
["NCEN CCGT CCS",7.4153267190000003,"2029-07-01",null,"New Entrant NSW"]
["NCEN CCGT CCS",7.3870422590000002,"2030-07-01",null,"New Entrant NSW"]
["NCEN CCGT CCS",7.3605006660000001,"2031-07-01",null,"New Entrant NSW"]
["NCEN CCGT CCS",7.3355893329999997,"2032-07-01",null,"New Entrant NSW"]
["NCEN CCGT CCS",7.3122035160000003,"2033-07-01",null,"New Entrant NSW"]
["NCEN CCGT CCS",7.2902457170000003,"2034-07-01",null,"New Entrant NSW"]
["NCEN CCGT CCS",7.2696251329999999,"2035-07-01",null,"New Entrant NSW"]
["NCEN CCGT CCS",7.2502571370000002,"2036-07-01",null,"New Entrant NSW"]
["NCEN CCGT CCS",7.2320628180000002,"2037-07-01",null,"New Entrant NSW"]
["NCEN CCGT CCS",7.2149685540000004,"2038-07-01",null,"New Entrant NSW"]
["NCEN CCGT CCS",7.1989056250000001,"2039-07-01",null,"New Entrant NSW"]
["NCEN OCGT",10.41968162,"2014-07-01",null,"New Entrant NSW"]
["NCEN OCGT",10.32342663,"2015-07-01",null,"New Entrant NSW"]
["NCEN OCGT",10.23445257,"2016-07-01",null,"New Entrant NSW"]
["NCEN OCGT",10.152160759999999,"2017-07-01",null,"New Entrant NSW"]
["NCEN OCGT",10.076007929999999,"2018-07-01",null,"New Entrant NSW"]
["NCEN OCGT",10.005500359999999,"2019-07-01",null,"New Entrant NSW"]
["NCEN OCGT",9.9401886640000008,"2020-07-01",null,"New Entrant NSW"]
["NCEN OCGT",9.8796632399999993,"2021-07-01",null,"New Entrant NSW"]
["NCEN OCGT",9.8235502300000004,"2022-07-01",null,"New Entrant NSW"]
["NCEN OCGT",9.7715079800000009,"2023-07-01",null,"New Entrant NSW"]
["NCEN OCGT",9.7232238790000007,"2024-07-01",null,"New Entrant NSW"]
["NCEN OCGT",9.6784115689999997,"2025-07-01",null,"New Entrant NSW"]
["NCEN OCGT",9.6368084530000004,"2026-07-01",null,"New Entrant NSW"]
["NCEN OCGT",9.5981734789999997,"2027-07-01",null,"New Entrant NSW"]
["NCEN OCGT",9.5622851620000002,"2028-07-01",null,"New Entrant NSW"]
["NCEN OCGT",9.5289398040000002,"2029-07-01",null,"New Entrant NSW"]
["NCEN OCGT",9.4979499129999994,"2030-07-01",null,"New Entrant NSW"]
["NCEN OCGT",9.4691427669999992,"2031-07-01",null,"New Entrant NSW"]
["NCEN OCGT",9.4423591350000002,"2032-07-01",null,"New Entrant NSW"]
["NCEN OCGT",9.4174521159999998,"2033-07-01",null,"New Entrant NSW"]
["NCEN OCGT",9.3942860909999997,"2034-07-01",null,"New Entrant NSW"]
["NCEN OCGT",9.3727357829999995,"2035-07-01",null,"New Entrant NSW"]
["NCEN OCGT",9.3526853929999998,"2036-07-01",null,"New Entrant NSW"]
["NCEN OCGT",9.334027828,"2037-07-01",null,"New Entrant NSW"]
["NCEN OCGT",9.3166639910000004,"2038-07-01",null,"New Entrant NSW"]
["NCEN OCGT",9.3005021410000008,"2039-07-01",null,"New Entrant NSW"]
["NNS CCGT",7.1132187309999999,"2014-07-01",null,"New Entrant NSW"]
["NNS CCGT",7.0481560510000003,"2015-07-01",null,"New Entrant NSW"]
["NNS CCGT",6.9886031040000001,"2016-07-01",null,"New Entrant NSW"]
["NNS CCGT",6.9340578720000003,"2017-07-01",null,"New Entrant NSW"]
["NNS CCGT",6.8840692700000004,"2018-07-01",null,"New Entrant NSW"]
["NNS CCGT",6.8382312350000003,"2019-07-01",null,"New Entrant NSW"]
["NNS CCGT",6.7961776169999997,"2020-07-01",null,"New Entrant NSW"]
["NNS CCGT",6.7575777199999996,"2021-07-01",null,"New Entrant NSW"]
["NNS CCGT",6.7221324249999999,"2022-07-01",null,"New Entrant NSW"]
["NNS CCGT",6.6895707880000002,"2023-07-01",null,"New Entrant NSW"]
["NNS CCGT",6.6596470649999997,"2024-07-01",null,"New Entrant NSW"]
["NNS CCGT",6.6321380899999998,"2025-07-01",null,"New Entrant NSW"]
["NNS CCGT",6.606840966,"2026-07-01",null,"New Entrant NSW"]
["NNS CCGT",6.5835710260000004,"2027-07-01",null,"New Entrant NSW"]
["NNS CCGT",6.5621600229999997,"2028-07-01",null,"New Entrant NSW"]
["NNS CCGT",6.5424545289999996,"2029-07-01",null,"New Entrant NSW"]
["NNS CCGT",6.5243145010000001,"2030-07-01",null,"New Entrant NSW"]
["NNS CCGT",6.5076120140000002,"2031-07-01",null,"New Entrant NSW"]
["NNS CCGT",6.4922301180000002,"2032-07-01",null,"New Entrant NSW"]
["NNS CCGT",6.4780618270000003,"2033-07-01",null,"New Entrant NSW"]
["NNS CCGT",6.4650091989999998,"2034-07-01",null,"New Entrant NSW"]
["NNS CCGT",6.4529825189999999,"2035-07-01",null,"New Entrant NSW"]
["NNS CCGT",6.4418995609999996,"2036-07-01",null,"New Entrant NSW"]
["NNS CCGT",6.4316849249999999,"2037-07-01",null,"New Entrant NSW"]
["NNS CCGT",6.4222694310000001,"2038-07-01",null,"New Entrant NSW"]
["NNS CCGT",6.4135895810000001,"2039-07-01",null,"New Entrant NSW"]
["NNS CCGT CCS",8.1595648230000002,"2014-07-01",null,"New Entrant NSW"]
["NNS CCGT CCS",8.0834378719999993,"2015-07-01",null,"New Entrant NSW"]
["NNS CCGT CCS",8.0123744850000005,"2016-07-01",null,"New Entrant NSW"]
["NNS CCGT CCS",7.9460038820000003,"2017-07-01",null,"New Entrant NSW"]
["NNS CCGT CCS",7.8839862500000004,"2018-07-01",null,"New Entrant NSW"]
["NNS CCGT CCS",7.8260097430000002,"2019-07-01",null,"New Entrant NSW"]
["NNS CCGT CCS",7.7717878200000001,"2020-07-01",null,"New Entrant NSW"]
["NNS CCGT CCS",7.7210568610000001,"2021-07-01",null,"New Entrant NSW"]
["NNS CCGT CCS",7.6735740589999999,"2022-07-01",null,"New Entrant NSW"]
["NNS CCGT CCS",7.6291155220000002,"2023-07-01",null,"New Entrant NSW"]
["NNS CCGT CCS",7.5874745790000002,"2024-07-01",null,"New Entrant NSW"]
["NNS CCGT CCS",7.5484602609999998,"2025-07-01",null,"New Entrant NSW"]
["NNS CCGT CCS",7.5118959380000003,"2026-07-01",null,"New Entrant NSW"]
["NNS CCGT CCS",7.4776180869999997,"2027-07-01",null,"New Entrant NSW"]
["NNS CCGT CCS",7.4454751870000004,"2028-07-01",null,"New Entrant NSW"]
["NNS CCGT CCS",7.4153267190000003,"2029-07-01",null,"New Entrant NSW"]
["NNS CCGT CCS",7.3870422590000002,"2030-07-01",null,"New Entrant NSW"]
["NNS CCGT CCS",7.3605006660000001,"2031-07-01",null,"New Entrant NSW"]
["NNS CCGT CCS",7.3355893329999997,"2032-07-01",null,"New Entrant NSW"]
["NNS CCGT CCS",7.3122035160000003,"2033-07-01",null,"New Entrant NSW"]
["NNS CCGT CCS",7.2902457170000003,"2034-07-01",null,"New Entrant NSW"]
["NNS CCGT CCS",7.2696251329999999,"2035-07-01",null,"New Entrant NSW"]
["NNS CCGT CCS",7.2502571370000002,"2036-07-01",null,"New Entrant NSW"]
["NNS CCGT CCS",7.2320628180000002,"2037-07-01",null,"New Entrant NSW"]
["NNS CCGT CCS",7.2149685540000004,"2038-07-01",null,"New Entrant NSW"]
["NNS CCGT CCS",7.1989056250000001,"2039-07-01",null,"New Entrant NSW"]
["NNS Coal SC",8.6705202309999994,"2014-07-01",null,"New Entrant NSW"]
["NNS Coal SC",8.5904236520000001,"2015-07-01",null,"New Entrant NSW"]
["NNS Coal SC",8.5163857509999996,"2016-07-01",null,"New Entrant NSW"]
["NNS Coal SC",8.4479083369999994,"2017-07-01",null,"New Entrant NSW"]
["NNS Coal SC",8.3845393519999991,"2018-07-01",null,"New Entrant NSW"]
["NNS Coal SC",8.3258679519999994,"2019-07-01",null,"New Entrant NSW"]
["NNS Coal SC",8.2715201920000005,"2020-07-01",null,"New Entrant NSW"]
["NNS Coal SC",8.2211552250000004,"2021-07-01",null,"New Entrant NSW"]
["NNS Coal SC",8.1744619570000001,"2022-07-01",null,"New Entrant NSW"]
["NNS Coal SC",8.1311560870000008,"2023-07-01",null,"New Entrant NSW"]
["NNS Coal SC",8.0909774809999995,"2024-07-01",null,"New Entrant NSW"]
["NNS Coal SC",8.0536878539999996,"2025-07-01",null,"New Entrant NSW"]
["NNS Coal SC",8.0190686909999993,"2026-07-01",null,"New Entrant NSW"]
["NNS Coal SC",7.9869194050000001,"2027-07-01",null,"New Entrant NSW"]
["NNS Coal SC",7.957055692,"2028-07-01",null,"New Entrant NSW"]
["NNS Coal SC",7.9293080500000004,"2029-07-01",null,"New Entrant NSW"]
["NNS Coal SC",7.9035204600000002,"2030-07-01",null,"New Entrant NSW"]
["NNS Coal SC",7.8795491960000001,"2031-07-01",null,"New Entrant NSW"]
["NNS Coal SC",7.8572617559999998,"2032-07-01",null,"New Entrant NSW"]
["NNS Coal SC",7.8365359010000004,"2033-07-01",null,"New Entrant NSW"]
["NNS Coal SC",7.8172587780000002,"2034-07-01",null,"New Entrant NSW"]
["NNS Coal SC",7.7993261389999997,"2035-07-01",null,"New Entrant NSW"]
["NNS Coal SC",7.7826416270000003,"2036-07-01",null,"New Entrant NSW"]
["NNS Coal SC",7.7671161240000002,"2037-07-01",null,"New Entrant NSW"]
["NNS Coal SC",7.7526671690000004,"2038-07-01",null,"New Entrant NSW"]
["NNS Coal SC",7.7392184239999997,"2039-07-01",null,"New Entrant NSW"]
["NNS Coal SC CCS",11.523687580000001,"2014-07-01",null,"New Entrant NSW"]
["NNS Coal SC CCS",11.4129313,"2015-07-01",null,"New Entrant NSW"]
["NNS Coal SC CCS",11.306451149999999,"2016-07-01",null,"New Entrant NSW"]
["NNS Coal SC CCS",11.20405381,"2017-07-01",null,"New Entrant NSW"]
["NNS Coal SC CCS",11.10555636,"2018-07-01",null,"New Entrant NSW"]
["NNS Coal SC CCS",11.010785650000001,"2019-07-01",null,"New Entrant NSW"]
["NNS Coal SC CCS",10.919577670000001,"2020-07-01",null,"New Entrant NSW"]
["NNS Coal SC CCS",10.83177699,"2021-07-01",null,"New Entrant NSW"]
["NNS Coal SC CCS",10.747236239999999,"2022-07-01",null,"New Entrant NSW"]
["NNS Coal SC CCS",10.665815589999999,"2023-07-01",null,"New Entrant NSW"]
["NNS Coal SC CCS",10.587382330000001,"2024-07-01",null,"New Entrant NSW"]
["NNS Coal SC CCS",10.511810430000001,"2025-07-01",null,"New Entrant NSW"]
["NNS Coal SC CCS",10.43898014,"2026-07-01",null,"New Entrant NSW"]
["NNS Coal SC CCS",10.368777619999999,"2027-07-01",null,"New Entrant NSW"]
["NNS Coal SC CCS",10.301094600000001,"2028-07-01",null,"New Entrant NSW"]
["NNS Coal SC CCS",10.235828079999999,"2029-07-01",null,"New Entrant NSW"]
["NNS Coal SC CCS",10.17287999,"2030-07-01",null,"New Entrant NSW"]
["NNS Coal SC CCS",10.112156929999999,"2031-07-01",null,"New Entrant NSW"]
["NNS Coal SC CCS",10.05356993,"2032-07-01",null,"New Entrant NSW"]
["NNS Coal SC CCS",9.997034159,"2033-07-01",null,"New Entrant NSW"]
["NNS Coal SC CCS",9.9424687340000002,"2034-07-01",null,"New Entrant NSW"]
["NNS Coal SC CCS",9.8897964890000001,"2035-07-01",null,"New Entrant NSW"]
["NNS Coal SC CCS",9.8389437770000008,"2036-07-01",null,"New Entrant NSW"]
["NNS Coal SC CCS",9.789840281,"2037-07-01",null,"New Entrant NSW"]
["NNS Coal SC CCS",9.7424188370000007,"2038-07-01",null,"New Entrant NSW"]
["NNS Coal SC CCS",9.6966152700000006,"2039-07-01",null,"New Entrant NSW"]
["NNS OCGT",10.41968162,"2014-07-01",null,"New Entrant NSW"]
["NNS OCGT",10.32342663,"2015-07-01",null,"New Entrant NSW"]
["NNS OCGT",10.23445257,"2016-07-01",null,"New Entrant NSW"]
["NNS OCGT",10.152160759999999,"2017-07-01",null,"New Entrant NSW"]
["NNS OCGT",10.076007929999999,"2018-07-01",null,"New Entrant NSW"]
["NNS OCGT",10.005500359999999,"2019-07-01",null,"New Entrant NSW"]
["NNS OCGT",9.9401886640000008,"2020-07-01",null,"New Entrant NSW"]
["NNS OCGT",9.8796632399999993,"2021-07-01",null,"New Entrant NSW"]
["NNS OCGT",9.8235502300000004,"2022-07-01",null,"New Entrant NSW"]
["NNS OCGT",9.7715079800000009,"2023-07-01",null,"New Entrant NSW"]
["NNS OCGT",9.7232238790000007,"2024-07-01",null,"New Entrant NSW"]
["NNS OCGT",9.6784115689999997,"2025-07-01",null,"New Entrant NSW"]
["NNS OCGT",9.6368084530000004,"2026-07-01",null,"New Entrant NSW"]
["NNS OCGT",9.5981734789999997,"2027-07-01",null,"New Entrant NSW"]
["NNS OCGT",9.5622851620000002,"2028-07-01",null,"New Entrant NSW"]
["NNS OCGT",9.5289398040000002,"2029-07-01",null,"New Entrant NSW"]
["NNS OCGT",9.4979499129999994,"2030-07-01",null,"New Entrant NSW"]
["NNS OCGT",9.4691427669999992,"2031-07-01",null,"New Entrant NSW"]
["NNS OCGT",9.4423591350000002,"2032-07-01",null,"New Entrant NSW"]
["NNS OCGT",9.4174521159999998,"2033-07-01",null,"New Entrant NSW"]
["NNS OCGT",9.3942860909999997,"2034-07-01",null,"New Entrant NSW"]
["NNS OCGT",9.3727357829999995,"2035-07-01",null,"New Entrant NSW"]
["NNS OCGT",9.3526853929999998,"2036-07-01",null,"New Entrant NSW"]
["NNS OCGT",9.334027828,"2037-07-01",null,"New Entrant NSW"]
["NNS OCGT",9.3166639910000004,"2038-07-01",null,"New Entrant NSW"]
["NNS OCGT",9.3005021410000008,"2039-07-01",null,"New Entrant NSW"]
["SWNSW OCGT",10.41968162,"2014-07-01",null,"New Entrant NSW"]
["SWNSW OCGT",10.32342663,"2015-07-01",null,"New Entrant NSW"]
["SWNSW OCGT",10.23445257,"2016-07-01",null,"New Entrant NSW"]
["SWNSW OCGT",10.152160759999999,"2017-07-01",null,"New Entrant NSW"]
["SWNSW OCGT",10.076007929999999,"2018-07-01",null,"New Entrant NSW"]
["SWNSW OCGT",10.005500359999999,"2019-07-01",null,"New Entrant NSW"]
["SWNSW OCGT",9.9401886640000008,"2020-07-01",null,"New Entrant NSW"]
["SWNSW OCGT",9.8796632399999993,"2021-07-01",null,"New Entrant NSW"]
["SWNSW OCGT",9.8235502300000004,"2022-07-01",null,"New Entrant NSW"]
["SWNSW OCGT",9.7715079800000009,"2023-07-01",null,"New Entrant NSW"]
["SWNSW OCGT",9.7232238790000007,"2024-07-01",null,"New Entrant NSW"]
["SWNSW OCGT",9.6784115689999997,"2025-07-01",null,"New Entrant NSW"]
["SWNSW OCGT",9.6368084530000004,"2026-07-01",null,"New Entrant NSW"]
["SWNSW OCGT",9.5981734789999997,"2027-07-01",null,"New Entrant NSW"]
["SWNSW OCGT",9.5622851620000002,"2028-07-01",null,"New Entrant NSW"]
["SWNSW OCGT",9.5289398040000002,"2029-07-01",null,"New Entrant NSW"]
["SWNSW OCGT",9.4979499129999994,"2030-07-01",null,"New Entrant NSW"]
["SWNSW OCGT",9.4691427669999992,"2031-07-01",null,"New Entrant NSW"]
["SWNSW OCGT",9.4423591350000002,"2032-07-01",null,"New Entrant NSW"]
["SWNSW OCGT",9.4174521159999998,"2033-07-01",null,"New Entrant NSW"]
["SWNSW OCGT",9.3942860909999997,"2034-07-01",null,"New Entrant NSW"]
["SWNSW OCGT",9.3727357829999995,"2035-07-01",null,"New Entrant NSW"]
["SWNSW OCGT",9.3526853929999998,"2036-07-01",null,"New Entrant NSW"]
["SWNSW OCGT",9.334027828,"2037-07-01",null,"New Entrant NSW"]
["SWNSW OCGT",9.3166639910000004,"2038-07-01",null,"New Entrant NSW"]
["SWNSW OCGT",9.3005021410000008,"2039-07-01",null,"New Entrant NSW"]
["CAN Biomass",13.010480660000001,"2014-07-01",null,"New Entrant Renewable NSW"]
["CAN Biomass",12.88788729,"2015-07-01",null,"New Entrant Renewable NSW"]
["CAN Biomass",12.772318569999999,"2016-07-01",null,"New Entrant Renewable NSW"]
["CAN Biomass",12.66332433,"2017-07-01",null,"New Entrant Renewable NSW"]
["CAN Biomass",12.56048775,"2018-07-01",null,"New Entrant Renewable NSW"]
["CAN Biomass",12.46342252,"2019-07-01",null,"New Entrant Renewable NSW"]
["CAN Biomass",12.371770189999999,"2020-07-01",null,"New Entrant Renewable NSW"]
["CAN Biomass",12.285197869999999,"2021-07-01",null,"New Entrant Renewable NSW"]
["CAN Biomass",12.203396059999999,"2022-07-01",null,"New Entrant Renewable NSW"]
["CAN Biomass",12.12607678,"2023-07-01",null,"New Entrant Renewable NSW"]
["CAN Biomass",12.052971810000001,"2024-07-01",null,"New Entrant Renewable NSW"]
["CAN Biomass",11.98383112,"2025-07-01",null,"New Entrant Renewable NSW"]
["CAN Biomass",11.91842143,"2026-07-01",null,"New Entrant Renewable NSW"]
["CAN Biomass",11.856524950000001,"2027-07-01",null,"New Entrant Renewable NSW"]
["CAN Biomass",11.79793812,"2028-07-01",null,"New Entrant Renewable NSW"]
["CAN Biomass",11.742470620000001,"2029-07-01",null,"New Entrant Renewable NSW"]
["CAN Biomass",11.68994431,"2030-07-01",null,"New Entrant Renewable NSW"]
["CAN Biomass",11.640192389999999,"2031-07-01",null,"New Entrant Renewable NSW"]
["CAN Biomass",11.59305853,"2032-07-01",null,"New Entrant Renewable NSW"]
["CAN Biomass",11.548396139999999,"2033-07-01",null,"New Entrant Renewable NSW"]
["CAN Biomass",11.50606769,"2034-07-01",null,"New Entrant Renewable NSW"]
["CAN Biomass",11.46594402,"2035-07-01",null,"New Entrant Renewable NSW"]
["CAN Biomass",11.42790383,"2036-07-01",null,"New Entrant Renewable NSW"]
["CAN Biomass",11.391833099999999,"2037-07-01",null,"New Entrant Renewable NSW"]
["CAN Biomass",11.35762459,"2038-07-01",null,"New Entrant Renewable NSW"]
["CAN Biomass",11.325177419999999,"2039-07-01",null,"New Entrant Renewable NSW"]
["NCEN Biomass",13.010480660000001,"2014-07-01",null,"New Entrant Renewable NSW"]
["NCEN Biomass",12.88788729,"2015-07-01",null,"New Entrant Renewable NSW"]
["NCEN Biomass",12.772318569999999,"2016-07-01",null,"New Entrant Renewable NSW"]
["NCEN Biomass",12.66332433,"2017-07-01",null,"New Entrant Renewable NSW"]
["NCEN Biomass",12.56048775,"2018-07-01",null,"New Entrant Renewable NSW"]
["NCEN Biomass",12.46342252,"2019-07-01",null,"New Entrant Renewable NSW"]
["NCEN Biomass",12.371770189999999,"2020-07-01",null,"New Entrant Renewable NSW"]
["NCEN Biomass",12.285197869999999,"2021-07-01",null,"New Entrant Renewable NSW"]
["NCEN Biomass",12.203396059999999,"2022-07-01",null,"New Entrant Renewable NSW"]
["NCEN Biomass",12.12607678,"2023-07-01",null,"New Entrant Renewable NSW"]
["NCEN Biomass",12.052971810000001,"2024-07-01",null,"New Entrant Renewable NSW"]
["NCEN Biomass",11.98383112,"2025-07-01",null,"New Entrant Renewable NSW"]
["NCEN Biomass",11.91842143,"2026-07-01",null,"New Entrant Renewable NSW"]
["NCEN Biomass",11.856524950000001,"2027-07-01",null,"New Entrant Renewable NSW"]
["NCEN Biomass",11.79793812,"2028-07-01",null,"New Entrant Renewable NSW"]
["NCEN Biomass",11.742470620000001,"2029-07-01",null,"New Entrant Renewable NSW"]
["NCEN Biomass",11.68994431,"2030-07-01",null,"New Entrant Renewable NSW"]
["NCEN Biomass",11.640192389999999,"2031-07-01",null,"New Entrant Renewable NSW"]
["NCEN Biomass",11.59305853,"2032-07-01",null,"New Entrant Renewable NSW"]
["NCEN Biomass",11.548396139999999,"2033-07-01",null,"New Entrant Renewable NSW"]
["NCEN Biomass",11.50606769,"2034-07-01",null,"New Entrant Renewable NSW"]
["NCEN Biomass",11.46594402,"2035-07-01",null,"New Entrant Renewable NSW"]
["NCEN Biomass",11.42790383,"2036-07-01",null,"New Entrant Renewable NSW"]
["NCEN Biomass",11.391833099999999,"2037-07-01",null,"New Entrant Renewable NSW"]
["NCEN Biomass",11.35762459,"2038-07-01",null,"New Entrant Renewable NSW"]
["NCEN Biomass",11.325177419999999,"2039-07-01",null,"New Entrant Renewable NSW"]
["NNS Biomass",13.010480660000001,"2014-07-01",null,"New Entrant Renewable NSW"]
["NNS Biomass",12.88788729,"2015-07-01",null,"New Entrant Renewable NSW"]
["NNS Biomass",12.772318569999999,"2016-07-01",null,"New Entrant Renewable NSW"]
["NNS Biomass",12.66332433,"2017-07-01",null,"New Entrant Renewable NSW"]
["NNS Biomass",12.56048775,"2018-07-01",null,"New Entrant Renewable NSW"]
["NNS Biomass",12.46342252,"2019-07-01",null,"New Entrant Renewable NSW"]
["NNS Biomass",12.371770189999999,"2020-07-01",null,"New Entrant Renewable NSW"]
["NNS Biomass",12.285197869999999,"2021-07-01",null,"New Entrant Renewable NSW"]
["NNS Biomass",12.203396059999999,"2022-07-01",null,"New Entrant Renewable NSW"]
["NNS Biomass",12.12607678,"2023-07-01",null,"New Entrant Renewable NSW"]
["NNS Biomass",12.052971810000001,"2024-07-01",null,"New Entrant Renewable NSW"]
["NNS Biomass",11.98383112,"2025-07-01",null,"New Entrant Renewable NSW"]
["NNS Biomass",11.91842143,"2026-07-01",null,"New Entrant Renewable NSW"]
["NNS Biomass",11.856524950000001,"2027-07-01",null,"New Entrant Renewable NSW"]
["NNS Biomass",11.79793812,"2028-07-01",null,"New Entrant Renewable NSW"]
["NNS Biomass",11.742470620000001,"2029-07-01",null,"New Entrant Renewable NSW"]
["NNS Biomass",11.68994431,"2030-07-01",null,"New Entrant Renewable NSW"]
["NNS Biomass",11.640192389999999,"2031-07-01",null,"New Entrant Renewable NSW"]
["NNS Biomass",11.59305853,"2032-07-01",null,"New Entrant Renewable NSW"]
["NNS Biomass",11.548396139999999,"2033-07-01",null,"New Entrant Renewable NSW"]
["NNS Biomass",11.50606769,"2034-07-01",null,"New Entrant Renewable NSW"]
["NNS Biomass",11.46594402,"2035-07-01",null,"New Entrant Renewable NSW"]
["NNS Biomass",11.42790383,"2036-07-01",null,"New Entrant Renewable NSW"]
["NNS Biomass",11.391833099999999,"2037-07-01",null,"New Entrant Renewable NSW"]
["NNS Biomass",11.35762459,"2038-07-01",null,"New Entrant Renewable NSW"]
["NNS Biomass",11.325177419999999,"2039-07-01",null,"New Entrant Renewable NSW"]
["CQ CCGT",7.1132187309999999,"2014-07-01",null,"New Entrant QLD"]
["CQ CCGT",7.0481560510000003,"2015-07-01",null,"New Entrant QLD"]
["CQ CCGT",6.9886031040000001,"2016-07-01",null,"New Entrant QLD"]
["CQ CCGT",6.9340578720000003,"2017-07-01",null,"New Entrant QLD"]
["CQ CCGT",6.8840692700000004,"2018-07-01",null,"New Entrant QLD"]
["CQ CCGT",6.8382312350000003,"2019-07-01",null,"New Entrant QLD"]
["CQ CCGT",6.7961776169999997,"2020-07-01",null,"New Entrant QLD"]
["CQ CCGT",6.7575777199999996,"2021-07-01",null,"New Entrant QLD"]
["CQ CCGT",6.7221324249999999,"2022-07-01",null,"New Entrant QLD"]
["CQ CCGT",6.6895707880000002,"2023-07-01",null,"New Entrant QLD"]
["CQ CCGT",6.6596470649999997,"2024-07-01",null,"New Entrant QLD"]
["CQ CCGT",6.6321380899999998,"2025-07-01",null,"New Entrant QLD"]
["CQ CCGT",6.606840966,"2026-07-01",null,"New Entrant QLD"]
["CQ CCGT",6.5835710260000004,"2027-07-01",null,"New Entrant QLD"]
["CQ CCGT",6.5621600229999997,"2028-07-01",null,"New Entrant QLD"]
["CQ CCGT",6.5424545289999996,"2029-07-01",null,"New Entrant QLD"]
["CQ CCGT",6.5243145010000001,"2030-07-01",null,"New Entrant QLD"]
["CQ CCGT",6.5076120140000002,"2031-07-01",null,"New Entrant QLD"]
["CQ CCGT",6.4922301180000002,"2032-07-01",null,"New Entrant QLD"]
["CQ CCGT",6.4780618270000003,"2033-07-01",null,"New Entrant QLD"]
["CQ CCGT",6.4650091989999998,"2034-07-01",null,"New Entrant QLD"]
["CQ CCGT",6.4529825189999999,"2035-07-01",null,"New Entrant QLD"]
["CQ CCGT",6.4418995609999996,"2036-07-01",null,"New Entrant QLD"]
["CQ CCGT",6.4316849249999999,"2037-07-01",null,"New Entrant QLD"]
["CQ CCGT",6.4222694310000001,"2038-07-01",null,"New Entrant QLD"]
["CQ CCGT",6.4135895810000001,"2039-07-01",null,"New Entrant QLD"]
["CQ CCGT CCS",8.1595648230000002,"2014-07-01",null,"New Entrant QLD"]
["CQ CCGT CCS",8.0834378719999993,"2015-07-01",null,"New Entrant QLD"]
["CQ CCGT CCS",8.0123744850000005,"2016-07-01",null,"New Entrant QLD"]
["CQ CCGT CCS",7.9460038820000003,"2017-07-01",null,"New Entrant QLD"]
["CQ CCGT CCS",7.8839862500000004,"2018-07-01",null,"New Entrant QLD"]
["CQ CCGT CCS",7.8260097430000002,"2019-07-01",null,"New Entrant QLD"]
["CQ CCGT CCS",7.7717878200000001,"2020-07-01",null,"New Entrant QLD"]
["CQ CCGT CCS",7.7210568610000001,"2021-07-01",null,"New Entrant QLD"]
["CQ CCGT CCS",7.6735740589999999,"2022-07-01",null,"New Entrant QLD"]
["CQ CCGT CCS",7.6291155220000002,"2023-07-01",null,"New Entrant QLD"]
["CQ CCGT CCS",7.5874745790000002,"2024-07-01",null,"New Entrant QLD"]
["CQ CCGT CCS",7.5484602609999998,"2025-07-01",null,"New Entrant QLD"]
["CQ CCGT CCS",7.5118959380000003,"2026-07-01",null,"New Entrant QLD"]
["CQ CCGT CCS",7.4776180869999997,"2027-07-01",null,"New Entrant QLD"]
["CQ CCGT CCS",7.4454751870000004,"2028-07-01",null,"New Entrant QLD"]
["CQ CCGT CCS",7.4153267190000003,"2029-07-01",null,"New Entrant QLD"]
["CQ CCGT CCS",7.3870422590000002,"2030-07-01",null,"New Entrant QLD"]
["CQ CCGT CCS",7.3605006660000001,"2031-07-01",null,"New Entrant QLD"]
["CQ CCGT CCS",7.3355893329999997,"2032-07-01",null,"New Entrant QLD"]
["CQ CCGT CCS",7.3122035160000003,"2033-07-01",null,"New Entrant QLD"]
["CQ CCGT CCS",7.2902457170000003,"2034-07-01",null,"New Entrant QLD"]
["CQ CCGT CCS",7.2696251329999999,"2035-07-01",null,"New Entrant QLD"]
["CQ CCGT CCS",7.2502571370000002,"2036-07-01",null,"New Entrant QLD"]
["CQ CCGT CCS",7.2320628180000002,"2037-07-01",null,"New Entrant QLD"]
["CQ CCGT CCS",7.2149685540000004,"2038-07-01",null,"New Entrant QLD"]
["CQ CCGT CCS",7.1989056250000001,"2039-07-01",null,"New Entrant QLD"]
["CQ Coal SC",8.6705202309999994,"2014-07-01",null,"New Entrant QLD"]
["CQ Coal SC",8.5904236520000001,"2015-07-01",null,"New Entrant QLD"]
["CQ Coal SC",8.5163857509999996,"2016-07-01",null,"New Entrant QLD"]
["CQ Coal SC",8.4479083369999994,"2017-07-01",null,"New Entrant QLD"]
["CQ Coal SC",8.3845393519999991,"2018-07-01",null,"New Entrant QLD"]
["CQ Coal SC",8.3258679519999994,"2019-07-01",null,"New Entrant QLD"]
["CQ Coal SC",8.2715201920000005,"2020-07-01",null,"New Entrant QLD"]
["CQ Coal SC",8.2211552250000004,"2021-07-01",null,"New Entrant QLD"]
["CQ Coal SC",8.1744619570000001,"2022-07-01",null,"New Entrant QLD"]
["CQ Coal SC",8.1311560870000008,"2023-07-01",null,"New Entrant QLD"]
["CQ Coal SC",8.0909774809999995,"2024-07-01",null,"New Entrant QLD"]
["CQ Coal SC",8.0536878539999996,"2025-07-01",null,"New Entrant QLD"]
["CQ Coal SC",8.0190686909999993,"2026-07-01",null,"New Entrant QLD"]
["CQ Coal SC",7.9869194050000001,"2027-07-01",null,"New Entrant QLD"]
["CQ Coal SC",7.957055692,"2028-07-01",null,"New Entrant QLD"]
["CQ Coal SC",7.9293080500000004,"2029-07-01",null,"New Entrant QLD"]
["CQ Coal SC",7.9035204600000002,"2030-07-01",null,"New Entrant QLD"]
["CQ Coal SC",7.8795491960000001,"2031-07-01",null,"New Entrant QLD"]
["CQ Coal SC",7.8572617559999998,"2032-07-01",null,"New Entrant QLD"]
["CQ Coal SC",7.8365359010000004,"2033-07-01",null,"New Entrant QLD"]
["CQ Coal SC",7.8172587780000002,"2034-07-01",null,"New Entrant QLD"]
["CQ Coal SC",7.7993261389999997,"2035-07-01",null,"New Entrant QLD"]
["CQ Coal SC",7.7826416270000003,"2036-07-01",null,"New Entrant QLD"]
["CQ Coal SC",7.7671161240000002,"2037-07-01",null,"New Entrant QLD"]
["CQ Coal SC",7.7526671690000004,"2038-07-01",null,"New Entrant QLD"]
["CQ Coal SC",7.7392184239999997,"2039-07-01",null,"New Entrant QLD"]
["CQ Coal SC CCS",11.523687580000001,"2014-07-01",null,"New Entrant QLD"]
["CQ Coal SC CCS",11.4129313,"2015-07-01",null,"New Entrant QLD"]
["CQ Coal SC CCS",11.306451149999999,"2016-07-01",null,"New Entrant QLD"]
["CQ Coal SC CCS",11.20405381,"2017-07-01",null,"New Entrant QLD"]
["CQ Coal SC CCS",11.10555636,"2018-07-01",null,"New Entrant QLD"]
["CQ Coal SC CCS",11.010785650000001,"2019-07-01",null,"New Entrant QLD"]
["CQ Coal SC CCS",10.919577670000001,"2020-07-01",null,"New Entrant QLD"]
["CQ Coal SC CCS",10.83177699,"2021-07-01",null,"New Entrant QLD"]
["CQ Coal SC CCS",10.747236239999999,"2022-07-01",null,"New Entrant QLD"]
["CQ Coal SC CCS",10.665815589999999,"2023-07-01",null,"New Entrant QLD"]
["CQ Coal SC CCS",10.587382330000001,"2024-07-01",null,"New Entrant QLD"]
["CQ Coal SC CCS",10.511810430000001,"2025-07-01",null,"New Entrant QLD"]
["CQ Coal SC CCS",10.43898014,"2026-07-01",null,"New Entrant QLD"]
["CQ Coal SC CCS",10.368777619999999,"2027-07-01",null,"New Entrant QLD"]
["CQ Coal SC CCS",10.301094600000001,"2028-07-01",null,"New Entrant QLD"]
["CQ Coal SC CCS",10.235828079999999,"2029-07-01",null,"New Entrant QLD"]
["CQ Coal SC CCS",10.17287999,"2030-07-01",null,"New Entrant QLD"]
["CQ Coal SC CCS",10.112156929999999,"2031-07-01",null,"New Entrant QLD"]
["CQ Coal SC CCS",10.05356993,"2032-07-01",null,"New Entrant QLD"]
["CQ Coal SC CCS",9.997034159,"2033-07-01",null,"New Entrant QLD"]
["CQ Coal SC CCS",9.9424687340000002,"2034-07-01",null,"New Entrant QLD"]
["CQ Coal SC CCS",9.8897964890000001,"2035-07-01",null,"New Entrant QLD"]
["CQ Coal SC CCS",9.8389437770000008,"2036-07-01",null,"New Entrant QLD"]
["CQ Coal SC CCS",9.789840281,"2037-07-01",null,"New Entrant QLD"]
["CQ Coal SC CCS",9.7424188370000007,"2038-07-01",null,"New Entrant QLD"]
["CQ Coal SC CCS",9.6966152700000006,"2039-07-01",null,"New Entrant QLD"]
["CQ OCGT",10.41968162,"2014-07-01",null,"New Entrant QLD"]
["CQ OCGT",10.32342663,"2015-07-01",null,"New Entrant QLD"]
["CQ OCGT",10.23445257,"2016-07-01",null,"New Entrant QLD"]
["CQ OCGT",10.152160759999999,"2017-07-01",null,"New Entrant QLD"]
["CQ OCGT",10.076007929999999,"2018-07-01",null,"New Entrant QLD"]
["CQ OCGT",10.005500359999999,"2019-07-01",null,"New Entrant QLD"]
["CQ OCGT",9.9401886640000008,"2020-07-01",null,"New Entrant QLD"]
["CQ OCGT",9.8796632399999993,"2021-07-01",null,"New Entrant QLD"]
["CQ OCGT",9.8235502300000004,"2022-07-01",null,"New Entrant QLD"]
["CQ OCGT",9.7715079800000009,"2023-07-01",null,"New Entrant QLD"]
["CQ OCGT",9.7232238790000007,"2024-07-01",null,"New Entrant QLD"]
["CQ OCGT",9.6784115689999997,"2025-07-01",null,"New Entrant QLD"]
["CQ OCGT",9.6368084530000004,"2026-07-01",null,"New Entrant QLD"]
["CQ OCGT",9.5981734789999997,"2027-07-01",null,"New Entrant QLD"]
["CQ OCGT",9.5622851620000002,"2028-07-01",null,"New Entrant QLD"]
["CQ OCGT",9.5289398040000002,"2029-07-01",null,"New Entrant QLD"]
["CQ OCGT",9.4979499129999994,"2030-07-01",null,"New Entrant QLD"]
["CQ OCGT",9.4691427669999992,"2031-07-01",null,"New Entrant QLD"]
["CQ OCGT",9.4423591350000002,"2032-07-01",null,"New Entrant QLD"]
["CQ OCGT",9.4174521159999998,"2033-07-01",null,"New Entrant QLD"]
["CQ OCGT",9.3942860909999997,"2034-07-01",null,"New Entrant QLD"]
["CQ OCGT",9.3727357829999995,"2035-07-01",null,"New Entrant QLD"]
["CQ OCGT",9.3526853929999998,"2036-07-01",null,"New Entrant QLD"]
["CQ OCGT",9.334027828,"2037-07-01",null,"New Entrant QLD"]
["CQ OCGT",9.3166639910000004,"2038-07-01",null,"New Entrant QLD"]
["CQ OCGT",9.3005021410000008,"2039-07-01",null,"New Entrant QLD"]
["NQ CCGT",7.1132187309999999,"2014-07-01",null,"New Entrant QLD"]
["NQ CCGT",7.0481560510000003,"2015-07-01",null,"New Entrant QLD"]
["NQ CCGT",6.9886031040000001,"2016-07-01",null,"New Entrant QLD"]
["NQ CCGT",6.9340578720000003,"2017-07-01",null,"New Entrant QLD"]
["NQ CCGT",6.8840692700000004,"2018-07-01",null,"New Entrant QLD"]
["NQ CCGT",6.8382312350000003,"2019-07-01",null,"New Entrant QLD"]
["NQ CCGT",6.7961776169999997,"2020-07-01",null,"New Entrant QLD"]
["NQ CCGT",6.7575777199999996,"2021-07-01",null,"New Entrant QLD"]
["NQ CCGT",6.7221324249999999,"2022-07-01",null,"New Entrant QLD"]
["NQ CCGT",6.6895707880000002,"2023-07-01",null,"New Entrant QLD"]
["NQ CCGT",6.6596470649999997,"2024-07-01",null,"New Entrant QLD"]
["NQ CCGT",6.6321380899999998,"2025-07-01",null,"New Entrant QLD"]
["NQ CCGT",6.606840966,"2026-07-01",null,"New Entrant QLD"]
["NQ CCGT",6.5835710260000004,"2027-07-01",null,"New Entrant QLD"]
["NQ CCGT",6.5621600229999997,"2028-07-01",null,"New Entrant QLD"]
["NQ CCGT",6.5424545289999996,"2029-07-01",null,"New Entrant QLD"]
["NQ CCGT",6.5243145010000001,"2030-07-01",null,"New Entrant QLD"]
["NQ CCGT",6.5076120140000002,"2031-07-01",null,"New Entrant QLD"]
["NQ CCGT",6.4922301180000002,"2032-07-01",null,"New Entrant QLD"]
["NQ CCGT",6.4780618270000003,"2033-07-01",null,"New Entrant QLD"]
["NQ CCGT",6.4650091989999998,"2034-07-01",null,"New Entrant QLD"]
["NQ CCGT",6.4529825189999999,"2035-07-01",null,"New Entrant QLD"]
["NQ CCGT",6.4418995609999996,"2036-07-01",null,"New Entrant QLD"]
["NQ CCGT",6.4316849249999999,"2037-07-01",null,"New Entrant QLD"]
["NQ CCGT",6.4222694310000001,"2038-07-01",null,"New Entrant QLD"]
["NQ CCGT",6.4135895810000001,"2039-07-01",null,"New Entrant QLD"]
["NQ CCGT CCS",8.1595648230000002,"2014-07-01",null,"New Entrant QLD"]
["NQ CCGT CCS",8.0834378719999993,"2015-07-01",null,"New Entrant QLD"]
["NQ CCGT CCS",8.0123744850000005,"2016-07-01",null,"New Entrant QLD"]
["NQ CCGT CCS",7.9460038820000003,"2017-07-01",null,"New Entrant QLD"]
["NQ CCGT CCS",7.8839862500000004,"2018-07-01",null,"New Entrant QLD"]
["NQ CCGT CCS",7.8260097430000002,"2019-07-01",null,"New Entrant QLD"]
["NQ CCGT CCS",7.7717878200000001,"2020-07-01",null,"New Entrant QLD"]
["NQ CCGT CCS",7.7210568610000001,"2021-07-01",null,"New Entrant QLD"]
["NQ CCGT CCS",7.6735740589999999,"2022-07-01",null,"New Entrant QLD"]
["NQ CCGT CCS",7.6291155220000002,"2023-07-01",null,"New Entrant QLD"]
["NQ CCGT CCS",7.5874745790000002,"2024-07-01",null,"New Entrant QLD"]
["NQ CCGT CCS",7.5484602609999998,"2025-07-01",null,"New Entrant QLD"]
["NQ CCGT CCS",7.5118959380000003,"2026-07-01",null,"New Entrant QLD"]
["NQ CCGT CCS",7.4776180869999997,"2027-07-01",null,"New Entrant QLD"]
["NQ CCGT CCS",7.4454751870000004,"2028-07-01",null,"New Entrant QLD"]
["NQ CCGT CCS",7.4153267190000003,"2029-07-01",null,"New Entrant QLD"]
["NQ CCGT CCS",7.3870422590000002,"2030-07-01",null,"New Entrant QLD"]
["NQ CCGT CCS",7.3605006660000001,"2031-07-01",null,"New Entrant QLD"]
["NQ CCGT CCS",7.3355893329999997,"2032-07-01",null,"New Entrant QLD"]
["NQ CCGT CCS",7.3122035160000003,"2033-07-01",null,"New Entrant QLD"]
["NQ CCGT CCS",7.2902457170000003,"2034-07-01",null,"New Entrant QLD"]
["NQ CCGT CCS",7.2696251329999999,"2035-07-01",null,"New Entrant QLD"]
["NQ CCGT CCS",7.2502571370000002,"2036-07-01",null,"New Entrant QLD"]
["NQ CCGT CCS",7.2320628180000002,"2037-07-01",null,"New Entrant QLD"]
["NQ CCGT CCS",7.2149685540000004,"2038-07-01",null,"New Entrant QLD"]
["NQ CCGT CCS",7.1989056250000001,"2039-07-01",null,"New Entrant QLD"]
["NQ Coal SC",8.6705202309999994,"2014-07-01",null,"New Entrant QLD"]
["NQ Coal SC",8.5904236520000001,"2015-07-01",null,"New Entrant QLD"]
["NQ Coal SC",8.5163857509999996,"2016-07-01",null,"New Entrant QLD"]
["NQ Coal SC",8.4479083369999994,"2017-07-01",null,"New Entrant QLD"]
["NQ Coal SC",8.3845393519999991,"2018-07-01",null,"New Entrant QLD"]
["NQ Coal SC",8.3258679519999994,"2019-07-01",null,"New Entrant QLD"]
["NQ Coal SC",8.2715201920000005,"2020-07-01",null,"New Entrant QLD"]
["NQ Coal SC",8.2211552250000004,"2021-07-01",null,"New Entrant QLD"]
["NQ Coal SC",8.1744619570000001,"2022-07-01",null,"New Entrant QLD"]
["NQ Coal SC",8.1311560870000008,"2023-07-01",null,"New Entrant QLD"]
["NQ Coal SC",8.0909774809999995,"2024-07-01",null,"New Entrant QLD"]
["NQ Coal SC",8.0536878539999996,"2025-07-01",null,"New Entrant QLD"]
["NQ Coal SC",8.0190686909999993,"2026-07-01",null,"New Entrant QLD"]
["NQ Coal SC",7.9869194050000001,"2027-07-01",null,"New Entrant QLD"]
["NQ Coal SC",7.957055692,"2028-07-01",null,"New Entrant QLD"]
["NQ Coal SC",7.9293080500000004,"2029-07-01",null,"New Entrant QLD"]
["NQ Coal SC",7.9035204600000002,"2030-07-01",null,"New Entrant QLD"]
["NQ Coal SC",7.8795491960000001,"2031-07-01",null,"New Entrant QLD"]
["NQ Coal SC",7.8572617559999998,"2032-07-01",null,"New Entrant QLD"]
["NQ Coal SC",7.8365359010000004,"2033-07-01",null,"New Entrant QLD"]
["NQ Coal SC",7.8172587780000002,"2034-07-01",null,"New Entrant QLD"]
["NQ Coal SC",7.7993261389999997,"2035-07-01",null,"New Entrant QLD"]
["NQ Coal SC",7.7826416270000003,"2036-07-01",null,"New Entrant QLD"]
["NQ Coal SC",7.7671161240000002,"2037-07-01",null,"New Entrant QLD"]
["NQ Coal SC",7.7526671690000004,"2038-07-01",null,"New Entrant QLD"]
["NQ Coal SC",7.7392184239999997,"2039-07-01",null,"New Entrant QLD"]
["NQ Coal SC CCS",11.523687580000001,"2014-07-01",null,"New Entrant QLD"]
["NQ Coal SC CCS",11.4129313,"2015-07-01",null,"New Entrant QLD"]
["NQ Coal SC CCS",11.306451149999999,"2016-07-01",null,"New Entrant QLD"]
["NQ Coal SC CCS",11.20405381,"2017-07-01",null,"New Entrant QLD"]
["NQ Coal SC CCS",11.10555636,"2018-07-01",null,"New Entrant QLD"]
["NQ Coal SC CCS",11.010785650000001,"2019-07-01",null,"New Entrant QLD"]
["NQ Coal SC CCS",10.919577670000001,"2020-07-01",null,"New Entrant QLD"]
["NQ Coal SC CCS",10.83177699,"2021-07-01",null,"New Entrant QLD"]
["NQ Coal SC CCS",10.747236239999999,"2022-07-01",null,"New Entrant QLD"]
["NQ Coal SC CCS",10.665815589999999,"2023-07-01",null,"New Entrant QLD"]
["NQ Coal SC CCS",10.587382330000001,"2024-07-01",null,"New Entrant QLD"]
["NQ Coal SC CCS",10.511810430000001,"2025-07-01",null,"New Entrant QLD"]
["NQ Coal SC CCS",10.43898014,"2026-07-01",null,"New Entrant QLD"]
["NQ Coal SC CCS",10.368777619999999,"2027-07-01",null,"New Entrant QLD"]
["NQ Coal SC CCS",10.301094600000001,"2028-07-01",null,"New Entrant QLD"]
["NQ Coal SC CCS",10.235828079999999,"2029-07-01",null,"New Entrant QLD"]
["NQ Coal SC CCS",10.17287999,"2030-07-01",null,"New Entrant QLD"]
["NQ Coal SC CCS",10.112156929999999,"2031-07-01",null,"New Entrant QLD"]
["NQ Coal SC CCS",10.05356993,"2032-07-01",null,"New Entrant QLD"]
["NQ Coal SC CCS",9.997034159,"2033-07-01",null,"New Entrant QLD"]
["NQ Coal SC CCS",9.9424687340000002,"2034-07-01",null,"New Entrant QLD"]
["NQ Coal SC CCS",9.8897964890000001,"2035-07-01",null,"New Entrant QLD"]
["NQ Coal SC CCS",9.8389437770000008,"2036-07-01",null,"New Entrant QLD"]
["NQ Coal SC CCS",9.789840281,"2037-07-01",null,"New Entrant QLD"]
["NQ Coal SC CCS",9.7424188370000007,"2038-07-01",null,"New Entrant QLD"]
["NQ Coal SC CCS",9.6966152700000006,"2039-07-01",null,"New Entrant QLD"]
["NQ OCGT",10.41968162,"2014-07-01",null,"New Entrant QLD"]
["NQ OCGT",10.32342663,"2015-07-01",null,"New Entrant QLD"]
["NQ OCGT",10.23445257,"2016-07-01",null,"New Entrant QLD"]
["NQ OCGT",10.152160759999999,"2017-07-01",null,"New Entrant QLD"]
["NQ OCGT",10.076007929999999,"2018-07-01",null,"New Entrant QLD"]
["NQ OCGT",10.005500359999999,"2019-07-01",null,"New Entrant QLD"]
["NQ OCGT",9.9401886640000008,"2020-07-01",null,"New Entrant QLD"]
["NQ OCGT",9.8796632399999993,"2021-07-01",null,"New Entrant QLD"]
["NQ OCGT",9.8235502300000004,"2022-07-01",null,"New Entrant QLD"]
["NQ OCGT",9.7715079800000009,"2023-07-01",null,"New Entrant QLD"]
["NQ OCGT",9.7232238790000007,"2024-07-01",null,"New Entrant QLD"]
["NQ OCGT",9.6784115689999997,"2025-07-01",null,"New Entrant QLD"]
["NQ OCGT",9.6368084530000004,"2026-07-01",null,"New Entrant QLD"]
["NQ OCGT",9.5981734789999997,"2027-07-01",null,"New Entrant QLD"]
["NQ OCGT",9.5622851620000002,"2028-07-01",null,"New Entrant QLD"]
["NQ OCGT",9.5289398040000002,"2029-07-01",null,"New Entrant QLD"]
["NQ OCGT",9.4979499129999994,"2030-07-01",null,"New Entrant QLD"]
["NQ OCGT",9.4691427669999992,"2031-07-01",null,"New Entrant QLD"]
["NQ OCGT",9.4423591350000002,"2032-07-01",null,"New Entrant QLD"]
["NQ OCGT",9.4174521159999998,"2033-07-01",null,"New Entrant QLD"]
["NQ OCGT",9.3942860909999997,"2034-07-01",null,"New Entrant QLD"]
["NQ OCGT",9.3727357829999995,"2035-07-01",null,"New Entrant QLD"]
["NQ OCGT",9.3526853929999998,"2036-07-01",null,"New Entrant QLD"]
["NQ OCGT",9.334027828,"2037-07-01",null,"New Entrant QLD"]
["NQ OCGT",9.3166639910000004,"2038-07-01",null,"New Entrant QLD"]
["NQ OCGT",9.3005021410000008,"2039-07-01",null,"New Entrant QLD"]
["SEQ CCGT",7.1132187309999999,"2014-07-01",null,"New Entrant QLD"]
["SEQ CCGT",7.0481560510000003,"2015-07-01",null,"New Entrant QLD"]
["SEQ CCGT",6.9886031040000001,"2016-07-01",null,"New Entrant QLD"]
["SEQ CCGT",6.9340578720000003,"2017-07-01",null,"New Entrant QLD"]
["SEQ CCGT",6.8840692700000004,"2018-07-01",null,"New Entrant QLD"]
["SEQ CCGT",6.8382312350000003,"2019-07-01",null,"New Entrant QLD"]
["SEQ CCGT",6.7961776169999997,"2020-07-01",null,"New Entrant QLD"]
["SEQ CCGT",6.7575777199999996,"2021-07-01",null,"New Entrant QLD"]
["SEQ CCGT",6.7221324249999999,"2022-07-01",null,"New Entrant QLD"]
["SEQ CCGT",6.6895707880000002,"2023-07-01",null,"New Entrant QLD"]
["SEQ CCGT",6.6596470649999997,"2024-07-01",null,"New Entrant QLD"]
["SEQ CCGT",6.6321380899999998,"2025-07-01",null,"New Entrant QLD"]
["SEQ CCGT",6.606840966,"2026-07-01",null,"New Entrant QLD"]
["SEQ CCGT",6.5835710260000004,"2027-07-01",null,"New Entrant QLD"]
["SEQ CCGT",6.5621600229999997,"2028-07-01",null,"New Entrant QLD"]
["SEQ CCGT",6.5424545289999996,"2029-07-01",null,"New Entrant QLD"]
["SEQ CCGT",6.5243145010000001,"2030-07-01",null,"New Entrant QLD"]
["SEQ CCGT",6.5076120140000002,"2031-07-01",null,"New Entrant QLD"]
["SEQ CCGT",6.4922301180000002,"2032-07-01",null,"New Entrant QLD"]
["SEQ CCGT",6.4780618270000003,"2033-07-01",null,"New Entrant QLD"]
["SEQ CCGT",6.4650091989999998,"2034-07-01",null,"New Entrant QLD"]
["SEQ CCGT",6.4529825189999999,"2035-07-01",null,"New Entrant QLD"]
["SEQ CCGT",6.4418995609999996,"2036-07-01",null,"New Entrant QLD"]
["SEQ CCGT",6.4316849249999999,"2037-07-01",null,"New Entrant QLD"]
["SEQ CCGT",6.4222694310000001,"2038-07-01",null,"New Entrant QLD"]
["SEQ CCGT",6.4135895810000001,"2039-07-01",null,"New Entrant QLD"]
["SEQ CCGT CCS",8.1595648230000002,"2014-07-01",null,"New Entrant QLD"]
["SEQ CCGT CCS",8.0834378719999993,"2015-07-01",null,"New Entrant QLD"]
["SEQ CCGT CCS",8.0123744850000005,"2016-07-01",null,"New Entrant QLD"]
["SEQ CCGT CCS",7.9460038820000003,"2017-07-01",null,"New Entrant QLD"]
["SEQ CCGT CCS",7.8839862500000004,"2018-07-01",null,"New Entrant QLD"]
["SEQ CCGT CCS",7.8260097430000002,"2019-07-01",null,"New Entrant QLD"]
["SEQ CCGT CCS",7.7717878200000001,"2020-07-01",null,"New Entrant QLD"]
["SEQ CCGT CCS",7.7210568610000001,"2021-07-01",null,"New Entrant QLD"]
["SEQ CCGT CCS",7.6735740589999999,"2022-07-01",null,"New Entrant QLD"]
["SEQ CCGT CCS",7.6291155220000002,"2023-07-01",null,"New Entrant QLD"]
["SEQ CCGT CCS",7.5874745790000002,"2024-07-01",null,"New Entrant QLD"]
["SEQ CCGT CCS",7.5484602609999998,"2025-07-01",null,"New Entrant QLD"]
["SEQ CCGT CCS",7.5118959380000003,"2026-07-01",null,"New Entrant QLD"]
["SEQ CCGT CCS",7.4776180869999997,"2027-07-01",null,"New Entrant QLD"]
["SEQ CCGT CCS",7.4454751870000004,"2028-07-01",null,"New Entrant QLD"]
["SEQ CCGT CCS",7.4153267190000003,"2029-07-01",null,"New Entrant QLD"]
["SEQ CCGT CCS",7.3870422590000002,"2030-07-01",null,"New Entrant QLD"]
["SEQ CCGT CCS",7.3605006660000001,"2031-07-01",null,"New Entrant QLD"]
["SEQ CCGT CCS",7.3355893329999997,"2032-07-01",null,"New Entrant QLD"]
["SEQ CCGT CCS",7.3122035160000003,"2033-07-01",null,"New Entrant QLD"]
["SEQ CCGT CCS",7.2902457170000003,"2034-07-01",null,"New Entrant QLD"]
["SEQ CCGT CCS",7.2696251329999999,"2035-07-01",null,"New Entrant QLD"]
["SEQ CCGT CCS",7.2502571370000002,"2036-07-01",null,"New Entrant QLD"]
["SEQ CCGT CCS",7.2320628180000002,"2037-07-01",null,"New Entrant QLD"]
["SEQ CCGT CCS",7.2149685540000004,"2038-07-01",null,"New Entrant QLD"]
["SEQ CCGT CCS",7.1989056250000001,"2039-07-01",null,"New Entrant QLD"]
["SEQ Coal SC",8.6705202309999994,"2014-07-01",null,"New Entrant QLD"]
["SEQ Coal SC",8.5904236520000001,"2015-07-01",null,"New Entrant QLD"]
["SEQ Coal SC",8.5163857509999996,"2016-07-01",null,"New Entrant QLD"]
["SEQ Coal SC",8.4479083369999994,"2017-07-01",null,"New Entrant QLD"]
["SEQ Coal SC",8.3845393519999991,"2018-07-01",null,"New Entrant QLD"]
["SEQ Coal SC",8.3258679519999994,"2019-07-01",null,"New Entrant QLD"]
["SEQ Coal SC",8.2715201920000005,"2020-07-01",null,"New Entrant QLD"]
["SEQ Coal SC",8.2211552250000004,"2021-07-01",null,"New Entrant QLD"]
["SEQ Coal SC",8.1744619570000001,"2022-07-01",null,"New Entrant QLD"]
["SEQ Coal SC",8.1311560870000008,"2023-07-01",null,"New Entrant QLD"]
["SEQ Coal SC",8.0909774809999995,"2024-07-01",null,"New Entrant QLD"]
["SEQ Coal SC",8.0536878539999996,"2025-07-01",null,"New Entrant QLD"]
["SEQ Coal SC",8.0190686909999993,"2026-07-01",null,"New Entrant QLD"]
["SEQ Coal SC",7.9869194050000001,"2027-07-01",null,"New Entrant QLD"]
["SEQ Coal SC",7.957055692,"2028-07-01",null,"New Entrant QLD"]
["SEQ Coal SC",7.9293080500000004,"2029-07-01",null,"New Entrant QLD"]
["SEQ Coal SC",7.9035204600000002,"2030-07-01",null,"New Entrant QLD"]
["SEQ Coal SC",7.8795491960000001,"2031-07-01",null,"New Entrant QLD"]
["SEQ Coal SC",7.8572617559999998,"2032-07-01",null,"New Entrant QLD"]
["SEQ Coal SC",7.8365359010000004,"2033-07-01",null,"New Entrant QLD"]
["SEQ Coal SC",7.8172587780000002,"2034-07-01",null,"New Entrant QLD"]
["SEQ Coal SC",7.7993261389999997,"2035-07-01",null,"New Entrant QLD"]
["SEQ Coal SC",7.7826416270000003,"2036-07-01",null,"New Entrant QLD"]
["SEQ Coal SC",7.7671161240000002,"2037-07-01",null,"New Entrant QLD"]
["SEQ Coal SC",7.7526671690000004,"2038-07-01",null,"New Entrant QLD"]
["SEQ Coal SC",7.7392184239999997,"2039-07-01",null,"New Entrant QLD"]
["SEQ Coal SC CCS",11.523687580000001,"2014-07-01",null,"New Entrant QLD"]
["SEQ Coal SC CCS",11.4129313,"2015-07-01",null,"New Entrant QLD"]
["SEQ Coal SC CCS",11.306451149999999,"2016-07-01",null,"New Entrant QLD"]
["SEQ Coal SC CCS",11.20405381,"2017-07-01",null,"New Entrant QLD"]
["SEQ Coal SC CCS",11.10555636,"2018-07-01",null,"New Entrant QLD"]
["SEQ Coal SC CCS",11.010785650000001,"2019-07-01",null,"New Entrant QLD"]
["SEQ Coal SC CCS",10.919577670000001,"2020-07-01",null,"New Entrant QLD"]
["SEQ Coal SC CCS",10.83177699,"2021-07-01",null,"New Entrant QLD"]
["SEQ Coal SC CCS",10.747236239999999,"2022-07-01",null,"New Entrant QLD"]
["SEQ Coal SC CCS",10.665815589999999,"2023-07-01",null,"New Entrant QLD"]
["SEQ Coal SC CCS",10.587382330000001,"2024-07-01",null,"New Entrant QLD"]
["SEQ Coal SC CCS",10.511810430000001,"2025-07-01",null,"New Entrant QLD"]
["SEQ Coal SC CCS",10.43898014,"2026-07-01",null,"New Entrant QLD"]
["SEQ Coal SC CCS",10.368777619999999,"2027-07-01",null,"New Entrant QLD"]
["SEQ Coal SC CCS",10.301094600000001,"2028-07-01",null,"New Entrant QLD"]
["SEQ Coal SC CCS",10.235828079999999,"2029-07-01",null,"New Entrant QLD"]
["SEQ Coal SC CCS",10.17287999,"2030-07-01",null,"New Entrant QLD"]
["SEQ Coal SC CCS",10.112156929999999,"2031-07-01",null,"New Entrant QLD"]
["SEQ Coal SC CCS",10.05356993,"2032-07-01",null,"New Entrant QLD"]
["SEQ Coal SC CCS",9.997034159,"2033-07-01",null,"New Entrant QLD"]
["SEQ Coal SC CCS",9.9424687340000002,"2034-07-01",null,"New Entrant QLD"]
["SEQ Coal SC CCS",9.8897964890000001,"2035-07-01",null,"New Entrant QLD"]
["SEQ Coal SC CCS",9.8389437770000008,"2036-07-01",null,"New Entrant QLD"]
["SEQ Coal SC CCS",9.789840281,"2037-07-01",null,"New Entrant QLD"]
["SEQ Coal SC CCS",9.7424188370000007,"2038-07-01",null,"New Entrant QLD"]
["SEQ Coal SC CCS",9.6966152700000006,"2039-07-01",null,"New Entrant QLD"]
["SEQ OCGT",10.41968162,"2014-07-01",null,"New Entrant QLD"]
["SEQ OCGT",10.32342663,"2015-07-01",null,"New Entrant QLD"]
["SEQ OCGT",10.23445257,"2016-07-01",null,"New Entrant QLD"]
["SEQ OCGT",10.152160759999999,"2017-07-01",null,"New Entrant QLD"]
["SEQ OCGT",10.076007929999999,"2018-07-01",null,"New Entrant QLD"]
["SEQ OCGT",10.005500359999999,"2019-07-01",null,"New Entrant QLD"]
["SEQ OCGT",9.9401886640000008,"2020-07-01",null,"New Entrant QLD"]
["SEQ OCGT",9.8796632399999993,"2021-07-01",null,"New Entrant QLD"]
["SEQ OCGT",9.8235502300000004,"2022-07-01",null,"New Entrant QLD"]
["SEQ OCGT",9.7715079800000009,"2023-07-01",null,"New Entrant QLD"]
["SEQ OCGT",9.7232238790000007,"2024-07-01",null,"New Entrant QLD"]
["SEQ OCGT",9.6784115689999997,"2025-07-01",null,"New Entrant QLD"]
["SEQ OCGT",9.6368084530000004,"2026-07-01",null,"New Entrant QLD"]
["SEQ OCGT",9.5981734789999997,"2027-07-01",null,"New Entrant QLD"]
["SEQ OCGT",9.5622851620000002,"2028-07-01",null,"New Entrant QLD"]
["SEQ OCGT",9.5289398040000002,"2029-07-01",null,"New Entrant QLD"]
["SEQ OCGT",9.4979499129999994,"2030-07-01",null,"New Entrant QLD"]
["SEQ OCGT",9.4691427669999992,"2031-07-01",null,"New Entrant QLD"]
["SEQ OCGT",9.4423591350000002,"2032-07-01",null,"New Entrant QLD"]
["SEQ OCGT",9.4174521159999998,"2033-07-01",null,"New Entrant QLD"]
["SEQ OCGT",9.3942860909999997,"2034-07-01",null,"New Entrant QLD"]
["SEQ OCGT",9.3727357829999995,"2035-07-01",null,"New Entrant QLD"]
["SEQ OCGT",9.3526853929999998,"2036-07-01",null,"New Entrant QLD"]
["SEQ OCGT",9.334027828,"2037-07-01",null,"New Entrant QLD"]
["SEQ OCGT",9.3166639910000004,"2038-07-01",null,"New Entrant QLD"]
["SEQ OCGT",9.3005021410000008,"2039-07-01",null,"New Entrant QLD"]
["SWQ CCGT",7.1132187309999999,"2014-07-01",null,"New Entrant QLD"]
["SWQ CCGT",7.0481560510000003,"2015-07-01",null,"New Entrant QLD"]
["SWQ CCGT",6.9886031040000001,"2016-07-01",null,"New Entrant QLD"]
["SWQ CCGT",6.9340578720000003,"2017-07-01",null,"New Entrant QLD"]
["SWQ CCGT",6.8840692700000004,"2018-07-01",null,"New Entrant QLD"]
["SWQ CCGT",6.8382312350000003,"2019-07-01",null,"New Entrant QLD"]
["SWQ CCGT",6.7961776169999997,"2020-07-01",null,"New Entrant QLD"]
["SWQ CCGT",6.7575777199999996,"2021-07-01",null,"New Entrant QLD"]
["SWQ CCGT",6.7221324249999999,"2022-07-01",null,"New Entrant QLD"]
["SWQ CCGT",6.6895707880000002,"2023-07-01",null,"New Entrant QLD"]
["SWQ CCGT",6.6596470649999997,"2024-07-01",null,"New Entrant QLD"]
["SWQ CCGT",6.6321380899999998,"2025-07-01",null,"New Entrant QLD"]
["SWQ CCGT",6.606840966,"2026-07-01",null,"New Entrant QLD"]
["SWQ CCGT",6.5835710260000004,"2027-07-01",null,"New Entrant QLD"]
["SWQ CCGT",6.5621600229999997,"2028-07-01",null,"New Entrant QLD"]
["SWQ CCGT",6.5424545289999996,"2029-07-01",null,"New Entrant QLD"]
["SWQ CCGT",6.5243145010000001,"2030-07-01",null,"New Entrant QLD"]
["SWQ CCGT",6.5076120140000002,"2031-07-01",null,"New Entrant QLD"]
["SWQ CCGT",6.4922301180000002,"2032-07-01",null,"New Entrant QLD"]
["SWQ CCGT",6.4780618270000003,"2033-07-01",null,"New Entrant QLD"]
["SWQ CCGT",6.4650091989999998,"2034-07-01",null,"New Entrant QLD"]
["SWQ CCGT",6.4529825189999999,"2035-07-01",null,"New Entrant QLD"]
["SWQ CCGT",6.4418995609999996,"2036-07-01",null,"New Entrant QLD"]
["SWQ CCGT",6.4316849249999999,"2037-07-01",null,"New Entrant QLD"]
["SWQ CCGT",6.4222694310000001,"2038-07-01",null,"New Entrant QLD"]
["SWQ CCGT",6.4135895810000001,"2039-07-01",null,"New Entrant QLD"]
["SWQ CCGT CCS",8.1595648230000002,"2014-07-01",null,"New Entrant QLD"]
["SWQ CCGT CCS",8.0834378719999993,"2015-07-01",null,"New Entrant QLD"]
["SWQ CCGT CCS",8.0123744850000005,"2016-07-01",null,"New Entrant QLD"]
["SWQ CCGT CCS",7.9460038820000003,"2017-07-01",null,"New Entrant QLD"]
["SWQ CCGT CCS",7.8839862500000004,"2018-07-01",null,"New Entrant QLD"]
["SWQ CCGT CCS",7.8260097430000002,"2019-07-01",null,"New Entrant QLD"]
["SWQ CCGT CCS",7.7717878200000001,"2020-07-01",null,"New Entrant QLD"]
["SWQ CCGT CCS",7.7210568610000001,"2021-07-01",null,"New Entrant QLD"]
["SWQ CCGT CCS",7.6735740589999999,"2022-07-01",null,"New Entrant QLD"]
["SWQ CCGT CCS",7.6291155220000002,"2023-07-01",null,"New Entrant QLD"]
["SWQ CCGT CCS",7.5874745790000002,"2024-07-01",null,"New Entrant QLD"]
["SWQ CCGT CCS",7.5484602609999998,"2025-07-01",null,"New Entrant QLD"]
["SWQ CCGT CCS",7.5118959380000003,"2026-07-01",null,"New Entrant QLD"]
["SWQ CCGT CCS",7.4776180869999997,"2027-07-01",null,"New Entrant QLD"]
["SWQ CCGT CCS",7.4454751870000004,"2028-07-01",null,"New Entrant QLD"]
["SWQ CCGT CCS",7.4153267190000003,"2029-07-01",null,"New Entrant QLD"]
["SWQ CCGT CCS",7.3870422590000002,"2030-07-01",null,"New Entrant QLD"]
["SWQ CCGT CCS",7.3605006660000001,"2031-07-01",null,"New Entrant QLD"]
["SWQ CCGT CCS",7.3355893329999997,"2032-07-01",null,"New Entrant QLD"]
["SWQ CCGT CCS",7.3122035160000003,"2033-07-01",null,"New Entrant QLD"]
["SWQ CCGT CCS",7.2902457170000003,"2034-07-01",null,"New Entrant QLD"]
["SWQ CCGT CCS",7.2696251329999999,"2035-07-01",null,"New Entrant QLD"]
["SWQ CCGT CCS",7.2502571370000002,"2036-07-01",null,"New Entrant QLD"]
["SWQ CCGT CCS",7.2320628180000002,"2037-07-01",null,"New Entrant QLD"]
["SWQ CCGT CCS",7.2149685540000004,"2038-07-01",null,"New Entrant QLD"]
["SWQ CCGT CCS",7.1989056250000001,"2039-07-01",null,"New Entrant QLD"]
["SWQ Coal SC",8.6705202309999994,"2014-07-01",null,"New Entrant QLD"]
["SWQ Coal SC",8.5904236520000001,"2015-07-01",null,"New Entrant QLD"]
["SWQ Coal SC",8.5163857509999996,"2016-07-01",null,"New Entrant QLD"]
["SWQ Coal SC",8.4479083369999994,"2017-07-01",null,"New Entrant QLD"]
["SWQ Coal SC",8.3845393519999991,"2018-07-01",null,"New Entrant QLD"]
["SWQ Coal SC",8.3258679519999994,"2019-07-01",null,"New Entrant QLD"]
["SWQ Coal SC",8.2715201920000005,"2020-07-01",null,"New Entrant QLD"]
["SWQ Coal SC",8.2211552250000004,"2021-07-01",null,"New Entrant QLD"]
["SWQ Coal SC",8.1744619570000001,"2022-07-01",null,"New Entrant QLD"]
["SWQ Coal SC",8.1311560870000008,"2023-07-01",null,"New Entrant QLD"]
["SWQ Coal SC",8.0909774809999995,"2024-07-01",null,"New Entrant QLD"]
["SWQ Coal SC",8.0536878539999996,"2025-07-01",null,"New Entrant QLD"]
["SWQ Coal SC",8.0190686909999993,"2026-07-01",null,"New Entrant QLD"]
["SWQ Coal SC",7.9869194050000001,"2027-07-01",null,"New Entrant QLD"]
["SWQ Coal SC",7.957055692,"2028-07-01",null,"New Entrant QLD"]
["SWQ Coal SC",7.9293080500000004,"2029-07-01",null,"New Entrant QLD"]
["SWQ Coal SC",7.9035204600000002,"2030-07-01",null,"New Entrant QLD"]
["SWQ Coal SC",7.8795491960000001,"2031-07-01",null,"New Entrant QLD"]
["SWQ Coal SC",7.8572617559999998,"2032-07-01",null,"New Entrant QLD"]
["SWQ Coal SC",7.8365359010000004,"2033-07-01",null,"New Entrant QLD"]
["SWQ Coal SC",7.8172587780000002,"2034-07-01",null,"New Entrant QLD"]
["SWQ Coal SC",7.7993261389999997,"2035-07-01",null,"New Entrant QLD"]
["SWQ Coal SC",7.7826416270000003,"2036-07-01",null,"New Entrant QLD"]
["SWQ Coal SC",7.7671161240000002,"2037-07-01",null,"New Entrant QLD"]
["SWQ Coal SC",7.7526671690000004,"2038-07-01",null,"New Entrant QLD"]
["SWQ Coal SC",7.7392184239999997,"2039-07-01",null,"New Entrant QLD"]
["SWQ Coal SC CCS",11.523687580000001,"2014-07-01",null,"New Entrant QLD"]
["SWQ Coal SC CCS",11.4129313,"2015-07-01",null,"New Entrant QLD"]
["SWQ Coal SC CCS",11.306451149999999,"2016-07-01",null,"New Entrant QLD"]
["SWQ Coal SC CCS",11.20405381,"2017-07-01",null,"New Entrant QLD"]
["SWQ Coal SC CCS",11.10555636,"2018-07-01",null,"New Entrant QLD"]
["SWQ Coal SC CCS",11.010785650000001,"2019-07-01",null,"New Entrant QLD"]
["SWQ Coal SC CCS",10.919577670000001,"2020-07-01",null,"New Entrant QLD"]
["SWQ Coal SC CCS",10.83177699,"2021-07-01",null,"New Entrant QLD"]
["SWQ Coal SC CCS",10.747236239999999,"2022-07-01",null,"New Entrant QLD"]
["SWQ Coal SC CCS",10.665815589999999,"2023-07-01",null,"New Entrant QLD"]
["SWQ Coal SC CCS",10.587382330000001,"2024-07-01",null,"New Entrant QLD"]
["SWQ Coal SC CCS",10.511810430000001,"2025-07-01",null,"New Entrant QLD"]
["SWQ Coal SC CCS",10.43898014,"2026-07-01",null,"New Entrant QLD"]
["SWQ Coal SC CCS",10.368777619999999,"2027-07-01",null,"New Entrant QLD"]
["SWQ Coal SC CCS",10.301094600000001,"2028-07-01",null,"New Entrant QLD"]
["SWQ Coal SC CCS",10.235828079999999,"2029-07-01",null,"New Entrant QLD"]
["SWQ Coal SC CCS",10.17287999,"2030-07-01",null,"New Entrant QLD"]
["SWQ Coal SC CCS",10.112156929999999,"2031-07-01",null,"New Entrant QLD"]
["SWQ Coal SC CCS",10.05356993,"2032-07-01",null,"New Entrant QLD"]
["SWQ Coal SC CCS",9.997034159,"2033-07-01",null,"New Entrant QLD"]
["SWQ Coal SC CCS",9.9424687340000002,"2034-07-01",null,"New Entrant QLD"]
["SWQ Coal SC CCS",9.8897964890000001,"2035-07-01",null,"New Entrant QLD"]
["SWQ Coal SC CCS",9.8389437770000008,"2036-07-01",null,"New Entrant QLD"]
["SWQ Coal SC CCS",9.789840281,"2037-07-01",null,"New Entrant QLD"]
["SWQ Coal SC CCS",9.7424188370000007,"2038-07-01",null,"New Entrant QLD"]
["SWQ Coal SC CCS",9.6966152700000006,"2039-07-01",null,"New Entrant QLD"]
["SWQ OCGT",10.41968162,"2014-07-01",null,"New Entrant QLD"]
["SWQ OCGT",10.32342663,"2015-07-01",null,"New Entrant QLD"]
["SWQ OCGT",10.23445257,"2016-07-01",null,"New Entrant QLD"]
["SWQ OCGT",10.152160759999999,"2017-07-01",null,"New Entrant QLD"]
["SWQ OCGT",10.076007929999999,"2018-07-01",null,"New Entrant QLD"]
["SWQ OCGT",10.005500359999999,"2019-07-01",null,"New Entrant QLD"]
["SWQ OCGT",9.9401886640000008,"2020-07-01",null,"New Entrant QLD"]
["SWQ OCGT",9.8796632399999993,"2021-07-01",null,"New Entrant QLD"]
["SWQ OCGT",9.8235502300000004,"2022-07-01",null,"New Entrant QLD"]
["SWQ OCGT",9.7715079800000009,"2023-07-01",null,"New Entrant QLD"]
["SWQ OCGT",9.7232238790000007,"2024-07-01",null,"New Entrant QLD"]
["SWQ OCGT",9.6784115689999997,"2025-07-01",null,"New Entrant QLD"]
["SWQ OCGT",9.6368084530000004,"2026-07-01",null,"New Entrant QLD"]
["SWQ OCGT",9.5981734789999997,"2027-07-01",null,"New Entrant QLD"]
["SWQ OCGT",9.5622851620000002,"2028-07-01",null,"New Entrant QLD"]
["SWQ OCGT",9.5289398040000002,"2029-07-01",null,"New Entrant QLD"]
["SWQ OCGT",9.4979499129999994,"2030-07-01",null,"New Entrant QLD"]
["SWQ OCGT",9.4691427669999992,"2031-07-01",null,"New Entrant QLD"]
["SWQ OCGT",9.4423591350000002,"2032-07-01",null,"New Entrant QLD"]
["SWQ OCGT",9.4174521159999998,"2033-07-01",null,"New Entrant QLD"]
["SWQ OCGT",9.3942860909999997,"2034-07-01",null,"New Entrant QLD"]
["SWQ OCGT",9.3727357829999995,"2035-07-01",null,"New Entrant QLD"]
["SWQ OCGT",9.3526853929999998,"2036-07-01",null,"New Entrant QLD"]
["SWQ OCGT",9.334027828,"2037-07-01",null,"New Entrant QLD"]
["SWQ OCGT",9.3166639910000004,"2038-07-01",null,"New Entrant QLD"]
["SWQ OCGT",9.3005021410000008,"2039-07-01",null,"New Entrant QLD"]
["NQ Biomass",13.010480660000001,"2014-07-01",null,"New Entrant Renewable QLD"]
["NQ Biomass",12.88788729,"2015-07-01",null,"New Entrant Renewable QLD"]
["NQ Biomass",12.772318569999999,"2016-07-01",null,"New Entrant Renewable QLD"]
["NQ Biomass",12.66332433,"2017-07-01",null,"New Entrant Renewable QLD"]
["NQ Biomass",12.56048775,"2018-07-01",null,"New Entrant Renewable QLD"]
["NQ Biomass",12.46342252,"2019-07-01",null,"New Entrant Renewable QLD"]
["NQ Biomass",12.371770189999999,"2020-07-01",null,"New Entrant Renewable QLD"]
["NQ Biomass",12.285197869999999,"2021-07-01",null,"New Entrant Renewable QLD"]
["NQ Biomass",12.203396059999999,"2022-07-01",null,"New Entrant Renewable QLD"]
["NQ Biomass",12.12607678,"2023-07-01",null,"New Entrant Renewable QLD"]
["NQ Biomass",12.052971810000001,"2024-07-01",null,"New Entrant Renewable QLD"]
["NQ Biomass",11.98383112,"2025-07-01",null,"New Entrant Renewable QLD"]
["NQ Biomass",11.91842143,"2026-07-01",null,"New Entrant Renewable QLD"]
["NQ Biomass",11.856524950000001,"2027-07-01",null,"New Entrant Renewable QLD"]
["NQ Biomass",11.79793812,"2028-07-01",null,"New Entrant Renewable QLD"]
["NQ Biomass",11.742470620000001,"2029-07-01",null,"New Entrant Renewable QLD"]
["NQ Biomass",11.68994431,"2030-07-01",null,"New Entrant Renewable QLD"]
["NQ Biomass",11.640192389999999,"2031-07-01",null,"New Entrant Renewable QLD"]
["NQ Biomass",11.59305853,"2032-07-01",null,"New Entrant Renewable QLD"]
["NQ Biomass",11.548396139999999,"2033-07-01",null,"New Entrant Renewable QLD"]
["NQ Biomass",11.50606769,"2034-07-01",null,"New Entrant Renewable QLD"]
["NQ Biomass",11.46594402,"2035-07-01",null,"New Entrant Renewable QLD"]
["NQ Biomass",11.42790383,"2036-07-01",null,"New Entrant Renewable QLD"]
["NQ Biomass",11.391833099999999,"2037-07-01",null,"New Entrant Renewable QLD"]
["NQ Biomass",11.35762459,"2038-07-01",null,"New Entrant Renewable QLD"]
["NQ Biomass",11.325177419999999,"2039-07-01",null,"New Entrant Renewable QLD"]
["ADE OCGT",10.41968162,"2014-07-01",null,"New Entrant SA"]
["ADE OCGT",10.32342663,"2015-07-01",null,"New Entrant SA"]
["ADE OCGT",10.23445257,"2016-07-01",null,"New Entrant SA"]
["ADE OCGT",10.152160759999999,"2017-07-01",null,"New Entrant SA"]
["ADE OCGT",10.076007929999999,"2018-07-01",null,"New Entrant SA"]
["ADE OCGT",10.005500359999999,"2019-07-01",null,"New Entrant SA"]
["ADE OCGT",9.9401886640000008,"2020-07-01",null,"New Entrant SA"]
["ADE OCGT",9.8796632399999993,"2021-07-01",null,"New Entrant SA"]
["ADE OCGT",9.8235502300000004,"2022-07-01",null,"New Entrant SA"]
["ADE OCGT",9.7715079800000009,"2023-07-01",null,"New Entrant SA"]
["ADE OCGT",9.7232238790000007,"2024-07-01",null,"New Entrant SA"]
["ADE OCGT",9.6784115689999997,"2025-07-01",null,"New Entrant SA"]
["ADE OCGT",9.6368084530000004,"2026-07-01",null,"New Entrant SA"]
["ADE OCGT",9.5981734789999997,"2027-07-01",null,"New Entrant SA"]
["ADE OCGT",9.5622851620000002,"2028-07-01",null,"New Entrant SA"]
["ADE OCGT",9.5289398040000002,"2029-07-01",null,"New Entrant SA"]
["ADE OCGT",9.4979499129999994,"2030-07-01",null,"New Entrant SA"]
["ADE OCGT",9.4691427669999992,"2031-07-01",null,"New Entrant SA"]
["ADE OCGT",9.4423591350000002,"2032-07-01",null,"New Entrant SA"]
["ADE OCGT",9.4174521159999998,"2033-07-01",null,"New Entrant SA"]
["ADE OCGT",9.3942860909999997,"2034-07-01",null,"New Entrant SA"]
["ADE OCGT",9.3727357829999995,"2035-07-01",null,"New Entrant SA"]
["ADE OCGT",9.3526853929999998,"2036-07-01",null,"New Entrant SA"]
["ADE OCGT",9.334027828,"2037-07-01",null,"New Entrant SA"]
["ADE OCGT",9.3166639910000004,"2038-07-01",null,"New Entrant SA"]
["ADE OCGT",9.3005021410000008,"2039-07-01",null,"New Entrant SA"]
["NSA OCGT",10.41968162,"2014-07-01",null,"New Entrant SA"]
["NSA OCGT",10.32342663,"2015-07-01",null,"New Entrant SA"]
["NSA OCGT",10.23445257,"2016-07-01",null,"New Entrant SA"]
["NSA OCGT",10.152160759999999,"2017-07-01",null,"New Entrant SA"]
["NSA OCGT",10.076007929999999,"2018-07-01",null,"New Entrant SA"]
["NSA OCGT",10.005500359999999,"2019-07-01",null,"New Entrant SA"]
["NSA OCGT",9.9401886640000008,"2020-07-01",null,"New Entrant SA"]
["NSA OCGT",9.8796632399999993,"2021-07-01",null,"New Entrant SA"]
["NSA OCGT",9.8235502300000004,"2022-07-01",null,"New Entrant SA"]
["NSA OCGT",9.7715079800000009,"2023-07-01",null,"New Entrant SA"]
["NSA OCGT",9.7232238790000007,"2024-07-01",null,"New Entrant SA"]
["NSA OCGT",9.6784115689999997,"2025-07-01",null,"New Entrant SA"]
["NSA OCGT",9.6368084530000004,"2026-07-01",null,"New Entrant SA"]
["NSA OCGT",9.5981734789999997,"2027-07-01",null,"New Entrant SA"]
["NSA OCGT",9.5622851620000002,"2028-07-01",null,"New Entrant SA"]
["NSA OCGT",9.5289398040000002,"2029-07-01",null,"New Entrant SA"]
["NSA OCGT",9.4979499129999994,"2030-07-01",null,"New Entrant SA"]
["NSA OCGT",9.4691427669999992,"2031-07-01",null,"New Entrant SA"]
["NSA OCGT",9.4423591350000002,"2032-07-01",null,"New Entrant SA"]
["NSA OCGT",9.4174521159999998,"2033-07-01",null,"New Entrant SA"]
["NSA OCGT",9.3942860909999997,"2034-07-01",null,"New Entrant SA"]
["NSA OCGT",9.3727357829999995,"2035-07-01",null,"New Entrant SA"]
["NSA OCGT",9.3526853929999998,"2036-07-01",null,"New Entrant SA"]
["NSA OCGT",9.334027828,"2037-07-01",null,"New Entrant SA"]
["NSA OCGT",9.3166639910000004,"2038-07-01",null,"New Entrant SA"]
["NSA OCGT",9.3005021410000008,"2039-07-01",null,"New Entrant SA"]
["SESA CCGT",7.1132187309999999,"2014-07-01",null,"New Entrant SA"]
["SESA CCGT",7.0481560510000003,"2015-07-01",null,"New Entrant SA"]
["SESA CCGT",6.9886031040000001,"2016-07-01",null,"New Entrant SA"]
["SESA CCGT",6.9340578720000003,"2017-07-01",null,"New Entrant SA"]
["SESA CCGT",6.8840692700000004,"2018-07-01",null,"New Entrant SA"]
["SESA CCGT",6.8382312350000003,"2019-07-01",null,"New Entrant SA"]
["SESA CCGT",6.7961776169999997,"2020-07-01",null,"New Entrant SA"]
["SESA CCGT",6.7575777199999996,"2021-07-01",null,"New Entrant SA"]
["SESA CCGT",6.7221324249999999,"2022-07-01",null,"New Entrant SA"]
["SESA CCGT",6.6895707880000002,"2023-07-01",null,"New Entrant SA"]
["SESA CCGT",6.6596470649999997,"2024-07-01",null,"New Entrant SA"]
["SESA CCGT",6.6321380899999998,"2025-07-01",null,"New Entrant SA"]
["SESA CCGT",6.606840966,"2026-07-01",null,"New Entrant SA"]
["SESA CCGT",6.5835710260000004,"2027-07-01",null,"New Entrant SA"]
["SESA CCGT",6.5621600229999997,"2028-07-01",null,"New Entrant SA"]
["SESA CCGT",6.5424545289999996,"2029-07-01",null,"New Entrant SA"]
["SESA CCGT",6.5243145010000001,"2030-07-01",null,"New Entrant SA"]
["SESA CCGT",6.5076120140000002,"2031-07-01",null,"New Entrant SA"]
["SESA CCGT",6.4922301180000002,"2032-07-01",null,"New Entrant SA"]
["SESA CCGT",6.4780618270000003,"2033-07-01",null,"New Entrant SA"]
["SESA CCGT",6.4650091989999998,"2034-07-01",null,"New Entrant SA"]
["SESA CCGT",6.4529825189999999,"2035-07-01",null,"New Entrant SA"]
["SESA CCGT",6.4418995609999996,"2036-07-01",null,"New Entrant SA"]
["SESA CCGT",6.4316849249999999,"2037-07-01",null,"New Entrant SA"]
["SESA CCGT",6.4222694310000001,"2038-07-01",null,"New Entrant SA"]
["SESA CCGT",6.4135895810000001,"2039-07-01",null,"New Entrant SA"]
["SESA OCGT",10.41968162,"2014-07-01",null,"New Entrant SA"]
["SESA OCGT",10.32342663,"2015-07-01",null,"New Entrant SA"]
["SESA OCGT",10.23445257,"2016-07-01",null,"New Entrant SA"]
["SESA OCGT",10.152160759999999,"2017-07-01",null,"New Entrant SA"]
["SESA OCGT",10.076007929999999,"2018-07-01",null,"New Entrant SA"]
["SESA OCGT",10.005500359999999,"2019-07-01",null,"New Entrant SA"]
["SESA OCGT",9.9401886640000008,"2020-07-01",null,"New Entrant SA"]
["SESA OCGT",9.8796632399999993,"2021-07-01",null,"New Entrant SA"]
["SESA OCGT",9.8235502300000004,"2022-07-01",null,"New Entrant SA"]
["SESA OCGT",9.7715079800000009,"2023-07-01",null,"New Entrant SA"]
["SESA OCGT",9.7232238790000007,"2024-07-01",null,"New Entrant SA"]
["SESA OCGT",9.6784115689999997,"2025-07-01",null,"New Entrant SA"]
["SESA OCGT",9.6368084530000004,"2026-07-01",null,"New Entrant SA"]
["SESA OCGT",9.5981734789999997,"2027-07-01",null,"New Entrant SA"]
["SESA OCGT",9.5622851620000002,"2028-07-01",null,"New Entrant SA"]
["SESA OCGT",9.5289398040000002,"2029-07-01",null,"New Entrant SA"]
["SESA OCGT",9.4979499129999994,"2030-07-01",null,"New Entrant SA"]
["SESA OCGT",9.4691427669999992,"2031-07-01",null,"New Entrant SA"]
["SESA OCGT",9.4423591350000002,"2032-07-01",null,"New Entrant SA"]
["SESA OCGT",9.4174521159999998,"2033-07-01",null,"New Entrant SA"]
["SESA OCGT",9.3942860909999997,"2034-07-01",null,"New Entrant SA"]
["SESA OCGT",9.3727357829999995,"2035-07-01",null,"New Entrant SA"]
["SESA OCGT",9.3526853929999998,"2036-07-01",null,"New Entrant SA"]
["SESA OCGT",9.334027828,"2037-07-01",null,"New Entrant SA"]
["SESA OCGT",9.3166639910000004,"2038-07-01",null,"New Entrant SA"]
["SESA OCGT",9.3005021410000008,"2039-07-01",null,"New Entrant SA"]
["SESA Biomass",13.010480660000001,"2014-07-01",null,"New Entrant Renewable SA"]
["SESA Biomass",12.88788729,"2015-07-01",null,"New Entrant Renewable SA"]
["SESA Biomass",12.772318569999999,"2016-07-01",null,"New Entrant Renewable SA"]
["SESA Biomass",12.66332433,"2017-07-01",null,"New Entrant Renewable SA"]
["SESA Biomass",12.56048775,"2018-07-01",null,"New Entrant Renewable SA"]
["SESA Biomass",12.46342252,"2019-07-01",null,"New Entrant Renewable SA"]
["SESA Biomass",12.371770189999999,"2020-07-01",null,"New Entrant Renewable SA"]
["SESA Biomass",12.285197869999999,"2021-07-01",null,"New Entrant Renewable SA"]
["SESA Biomass",12.203396059999999,"2022-07-01",null,"New Entrant Renewable SA"]
["SESA Biomass",12.12607678,"2023-07-01",null,"New Entrant Renewable SA"]
["SESA Biomass",12.052971810000001,"2024-07-01",null,"New Entrant Renewable SA"]
["SESA Biomass",11.98383112,"2025-07-01",null,"New Entrant Renewable SA"]
["SESA Biomass",11.91842143,"2026-07-01",null,"New Entrant Renewable SA"]
["SESA Biomass",11.856524950000001,"2027-07-01",null,"New Entrant Renewable SA"]
["SESA Biomass",11.79793812,"2028-07-01",null,"New Entrant Renewable SA"]
["SESA Biomass",11.742470620000001,"2029-07-01",null,"New Entrant Renewable SA"]
["SESA Biomass",11.68994431,"2030-07-01",null,"New Entrant Renewable SA"]
["SESA Biomass",11.640192389999999,"2031-07-01",null,"New Entrant Renewable SA"]
["SESA Biomass",11.59305853,"2032-07-01",null,"New Entrant Renewable SA"]
["SESA Biomass",11.548396139999999,"2033-07-01",null,"New Entrant Renewable SA"]
["SESA Biomass",11.50606769,"2034-07-01",null,"New Entrant Renewable SA"]
["SESA Biomass",11.46594402,"2035-07-01",null,"New Entrant Renewable SA"]
["SESA Biomass",11.42790383,"2036-07-01",null,"New Entrant Renewable SA"]
["SESA Biomass",11.391833099999999,"2037-07-01",null,"New Entrant Renewable SA"]
["SESA Biomass",11.35762459,"2038-07-01",null,"New Entrant Renewable SA"]
["SESA Biomass",11.325177419999999,"2039-07-01",null,"New Entrant Renewable SA"]
["CVIC OCGT",10.41968162,"2014-07-01",null,"New Entrant VIC"]
["CVIC OCGT",10.32342663,"2015-07-01",null,"New Entrant VIC"]
["CVIC OCGT",10.23445257,"2016-07-01",null,"New Entrant VIC"]
["CVIC OCGT",10.152160759999999,"2017-07-01",null,"New Entrant VIC"]
["CVIC OCGT",10.076007929999999,"2018-07-01",null,"New Entrant VIC"]
["CVIC OCGT",10.005500359999999,"2019-07-01",null,"New Entrant VIC"]
["CVIC OCGT",9.9401886640000008,"2020-07-01",null,"New Entrant VIC"]
["CVIC OCGT",9.8796632399999993,"2021-07-01",null,"New Entrant VIC"]
["CVIC OCGT",9.8235502300000004,"2022-07-01",null,"New Entrant VIC"]
["CVIC OCGT",9.7715079800000009,"2023-07-01",null,"New Entrant VIC"]
["CVIC OCGT",9.7232238790000007,"2024-07-01",null,"New Entrant VIC"]
["CVIC OCGT",9.6784115689999997,"2025-07-01",null,"New Entrant VIC"]
["CVIC OCGT",9.6368084530000004,"2026-07-01",null,"New Entrant VIC"]
["CVIC OCGT",9.5981734789999997,"2027-07-01",null,"New Entrant VIC"]
["CVIC OCGT",9.5622851620000002,"2028-07-01",null,"New Entrant VIC"]
["CVIC OCGT",9.5289398040000002,"2029-07-01",null,"New Entrant VIC"]
["CVIC OCGT",9.4979499129999994,"2030-07-01",null,"New Entrant VIC"]
["CVIC OCGT",9.4691427669999992,"2031-07-01",null,"New Entrant VIC"]
["CVIC OCGT",9.4423591350000002,"2032-07-01",null,"New Entrant VIC"]
["CVIC OCGT",9.4174521159999998,"2033-07-01",null,"New Entrant VIC"]
["CVIC OCGT",9.3942860909999997,"2034-07-01",null,"New Entrant VIC"]
["CVIC OCGT",9.3727357829999995,"2035-07-01",null,"New Entrant VIC"]
["CVIC OCGT",9.3526853929999998,"2036-07-01",null,"New Entrant VIC"]
["CVIC OCGT",9.334027828,"2037-07-01",null,"New Entrant VIC"]
["CVIC OCGT",9.3166639910000004,"2038-07-01",null,"New Entrant VIC"]
["CVIC OCGT",9.3005021410000008,"2039-07-01",null,"New Entrant VIC"]
["LV CCGT",7.1132187309999999,"2014-07-01",null,"New Entrant VIC"]
["LV CCGT",7.0481560510000003,"2015-07-01",null,"New Entrant VIC"]
["LV CCGT",6.9886031040000001,"2016-07-01",null,"New Entrant VIC"]
["LV CCGT",6.9340578720000003,"2017-07-01",null,"New Entrant VIC"]
["LV CCGT",6.8840692700000004,"2018-07-01",null,"New Entrant VIC"]
["LV CCGT",6.8382312350000003,"2019-07-01",null,"New Entrant VIC"]
["LV CCGT",6.7961776169999997,"2020-07-01",null,"New Entrant VIC"]
["LV CCGT",6.7575777199999996,"2021-07-01",null,"New Entrant VIC"]
["LV CCGT",6.7221324249999999,"2022-07-01",null,"New Entrant VIC"]
["LV CCGT",6.6895707880000002,"2023-07-01",null,"New Entrant VIC"]
["LV CCGT",6.6596470649999997,"2024-07-01",null,"New Entrant VIC"]
["LV CCGT",6.6321380899999998,"2025-07-01",null,"New Entrant VIC"]
["LV CCGT",6.606840966,"2026-07-01",null,"New Entrant VIC"]
["LV CCGT",6.5835710260000004,"2027-07-01",null,"New Entrant VIC"]
["LV CCGT",6.5621600229999997,"2028-07-01",null,"New Entrant VIC"]
["LV CCGT",6.5424545289999996,"2029-07-01",null,"New Entrant VIC"]
["LV CCGT",6.5243145010000001,"2030-07-01",null,"New Entrant VIC"]
["LV CCGT",6.5076120140000002,"2031-07-01",null,"New Entrant VIC"]
["LV CCGT",6.4922301180000002,"2032-07-01",null,"New Entrant VIC"]
["LV CCGT",6.4780618270000003,"2033-07-01",null,"New Entrant VIC"]
["LV CCGT",6.4650091989999998,"2034-07-01",null,"New Entrant VIC"]
["LV CCGT",6.4529825189999999,"2035-07-01",null,"New Entrant VIC"]
["LV CCGT",6.4418995609999996,"2036-07-01",null,"New Entrant VIC"]
["LV CCGT",6.4316849249999999,"2037-07-01",null,"New Entrant VIC"]
["LV CCGT",6.4222694310000001,"2038-07-01",null,"New Entrant VIC"]
["LV CCGT",6.4135895810000001,"2039-07-01",null,"New Entrant VIC"]
["LV CCGT CCS",8.1595648230000002,"2014-07-01",null,"New Entrant VIC"]
["LV CCGT CCS",8.0834378719999993,"2015-07-01",null,"New Entrant VIC"]
["LV CCGT CCS",8.0123744850000005,"2016-07-01",null,"New Entrant VIC"]
["LV CCGT CCS",7.9460038820000003,"2017-07-01",null,"New Entrant VIC"]
["LV CCGT CCS",7.8839862500000004,"2018-07-01",null,"New Entrant VIC"]
["LV CCGT CCS",7.8260097430000002,"2019-07-01",null,"New Entrant VIC"]
["LV CCGT CCS",7.7717878200000001,"2020-07-01",null,"New Entrant VIC"]
["LV CCGT CCS",7.7210568610000001,"2021-07-01",null,"New Entrant VIC"]
["LV CCGT CCS",7.6735740589999999,"2022-07-01",null,"New Entrant VIC"]
["LV CCGT CCS",7.6291155220000002,"2023-07-01",null,"New Entrant VIC"]
["LV CCGT CCS",7.5874745790000002,"2024-07-01",null,"New Entrant VIC"]
["LV CCGT CCS",7.5484602609999998,"2025-07-01",null,"New Entrant VIC"]
["LV CCGT CCS",7.5118959380000003,"2026-07-01",null,"New Entrant VIC"]
["LV CCGT CCS",7.4776180869999997,"2027-07-01",null,"New Entrant VIC"]
["LV CCGT CCS",7.4454751870000004,"2028-07-01",null,"New Entrant VIC"]
["LV CCGT CCS",7.4153267190000003,"2029-07-01",null,"New Entrant VIC"]
["LV CCGT CCS",7.3870422590000002,"2030-07-01",null,"New Entrant VIC"]
["LV CCGT CCS",7.3605006660000001,"2031-07-01",null,"New Entrant VIC"]
["LV CCGT CCS",7.3355893329999997,"2032-07-01",null,"New Entrant VIC"]
["LV CCGT CCS",7.3122035160000003,"2033-07-01",null,"New Entrant VIC"]
["LV CCGT CCS",7.2902457170000003,"2034-07-01",null,"New Entrant VIC"]
["LV CCGT CCS",7.2696251329999999,"2035-07-01",null,"New Entrant VIC"]
["LV CCGT CCS",7.2502571370000002,"2036-07-01",null,"New Entrant VIC"]
["LV CCGT CCS",7.2320628180000002,"2037-07-01",null,"New Entrant VIC"]
["LV CCGT CCS",7.2149685540000004,"2038-07-01",null,"New Entrant VIC"]
["LV CCGT CCS",7.1989056250000001,"2039-07-01",null,"New Entrant VIC"]
["LV Coal SC",12.478336219999999,"2014-07-01",null,"New Entrant VIC"]
["LV Coal SC",12.36191608,"2015-07-01",null,"New Entrant VIC"]
["LV Coal SC",12.25323959,"2016-07-01",null,"New Entrant VIC"]
["LV Coal SC",12.151739729999999,"2017-07-01",null,"New Entrant VIC"]
["LV Coal SC",12.05689682,"2018-07-01",null,"New Entrant VIC"]
["LV Coal SC",11.968233959999999,"2019-07-01",null,"New Entrant VIC"]
["LV Coal SC",11.885312949999999,"2020-07-01",null,"New Entrant VIC"]
["LV Coal SC",11.80773063,"2021-07-01",null,"New Entrant VIC"]
["LV Coal SC",11.73511568,"2022-07-01",null,"New Entrant VIC"]
["LV Coal SC",11.667125710000001,"2023-07-01",null,"New Entrant VIC"]
["LV Coal SC",11.603444659999999,"2024-07-01",null,"New Entrant VIC"]
["LV Coal SC",11.543780480000001,"2025-07-01",null,"New Entrant VIC"]
["LV Coal SC",11.487863040000001,"2026-07-01",null,"New Entrant VIC"]
["LV Coal SC",11.435442289999999,"2027-07-01",null,"New Entrant VIC"]
["LV Coal SC",11.38628649,"2028-07-01",null,"New Entrant VIC"]
["LV Coal SC",11.340180760000001,"2029-07-01",null,"New Entrant VIC"]
["LV Coal SC",11.29692563,"2030-07-01",null,"New Entrant VIC"]
["LV Coal SC",11.256335849999999,"2031-07-01",null,"New Entrant VIC"]
["LV Coal SC",11.218239219999999,"2032-07-01",null,"New Entrant VIC"]
["LV Coal SC",11.18247553,"2033-07-01",null,"New Entrant VIC"]
["LV Coal SC",11.148895700000001,"2034-07-01",null,"New Entrant VIC"]
["LV Coal SC",11.11736086,"2035-07-01",null,"New Entrant VIC"]
["LV Coal SC",11.08774159,"2036-07-01",null,"New Entrant VIC"]
["LV Coal SC",11.05991721,"2037-07-01",null,"New Entrant VIC"]
["LV Coal SC",11.03377513,"2038-07-01",null,"New Entrant VIC"]
["LV Coal SC",11.009210270000001,"2039-07-01",null,"New Entrant VIC"]
["LV Coal SC CCS",17.349397589999999,"2014-07-01",null,"New Entrant VIC"]
["LV Coal SC CCS",17.030228139999998,"2015-07-01",null,"New Entrant VIC"]
["LV Coal SC CCS",16.73630665,"2016-07-01",null,"New Entrant VIC"]
["LV Coal SC CCS",16.46534157,"2017-07-01",null,"New Entrant VIC"]
["LV Coal SC CCS",16.21528515,"2018-07-01",null,"New Entrant VIC"]
["LV Coal SC CCS",15.984303219999999,"2019-07-01",null,"New Entrant VIC"]
["LV Coal SC CCS",15.77074934,"2020-07-01",null,"New Entrant VIC"]
["LV Coal SC CCS",15.573142369999999,"2021-07-01",null,"New Entrant VIC"]
["LV Coal SC CCS",15.39014719,"2022-07-01",null,"New Entrant VIC"]
["LV Coal SC CCS",15.22055795,"2023-07-01",null,"New Entrant VIC"]
["LV Coal SC CCS",15.063283480000001,"2024-07-01",null,"New Entrant VIC"]
["LV Coal SC CCS",14.917334629999999,"2025-07-01",null,"New Entrant VIC"]
["LV Coal SC CCS",14.781813189999999,"2026-07-01",null,"New Entrant VIC"]
["LV Coal SC CCS",14.65590218,"2027-07-01",null,"New Entrant VIC"]
["LV Coal SC CCS",14.538857330000001,"2028-07-01",null,"New Entrant VIC"]
["LV Coal SC CCS",14.42999962,"2029-07-01",null,"New Entrant VIC"]
["LV Coal SC CCS",14.32870864,"2030-07-01",null,"New Entrant VIC"]
["LV Coal SC CCS",14.23441676,"2031-07-01",null,"New Entrant VIC"]
["LV Coal SC CCS",14.146604,"2032-07-01",null,"New Entrant VIC"]
["LV Coal SC CCS",14.064793379999999,"2033-07-01",null,"New Entrant VIC"]
["LV Coal SC CCS",13.98854691,"2034-07-01",null,"New Entrant VIC"]
["LV Coal SC CCS",13.91746189,"2035-07-01",null,"New Entrant VIC"]
["LV Coal SC CCS",13.85116773,"2036-07-01",null,"New Entrant VIC"]
["LV Coal SC CCS",13.789323,"2037-07-01",null,"New Entrant VIC"]
["LV Coal SC CCS",13.73161286,"2038-07-01",null,"New Entrant VIC"]
["LV Coal SC CCS",13.6777467,"2039-07-01",null,"New Entrant VIC"]
["LV OCGT",10.41968162,"2014-07-01",null,"New Entrant VIC"]
["LV OCGT",10.32342663,"2015-07-01",null,"New Entrant VIC"]
["LV OCGT",10.23445257,"2016-07-01",null,"New Entrant VIC"]
["LV OCGT",10.152160759999999,"2017-07-01",null,"New Entrant VIC"]
["LV OCGT",10.076007929999999,"2018-07-01",null,"New Entrant VIC"]
["LV OCGT",10.005500359999999,"2019-07-01",null,"New Entrant VIC"]
["LV OCGT",9.9401886640000008,"2020-07-01",null,"New Entrant VIC"]
["LV OCGT",9.8796632399999993,"2021-07-01",null,"New Entrant VIC"]
["LV OCGT",9.8235502300000004,"2022-07-01",null,"New Entrant VIC"]
["LV OCGT",9.7715079800000009,"2023-07-01",null,"New Entrant VIC"]
["LV OCGT",9.7232238790000007,"2024-07-01",null,"New Entrant VIC"]
["LV OCGT",9.6784115689999997,"2025-07-01",null,"New Entrant VIC"]
["LV OCGT",9.6368084530000004,"2026-07-01",null,"New Entrant VIC"]
["LV OCGT",9.5981734789999997,"2027-07-01",null,"New Entrant VIC"]
["LV OCGT",9.5622851620000002,"2028-07-01",null,"New Entrant VIC"]
["LV OCGT",9.5289398040000002,"2029-07-01",null,"New Entrant VIC"]
["LV OCGT",9.4979499129999994,"2030-07-01",null,"New Entrant VIC"]
["LV OCGT",9.4691427669999992,"2031-07-01",null,"New Entrant VIC"]
["LV OCGT",9.4423591350000002,"2032-07-01",null,"New Entrant VIC"]
["LV OCGT",9.4174521159999998,"2033-07-01",null,"New Entrant VIC"]
["LV OCGT",9.3942860909999997,"2034-07-01",null,"New Entrant VIC"]
["LV OCGT",9.3727357829999995,"2035-07-01",null,"New Entrant VIC"]
["LV OCGT",9.3526853929999998,"2036-07-01",null,"New Entrant VIC"]
["LV OCGT",9.334027828,"2037-07-01",null,"New Entrant VIC"]
["LV OCGT",9.3166639910000004,"2038-07-01",null,"New Entrant VIC"]
["LV OCGT",9.3005021410000008,"2039-07-01",null,"New Entrant VIC"]
["MEL OCGT",10.41968162,"2014-07-01",null,"New Entrant VIC"]
["MEL OCGT",10.32342663,"2015-07-01",null,"New Entrant VIC"]
["MEL OCGT",10.23445257,"2016-07-01",null,"New Entrant VIC"]
["MEL OCGT",10.152160759999999,"2017-07-01",null,"New Entrant VIC"]
["MEL OCGT",10.076007929999999,"2018-07-01",null,"New Entrant VIC"]
["MEL OCGT",10.005500359999999,"2019-07-01",null,"New Entrant VIC"]
["MEL OCGT",9.9401886640000008,"2020-07-01",null,"New Entrant VIC"]
["MEL OCGT",9.8796632399999993,"2021-07-01",null,"New Entrant VIC"]
["MEL OCGT",9.8235502300000004,"2022-07-01",null,"New Entrant VIC"]
["MEL OCGT",9.7715079800000009,"2023-07-01",null,"New Entrant VIC"]
["MEL OCGT",9.7232238790000007,"2024-07-01",null,"New Entrant VIC"]
["MEL OCGT",9.6784115689999997,"2025-07-01",null,"New Entrant VIC"]
["MEL OCGT",9.6368084530000004,"2026-07-01",null,"New Entrant VIC"]
["MEL OCGT",9.5981734789999997,"2027-07-01",null,"New Entrant VIC"]
["MEL OCGT",9.5622851620000002,"2028-07-01",null,"New Entrant VIC"]
["MEL OCGT",9.5289398040000002,"2029-07-01",null,"New Entrant VIC"]
["MEL OCGT",9.4979499129999994,"2030-07-01",null,"New Entrant VIC"]
["MEL OCGT",9.4691427669999992,"2031-07-01",null,"New Entrant VIC"]
["MEL OCGT",9.4423591350000002,"2032-07-01",null,"New Entrant VIC"]
["MEL OCGT",9.4174521159999998,"2033-07-01",null,"New Entrant VIC"]
["MEL OCGT",9.3942860909999997,"2034-07-01",null,"New Entrant VIC"]
["MEL OCGT",9.3727357829999995,"2035-07-01",null,"New Entrant VIC"]
["MEL OCGT",9.3526853929999998,"2036-07-01",null,"New Entrant VIC"]
["MEL OCGT",9.334027828,"2037-07-01",null,"New Entrant VIC"]
["MEL OCGT",9.3166639910000004,"2038-07-01",null,"New Entrant VIC"]
["MEL OCGT",9.3005021410000008,"2039-07-01",null,"New Entrant VIC"]
["NVIC OCGT",10.41968162,"2014-07-01",null,"New Entrant VIC"]
["NVIC OCGT",10.32342663,"2015-07-01",null,"New Entrant VIC"]
["NVIC OCGT",10.23445257,"2016-07-01",null,"New Entrant VIC"]
["NVIC OCGT",10.152160759999999,"2017-07-01",null,"New Entrant VIC"]
["NVIC OCGT",10.076007929999999,"2018-07-01",null,"New Entrant VIC"]
["NVIC OCGT",10.005500359999999,"2019-07-01",null,"New Entrant VIC"]
["NVIC OCGT",9.9401886640000008,"2020-07-01",null,"New Entrant VIC"]
["NVIC OCGT",9.8796632399999993,"2021-07-01",null,"New Entrant VIC"]
["NVIC OCGT",9.8235502300000004,"2022-07-01",null,"New Entrant VIC"]
["NVIC OCGT",9.7715079800000009,"2023-07-01",null,"New Entrant VIC"]
["NVIC OCGT",9.7232238790000007,"2024-07-01",null,"New Entrant VIC"]
["NVIC OCGT",9.6784115689999997,"2025-07-01",null,"New Entrant VIC"]
["NVIC OCGT",9.6368084530000004,"2026-07-01",null,"New Entrant VIC"]
["NVIC OCGT",9.5981734789999997,"2027-07-01",null,"New Entrant VIC"]
["NVIC OCGT",9.5622851620000002,"2028-07-01",null,"New Entrant VIC"]
["NVIC OCGT",9.5289398040000002,"2029-07-01",null,"New Entrant VIC"]
["NVIC OCGT",9.4979499129999994,"2030-07-01",null,"New Entrant VIC"]
["NVIC OCGT",9.4691427669999992,"2031-07-01",null,"New Entrant VIC"]
["NVIC OCGT",9.4423591350000002,"2032-07-01",null,"New Entrant VIC"]
["NVIC OCGT",9.4174521159999998,"2033-07-01",null,"New Entrant VIC"]
["NVIC OCGT",9.3942860909999997,"2034-07-01",null,"New Entrant VIC"]
["NVIC OCGT",9.3727357829999995,"2035-07-01",null,"New Entrant VIC"]
["NVIC OCGT",9.3526853929999998,"2036-07-01",null,"New Entrant VIC"]
["NVIC OCGT",9.334027828,"2037-07-01",null,"New Entrant VIC"]
["NVIC OCGT",9.3166639910000004,"2038-07-01",null,"New Entrant VIC"]
["NVIC OCGT",9.3005021410000008,"2039-07-01",null,"New Entrant VIC"]
["NVIC Biomass",13.010480660000001,"2014-07-01",null,"New Entrant Renewable VIC"]
["NVIC Biomass",12.88788729,"2015-07-01",null,"New Entrant Renewable VIC"]
["NVIC Biomass",12.772318569999999,"2016-07-01",null,"New Entrant Renewable VIC"]
["NVIC Biomass",12.66332433,"2017-07-01",null,"New Entrant Renewable VIC"]
["NVIC Biomass",12.56048775,"2018-07-01",null,"New Entrant Renewable VIC"]
["NVIC Biomass",12.46342252,"2019-07-01",null,"New Entrant Renewable VIC"]
["NVIC Biomass",12.371770189999999,"2020-07-01",null,"New Entrant Renewable VIC"]
["NVIC Biomass",12.285197869999999,"2021-07-01",null,"New Entrant Renewable VIC"]
["NVIC Biomass",12.203396059999999,"2022-07-01",null,"New Entrant Renewable VIC"]
["NVIC Biomass",12.12607678,"2023-07-01",null,"New Entrant Renewable VIC"]
["NVIC Biomass",12.052971810000001,"2024-07-01",null,"New Entrant Renewable VIC"]
["NVIC Biomass",11.98383112,"2025-07-01",null,"New Entrant Renewable VIC"]
["NVIC Biomass",11.91842143,"2026-07-01",null,"New Entrant Renewable VIC"]
["NVIC Biomass",11.856524950000001,"2027-07-01",null,"New Entrant Renewable VIC"]
["NVIC Biomass",11.79793812,"2028-07-01",null,"New Entrant Renewable VIC"]
["NVIC Biomass",11.742470620000001,"2029-07-01",null,"New Entrant Renewable VIC"]
["NVIC Biomass",11.68994431,"2030-07-01",null,"New Entrant Renewable VIC"]
["NVIC Biomass",11.640192389999999,"2031-07-01",null,"New Entrant Renewable VIC"]
["NVIC Biomass",11.59305853,"2032-07-01",null,"New Entrant Renewable VIC"]
["NVIC Biomass",11.548396139999999,"2033-07-01",null,"New Entrant Renewable VIC"]
["NVIC Biomass",11.50606769,"2034-07-01",null,"New Entrant Renewable VIC"]
["NVIC Biomass",11.46594402,"2035-07-01",null,"New Entrant Renewable VIC"]
["NVIC Biomass",11.42790383,"2036-07-01",null,"New Entrant Renewable VIC"]
["NVIC Biomass",11.391833099999999,"2037-07-01",null,"New Entrant Renewable VIC"]
["NVIC Biomass",11.35762459,"2038-07-01",null,"New Entrant Renewable VIC"]
["NVIC Biomass",11.325177419999999,"2039-07-01",null,"New Entrant Renewable VIC"]
["TAS CCGT",7.1132187309999999,"2014-07-01",null,"New Entrant TAS"]
["TAS CCGT",7.0481560510000003,"2015-07-01",null,"New Entrant TAS"]
["TAS CCGT",6.9886031040000001,"2016-07-01",null,"New Entrant TAS"]
["TAS CCGT",6.9340578720000003,"2017-07-01",null,"New Entrant TAS"]
["TAS CCGT",6.8840692700000004,"2018-07-01",null,"New Entrant TAS"]
["TAS CCGT",6.8382312350000003,"2019-07-01",null,"New Entrant TAS"]
["TAS CCGT",6.7961776169999997,"2020-07-01",null,"New Entrant TAS"]
["TAS CCGT",6.7575777199999996,"2021-07-01",null,"New Entrant TAS"]
["TAS CCGT",6.7221324249999999,"2022-07-01",null,"New Entrant TAS"]
["TAS CCGT",6.6895707880000002,"2023-07-01",null,"New Entrant TAS"]
["TAS CCGT",6.6596470649999997,"2024-07-01",null,"New Entrant TAS"]
["TAS CCGT",6.6321380899999998,"2025-07-01",null,"New Entrant TAS"]
["TAS CCGT",6.606840966,"2026-07-01",null,"New Entrant TAS"]
["TAS CCGT",6.5835710260000004,"2027-07-01",null,"New Entrant TAS"]
["TAS CCGT",6.5621600229999997,"2028-07-01",null,"New Entrant TAS"]
["TAS CCGT",6.5424545289999996,"2029-07-01",null,"New Entrant TAS"]
["TAS CCGT",6.5243145010000001,"2030-07-01",null,"New Entrant TAS"]
["TAS CCGT",6.5076120140000002,"2031-07-01",null,"New Entrant TAS"]
["TAS CCGT",6.4922301180000002,"2032-07-01",null,"New Entrant TAS"]
["TAS CCGT",6.4780618270000003,"2033-07-01",null,"New Entrant TAS"]
["TAS CCGT",6.4650091989999998,"2034-07-01",null,"New Entrant TAS"]
["TAS CCGT",6.4529825189999999,"2035-07-01",null,"New Entrant TAS"]
["TAS CCGT",6.4418995609999996,"2036-07-01",null,"New Entrant TAS"]
["TAS CCGT",6.4316849249999999,"2037-07-01",null,"New Entrant TAS"]
["TAS CCGT",6.4222694310000001,"2038-07-01",null,"New Entrant TAS"]
["TAS CCGT",6.4135895810000001,"2039-07-01",null,"New Entrant TAS"]
["TAS OCGT",10.41968162,"2014-07-01",null,"New Entrant TAS"]
["TAS OCGT",10.32342663,"2015-07-01",null,"New Entrant TAS"]
["TAS OCGT",10.23445257,"2016-07-01",null,"New Entrant TAS"]
["TAS OCGT",10.152160759999999,"2017-07-01",null,"New Entrant TAS"]
["TAS OCGT",10.076007929999999,"2018-07-01",null,"New Entrant TAS"]
["TAS OCGT",10.005500359999999,"2019-07-01",null,"New Entrant TAS"]
["TAS OCGT",9.9401886640000008,"2020-07-01",null,"New Entrant TAS"]
["TAS OCGT",9.8796632399999993,"2021-07-01",null,"New Entrant TAS"]
["TAS OCGT",9.8235502300000004,"2022-07-01",null,"New Entrant TAS"]
["TAS OCGT",9.7715079800000009,"2023-07-01",null,"New Entrant TAS"]
["TAS OCGT",9.7232238790000007,"2024-07-01",null,"New Entrant TAS"]
["TAS OCGT",9.6784115689999997,"2025-07-01",null,"New Entrant TAS"]
["TAS OCGT",9.6368084530000004,"2026-07-01",null,"New Entrant TAS"]
["TAS OCGT",9.5981734789999997,"2027-07-01",null,"New Entrant TAS"]
["TAS OCGT",9.5622851620000002,"2028-07-01",null,"New Entrant TAS"]
["TAS OCGT",9.5289398040000002,"2029-07-01",null,"New Entrant TAS"]
["TAS OCGT",9.4979499129999994,"2030-07-01",null,"New Entrant TAS"]
["TAS OCGT",9.4691427669999992,"2031-07-01",null,"New Entrant TAS"]
["TAS OCGT",9.4423591350000002,"2032-07-01",null,"New Entrant TAS"]
["TAS OCGT",9.4174521159999998,"2033-07-01",null,"New Entrant TAS"]
["TAS OCGT",9.3942860909999997,"2034-07-01",null,"New Entrant TAS"]
["TAS OCGT",9.3727357829999995,"2035-07-01",null,"New Entrant TAS"]
["TAS OCGT",9.3526853929999998,"2036-07-01",null,"New Entrant TAS"]
["TAS OCGT",9.334027828,"2037-07-01",null,"New Entrant TAS"]
["TAS OCGT",9.3166639910000004,"2038-07-01",null,"New Entrant TAS"]
["TAS OCGT",9.3005021410000008,"2039-07-01",null,"New Entrant TAS"]
["TAS Biomass",13.010480660000001,"2014-07-01",null,"New Entrant Renewable TAS"]
["TAS Biomass",12.88788729,"2015-07-01",null,"New Entrant Renewable TAS"]
["TAS Biomass",12.772318569999999,"2016-07-01",null,"New Entrant Renewable TAS"]
["TAS Biomass",12.66332433,"2017-07-01",null,"New Entrant Renewable TAS"]
["TAS Biomass",12.56048775,"2018-07-01",null,"New Entrant Renewable TAS"]
["TAS Biomass",12.46342252,"2019-07-01",null,"New Entrant Renewable TAS"]
["TAS Biomass",12.371770189999999,"2020-07-01",null,"New Entrant Renewable TAS"]
["TAS Biomass",12.285197869999999,"2021-07-01",null,"New Entrant Renewable TAS"]
["TAS Biomass",12.203396059999999,"2022-07-01",null,"New Entrant Renewable TAS"]
["TAS Biomass",12.12607678,"2023-07-01",null,"New Entrant Renewable TAS"]
["TAS Biomass",12.052971810000001,"2024-07-01",null,"New Entrant Renewable TAS"]
["TAS Biomass",11.98383112,"2025-07-01",null,"New Entrant Renewable TAS"]
["TAS Biomass",11.91842143,"2026-07-01",null,"New Entrant Renewable TAS"]
["TAS Biomass",11.856524950000001,"2027-07-01",null,"New Entrant Renewable TAS"]
["TAS Biomass",11.79793812,"2028-07-01",null,"New Entrant Renewable TAS"]
["TAS Biomass",11.742470620000001,"2029-07-01",null,"New Entrant Renewable TAS"]
["TAS Biomass",11.68994431,"2030-07-01",null,"New Entrant Renewable TAS"]
["TAS Biomass",11.640192389999999,"2031-07-01",null,"New Entrant Renewable TAS"]
["TAS Biomass",11.59305853,"2032-07-01",null,"New Entrant Renewable TAS"]
["TAS Biomass",11.548396139999999,"2033-07-01",null,"New Entrant Renewable TAS"]
["TAS Biomass",11.50606769,"2034-07-01",null,"New Entrant Renewable TAS"]
["TAS Biomass",11.46594402,"2035-07-01",null,"New Entrant Renewable TAS"]
["TAS Biomass",11.42790383,"2036-07-01",null,"New Entrant Renewable TAS"]
["TAS Biomass",11.391833099999999,"2037-07-01",null,"New Entrant Renewable TAS"]
["TAS Biomass",11.35762459,"2038-07-01",null,"New Entrant Renewable TAS"]
["TAS Biomass",11.325177419999999,"2039-07-01",null,"New Entrant Renewable TAS"]

{"sheet":"FOM","index":31,"n_rows":468,"n_cols":2,"rows_kept":468,"cut":false,"hidden":false,"merged":[]}
["Fixed Operating and Maintenance Cost"]
["Generators","FO&M Charge ($/kW/year)"]
["BW01",54.335003]
["BW02",54.345179999999999]
["BW03",54.355356999999998]
["BW04",54.365533999999997]
["ER01",54.335003]
["ER02",54.345179999999999]
["ER03",54.355356999999998]
["ER04",54.365533999999997]
["LD01",57.693413]
["LD02",57.703589999999998]
["LD03",57.713766999999997]
["LD04",57.723944000000003]
["MP1",54.345179999999999]
["MP2",54.355356999999998]
["REDBANK1",54.955800000000004]
["VP5",54.345179999999999]
["VP6",54.355356999999998]
["WW7",57.703589999999998]
["WW8",57.713766999999997]
["CALL_B_1",54.955800000000004]
["CALL_B_2",54.956817700000002]
["CPP_3",54.955800000000004]
["CPP_4",54.965977000000002]
["GSTONE1",57.683236000000001]
["GSTONE2",57.693413]
["GSTONE3",57.703589999999998]
["GSTONE4",57.713766999999997]
["GSTONE5",57.723944000000003]
["GSTONE6",57.734121000000002]
["KPP_1",55.47517422]
["MPP_1",53.225709999999999]
["MPP_2",53.235886999999998]
["STAN-1",54.335003]
["STAN-2",54.345179999999999]
["STAN-3",54.355356999999998]
["STAN-4",54.365533999999997]
["TARONG#1",54.945622999999998]
["TARONG#2",54.955800000000004]
["TARONG#3",54.965977000000002]
["TARONG#4",54.976154000000001]
["TNPS1",53.225709999999999]
["APS",101.77]
["HWPS1",155.270489]
["HWPS2",155.280666]
["HWPS3",155.290843]
["HWPS4",155.30101999999999]
["HWPS5",155.31119699999999]
["HWPS6",155.32137399999999]
["HWPS7",155.33155099999999]
["HWPS8",155.34172799999999]
["LOYYB1",113.9824]
["LOYYB2",113.992577]
["LYA1",144.197913]
["LYA2",144.20809]
["LYA3",144.218267]
["LYA4",144.228444]
["MOR1",110.919123]
["MOR2",110.9293]
["MOR3",110.939477]
["YWPS1",149.79526300000001]
["YWPS2",149.80544]
["YWPS3",149.815617]
["YWPS4",149.825794]
["NPS1",61.061999999999998]
["NPS2",61.072177000000003]
["PLAYB-AG1",63.290762999999998]
["PLAYB-AG2",63.300939999999997]
["PLAYB-AG3",63.311117000000003]
["PLAYB-AG4",63.321294000000002]
["BLOWERNG",57.703589999999998]
["GUTHEGA1",57.703589999999998]
["GUTHEGA2",57.703589999999998]
["HUMENSW",57.703589999999998]
["SHGEN01",57.703589999999998]
["SHGEN02",57.703589999999998]
["SHGEN03",57.703589999999998]
["SHGEN04",57.703589999999998]
["TUMUT1_01",57.703589999999998]
["TUMUT1_02",57.703589999999998]
["TUMUT1_03",57.703589999999998]
["TUMUT1_04",57.703589999999998]
["TUMUT2_01",57.703589999999998]
["TUMUT2_02",57.703589999999998]
["TUMUT2_03",57.703589999999998]
["TUMUT2_04",57.703589999999998]
["TUMUT3_01",57.703589999999998]
["TUMUT3_02",57.703589999999998]
["TUMUT3_03",57.703589999999998]
["TUMUT3_04",57.703589999999998]
["TUMUT3_05",57.703589999999998]
["TUMUT3_06",57.703589999999998]
["BARRON-1",57.703589999999998]
["BARRON-2",57.703589999999998]
["KAREEYA1",57.703589999999998]
["KAREEYA2",57.703589999999998]
["KAREEYA3",57.703589999999998]
["KAREEYA4",57.703589999999998]
["W/HOE#1",57.703589999999998]
["W/HOE#2",57.703589999999998]
["BOGONG1",57.703589999999998]
["BOGONG2",57.703589999999998]
["DARTM1",57.703589999999998]
["EILDON1",57.703589999999998]
["EILDON2",57.703589999999998]
["HUMEV",57.703589999999998]
["MCKAY11",57.703589999999998]
["MCKAY12",57.703589999999998]
["MCKAY13",57.703589999999998]
["MCKAY14",57.703589999999998]
["MCKAY15",57.703589999999998]
["MCKAY16",57.703589999999998]
["MURRAY01",57.703589999999998]
["MURRAY02",57.703589999999998]
["MURRAY03",57.703589999999998]
["MURRAY04",57.703589999999998]
["MURRAY05",57.703589999999998]
["MURRAY06",57.703589999999998]
["MURRAY07",57.703589999999998]
["MURRAY08",57.703589999999998]
["MURRAY09",57.703589999999998]
["MURRAY10",57.703589999999998]
["MURRAY11",57.703589999999998]
["MURRAY12",57.703589999999998]
["MURRAY13",57.703589999999998]
["MURRAY14",57.703589999999998]
["WKIEWA1",57.703589999999998]
["WKIEWA2",57.703589999999998]
["BASTYAN",57.703589999999998]
["CA111-1",57.703589999999998]
["CA112-2",57.703589999999998]
["CETHANA",57.703589999999998]
["DEVILS_G",57.703589999999998]
["FISHER",57.703589999999998]
["GO181-1",57.703589999999998]
["GO182-2",57.703589999999998]
["GO183-3",57.703589999999998]
["JBUTTERS",57.703589999999998]
["LI111-1",57.703589999999998]
["LI112-2",57.703589999999998]
["LI113-3",57.703589999999998]
["LK_ECHO",57.703589999999998]
["LM111-1",57.703589999999998]
["MACKNTSH",57.703589999999998]
["MEADOWBK",57.703589999999998]
["PO161-1",57.703589999999998]
["PO162-2",57.703589999999998]
["PO163-3",57.703589999999998]
["PO164-4",57.703589999999998]
["PO165-5",57.703589999999998]
["PO166-6",57.703589999999998]
["REECE1",57.703589999999998]
["REECE2",57.703589999999998]
["TA111-1",57.703589999999998]
["TA111-2",57.703589999999998]
["TA111-3",57.703589999999998]
["TA112-4",57.703589999999998]
["TA112-5",57.703589999999998]
["TA112-6",57.703589999999998]
["TR111-1",57.703589999999998]
["TR111-2",57.703589999999998]
["TR112-3",57.703589999999998]
["TR112-4",57.703589999999998]
["TRIBUTE",57.703589999999998]
["TU111-1",57.703589999999998]
["TU112-2",57.703589999999998]
["TU113-3",57.703589999999998]
["TU114-4",57.703589999999998]
["TU115-5",57.703589999999998]
["WI111-1",57.703589999999998]
["WY111-1",57.703589999999998]
["WY111-2",57.703589999999998]
["WY111-3",57.703589999999998]
["CG1",14.441163]
["CG2",14.45134]
["CG3",14.461517000000001]
["CG4",14.471693999999999]
["SITHE01",10.166823000000001]
["SITHE02",10.177]
["SITHE03",10.187177]
["SITHE04",10.197354000000001]
["TALWA1",10.177]
["URANQ11",14.441163]
["URANQ12",14.45134]
["URANQ13",14.461517000000001]
["URANQ14",14.471693999999999]
["BARCALDN",14.45134]
["BRAEMAR1",14.430986000000001]
["BRAEMAR2",14.441163]
["BRAEMAR3",14.45134]
["BRAEMAR5",14.461517000000001]
["BRAEMAR6",14.471693999999999]
["BRAEMAR7",14.481871]
["CPSA",10.177]
["DDPS1_GT1",10.177]
["DDPS1_GT2",10.177]
["DDPS1_GT3",10.177]
["DDPS1_ST",10.177]
["OAKEY1",14.45134]
["OAKEY2",14.461517000000001]
["ROMA_7",14.45134]
["ROMA_8",14.461517000000001]
["SWAN_E",10.177]
["YABULU",10.177]
["YABULU2",10.177]
["YARWUN_1",10.177]
["AGLSOM01",14.441163]
["AGLSOM02",14.45134]
["AGLSOM03",14.461517000000001]
["AGLSOM04",14.471693999999999]
["BDL01",14.45134]
["BDL02",14.461517000000001]
["JLA01",14.441163]
["JLA02",14.45134]
["JLA03",14.461517000000001]
["JLA04",14.471693999999999]
["JLB01",14.441163]
["JLB02",14.45134]
["JLB03",14.461517000000001]
["Laverton North1",14.45134]
["Laverton North2",14.461517000000001]
["MORTLK11",14.45134]
["MORTLK12",14.461517000000001]
["NPS",44.371720000000003]
["VPGS1",14.420809]
["VPGS2",14.430986000000001]
["VPGS3",14.441163]
["VPGS4",14.45134]
["VPGS5",14.461517000000001]
["VPGS6",14.471693999999999]
["AGLHAL01",14.390278]
["AGLHAL02",14.400454999999999]
["AGLHAL03",14.410632]
["AGLHAL04",14.420809]
["AGLHAL05",14.430986000000001]
["AGLHAL06",14.441163]
["AGLHAL07",14.45134]
["AGLHAL08",14.461517000000001]
["AGLHAL09",14.471693999999999]
["AGLHAL10",14.481871]
["AGLHAL11",14.492048]
["AGLHAL12",14.502224999999999]
["DRYCGT1",14.441163]
["DRYCGT2",14.45134]
["DRYCGT3",14.461517000000001]
["LADBROK1",14.45134]
["LADBROK2",14.461517000000001]
["MINTARO",14.45134]
["OsborneGT",10.177]
["OsborneST",10.177]
["PPCCGTGT1",10.177]
["PPCCGTGT2",10.177]
["PPCCGTST",10.177]
["QPS1",14.430986000000001]
["QPS2",14.441163]
["QPS3",14.45134]
["QPS4",14.461517000000001]
["QPS5",14.471693999999999]
["TORRA1",43.242072999999998]
["TORRA2",43.252249999999997]
["TORRA3",43.262427000000002]
["TORRA4",43.272604000000001]
["TORRB1",43.242072999999998]
["TORRB2",43.252249999999997]
["TORRB3",43.262427000000002]
["TORRB4",43.272604000000001]
["BBTHREE1",14.441163]
["BBTHREE2",14.45134]
["BBTHREE3",14.461517000000001]
["TVCC201",10.177]
["TVPP104",14.45134]
["HVGTS1",14.461517000000001]
["HVGTS2",14.45134]
["MACKAYGT",14.45134]
["MSTUART1",14.441163]
["MSTUART2",14.45134]
["MSTUART3",14.461517000000001]
["ANGAS1",14.983076390000001]
["ANGAS2",14.983076390000001]
["Lonsdale",14.983076390000001]
["POR01-1",14.441163]
["POR01-2",14.45134]
["POR01-3",14.461517000000001]
["PSTAN1",14.983076390000001]
["SNUG1",14.441163]
["SNUG2",14.45134]
["SNUG3",14.461517000000001]
["BOCORWF1",71.762647720000004]
["CAPTL_WF",77.544664729999994]
["CULLRGWF",77.638934809999995]
["Gullen Range",75.593377349999997]
["GUNNING1",75.593377349999997]
["Taralga Wind Farm",75.593377349999997]
["WOODLWN1",77.544664729999994]
["ARARATWF",73.081342329999998]
["Bald Hills p1",75.076770179999997]
["BULGANAWF",73.081342329999998]
["CHALLHWF",73.081342329999998]
["CROWLANDSWF",73.081342329999998]
["MACARTH1",75.321141560000001]
["MERCER1",75.288181730000005]
["OAKLAND1",76.718813429999997]
["Portland 2",78.341263089999998]
["Portland 3",78.351440089999997]
["Portland 4",78.361617089999996]
["WAUBRAWF",77.048707469999997]
["YAMBUKWF",78.351440089999997]
["BLUFF1",76.793925650000006]
["CATHROCK",79.190784719999996]
["CLEMGPWF",77.009978630000006]
["CNUNDAWF",76.303564390000005]
["HALLWF1",77.961554059999997]
["HALLWF2",77.961554059999997]
["Hornsdale",76.793925650000006]
["LKBONNY1",73.672737749999996]
["LKBONNY2",72.927654219999994]
["LKBONNY3",73.300177980000001]
["MTMILLAR",77.842958490000001]
["NBHWF1",77.961554059999997]
["SNOWNTH1",78.071984009999994]
["SNOWSTH1",78.071984009999994]
["SNOWTWN1",78.67719735]
["STARHLWF",76.513478160000005]
["WATERLWF",77.764849620000007]
["WPWF",71.660840859999993]
["MUSSELR1",80.332514750000001]
["WOOLNTH1",80.721107979999999]
["Broken Hill Solar Plant",25.442499999999999]
["Moree Solar",25.442499999999999]
["Nyngan",25.442499999999999]
["FWN Broken Hill_WIND",45]
["FWN Buronga_WIND",45.000999999999998]
["HUN Bayswater_WIND",45]
["MRN Bannaby_WIND",45]
["MRN Yass_WIND",45.000999999999998]
["MUN Deniliquin_WIND",45]
["MUN Jindera_WIND",45.000999999999998]
["NEN Armidale_WIND",45]
["SEN Cooma_WIND",45]
["WEN Wallerawang_WIND",45]
["FNQ Challumbin_WIND",45]
["FNQ Woree_WIND",45.000999999999998]
["SWQ Blackstone_WIND",45]
["SWQ Blackwall_WIND",45.000999999999998]
["CS Krongart_WIND",45]
["CS Mortlake_WIND",45]
["CS Portland_WIND",45.000999999999998]
["CS Shaw River_WIND",45.002000000000002]
["CS Tarrone_WIND",45.003]
["FWN Redcliffs_WIND",45]
["NWV Ballarat_WIND",45.000999999999998]
["NWV Bendigo_WIND",45.002000000000002]
["NWV Geelong_WIND",45.003]
["NWV Horsham_WIND",45.003999999999998]
["SEV Morwell_WIND",45]
["SWV Terang_WIND",45]
["EPS Cultana_WIND",45]
["FLS VH_WIND",45]
["MNS Belalie_WIND",45.000999999999998]
["MNS Blyth_WIND",45.002000000000002]
["MNS Bungama_WIND",45.003]
["MNS Canowie_WIND",45.003999999999998]
["MNS Glenriver_WIND",45.005000000000003]
["MNS Mokota_WIND",45.006]
["MNS Robertstown_WIND",45.006999999999998]
["MNS Tungkillo_WIND",45.008000000000003]
["WCS Cultana_WIND",45]
["WCS Lincoln Gap_WIND",45.000999999999998]
["YPS Para Garden West_WIND",45]
["NET George Town_WIND",45]
["NWT Burnie_WIND",45]
["ST Chapel Street_WIND",45]
["ST Waddamana_WIND",45.000999999999998]
["WCT Farrell _WIND",45]
["CAN OCGT",4]
["NCEN CCGT",10]
["NCEN CCGT CCS",17]
["NCEN OCGT",4]
["NNS CCGT",10]
["NNS CCGT CCS",17]
["NNS Coal SC",50.5]
["NNS Coal SC CCS",73.2]
["NNS OCGT",4]
["SWNSW OCGT",4]
["CAN Biomass",125]
["CAN Solar PV DAT",39]
["CAN Solar PV FFP",25]
["CAN Solar PV SAT",30]
["NCEN Biomass",125]
["NCEN Solar PV DAT",39]
["NCEN Solar PV FFP",25]
["NCEN Solar PV SAT",30]
["NNS Biomass",125]
["NNS Solar PV DAT",39]
["NNS Solar PV FFP",25]
["NNS Solar PV SAT",30]
["CQ CCGT",10]
["CQ CCGT CCS",17]
["CQ Coal SC",50.5]
["CQ Coal SC CCS",73.2]
["CQ OCGT",4]
["NQ CCGT",10]
["NQ CCGT CCS",17]
["NQ Coal SC",50.5]
["NQ Coal SC CCS",73.2]
["NQ OCGT",4]
["SEQ CCGT",10]
["SEQ CCGT CCS",17]
["SEQ Coal SC",50.5]
["SEQ Coal SC CCS",73.2]
["SEQ OCGT",4]
["SWQ CCGT",10]
["SWQ CCGT CCS",17]
["SWQ Coal SC",50.5]
["SWQ Coal SC CCS",73.2]
["SWQ OCGT",4]
["CQ Solar PV DAT",39]
["CQ Solar PV FFP",25]
["CQ Solar PV SAT",30]
["NQ Biomass",125]
["NQ Solar PV DAT",39]
["NQ Solar PV FFP",25]
["NQ Solar PV SAT",30]
["SEQ Solar PV DAT",39]
["SEQ Solar PV FFP",25]
["SEQ Solar PV SAT",30]
["SWQ Solar PV DAT",39]
["SWQ Solar PV FFP",25]
["SWQ Solar PV SAT",30]
["ADE OCGT",4]
["NSA OCGT",4]
["SESA CCGT",10]
["SESA OCGT",4]
["NSA Solar PV DAT",39]
["NSA Solar PV FFP",25]
["NSA Solar PV SAT",30]
["SESA Biomass",125]
["CVIC OCGT",4]
["LV CCGT",10]
["LV CCGT CCS",17]
["LV Coal SC",65.5]
["LV Coal SC CCS",96.5]
["LV OCGT",4]
["MEL OCGT",4]
["NVIC OCGT",4]
["CVIC Solar PV DAT",39]
["CVIC Solar PV FFP",25]
["CVIC Solar PV SAT",30]
["NVIC Biomass",125]
["TAS CCGT",10]
["TAS OCGT",4]
["TAS Biomass",125]
["CS Krongart_WIND_40pc",45]
["CS Mortlake_WIND_40pc",45]
["CS Portland_WIND_40pc",45.000999999999998]
["CS Shaw River_WIND_40pc",45.002000000000002]
["CS Tarrone_WIND_40pc",45.003]
["CVIC Solar PV DAT_40pc",39]
["CVIC Solar PV FFP_40pc",25]
["CVIC Solar PV SAT_40pc",30]
["FWN Redcliffs_WIND_40pc",45]
["NWV Ballarat_WIND_40pc",45.000999999999998]
["NWV Bendigo_WIND_40pc",45.002000000000002]
["NWV Geelong_WIND_40pc",45.003]
["NWV Horsham_WIND_40pc",45.003999999999998]
["SEV Morwell_WIND_40pc",45]
["SWV Terang_WIND_40pc",45]

{"sheet":"VOM","index":32,"n_rows":465,"n_cols":2,"rows_kept":465,"cut":false,"hidden":false,"merged":[]}
["Variable Operating and Maintenance Cost ($/MWh)"]
["Generators","VOM ($/MWh)"]
["BW01",1]
["BW02",1]
["BW03",1]
["BW04",1]
["ER01",1]
["ER02",1]
["ER03",1]
["ER04",1]
["LD01",1]
["LD02",1]
["LD03",1]
["LD04",1]
["MP1",1]
["MP2",1]
["REDBANK1",1]
["VP5",1]
["VP6",1]
["WW7",1]
["WW8",1]
["CALL_B_1",1]
["CALL_B_2",1]
["CPP_3",1]
["CPP_4",1]
["GSTONE1",1]
["GSTONE2",1]
["GSTONE3",1]
["GSTONE4",1]
["GSTONE5",1]
["GSTONE6",1]
["KPP_1",0.49249999999999999]
["MPP_1",3.1]
["MPP_2",3.1]
["STAN-1",3.1]
["STAN-2",3.1]
["STAN-3",3.1]
["STAN-4",3.1]
["TARONG#1",3.1]
["TARONG#2",3.1]
["TARONG#3",3.1]
["TARONG#4",3.1]
["TNPS1",1]
["APS",1]
["HWPS1",0.99]
["HWPS2",1]
["HWPS3",1.01]
["HWPS4",1.02]
["HWPS5",1.03]
["HWPS6",1.04]
["HWPS7",1.05]
["HWPS8",1.06]
["LOYYB1",1]
["LOYYB2",1.01]
["LYA1",0.99]
["LYA2",1]
["LYA3",1.01]
["LYA4",1.02]
["MOR1",2.09]
["MOR2",2.1]
["MOR3",2.11]
["YWPS1",0.99]
["YWPS2",1]
["YWPS3",1.01]
["YWPS4",1.02]
["NPS1",1]
["NPS2",1]
["PLAYB-AG1",1.3]
["PLAYB-AG2",1.3]
["PLAYB-AG3",1.3]
["PLAYB-AG4",1.3]
["BLOWERNG",7]
["GUTHEGA1",7]
["GUTHEGA2",7]
["HUMENSW",7]
["SHGEN01",7]
["SHGEN02",7]
["SHGEN03",7]
["SHGEN04",7]
["TUMUT1_01",7]
["TUMUT1_02",7]
["TUMUT1_03",7]
["TUMUT1_04",7]
["TUMUT2_01",7]
["TUMUT2_02",7]
["TUMUT2_03",7]
["TUMUT2_04",7]
["TUMUT3_01",7]
["TUMUT3_02",7]
["TUMUT3_03",7]
["TUMUT3_04",7]
["TUMUT3_05",7]
["TUMUT3_06",7]
["BARRON-1",7]
["BARRON-2",7]
["KAREEYA1",7]
["KAREEYA2",7]
["KAREEYA3",7]
["KAREEYA4",7]
["W/HOE#1",7]
["W/HOE#2",7]
["BOGONG1",7]
["BOGONG2",7]
["DARTM1",7]
["EILDON1",7]
["EILDON2",7]
["HUMEV",7]
["MCKAY11",7]
["MCKAY12",7]
["MCKAY13",7]
["MCKAY14",7]
["MCKAY15",7]
["MCKAY16",7]
["MURRAY01",7]
["MURRAY02",7]
["MURRAY03",7]
["MURRAY04",7]
["MURRAY05",7]
["MURRAY06",7]
["MURRAY07",7]
["MURRAY08",7]
["MURRAY09",7]
["MURRAY10",7]
["MURRAY11",7]
["MURRAY12",7]
["MURRAY13",7]
["MURRAY14",7]
["WKIEWA1",7]
["WKIEWA2",7]
["BASTYAN",7]
["CA111-1",7]
["CA112-2",7]
["CETHANA",7]
["DEVILS_G",7]
["FISHER",7]
["GO181-1",7]
["GO182-2",7]
["GO183-3",7]
["JBUTTERS",7]
["LI111-1",7]
["LI112-2",7]
["LI113-3",7]
["LK_ECHO",7]
["LM111-1",7]
["MACKNTSH",7]
["MEADOWBK",7]
["PO161-1",7]
["PO162-2",7]
["PO163-3",7]
["PO164-4",7]
["PO165-5",7]
["PO166-6",7]
["REECE1",7]
["REECE2",7]
["TA111-1",7]
["TA111-2",7]
["TA111-3",7]
["TA112-4",7]
["TA112-5",7]
["TA112-6",7]
["TR111-1",7]
["TR111-2",7]
["TR112-3",7]
["TR112-4",7]
["TRIBUTE",7]
["TU111-1",7]
["TU112-2",7]
["TU113-3",7]
["TU114-4",7]
["TU115-5",7]
["WI111-1",7]
["WY111-1",7]
["WY111-2",7]
["WY111-3",7]
["CG1",8.3000000000000007]
["CG2",8.3000000000000007]
["CG3",8.3000000000000007]
["CG4",8.3000000000000007]
["SITHE01",7]
["SITHE02",7]
["SITHE03",7]
["SITHE04",7]
["TALWA1",7]
["URANQ11",10.4]
["URANQ12",10.4]
["URANQ13",10.4]
["URANQ14",10.4]
["BARCALDN",10.4]
["BRAEMAR1",10.4]
["BRAEMAR2",10.4]
["BRAEMAR3",10.4]
["BRAEMAR5",10.4]
["BRAEMAR6",10.4]
["BRAEMAR7",10.4]
["CPSA",7]
["DDPS1_GT1",7]
["DDPS1_GT2",7]
["DDPS1_GT3",7]
["DDPS1_ST",7]
["OAKEY1",10.4]
["OAKEY2",10.4]
["ROMA_7",10.4]
["ROMA_8",10.4]
["SWAN_E",7]
["YABULU",7]
["YABULU2",7]
["YARWUN_1",7]
["AGLSOM01",10.4]
["AGLSOM02",10.4]
["AGLSOM03",10.4]
["AGLSOM04",10.4]
["BDL01",10.4]
["BDL02",10.4]
["JLA01",10.4]
["JLA02",10.4]
["JLA03",10.4]
["JLA04",10.4]
["JLB01",10.4]
["JLB02",10.4]
["JLB03",10.4]
["Laverton North1",10.4]
["Laverton North2",10.4]
["MORTLK11",10.4]
["MORTLK12",10.4]
["NPS",12.5]
["VPGS1",10.4]
["VPGS2",10.4]
["VPGS3",10.4]
["VPGS4",10.4]
["VPGS5",10.4]
["VPGS6",10.4]
["AGLHAL01",10.4]
["AGLHAL02",10.4]
["AGLHAL03",10.4]
["AGLHAL04",10.4]
["AGLHAL05",10.4]
["AGLHAL06",10.4]
["AGLHAL07",10.4]
["AGLHAL08",10.4]
["AGLHAL09",10.4]
["AGLHAL10",10.4]
["AGLHAL11",10.4]
["AGLHAL12",10.4]
["DRYCGT1",10.4]
["DRYCGT2",10.4]
["DRYCGT3",10.4]
["LADBROK1",10.4]
["LADBROK2",10.4]
["MINTARO",10.4]
["OsborneGT",7]
["OsborneST",7]
["PPCCGTGT1",7]
["PPCCGTGT2",7]
["PPCCGTST",7]
["QPS1",10.4]
["QPS2",10.4]
["QPS3",10.4]
["QPS4",10.4]
["QPS5",10.4]
["TORRA1",2.1]
["TORRA2",2.1]
["TORRA3",2.1]
["TORRA4",2.1]
["TORRB1",2.1]
["TORRB2",2.1]
["TORRB3",2.1]
["TORRB4",2.1]
["BBTHREE1",10.4]
["BBTHREE2",10.4]
["BBTHREE3",10.4]
["TVCC201",7]
["TVPP104",10.4]
["HVGTS1",10.4]
["HVGTS2",10.4]
["MACKAYGT",10.4]
["MSTUART1",10.4]
["MSTUART2",10.4]
["MSTUART3",10.4]
["ANGAS1",10.883319999999999]
["ANGAS2",10.883319999999999]
["Lonsdale",10.883319999999999]
["POR01-1",10.4]
["POR01-2",10.4]
["POR01-3",10.4]
["PSTAN1",10.883319999999999]
["SNUG1",10.4]
["SNUG2",10.4]
["SNUG3",10.4]
["BOCORWF1",0]
["CAPTL_WF",0]
["CULLRGWF",0]
["Gullen Range",0]
["GUNNING1",0]
["Taralga Wind Farm",0]
["WOODLWN1",0]
["ARARATWF",0]
["Bald Hills p1",0]
["CHALLHWF",0]
["MACARTH1",0]
["MERCER1",0]
["OAKLAND1",0]
["Portland 2",0]
["Portland 3",0]
["Portland 4",0]
["WAUBRAWF",0]
["YAMBUKWF",0]
["BLUFF1",0]
["CATHROCK",0]
["CLEMGPWF",0]
["CNUNDAWF",0]
["HALLWF1",0]
["HALLWF2",0]
["LKBONNY1",0]
["LKBONNY2",0]
["LKBONNY3",0]
["MTMILLAR",0]
["NBHWF1",0]
["SNOWNTH1",0]
["SNOWSTH1",0]
["SNOWTWN1",0]
["STARHLWF",0]
["WATERLWF",0]
["WPWF",0]
["MUSSELR1",0]
["WOOLNTH1",0]
["Broken Hill Solar Plant",0]
["Moree Solar",0]
["Nyngan",0]
["FWN Broken Hill_WIND",0]
["FWN Buronga_WIND",0]
["HUN Bayswater_WIND",0]
["MRN Bannaby_WIND",0]
["MRN Yass_WIND",0]
["MUN Deniliquin_WIND",0]
["MUN Jindera_WIND",0]
["NEN Armidale_WIND",0]
["SEN Cooma_WIND",0]
["WEN Wallerawang_WIND",0]
["FNQ Challumbin_WIND",0]
["FNQ Woree_WIND",0]
["SWQ Blackstone_WIND",0]
["SWQ Blackwall_WIND",0]
["CS Krongart_WIND",0]
["CS Mortlake_WIND",0]
["CS Portland_WIND",0]
["CS Shaw River_WIND",0]
["CS Tarrone_WIND",0]
["FWN Redcliffs_WIND",0]
["NWV Ballarat_WIND",0]
["NWV Bendigo_WIND",0]
["NWV Geelong_WIND",0]
["NWV Horsham_WIND",0]
["SEV Morwell_WIND",0]
["SWV Terang_WIND",0]
["EPS Cultana_WIND",0]
["FLS VH_WIND",0]
["MNS Belalie_WIND",0]
["MNS Blyth_WIND",0]
["MNS Bungama_WIND",0]
["MNS Canowie_WIND",0]
["MNS Glenriver_WIND",0]
["MNS Mokota_WIND",0]
["MNS Robertstown_WIND",0]
["MNS Tungkillo_WIND",0]
["WCS Cultana_WIND",0]
["WCS Lincoln Gap_WIND",0]
["YPS Para Garden West_WIND",0]
["NET George Town_WIND",0]
["NWT Burnie_WIND",0]
["ST Chapel Street_WIND",0]
["ST Waddamana_WIND",0]
["WCT Farrell _WIND",0]
["CAN OCGT",10]
["NCEN CCGT",7]
["NCEN CCGT CCS",12]
["NCEN OCGT",10]
["NNS CCGT",7]
["NNS CCGT CCS",12]
["NNS Coal SC",4]
["NNS Coal SC CCS",9]
["NNS OCGT",10]
["SWNSW OCGT",10]
["CAN Biomass",8]
["CAN Solar PV DAT",0]
["CAN Solar PV FFP",0]
["CAN Solar PV SAT",0]
["NCEN Biomass",8]
["NCEN Solar PV DAT",0]
["NCEN Solar PV FFP",0]
["NCEN Solar PV SAT",0]
["NNS Biomass",8]
["NNS Solar PV DAT",0]
["NNS Solar PV FFP",0]
["NNS Solar PV SAT",0]
["CQ CCGT",7]
["CQ CCGT CCS",12]
["CQ Coal SC",4]
["CQ Coal SC CCS",9]
["CQ OCGT",10]
["NQ CCGT",7]
["NQ CCGT CCS",12]
["NQ Coal SC",4]
["NQ Coal SC CCS",9]
["NQ OCGT",10]
["SEQ CCGT",7]
["SEQ CCGT CCS",12]
["SEQ Coal SC",4]
["SEQ Coal SC CCS",9]
["SEQ OCGT",10]
["SWQ CCGT",7]
["SWQ CCGT CCS",12]
["SWQ Coal SC",4]
["SWQ Coal SC CCS",9]
["SWQ OCGT",10]
["CQ Solar PV DAT",0]
["CQ Solar PV FFP",0]
["CQ Solar PV SAT",0]
["NQ Biomass",8]
["NQ Solar PV DAT",0]
["NQ Solar PV FFP",0]
["NQ Solar PV SAT",0]
["SEQ Solar PV DAT",0]
["SEQ Solar PV FFP",0]
["SEQ Solar PV SAT",0]
["SWQ Solar PV DAT",0]
["SWQ Solar PV FFP",0]
["SWQ Solar PV SAT",0]
["ADE OCGT",10]
["NSA OCGT",10]
["SESA CCGT",7]
["SESA OCGT",10]
["NSA Solar PV DAT",0]
["NSA Solar PV FFP",0]
["NSA Solar PV SAT",0]
["SESA Biomass",8]
["CVIC OCGT",10]
["LV CCGT",7]
["LV CCGT CCS",12]
["LV Coal SC",5]
["LV Coal SC CCS",11]
["LV OCGT",10]
["MEL OCGT",10]
["NVIC OCGT",10]
["CVIC Solar PV DAT",0]
["CVIC Solar PV FFP",0]
["CVIC Solar PV SAT",0]
["NVIC Biomass",8]
["TAS CCGT",7]
["TAS OCGT",10]
["TAS Biomass",8]
["CS Krongart_WIND_40pc",0]
["CS Mortlake_WIND_40pc",0]
["CS Portland_WIND_40pc",0]
["CS Shaw River_WIND_40pc",0]
["CS Tarrone_WIND_40pc",0]
["CVIC Solar PV DAT_40pc",0]
["CVIC Solar PV FFP_40pc",0]
["CVIC Solar PV SAT_40pc",0]
["FWN Redcliffs_WIND_40pc",0]
["NWV Ballarat_WIND_40pc",0]
["NWV Bendigo_WIND_40pc",0]
["NWV Geelong_WIND_40pc",0]
["NWV Horsham_WIND_40pc",0]
["SEV Morwell_WIND_40pc",0]
["SWV Terang_WIND_40pc",0]

{"sheet":"Emissions Rate","index":33,"n_rows":1503,"n_cols":4,"rows_kept":1503,"cut":false,"hidden":false,"merged":[]}
["Emissions Rate"]
["Generator","Date From","Comb Co2 (kg/MWh)","Fugi Co2 (kg/MWh)"]
["AGLHAL01","2016-07-01",1030.2,155.97999999999999]
["AGLHAL02","2016-07-01",1030.2,155.97999999999999]
["AGLHAL03","2016-07-01",1030.2,155.97999999999999]
["AGLHAL04","2016-07-01",1030.2,155.97999999999999]
["AGLHAL05","2016-07-01",1030.2,155.97999999999999]
["AGLHAL06","2016-07-01",1030.2,155.97999999999999]
["AGLHAL07","2016-07-01",1030.2,155.97999999999999]
["AGLHAL08","2016-07-01",1030.2,155.97999999999999]
["AGLHAL09","2016-07-01",1030.2,155.97999999999999]
["AGLHAL10","2016-07-01",1030.2,155.97999999999999]
["AGLHAL11","2016-07-01",1030.2,155.97999999999999]
["AGLHAL12","2016-07-01",1030.2,155.97999999999999]
["AGLSOM01","2016-07-01",767.6,58.49]
["AGLSOM02","2016-07-01",767.6,58.49]
["AGLSOM03","2016-07-01",767.6,58.49]
["AGLSOM04","2016-07-01",767.6,58.49]
["APS","2016-07-01",1177.2,5.26]
["BARCALDN","2016-07-01",1009.96,100.28]
["BBTHREE1","2016-07-01",636.25,48.37]
["BBTHREE2","2016-07-01",636.25,48.37]
["BBTHREE3","2016-07-01",636.25,48.37]
["BDL01","2016-07-01",529.57000000000005,41.29]
["BDL02","2016-07-01",529.57000000000005,41.29]
["BRAEMAR1","2016-07-01",576.17999999999995,93.59]
["BRAEMAR2","2016-07-01",576.17999999999995,93.59]
["BRAEMAR3","2016-07-01",576.17999999999995,93.59]
["BRAEMAR5","2016-07-01",597.78,93.59]
["BRAEMAR6","2016-07-01",597.78,93.59]
["BRAEMAR7","2016-07-01",597.78,93.59]
["BW01","2016-07-01",917.44,49.96]
["BW02","2016-07-01",917.44,49.96]
["BW03","2016-07-01",917.44,49.96]
["BW04","2016-07-01",917.44,49.96]
["CALL_B_1","2016-07-01",1002.8,12.36]
["CALL_B_2","2016-07-01",1002.8,12.36]
["CG1","2016-07-01",646.4,143.99]
["CG2","2016-07-01",646.4,143.99]
["CG3","2016-07-01",646.4,143.99]
["CG4","2016-07-01",646.4,143.99]
["CPP_3","2016-07-01",949.04,12.28]
["CPP_4","2016-07-01",949.04,12.28]
["CPSA","2016-07-01",467.95,58.45]
["DDPS1_GT1","2016-07-01",445.42,60.82]
["DDPS1_GT2","2016-07-01",445.42,60.82]
["DDPS1_GT3","2016-07-01",445.42,60.82]
["DDPS1_ST","2016-07-01",445.42,60.82]
["DRYCGT1","2016-07-01",1212,143.99]
["DRYCGT2","2016-07-01",1212,143.99]
["DRYCGT3","2016-07-01",1212,143.99]
["ER01","2016-07-01",914.09,50.66]
["ER02","2016-07-01",914.09,50.66]
["ER03","2016-07-01",914.09,50.66]
["ER04","2016-07-01",914.09,50.66]
["GSTONE1","2016-07-01",1036.8,12.7]
["GSTONE2","2016-07-01",1036.8,12.7]
["GSTONE3","2016-07-01",1036.8,12.7]
["GSTONE4","2016-07-01",1036.8,12.7]
["GSTONE5","2016-07-01",1036.8,12.7]
["GSTONE6","2016-07-01",1036.8,12.7]
["HVGTS1","2016-07-01",896.05,46.28]
["HVGTS2","2016-07-01",896.05,46.28]
["HWPS1","2016-07-01",1535.92,6.48]
["HWPS2","2016-07-01",1535.92,6.48]
["HWPS3","2016-07-01",1535.92,6.48]
["HWPS4","2016-07-01",1535.92,6.48]
["HWPS5","2016-07-01",1535.92,6.48]
["HWPS6","2016-07-01",1535.92,6.48]
["HWPS7","2016-07-01",1535.92,6.48]
["HWPS8","2016-07-01",1535.92,6.48]
["JLA01","2016-07-01",844.53,61.25]
["JLA02","2016-07-01",844.53,61.25]
["JLA03","2016-07-01",844.53,61.25]
["JLA04","2016-07-01",844.53,61.25]
["JLB01","2016-07-01",844.53,61.25]
["JLB02","2016-07-01",844.53,61.25]
["JLB03","2016-07-01",844.53,61.25]
["KPP_1","2016-07-01",893.8,12.03]
["LADBROK1","2016-07-01",535.29999999999995,124.79]
["LADBROK2","2016-07-01",535.29999999999995,124.79]
["Laverton North1","2016-07-01",767.74,46.14]
["Laverton North2","2016-07-01",767.74,46.14]
["LD01","2016-07-01",976.5,53.12]
["LD02","2016-07-01",976.5,53.12]
["LD03","2016-07-01",976.5,53.12]
["LD04","2016-07-01",976.5,53.12]
["LOYYB1","2016-07-01",1226.92,5.38]
["LOYYB2","2016-07-01",1226.92,5.38]
["LYA1","2016-07-01",1253.5,5.25]
["LYA2","2016-07-01",1253.5,5.25]
["LYA3","2016-07-01",1253.5,5.25]
["LYA4","2016-07-01",1253.5,5.25]
["MACKAYGT","2016-07-01",1010,46.28]
["MINTARO","2016-07-01",828.2,133.69999999999999]
["MOR1","2016-07-01",3220,5.87]
["MOR2","2016-07-01",3220,5.87]
["MOR3","2016-07-01",3220,5.87]
["MORTLK11","2016-07-01",535.29999999999995,43.87]
["MORTLK12","2016-07-01",535.29999999999995,43.87]
["MP1","2016-07-01",905.42,48.53]
["MP2","2016-07-01",905.42,48.53]
["MPP_1","2016-07-01",879.94,12.15]
["MPP_2","2016-07-01",879.94,12.15]
["MSTUART1","2016-07-01",965.42,43.2]
["MSTUART2","2016-07-01",965.42,43.2]
["MSTUART3","2016-07-01",965.42,43.2]
["NPS","2016-07-01",556.5,42.06]
["NPS1","2016-07-01",1111.17,25.53]
["NPS2","2016-07-01",1111.17,25.53]
["OAKEY1","2016-07-01",767.6,86.13]
["OAKEY2","2016-07-01",767.6,86.13]
["OsborneGT","2016-07-01",483,88.92]
["OsborneST","2016-07-01",483,88.92]
["POR01-1","2016-07-01",1512,49.53]
["POR01-2","2016-07-01",1512,49.53]
["POR01-3","2016-07-01",1512,49.53]
["PPCCGTGT1","2016-07-01",405.21,77.97]
["PPCCGTGT2","2016-07-01",405.21,77.97]
["PPCCGTST","2016-07-01",405.21,77.97]
["QPS1","2016-07-01",723.25,116.71]
["QPS2","2016-07-01",723.25,116.71]
["QPS3","2016-07-01",723.25,116.71]
["QPS4","2016-07-01",723.25,116.71]
["QPS5","2016-07-01",723.25,116.71]
["REDBANK1","2016-07-01",1282.21,61.04]
["ROMA_7","2016-07-01",670.49,93.59]
["ROMA_8","2016-07-01",670.49,93.59]
["SITHE01","2016-07-01",505.02,112.11]
["SITHE02","2016-07-01",505.02,112.11]
["SITHE03","2016-07-01",505.02,112.11]
["SITHE04","2016-07-01",505.02,112.11]
["SNUG1","2016-07-01",1442,49.8]
["SNUG2","2016-07-01",1442,49.8]
["SNUG3","2016-07-01",1442,49.8]
["STAN-1","2016-07-01",938.42,12.26]
["STAN-2","2016-07-01",938.42,12.26]
["STAN-3","2016-07-01",938.42,12.26]
["STAN-4","2016-07-01",938.42,12.26]
["SWAN_E","2016-07-01",381.1,59.69]
["TALWA1","2016-07-01",368.88,92.08]
["TARONG#1","2016-07-01",928.82,12.35]
["TARONG#2","2016-07-01",928.82,12.35]
["TARONG#3","2016-07-01",928.82,12.35]
["TARONG#4","2016-07-01",928.82,12.35]
["TNPS1","2016-07-01",882.94,11.44]
["TORRA1","2016-07-01",619.5,124.49]
["TORRA2","2016-07-01",619.5,124.49]
["TORRA3","2016-07-01",619.5,124.49]
["TORRA4","2016-07-01",619.5,124.49]
["TORRB1","2016-07-01",598.5,116.71]
["TORRB2","2016-07-01",598.5,116.71]
["TORRB3","2016-07-01",598.5,116.71]
["TORRB4","2016-07-01",598.5,116.71]
["TVCC201","2016-07-01",422.69,29.22]
["TVPP104","2016-07-01",659.51,50.14]
["URANQ11","2016-07-01",587.53,143.99]
["URANQ12","2016-07-01",587.53,143.99]
["URANQ13","2016-07-01",587.53,143.99]
["URANQ14","2016-07-01",587.53,143.99]
["VP5","2016-07-01",903,50.72]
["VP6","2016-07-01",903,50.72]
["VPGS1","2016-07-01",821.77,58.49]
["VPGS2","2016-07-01",821.77,58.49]
["VPGS3","2016-07-01",821.77,58.49]
["VPGS4","2016-07-01",821.77,58.49]
["VPGS5","2016-07-01",821.77,58.49]
["VPGS6","2016-07-01",821.77,58.49]
["WW7","2016-07-01",925.46,54.11]
["WW8","2016-07-01",925.46,54.11]
["YABULU","2016-07-01",463.5,60.99]
["YABULU2","2016-07-01",463.5,60.99]
["YARWUN_1","2016-07-01",542.96,82.56]
["YWPS1","2016-07-01",1441,6.07]
["YWPS2","2016-07-01",1441,6.07]
["YWPS3","2016-07-01",1441,6.07]
["YWPS4","2016-07-01",1441,6.07]
["ADE OCGT","2014-07-01",593.91999999999996,106.28]
["ADE OCGT","2015-07-01",588.44000000000005,105.3]
["ADE OCGT","2016-07-01",583.36,104.39]
["ADE OCGT","2017-07-01",578.66999999999996,103.55]
["ADE OCGT","2018-07-01",574.33000000000004,102.78]
["ADE OCGT","2019-07-01",570.30999999999995,102.06]
["ADE OCGT","2020-07-01",566.59,101.39]
["ADE OCGT","2021-07-01",563.14,100.77]
["ADE OCGT","2022-07-01",559.94000000000005,100.2]
["ADE OCGT","2023-07-01",556.98,99.67]
["ADE OCGT","2024-07-01",554.22,99.18]
["ADE OCGT","2025-07-01",551.66999999999996,98.72]
["ADE OCGT","2026-07-01",549.29999999999995,98.3]
["ADE OCGT","2027-07-01",547.1,97.9]
["ADE OCGT","2028-07-01",545.04999999999995,97.54]
["ADE OCGT","2029-07-01",543.15,97.2]
["ADE OCGT","2030-07-01",541.38,96.88]
["ADE OCGT","2031-07-01",539.74,96.59]
["ADE OCGT","2032-07-01",538.21,96.31]
["ADE OCGT","2033-07-01",536.79,96.06]
["ADE OCGT","2034-07-01",535.47,95.82]
["ADE OCGT","2035-07-01",534.25,95.6]
["ADE OCGT","2036-07-01",533.1,95.4]
["ADE OCGT","2037-07-01",532.04,95.21]
["ADE OCGT","2038-07-01",531.04999999999995,95.03]
["ADE OCGT","2039-07-01",530.13,94.87]
["CAN Biomass","2014-07-01",23.42,0]
["CAN Biomass","2015-07-01",23.2,0]
["CAN Biomass","2016-07-01",22.99,0]
["CAN Biomass","2017-07-01",22.79,0]
["CAN Biomass","2018-07-01",22.61,0]
["CAN Biomass","2019-07-01",22.43,0]
["CAN Biomass","2020-07-01",22.27,0]
["CAN Biomass","2021-07-01",22.11,0]
["CAN Biomass","2022-07-01",21.97,0]
["CAN Biomass","2023-07-01",21.83,0]
["CAN Biomass","2024-07-01",21.7,0]
["CAN Biomass","2025-07-01",21.57,0]
["CAN Biomass","2026-07-01",21.45,0]
["CAN Biomass","2027-07-01",21.34,0]
["CAN Biomass","2028-07-01",21.24,0]
["CAN Biomass","2029-07-01",21.14,0]
["CAN Biomass","2030-07-01",21.04,0]
["CAN Biomass","2031-07-01",20.95,0]
["CAN Biomass","2032-07-01",20.87,0]
["CAN Biomass","2033-07-01",20.79,0]
["CAN Biomass","2034-07-01",20.71,0]
["CAN Biomass","2035-07-01",20.64,0]
["CAN Biomass","2036-07-01",20.57,0]
["CAN Biomass","2037-07-01",20.51,0]
["CAN Biomass","2038-07-01",20.440000000000001,0]
["CAN Biomass","2039-07-01",20.39,0]
["CAN OCGT","2014-07-01",520.98,140.66999999999999]
["CAN OCGT","2015-07-01",516.16999999999996,139.37]
["CAN OCGT","2016-07-01",511.72,138.16999999999999]
["CAN OCGT","2017-07-01",507.61,137.05000000000001]
["CAN OCGT","2018-07-01",503.8,136.03]
["CAN OCGT","2019-07-01",500.28,135.07]
["CAN OCGT","2020-07-01",497.01,134.19]
["CAN OCGT","2021-07-01",493.98,133.38]
["CAN OCGT","2022-07-01",491.18,132.62]
["CAN OCGT","2023-07-01",488.58,131.91999999999999]
["CAN OCGT","2024-07-01",486.16,131.26]
["CAN OCGT","2025-07-01",483.92,130.66]
["CAN OCGT","2026-07-01",481.84,130.1]
["CAN OCGT","2027-07-01",479.91,129.58000000000001]
["CAN OCGT","2028-07-01",478.11,129.09]
["CAN OCGT","2029-07-01",476.45,128.63999999999999]
["CAN OCGT","2030-07-01",474.9,128.22]
["CAN OCGT","2031-07-01",473.46,127.83]
["CAN OCGT","2032-07-01",472.12,127.47]
["CAN OCGT","2033-07-01",470.87,127.14]
["CAN OCGT","2034-07-01",469.71,126.82]
["CAN OCGT","2035-07-01",468.64,126.53]
["CAN OCGT","2036-07-01",467.63,126.26]
["CAN OCGT","2037-07-01",466.7,126.01]
["CAN OCGT","2038-07-01",465.83,125.77]
["CAN OCGT","2039-07-01",465.03,125.56]
["CQ CCGT","2014-07-01",412.57,54.06]
["CQ CCGT","2015-07-01",408.79,53.57]
["CQ CCGT","2016-07-01",405.34,53.11]
["CQ CCGT","2017-07-01",402.18,52.7]
["CQ CCGT","2018-07-01",399.28,52.32]
["CQ CCGT","2019-07-01",396.62,51.97]
["CQ CCGT","2020-07-01",394.18,51.65]
["CQ CCGT","2021-07-01",391.94,51.36]
["CQ CCGT","2022-07-01",389.88,51.09]
["CQ CCGT","2023-07-01",388,50.84]
["CQ CCGT","2024-07-01",386.26,50.61]
["CQ CCGT","2025-07-01",384.66,50.4]
["CQ CCGT","2026-07-01",383.2,50.21]
["CQ CCGT","2027-07-01",381.85,50.04]
["CQ CCGT","2028-07-01",380.61,49.87]
["CQ CCGT","2029-07-01",379.46,49.72]
["CQ CCGT","2030-07-01",378.41,49.58]
["CQ CCGT","2031-07-01",377.44,49.46]
["CQ CCGT","2032-07-01",376.55,49.34]
["CQ CCGT","2033-07-01",375.73,49.23]
["CQ CCGT","2034-07-01",374.97,49.13]
["CQ CCGT","2035-07-01",374.27,49.04]
["CQ CCGT","2036-07-01",373.63,48.96]
["CQ CCGT","2037-07-01",373.04,48.88]
["CQ CCGT","2038-07-01",372.49,48.81]
["CQ CCGT","2039-07-01",371.99,48.74]
["CQ CCGT CCS","2014-07-01",473.25,62.01]
["CQ CCGT CCS","2015-07-01",468.84,61.43]
["CQ CCGT CCS","2016-07-01",464.72,60.89]
["CQ CCGT CCS","2017-07-01",460.87,60.39]
["CQ CCGT CCS","2018-07-01",457.27,59.92]
["CQ CCGT CCS","2019-07-01",453.91,59.48]
["CQ CCGT CCS","2020-07-01",450.76,59.07]
["CQ CCGT CCS","2021-07-01",447.82,58.68]
["CQ CCGT CCS","2022-07-01",445.07,58.32]
["CQ CCGT CCS","2023-07-01",442.49,57.98]
["CQ CCGT CCS","2024-07-01",440.07,57.66]
["CQ CCGT CCS","2025-07-01",437.81,57.37]
["CQ CCGT CCS","2026-07-01",435.69,57.09]
["CQ CCGT CCS","2027-07-01",433.7,56.83]
["CQ CCGT CCS","2028-07-01",431.84,56.59]
["CQ CCGT CCS","2029-07-01",430.09,56.36]
["CQ CCGT CCS","2030-07-01",428.45,56.14]
["CQ CCGT CCS","2031-07-01",426.91,55.94]
["CQ CCGT CCS","2032-07-01",425.46,55.75]
["CQ CCGT CCS","2033-07-01",424.11,55.57]
["CQ CCGT CCS","2034-07-01",422.83,55.41]
["CQ CCGT CCS","2035-07-01",421.64,55.25]
["CQ CCGT CCS","2036-07-01",420.51,55.1]
["CQ CCGT CCS","2037-07-01",419.46,54.96]
["CQ CCGT CCS","2038-07-01",418.47,54.83]
["CQ CCGT CCS","2039-07-01",417.54,54.71]
["CQ Coal SC","2014-07-01",806.36,19.940000000000001]
["CQ Coal SC","2015-07-01",798.91,19.760000000000002]
["CQ Coal SC","2016-07-01",792.02,19.59]
["CQ Coal SC","2017-07-01",785.66,19.43]
["CQ Coal SC","2018-07-01",779.76,19.28]
["CQ Coal SC","2019-07-01",774.31,19.149999999999999]
["CQ Coal SC","2020-07-01",769.25,19.02]
["CQ Coal SC","2021-07-01",764.57,18.91]
["CQ Coal SC","2022-07-01",760.22,18.8]
["CQ Coal SC","2023-07-01",756.2,18.7]
["CQ Coal SC","2024-07-01",752.46,18.61]
["CQ Coal SC","2025-07-01",748.99,18.52]
["CQ Coal SC","2026-07-01",745.77,18.440000000000001]
["CQ Coal SC","2027-07-01",742.78,18.37]
["CQ Coal SC","2028-07-01",740.01,18.3]
["CQ Coal SC","2029-07-01",737.43,18.239999999999998]
["CQ Coal SC","2030-07-01",735.03,18.18]
["CQ Coal SC","2031-07-01",732.8,18.12]
["CQ Coal SC","2032-07-01",730.73,18.07]
["CQ Coal SC","2033-07-01",728.8,18.02]
["CQ Coal SC","2034-07-01",727.01,17.98]
["CQ Coal SC","2035-07-01",725.34,17.940000000000001]
["CQ Coal SC","2036-07-01",723.79,17.899999999999999]
["CQ Coal SC","2037-07-01",722.34,17.86]
["CQ Coal SC","2038-07-01",721,17.829999999999998]
["CQ Coal SC","2039-07-01",719.75,17.8]
["CQ Coal SC CCS","2014-07-01",1071.7,26.5]
["CQ Coal SC CCS","2015-07-01",1061.4000000000001,26.25]
["CQ Coal SC CCS","2016-07-01",1051.5,26]
["CQ Coal SC CCS","2017-07-01",1041.98,25.77]
["CQ Coal SC CCS","2018-07-01",1032.82,25.54]
["CQ Coal SC CCS","2019-07-01",1024,25.32]
["CQ Coal SC CCS","2020-07-01",1015.52,25.12]
["CQ Coal SC CCS","2021-07-01",1007.36,24.91]
["CQ Coal SC CCS","2022-07-01",999.49,24.72]
["CQ Coal SC CCS","2023-07-01",991.92,24.53]
["CQ Coal SC CCS","2024-07-01",984.63,24.35]
["CQ Coal SC CCS","2025-07-01",977.6,24.18]
["CQ Coal SC CCS","2026-07-01",970.83,24.01]
["CQ Coal SC CCS","2027-07-01",964.3,23.85]
["CQ Coal SC CCS","2028-07-01",958,23.69]
["CQ Coal SC CCS","2029-07-01",951.93,23.54]
["CQ Coal SC CCS","2030-07-01",946.08,23.4]
["CQ Coal SC CCS","2031-07-01",940.43,23.26]
["CQ Coal SC CCS","2032-07-01",934.98,23.12]
["CQ Coal SC CCS","2033-07-01",929.72,22.99]
["CQ Coal SC CCS","2034-07-01",924.65,22.87]
["CQ Coal SC CCS","2035-07-01",919.75,22.75]
["CQ Coal SC CCS","2036-07-01",915.02,22.63]
["CQ Coal SC CCS","2037-07-01",910.46,22.52]
["CQ Coal SC CCS","2038-07-01",906.04,22.41]
["CQ Coal SC CCS","2039-07-01",901.79,22.3]
["CQ OCGT","2014-07-01",604.34,79.19]
["CQ OCGT","2015-07-01",598.76,78.459999999999994]
["CQ OCGT","2016-07-01",593.6,77.78]
["CQ OCGT","2017-07-01",588.83000000000004,77.16]
["CQ OCGT","2018-07-01",584.41,76.58]
["CQ OCGT","2019-07-01",580.32000000000005,76.040000000000006]
["CQ OCGT","2020-07-01",576.53,75.55]
["CQ OCGT","2021-07-01",573.02,75.09]
["CQ OCGT","2022-07-01",569.77,74.66]
["CQ OCGT","2023-07-01",566.75,74.260000000000005]
["CQ OCGT","2024-07-01",563.95000000000005,73.900000000000006]
["CQ OCGT","2025-07-01",561.35,73.56]
["CQ OCGT","2026-07-01",558.92999999999995,73.239999999999995]
["CQ OCGT","2027-07-01",556.69000000000005,72.95]
["CQ OCGT","2028-07-01",554.61,72.67]
["CQ OCGT","2029-07-01",552.67999999999995,72.42]
["CQ OCGT","2030-07-01",550.88,72.180000000000007]
["CQ OCGT","2031-07-01",549.21,71.97]
["CQ OCGT","2032-07-01",547.66,71.760000000000005]
["CQ OCGT","2033-07-01",546.21,71.569999999999993]
["CQ OCGT","2034-07-01",544.87,71.400000000000006]
["CQ OCGT","2035-07-01",543.62,71.23]
["CQ OCGT","2036-07-01",542.46,71.08]
["CQ OCGT","2037-07-01",541.37,70.94]
["CQ OCGT","2038-07-01",540.37,70.81]
["CQ OCGT","2039-07-01",539.42999999999995,70.680000000000007]
["CVIC OCGT","2014-07-01",552.24,40.64]
["CVIC OCGT","2015-07-01",547.14,40.26]
["CVIC OCGT","2016-07-01",542.42999999999995,39.909999999999997]
["CVIC OCGT","2017-07-01",538.05999999999995,39.590000000000003]
["CVIC OCGT","2018-07-01",534.03,39.299999999999997]
["CVIC OCGT","2019-07-01",530.29,39.020000000000003]
["CVIC OCGT","2020-07-01",526.83000000000004,38.770000000000003]
["CVIC OCGT","2021-07-01",523.62,38.53]
["CVIC OCGT","2022-07-01",520.65,38.31]
["CVIC OCGT","2023-07-01",517.89,38.11]
["CVIC OCGT","2024-07-01",515.33000000000004,37.92]
["CVIC OCGT","2025-07-01",512.96,37.75]
["CVIC OCGT","2026-07-01",510.75,37.58]
["CVIC OCGT","2027-07-01",508.7,37.43]
["CVIC OCGT","2028-07-01",506.8,37.29]
["CVIC OCGT","2029-07-01",505.03,37.159999999999997]
["CVIC OCGT","2030-07-01",503.39,37.04]
["CVIC OCGT","2031-07-01",501.86,36.93]
["CVIC OCGT","2032-07-01",500.45,36.83]
["CVIC OCGT","2033-07-01",499.12,36.729999999999997]
["CVIC OCGT","2034-07-01",497.9,36.64]
["CVIC OCGT","2035-07-01",496.75,36.549999999999997]
["CVIC OCGT","2036-07-01",495.69,36.479999999999997]
["CVIC OCGT","2037-07-01",494.7,36.4]
["CVIC OCGT","2038-07-01",493.78,36.33]
["CVIC OCGT","2039-07-01",492.93,36.270000000000003]
["LV CCGT","2014-07-01",377,27.74]
["LV CCGT","2015-07-01",373.55,27.49]
["LV CCGT","2016-07-01",370.4,27.26]
["LV CCGT","2017-07-01",367.51,27.04]
["LV CCGT","2018-07-01",364.86,26.85]
["LV CCGT","2019-07-01",362.43,26.67]
["LV CCGT","2020-07-01",360.2,26.51]
["LV CCGT","2021-07-01",358.15,26.35]
["LV CCGT","2022-07-01",356.27,26.22]
["LV CCGT","2023-07-01",354.55,26.09]
["LV CCGT","2024-07-01",352.96,25.97]
["LV CCGT","2025-07-01",351.5,25.87]
["LV CCGT","2026-07-01",350.16,25.77]
["LV CCGT","2027-07-01",348.93,25.68]
["LV CCGT","2028-07-01",347.79,25.59]
["LV CCGT","2029-07-01",346.75,25.52]
["LV CCGT","2030-07-01",345.79,25.44]
["LV CCGT","2031-07-01",344.9,25.38]
["LV CCGT","2032-07-01",344.09,25.32]
["LV CCGT","2033-07-01",343.34,25.26]
["LV CCGT","2034-07-01",342.65,25.21]
["LV CCGT","2035-07-01",342.01,25.17]
["LV CCGT","2036-07-01",341.42,25.12]
["LV CCGT","2037-07-01",340.88,25.08]
["LV CCGT","2038-07-01",340.38,25.05]
["LV CCGT","2039-07-01",339.92,25.01]
["LV CCGT CCS","2014-07-01",432.46,31.82]
["LV CCGT CCS","2015-07-01",428.42,31.53]
["LV CCGT CCS","2016-07-01",424.66,31.25]
["LV CCGT CCS","2017-07-01",421.14,30.99]
["LV CCGT CCS","2018-07-01",417.85,30.75]
["LV CCGT CCS","2019-07-01",414.78,30.52]
["LV CCGT CCS","2020-07-01",411.9,30.31]
["LV CCGT CCS","2021-07-01",409.22,30.11]
["LV CCGT CCS","2022-07-01",406.7,29.93]
["LV CCGT CCS","2023-07-01",404.34,29.75]
["LV CCGT CCS","2024-07-01",402.14,29.59]
["LV CCGT CCS","2025-07-01",400.07,29.44]
["LV CCGT CCS","2026-07-01",398.13,29.3]
["LV CCGT CCS","2027-07-01",396.31,29.16]
["LV CCGT CCS","2028-07-01",394.61,29.04]
["LV CCGT CCS","2029-07-01",393.01,28.92]
["LV CCGT CCS","2030-07-01",391.51,28.81]
["LV CCGT CCS","2031-07-01",390.11,28.71]
["LV CCGT CCS","2032-07-01",388.79,28.61]
["LV CCGT CCS","2033-07-01",387.55,28.52]
["LV CCGT CCS","2034-07-01",386.38,28.43]
["LV CCGT CCS","2035-07-01",385.29,28.35]
["LV CCGT CCS","2036-07-01",384.26,28.28]
["LV CCGT CCS","2037-07-01",383.3,28.21]
["LV CCGT CCS","2038-07-01",382.39,28.14]
["LV CCGT CCS","2039-07-01",381.54,28.08]
["LV Coal SC","2014-07-01",1210.4000000000001,4.99]
["LV Coal SC","2015-07-01",1199.1099999999999,4.9400000000000004]
["LV Coal SC","2016-07-01",1188.56,4.9000000000000004]
["LV Coal SC","2017-07-01",1178.72,4.8600000000000003]
["LV Coal SC","2018-07-01",1169.52,4.82]
["LV Coal SC","2019-07-01",1160.92,4.79]
["LV Coal SC","2020-07-01",1152.8800000000001,4.75]
["LV Coal SC","2021-07-01",1145.3499999999999,4.72]
["LV Coal SC","2022-07-01",1138.31,4.6900000000000004]
["LV Coal SC","2023-07-01",1131.71,4.67]
["LV Coal SC","2024-07-01",1125.53,4.6399999999999997]
["LV Coal SC","2025-07-01",1119.75,4.62]
["LV Coal SC","2026-07-01",1114.32,4.5999999999999996]
["LV Coal SC","2027-07-01",1109.24,4.57]
["LV Coal SC","2028-07-01",1104.47,4.55]
["LV Coal SC","2029-07-01",1100,4.54]
["LV Coal SC","2030-07-01",1095.8,4.5199999999999996]
["LV Coal SC","2031-07-01",1091.8599999999999,4.5]
["LV Coal SC","2032-07-01",1088.17,4.49]
["LV Coal SC","2033-07-01",1084.7,4.47]
["LV Coal SC","2034-07-01",1081.44,4.46]
["LV Coal SC","2035-07-01",1078.3800000000001,4.45]
["LV Coal SC","2036-07-01",1075.51,4.4400000000000004]
["LV Coal SC","2037-07-01",1072.81,4.42]
["LV Coal SC","2038-07-01",1070.28,4.41]
["LV Coal SC","2039-07-01",1067.8900000000001,4.4000000000000004]
["LV Coal SC CCS","2014-07-01",1682.89,6.94]
["LV Coal SC CCS","2015-07-01",1651.93,6.81]
["LV Coal SC CCS","2016-07-01",1623.42,6.69]
["LV Coal SC CCS","2017-07-01",1597.14,6.59]
["LV Coal SC CCS","2018-07-01",1572.88,6.49]
["LV Coal SC CCS","2019-07-01",1550.48,6.39]
["LV Coal SC CCS","2020-07-01",1529.76,6.31]
["LV Coal SC CCS","2021-07-01",1510.59,6.23]
["LV Coal SC CCS","2022-07-01",1492.84,6.16]
["LV Coal SC CCS","2023-07-01",1476.39,6.09]
["LV Coal SC CCS","2024-07-01",1461.14,6.03]
["LV Coal SC CCS","2025-07-01",1446.98,5.97]
["LV Coal SC CCS","2026-07-01",1433.84,5.91]
["LV Coal SC CCS","2027-07-01",1421.62,5.86]
["LV Coal SC CCS","2028-07-01",1410.27,5.82]
["LV Coal SC CCS","2029-07-01",1399.71,5.77]
["LV Coal SC CCS","2030-07-01",1389.88,5.73]
["LV Coal SC CCS","2031-07-01",1380.74,5.69]
["LV Coal SC CCS","2032-07-01",1372.22,5.66]
["LV Coal SC CCS","2033-07-01",1364.28,5.63]
["LV Coal SC CCS","2034-07-01",1356.89,5.6]
["LV Coal SC CCS","2035-07-01",1349.99,5.57]
["LV Coal SC CCS","2036-07-01",1343.56,5.54]
["LV Coal SC CCS","2037-07-01",1337.56,5.52]
["LV Coal SC CCS","2038-07-01",1331.97,5.49]
["LV Coal SC CCS","2039-07-01",1326.74,5.47]
["LV OCGT","2014-07-01",552.24,40.64]
["LV OCGT","2015-07-01",547.14,40.26]
["LV OCGT","2016-07-01",542.42999999999995,39.909999999999997]
["LV OCGT","2017-07-01",538.05999999999995,39.590000000000003]
["LV OCGT","2018-07-01",534.03,39.299999999999997]
["LV OCGT","2019-07-01",530.29,39.020000000000003]
["LV OCGT","2020-07-01",526.83000000000004,38.770000000000003]
["LV OCGT","2021-07-01",523.62,38.53]
["LV OCGT","2022-07-01",520.65,38.31]
["LV OCGT","2023-07-01",517.89,38.11]
["LV OCGT","2024-07-01",515.33000000000004,37.92]
["LV OCGT","2025-07-01",512.96,37.75]
["LV OCGT","2026-07-01",510.75,37.58]
["LV OCGT","2027-07-01",508.7,37.43]
["LV OCGT","2028-07-01",506.8,37.29]
["LV OCGT","2029-07-01",505.03,37.159999999999997]
["LV OCGT","2030-07-01",503.39,37.04]
["LV OCGT","2031-07-01",501.86,36.93]
["LV OCGT","2032-07-01",500.45,36.83]
["LV OCGT","2033-07-01",499.12,36.729999999999997]
["LV OCGT","2034-07-01",497.9,36.64]
["LV OCGT","2035-07-01",496.75,36.549999999999997]
["LV OCGT","2036-07-01",495.69,36.479999999999997]
["LV OCGT","2037-07-01",494.7,36.4]
["LV OCGT","2038-07-01",493.78,36.33]
["LV OCGT","2039-07-01",492.93,36.270000000000003]
["MEL OCGT","2014-07-01",552.24,40.64]
["MEL OCGT","2015-07-01",547.14,40.26]
["MEL OCGT","2016-07-01",542.42999999999995,39.909999999999997]
["MEL OCGT","2017-07-01",538.05999999999995,39.590000000000003]
["MEL OCGT","2018-07-01",534.03,39.299999999999997]
["MEL OCGT","2019-07-01",530.29,39.020000000000003]
["MEL OCGT","2020-07-01",526.83000000000004,38.770000000000003]
["MEL OCGT","2021-07-01",523.62,38.53]
["MEL OCGT","2022-07-01",520.65,38.31]
["MEL OCGT","2023-07-01",517.89,38.11]
["MEL OCGT","2024-07-01",515.33000000000004,37.92]
["MEL OCGT","2025-07-01",512.96,37.75]
["MEL OCGT","2026-07-01",510.75,37.58]
["MEL OCGT","2027-07-01",508.7,37.43]
["MEL OCGT","2028-07-01",506.8,37.29]
["MEL OCGT","2029-07-01",505.03,37.159999999999997]
["MEL OCGT","2030-07-01",503.39,37.04]
["MEL OCGT","2031-07-01",501.86,36.93]
["MEL OCGT","2032-07-01",500.45,36.83]
["MEL OCGT","2033-07-01",499.12,36.729999999999997]
["MEL OCGT","2034-07-01",497.9,36.64]
["MEL OCGT","2035-07-01",496.75,36.549999999999997]
["MEL OCGT","2036-07-01",495.69,36.479999999999997]
["MEL OCGT","2037-07-01",494.7,36.4]
["MEL OCGT","2038-07-01",493.78,36.33]
["MEL OCGT","2039-07-01",492.93,36.270000000000003]
["NCEN Biomass","2014-07-01",23.42,0]
["NCEN Biomass","2015-07-01",23.2,0]
["NCEN Biomass","2016-07-01",22.99,0]
["NCEN Biomass","2017-07-01",22.79,0]
["NCEN Biomass","2018-07-01",22.61,0]
["NCEN Biomass","2019-07-01",22.43,0]
["NCEN Biomass","2020-07-01",22.27,0]
["NCEN Biomass","2021-07-01",22.11,0]
["NCEN Biomass","2022-07-01",21.97,0]
["NCEN Biomass","2023-07-01",21.83,0]
["NCEN Biomass","2024-07-01",21.7,0]
["NCEN Biomass","2025-07-01",21.57,0]
["NCEN Biomass","2026-07-01",21.45,0]
["NCEN Biomass","2027-07-01",21.34,0]
["NCEN Biomass","2028-07-01",21.24,0]
["NCEN Biomass","2029-07-01",21.14,0]
["NCEN Biomass","2030-07-01",21.04,0]
["NCEN Biomass","2031-07-01",20.95,0]
["NCEN Biomass","2032-07-01",20.87,0]
["NCEN Biomass","2033-07-01",20.79,0]
["NCEN Biomass","2034-07-01",20.71,0]
["NCEN Biomass","2035-07-01",20.64,0]
["NCEN Biomass","2036-07-01",20.57,0]
["NCEN Biomass","2037-07-01",20.51,0]
["NCEN Biomass","2038-07-01",20.440000000000001,0]
["NCEN Biomass","2039-07-01",20.39,0]
["NCEN CCGT","2014-07-01",355.66,96.03]
["NCEN CCGT","2015-07-01",352.41,95.15]
["NCEN CCGT","2016-07-01",349.43,94.35]
["NCEN CCGT","2017-07-01",346.7,93.61]
["NCEN CCGT","2018-07-01",344.2,92.93]
["NCEN CCGT","2019-07-01",341.91,92.32]
["NCEN CCGT","2020-07-01",339.81,91.75]
["NCEN CCGT","2021-07-01",337.88,91.23]
["NCEN CCGT","2022-07-01",336.11,90.75]
["NCEN CCGT","2023-07-01",334.48,90.31]
["NCEN CCGT","2024-07-01",332.98,89.91]
["NCEN CCGT","2025-07-01",331.61,89.53]
["NCEN CCGT","2026-07-01",330.34,89.19]
["NCEN CCGT","2027-07-01",329.18,88.88]
["NCEN CCGT","2028-07-01",328.11,88.59]
["NCEN CCGT","2029-07-01",327.12,88.32]
["NCEN CCGT","2030-07-01",326.22000000000003,88.08]
["NCEN CCGT","2031-07-01",325.38,87.85]
["NCEN CCGT","2032-07-01",324.61,87.65]
["NCEN CCGT","2033-07-01",323.89999999999998,87.45]
["NCEN CCGT","2034-07-01",323.25,87.28]
["NCEN CCGT","2035-07-01",322.64999999999998,87.12]
["NCEN CCGT","2036-07-01",322.08999999999997,86.97]
["NCEN CCGT","2037-07-01",321.58,86.83]
["NCEN CCGT","2038-07-01",321.11,86.7]
["NCEN CCGT","2039-07-01",320.68,86.58]
["NCEN CCGT CCS","2014-07-01",407.98,110.15]
["NCEN CCGT CCS","2015-07-01",404.17,109.13]
["NCEN CCGT CCS","2016-07-01",400.62,108.17]
["NCEN CCGT CCS","2017-07-01",397.3,107.27]
["NCEN CCGT CCS","2018-07-01",394.2,106.43]
["NCEN CCGT CCS","2019-07-01",391.3,105.65]
["NCEN CCGT CCS","2020-07-01",388.59,104.92]
["NCEN CCGT CCS","2021-07-01",386.05,104.23]
["NCEN CCGT CCS","2022-07-01",383.68,103.59]
["NCEN CCGT CCS","2023-07-01",381.46,102.99]
["NCEN CCGT CCS","2024-07-01",379.37,102.43]
["NCEN CCGT CCS","2025-07-01",377.42,101.9]
["NCEN CCGT CCS","2026-07-01",375.59,101.41]
["NCEN CCGT CCS","2027-07-01",373.88,100.95]
["NCEN CCGT CCS","2028-07-01",372.27,100.51]
["NCEN CCGT CCS","2029-07-01",370.77,100.11]
["NCEN CCGT CCS","2030-07-01",369.35,99.73]
["NCEN CCGT CCS","2031-07-01",368.03,99.37]
["NCEN CCGT CCS","2032-07-01",366.78,99.03]
["NCEN CCGT CCS","2033-07-01",365.61,98.71]
["NCEN CCGT CCS","2034-07-01",364.51,98.42]
["NCEN CCGT CCS","2035-07-01",363.48,98.14]
["NCEN CCGT CCS","2036-07-01",362.51,97.88]
["NCEN CCGT CCS","2037-07-01",361.6,97.63]
["NCEN CCGT CCS","2038-07-01",360.75,97.4]
["NCEN CCGT CCS","2039-07-01",359.95,97.19]
["NCEN OCGT","2014-07-01",520.98,140.66999999999999]
["NCEN OCGT","2015-07-01",516.16999999999996,139.37]
["NCEN OCGT","2016-07-01",511.72,138.16999999999999]
["NCEN OCGT","2017-07-01",507.61,137.05000000000001]
["NCEN OCGT","2018-07-01",503.8,136.03]
["NCEN OCGT","2019-07-01",500.28,135.07]
["NCEN OCGT","2020-07-01",497.01,134.19]
["NCEN OCGT","2021-07-01",493.98,133.38]
["NCEN OCGT","2022-07-01",491.18,132.62]
["NCEN OCGT","2023-07-01",488.58,131.91999999999999]
["NCEN OCGT","2024-07-01",486.16,131.26]
["NCEN OCGT","2025-07-01",483.92,130.66]
["NCEN OCGT","2026-07-01",481.84,130.1]
["NCEN OCGT","2027-07-01",479.91,129.58000000000001]
["NCEN OCGT","2028-07-01",478.11,129.09]
["NCEN OCGT","2029-07-01",476.45,128.63999999999999]
["NCEN OCGT","2030-07-01",474.9,128.22]
["NCEN OCGT","2031-07-01",473.46,127.83]
["NCEN OCGT","2032-07-01",472.12,127.47]
["NCEN OCGT","2033-07-01",470.87,127.14]
["NCEN OCGT","2034-07-01",469.71,126.82]
["NCEN OCGT","2035-07-01",468.64,126.53]
["NCEN OCGT","2036-07-01",467.63,126.26]
["NCEN OCGT","2037-07-01",466.7,126.01]
["NCEN OCGT","2038-07-01",465.83,125.77]
["NCEN OCGT","2039-07-01",465.03,125.56]
["NNS Biomass","2014-07-01",23.42,0]
["NNS Biomass","2015-07-01",23.2,0]
["NNS Biomass","2016-07-01",22.99,0]
["NNS Biomass","2017-07-01",22.79,0]
["NNS Biomass","2018-07-01",22.61,0]
["NNS Biomass","2019-07-01",22.43,0]
["NNS Biomass","2020-07-01",22.27,0]
["NNS Biomass","2021-07-01",22.11,0]
["NNS Biomass","2022-07-01",21.97,0]
["NNS Biomass","2023-07-01",21.83,0]
["NNS Biomass","2024-07-01",21.7,0]
["NNS Biomass","2025-07-01",21.57,0]
["NNS Biomass","2026-07-01",21.45,0]
["NNS Biomass","2027-07-01",21.34,0]
["NNS Biomass","2028-07-01",21.24,0]
["NNS Biomass","2029-07-01",21.14,0]
["NNS Biomass","2030-07-01",21.04,0]
["NNS Biomass","2031-07-01",20.95,0]
["NNS Biomass","2032-07-01",20.87,0]
["NNS Biomass","2033-07-01",20.79,0]
["NNS Biomass","2034-07-01",20.71,0]
["NNS Biomass","2035-07-01",20.64,0]
["NNS Biomass","2036-07-01",20.57,0]
["NNS Biomass","2037-07-01",20.51,0]
["NNS Biomass","2038-07-01",20.440000000000001,0]
["NNS Biomass","2039-07-01",20.39,0]
["NNS CCGT","2014-07-01",355.66,96.03]
["NNS CCGT","2015-07-01",352.41,95.15]
["NNS CCGT","2016-07-01",349.43,94.35]
["NNS CCGT","2017-07-01",346.7,93.61]
["NNS CCGT","2018-07-01",344.2,92.93]
["NNS CCGT","2019-07-01",341.91,92.32]
["NNS CCGT","2020-07-01",339.81,91.75]
["NNS CCGT","2021-07-01",337.88,91.23]
["NNS CCGT","2022-07-01",336.11,90.75]
["NNS CCGT","2023-07-01",334.48,90.31]
["NNS CCGT","2024-07-01",332.98,89.91]
["NNS CCGT","2025-07-01",331.61,89.53]
["NNS CCGT","2026-07-01",330.34,89.19]
["NNS CCGT","2027-07-01",329.18,88.88]
["NNS CCGT","2028-07-01",328.11,88.59]
["NNS CCGT","2029-07-01",327.12,88.32]
["NNS CCGT","2030-07-01",326.22000000000003,88.08]
["NNS CCGT","2031-07-01",325.38,87.85]
["NNS CCGT","2032-07-01",324.61,87.65]
["NNS CCGT","2033-07-01",323.89999999999998,87.45]
["NNS CCGT","2034-07-01",323.25,87.28]
["NNS CCGT","2035-07-01",322.64999999999998,87.12]
["NNS CCGT","2036-07-01",322.08999999999997,86.97]
["NNS CCGT","2037-07-01",321.58,86.83]
["NNS CCGT","2038-07-01",321.11,86.7]
["NNS CCGT","2039-07-01",320.68,86.58]
["NNS CCGT CCS","2014-07-01",407.98,110.15]
["NNS CCGT CCS","2015-07-01",404.17,109.13]
["NNS CCGT CCS","2016-07-01",400.62,108.17]
["NNS CCGT CCS","2017-07-01",397.3,107.27]
["NNS CCGT CCS","2018-07-01",394.2,106.43]
["NNS CCGT CCS","2019-07-01",391.3,105.65]
["NNS CCGT CCS","2020-07-01",388.59,104.92]
["NNS CCGT CCS","2021-07-01",386.05,104.23]
["NNS CCGT CCS","2022-07-01",383.68,103.59]
["NNS CCGT CCS","2023-07-01",381.46,102.99]
["NNS CCGT CCS","2024-07-01",379.37,102.43]
["NNS CCGT CCS","2025-07-01",377.42,101.9]
["NNS CCGT CCS","2026-07-01",375.59,101.41]
["NNS CCGT CCS","2027-07-01",373.88,100.95]
["NNS CCGT CCS","2028-07-01",372.27,100.51]
["NNS CCGT CCS","2029-07-01",370.77,100.11]
["NNS CCGT CCS","2030-07-01",369.35,99.73]
["NNS CCGT CCS","2031-07-01",368.03,99.37]
["NNS CCGT CCS","2032-07-01",366.78,99.03]
["NNS CCGT CCS","2033-07-01",365.61,98.71]
["NNS CCGT CCS","2034-07-01",364.51,98.42]
["NNS CCGT CCS","2035-07-01",363.48,98.14]
["NNS CCGT CCS","2036-07-01",362.51,97.88]
["NNS CCGT CCS","2037-07-01",361.6,97.63]
["NNS CCGT CCS","2038-07-01",360.75,97.4]
["NNS CCGT CCS","2039-07-01",359.95,97.19]
["NNS Coal SC","2014-07-01",789.02,79.77]
["NNS Coal SC","2015-07-01",781.73,79.03]
["NNS Coal SC","2016-07-01",774.99,78.349999999999994]
["NNS Coal SC","2017-07-01",768.76,77.72]
["NNS Coal SC","2018-07-01",762.99,77.14]
["NNS Coal SC","2019-07-01",757.65,76.599999999999994]
["NNS Coal SC","2020-07-01",752.71,76.099999999999994]
["NNS Coal SC","2021-07-01",748.13,75.63]
["NNS Coal SC","2022-07-01",743.88,75.209999999999994]
["NNS Coal SC","2023-07-01",739.94,74.81]
["NNS Coal SC","2024-07-01",736.28,74.44]
["NNS Coal SC","2025-07-01",732.89,74.09]
["NNS Coal SC","2026-07-01",729.74,73.78]
["NNS Coal SC","2027-07-01",726.81,73.48]
["NNS Coal SC","2028-07-01",724.09,73.2]
["NNS Coal SC","2029-07-01",721.57,72.95]
["NNS Coal SC","2030-07-01",719.22,72.709999999999994]
["NNS Coal SC","2031-07-01",717.04,72.489999999999995]
["NNS Coal SC","2032-07-01",715.01,72.290000000000006]
["NNS Coal SC","2033-07-01",713.12,72.099999999999994]
["NNS Coal SC","2034-07-01",711.37,71.92]
["NNS Coal SC","2035-07-01",709.74,71.75]
["NNS Coal SC","2036-07-01",708.22,71.599999999999994]
["NNS Coal SC","2037-07-01",706.81,71.459999999999994]
["NNS Coal SC","2038-07-01",705.49,71.319999999999993]
["NNS Coal SC","2039-07-01",704.27,71.2]
["NNS Coal SC CCS","2014-07-01",1048.6600000000001,106.02]
["NNS Coal SC CCS","2015-07-01",1038.58,105]
["NNS Coal SC CCS","2016-07-01",1028.8900000000001,104.02]
["NNS Coal SC CCS","2017-07-01",1019.57,103.08]
["NNS Coal SC CCS","2018-07-01",1010.61,102.17]
["NNS Coal SC CCS","2019-07-01",1001.98,101.3]
["NNS Coal SC CCS","2020-07-01",993.68,100.46]
["NNS Coal SC CCS","2021-07-01",985.69,99.65]
["NNS Coal SC CCS","2022-07-01",978,98.87]
["NNS Coal SC CCS","2023-07-01",970.59,98.13]
["NNS Coal SC CCS","2024-07-01",963.45,97.4]
["NNS Coal SC CCS","2025-07-01",956.57,96.71]
["NNS Coal SC CCS","2026-07-01",949.95,96.04]
["NNS Coal SC CCS","2027-07-01",943.56,95.39]
["NNS Coal SC CCS","2028-07-01",937.4,94.77]
["NNS Coal SC CCS","2029-07-01",931.46,94.17]
["NNS Coal SC CCS","2030-07-01",925.73,93.59]
["NNS Coal SC CCS","2031-07-01",920.21,93.03]
["NNS Coal SC CCS","2032-07-01",914.87,92.49]
["NNS Coal SC CCS","2033-07-01",909.73,91.97]
["NNS Coal SC CCS","2034-07-01",904.76,91.47]
["NNS Coal SC CCS","2035-07-01",899.97,90.99]
["NNS Coal SC CCS","2036-07-01",895.34,90.52]
["NNS Coal SC CCS","2037-07-01",890.88,90.07]
["NNS Coal SC CCS","2038-07-01",886.56,89.63]
["NNS Coal SC CCS","2039-07-01",882.39,89.21]
["NNS OCGT","2014-07-01",520.98,140.66999999999999]
["NNS OCGT","2015-07-01",516.16999999999996,139.37]
["NNS OCGT","2016-07-01",511.72,138.16999999999999]
["NNS OCGT","2017-07-01",507.61,137.05000000000001]
["NNS OCGT","2018-07-01",503.8,136.03]
["NNS OCGT","2019-07-01",500.28,135.07]
["NNS OCGT","2020-07-01",497.01,134.19]
["NNS OCGT","2021-07-01",493.98,133.38]
["NNS OCGT","2022-07-01",491.18,132.62]
["NNS OCGT","2023-07-01",488.58,131.91999999999999]
["NNS OCGT","2024-07-01",486.16,131.26]
["NNS OCGT","2025-07-01",483.92,130.66]
["NNS OCGT","2026-07-01",481.84,130.1]
["NNS OCGT","2027-07-01",479.91,129.58000000000001]
["NNS OCGT","2028-07-01",478.11,129.09]
["NNS OCGT","2029-07-01",476.45,128.63999999999999]
["NNS OCGT","2030-07-01",474.9,128.22]
["NNS OCGT","2031-07-01",473.46,127.83]
["NNS OCGT","2032-07-01",472.12,127.47]
["NNS OCGT","2033-07-01",470.87,127.14]
["NNS OCGT","2034-07-01",469.71,126.82]
["NNS OCGT","2035-07-01",468.64,126.53]
["NNS OCGT","2036-07-01",467.63,126.26]
["NNS OCGT","2037-07-01",466.7,126.01]
["NNS OCGT","2038-07-01",465.83,125.77]
["NNS OCGT","2039-07-01",465.03,125.56]
["NQ Biomass","2014-07-01",23.42,0]
["NQ Biomass","2015-07-01",23.2,0]
["NQ Biomass","2016-07-01",22.99,0]
["NQ Biomass","2017-07-01",22.79,0]
["NQ Biomass","2018-07-01",22.61,0]
["NQ Biomass","2019-07-01",22.43,0]
["NQ Biomass","2020-07-01",22.27,0]
["NQ Biomass","2021-07-01",22.11,0]
["NQ Biomass","2022-07-01",21.97,0]
["NQ Biomass","2023-07-01",21.83,0]
["NQ Biomass","2024-07-01",21.7,0]
["NQ Biomass","2025-07-01",21.57,0]
["NQ Biomass","2026-07-01",21.45,0]
["NQ Biomass","2027-07-01",21.34,0]
["NQ Biomass","2028-07-01",21.24,0]
["NQ Biomass","2029-07-01",21.14,0]
["NQ Biomass","2030-07-01",21.04,0]
["NQ Biomass","2031-07-01",20.95,0]
["NQ Biomass","2032-07-01",20.87,0]
["NQ Biomass","2033-07-01",20.79,0]
["NQ Biomass","2034-07-01",20.71,0]
["NQ Biomass","2035-07-01",20.64,0]
["NQ Biomass","2036-07-01",20.57,0]
["NQ Biomass","2037-07-01",20.51,0]
["NQ Biomass","2038-07-01",20.440000000000001,0]
["NQ Biomass","2039-07-01",20.39,0]
["NQ CCGT","2014-07-01",412.57,54.06]
["NQ CCGT","2015-07-01",408.79,53.57]
["NQ CCGT","2016-07-01",405.34,53.11]
["NQ CCGT","2017-07-01",402.18,52.7]
["NQ CCGT","2018-07-01",399.28,52.32]
["NQ CCGT","2019-07-01",396.62,51.97]
["NQ CCGT","2020-07-01",394.18,51.65]
["NQ CCGT","2021-07-01",391.94,51.36]
["NQ CCGT","2022-07-01",389.88,51.09]
["NQ CCGT","2023-07-01",388,50.84]
["NQ CCGT","2024-07-01",386.26,50.61]
["NQ CCGT","2025-07-01",384.66,50.4]
["NQ CCGT","2026-07-01",383.2,50.21]
["NQ CCGT","2027-07-01",381.85,50.04]
["NQ CCGT","2028-07-01",380.61,49.87]
["NQ CCGT","2029-07-01",379.46,49.72]
["NQ CCGT","2030-07-01",378.41,49.58]
["NQ CCGT","2031-07-01",377.44,49.46]
["NQ CCGT","2032-07-01",376.55,49.34]
["NQ CCGT","2033-07-01",375.73,49.23]
["NQ CCGT","2034-07-01",374.97,49.13]
["NQ CCGT","2035-07-01",374.27,49.04]
["NQ CCGT","2036-07-01",373.63,48.96]
["NQ CCGT","2037-07-01",373.04,48.88]
["NQ CCGT","2038-07-01",372.49,48.81]
["NQ CCGT","2039-07-01",371.99,48.74]
["NQ CCGT CCS","2014-07-01",473.25,62.01]
["NQ CCGT CCS","2015-07-01",468.84,61.43]
["NQ CCGT CCS","2016-07-01",464.72,60.89]
["NQ CCGT CCS","2017-07-01",460.87,60.39]
["NQ CCGT CCS","2018-07-01",457.27,59.92]
["NQ CCGT CCS","2019-07-01",453.91,59.48]
["NQ CCGT CCS","2020-07-01",450.76,59.07]
["NQ CCGT CCS","2021-07-01",447.82,58.68]
["NQ CCGT CCS","2022-07-01",445.07,58.32]
["NQ CCGT CCS","2023-07-01",442.49,57.98]
["NQ CCGT CCS","2024-07-01",440.07,57.66]
["NQ CCGT CCS","2025-07-01",437.81,57.37]
["NQ CCGT CCS","2026-07-01",435.69,57.09]
["NQ CCGT CCS","2027-07-01",433.7,56.83]
["NQ CCGT CCS","2028-07-01",431.84,56.59]
["NQ CCGT CCS","2029-07-01",430.09,56.36]
["NQ CCGT CCS","2030-07-01",428.45,56.14]
["NQ CCGT CCS","2031-07-01",426.91,55.94]
["NQ CCGT CCS","2032-07-01",425.46,55.75]
["NQ CCGT CCS","2033-07-01",424.11,55.57]
["NQ CCGT CCS","2034-07-01",422.83,55.41]
["NQ CCGT CCS","2035-07-01",421.64,55.25]
["NQ CCGT CCS","2036-07-01",420.51,55.1]
["NQ CCGT CCS","2037-07-01",419.46,54.96]
["NQ CCGT CCS","2038-07-01",418.47,54.83]
["NQ CCGT CCS","2039-07-01",417.54,54.71]
["NQ Coal SC","2014-07-01",806.36,19.940000000000001]
["NQ Coal SC","2015-07-01",798.91,19.760000000000002]
["NQ Coal SC","2016-07-01",792.02,19.59]
["NQ Coal SC","2017-07-01",785.66,19.43]
["NQ Coal SC","2018-07-01",779.76,19.28]
["NQ Coal SC","2019-07-01",774.31,19.149999999999999]
["NQ Coal SC","2020-07-01",769.25,19.02]
["NQ Coal SC","2021-07-01",764.57,18.91]
["NQ Coal SC","2022-07-01",760.22,18.8]
["NQ Coal SC","2023-07-01",756.2,18.7]
["NQ Coal SC","2024-07-01",752.46,18.61]
["NQ Coal SC","2025-07-01",748.99,18.52]
["NQ Coal SC","2026-07-01",745.77,18.440000000000001]
["NQ Coal SC","2027-07-01",742.78,18.37]
["NQ Coal SC","2028-07-01",740.01,18.3]
["NQ Coal SC","2029-07-01",737.43,18.239999999999998]
["NQ Coal SC","2030-07-01",735.03,18.18]
["NQ Coal SC","2031-07-01",732.8,18.12]
["NQ Coal SC","2032-07-01",730.73,18.07]
["NQ Coal SC","2033-07-01",728.8,18.02]
["NQ Coal SC","2034-07-01",727.01,17.98]
["NQ Coal SC","2035-07-01",725.34,17.940000000000001]
["NQ Coal SC","2036-07-01",723.79,17.899999999999999]
["NQ Coal SC","2037-07-01",722.34,17.86]
["NQ Coal SC","2038-07-01",721,17.829999999999998]
["NQ Coal SC","2039-07-01",719.75,17.8]
["NQ Coal SC CCS","2014-07-01",1071.7,26.5]
["NQ Coal SC CCS","2015-07-01",1061.4000000000001,26.25]
["NQ Coal SC CCS","2016-07-01",1051.5,26]
["NQ Coal SC CCS","2017-07-01",1041.98,25.77]
["NQ Coal SC CCS","2018-07-01",1032.82,25.54]
["NQ Coal SC CCS","2019-07-01",1024,25.32]
["NQ Coal SC CCS","2020-07-01",1015.52,25.12]
["NQ Coal SC CCS","2021-07-01",1007.36,24.91]
["NQ Coal SC CCS","2022-07-01",999.49,24.72]
["NQ Coal SC CCS","2023-07-01",991.92,24.53]
["NQ Coal SC CCS","2024-07-01",984.63,24.35]
["NQ Coal SC CCS","2025-07-01",977.6,24.18]
["NQ Coal SC CCS","2026-07-01",970.83,24.01]
["NQ Coal SC CCS","2027-07-01",964.3,23.85]
["NQ Coal SC CCS","2028-07-01",958,23.69]
["NQ Coal SC CCS","2029-07-01",951.93,23.54]
["NQ Coal SC CCS","2030-07-01",946.08,23.4]
["NQ Coal SC CCS","2031-07-01",940.43,23.26]
["NQ Coal SC CCS","2032-07-01",934.98,23.12]
["NQ Coal SC CCS","2033-07-01",929.72,22.99]
["NQ Coal SC CCS","2034-07-01",924.65,22.87]
["NQ Coal SC CCS","2035-07-01",919.75,22.75]
["NQ Coal SC CCS","2036-07-01",915.02,22.63]
["NQ Coal SC CCS","2037-07-01",910.46,22.52]
["NQ Coal SC CCS","2038-07-01",906.04,22.41]
["NQ Coal SC CCS","2039-07-01",901.79,22.3]
["NQ OCGT","2014-07-01",604.34,79.19]
["NQ OCGT","2015-07-01",598.76,78.459999999999994]
["NQ OCGT","2016-07-01",593.6,77.78]
["NQ OCGT","2017-07-01",588.83000000000004,77.16]
["NQ OCGT","2018-07-01",584.41,76.58]
["NQ OCGT","2019-07-01",580.32000000000005,76.040000000000006]
["NQ OCGT","2020-07-01",576.53,75.55]
["NQ OCGT","2021-07-01",573.02,75.09]
["NQ OCGT","2022-07-01",569.77,74.66]
["NQ OCGT","2023-07-01",566.75,74.260000000000005]
["NQ OCGT","2024-07-01",563.95000000000005,73.900000000000006]
["NQ OCGT","2025-07-01",561.35,73.56]
["NQ OCGT","2026-07-01",558.92999999999995,73.239999999999995]
["NQ OCGT","2027-07-01",556.69000000000005,72.95]
["NQ OCGT","2028-07-01",554.61,72.67]
["NQ OCGT","2029-07-01",552.67999999999995,72.42]
["NQ OCGT","2030-07-01",550.88,72.180000000000007]
["NQ OCGT","2031-07-01",549.21,71.97]
["NQ OCGT","2032-07-01",547.66,71.760000000000005]
["NQ OCGT","2033-07-01",546.21,71.569999999999993]
["NQ OCGT","2034-07-01",544.87,71.400000000000006]
["NQ OCGT","2035-07-01",543.62,71.23]
["NQ OCGT","2036-07-01",542.46,71.08]
["NQ OCGT","2037-07-01",541.37,70.94]
["NQ OCGT","2038-07-01",540.37,70.81]
["NQ OCGT","2039-07-01",539.42999999999995,70.680000000000007]
["NSA OCGT","2014-07-01",593.91999999999996,106.28]
["NSA OCGT","2015-07-01",588.44000000000005,105.3]
["NSA OCGT","2016-07-01",583.36,104.39]
["NSA OCGT","2017-07-01",578.66999999999996,103.55]
["NSA OCGT","2018-07-01",574.33000000000004,102.78]
["NSA OCGT","2019-07-01",570.30999999999995,102.06]
["NSA OCGT","2020-07-01",566.59,101.39]
["NSA OCGT","2021-07-01",563.14,100.77]
["NSA OCGT","2022-07-01",559.94000000000005,100.2]
["NSA OCGT","2023-07-01",556.98,99.67]
["NSA OCGT","2024-07-01",554.22,99.18]
["NSA OCGT","2025-07-01",551.66999999999996,98.72]
["NSA OCGT","2026-07-01",549.29999999999995,98.3]
["NSA OCGT","2027-07-01",547.1,97.9]
["NSA OCGT","2028-07-01",545.04999999999995,97.54]
["NSA OCGT","2029-07-01",543.15,97.2]
["NSA OCGT","2030-07-01",541.38,96.88]
["NSA OCGT","2031-07-01",539.74,96.59]
["NSA OCGT","2032-07-01",538.21,96.31]
["NSA OCGT","2033-07-01",536.79,96.06]
["NSA OCGT","2034-07-01",535.47,95.82]
["NSA OCGT","2035-07-01",534.25,95.6]
["NSA OCGT","2036-07-01",533.1,95.4]
["NSA OCGT","2037-07-01",532.04,95.21]
["NSA OCGT","2038-07-01",531.04999999999995,95.03]
["NSA OCGT","2039-07-01",530.13,94.87]
["NVIC Biomass","2014-07-01",23.42,0]
["NVIC Biomass","2015-07-01",23.2,0]
["NVIC Biomass","2016-07-01",22.99,0]
["NVIC Biomass","2017-07-01",22.79,0]
["NVIC Biomass","2018-07-01",22.61,0]
["NVIC Biomass","2019-07-01",22.43,0]
["NVIC Biomass","2020-07-01",22.27,0]
["NVIC Biomass","2021-07-01",22.11,0]
["NVIC Biomass","2022-07-01",21.97,0]
["NVIC Biomass","2023-07-01",21.83,0]
["NVIC Biomass","2024-07-01",21.7,0]
["NVIC Biomass","2025-07-01",21.57,0]
["NVIC Biomass","2026-07-01",21.45,0]
["NVIC Biomass","2027-07-01",21.34,0]
["NVIC Biomass","2028-07-01",21.24,0]
["NVIC Biomass","2029-07-01",21.14,0]
["NVIC Biomass","2030-07-01",21.04,0]
["NVIC Biomass","2031-07-01",20.95,0]
["NVIC Biomass","2032-07-01",20.87,0]
["NVIC Biomass","2033-07-01",20.79,0]
["NVIC Biomass","2034-07-01",20.71,0]
["NVIC Biomass","2035-07-01",20.64,0]
["NVIC Biomass","2036-07-01",20.57,0]
["NVIC Biomass","2037-07-01",20.51,0]
["NVIC Biomass","2038-07-01",20.440000000000001,0]
["NVIC Biomass","2039-07-01",20.39,0]
["NVIC OCGT","2014-07-01",552.24,40.64]
["NVIC OCGT","2015-07-01",547.14,40.26]
["NVIC OCGT","2016-07-01",542.42999999999995,39.909999999999997]
["NVIC OCGT","2017-07-01",538.05999999999995,39.590000000000003]
["NVIC OCGT","2018-07-01",534.03,39.299999999999997]
["NVIC OCGT","2019-07-01",530.29,39.020000000000003]
["NVIC OCGT","2020-07-01",526.83000000000004,38.770000000000003]
["NVIC OCGT","2021-07-01",523.62,38.53]
["NVIC OCGT","2022-07-01",520.65,38.31]
["NVIC OCGT","2023-07-01",517.89,38.11]
["NVIC OCGT","2024-07-01",515.33000000000004,37.92]
["NVIC OCGT","2025-07-01",512.96,37.75]
["NVIC OCGT","2026-07-01",510.75,37.58]
["NVIC OCGT","2027-07-01",508.7,37.43]
["NVIC OCGT","2028-07-01",506.8,37.29]
["NVIC OCGT","2029-07-01",505.03,37.159999999999997]
["NVIC OCGT","2030-07-01",503.39,37.04]
["NVIC OCGT","2031-07-01",501.86,36.93]
["NVIC OCGT","2032-07-01",500.45,36.83]
["NVIC OCGT","2033-07-01",499.12,36.729999999999997]
["NVIC OCGT","2034-07-01",497.9,36.64]
["NVIC OCGT","2035-07-01",496.75,36.549999999999997]
["NVIC OCGT","2036-07-01",495.69,36.479999999999997]
["NVIC OCGT","2037-07-01",494.7,36.4]
["NVIC OCGT","2038-07-01",493.78,36.33]
["NVIC OCGT","2039-07-01",492.93,36.270000000000003]
["SEQ CCGT","2014-07-01",412.57,54.06]
["SEQ CCGT","2015-07-01",408.79,53.57]
["SEQ CCGT","2016-07-01",405.34,53.11]
["SEQ CCGT","2017-07-01",402.18,52.7]
["SEQ CCGT","2018-07-01",399.28,52.32]
["SEQ CCGT","2019-07-01",396.62,51.97]
["SEQ CCGT","2020-07-01",394.18,51.65]
["SEQ CCGT","2021-07-01",391.94,51.36]
["SEQ CCGT","2022-07-01",389.88,51.09]
["SEQ CCGT","2023-07-01",388,50.84]
["SEQ CCGT","2024-07-01",386.26,50.61]
["SEQ CCGT","2025-07-01",384.66,50.4]
["SEQ CCGT","2026-07-01",383.2,50.21]
["SEQ CCGT","2027-07-01",381.85,50.04]
["SEQ CCGT","2028-07-01",380.61,49.87]
["SEQ CCGT","2029-07-01",379.46,49.72]
["SEQ CCGT","2030-07-01",378.41,49.58]
["SEQ CCGT","2031-07-01",377.44,49.46]
["SEQ CCGT","2032-07-01",376.55,49.34]
["SEQ CCGT","2033-07-01",375.73,49.23]
["SEQ CCGT","2034-07-01",374.97,49.13]
["SEQ CCGT","2035-07-01",374.27,49.04]
["SEQ CCGT","2036-07-01",373.63,48.96]
["SEQ CCGT","2037-07-01",373.04,48.88]
["SEQ CCGT","2038-07-01",372.49,48.81]
["SEQ CCGT","2039-07-01",371.99,48.74]
["SEQ CCGT CCS","2014-07-01",473.25,62.01]
["SEQ CCGT CCS","2015-07-01",468.84,61.43]
["SEQ CCGT CCS","2016-07-01",464.72,60.89]
["SEQ CCGT CCS","2017-07-01",460.87,60.39]
["SEQ CCGT CCS","2018-07-01",457.27,59.92]
["SEQ CCGT CCS","2019-07-01",453.91,59.48]
["SEQ CCGT CCS","2020-07-01",450.76,59.07]
["SEQ CCGT CCS","2021-07-01",447.82,58.68]
["SEQ CCGT CCS","2022-07-01",445.07,58.32]
["SEQ CCGT CCS","2023-07-01",442.49,57.98]
["SEQ CCGT CCS","2024-07-01",440.07,57.66]
["SEQ CCGT CCS","2025-07-01",437.81,57.37]
["SEQ CCGT CCS","2026-07-01",435.69,57.09]
["SEQ CCGT CCS","2027-07-01",433.7,56.83]
["SEQ CCGT CCS","2028-07-01",431.84,56.59]
["SEQ CCGT CCS","2029-07-01",430.09,56.36]
["SEQ CCGT CCS","2030-07-01",428.45,56.14]
["SEQ CCGT CCS","2031-07-01",426.91,55.94]
["SEQ CCGT CCS","2032-07-01",425.46,55.75]
["SEQ CCGT CCS","2033-07-01",424.11,55.57]
["SEQ CCGT CCS","2034-07-01",422.83,55.41]
["SEQ CCGT CCS","2035-07-01",421.64,55.25]
["SEQ CCGT CCS","2036-07-01",420.51,55.1]
["SEQ CCGT CCS","2037-07-01",419.46,54.96]
["SEQ CCGT CCS","2038-07-01",418.47,54.83]
["SEQ CCGT CCS","2039-07-01",417.54,54.71]
["SEQ Coal SC","2014-07-01",806.36,19.940000000000001]
["SEQ Coal SC","2015-07-01",798.91,19.760000000000002]
["SEQ Coal SC","2016-07-01",792.02,19.59]
["SEQ Coal SC","2017-07-01",785.66,19.43]
["SEQ Coal SC","2018-07-01",779.76,19.28]
["SEQ Coal SC","2019-07-01",774.31,19.149999999999999]
["SEQ Coal SC","2020-07-01",769.25,19.02]
["SEQ Coal SC","2021-07-01",764.57,18.91]
["SEQ Coal SC","2022-07-01",760.22,18.8]
["SEQ Coal SC","2023-07-01",756.2,18.7]
["SEQ Coal SC","2024-07-01",752.46,18.61]
["SEQ Coal SC","2025-07-01",748.99,18.52]
["SEQ Coal SC","2026-07-01",745.77,18.440000000000001]
["SEQ Coal SC","2027-07-01",742.78,18.37]
["SEQ Coal SC","2028-07-01",740.01,18.3]
["SEQ Coal SC","2029-07-01",737.43,18.239999999999998]
["SEQ Coal SC","2030-07-01",735.03,18.18]
["SEQ Coal SC","2031-07-01",732.8,18.12]
["SEQ Coal SC","2032-07-01",730.73,18.07]
["SEQ Coal SC","2033-07-01",728.8,18.02]
["SEQ Coal SC","2034-07-01",727.01,17.98]
["SEQ Coal SC","2035-07-01",725.34,17.940000000000001]
["SEQ Coal SC","2036-07-01",723.79,17.899999999999999]
["SEQ Coal SC","2037-07-01",722.34,17.86]
["SEQ Coal SC","2038-07-01",721,17.829999999999998]
["SEQ Coal SC","2039-07-01",719.75,17.8]
["SEQ Coal SC CCS","2014-07-01",1071.7,26.5]
["SEQ Coal SC CCS","2015-07-01",1061.4000000000001,26.25]
["SEQ Coal SC CCS","2016-07-01",1051.5,26]
["SEQ Coal SC CCS","2017-07-01",1041.98,25.77]
["SEQ Coal SC CCS","2018-07-01",1032.82,25.54]
["SEQ Coal SC CCS","2019-07-01",1024,25.32]
["SEQ Coal SC CCS","2020-07-01",1015.52,25.12]
["SEQ Coal SC CCS","2021-07-01",1007.36,24.91]
["SEQ Coal SC CCS","2022-07-01",999.49,24.72]
["SEQ Coal SC CCS","2023-07-01",991.92,24.53]
["SEQ Coal SC CCS","2024-07-01",984.63,24.35]
["SEQ Coal SC CCS","2025-07-01",977.6,24.18]
["SEQ Coal SC CCS","2026-07-01",970.83,24.01]
["SEQ Coal SC CCS","2027-07-01",964.3,23.85]
["SEQ Coal SC CCS","2028-07-01",958,23.69]
["SEQ Coal SC CCS","2029-07-01",951.93,23.54]
["SEQ Coal SC CCS","2030-07-01",946.08,23.4]
["SEQ Coal SC CCS","2031-07-01",940.43,23.26]
["SEQ Coal SC CCS","2032-07-01",934.98,23.12]
["SEQ Coal SC CCS","2033-07-01",929.72,22.99]
["SEQ Coal SC CCS","2034-07-01",924.65,22.87]
["SEQ Coal SC CCS","2035-07-01",919.75,22.75]
["SEQ Coal SC CCS","2036-07-01",915.02,22.63]
["SEQ Coal SC CCS","2037-07-01",910.46,22.52]
["SEQ Coal SC CCS","2038-07-01",906.04,22.41]
["SEQ Coal SC CCS","2039-07-01",901.79,22.3]
["SEQ OCGT","2014-07-01",604.34,79.19]
["SEQ OCGT","2015-07-01",598.76,78.459999999999994]
["SEQ OCGT","2016-07-01",593.6,77.78]
["SEQ OCGT","2017-07-01",588.83000000000004,77.16]
["SEQ OCGT","2018-07-01",584.41,76.58]
["SEQ OCGT","2019-07-01",580.32000000000005,76.040000000000006]
["SEQ OCGT","2020-07-01",576.53,75.55]
["SEQ OCGT","2021-07-01",573.02,75.09]
["SEQ OCGT","2022-07-01",569.77,74.66]
["SEQ OCGT","2023-07-01",566.75,74.260000000000005]
["SEQ OCGT","2024-07-01",563.95000000000005,73.900000000000006]
["SEQ OCGT","2025-07-01",561.35,73.56]
["SEQ OCGT","2026-07-01",558.92999999999995,73.239999999999995]
["SEQ OCGT","2027-07-01",556.69000000000005,72.95]
["SEQ OCGT","2028-07-01",554.61,72.67]
["SEQ OCGT","2029-07-01",552.67999999999995,72.42]
["SEQ OCGT","2030-07-01",550.88,72.180000000000007]
["SEQ OCGT","2031-07-01",549.21,71.97]
["SEQ OCGT","2032-07-01",547.66,71.760000000000005]
["SEQ OCGT","2033-07-01",546.21,71.569999999999993]
["SEQ OCGT","2034-07-01",544.87,71.400000000000006]
["SEQ OCGT","2035-07-01",543.62,71.23]
["SEQ OCGT","2036-07-01",542.46,71.08]
["SEQ OCGT","2037-07-01",541.37,70.94]
["SEQ OCGT","2038-07-01",540.37,70.81]
["SEQ OCGT","2039-07-01",539.42999999999995,70.680000000000007]
["SESA Biomass","2014-07-01",23.42,0]
["SESA Biomass","2015-07-01",23.2,0]
["SESA Biomass","2016-07-01",22.99,0]
["SESA Biomass","2017-07-01",22.79,0]
["SESA Biomass","2018-07-01",22.61,0]
["SESA Biomass","2019-07-01",22.43,0]
["SESA Biomass","2020-07-01",22.27,0]
["SESA Biomass","2021-07-01",22.11,0]
["SESA Biomass","2022-07-01",21.97,0]
["SESA Biomass","2023-07-01",21.83,0]
["SESA Biomass","2024-07-01",21.7,0]
["SESA Biomass","2025-07-01",21.57,0]
["SESA Biomass","2026-07-01",21.45,0]
["SESA Biomass","2027-07-01",21.34,0]
["SESA Biomass","2028-07-01",21.24,0]
["SESA Biomass","2029-07-01",21.14,0]
["SESA Biomass","2030-07-01",21.04,0]
["SESA Biomass","2031-07-01",20.95,0]
["SESA Biomass","2032-07-01",20.87,0]
["SESA Biomass","2033-07-01",20.79,0]
["SESA Biomass","2034-07-01",20.71,0]
["SESA Biomass","2035-07-01",20.64,0]
["SESA Biomass","2036-07-01",20.57,0]
["SESA Biomass","2037-07-01",20.51,0]
["SESA Biomass","2038-07-01",20.440000000000001,0]
["SESA Biomass","2039-07-01",20.39,0]
["SESA CCGT","2014-07-01",405.45,72.55]
["SESA CCGT","2015-07-01",401.74,71.89]
["SESA CCGT","2016-07-01",398.35,71.28]
["SESA CCGT","2017-07-01",395.24,70.73]
["SESA CCGT","2018-07-01",392.39,70.22]
["SESA CCGT","2019-07-01",389.78,69.75]
["SESA CCGT","2020-07-01",387.38,69.319999999999993]
["SESA CCGT","2021-07-01",385.18,68.930000000000007]
["SESA CCGT","2022-07-01",383.16,68.569999999999993]
["SESA CCGT","2023-07-01",381.31,68.23]
["SESA CCGT","2024-07-01",379.6,67.930000000000007]
["SESA CCGT","2025-07-01",378.03,67.650000000000006]
["SESA CCGT","2026-07-01",376.59,67.39]
["SESA CCGT","2027-07-01",375.26,67.150000000000006]
["SESA CCGT","2028-07-01",374.04,66.930000000000007]
["SESA CCGT","2029-07-01",372.92,66.73]
["SESA CCGT","2030-07-01",371.89,66.55]
["SESA CCGT","2031-07-01",370.93,66.38]
["SESA CCGT","2032-07-01",370.06,66.22]
["SESA CCGT","2033-07-01",369.25,66.08]
["SESA CCGT","2034-07-01",368.51,65.94]
["SESA CCGT","2035-07-01",367.82,65.819999999999993]
["SESA CCGT","2036-07-01",367.19,65.709999999999994]
["SESA CCGT","2037-07-01",366.61,65.599999999999994]
["SESA CCGT","2038-07-01",366.07,65.510000000000005]
["SESA CCGT","2039-07-01",365.57,65.42]
["SESA OCGT","2014-07-01",593.91999999999996,106.28]
["SESA OCGT","2015-07-01",588.44000000000005,105.3]
["SESA OCGT","2016-07-01",583.36,104.39]
["SESA OCGT","2017-07-01",578.66999999999996,103.55]
["SESA OCGT","2018-07-01",574.33000000000004,102.78]
["SESA OCGT","2019-07-01",570.30999999999995,102.06]
["SESA OCGT","2020-07-01",566.59,101.39]
["SESA OCGT","2021-07-01",563.14,100.77]
["SESA OCGT","2022-07-01",559.94000000000005,100.2]
["SESA OCGT","2023-07-01",556.98,99.67]
["SESA OCGT","2024-07-01",554.22,99.18]
["SESA OCGT","2025-07-01",551.66999999999996,98.72]
["SESA OCGT","2026-07-01",549.29999999999995,98.3]
["SESA OCGT","2027-07-01",547.1,97.9]
["SESA OCGT","2028-07-01",545.04999999999995,97.54]
["SESA OCGT","2029-07-01",543.15,97.2]
["SESA OCGT","2030-07-01",541.38,96.88]
["SESA OCGT","2031-07-01",539.74,96.59]
["SESA OCGT","2032-07-01",538.21,96.31]
["SESA OCGT","2033-07-01",536.79,96.06]
["SESA OCGT","2034-07-01",535.47,95.82]
["SESA OCGT","2035-07-01",534.25,95.6]
["SESA OCGT","2036-07-01",533.1,95.4]
["SESA OCGT","2037-07-01",532.04,95.21]
["SESA OCGT","2038-07-01",531.04999999999995,95.03]
["SESA OCGT","2039-07-01",530.13,94.87]
["SWNSW OCGT","2014-07-01",520.98,140.66999999999999]
["SWNSW OCGT","2015-07-01",516.16999999999996,139.37]
["SWNSW OCGT","2016-07-01",511.72,138.16999999999999]
["SWNSW OCGT","2017-07-01",507.61,137.05000000000001]
["SWNSW OCGT","2018-07-01",503.8,136.03]
["SWNSW OCGT","2019-07-01",500.28,135.07]
["SWNSW OCGT","2020-07-01",497.01,134.19]
["SWNSW OCGT","2021-07-01",493.98,133.38]
["SWNSW OCGT","2022-07-01",491.18,132.62]
["SWNSW OCGT","2023-07-01",488.58,131.91999999999999]
["SWNSW OCGT","2024-07-01",486.16,131.26]
["SWNSW OCGT","2025-07-01",483.92,130.66]
["SWNSW OCGT","2026-07-01",481.84,130.1]
["SWNSW OCGT","2027-07-01",479.91,129.58000000000001]
["SWNSW OCGT","2028-07-01",478.11,129.09]
["SWNSW OCGT","2029-07-01",476.45,128.63999999999999]
["SWNSW OCGT","2030-07-01",474.9,128.22]
["SWNSW OCGT","2031-07-01",473.46,127.83]
["SWNSW OCGT","2032-07-01",472.12,127.47]
["SWNSW OCGT","2033-07-01",470.87,127.14]
["SWNSW OCGT","2034-07-01",469.71,126.82]
["SWNSW OCGT","2035-07-01",468.64,126.53]
["SWNSW OCGT","2036-07-01",467.63,126.26]
["SWNSW OCGT","2037-07-01",466.7,126.01]
["SWNSW OCGT","2038-07-01",465.83,125.77]
["SWNSW OCGT","2039-07-01",465.03,125.56]
["SWQ CCGT","2014-07-01",412.57,54.06]
["SWQ CCGT","2015-07-01",408.79,53.57]
["SWQ CCGT","2016-07-01",405.34,53.11]
["SWQ CCGT","2017-07-01",402.18,52.7]
["SWQ CCGT","2018-07-01",399.28,52.32]
["SWQ CCGT","2019-07-01",396.62,51.97]
["SWQ CCGT","2020-07-01",394.18,51.65]
["SWQ CCGT","2021-07-01",391.94,51.36]
["SWQ CCGT","2022-07-01",389.88,51.09]
["SWQ CCGT","2023-07-01",388,50.84]
["SWQ CCGT","2024-07-01",386.26,50.61]
["SWQ CCGT","2025-07-01",384.66,50.4]
["SWQ CCGT","2026-07-01",383.2,50.21]
["SWQ CCGT","2027-07-01",381.85,50.04]
["SWQ CCGT","2028-07-01",380.61,49.87]
["SWQ CCGT","2029-07-01",379.46,49.72]
["SWQ CCGT","2030-07-01",378.41,49.58]
["SWQ CCGT","2031-07-01",377.44,49.46]
["SWQ CCGT","2032-07-01",376.55,49.34]
["SWQ CCGT","2033-07-01",375.73,49.23]
["SWQ CCGT","2034-07-01",374.97,49.13]
["SWQ CCGT","2035-07-01",374.27,49.04]
["SWQ CCGT","2036-07-01",373.63,48.96]
["SWQ CCGT","2037-07-01",373.04,48.88]
["SWQ CCGT","2038-07-01",372.49,48.81]
["SWQ CCGT","2039-07-01",371.99,48.74]
["SWQ CCGT CCS","2014-07-01",473.25,62.01]
["SWQ CCGT CCS","2015-07-01",468.84,61.43]
["SWQ CCGT CCS","2016-07-01",464.72,60.89]
["SWQ CCGT CCS","2017-07-01",460.87,60.39]
["SWQ CCGT CCS","2018-07-01",457.27,59.92]
["SWQ CCGT CCS","2019-07-01",453.91,59.48]
["SWQ CCGT CCS","2020-07-01",450.76,59.07]
["SWQ CCGT CCS","2021-07-01",447.82,58.68]
["SWQ CCGT CCS","2022-07-01",445.07,58.32]
["SWQ CCGT CCS","2023-07-01",442.49,57.98]
["SWQ CCGT CCS","2024-07-01",440.07,57.66]
["SWQ CCGT CCS","2025-07-01",437.81,57.37]
["SWQ CCGT CCS","2026-07-01",435.69,57.09]
["SWQ CCGT CCS","2027-07-01",433.7,56.83]
["SWQ CCGT CCS","2028-07-01",431.84,56.59]
["SWQ CCGT CCS","2029-07-01",430.09,56.36]
["SWQ CCGT CCS","2030-07-01",428.45,56.14]
["SWQ CCGT CCS","2031-07-01",426.91,55.94]
["SWQ CCGT CCS","2032-07-01",425.46,55.75]
["SWQ CCGT CCS","2033-07-01",424.11,55.57]
["SWQ CCGT CCS","2034-07-01",422.83,55.41]
["SWQ CCGT CCS","2035-07-01",421.64,55.25]
["SWQ CCGT CCS","2036-07-01",420.51,55.1]
["SWQ CCGT CCS","2037-07-01",419.46,54.96]
["SWQ CCGT CCS","2038-07-01",418.47,54.83]
["SWQ CCGT CCS","2039-07-01",417.54,54.71]
["SWQ Coal SC","2014-07-01",806.36,19.940000000000001]
["SWQ Coal SC","2015-07-01",798.91,19.760000000000002]
["SWQ Coal SC","2016-07-01",792.02,19.59]
["SWQ Coal SC","2017-07-01",785.66,19.43]
["SWQ Coal SC","2018-07-01",779.76,19.28]
["SWQ Coal SC","2019-07-01",774.31,19.149999999999999]
["SWQ Coal SC","2020-07-01",769.25,19.02]
["SWQ Coal SC","2021-07-01",764.57,18.91]
["SWQ Coal SC","2022-07-01",760.22,18.8]
["SWQ Coal SC","2023-07-01",756.2,18.7]
["SWQ Coal SC","2024-07-01",752.46,18.61]
["SWQ Coal SC","2025-07-01",748.99,18.52]
["SWQ Coal SC","2026-07-01",745.77,18.440000000000001]
["SWQ Coal SC","2027-07-01",742.78,18.37]
["SWQ Coal SC","2028-07-01",740.01,18.3]
["SWQ Coal SC","2029-07-01",737.43,18.239999999999998]
["SWQ Coal SC","2030-07-01",735.03,18.18]
["SWQ Coal SC","2031-07-01",732.8,18.12]
["SWQ Coal SC","2032-07-01",730.73,18.07]
["SWQ Coal SC","2033-07-01",728.8,18.02]
["SWQ Coal SC","2034-07-01",727.01,17.98]
["SWQ Coal SC","2035-07-01",725.34,17.940000000000001]
["SWQ Coal SC","2036-07-01",723.79,17.899999999999999]
["SWQ Coal SC","2037-07-01",722.34,17.86]
["SWQ Coal SC","2038-07-01",721,17.829999999999998]
["SWQ Coal SC","2039-07-01",719.75,17.8]
["SWQ Coal SC CCS","2014-07-01",1071.7,26.5]
["SWQ Coal SC CCS","2015-07-01",1061.4000000000001,26.25]
["SWQ Coal SC CCS","2016-07-01",1051.5,26]
["SWQ Coal SC CCS","2017-07-01",1041.98,25.77]
["SWQ Coal SC CCS","2018-07-01",1032.82,25.54]
["SWQ Coal SC CCS","2019-07-01",1024,25.32]
["SWQ Coal SC CCS","2020-07-01",1015.52,25.12]
["SWQ Coal SC CCS","2021-07-01",1007.36,24.91]
["SWQ Coal SC CCS","2022-07-01",999.49,24.72]
["SWQ Coal SC CCS","2023-07-01",991.92,24.53]
["SWQ Coal SC CCS","2024-07-01",984.63,24.35]
["SWQ Coal SC CCS","2025-07-01",977.6,24.18]
["SWQ Coal SC CCS","2026-07-01",970.83,24.01]
["SWQ Coal SC CCS","2027-07-01",964.3,23.85]
["SWQ Coal SC CCS","2028-07-01",958,23.69]
["SWQ Coal SC CCS","2029-07-01",951.93,23.54]
["SWQ Coal SC CCS","2030-07-01",946.08,23.4]
["SWQ Coal SC CCS","2031-07-01",940.43,23.26]
["SWQ Coal SC CCS","2032-07-01",934.98,23.12]
["SWQ Coal SC CCS","2033-07-01",929.72,22.99]
["SWQ Coal SC CCS","2034-07-01",924.65,22.87]
["SWQ Coal SC CCS","2035-07-01",919.75,22.75]
["SWQ Coal SC CCS","2036-07-01",915.02,22.63]
["SWQ Coal SC CCS","2037-07-01",910.46,22.52]
["SWQ Coal SC CCS","2038-07-01",906.04,22.41]
["SWQ Coal SC CCS","2039-07-01",901.79,22.3]
["SWQ OCGT","2014-07-01",604.34,79.19]
["SWQ OCGT","2015-07-01",598.76,78.459999999999994]
["SWQ OCGT","2016-07-01",593.6,77.78]
["SWQ OCGT","2017-07-01",588.83000000000004,77.16]
["SWQ OCGT","2018-07-01",584.41,76.58]
["SWQ OCGT","2019-07-01",580.32000000000005,76.040000000000006]
["SWQ OCGT","2020-07-01",576.53,75.55]
["SWQ OCGT","2021-07-01",573.02,75.09]
["SWQ OCGT","2022-07-01",569.77,74.66]
["SWQ OCGT","2023-07-01",566.75,74.260000000000005]
["SWQ OCGT","2024-07-01",563.95000000000005,73.900000000000006]
["SWQ OCGT","2025-07-01",561.35,73.56]
["SWQ OCGT","2026-07-01",558.92999999999995,73.239999999999995]
["SWQ OCGT","2027-07-01",556.69000000000005,72.95]
["SWQ OCGT","2028-07-01",554.61,72.67]
["SWQ OCGT","2029-07-01",552.67999999999995,72.42]
["SWQ OCGT","2030-07-01",550.88,72.180000000000007]
["SWQ OCGT","2031-07-01",549.21,71.97]
["SWQ OCGT","2032-07-01",547.66,71.760000000000005]
["SWQ OCGT","2033-07-01",546.21,71.569999999999993]
["SWQ OCGT","2034-07-01",544.87,71.400000000000006]
["SWQ OCGT","2035-07-01",543.62,71.23]
["SWQ OCGT","2036-07-01",542.46,71.08]
["SWQ OCGT","2037-07-01",541.37,70.94]
["SWQ OCGT","2038-07-01",540.37,70.81]
["SWQ OCGT","2039-07-01",539.42999999999995,70.680000000000007]
["TAS Biomass","2014-07-01",23.42,0]
["TAS Biomass","2015-07-01",23.2,0]
["TAS Biomass","2016-07-01",22.99,0]
["TAS Biomass","2017-07-01",22.79,0]
["TAS Biomass","2018-07-01",22.61,0]
["TAS Biomass","2019-07-01",22.43,0]
["TAS Biomass","2020-07-01",22.27,0]
["TAS Biomass","2021-07-01",22.11,0]
["TAS Biomass","2022-07-01",21.97,0]
["TAS Biomass","2023-07-01",21.83,0]
["TAS Biomass","2024-07-01",21.7,0]
["TAS Biomass","2025-07-01",21.57,0]
["TAS Biomass","2026-07-01",21.45,0]
["TAS Biomass","2027-07-01",21.34,0]
["TAS Biomass","2028-07-01",21.24,0]
["TAS Biomass","2029-07-01",21.14,0]
["TAS Biomass","2030-07-01",21.04,0]
["TAS Biomass","2031-07-01",20.95,0]
["TAS Biomass","2032-07-01",20.87,0]
["TAS Biomass","2033-07-01",20.79,0]
["TAS Biomass","2034-07-01",20.71,0]
["TAS Biomass","2035-07-01",20.64,0]
["TAS Biomass","2036-07-01",20.57,0]
["TAS Biomass","2037-07-01",20.51,0]
["TAS Biomass","2038-07-01",20.440000000000001,0]
["TAS Biomass","2039-07-01",20.39,0]
["TAS CCGT","2014-07-01",398.34,0]
["TAS CCGT","2015-07-01",394.7,0]
["TAS CCGT","2016-07-01",391.36,0]
["TAS CCGT","2017-07-01",388.31,0]
["TAS CCGT","2018-07-01",385.51,0]
["TAS CCGT","2019-07-01",382.94,0]
["TAS CCGT","2020-07-01",380.59,0]
["TAS CCGT","2021-07-01",378.42,0]
["TAS CCGT","2022-07-01",376.44,0]
["TAS CCGT","2023-07-01",374.62,0]
["TAS CCGT","2024-07-01",372.94,0]
["TAS CCGT","2025-07-01",371.4,0]
["TAS CCGT","2026-07-01",369.98,0]
["TAS CCGT","2027-07-01",368.68,0]
["TAS CCGT","2028-07-01",367.48,0]
["TAS CCGT","2029-07-01",366.38,0]
["TAS CCGT","2030-07-01",365.36,0]
["TAS CCGT","2031-07-01",364.43,0]
["TAS CCGT","2032-07-01",363.56,0]
["TAS CCGT","2033-07-01",362.77,0]
["TAS CCGT","2034-07-01",362.04,0]
["TAS CCGT","2035-07-01",361.37,0]
["TAS CCGT","2036-07-01",360.75,0]
["TAS CCGT","2037-07-01",360.17,0]
["TAS CCGT","2038-07-01",359.65,0]
["TAS CCGT","2039-07-01",359.16,0]
["TAS OCGT","2014-07-01",583.5,0]
["TAS OCGT","2015-07-01",578.11,0]
["TAS OCGT","2016-07-01",573.13,0]
["TAS OCGT","2017-07-01",568.52,0]
["TAS OCGT","2018-07-01",564.26,0]
["TAS OCGT","2019-07-01",560.30999999999995,0]
["TAS OCGT","2020-07-01",556.65,0]
["TAS OCGT","2021-07-01",553.26,0]
["TAS OCGT","2022-07-01",550.12,0]
["TAS OCGT","2023-07-01",547.20000000000005,0]
["TAS OCGT","2024-07-01",544.5,0]
["TAS OCGT","2025-07-01",541.99,0]
["TAS OCGT","2026-07-01",539.66,0]
["TAS OCGT","2027-07-01",537.5,0]
["TAS OCGT","2028-07-01",535.49,0]
["TAS OCGT","2029-07-01",533.62,0]
["TAS OCGT","2030-07-01",531.89,0]
["TAS OCGT","2031-07-01",530.27,0]
["TAS OCGT","2032-07-01",528.77,0]
["TAS OCGT","2033-07-01",527.38,0]
["TAS OCGT","2034-07-01",526.08000000000004,0]
["TAS OCGT","2035-07-01",524.87,0]
["TAS OCGT","2036-07-01",523.75,0]
["TAS OCGT","2037-07-01",522.71,0]
["TAS OCGT","2038-07-01",521.73,0]
["TAS OCGT","2039-07-01",520.83000000000004,0]

{"sheet":"Auxiliaries","index":34,"n_rows":471,"n_cols":2,"rows_kept":471,"cut":false,"hidden":false,"merged":[]}
["Generator Auxiliaries (%)"]
["Child Object","Aux Incr (%)"]
["BW01",6]
["BW02",6]
["BW03",6]
["BW04",6]
["ER01",6]
["ER02",6]
["ER03",6]
["ER04",6]
["LD01",5]
["LD02",5]
["LD03",5]
["LD04",5]
["MP1",5]
["MP2",5]
["REDBANK1",8]
["VP5",5]
["VP6",5]
["WW7",7]
["WW8",7]
["CALL_B_1",9]
["CALL_B_2",9]
["CPP_3",6]
["CPP_4",6]
["GSTONE1",8]
["GSTONE2",8]
["GSTONE3",8]
["GSTONE4",8]
["GSTONE5",8]
["GSTONE6",8]
["KPP_1",9]
["MPP_1",6]
["MPP_2",6]
["STAN-1",9]
["STAN-2",9]
["STAN-3",9]
["STAN-4",9]
["TARONG#1",8]
["TARONG#2",8]
["TARONG#3",8]
["TARONG#4",8]
["TNPS1",6]
["APS",8]
["HWPS1",10]
["HWPS2",10]
["HWPS3",10]
["HWPS4",10]
["HWPS5",10]
["HWPS6",10]
["HWPS7",10]
["HWPS8",10]
["LOYYB1",8]
["LOYYB2",8]
["LYA1",9]
["LYA2",9]
["LYA3",9]
["LYA4",9]
["MOR1",15]
["MOR2",15]
["MOR3",15]
["YWPS1",10]
["YWPS2",10]
["YWPS3",10]
["YWPS4",10]
["NPS1",10]
["NPS2",10]
["PLAYB-AG1",8]
["PLAYB-AG2",8]
["PLAYB-AG3",8]
["PLAYB-AG4",8]
["BLOWERNG",1]
["GUTHEGA1",1]
["GUTHEGA2",1]
["HUMENSW",1]
["SHGEN01",1]
["SHGEN02",1]
["SHGEN03",1]
["SHGEN04",1]
["TUMUT1_01",1]
["TUMUT1_02",1]
["TUMUT1_03",1]
["TUMUT1_04",1]
["TUMUT2_01",1]
["TUMUT2_02",1]
["TUMUT2_03",1]
["TUMUT2_04",1]
["TUMUT3_01",1]
["TUMUT3_02",1]
["TUMUT3_03",1]
["TUMUT3_04",1]
["TUMUT3_05",1]
["TUMUT3_06",1]
["BARRON-1",1]
["BARRON-2",1]
["KAREEYA1",1]
["KAREEYA2",1]
["KAREEYA3",1]
["KAREEYA4",1]
["W/HOE#1",1]
["W/HOE#2",1]
["BOGONG1",1]
["BOGONG2",1]
["DARTM1",1]
["EILDON1",1]
["EILDON2",1]
["HUMEV",1]
["MCKAY11",1]
["MCKAY12",1]
["MCKAY13",1]
["MCKAY14",1]
["MCKAY15",1]
["MCKAY16",1]
["MURRAY01",1]
["MURRAY02",1]
["MURRAY03",1]
["MURRAY04",1]
["MURRAY05",1]
["MURRAY06",1]
["MURRAY07",1]
["MURRAY08",1]
["MURRAY09",1]
["MURRAY10",1]
["MURRAY11",1]
["MURRAY12",1]
["MURRAY13",1]
["MURRAY14",1]
["WKIEWA1",1]
["WKIEWA2",1]
["BASTYAN",1]
["CA111-1",1]
["CA112-2",1]
["CETHANA",1]
["DEVILS_G",1]
["FISHER",1]
["GO181-1",1]
["GO182-2",1]
["GO183-3",1]
["JBUTTERS",1]
["LI111-1",1]
["LI112-2",1]
["LI113-3",1]
["LK_ECHO",1]
["LM111-1",1]
["MACKNTSH",1]
["MEADOWBK",1]
["PO161-1",1]
["PO162-2",1]
["PO163-3",1]
["PO164-4",1]
["PO165-5",1]
["PO166-6",1]
["REECE1",1]
["REECE2",1]
["TA111-1",1]
["TA111-2",1]
["TA111-3",1]
["TA112-4",1]
["TA112-5",1]
["TA112-6",1]
["TR111-1",1]
["TR111-2",1]
["TR112-3",1]
["TR112-4",1]
["TRIBUTE",1]
["TU111-1",1]
["TU112-2",1]
["TU113-3",1]
["TU114-4",1]
["TU115-5",1]
["WI111-1",1]
["WY111-1",1]
["WY111-2",1]
["WY111-3",1]
["CG1",1]
["CG2",1]
["CG3",1]
["CG4",1]
["SITHE01",5]
["SITHE02",5]
["SITHE03",5]
["SITHE04",5]
["TALWA1",3]
["URANQ11",1]
["URANQ12",1]
["URANQ13",1]
["URANQ14",1]
["BARCALDN",1]
["BRAEMAR1",1]
["BRAEMAR2",1]
["BRAEMAR3",1]
["BRAEMAR5",1]
["BRAEMAR6",1]
["BRAEMAR7",1]
["CPSA",3]
["DDPS1_GT1",6]
["DDPS1_GT2",6]
["DDPS1_GT3",6]
["DDPS1_ST",6]
["OAKEY1",1]
["OAKEY2",1]
["ROMA_7",1]
["ROMA_8",1]
["SWAN_E",3]
["YABULU",3]
["YABULU2",3]
["YARWUN_1",2]
["AGLSOM01",1]
["AGLSOM02",1]
["AGLSOM03",1]
["AGLSOM04",1]
["BDL01",1]
["BDL02",1]
["JLA01",3]
["JLA02",3]
["JLA03",3]
["JLA04",3]
["JLB01",3]
["JLB02",3]
["JLB03",3]
["Laverton North1",3]
["Laverton North2",3]
["MORTLK11",1]
["MORTLK12",1]
["NPS",5]
["VPGS1",1]
["VPGS2",1]
["VPGS3",1]
["VPGS4",1]
["VPGS5",1]
["VPGS6",1]
["AGLHAL01",1]
["AGLHAL02",1]
["AGLHAL03",1]
["AGLHAL04",1]
["AGLHAL05",1]
["AGLHAL06",1]
["AGLHAL07",1]
["AGLHAL08",1]
["AGLHAL09",1]
["AGLHAL10",1]
["AGLHAL11",1]
["AGLHAL12",1]
["DRYCGT1",1]
["DRYCGT2",1]
["DRYCGT3",1]
["LADBROK1",1]
["LADBROK2",1]
["MINTARO",1]
["OsborneGT",5]
["OsborneST",5]
["PPCCGTGT1",2]
["PPCCGTGT2",2]
["PPCCGTST",2]
["QPS1",5]
["QPS2",5]
["QPS3",5]
["QPS4",5]
["QPS5",5]
["TORRA1",5]
["TORRA2",5]
["TORRA3",5]
["TORRA4",5]
["TORRB1",5]
["TORRB2",5]
["TORRB3",5]
["TORRB4",5]
["BBTHREE1",3]
["BBTHREE2",3]
["BBTHREE3",3]
["TVCC201",3]
["TVPP104",1]
["HVGTS1",1]
["HVGTS2",1]
["MACKAYGT",1]
["MSTUART1",1]
["MSTUART2",1]
["MSTUART3",1]
["ANGAS1",2.5]
["ANGAS2",2.5]
["Lonsdale",2.5]
["POR01-1",8]
["POR01-2",8]
["POR01-3",8]
["PSTAN1",2.5]
["SNUG1",3]
["SNUG2",3]
["SNUG3",3]
["BOCORWF1",1]
["CAPTL_WF",1]
["CULLRGWF",1]
["Gullen Range",1]
["GUNNING1",1]
["Taralga Wind Farm",1]
["WHITEROCKWF",1]
["WOODLWN1",1]
["ARARATWF",1]
["Bald Hills p1",1]
["BULGANAWF",1]
["CHALLHWF",1]
["CROWLANDSWF",1]
["MACARTH1",1]
["MERCER1",1]
["MLWF1",1]
["OAKLAND1",1]
["Portland 2",1]
["Portland 3",1]
["Portland 4",1]
["WAUBRAWF",1]
["YAMBUKWF",1]
["BLUFF1",1]
["CATHROCK",1]
["CLEMGPWF",1]
["CNUNDAWF",1]
["HALLWF1",1]
["HALLWF2",1]
["Hornsdale",1]
["LKBONNY1",1]
["LKBONNY2",1]
["LKBONNY3",1]
["MTMILLAR",1]
["NBHWF1",1]
["SNOWNTH1",1]
["SNOWSTH1",1]
["SNOWTWN1",1]
["STARHLWF",1]
["WATERL_Stage2_WF",1]
["WATERLWF",1]
["WPWF",1]
["MUSSELR1",1]
["WOOLNTH1",1]
["Broken Hill Solar Plant",1]
["Moree Solar",1]
["Nyngan",1]
["FWN Broken Hill_WIND",1]
["FWN Buronga_WIND",1]
["HUN Bayswater_WIND",1]
["MRN Bannaby_WIND",1]
["MRN Yass_WIND",1]
["MUN Deniliquin_WIND",1]
["MUN Jindera_WIND",1]
["NEN Armidale_WIND",1]
["SEN Cooma_WIND",1]
["WEN Wallerawang_WIND",1]
["FNQ Challumbin_WIND",1]
["FNQ Woree_WIND",1]
["SWQ Blackstone_WIND",1]
["SWQ Blackwall_WIND",1]
["CS Krongart_WIND",1]
["CS Mortlake_WIND",1]
["CS Portland_WIND",1]
["CS Shaw River_WIND",1]
["CS Tarrone_WIND",1]
["FWN Redcliffs_WIND",1]
["NWV Ballarat_WIND",1]
["NWV Bendigo_WIND",1]
["NWV Geelong_WIND",1]
["NWV Horsham_WIND",1]
["SEV Morwell_WIND",1]
["SWV Terang_WIND",1]
["EPS Cultana_WIND",1]
["FLS VH_WIND",1]
["MNS Belalie_WIND",1]
["MNS Blyth_WIND",1]
["MNS Bungama_WIND",1]
["MNS Canowie_WIND",1]
["MNS Glenriver_WIND",1]
["MNS Mokota_WIND",1]
["MNS Robertstown_WIND",1]
["MNS Tungkillo_WIND",1]
["WCS Cultana_WIND",1]
["WCS Lincoln Gap_WIND",1]
["YPS Para Garden West_WIND",1]
["NET George Town_WIND",1]
["NWT Burnie_WIND",1]
["ST Chapel Street_WIND",1]
["ST Waddamana_WIND",1]
["WCT Farrell _WIND",1]
["CAN OCGT",1]
["NCEN CCGT",3]
["NCEN CCGT CCS",10]
["NCEN OCGT",1]
["NNS CCGT",3]
["NNS CCGT CCS",10]
["NNS Coal SC",7.1]
["NNS Coal SC CCS",18.5]
["NNS OCGT",1]
["SWNSW OCGT",1]
["CAN Biomass",8]
["CAN Solar PV DAT",1]
["CAN Solar PV FFP",1]
["CAN Solar PV SAT",1]
["NCEN Biomass",8]
["NCEN Solar PV DAT",1]
["NCEN Solar PV FFP",1]
["NCEN Solar PV SAT",1]
["NNS Biomass",8]
["NNS Solar PV DAT",1]
["NNS Solar PV FFP",1]
["NNS Solar PV SAT",1]
["CQ CCGT",3]
["CQ CCGT CCS",10]
["CQ Coal SC",7.1]
["CQ Coal SC CCS",18.5]
["CQ OCGT",1]
["NQ CCGT",3]
["NQ CCGT CCS",10]
["NQ Coal SC",7.1]
["NQ Coal SC CCS",18.5]
["NQ OCGT",1]
["SEQ CCGT",3]
["SEQ CCGT CCS",10]
["SEQ Coal SC",7.1]
["SEQ Coal SC CCS",18.5]
["SEQ OCGT",1]
["SWQ CCGT",3]
["SWQ CCGT CCS",10]
["SWQ Coal SC",7.1]
["SWQ Coal SC CCS",18.5]
["SWQ OCGT",1]
["CQ Solar PV DAT",1]
["CQ Solar PV FFP",1]
["CQ Solar PV SAT",1]
["NQ Biomass",8]
["NQ Solar PV DAT",1]
["NQ Solar PV FFP",1]
["NQ Solar PV SAT",1]
["SEQ Solar PV DAT",1]
["SEQ Solar PV FFP",1]
["SEQ Solar PV SAT",1]
["SWQ Solar PV DAT",1]
["SWQ Solar PV FFP",1]
["SWQ Solar PV SAT",1]
["ADE OCGT",1]
["NSA OCGT",1]
["SESA CCGT",3]
["SESA OCGT",1]
["NSA Solar PV DAT",1]
["NSA Solar PV FFP",1]
["NSA Solar PV SAT",1]
["SESA Biomass",8]
["CVIC OCGT",1]
["LV CCGT",3]
["LV CCGT CCS",10]
["LV Coal SC",9.6]
["LV Coal SC CCS",24.3]
["LV OCGT",1]
["MEL OCGT",1]
["NVIC OCGT",1]
["CVIC Solar PV DAT",1]
["CVIC Solar PV FFP",1]
["CVIC Solar PV SAT",1]
["NVIC Biomass",8]
["TAS CCGT",3]
["TAS OCGT",1]
["TAS Biomass",8]
["CS Krongart_WIND_40pc",1]
["CS Mortlake_WIND_40pc",1]
["CS Portland_WIND_40pc",1]
["CS Shaw River_WIND_40pc",1]
["CS Tarrone_WIND_40pc",1]
["CVIC Solar PV DAT_40pc",1]
["CVIC Solar PV FFP_40pc",1]
["CVIC Solar PV SAT_40pc",1]
["FWN Redcliffs_WIND_40pc",1]
["NWV Ballarat_WIND_40pc",1]
["NWV Bendigo_WIND_40pc",1]
["NWV Geelong_WIND_40pc",1]
["NWV Horsham_WIND_40pc",1]
["SEV Morwell_WIND_40pc",1]
["SWV Terang_WIND_40pc",1]

{"sheet":"MLF","index":35,"n_rows":590,"n_cols":2,"rows_kept":590,"cut":false,"hidden":false,"merged":[]}
["Margical Loss Factors"]
["Generator","Marginal Loss Factor"]
["BW01",0.95899999999999996]
["BW02",0.95899999999999996]
["BW03",0.96030000000000004]
["BW04",0.96030000000000004]
["ER01",0.9829]
["ER02",0.9829]
["ER03",0.98460000000000003]
["ER04",0.98460000000000003]
["LD01",0.95930000000000004]
["LD02",0.95930000000000004]
["LD03",0.95930000000000004]
["LD04",0.95930000000000004]
["MP1",0.97529999999999994]
["MP2",0.97529999999999994]
["VP5",0.98529999999999995]
["VP6",0.98529999999999995]
["CALL_B_1",0.9456]
["CALL_B_2",0.9456]
["CPP_3",0.94099999999999995]
["CPP_4",0.94099999999999995]
["GSTONE1",0.96619999999999995]
["GSTONE2",0.96619999999999995]
["GSTONE3",0.96030000000000004]
["GSTONE4",0.96030000000000004]
["GSTONE5",0.96619999999999995]
["GSTONE6",0.96619999999999995]
["KPP_1",0.95879999999999999]
["MPP_1",0.96419999999999995]
["MPP_2",0.96419999999999995]
["STAN-1",0.95609999999999995]
["STAN-2",0.95609999999999995]
["STAN-3",0.95609999999999995]
["STAN-4",0.95609999999999995]
["TARONG#1",0.96860000000000002]
["TARONG#2",0.96860000000000002]
["TARONG#3",0.96860000000000002]
["TARONG#4",0.96860000000000002]
["TNPS1",0.96779999999999999]
["HWPS1",0.97009999999999996]
["HWPS2",0.97009999999999996]
["HWPS3",0.97009999999999996]
["HWPS4",0.97009999999999996]
["HWPS5",0.97009999999999996]
["HWPS6",0.97009999999999996]
["HWPS7",0.97009999999999996]
["HWPS8",0.97009999999999996]
["LOYYB1",0.97230000000000005]
["LOYYB2",0.97230000000000005]
["LYA1",0.97230000000000005]
["LYA2",0.97230000000000005]
["LYA3",0.97230000000000005]
["LYA4",0.97230000000000005]
["YWPS1",0.95409999999999995]
["YWPS2",0.95089999999999997]
["YWPS3",0.95089999999999997]
["YWPS4",0.95089999999999997]
["NPS1",1.0098]
["NPS2",1.0098]
["BLOWERNG",0.98150000000000004]
["GUTHEGA1",0.93710000000000004]
["GUTHEGA2",0.93710000000000004]
["HUMENSW",1.002]
["SHGEN01",0.99039999999999995]
["SHGEN02",0.99039999999999995]
["SHGEN03",0.99039999999999995]
["SHGEN04",0.99039999999999995]
["TUMUT1_01",0.99429999999999996]
["TUMUT1_02",0.99429999999999996]
["TUMUT1_03",0.99429999999999996]
["TUMUT1_04",0.99429999999999996]
["TUMUT2_01",0.99429999999999996]
["TUMUT2_02",0.99429999999999996]
["TUMUT2_03",0.99429999999999996]
["TUMUT2_04",0.99429999999999996]
["TUMUT3_01",0.98970000000000002]
["TUMUT3_02",0.98970000000000002]
["TUMUT3_03",0.98970000000000002]
["TUMUT3_04",0.98970000000000002]
["TUMUT3_05",0.98970000000000002]
["TUMUT3_06",0.98970000000000002]
["BARRON-1",1.0529999999999999]
["BARRON-2",1.0529999999999999]
["KAREEYA1",1.0495000000000001]
["KAREEYA2",1.0495000000000001]
["KAREEYA3",1.0495000000000001]
["KAREEYA4",1.0495000000000001]
["W/HOE#1",0.99019999999999997]
["W/HOE#2",0.99019999999999997]
["BOGONG1",0.95430000000000004]
["BOGONG2",0.95430000000000004]
["DARTM1",0.98119999999999996]
["EILDON1",0.99450000000000005]
["EILDON2",0.99450000000000005]
["HUMEV",0.99470000000000003]
["MCKAY11",0.95430000000000004]
["MCKAY12",0.95430000000000004]
["MCKAY13",0.95430000000000004]
["MCKAY14",0.95430000000000004]
["MCKAY15",0.95430000000000004]
["MCKAY16",0.95430000000000004]
["MURRAY01",0.95899999999999996]
["MURRAY02",0.95899999999999996]
["MURRAY03",0.95899999999999996]
["MURRAY04",0.95899999999999996]
["MURRAY05",0.95899999999999996]
["MURRAY06",0.95899999999999996]
["MURRAY07",0.95899999999999996]
["MURRAY08",0.95899999999999996]
["MURRAY09",0.95899999999999996]
["MURRAY10",0.95899999999999996]
["MURRAY11",0.95899999999999996]
["MURRAY12",0.95899999999999996]
["MURRAY13",0.95899999999999996]
["MURRAY14",0.95899999999999996]
["WKIEWA1",1.0025999999999999]
["WKIEWA2",1.0025999999999999]
["BASTYAN",0.9496]
["CA111-1",1.0027999999999999]
["CA112-2",1.0027999999999999]
["CETHANA",0.97230000000000005]
["DEVILS_G",0.97]
["FISHER",0.97550000000000003]
["GO181-1",0.96760000000000002]
["GO182-2",0.96760000000000002]
["GO183-3",0.96760000000000002]
["JBUTTERS",0.9456]
["LI111-1",0.97489999999999999]
["LI112-2",0.97489999999999999]
["LI113-3",0.97489999999999999]
["LK_ECHO",0.93600000000000005]
["LM111-1",0.97489999999999999]
["MACKNTSH",0.93669999999999998]
["MEADOWBK",0.97560000000000002]
["PO161-1",0.98240000000000005]
["PO162-2",0.98240000000000005]
["PO163-3",0.9929]
["PO164-4",0.9929]
["PO165-5",0.9929]
["PO166-6",0.9929]
["REECE1",0.94130000000000003]
["REECE2",0.93899999999999995]
["TA111-1",0.94530000000000003]
["TA111-2",0.94530000000000003]
["TA111-3",0.94530000000000003]
["TA112-4",0.94530000000000003]
["TA112-5",0.94530000000000003]
["TA112-6",0.94530000000000003]
["TR111-1",0.99270000000000003]
["TR111-2",0.99270000000000003]
["TR112-3",0.99270000000000003]
["TR112-4",0.99270000000000003]
["TRIBUTE",0.94369999999999998]
["TU111-1",0.90910000000000002]
["TU112-2",0.90910000000000002]
["TU113-3",0.90910000000000002]
["TU114-4",0.90910000000000002]
["TU115-5",0.90910000000000002]
["WI111-1",0.97489999999999999]
["WY111-1",1.0027999999999999]
["WY111-2",1.0027999999999999]
["WY111-3",1.0027999999999999]
["CG1",0.98719999999999997]
["CG2",0.98719999999999997]
["CG3",0.98719999999999997]
["CG4",0.98719999999999997]
["SITHE01",1.0035000000000001]
["SITHE02",1.0035000000000001]
["SITHE03",1.0035000000000001]
["SITHE04",1.0035000000000001]
["TALWA1",0.99670000000000003]
["URANQ11",0.92910000000000004]
["URANQ12",0.92910000000000004]
["URANQ13",0.92910000000000004]
["URANQ14",0.92910000000000004]
["BARCALDN",0.97770000000000001]
["BRAEMAR1",0.95489999999999997]
["BRAEMAR2",0.95489999999999997]
["BRAEMAR3",0.95489999999999997]
["BRAEMAR5",0.95489999999999997]
["BRAEMAR6",0.95489999999999997]
["BRAEMAR7",0.95489999999999997]
["CPSA",0.96850000000000003]
["DDPS1_GT1",0.95489999999999997]
["DDPS1_GT2",0.95489999999999997]
["DDPS1_GT3",0.95489999999999997]
["DDPS1_ST",0.95489999999999997]
["OAKEY1",0.94199999999999995]
["OAKEY2",0.94199999999999995]
["ROMA_7",0.96289999999999998]
["ROMA_8",0.96289999999999998]
["SWAN_E",0.99839999999999995]
["YABULU",1.0073000000000001]
["YABULU2",0.99919999999999998]
["YARWUN_1",0.96930000000000005]
["AGLSOM01",0.99490000000000001]
["AGLSOM02",0.99490000000000001]
["AGLSOM03",0.99490000000000001]
["AGLSOM04",0.99490000000000001]
["BDL01",0.97450000000000003]
["BDL02",0.97450000000000003]
["JLA01",0.96409999999999996]
["JLA02",0.96409999999999996]
["JLA03",0.96409999999999996]
["JLA04",0.96409999999999996]
["JLB01",0.96409999999999996]
["JLB02",0.96409999999999996]
["JLB03",0.96409999999999996]
["Laverton North1",1.0009999999999999]
["Laverton North2",1.0009999999999999]
["MORTLK11",1.0015000000000001]
["MORTLK12",1.0015000000000001]
["NPS",0.99390000000000001]
["VPGS1",0.97230000000000005]
["VPGS2",0.97230000000000005]
["VPGS3",0.97230000000000005]
["VPGS4",0.97230000000000005]
["VPGS5",0.97230000000000005]
["VPGS6",0.97230000000000005]
["AGLHAL01",0.99]
["AGLHAL02",0.99]
["AGLHAL03",0.99]
["AGLHAL04",0.99]
["AGLHAL05",0.99]
["AGLHAL06",0.99]
["AGLHAL07",0.99]
["AGLHAL08",0.99]
["AGLHAL09",0.99]
["AGLHAL10",0.99]
["AGLHAL11",0.99]
["AGLHAL12",0.99]
["DRYCGT1",1.0011000000000001]
["DRYCGT2",1.0011000000000001]
["DRYCGT3",1.0011000000000001]
["LADBROK1",0.88719999999999999]
["LADBROK2",0.88719999999999999]
["MINTARO",0.9889]
["OsborneGT",0.99939999999999996]
["OsborneST",0.99939999999999996]
["PPCCGTGT1",1.0008999999999999]
["PPCCGTGT2",1.0008999999999999]
["PPCCGTST",1.0008999999999999]
["QPS1",0.98640000000000005]
["QPS2",0.98640000000000005]
["QPS3",0.98640000000000005]
["QPS4",0.98640000000000005]
["QPS5",0.98640000000000005]
["TORRA1",1.0014000000000001]
["TORRA2",1.0014000000000001]
["TORRA3",1.0014000000000001]
["TORRA4",1.0014000000000001]
["TORRB1",1.0014000000000001]
["TORRB2",1.0014000000000001]
["TORRB3",1.0014000000000001]
["TORRB4",1.0014000000000001]
["BBTHREE1",1.0001]
["BBTHREE2",1.0001]
["BBTHREE3",1.0001]
["TVCC201",1]
["TVPP104",1.0001]
["HVGTS1",0.96789999999999998]
["HVGTS2",0.96789999999999998]
["MACKAYGT",0.97370000000000001]
["MSTUART1",0.98340000000000005]
["MSTUART2",0.98340000000000005]
["MSTUART3",0.98340000000000005]
["ANGAS1",1.0042]
["ANGAS2",1.0042]
["Lonsdale",1]
["POR01-1",1.0011000000000001]
["POR01-2",1.0011000000000001]
["POR01-3",1.0064]
["PSTAN1",1]
["SNUG1",0.8417]
["SNUG2",0.8417]
["SNUG3",0.8417]
["BOCORWF1",0.98819999999999997]
["CAPTL_WF",0.99309999999999998]
["CULLRGWF",0.99139999999999995]
["Gullen Range",0.9909]
["GUNNING1",0.99139999999999995]
["Taralga Wind Farm",0.99219999999999997]
["WOODLWN1",0.99309999999999998]
["ARARATWF",1.0299]
["Bald Hills p1",0.97589999999999999]
["BULGANAWF",1.0299]
["CHALLHWF",1.0299]
["CROWLANDSWF",1.0299]
["KiataWF",1.0299]
["MACARTH1",1.0022]
["MERCER1",1.0047999999999999]
["MLWF1",1.0339]
["Mt Gellibrand WF",1.0299]
["OAKLAND1",1.0339]
["Portland 2",1.0339]
["Portland 3",1.0339]
["Portland 4",1.0339]
["WAUBRAWF",1.0111000000000001]
["YAMBUKWF",1.0339]
["BLUFF1",0.98629999999999995]
["CATHROCK",0.88959999999999995]
["CLEMGPWF",0.98219999999999996]
["CNUNDAWF",0.88500000000000001]
["HALLWF1",0.99]
["HALLWF2",0.98709999999999998]
["Hornsdale",0.99650000000000005]
["LKBONNY1",0.87680000000000002]
["LKBONNY2",0.87680000000000002]
["LKBONNY3",0.87680000000000002]
["MTMILLAR",0.91200000000000003]
["NBHWF1",0.98629999999999995]
["SNOWNTH1",0.98880000000000001]
["SNOWSTH1",0.98880000000000001]
["SNOWTWN1",0.92889999999999995]
["STARHLWF",1.0051000000000001]
["WATERL_Stage2_WF",0.97840000000000005]
["WATERLWF",0.97840000000000005]
["WPWF",0.81850000000000001]
["MUSSELR1",0.91930000000000001]
["WOOLNTH1",0.91200000000000003]
["Broken Hill Solar Plant",1.1220000000000001]
["Moree Solar",0.94330000000000003]
["Nyngan",0.9909]
["FWN Broken Hill_WIND",1]
["FWN Buronga_WIND",1]
["HUN Bayswater_WIND",1]
["MRN Bannaby_WIND",1]
["MRN Yass_WIND",1]
["MUN Deniliquin_WIND",1]
["MUN Jindera_WIND",1]
["NEN Armidale_WIND",1]
["SEN Cooma_WIND",1]
["WEN Wallerawang_WIND",1]
["FNQ Challumbin_WIND",1]
["FNQ Woree_WIND",1]
["SWQ Blackstone_WIND",1]
["SWQ Blackwall_WIND",1]
["CS Krongart_WIND",1]
["CS Mortlake_WIND",1]
["CS Portland_WIND",1]
["CS Shaw River_WIND",1]
["CS Tarrone_WIND",1]
["FWN Redcliffs_WIND",1]
["NWV Ballarat_WIND",1]
["NWV Bendigo_WIND",1]
["NWV Geelong_WIND",1]
["NWV Horsham_WIND",1]
["SEV Morwell_WIND",1]
["SWV Terang_WIND",1]
["EPS Cultana_WIND",1]
["FLS VH_WIND",1]
["MNS Belalie_WIND",1]
["MNS Blyth_WIND",1]
["MNS Bungama_WIND",1]
["MNS Canowie_WIND",1]
["MNS Glenriver_WIND",1]
["MNS Mokota_WIND",1]
["MNS Robertstown_WIND",1]
["MNS Tungkillo_WIND",1]
["WCS Cultana_WIND",1]
["WCS Lincoln Gap_WIND",1]
["YPS Para Garden West_WIND",1]
["NET George Town_WIND",1]
["NWT Burnie_WIND",1]
["ST Chapel Street_WIND",1]
["ST Waddamana_WIND",1]
["WCT Farrell _WIND",1]
["CAN OCGT",0.98380000000000001]
["NCEN OCGT",0.96679999999999999]
["NNS CCGT",0.96760000000000002]
["NNS CCGT CCS",0.96760000000000002]
["NNS Coal SC",0.96760000000000002]
["NNS Coal SC CCS",0.96760000000000002]
["NNS OCGT",0.96760000000000002]
["SWNSW OCGT",0.89700000000000002]
["CAN Biomass",0.98380000000000001]
["CAN Solar PV DAT",1]
["CAN Solar PV FFP",1]
["CAN Solar PV SAT",1]
["NCEN Solar PV DAT",1]
["NCEN Solar PV FFP",1]
["NCEN Solar PV SAT",1]
["NNS Biomass",0.96760000000000002]
["NNS Solar PV DAT",1]
["NNS Solar PV FFP",1]
["NNS Solar PV SAT",1]
["CQ CCGT",0.98680000000000001]
["CQ CCGT CCS",0.98680000000000001]
["CQ Coal SC",0.98680000000000001]
["CQ Coal SC CCS",0.98680000000000001]
["CQ OCGT",0.98680000000000001]
["NQ CCGT",1.0156000000000001]
["NQ CCGT CCS",1.0156000000000001]
["NQ Coal SC",1.0156000000000001]
["NQ Coal SC CCS",1.0156000000000001]
["NQ OCGT",1.0156000000000001]
["SEQ CCGT",0.99719999999999998]
["SEQ CCGT CCS",0.99719999999999998]
["SEQ Coal SC",0.99719999999999998]
["SEQ OCGT",0.99719999999999998]
["SWQ CCGT",0.95820000000000005]
["SWQ CCGT CCS",0.95820000000000005]
["SWQ Coal SC",0.96120000000000005]
["SWQ Coal SC CCS",0.96120000000000005]
["SWQ OCGT",0.95820000000000005]
["CQ Solar PV DAT",1]
["CQ Solar PV FFP",1]
["CQ Solar PV SAT",1]
["NQ Biomass",1.0156000000000001]
["NQ Solar PV DAT",1]
["NQ Solar PV FFP",1]
["NQ Solar PV SAT",1]
["SEQ Solar PV DAT",1]
["SEQ Solar PV FFP",1]
["SEQ Solar PV SAT",1]
["SWQ Solar PV DAT",1]
["SWQ Solar PV FFP",1]
["SWQ Solar PV SAT",1]
["ADE OCGT",1.0019]
["NSA OCGT",0.98260000000000003]
["SESA CCGT",0.95630000000000004]
["SESA OCGT",0.95630000000000004]
["NSA Solar PV DAT",1]
["NSA Solar PV FFP",1]
["NSA Solar PV SAT",1]
["SESA Biomass",0.95630000000000004]
["CVIC OCGT",0.99150000000000005]
["LV CCGT",0.97419999999999995]
["LV CCGT CCS",0.97419999999999995]
["LV Coal SC",0.97419999999999995]
["LV Coal SC CCS",0.97419999999999995]
["LV OCGT",0.97419999999999995]
["MEL OCGT",0.99419999999999997]
["NVIC OCGT",0.98850000000000005]
["CVIC Solar PV DAT",1]
["CVIC Solar PV FFP",1]
["CVIC Solar PV SAT",1]
["NVIC Biomass",0.98850000000000005]
["TAS CCGT",0.99950000000000006]
["TAS OCGT",0.99950000000000006]
["TAS Biomass",0.99950000000000006]
["CS Krongart_WIND_40pc",1]
["CS Mortlake_WIND_40pc",1]
["CS Portland_WIND_40pc",1]
["CS Shaw River_WIND_40pc",1]
["CS Tarrone_WIND_40pc",1]
["CVIC Solar PV DAT_40pc",1]
["CVIC Solar PV FFP_40pc",1]
["CVIC Solar PV SAT_40pc",1]
["FWN Redcliffs_WIND_40pc",1]
["NWV Ballarat_WIND_40pc",1]
["NWV Bendigo_WIND_40pc",1]
["NWV Geelong_WIND_40pc",1]
["NWV Horsham_WIND_40pc",1]
["SEV Morwell_WIND_40pc",1]
["SWV Terang_WIND_40pc",1]
["FWN Broken Hill_WIND",1]
["FWN Buronga_WIND",1]
["HUN Bayswater_WIND",1]
["MRN Bannaby_WIND",1]
["MRN Yass_WIND",1]
["MUN Deniliquin_WIND",1]
["MUN Jindera_WIND",1]
["NEN Armidale_WIND",1]
["SEN Cooma_WIND",1]
["WEN Wallerawang_WIND",1]
["FNQ Challumbin_WIND",1]
["FNQ Woree_WIND",1]
["SWQ Blackstone_WIND",1]
["SWQ Blackwall_WIND",1]
["CS Krongart_WIND",1]
["CS Mortlake_WIND",1]
["CS Portland_WIND",1]
["CS Shaw River_WIND",1]
["CS Tarrone_WIND",1]
["FWN Redcliffs_WIND",1]
["NWV Ballarat_WIND",1]
["NWV Bendigo_WIND",1]
["NWV Geelong_WIND",1]
["NWV Horsham_WIND",1]
["SEV Morwell_WIND",1]
["SWV Terang_WIND",1]
["EPS Cultana_WIND",1]
["FLS VH_WIND",1]
["MNS Belalie_WIND",1]
["MNS Blyth_WIND",1]
["MNS Bungama_WIND",1]
["MNS Canowie_WIND",1]
["MNS Glenriver_WIND",1]
["MNS Mokota_WIND",1]
["MNS Robertstown_WIND",1]
["MNS Tungkillo_WIND",1]
["WCS Cultana_WIND",1]
["WCS Lincoln Gap_WIND",1]
["YPS Para Garden West_WIND",1]
["NET George Town_WIND",1]
["NWT Burnie_WIND",1]
["ST Chapel Street_WIND",1]
["ST Waddamana_WIND",1]
["WCT Farrell _WIND",1]
["CAN OCGT",0.98380000000000001]
["NCEN OCGT",0.96679999999999999]
["NNS CCGT",0.96760000000000002]
["NNS CCGT CCS",0.96760000000000002]
["NNS Coal SC",0.96760000000000002]
["NNS Coal SC CCS",0.96760000000000002]
["NNS OCGT",0.96760000000000002]
["SWNSW OCGT",0.89700000000000002]
["CAN Biomass",0.98380000000000001]
["CAN Solar PV DAT",1]
["CAN Solar PV FFP",1]
["CAN Solar PV SAT",1]
["NCEN Solar PV DAT",1]
["NCEN Solar PV FFP",1]
["NCEN Solar PV SAT",1]
["NNS Biomass",0.96760000000000002]
["NNS Solar PV DAT",1]
["NNS Solar PV FFP",1]
["NNS Solar PV SAT",1]
["CQ CCGT",0.98680000000000001]
["CQ CCGT CCS",0.98680000000000001]
["CQ Coal SC",0.98680000000000001]
["CQ Coal SC CCS",0.98680000000000001]
["CQ OCGT",0.98680000000000001]
["NQ CCGT",1.0156000000000001]
["NQ CCGT CCS",1.0156000000000001]
["NQ Coal SC",1.0156000000000001]
["NQ Coal SC CCS",1.0156000000000001]
["NQ OCGT",1.0156000000000001]
["SEQ CCGT",0.99719999999999998]
["SEQ CCGT CCS",0.99719999999999998]
["SEQ Coal SC",0.99719999999999998]
["SEQ OCGT",0.99719999999999998]
["SWQ CCGT",0.95820000000000005]
["SWQ CCGT CCS",0.95820000000000005]
["SWQ Coal SC",0.96120000000000005]
["SWQ Coal SC CCS",0.96120000000000005]
["SWQ OCGT",0.95820000000000005]
["CQ Solar PV DAT",1]
["CQ Solar PV FFP",1]
["CQ Solar PV SAT",1]
["NQ Biomass",1.0156000000000001]
["NQ Solar PV DAT",1]
["NQ Solar PV FFP",1]
["NQ Solar PV SAT",1]
["SEQ Solar PV DAT",1]
["SEQ Solar PV FFP",1]
["SEQ Solar PV SAT",1]
["SWQ Solar PV DAT",1]
["SWQ Solar PV FFP",1]
["SWQ Solar PV SAT",1]
["ADE OCGT",1.0019]
["NSA OCGT",0.98260000000000003]
["SESA CCGT",0.95630000000000004]
["SESA OCGT",0.95630000000000004]
["NSA Solar PV DAT",1]
["NSA Solar PV FFP",1]
["NSA Solar PV SAT",1]
["SESA Biomass",0.95630000000000004]
["CVIC OCGT",0.99150000000000005]
["LV CCGT",0.97419999999999995]
["LV CCGT CCS",0.97419999999999995]
["LV Coal SC",0.97419999999999995]
["LV Coal SC CCS",0.97419999999999995]
["LV OCGT",0.97419999999999995]
["MEL OCGT",0.99419999999999997]
["NVIC OCGT",0.98850000000000005]
["CVIC Solar PV DAT",1]
["CVIC Solar PV FFP",1]
["CVIC Solar PV SAT",1]
["NVIC Biomass",0.98850000000000005]
["TAS CCGT",0.99950000000000006]
["TAS OCGT",0.99950000000000006]
["TAS Biomass",0.99950000000000006]
["CS Krongart_WIND_40pc",1]
["CS Mortlake_WIND_40pc",1]
["CS Portland_WIND_40pc",1]
["CS Shaw River_WIND_40pc",1]
["CS Tarrone_WIND_40pc",1]
["CVIC Solar PV DAT_40pc",1]
["CVIC Solar PV FFP_40pc",1]
["CVIC Solar PV SAT_40pc",1]
["FWN Redcliffs_WIND_40pc",1]
["NWV Ballarat_WIND_40pc",1]
["NWV Bendigo_WIND_40pc",1]
["NWV Geelong_WIND_40pc",1]
["NWV Horsham_WIND_40pc",1]
["SEV Morwell_WIND_40pc",1]
["SWV Terang_WIND_40pc",1]