{"text_format":"1","workbook":"xlsx","n_sheets":7,"sheets":["Introduction","Report","CommentaryInput","CommentarySelection","DataInput","Lists_Selections","DataSelection"],"not_rendered":{"charts":2,"images":5,"macros":1,"external_links":1,"defined_names":21,"comments":3,"pivot_tables":0},"unopened":[],"bounds":{"document_bytes":16777216,"sheet_cells":100000,"rows_first":2000,"rows_last":500,"rows_between":2000,"halvings":0,"cell_chars":16384,"cell_head_chars":4096},"cells_cut":0,"cells_raw":0,"read":"whole","date_system":"1900"}

{"sheet":"Introduction","index":0,"n_rows":30,"n_cols":33,"rows_kept":30,"cut":false,"hidden":false,"merged":[]}
[]
[]
[]
[]
[]
[]
[]
[]
[]
[]
[]
[]
[]
[]
[]
[]
[]
[]
[]
[]
[]
[]
[]
[]
[]
[]
[]
[]
[]
[null,null,null,null,null,null,null,null,null,null,null,null,null,null,null,null,null,null,null,null,null,null,null,null,null,null,null,null,null,null,null,null,"  "]

{"sheet":"Report","index":1,"n_rows":2,"n_cols":2,"rows_kept":2,"cut":false,"hidden":false,"merged":[]}
[]
[null,3]

{"sheet":"CommentaryInput","index":2,"n_rows":4771,"n_cols":21,"rows_kept":4771,"cut":false,"hidden":true,"merged":[]}
[]
[null,"SOUTH AUSTRALIA"]
[]
[null,null,"SA ANGAS CREEK"]
[]
[null,null,null,"MAIN SECTORS",null,null,null,null,null,null,null,null,null,null,null,null,null,null,null,null,{"$f":"IF(S6=\"\",T6,S6)","v":0}]
[null,null,null,"Predominantly agricultural, some parkland and residential in surrounding areas.",null,null,null,null,null,null,null,null,null,null,null,null,null,null,null,null,{"$f":"IF(S7=\"\",T7,S7)","v":0}]
[null,null,null,null,null,null,null,null,null,null,null,null,null,null,null,null,null,null,null,null,0]
[null,null,null,null,null,null,null,null,null,null,null,null,null,null,null,null,null,null,null,null,0]
[null,null,null,null,null,null,null,null,null,null,null,null,null,null,null,null,null,null,null,null,0]
[null,null,null,null,null,null,null,null,null,null,null,null,null,null,null,null,null,null,null,null,0]
[null,null,null,"MEDIUM SCENARIO",null,null,null,null,null,null,null,null,null,null,null,null,null,null,null,null,0]
[null,null,null,"Summer",null,null,null,null,null,null,null,null,null,null,null,null,null,null,null,null,0]
[null,null,null,"Historical maximum demands increased until 2012.",null,null,null,null,null,null,null,null,null,null,null,null,null,null,null,null,0]
[null,null,null,"Since 2012 maximum demands have been lower.",null,null,null,null,null,null,null,null,null,null,null,null,null,null,null,null,0]
[null,null,null,"Future maximum demands are forecast to remain close to current levels.",null,null,null,null,null,null,null,null,null,null,null,null,null,null,null,null,0]
[null,null,null,"The POE10 offset for PV and EE ranges from 2.8% to 9.5% between 2015 and 2024 with EE contributing 0.4% to 5.4% of the offset.",null,null,null,null,null,null,null,null,null,null,null,null,null,null,null,null,0]
[null,null,null,null,null,null,null,null,null,null,null,null,null,null,null,null,null,null,null,null,0]
[null,null,null,"Winter",null,null,null,null,null,null,null,null,null,null,null,null,null,null,null,null,0]
[null,null,null,"Winter maximum demands have historically ranged between 15 and 20 MW.",null,null,null,null,null,null,null,null,null,null,null,null,null,null,null,null,0]
[null,null,null,"Winter demands are forecast to increase throughout the outlook period.",null,null,null,null,null,null,null,null,null,null,null,null,null,null,null,null,0]
[null,null,null,"The POE10 offset for PV and EE ranges from 0.5% to 5.4% between 2015 and 2024 with EE contributing 0.4% to 5.3% of the offset.",null,null,null,null,null,null,null,null,null,null,null,null,null,null,null,null,0]
[null,null,null,null,null,null,null,null,null,null,null,null,null,null,null,null,null,null,null,null,0]
[null,null,null,null,null,null,null,null,null,null,null,null,null,null,null,null,null,null,null,null,0]
[null,null,null,"Other",null,null,null,null,null,null,null,null,null,null,null,null,null,null,null,null,0]
[null,null,null,"The connection point is weather sensitive in summer and winter.",null,null,null,null,null,null,null,null,null,null,null,null,null,null,null,null,0]
[null,null,null,"Diversity factors: summer = 0.98; winter = 0.67.",null,null,null,null,null,null,null,null,null,null,null,null,null,null,null,null,0]
[null,null,null,"Power factors: summer = 0.94, lagging; winter = 0.99, lagging.",null,null,null,null,null,null,null,null,null,null,null,null,null,null,null,null,0]
[null,null,null,null,null,null,null,null,null,null,null,null,null,null,null,null,null,null,null,null,0]
[null,null,null,null,null,null,null,null,null,null,null,null,null,null,null,null,null,null,null,null,0]
[null,null,null,null,null,null,null,null,null,null,null,null,null,null,null,null,null,null,null,null,0]
[null,null,null,null,null,null,null,null,null,null,null,null,null,null,null,null,null,null,null,null,0]
[null,null,null,null,null,null,null,null,null,null,null,null,null,null,null,null,null,null,null,null,0]
[null,null,null,null,null,null,null,null,null,null,null,null,null,null,null,null,null,null,null,null,0]
[null,null,"SA ARDROSSAN WEST",null,null,null,null,null,null,null,null,null,null,null,null,null,null,null,null,null,0]
[null,null,null,null,null,null,null,null,null,null,null,null,null,null,null,null,null,null,null,null,0]
[null,null,null,"MAIN SECTORS",null,null,null,null,null,null,null,null,null,null,null,null,null,null,null,null,0]
[null,null,null,"Predominantly agricultural area.",null,null,null,null,null,null,null,null,null,null,null,null,null,null,null,null,0]
[null,null,null,null,null,null,null,null,null,null,null,null,null,null,null,null,null,null,null,null,0]
[null,null,null,null,null,null,null,null,null,null,null,null,null,null,null,null,null,null,null,null,0]
[null,null,null,null,null,null,null,null,null,null,null,null,null,null,null,null,null,null,null,null,0]
[null,null,null,null,null,null,null,null,null,null,null,null,null,null,null,null,null,null,null,null,0]
[null,null,null,"MEDIUM SCENARIO",null,null,null,null,null,null,null,null,null,null,null,null,null,null,null,null,0]
[null,null,null,"Summer",null,null,null,null,null,null,null,null,null,null,null,null,null,null,null,null,0]
[null,null,null,"Historical maximum demands increased until 2012.",null,null,null,null,null,null,null,null,null,null,null,null,null,null,null,null,0]
[null,null,null,"Since 2012 maximum demands have been lower.",null,null,null,null,null,null,null,null,null,null,null,null,null,null,null,null,0]
[null,null,null,"The forecast decreases due to a load transfer.",null,null,null,null,null,null,null,null,null,null,null,null,null,null,null,null,0]
[null,null,null,"The POE10 offset for PV and EE ranges from 8.6% to 24% between 2015 and 2024 with EE contributing 0.6% to 10.2% of the offset.",null,null,null,null,null,null,null,null,null,null,null,null,null,null,null,null,0]
[null,null,null,null,null,null,null,null,null,null,null,null,null,null,null,null,null,null,null,null,0]
[null,null,null,"Winter",null,null,null,null,null,null,null,null,null,null,null,null,null,null,null,null,0]
[null,null,null,"Winter demands are not forecast to increase throughout the outlook period.",null,null,null,null,null,null,null,null,null,null,null,null,null,null,null,null,0]
[null,null,null,"The forecast decreases due to a load transfer.",null,null,null,null,null,null,null,null,null,null,null,null,null,null,null,null,0]
[null,null,null,"The POE10 offset for PV and EE ranges from 0.7% to 12.9% between 2015 and 2024 with EE contributing 0.7% to 12.9% of the offset.",null,null,null,null,null,null,null,null,null,null,null,null,null,null,null,null,0]
[null,null,null,null,null,null,null,null,null,null,null,null,null,null,null,null,null,null,null,null,0]
[null,null,null,null,null,null,null,null,null,null,null,null,null,null,null,null,null,null,null,null,0]
[null,null,null,"Other",null,null,null,null,null,null,null,null,null,null,null,null,null,null,null,null,0]
[null,null,null,"A 2.2 MW transfer from Ardrossan West to Dalrymple is forecast to occur in 2017.",null,null,null,null,null,null,null,null,null,null,null,null,null,null,null,null,0]
[null,null,null,"The connection point is weather sensitive in summer and winter.",null,null,null,null,null,null,null,null,null,null,null,null,null,null,null,null,0]
[null,null,null,"Diversity factors: summer = 0.88; winter = 0.95.",null,null,null,null,null,null,null,null,null,null,null,null,null,null,null,null,0]
[null,null,null,"Power factors: summer = 0.95, lagging; winter = 0.99, lagging.",null,null,null,null,null,null,null,null,null,null,null,null,null,null,null,null,0]
[null,null,null,null,null,null,null,null,null,null,null,null,null,null,null,null,null,null,null,null,0]
[null,null,null,null,null,null,null,null,null,null,null,null,null,null,null,null,null,null,null,null,0]
[null,null,null,null,null,null,null,null,null,null,null,null,null,null,null,null,null,null,null,null,0]
[null,null,null,null,null,null,null,null,null,null,null,null,null,null,null,null,null,null,null,null,0]
[null,null,null,null,null,null,null,null,null,null,null,null,null,null,null,null,null,null,null,null,0]
[null,null,"SA BAROOTA",null,null,null,null,null,null,null,null,null,null,null,null,null,null,null,null,null,0]
[null,null,null,null,null,null,null,null,null,null,null,null,null,null,null,null,null,null,null,null,0]
[null,null,null,"MAIN SECTORS",null,null,null,null,null,null,null,null,null,null,null,null,null,null,null,null,0]
[null,null,null,"Predominantly agricultural, large amount of parkland in surrounding areas.",null,null,null,null,null,null,null,null,null,null,null,null,null,null,null,null,0]
[null,null,null,null,null,null,null,null,null,null,null,null,null,null,null,null,null,null,null,null,0]
[null,null,null,null,null,null,null,null,null,null,null,null,null,null,null,null,null,null,null,null,{"$f":"IF(S71=\"\",T71,S71)","v":0}]
[null,null,null,null,null,null,null,null,null,null,null,null,null,null,null,null,null,null,null,null,0]
[null,null,null,null,null,null,null,null,null,null,null,null,null,null,null,null,null,null,null,null,0]
[null,null,null,"MEDIUM SCENARIO",null,null,null,null,null,null,null,null,null,null,null,null,null,null,null,null,0]
[null,null,null,"Summer",null,null,null,null,null,null,null,null,null,null,null,null,null,null,null,null,0]
[null,null,null,"Historical maximum demands have exhibited a slight declining trend.",null,null,null,null,null,null,null,null,null,null,null,null,null,null,null,null,0]
[null,null,null,"This is forecast to continue throughout the outlook period.",null,null,null,null,null,null,null,null,null,null,null,null,null,null,null,null,0]
[null,null,null,"The POE10 offset for PV and EE ranges from 2.7% to 10.5% between 2015 and 2024 with EE contributing 0.4% to 6.8% of the offset.",null,null,null,null,null,null,null,null,null,null,null,null,null,null,null,null,0]
[null,null,null,null,null,null,null,null,null,null,null,null,null,null,null,null,null,null,null,null,0]
[null,null,null,null,null,null,null,null,null,null,null,null,null,null,null,null,null,null,null,null,0]
[null,null,null,"Winter",null,null,null,null,null,null,null,null,null,null,null,null,null,null,null,null,0]
[null,null,null,"A weak increase in winter maximum demands is forecast at Baroota.",null,null,null,null,null,null,null,null,null,null,null,null,null,null,null,null,0]
[null,null,null,"The POE10 offset for PV and EE ranges from 0.6% to 7.9% between 2015 and 2024 with EE contributing 0.6% to 7.9% of the offset.",null,null,null,null,null,null,null,null,null,null,null,null,null,null,null,null,0]
[null,null,null,null,null,null,null,null,null,null,null,null,null,null,null,null,null,null,null,null,0]
[null,null,null,null,null,null,null,null,null,null,null,null,null,null,null,null,null,null,null,null,0]
[null,null,null,null,null,null,null,null,null,null,null,null,null,null,null,null,null,null,null,null,0]
[null,null,null,"Other",null,null,null,null,null,null,null,null,null,null,null,null,null,null,null,null,0]
[null,null,null,"The connection point is weather sensitive in summer and winter.",null,null,null,null,null,null,null,null,null,null,null,null,null,null,null,null,0]
[null,null,null,"Diversity factors: summer = 0.89; winter = 0.88.",null,null,null,null,null,null,null,null,null,null,null,null,null,null,null,null,0]
[null,null,null,"Power factors: summer = 1, lagging; winter = 1, unity.",null,null,null,null,null,null,null,null,null,null,null,null,null,null,null,null,0]
[null,null,null,null,null,null,null,null,null,null,null,null,null,null,null,null,null,null,null,null,0]
[null,null,null,null,null,null,null,null,null,null,null,null,null,null,null,null,null,null,null,null,0]
[null,null,null,null,null,null,null,null,null,null,null,null,null,null,null,null,null,null,null,null,0]
[null,null,null,null,null,null,null,null,null,null,null,null,null,null,null,null,null,null,null,null,0]
[null,null,null,null,null,null,null,null,null,null,null,null,null,null,null,null,null,null,null,null,0]
[null,null,null,null,null,null,null,null,null,null,null,null,null,null,null,null,null,null,null,null,0]
[null,null,"SA BRINKWORTH",null,null,null,null,null,null,null,null,null,null,null,null,null,null,null,null,null,0]
[null,null,null,null,null,null,null,null,null,null,null,null,null,null,null,null,null,null,null,null,0]
[null,null,null,"MAIN SECTORS",null,null,null,null,null,null,null,null,null,null,null,null,null,null,null,null,0]
[null,null,null,"Predominantly agricultural area.",null,null,null,null,null,null,null,null,null,null,null,null,null,null,null,null,0]
[null,null,null,null,null,null,null,null,null,null,null,null,null,null,null,null,null,null,null,null,0]
[null,null,null,null,null,null,null,null,null,null,null,null,null,null,null,null,null,null,null,null,0]
[null,null,null,null,null,null,null,null,null,null,null,null,null,null,null,null,null,null,null,null,0]
[null,null,null,null,null,null,null,null,null,null,null,null,null,null,null,null,null,null,null,null,0]
[null,null,null,"MEDIUM SCENARIO",null,null,null,null,null,null,null,null,null,null,null,null,null,null,null,null,0]
[null,null,null,"Summer",null,null,null,null,null,null,null,null,null,null,null,null,null,null,null,null,0]
[null,null,null,"Normal operating maximum demands decreased following a load transfer in 2009.",null,null,null,null,null,null,null,null,null,null,null,null,null,null,null,null,0]
[null,null,null,"A weak declining trend is forecast for Brinkworth.",null,null,null,null,null,null,null,null,null,null,null,null,null,null,null,null,0]
[null,null,null,"The POE10 offset for PV and EE ranges from 3% to 14.4% between 2015 and 2024 with EE contributing 0.6% to 9% of the offset.",null,null,null,null,null,null,null,null,null,null,null,null,null,null,null,null,0]
[null,null,null,null,null,null,null,null,null,null,null,null,null,null,null,null,null,null,null,null,0]
[null,null,null,null,null,null,null,null,null,null,null,null,null,null,null,null,null,null,null,null,0]
[null,null,null,"Winter",null,null,null,null,null,null,null,null,null,null,null,null,null,null,null,null,0]
[null,null,null,"Normal operating maximum demands decreased  following a load transfer in 2009.",null,null,null,null,null,null,null,null,null,null,null,null,null,null,null,null,0]
[null,null,null,"The POE10 offset for PV and EE ranges from 0.6% to 9% between 2015 and 2024 with EE contributing 0.6% to 9% of the offset.",null,null,null,null,null,null,null,null,null,null,null,null,null,null,null,null,0]
[null,null,null,null,null,null,null,null,null,null,null,null,null,null,null,null,null,null,null,null,0]
[null,null,null,null,null,null,null,null,null,null,null,null,null,null,null,null,null,null,null,null,0]
[null,null,null,null,null,null,null,null,null,null,null,null,null,null,null,null,null,null,null,null,0]
[null,null,null,"Other",null,null,null,null,null,null,null,null,null,null,null,null,null,null,null,null,0]
[null,null,null,"The connection point is weather sensitive in summer and winter.",null,null,null,null,null,null,null,null,null,null,null,null,null,null,null,null,0]
[null,null,null,"Diversity factors: summer = 0.9; winter = 0.96.",null,null,null,null,null,null,null,null,null,null,null,null,null,null,null,null,0]
[null,null,null,"Power factors: summer = 0.99, lagging; winter = 0.98, leading.",null,null,null,null,null,null,null,null,null,null,null,null,null,null,null,null,0]
[null,null,null,null,null,null,null,null,null,null,null,null,null,null,null,null,null,null,null,null,0]
[null,null,null,null,null,null,null,null,null,null,null,null,null,null,null,null,null,null,null,null,0]
[null,null,null,null,null,null,null,null,null,null,null,null,null,null,null,null,null,null,null,null,0]
[null,null,null,null,null,null,null,null,null,null,null,null,null,null,null,null,null,null,null,null,0]
[null,null,null,null,null,null,null,null,null,null,null,null,null,null,null,null,null,null,null,null,0]
[null,null,null,null,null,null,null,null,null,null,null,null,null,null,null,null,null,null,null,null,0]
[null,null,"SA CLARE NORTH",null,null,null,null,null,null,null,null,null,null,null,null,null,null,null,null,null,0]
[null,null,null,null,null,null,null,null,null,null,null,null,null,null,null,null,null,null,null,null,0]
[null,null,null,"MAIN SECTORS",null,null,null,null,null,null,null,null,null,null,null,null,null,null,null,null,0]
[null,null,null,"Predominantly agricultural, small amount of residential in surrounding area.",null,null,null,null,null,null,null,null,null,null,null,null,null,null,null,null,0]
[null,null,null,null,null,null,null,null,null,null,null,null,null,null,null,null,null,null,null,null,0]
[null,null,null,null,null,null,null,null,null,null,null,null,null,null,null,null,null,null,null,null,0]
[null,null,null,null,null,null,null,null,null,null,null,null,null,null,null,null,null,null,null,null,0]
[null,null,null,null,null,null,null,null,null,null,null,null,null,null,null,null,null,null,null,null,{"$f":"IF(S135=\"\",T135,S135)","v":0}]
[null,null,null,"MEDIUM SCENARIO",null,null,null,null,null,null,null,null,null,null,null,null,null,null,null,null,0]
[null,null,null,"Summer",null,null,null,null,null,null,null,null,null,null,null,null,null,null,null,null,0]
[null,null,null,"The forecast trend is based on population growth for the region.",null,null,null,null,null,null,null,null,null,null,null,null,null,null,null,null,0]
[null,null,null,"EE and PV offsets result in a declining trend.",null,null,null,null,null,null,null,null,null,null,null,null,null,null,null,null,0]
[null,null,null,"The POE10 offset for PV and EE ranges from 8% to 16.2% between 2015 and 2024 with EE contributing 0.4% to 5.8% of the offset.",null,null,null,null,null,null,null,null,null,null,null,null,null,null,null,null,0]
[null,null,null,null,null,null,null,null,null,null,null,null,null,null,null,null,null,null,null,null,0]
[null,null,null,null,null,null,null,null,null,null,null,null,null,null,null,null,null,null,null,null,0]
[null,null,null,"Winter",null,null,null,null,null,null,null,null,null,null,null,null,null,null,null,null,0]
[null,null,null,"Forecast trend reflects weaker effects of EE and PV.",null,null,null,null,null,null,null,null,null,null,null,null,null,null,null,null,0]
[null,null,null,"The POE10 offset for PV and EE ranges from 0.4% to 5.6% between 2015 and 2024 with EE contributing 0.4% to 5.6% of the offset.",null,null,null,null,null,null,null,null,null,null,null,null,null,null,null,null,0]
[null,null,null,null,null,null,null,null,null,null,null,null,null,null,null,null,null,null,null,null,0]
[null,null,null,null,null,null,null,null,null,null,null,null,null,null,null,null,null,null,null,null,0]
[null,null,null,null,null,null,null,null,null,null,null,null,null,null,null,null,null,null,null,null,0]
[null,null,null,"Other",null,null,null,null,null,null,null,null,null,null,null,null,null,null,null,null,0]
[null,null,null,"The connection point is weather sensitive in summer and winter.",null,null,null,null,null,null,null,null,null,null,null,null,null,null,null,null,0]
[null,null,null,"A new connection point in 2011.",null,null,null,null,null,null,null,null,null,null,null,null,null,null,null,null,0]
[null,null,null,"Diversity factors: summer = 0.94; winter = 0.93.",null,null,null,null,null,null,null,null,null,null,null,null,null,null,null,null,0]
[null,null,null,"Power factors: summer = 0.94, lagging; winter = 0.98, lagging.",null,null,null,null,null,null,null,null,null,null,null,null,null,null,null,null,0]
[null,null,null,null,null,null,null,null,null,null,null,null,null,null,null,null,null,null,null,null,0]
[null,null,null,null,null,null,null,null,null,null,null,null,null,null,null,null,null,null,null,null,0]
[null,null,null,null,null,null,null,null,null,null,null,null,null,null,null,null,null,null,null,null,0]
[null,null,null,null,null,null,null,null,null,null,null,null,null,null,null,null,null,null,null,null,0]
[null,null,null,null,null,null,null,null,null,null,null,null,null,null,null,null,null,null,null,null,0]
[null,null,"SA DALRYMPLE",null,null,null,null,null,null,null,null,null,null,null,null,null,null,null,null,null,0]
[null,null,null,null,null,null,null,null,null,null,null,null,null,null,null,null,null,null,null,null,0]
[null,null,null,"MAIN SECTORS",null,null,null,null,null,null,null,null,null,null,null,null,null,null,null,null,0]
[null,null,null,"Predominantly agricultural area.",null,null,null,null,null,null,null,null,null,null,null,null,null,null,null,null,0]
[null,null,null,null,null,null,null,null,null,null,null,null,null,null,null,null,null,null,null,null,0]
[null,null,null,null,null,null,null,null,null,null,null,null,null,null,null,null,null,null,null,null,0]
[null,null,null,null,null,null,null,null,null,null,null,null,null,null,null,null,null,null,null,null,0]
[null,null,null,null,null,null,null,null,null,null,null,null,null,null,null,null,null,null,null,null,0]
[null,null,null,"MEDIUM SCENARIO",null,null,null,null,null,null,null,null,null,null,null,null,null,null,null,null,0]
[null,null,null,"Summer",null,null,null,null,null,null,null,null,null,null,null,null,null,null,null,null,0]
[null,null,null,"The historical demand trend has been flat.",null,null,null,null,null,null,null,null,null,null,null,null,null,null,null,null,0]
[null,null,null,"A transfer increases the forecast in 2017.",null,null,null,null,null,null,null,null,null,null,null,null,null,null,null,null,0]
[null,null,null,"The POE10 offset for PV and EE ranges from 5% to 11.4% between 2015 and 2024 with EE contributing 0.6% to 7.1% of the offset.",null,null,null,null,null,null,null,null,null,null,null,null,null,null,null,null,0]
[null,null,null,null,null,null,null,null,null,null,null,null,null,null,null,null,null,null,null,null,0]
[null,null,null,null,null,null,null,null,null,null,null,null,null,null,null,null,null,null,null,null,0]
[null,null,null,"Winter",null,null,null,null,null,null,null,null,null,null,null,null,null,null,null,null,0]
[null,null,null,"The historical demand trend has been slightly increasing.",null,null,null,null,null,null,null,null,null,null,null,null,null,null,null,null,0]
[null,null,null,"A transfer increases the forecast in 2017.",null,null,null,null,null,null,null,null,null,null,null,null,null,null,null,null,0]
[null,null,null,"The POE10 offset for PV and EE ranges from 0.7% to 6.9% between 2015 and 2024 with EE contributing 0.7% to 6.9% of the offset.",null,null,null,null,null,null,null,null,null,null,null,null,null,null,null,null,0]
[null,null,null,null,null,null,null,null,null,null,null,null,null,null,null,null,null,null,null,null,0]
[null,null,null,null,null,null,null,null,null,null,null,null,null,null,null,null,null,null,null,null,0]
[null,null,null,"Other",null,null,null,null,null,null,null,null,null,null,null,null,null,null,null,null,0]
[null,null,null,"A 2.2 MW transfer from Ardrossan West to Dalrymple is forecast to occur in 2017.",null,null,null,null,null,null,null,null,null,null,null,null,null,null,null,null,0]
[null,null,null,"The connection point is weather sensitive in summer .",null,null,null,null,null,null,null,null,null,null,null,null,null,null,null,null,0]
[null,null,null,"Diversity factors: summer = 0.88; winter = 0.94.",null,null,null,null,null,null,null,null,null,null,null,null,null,null,null,null,0]
[null,null,null,"Power factors: summer = 0.94, lagging; winter = 0.99, leading.",null,null,null,null,null,null,null,null,null,null,null,null,null,null,null,null,0]
[null,null,null,null,null,null,null,null,null,null,null,null,null,null,null,null,null,null,null,null,0]
[null,null,null,null,null,null,null,null,null,null,null,null,null,null,null,null,null,null,null,null,0]
[null,null,null,null,null,null,null,null,null,null,null,null,null,null,null,null,null,null,null,null,0]
[null,null,null,null,null,null,null,null,null,null,null,null,null,null,null,null,null,null,null,null,0]
[null,null,null,null,null,null,null,null,null,null,null,null,null,null,null,null,null,null,null,null,0]
[null,null,"SA DAVENPORT WEST",null,null,null,null,null,null,null,null,null,null,null,null,null,null,null,null,null,0]
[null,null,null,null,null,null,null,null,null,null,null,null,null,null,null,null,null,null,null,null,0]
[null,null,null,"MAIN SECTORS",null,null,null,null,null,null,null,null,null,null,null,null,null,null,null,null,0]
[null,null,null,"Residential and industrial area surrounded by agricultural area and parkland.",null,null,null,null,null,null,null,null,null,null,null,null,null,null,null,null,0]
[null,null,null,null,null,null,null,null,null,null,null,null,null,null,null,null,null,null,null,null,0]
[null,null,null,null,null,null,null,null,null,null,null,null,null,null,null,null,null,null,null,null,0]
[null,null,null,null,null,null,null,null,null,null,null,null,null,null,null,null,null,null,null,null,0]
[null,null,null,null,null,null,null,null,null,null,null,null,null,null,null,null,null,null,null,null,0]
[null,null,null,"MEDIUM SCENARIO",null,null,null,null,null,null,null,null,null,null,null,null,null,null,null,null,0]
[null,null,null,"Summer",null,null,null,null,null,null,null,null,null,null,null,null,null,null,null,null,{"$f":"IF(S199=\"\",T199,S199)","v":0}]
[null,null,null,"The forecast maximum demand trend is flat.",null,null,null,null,null,null,null,null,null,null,null,null,null,null,null,null,0]
[null,null,null,"The POE10 offset for PV and EE ranges from 10.9% to 16.4% between 2015 and 2024 with EE contributing 0.3% to 4.5% of the offset.",null,null,null,null,null,null,null,null,null,null,null,null,null,null,null,null,0]
[null,null,null,null,null,null,null,null,null,null,null,null,null,null,null,null,null,null,null,null,0]
[null,null,null,null,null,null,null,null,null,null,null,null,null,null,null,null,null,null,null,null,0]
[null,null,null,null,null,null,null,null,null,null,null,null,null,null,null,null,null,null,null,null,0]
[null,null,null,"Winter",null,null,null,null,null,null,null,null,null,null,null,null,null,null,null,null,0]
[null,null,null,"An increasing trend is forecast for winter.",null,null,null,null,null,null,null,null,null,null,null,null,null,null,null,null,0]
[null,null,null,"The POE10 offset for PV and EE ranges from 0.4% to 5.5% between 2015 and 2024 with EE contributing 0.4% to 5.5% of the offset.",null,null,null,null,null,null,null,null,null,null,null,null,null,null,null,null,0]
[null,null,null,null,null,null,null,null,null,null,null,null,null,null,null,null,null,null,null,null,0]
[null,null,null,null,null,null,null,null,null,null,null,null,null,null,null,null,null,null,null,null,0]
[null,null,null,null,null,null,null,null,null,null,null,null,null,null,null,null,null,null,null,null,0]
[null,null,null,"Other",null,null,null,null,null,null,null,null,null,null,null,null,null,null,null,null,0]
[null,null,null,"The connection point is weather sensitive in summer and winter.",null,null,null,null,null,null,null,null,null,null,null,null,null,null,null,null,0]
[null,null,null,"Expected population growth rate is 0.5%.",null,null,null,null,null,null,null,null,null,null,null,null,null,null,null,null,0]
[null,null,null,"Diversity factors: summer = 0.72; winter = 0.84.",null,null,null,null,null,null,null,null,null,null,null,null,null,null,null,null,0]
[null,null,null,"Power factors: summer = 0.98, lagging; winter = 0.99, lagging.",null,null,null,null,null,null,null,null,null,null,null,null,null,null,null,null,0]
[null,null,null,null,null,null,null,null,null,null,null,null,null,null,null,null,null,null,null,null,0]
[null,null,null,null,null,null,null,null,null,null,null,null,null,null,null,null,null,null,null,null,0]
[null,null,null,null,null,null,null,null,null,null,null,null,null,null,null,null,null,null,null,null,0]
[null,null,null,null,null,null,null,null,null,null,null,null,null,null,null,null,null,null,null,null,0]
[null,null,null,null,null,null,null,null,null,null,null,null,null,null,null,null,null,null,null,null,0]
[null,null,"SA DORRIEN",null,null,null,null,null,null,null,null,null,null,null,null,null,null,null,null,null,0]
[null,null,null,null,null,null,null,null,null,null,null,null,null,null,null,null,null,null,null,null,0]
[null,null,null,"MAIN SECTORS",null,null,null,null,null,null,null,null,null,null,null,null,null,null,null,null,0]
[null,null,null,"Predominantly agricultural area, surrounded by residential and commercial areas.",null,null,null,null,null,null,null,null,null,null,null,null,null,null,null,null,0]
[null,null,null,null,null,null,null,null,null,null,null,null,null,null,null,null,null,null,null,null,0]
[null,null,null,null,null,null,null,null,null,null,null,null,null,null,null,null,null,null,null,null,0]
[null,null,null,null,null,null,null,null,null,null,null,null,null,null,null,null,null,null,null,null,0]
[null,null,null,null,null,null,null,null,null,null,null,null,null,null,null,null,null,null,null,null,0]
[null,null,null,"MEDIUM SCENARIO",null,null,null,null,null,null,null,null,null,null,null,null,null,null,null,null,0]
[null,null,null,"Summer",null,null,null,null,null,null,null,null,null,null,null,null,null,null,null,null,0]
[null,null,null,"An increasing trend is forecast for summer .",null,null,null,null,null,null,null,null,null,null,null,null,null,null,null,null,0]
[null,null,null,"The POE10 offset for PV and EE ranges from 6.6% to 11.4% between 2015 and 2024 with EE contributing 0.2% to 3.2% of the offset.",null,null,null,null,null,null,null,null,null,null,null,null,null,null,null,null,0]
[null,null,null,null,null,null,null,null,null,null,null,null,null,null,null,null,null,null,null,null,0]
[null,null,null,null,null,null,null,null,null,null,null,null,null,null,null,null,null,null,null,null,0]
[null,null,null,null,null,null,null,null,null,null,null,null,null,null,null,null,null,null,null,null,0]
[null,null,null,"Winter",null,null,null,null,null,null,null,null,null,null,null,null,null,null,null,null,0]
[null,null,null,"An increasing trend is forecast for winter.",null,null,null,null,null,null,null,null,null,null,null,null,null,null,null,null,0]
[null,null,null,"The POE10 offset for PV and EE ranges from 0.3% to 3.8% between 2015 and 2024 with EE contributing 0.3% to 3.7% of the offset.",null,null,null,null,null,null,null,null,null,null,null,null,null,null,null,null,0]
[null,null,null,null,null,null,null,null,null,null,null,null,null,null,null,null,null,null,null,null,0]
[null,null,null,null,null,null,null,null,null,null,null,null,null,null,null,null,null,null,null,null,0]
[null,null,null,null,null,null,null,null,null,null,null,null,null,null,null,null,null,null,null,null,0]
[null,null,null,"Other",null,null,null,null,null,null,null,null,null,null,null,null,null,null,null,null,0]
[null,null,null,"50 MW of generation capacity is embedded in the network at Dorrien. It is assumed to be operating at 0 MW in the forecast. ",null,null,null,null,null,null,null,null,null,null,null,null,null,null,null,null,0]
[null,null,null,"The connection point is weather sensitive in summer and winter.",null,null,null,null,null,null,null,null,null,null,null,null,null,null,null,null,0]
[null,null,null,"Diversity factors: summer = 0.96; winter = 0.68.",null,null,null,null,null,null,null,null,null,null,null,null,null,null,null,null,0]
[null,null,null,"Power factors: summer = 0.96, lagging; winter = 0.98, lagging.",null,null,null,null,null,null,null,null,null,null,null,null,null,null,null,null,0]
[null,null,null,null,null,null,null,null,null,null,null,null,null,null,null,null,null,null,null,null,0]
[null,null,null,null,null,null,null,null,null,null,null,null,null,null,null,null,null,null,null,null,0]
[null,null,null,null,null,null,null,null,null,null,null,null,null,null,null,null,null,null,null,null,0]
[null,null,null,null,null,null,null,null,null,null,null,null,null,null,null,null,null,null,null,null,0]
[null,null,null,null,null,null,null,null,null,null,null,null,null,null,null,null,null,null,null,null,0]
[null,null,"SA HUMMOCKS",null,null,null,null,null,null,null,null,null,null,null,null,null,null,null,null,null,0]
[null,null,null,null,null,null,null,null,null,null,null,null,null,null,null,null,null,null,null,null,0]
[null,null,null,"MAIN SECTORS",null,null,null,null,null,null,null,null,null,null,null,null,null,null,null,null,0]
[null,null,null,"Predominantly agricultural area.",null,null,null,null,null,null,null,null,null,null,null,null,null,null,null,null,0]
[null,null,null,null,null,null,null,null,null,null,null,null,null,null,null,null,null,null,null,null,0]
[null,null,null,null,null,null,null,null,null,null,null,null,null,null,null,null,null,null,null,null,0]
[null,null,null,null,null,null,null,null,null,null,null,null,null,null,null,null,null,null,null,null,0]
[null,null,null,null,null,null,null,null,null,null,null,null,null,null,null,null,null,null,null,null,0]
[null,null,null,"MEDIUM SCENARIO",null,null,null,null,null,null,null,null,null,null,null,null,null,null,null,null,0]
[null,null,null,"Summer",null,null,null,null,null,null,null,null,null,null,null,null,null,null,null,null,0]
[null,null,null,"The forecast maximum demand trend is flat.",null,null,null,null,null,null,null,null,null,null,null,null,null,null,null,null,0]
[null,null,null,"The POE10 offset for PV and EE ranges from 9.3% to 14.8% between 2015 and 2024 with EE contributing 0.2% to 3.6% of the offset.",null,null,null,null,null,null,null,null,null,null,null,null,null,null,null,null,{"$f":"IF(S263=\"\",T263,S263)","v":0}]
[null,null,null,null,null,null,null,null,null,null,null,null,null,null,null,null,null,null,null,null,0]
[null,null,null,null,null,null,null,null,null,null,null,null,null,null,null,null,null,null,null,null,0]
[null,null,null,null,null,null,null,null,null,null,null,null,null,null,null,null,null,null,null,null,0]
[null,null,null,"Winter",null,null,null,null,null,null,null,null,null,null,null,null,null,null,null,null,0]
[null,null,null,"An increasing trend is forecast for winter.",null,null,null,null,null,null,null,null,null,null,null,null,null,null,null,null,0]
[null,null,null,"The POE10 offset for PV and EE ranges from 0.3% to 4% between 2015 and 2024 with EE contributing 0.3% to 4% of the offset.",null,null,null,null,null,null,null,null,null,null,null,null,null,null,null,null,0]
[null,null,null,null,null,null,null,null,null,null,null,null,null,null,null,null,null,null,null,null,0]
[null,null,null,null,null,null,null,null,null,null,null,null,null,null,null,null,null,null,null,null,0]
[null,null,null,null,null,null,null,null,null,null,null,null,null,null,null,null,null,null,null,null,0]
[null,null,null,"Other",null,null,null,null,null,null,null,null,null,null,null,null,null,null,null,null,0]
[null,null,null,"The connection point is weather sensitive in summer and winter.",null,null,null,null,null,null,null,null,null,null,null,null,null,null,null,null,0]
[null,null,null,"Diversity factors: summer = 0.89; winter = 0.88.",null,null,null,null,null,null,null,null,null,null,null,null,null,null,null,null,0]
[null,null,null,"Power factors: summer = 0.92, lagging; winter = 0.95, lagging.",null,null,null,null,null,null,null,null,null,null,null,null,null,null,null,null,0]
[null,null,null,null,null,null,null,null,null,null,null,null,null,null,null,null,null,null,null,null,0]
[null,null,null,null,null,null,null,null,null,null,null,null,null,null,null,null,null,null,null,null,0]
[null,null,null,null,null,null,null,null,null,null,null,null,null,null,null,null,null,null,null,null,0]
[null,null,null,null,null,null,null,null,null,null,null,null,null,null,null,null,null,null,null,null,0]
[null,null,null,null,null,null,null,null,null,null,null,null,null,null,null,null,null,null,null,null,0]
[null,null,null,null,null,null,null,null,null,null,null,null,null,null,null,null,null,null,null,null,0]
[null,null,"SA KADINA EAST",null,null,null,null,null,null,null,null,null,null,null,null,null,null,null,null,null,0]
[null,null,null,null,null,null,null,null,null,null,null,null,null,null,null,null,null,null,null,null,0]
[null,null,null,"MAIN SECTORS",null,null,null,null,null,null,null,null,null,null,null,null,null,null,null,null,0]
[null,null,null,"Predominantly agricultural area.",null,null,null,null,null,null,null,null,null,null,null,null,null,null,null,null,0]
[null,null,null,null,null,null,null,null,null,null,null,null,null,null,null,null,null,null,null,null,0]
[null,null,null,null,null,null,null,null,null,null,null,null,null,null,null,null,null,null,null,null,0]
[null,null,null,null,null,null,null,null,null,null,null,null,null,null,null,null,null,null,null,null,0]
[null,null,null,null,null,null,null,null,null,null,null,null,null,null,null,null,null,null,null,null,0]
[null,null,null,"MEDIUM SCENARIO",null,null,null,null,null,null,null,null,null,null,null,null,null,null,null,null,0]
[null,null,null,"Summer",null,null,null,null,null,null,null,null,null,null,null,null,null,null,null,null,0]
[null,null,null,"Historical maximum demands generally increased.",null,null,null,null,null,null,null,null,null,null,null,null,null,null,null,null,0]
[null,null,null,"The forecast has an increasing trend.",null,null,null,null,null,null,null,null,null,null,null,null,null,null,null,null,0]
[null,null,null,"The POE10 offset for PV and EE ranges from 6.5% to 13.3% between 2015 and 2024 with EE contributing 0.4% to 4.7% of the offset.",null,null,null,null,null,null,null,null,null,null,null,null,null,null,null,null,0]
[null,null,null,null,null,null,null,null,null,null,null,null,null,null,null,null,null,null,null,null,0]
[null,null,null,null,null,null,null,null,null,null,null,null,null,null,null,null,null,null,null,null,0]
[null,null,null,"Winter",null,null,null,null,null,null,null,null,null,null,null,null,null,null,null,null,0]
[null,null,null,"Historical maximum demands generally increased.",null,null,null,null,null,null,null,null,null,null,null,null,null,null,null,null,0]
[null,null,null,"The forecast has an increasing trend.",null,null,null,null,null,null,null,null,null,null,null,null,null,null,null,null,0]
[null,null,null,"The POE10 offset for PV and EE ranges from 0.5% to 7.3% between 2015 and 2024 with EE contributing 0.5% to 7.3% of the offset.",null,null,null,null,null,null,null,null,null,null,null,null,null,null,null,null,0]
[null,null,null,null,null,null,null,null,null,null,null,null,null,null,null,null,null,null,null,null,0]
[null,null,null,null,null,null,null,null,null,null,null,null,null,null,null,null,null,null,null,null,0]
[null,null,null,"Other",null,null,null,null,null,null,null,null,null,null,null,null,null,null,null,null,0]
[null,null,null,"The connection point is weather sensitive in summer and winter.",null,null,null,null,null,null,null,null,null,null,null,null,null,null,null,null,0]
[null,null,null,"Diversity factors: summer = 0.81; winter = 0.89.",null,null,null,null,null,null,null,null,null,null,null,null,null,null,null,null,0]
[null,null,null,"Power factors: summer = 0.94, lagging; winter = 0.98, lagging.",null,null,null,null,null,null,null,null,null,null,null,null,null,null,null,null,0]
[null,null,null,null,null,null,null,null,null,null,null,null,null,null,null,null,null,null,null,null,0]
[null,null,null,null,null,null,null,null,null,null,null,null,null,null,null,null,null,null,null,null,0]
[null,null,null,null,null,null,null,null,null,null,null,null,null,null,null,null,null,null,null,null,0]
[null,null,null,null,null,null,null,null,null,null,null,null,null,null,null,null,null,null,null,null,0]
[null,null,null,null,null,null,null,null,null,null,null,null,null,null,null,null,null,null,null,null,0]
[null,null,null,null,null,null,null,null,null,null,null,null,null,null,null,null,null,null,null,null,0]
[null,null,"SA KANMANTOO",null,null,null,null,null,null,null,null,null,null,null,null,null,null,null,null,null,0]
[null,null,null,null,null,null,null,null,null,null,null,null,null,null,null,null,null,null,null,null,0]
[null,null,null,"MAIN SECTORS",null,null,null,null,null,null,null,null,null,null,null,null,null,null,null,null,0]
[null,null,null,"Predominantly agricultural area.",null,null,null,null,null,null,null,null,null,null,null,null,null,null,null,null,0]
[null,null,null,null,null,null,null,null,null,null,null,null,null,null,null,null,null,null,null,null,0]
[null,null,null,null,null,null,null,null,null,null,null,null,null,null,null,null,null,null,null,null,0]
[null,null,null,null,null,null,null,null,null,null,null,null,null,null,null,null,null,null,null,null,0]
[null,null,null,null,null,null,null,null,null,null,null,null,null,null,null,null,null,null,null,null,0]
[null,null,null,"MEDIUM SCENARIO",null,null,null,null,null,null,null,null,null,null,null,null,null,null,null,null,0]
[null,null,null,"Summer",null,null,null,null,null,null,null,null,null,null,null,null,null,null,null,null,0]
[null,null,null,"A flat to decreasing trend is forecast for summer .",null,null,null,null,null,null,null,null,null,null,null,null,null,null,null,null,0]
[null,null,null,"The POE10 offset for PV and EE ranges from 5.7% to 15.2% between 2015 and 2024 with EE contributing 0.4% to 6.3% of the offset.",null,null,null,null,null,null,null,null,null,null,null,null,null,null,null,null,0]
[null,null,null,null,null,null,null,null,null,null,null,null,null,null,null,null,null,null,null,null,0]
[null,null,null,null,null,null,null,null,null,null,null,null,null,null,null,null,null,null,null,null,{"$f":"IF(S327=\"\",T327,S327)","v":0}]
[null,null,null,null,null,null,null,null,null,null,null,null,null,null,null,null,null,null,null,null,0]
[null,null,null,"Winter",null,null,null,null,null,null,null,null,null,null,null,null,null,null,null,null,0]
[null,null,null,"A mildly increasing trend is forecast for winter.",null,null,null,null,null,null,null,null,null,null,null,null,null,null,null,null,0]
[null,null,null,"The POE10 offset for PV and EE ranges from 0.4% to 6% between 2015 and 2024 with EE contributing 0.4% to 6% of the offset.",null,null,null,null,null,null,null,null,null,null,null,null,null,null,null,null,0]
[null,null,null,null,null,null,null,null,null,null,null,null,null,null,null,null,null,null,null,null,0]
[null,null,null,null,null,null,null,null,null,null,null,null,null,null,null,null,null,null,null,null,0]
[null,null,null,null,null,null,null,null,null,null,null,null,null,null,null,null,null,null,null,null,0]
[null,null,null,"Other",null,null,null,null,null,null,null,null,null,null,null,null,null,null,null,null,0]
[null,null,null,"The connection point is weather sensitive in summer .",null,null,null,null,null,null,null,null,null,null,null,null,null,null,null,null,0]
[null,null,null,"Diversity factors: summer = 0.82; winter = 0.79.",null,null,null,null,null,null,null,null,null,null,null,null,null,null,null,null,0]
[null,null,null,"Power factors: summer = 0.99, lagging; winter = 0.96, leading.",null,null,null,null,null,null,null,null,null,null,null,null,null,null,null,null,0]
[null,null,null,null,null,null,null,null,null,null,null,null,null,null,null,null,null,null,null,null,0]
[null,null,null,null,null,null,null,null,null,null,null,null,null,null,null,null,null,null,null,null,0]
[null,null,null,null,null,null,null,null,null,null,null,null,null,null,null,null,null,null,null,null,0]
[null,null,null,null,null,null,null,null,null,null,null,null,null,null,null,null,null,null,null,null,0]
[null,null,null,null,null,null,null,null,null,null,null,null,null,null,null,null,null,null,null,null,0]
[null,null,null,null,null,null,null,null,null,null,null,null,null,null,null,null,null,null,null,null,0]
[null,null,"SA KEITH",null,null,null,null,null,null,null,null,null,null,null,null,null,null,null,null,null,0]
[null,null,null,null,null,null,null,null,null,null,null,null,null,null,null,null,null,null,null,null,0]
[null,null,null,"MAIN SECTORS",null,null,null,null,null,null,null,null,null,null,null,null,null,null,null,null,0]
[null,null,null,"Predominantly agricultural area, surrounded by parkland.",null,null,null,null,null,null,null,null,null,null,null,null,null,null,null,null,0]
[null,null,null,null,null,null,null,null,null,null,null,null,null,null,null,null,null,null,null,null,0]
[null,null,null,null,null,null,null,null,null,null,null,null,null,null,null,null,null,null,null,null,0]
[null,null,null,null,null,null,null,null,null,null,null,null,null,null,null,null,null,null,null,null,0]
[null,null,null,null,null,null,null,null,null,null,null,null,null,null,null,null,null,null,null,null,0]
[null,null,null,"MEDIUM SCENARIO",null,null,null,null,null,null,null,null,null,null,null,null,null,null,null,null,0]
[null,null,null,"Summer",null,null,null,null,null,null,null,null,null,null,null,null,null,null,null,null,0]
[null,null,null,"The forecasts have a slight increasing trend.",null,null,null,null,null,null,null,null,null,null,null,null,null,null,null,null,0]
[null,null,null,"The POE10 offset for PV and EE ranges from 1.4% to 5.6% between 2015 and 2024 with EE contributing 0.3% to 3.8% of the offset.",null,null,null,null,null,null,null,null,null,null,null,null,null,null,null,null,0]
[null,null,null,null,null,null,null,null,null,null,null,null,null,null,null,null,null,null,null,null,0]
[null,null,null,null,null,null,null,null,null,null,null,null,null,null,null,null,null,null,null,null,0]
[null,null,null,null,null,null,null,null,null,null,null,null,null,null,null,null,null,null,null,null,0]
[null,null,null,"Winter",null,null,null,null,null,null,null,null,null,null,null,null,null,null,null,null,0]
[null,null,null,"The forecasts have a slight increasing trend.",null,null,null,null,null,null,null,null,null,null,null,null,null,null,null,null,0]
[null,null,null,"The POE10 offset for PV and EE ranges from 0.5% to 6% between 2015 and 2024 with EE contributing 0.4% to 5.9% of the offset.",null,null,null,null,null,null,null,null,null,null,null,null,null,null,null,null,0]
[null,null,null,null,null,null,null,null,null,null,null,null,null,null,null,null,null,null,null,null,0]
[null,null,null,null,null,null,null,null,null,null,null,null,null,null,null,null,null,null,null,null,0]
[null,null,null,null,null,null,null,null,null,null,null,null,null,null,null,null,null,null,null,null,0]
[null,null,null,"Other",null,null,null,null,null,null,null,null,null,null,null,null,null,null,null,null,0]
[null,null,null,"The connection point is weather sensitive in summer and winter.",null,null,null,null,null,null,null,null,null,null,null,null,null,null,null,null,0]
[null,null,null,"1 MW of generation capacity is embedded at Keith. It is assumed to be operating at 0 MW in the forecast.",null,null,null,null,null,null,null,null,null,null,null,null,null,null,null,null,0]
[null,null,null,"Diversity factors: summer = 0.95; winter = 0.97.",null,null,null,null,null,null,null,null,null,null,null,null,null,null,null,null,0]
[null,null,null,"Power factors: summer = 0.98, lagging; winter = 0.99, lagging.",null,null,null,null,null,null,null,null,null,null,null,null,null,null,null,null,0]
[null,null,null,null,null,null,null,null,null,null,null,null,null,null,null,null,null,null,null,null,0]
[null,null,null,null,null,null,null,null,null,null,null,null,null,null,null,null,null,null,null,null,0]
[null,null,null,null,null,null,null,null,null,null,null,null,null,null,null,null,null,null,null,null,0]
[null,null,null,null,null,null,null,null,null,null,null,null,null,null,null,null,null,null,null,null,0]
[null,null,null,null,null,null,null,null,null,null,null,null,null,null,null,null,null,null,null,null,0]
[null,null,"SA KINCRAIG",null,null,null,null,null,null,null,null,null,null,null,null,null,null,null,null,null,0]
[null,null,null,null,null,null,null,null,null,null,null,null,null,null,null,null,null,null,null,null,0]
[null,null,null,"MAIN SECTORS",null,null,null,null,null,null,null,null,null,null,null,null,null,null,null,null,0]
[null,null,null,"Predominantly agricultural area, small amount of residential in surrounding area.",null,null,null,null,null,null,null,null,null,null,null,null,null,null,null,null,0]
[null,null,null,null,null,null,null,null,null,null,null,null,null,null,null,null,null,null,null,null,0]
[null,null,null,null,null,null,null,null,null,null,null,null,null,null,null,null,null,null,null,null,0]
[null,null,null,null,null,null,null,null,null,null,null,null,null,null,null,null,null,null,null,null,0]
[null,null,null,null,null,null,null,null,null,null,null,null,null,null,null,null,null,null,null,null,0]
[null,null,null,"MEDIUM SCENARIO",null,null,null,null,null,null,null,null,null,null,null,null,null,null,null,null,0]
[null,null,null,"Summer",null,null,null,null,null,null,null,null,null,null,null,null,null,null,null,null,0]
[null,null,null,"A decreasing trend has been observed in the historical maximum demands since 2009.",null,null,null,null,null,null,null,null,null,null,null,null,null,null,null,null,0]
[null,null,null,"The forecast has an initial decreasing trend which flattens at the end of the outlook period.",null,null,null,null,null,null,null,null,null,null,null,null,null,null,null,null,0]
[null,null,null,"The POE10 offset for PV and EE ranges from 2.6% to 9.2% between 2015 and 2024 with EE contributing 0.3% to 5% of the offset.",null,null,null,null,null,null,null,null,null,null,null,null,null,null,null,null,0]
[null,null,null,null,null,null,null,null,null,null,null,null,null,null,null,null,null,null,null,null,0]
[null,null,null,null,null,null,null,null,null,null,null,null,null,null,null,null,null,null,null,null,0]
[null,null,null,"Winter",null,null,null,null,null,null,null,null,null,null,null,null,null,null,null,null,{"$f":"IF(S391=\"\",T391,S391)","v":0}]
[null,null,null,"The forecast for winter has a flat trend.",null,null,null,null,null,null,null,null,null,null,null,null,null,null,null,null,0]
[null,null,null,"The POE10 offset for PV and EE ranges from 0.5% to 6.9% between 2015 and 2024 with EE contributing 0.5% to 6.8% of the offset.",null,null,null,null,null,null,null,null,null,null,null,null,null,null,null,null,0]
[null,null,null,null,null,null,null,null,null,null,null,null,null,null,null,null,null,null,null,null,0]
[null,null,null,null,null,null,null,null,null,null,null,null,null,null,null,null,null,null,null,null,0]
[null,null,null,null,null,null,null,null,null,null,null,null,null,null,null,null,null,null,null,null,0]
[null,null,null,"Other",null,null,null,null,null,null,null,null,null,null,null,null,null,null,null,null,0]
[null,null,null,"The connection point is weather sensitive in summer and winter.",null,null,null,null,null,null,null,null,null,null,null,null,null,null,null,null,0]
[null,null,null,"Diversity factors: summer = 0.76; winter = 0.84.",null,null,null,null,null,null,null,null,null,null,null,null,null,null,null,null,0]
[null,null,null,"Power factors: summer = 0.93, lagging; winter = 0.98, lagging.",null,null,null,null,null,null,null,null,null,null,null,null,null,null,null,null,0]
[null,null,null,null,null,null,null,null,null,null,null,null,null,null,null,null,null,null,null,null,0]
[null,null,null,null,null,null,null,null,null,null,null,null,null,null,null,null,null,null,null,null,0]
[null,null,null,null,null,null,null,null,null,null,null,null,null,null,null,null,null,null,null,null,0]
[null,null,null,null,null,null,null,null,null,null,null,null,null,null,null,null,null,null,null,null,0]
[null,null,null,null,null,null,null,null,null,null,null,null,null,null,null,null,null,null,null,null,0]
[null,null,null,null,null,null,null,null,null,null,null,null,null,null,null,null,null,null,null,null,0]
[null,null,"SA LEIGH CREEK SOUTH",null,null,null,null,null,null,null,null,null,null,null,null,null,null,null,null,null,0]
[null,null,null,null,null,null,null,null,null,null,null,null,null,null,null,null,null,null,null,null,0]
[null,null,null,"MAIN SECTORS",null,null,null,null,null,null,null,null,null,null,null,null,null,null,null,null,0]
[null,null,null,"Predominantly agricultural area.",null,null,null,null,null,null,null,null,null,null,null,null,null,null,null,null,0]
[null,null,null,null,null,null,null,null,null,null,null,null,null,null,null,null,null,null,null,null,0]
[null,null,null,null,null,null,null,null,null,null,null,null,null,null,null,null,null,null,null,null,0]
[null,null,null,null,null,null,null,null,null,null,null,null,null,null,null,null,null,null,null,null,0]
[null,null,null,null,null,null,null,null,null,null,null,null,null,null,null,null,null,null,null,null,0]
[null,null,null,"MEDIUM SCENARIO",null,null,null,null,null,null,null,null,null,null,null,null,null,null,null,null,0]
[null,null,null,"Summer",null,null,null,null,null,null,null,null,null,null,null,null,null,null,null,null,0]
[null,null,null,"Recent historical maximum demands and forecast values exhibit a flat trend.",null,null,null,null,null,null,null,null,null,null,null,null,null,null,null,null,0]
[null,null,null,"The POE10 offset for PV and EE ranges from 4.1% to 12.3% between 2015 and 2024 with EE contributing 0.4% to 5.9% of the offset.",null,null,null,null,null,null,null,null,null,null,null,null,null,null,null,null,0]
[null,null,null,null,null,null,null,null,null,null,null,null,null,null,null,null,null,null,null,null,0]
[null,null,null,null,null,null,null,null,null,null,null,null,null,null,null,null,null,null,null,null,0]
[null,null,null,null,null,null,null,null,null,null,null,null,null,null,null,null,null,null,null,null,0]
[null,null,null,"Winter",null,null,null,null,null,null,null,null,null,null,null,null,null,null,null,null,0]
[null,null,null,"The forecast for winter has a mildly increasing trend.",null,null,null,null,null,null,null,null,null,null,null,null,null,null,null,null,0]
[null,null,null,"The POE10 offset for PV and EE ranges from 0.4% to 5.3% between 2015 and 2024 with EE contributing 0.4% to 5.3% of the offset.",null,null,null,null,null,null,null,null,null,null,null,null,null,null,null,null,0]
[null,null,null,null,null,null,null,null,null,null,null,null,null,null,null,null,null,null,null,null,0]
[null,null,null,null,null,null,null,null,null,null,null,null,null,null,null,null,null,null,null,null,0]
[null,null,null,null,null,null,null,null,null,null,null,null,null,null,null,null,null,null,null,null,0]
[null,null,null,"Other",null,null,null,null,null,null,null,null,null,null,null,null,null,null,null,null,0]
[null,null,null,"The town of Leigh Creek is supplied by this remote connection point.",null,null,null,null,null,null,null,null,null,null,null,null,null,null,null,null,0]
[null,null,null,"A coal mine operates nearby.",null,null,null,null,null,null,null,null,null,null,null,null,null,null,null,null,0]
[null,null,null,"Diversity factors: summer = 0.93; winter = 0.95.",null,null,null,null,null,null,null,null,null,null,null,null,null,null,null,null,0]
[null,null,null,"Power factors: summer = 0.95, leading; winter = 0.95, leading.",null,null,null,null,null,null,null,null,null,null,null,null,null,null,null,null,0]
[null,null,null,null,null,null,null,null,null,null,null,null,null,null,null,null,null,null,null,null,0]
[null,null,null,null,null,null,null,null,null,null,null,null,null,null,null,null,null,null,null,null,0]
[null,null,null,null,null,null,null,null,null,null,null,null,null,null,null,null,null,null,null,null,0]
[null,null,null,null,null,null,null,null,null,null,null,null,null,null,null,null,null,null,null,null,0]
[null,null,null,null,null,null,null,null,null,null,null,null,null,null,null,null,null,null,null,null,0]
[null,null,"SA MANNUM",null,null,null,null,null,null,null,null,null,null,null,null,null,null,null,null,null,0]
[null,null,null,null,null,null,null,null,null,null,null,null,null,null,null,null,null,null,null,null,0]
[null,null,null,"MAIN SECTORS",null,null,null,null,null,null,null,null,null,null,null,null,null,null,null,null,0]
[null,null,null,"Residential and commercial area surrounded by predominantly agricultural area.",null,null,null,null,null,null,null,null,null,null,null,null,null,null,null,null,0]
[null,null,null,null,null,null,null,null,null,null,null,null,null,null,null,null,null,null,null,null,0]
[null,null,null,null,null,null,null,null,null,null,null,null,null,null,null,null,null,null,null,null,0]
[null,null,null,null,null,null,null,null,null,null,null,null,null,null,null,null,null,null,null,null,0]
[null,null,null,null,null,null,null,null,null,null,null,null,null,null,null,null,null,null,null,null,0]
[null,null,null,"MEDIUM SCENARIO",null,null,null,null,null,null,null,null,null,null,null,null,null,null,null,null,0]
[null,null,null,"Summer",null,null,null,null,null,null,null,null,null,null,null,null,null,null,null,null,0]
[null,null,null,"A flat maximum demand trend is forecast for summer .",null,null,null,null,null,null,null,null,null,null,null,null,null,null,null,null,0]
[null,null,null,"The POE10 offset for PV and EE ranges from 3.9% to 11.8% between 2015 and 2024 with EE contributing 0.4% to 6.8% of the offset.",null,null,null,null,null,null,null,null,null,null,null,null,null,null,null,null,0]
[null,null,null,null,null,null,null,null,null,null,null,null,null,null,null,null,null,null,null,null,0]
[null,null,null,null,null,null,null,null,null,null,null,null,null,null,null,null,null,null,null,null,0]
[null,null,null,null,null,null,null,null,null,null,null,null,null,null,null,null,null,null,null,null,0]
[null,null,null,"Winter",null,null,null,null,null,null,null,null,null,null,null,null,null,null,null,null,0]
[null,null,null,"A flat trend in maximum demand is forecast for winter.",null,null,null,null,null,null,null,null,null,null,null,null,null,null,null,null,0]
[null,null,null,"The POE10 offset for PV and EE ranges from 0.7% to 10.7% between 2015 and 2024 with EE contributing 0.7% to 10.7% of the offset.",null,null,null,null,null,null,null,null,null,null,null,null,null,null,null,null,{"$f":"IF(S455=\"\",T455,S455)","v":0}]
[null,null,null,null,null,null,null,null,null,null,null,null,null,null,null,null,null,null,null,null,0]
[null,null,null,null,null,null,null,null,null,null,null,null,null,null,null,null,null,null,null,null,0]
[null,null,null,null,null,null,null,null,null,null,null,null,null,null,null,null,null,null,null,null,0]
[null,null,null,"Other",null,null,null,null,null,null,null,null,null,null,null,null,null,null,null,null,0]
[null,null,null,"The connection point is weather sensitive in summer .",null,null,null,null,null,null,null,null,null,null,null,null,null,null,null,null,0]
[null,null,null,"Diversity factors: summer = 0.76; winter = 0.82.",null,null,null,null,null,null,null,null,null,null,null,null,null,null,null,null,0]
[null,null,null,"Power factors: summer = 0.93, lagging; winter = 0.98, lagging.",null,null,null,null,null,null,null,null,null,null,null,null,null,null,null,null,0]
[null,null,null,null,null,null,null,null,null,null,null,null,null,null,null,null,null,null,null,null,0]
[null,null,null,null,null,null,null,null,null,null,null,null,null,null,null,null,null,null,null,null,0]
[null,null,null,null,null,null,null,null,null,null,null,null,null,null,null,null,null,null,null,null,0]
[null,null,null,null,null,null,null,null,null,null,null,null,null,null,null,null,null,null,null,null,0]
[null,null,null,null,null,null,null,null,null,null,null,null,null,null,null,null,null,null,null,null,0]
[null,null,null,null,null,null,null,null,null,null,null,null,null,null,null,null,null,null,null,null,0]
[null,null,"SA MOBILONG",null,null,null,null,null,null,null,null,null,null,null,null,null,null,null,null,null,0]
[null,null,null,null,null,null,null,null,null,null,null,null,null,null,null,null,null,null,null,null,0]
[null,null,null,"MAIN SECTORS",null,null,null,null,null,null,null,null,null,null,null,null,null,null,null,null,0]
[null,null,null,"Residential and commercial area surrounded by predominantly agricultural area.",null,null,null,null,null,null,null,null,null,null,null,null,null,null,null,null,0]
[null,null,null,null,null,null,null,null,null,null,null,null,null,null,null,null,null,null,null,null,0]
[null,null,null,null,null,null,null,null,null,null,null,null,null,null,null,null,null,null,null,null,0]
[null,null,null,null,null,null,null,null,null,null,null,null,null,null,null,null,null,null,null,null,0]
[null,null,null,null,null,null,null,null,null,null,null,null,null,null,null,null,null,null,null,null,0]
[null,null,null,"MEDIUM SCENARIO",null,null,null,null,null,null,null,null,null,null,null,null,null,null,null,null,0]
[null,null,null,"Summer",null,null,null,null,null,null,null,null,null,null,null,null,null,null,null,null,0]
[null,null,null,"Historical maximum demands in summer have been increasing.",null,null,null,null,null,null,null,null,null,null,null,null,null,null,null,null,0]
[null,null,null,"The forecast is for decreasing demand throughout the outlook period.",null,null,null,null,null,null,null,null,null,null,null,null,null,null,null,null,0]
[null,null,null,"PVand energy efficiency are forecast to contribute to the decline.",null,null,null,null,null,null,null,null,null,null,null,null,null,null,null,null,0]
[null,null,null,"The POE10 offset for PV and EE ranges from 9.7% to 19.7% between 2015 and 2024 with EE contributing 0.3% to 4% of the offset.",null,null,null,null,null,null,null,null,null,null,null,null,null,null,null,null,0]
[null,null,null,null,null,null,null,null,null,null,null,null,null,null,null,null,null,null,null,null,0]
[null,null,null,"Winter",null,null,null,null,null,null,null,null,null,null,null,null,null,null,null,null,0]
[null,null,null,"Historical maximum demands in winter have been increasing.",null,null,null,null,null,null,null,null,null,null,null,null,null,null,null,null,0]
[null,null,null,"The forecast is for increasing maximum demand.",null,null,null,null,null,null,null,null,null,null,null,null,null,null,null,null,0]
[null,null,null,"The trend is stronger than historical due to reconciliation with the system level forecast, which adds growth to the forecasts in winter.",null,null,null,null,null,null,null,null,null,null,null,null,null,null,null,null,0]
[null,null,null,"The POE10 offset for PV and EE ranges from 0.3% to 3.8% between 2015 and 2024 with EE contributing 0.3% to 3.8% of the offset.",null,null,null,null,null,null,null,null,null,null,null,null,null,null,null,null,0]
[null,null,null,null,null,null,null,null,null,null,null,null,null,null,null,null,null,null,null,null,0]
[null,null,null,"Other",null,null,null,null,null,null,null,null,null,null,null,null,null,null,null,null,0]
[null,null,null,"The connection point is weather sensitive in summer and winter.",null,null,null,null,null,null,null,null,null,null,null,null,null,null,null,null,0]
[null,null,null,"Diversity factors: summer = 0.93; winter = 0.92.",null,null,null,null,null,null,null,null,null,null,null,null,null,null,null,null,0]
[null,null,null,"Power factors: summer = 0.94, lagging; winter = 0.97, lagging.",null,null,null,null,null,null,null,null,null,null,null,null,null,null,null,null,0]
[null,null,null,null,null,null,null,null,null,null,null,null,null,null,null,null,null,null,null,null,0]
[null,null,null,null,null,null,null,null,null,null,null,null,null,null,null,null,null,null,null,null,0]
[null,null,null,null,null,null,null,null,null,null,null,null,null,null,null,null,null,null,null,null,0]
[null,null,null,null,null,null,null,null,null,null,null,null,null,null,null,null,null,null,null,null,0]
[null,null,null,null,null,null,null,null,null,null,null,null,null,null,null,null,null,null,null,null,0]
[null,null,null,null,null,null,null,null,null,null,null,null,null,null,null,null,null,null,null,null,0]
[null,null,"SA MT GAMBIER",null,null,null,null,null,null,null,null,null,null,null,null,null,null,null,null,null,0]
[null,null,null,null,null,null,null,null,null,null,null,null,null,null,null,null,null,null,null,null,0]
[null,null,null,"MAIN SECTORS",null,null,null,null,null,null,null,null,null,null,null,null,null,null,null,null,0]
[null,null,null,"Residential area surrounded by predominantly agricultural area.",null,null,null,null,null,null,null,null,null,null,null,null,null,null,null,null,0]
[null,null,null,null,null,null,null,null,null,null,null,null,null,null,null,null,null,null,null,null,0]
[null,null,null,null,null,null,null,null,null,null,null,null,null,null,null,null,null,null,null,null,0]
[null,null,null,null,null,null,null,null,null,null,null,null,null,null,null,null,null,null,null,null,0]
[null,null,null,null,null,null,null,null,null,null,null,null,null,null,null,null,null,null,null,null,0]
[null,null,null,"MEDIUM SCENARIO",null,null,null,null,null,null,null,null,null,null,null,null,null,null,null,null,0]
[null,null,null,"Summer",null,null,null,null,null,null,null,null,null,null,null,null,null,null,null,null,0]
[null,null,null,"Forecast maximum demands are expected to remain at current levels.",null,null,null,null,null,null,null,null,null,null,null,null,null,null,null,null,0]
[null,null,null,"Transfers to Blanche and Penola West have lowered maximum demands at Mt Gambier in recent years.",null,null,null,null,null,null,null,null,null,null,null,null,null,null,null,null,0]
[null,null,null,"The POE10 offset for PV and EE ranges from 9.6% to 17.3% between 2015 and 2024 with EE contributing 0.4% to 5.6% of the offset.",null,null,null,null,null,null,null,null,null,null,null,null,null,null,null,null,0]
[null,null,null,null,null,null,null,null,null,null,null,null,null,null,null,null,null,null,null,null,0]
[null,null,null,null,null,null,null,null,null,null,null,null,null,null,null,null,null,null,null,null,0]
[null,null,null,"Winter",null,null,null,null,null,null,null,null,null,null,null,null,null,null,null,null,0]
[null,null,null,"Forecast maximum demands are expected to remain at current levels.",null,null,null,null,null,null,null,null,null,null,null,null,null,null,null,null,0]
[null,null,null,"Transfers to Blanche and Penola West have lowered maximum demands at Mt Gambier in recent years.",null,null,null,null,null,null,null,null,null,null,null,null,null,null,null,null,0]
[null,null,null,"The POE10 offset for PV and EE ranges from 0.4% to 4.8% between 2015 and 2024 with EE contributing 0.3% to 4.7% of the offset.",null,null,null,null,null,null,null,null,null,null,null,null,null,null,null,null,0]
[null,null,null,null,null,null,null,null,null,null,null,null,null,null,null,null,null,null,null,null,{"$f":"IF(S519=\"\",T519,S519)","v":0}]
[null,null,null,null,null,null,null,null,null,null,null,null,null,null,null,null,null,null,null,null,0]
[null,null,null,"Other",null,null,null,null,null,null,null,null,null,null,null,null,null,null,null,null,0]
[null,null,null,"The connection point is weather sensitive in summer and winter.",null,null,null,null,null,null,null,null,null,null,null,null,null,null,null,null,0]
[null,null,null,"Transfers to Blanche and Penola West have lowered maximum demands at Mt Gambier in recent years.",null,null,null,null,null,null,null,null,null,null,null,null,null,null,null,null,0]
[null,null,null,"Diversity factors: summer = 0.97; winter = 0.9.",null,null,null,null,null,null,null,null,null,null,null,null,null,null,null,null,0]
[null,null,null,"Power factors: summer = 0.94, lagging; winter = 0.95, lagging.",null,null,null,null,null,null,null,null,null,null,null,null,null,null,null,null,0]
[null,null,null,null,null,null,null,null,null,null,null,null,null,null,null,null,null,null,null,null,0]
[null,null,null,null,null,null,null,null,null,null,null,null,null,null,null,null,null,null,null,null,0]
[null,null,null,null,null,null,null,null,null,null,null,null,null,null,null,null,null,null,null,null,0]
[null,null,null,null,null,null,null,null,null,null,null,null,null,null,null,null,null,null,null,null,0]
[null,null,null,null,null,null,null,null,null,null,null,null,null,null,null,null,null,null,null,null,0]
[null,null,"SA MT GUNSON",null,null,null,null,null,null,null,null,null,null,null,null,null,null,null,null,null,0]
[null,null,null,null,null,null,null,null,null,null,null,null,null,null,null,null,null,null,null,null,0]
[null,null,null,"MAIN SECTORS",null,null,null,null,null,null,null,null,null,null,null,null,null,null,null,null,0]
[null,null,null,"Predominantly agricultural area with some industrial area.",null,null,null,null,null,null,null,null,null,null,null,null,null,null,null,null,0]
[null,null,null,null,null,null,null,null,null,null,null,null,null,null,null,null,null,null,null,null,0]
[null,null,null,null,null,null,null,null,null,null,null,null,null,null,null,null,null,null,null,null,0]
[null,null,null,null,null,null,null,null,null,null,null,null,null,null,null,null,null,null,null,null,0]
[null,null,null,null,null,null,null,null,null,null,null,null,null,null,null,null,null,null,null,null,0]
[null,null,null,"MEDIUM SCENARIO",null,null,null,null,null,null,null,null,null,null,null,null,null,null,null,null,0]
[null,null,null,"Summer",null,null,null,null,null,null,null,null,null,null,null,null,null,null,null,null,0]
[null,null,null,"Future maximum demands are forecast to have an increasing trend.",null,null,null,null,null,null,null,null,null,null,null,null,null,null,null,null,0]
[null,null,null,"The POE10 offset for PV and EE is nil between 2015 and 2024.",null,null,null,null,null,null,null,null,null,null,null,null,null,null,null,null,0]
[null,null,null,null,null,null,null,null,null,null,null,null,null,null,null,null,null,null,null,null,0]
[null,null,null,null,null,null,null,null,null,null,null,null,null,null,null,null,null,null,null,null,0]
[null,null,null,null,null,null,null,null,null,null,null,null,null,null,null,null,null,null,null,null,0]
[null,null,null,"Winter",null,null,null,null,null,null,null,null,null,null,null,null,null,null,null,null,0]
[null,null,null,"Future maximum demands are forecast to have an increasing trend.",null,null,null,null,null,null,null,null,null,null,null,null,null,null,null,null,0]
[null,null,null,"The trend is stronger than historical due to reconciliation with the system level forecast which imparts additional growth to the forecasts in winter .",null,null,null,null,null,null,null,null,null,null,null,null,null,null,null,null,0]
[null,null,null,"The POE10 offset for PV and EE is nil between 2015 and 2024.",null,null,null,null,null,null,null,null,null,null,null,null,null,null,null,null,0]
[null,null,null,null,null,null,null,null,null,null,null,null,null,null,null,null,null,null,null,null,0]
[null,null,null,null,null,null,null,null,null,null,null,null,null,null,null,null,null,null,null,null,0]
[null,null,null,"Other",null,null,null,null,null,null,null,null,null,null,null,null,null,null,null,null,0]
[null,null,null,"Generally, industrial demand is supplied by Mt Gunson.",null,null,null,null,null,null,null,null,null,null,null,null,null,null,null,null,0]
[null,null,null,"The connection point is not weather sensitive.",null,null,null,null,null,null,null,null,null,null,null,null,null,null,null,null,0]
[null,null,null,"Diversity factors: summer = 0.83; winter = 0.88.",null,null,null,null,null,null,null,null,null,null,null,null,null,null,null,null,0]
[null,null,null,"Power factors: summer = 0.64, leading; winter = 0.64, leading.",null,null,null,null,null,null,null,null,null,null,null,null,null,null,null,null,0]
[null,null,null,null,null,null,null,null,null,null,null,null,null,null,null,null,null,null,null,null,0]
[null,null,null,null,null,null,null,null,null,null,null,null,null,null,null,null,null,null,null,null,0]
[null,null,null,null,null,null,null,null,null,null,null,null,null,null,null,null,null,null,null,null,0]
[null,null,null,null,null,null,null,null,null,null,null,null,null,null,null,null,null,null,null,null,0]
[null,null,null,null,null,null,null,null,null,null,null,null,null,null,null,null,null,null,null,null,0]
[null,null,"SA NEUROODLA",null,null,null,null,null,null,null,null,null,null,null,null,null,null,null,null,null,0]
[null,null,null,null,null,null,null,null,null,null,null,null,null,null,null,null,null,null,null,null,0]
[null,null,null,"MAIN SECTORS",null,null,null,null,null,null,null,null,null,null,null,null,null,null,null,null,0]
[null,null,null,"Predominantly agricultural area.",null,null,null,null,null,null,null,null,null,null,null,null,null,null,null,null,0]
[null,null,null,null,null,null,null,null,null,null,null,null,null,null,null,null,null,null,null,null,0]
[null,null,null,null,null,null,null,null,null,null,null,null,null,null,null,null,null,null,null,null,0]
[null,null,null,null,null,null,null,null,null,null,null,null,null,null,null,null,null,null,null,null,0]
[null,null,null,null,null,null,null,null,null,null,null,null,null,null,null,null,null,null,null,null,0]
[null,null,null,"MEDIUM SCENARIO",null,null,null,null,null,null,null,null,null,null,null,null,null,null,null,null,0]
[null,null,null,"Summer",null,null,null,null,null,null,null,null,null,null,null,null,null,null,null,null,0]
[null,null,null,"Historical maximum demand trend, after accounting for non-permanent increases in 2012 and 2013, has been flat.",null,null,null,null,null,null,null,null,null,null,null,null,null,null,null,null,0]
[null,null,null,"Forecast maximum demand has a flat trend.",null,null,null,null,null,null,null,null,null,null,null,null,null,null,null,null,0]
[null,null,null,"The POE10 offset for PV and EE ranges from 2.5% to 8.5% between 2015 and 2024 with EE contributing 0.4% to 5.2% of the offset.",null,null,null,null,null,null,null,null,null,null,null,null,null,null,null,null,0]
[null,null,null,null,null,null,null,null,null,null,null,null,null,null,null,null,null,null,null,null,0]
[null,null,null,null,null,null,null,null,null,null,null,null,null,null,null,null,null,null,null,null,0]
[null,null,null,"Winter",null,null,null,null,null,null,null,null,null,null,null,null,null,null,null,null,0]
[null,null,null,"Historical maximum demand trend, after accounting for non-permanent increases in 2007 and 2010, has been flat.",null,null,null,null,null,null,null,null,null,null,null,null,null,null,null,null,0]
[null,null,null,"Forecast maximum demand has a flat trend.",null,null,null,null,null,null,null,null,null,null,null,null,null,null,null,null,0]
[null,null,null,"The POE10 offset for PV and EE ranges from 0.4% to 4.9% between 2015 and 2024 with EE contributing 0.4% to 4.9% of the offset.",null,null,null,null,null,null,null,null,null,null,null,null,null,null,null,null,0]
[null,null,null,null,null,null,null,null,null,null,null,null,null,null,null,null,null,null,null,null,0]
[null,null,null,null,null,null,null,null,null,null,null,null,null,null,null,null,null,null,null,null,0]
[null,null,null,"Other",null,null,null,null,null,null,null,null,null,null,null,null,null,null,null,null,{"$f":"IF(S583=\"\",T583,S583)","v":0}]
[null,null,null,"Relatively remote connection point located between Davenport and Leigh Creek South.",null,null,null,null,null,null,null,null,null,null,null,null,null,null,null,null,0]
[null,null,null,"Diversity factors: summer = 0.74; winter = 0.75.",null,null,null,null,null,null,null,null,null,null,null,null,null,null,null,null,0]
[null,null,null,"Power factors: summer = 0.91, lagging; winter = 0.91, lagging.",null,null,null,null,null,null,null,null,null,null,null,null,null,null,null,null,0]
[null,null,null,null,null,null,null,null,null,null,null,null,null,null,null,null,null,null,null,null,0]
[null,null,null,null,null,null,null,null,null,null,null,null,null,null,null,null,null,null,null,null,0]
[null,null,null,null,null,null,null,null,null,null,null,null,null,null,null,null,null,null,null,null,0]
[null,null,null,null,null,null,null,null,null,null,null,null,null,null,null,null,null,null,null,null,0]
[null,null,null,null,null,null,null,null,null,null,null,null,null,null,null,null,null,null,null,null,0]
[null,null,null,null,null,null,null,null,null,null,null,null,null,null,null,null,null,null,null,null,0]
[null,null,"SA NORTH WEST BEND",null,null,null,null,null,null,null,null,null,null,null,null,null,null,null,null,null,0]
[null,null,null,null,null,null,null,null,null,null,null,null,null,null,null,null,null,null,null,null,0]
[null,null,null,"MAIN SECTORS",null,null,null,null,null,null,null,null,null,null,null,null,null,null,null,null,0]
[null,null,null,"Predominantly agricultural area.",null,null,null,null,null,null,null,null,null,null,null,null,null,null,null,null,0]
[null,null,null,null,null,null,null,null,null,null,null,null,null,null,null,null,null,null,null,null,0]
[null,null,null,null,null,null,null,null,null,null,null,null,null,null,null,null,null,null,null,null,0]
[null,null,null,null,null,null,null,null,null,null,null,null,null,null,null,null,null,null,null,null,0]
[null,null,null,null,null,null,null,null,null,null,null,null,null,null,null,null,null,null,null,null,0]
[null,null,null,"MEDIUM SCENARIO",null,null,null,null,null,null,null,null,null,null,null,null,null,null,null,null,0]
[null,null,null,"Summer",null,null,null,null,null,null,null,null,null,null,null,null,null,null,null,null,0]
[null,null,null,"The forecast has an increasing trend, which flattens at the end of the outlook period.",null,null,null,null,null,null,null,null,null,null,null,null,null,null,null,null,0]
[null,null,null,"The POE10 offset for PV and EE ranges from 2.1% to 4.8% between 2015 and 2024 with EE contributing 0.2% to 2.9% of the offset.",null,null,null,null,null,null,null,null,null,null,null,null,null,null,null,null,0]
[null,null,null,null,null,null,null,null,null,null,null,null,null,null,null,null,null,null,null,null,0]
[null,null,null,null,null,null,null,null,null,null,null,null,null,null,null,null,null,null,null,null,0]
[null,null,null,null,null,null,null,null,null,null,null,null,null,null,null,null,null,null,null,null,0]
[null,null,null,"Winter",null,null,null,null,null,null,null,null,null,null,null,null,null,null,null,null,0]
[null,null,null,"The forecast has an increasing trend.",null,null,null,null,null,null,null,null,null,null,null,null,null,null,null,null,0]
[null,null,null,"The POE10 offset for PV and EE ranges from 0.5% to 6.1% between 2015 and 2024 with EE contributing 0.4% to 6% of the offset.",null,null,null,null,null,null,null,null,null,null,null,null,null,null,null,null,0]
[null,null,null,null,null,null,null,null,null,null,null,null,null,null,null,null,null,null,null,null,0]
[null,null,null,null,null,null,null,null,null,null,null,null,null,null,null,null,null,null,null,null,0]
[null,null,null,null,null,null,null,null,null,null,null,null,null,null,null,null,null,null,null,null,0]
[null,null,null,"Other",null,null,null,null,null,null,null,null,null,null,null,null,null,null,null,null,0]
[null,null,null,"Located in the Riverland region.",null,null,null,null,null,null,null,null,null,null,null,null,null,null,null,null,0]
[null,null,null,"The connection point is weather sensitive in summer.",null,null,null,null,null,null,null,null,null,null,null,null,null,null,null,null,0]
[null,null,null,"Irrigation is a key component of demand.",null,null,null,null,null,null,null,null,null,null,null,null,null,null,null,null,0]
[null,null,null,"Diversity factors: summer = 0.99; winter = 0.96.",null,null,null,null,null,null,null,null,null,null,null,null,null,null,null,null,0]
[null,null,null,"Power factors: summer = 0.97, lagging; winter = 0.99, lagging.",null,null,null,null,null,null,null,null,null,null,null,null,null,null,null,null,0]
[null,null,null,null,null,null,null,null,null,null,null,null,null,null,null,null,null,null,null,null,0]
[null,null,null,null,null,null,null,null,null,null,null,null,null,null,null,null,null,null,null,null,0]
[null,null,null,null,null,null,null,null,null,null,null,null,null,null,null,null,null,null,null,null,0]
[null,null,null,null,null,null,null,null,null,null,null,null,null,null,null,null,null,null,null,null,0]
[null,null,"SA PENOLA WEST",null,null,null,null,null,null,null,null,null,null,null,null,null,null,null,null,null,0]
[null,null,null,null,null,null,null,null,null,null,null,null,null,null,null,null,null,null,null,null,0]
[null,null,null,"MAIN SECTORS",null,null,null,null,null,null,null,null,null,null,null,null,null,null,null,null,0]
[null,null,null,"Predominantly agricultural area.",null,null,null,null,null,null,null,null,null,null,null,null,null,null,null,null,0]
[null,null,null,null,null,null,null,null,null,null,null,null,null,null,null,null,null,null,null,null,0]
[null,null,null,null,null,null,null,null,null,null,null,null,null,null,null,null,null,null,null,null,0]
[null,null,null,null,null,null,null,null,null,null,null,null,null,null,null,null,null,null,null,null,0]
[null,null,null,null,null,null,null,null,null,null,null,null,null,null,null,null,null,null,null,null,0]
[null,null,null,"MEDIUM SCENARIO",null,null,null,null,null,null,null,null,null,null,null,null,null,null,null,null,0]
[null,null,null,"Summer",null,null,null,null,null,null,null,null,null,null,null,null,null,null,null,null,0]
[null,null,null,"Population growth was used as the basis for the forecasts.",null,null,null,null,null,null,null,null,null,null,null,null,null,null,null,null,0]
[null,null,null,"PVand energy efficiency offsets lead to a flat trend in the forecasts.",null,null,null,null,null,null,null,null,null,null,null,null,null,null,null,null,0]
[null,null,null,"The POE10 offset for PV and EE ranges from 8.2% to 13.1% between 2015 and 2024 with EE contributing 0.3% to 3.8% of the offset.",null,null,null,null,null,null,null,null,null,null,null,null,null,null,null,null,0]
[null,null,null,null,null,null,null,null,null,null,null,null,null,null,null,null,null,null,null,null,0]
[null,null,null,null,null,null,null,null,null,null,null,null,null,null,null,null,null,null,null,null,0]
[null,null,null,"Winter",null,null,null,null,null,null,null,null,null,null,null,null,null,null,null,null,0]
[null,null,null,"Population growth was been used as the basis for the forecasts.",null,null,null,null,null,null,null,null,null,null,null,null,null,null,null,null,0]
[null,null,null,"PVand energy efficiency offsets lead to a mildly increasing trend in the forecasts.",null,null,null,null,null,null,null,null,null,null,null,null,null,null,null,null,0]
[null,null,null,"The POE10 offset for PV and EE ranges from 4.9% to 8.8% between 2015 and 2024 with EE contributing 0.4% to 4.8% of the offset.",null,null,null,null,null,null,null,null,null,null,null,null,null,null,null,null,0]
[null,null,null,null,null,null,null,null,null,null,null,null,null,null,null,null,null,null,null,null,0]
[null,null,null,null,null,null,null,null,null,null,null,null,null,null,null,null,null,null,null,null,0]
[null,null,null,"Other",null,null,null,null,null,null,null,null,null,null,null,null,null,null,null,null,0]
[null,null,null,"The connection point is weather sensitive in summer and winter.",null,null,null,null,null,null,null,null,null,null,null,null,null,null,null,null,0]
[null,null,null,"A new connection point in 2012-13.",null,null,null,null,null,null,null,null,null,null,null,null,null,null,null,null,{"$f":"IF(S647=\"\",T647,S647)","v":0}]
[null,null,null,"Diversity factors: summer = 0.91; winter = 0.91.",null,null,null,null,null,null,null,null,null,null,null,null,null,null,null,null,0]
[null,null,null,"Power factors: summer = 0.97, leading; winter = 0.99, lagging.",null,null,null,null,null,null,null,null,null,null,null,null,null,null,null,null,0]
[null,null,null,null,null,null,null,null,null,null,null,null,null,null,null,null,null,null,null,null,0]
[null,null,null,null,null,null,null,null,null,null,null,null,null,null,null,null,null,null,null,null,0]
[null,null,null,null,null,null,null,null,null,null,null,null,null,null,null,null,null,null,null,null,0]
[null,null,null,null,null,null,null,null,null,null,null,null,null,null,null,null,null,null,null,null,0]
[null,null,null,null,null,null,null,null,null,null,null,null,null,null,null,null,null,null,null,null,0]
[null,null,"SA PORT LINCOLN TERMINAL",null,null,null,null,null,null,null,null,null,null,null,null,null,null,null,null,null,0]
[null,null,null,null,null,null,null,null,null,null,null,null,null,null,null,null,null,null,null,null,0]
[null,null,null,"MAIN SECTORS",null,null,null,null,null,null,null,null,null,null,null,null,null,null,null,null,0]
[null,null,null,"Predominantly agricultural area.",null,null,null,null,null,null,null,null,null,null,null,null,null,null,null,null,0]
[null,null,null,null,null,null,null,null,null,null,null,null,null,null,null,null,null,null,null,null,0]
[null,null,null,null,null,null,null,null,null,null,null,null,null,null,null,null,null,null,null,null,0]
[null,null,null,null,null,null,null,null,null,null,null,null,null,null,null,null,null,null,null,null,0]
[null,null,null,null,null,null,null,null,null,null,null,null,null,null,null,null,null,null,null,null,0]
[null,null,null,"MEDIUM SCENARIO",null,null,null,null,null,null,null,null,null,null,null,null,null,null,null,null,0]
[null,null,null,"Summer",null,null,null,null,null,null,null,null,null,null,null,null,null,null,null,null,0]
[null,null,null,"Historical maximum demands have increased until 2012.",null,null,null,null,null,null,null,null,null,null,null,null,null,null,null,null,0]
[null,null,null,"The forecast has a slight decreasing trend.",null,null,null,null,null,null,null,null,null,null,null,null,null,null,null,null,0]
[null,null,null,"The POE10 offset for PV and EE ranges from 15% to 24.2% between 2015 and 2024 with EE contributing 0.4% to 6.5% of the offset.",null,null,null,null,null,null,null,null,null,null,null,null,null,null,null,null,0]
[null,null,null,null,null,null,null,null,null,null,null,null,null,null,null,null,null,null,null,null,0]
[null,null,null,null,null,null,null,null,null,null,null,null,null,null,null,null,null,null,null,null,0]
[null,null,null,"Winter",null,null,null,null,null,null,null,null,null,null,null,null,null,null,null,null,0]
[null,null,null,"Historical maximum demands have been increasing.",null,null,null,null,null,null,null,null,null,null,null,null,null,null,null,null,0]
[null,null,null,"The forecast has an increasing trend.",null,null,null,null,null,null,null,null,null,null,null,null,null,null,null,null,0]
[null,null,null,"The POE10 offset for PV and EE ranges from 0.4% to 5.6% between 2015 and 2024 with EE contributing 0.4% to 5.6% of the offset.",null,null,null,null,null,null,null,null,null,null,null,null,null,null,null,null,0]
[null,null,null,null,null,null,null,null,null,null,null,null,null,null,null,null,null,null,null,null,0]
[null,null,null,null,null,null,null,null,null,null,null,null,null,null,null,null,null,null,null,null,0]
[null,null,null,"Other",null,null,null,null,null,null,null,null,null,null,null,null,null,null,null,null,0]
[null,null,null,"The connection point is weather sensitive in summer and winter.",null,null,null,null,null,null,null,null,null,null,null,null,null,null,null,null,0]
[null,null,null,"Diversity factors: summer = 0.67; winter = 0.76.",null,null,null,null,null,null,null,null,null,null,null,null,null,null,null,null,0]
[null,null,null,"Power factors: summer = 0.95, lagging; winter = 0.98, lagging.",null,null,null,null,null,null,null,null,null,null,null,null,null,null,null,null,0]
[null,null,null,null,null,null,null,null,null,null,null,null,null,null,null,null,null,null,null,null,0]
[null,null,null,null,null,null,null,null,null,null,null,null,null,null,null,null,null,null,null,null,0]
[null,null,null,null,null,null,null,null,null,null,null,null,null,null,null,null,null,null,null,null,0]
[null,null,null,null,null,null,null,null,null,null,null,null,null,null,null,null,null,null,null,null,0]
[null,null,null,null,null,null,null,null,null,null,null,null,null,null,null,null,null,null,null,null,0]
[null,null,null,null,null,null,null,null,null,null,null,null,null,null,null,null,null,null,null,null,0]
[null,null,"SA SNUGGERY RURAL",null,null,null,null,null,null,null,null,null,null,null,null,null,null,null,null,null,0]
[null,null,null,null,null,null,null,null,null,null,null,null,null,null,null,null,null,null,null,null,0]
[null,null,null,"MAIN SECTORS",null,null,null,null,null,null,null,null,null,null,null,null,null,null,null,null,0]
[null,null,null,"Predominantly agricultural area.",null,null,null,null,null,null,null,null,null,null,null,null,null,null,null,null,0]
[null,null,null,null,null,null,null,null,null,null,null,null,null,null,null,null,null,null,null,null,0]
[null,null,null,null,null,null,null,null,null,null,null,null,null,null,null,null,null,null,null,null,0]
[null,null,null,null,null,null,null,null,null,null,null,null,null,null,null,null,null,null,null,null,0]
[null,null,null,null,null,null,null,null,null,null,null,null,null,null,null,null,null,null,null,null,0]
[null,null,null,"MEDIUM SCENARIO",null,null,null,null,null,null,null,null,null,null,null,null,null,null,null,null,0]
[null,null,null,"Summer",null,null,null,null,null,null,null,null,null,null,null,null,null,null,null,null,0]
[null,null,null,"Historical maximum demands have been relatively constant in recent years.",null,null,null,null,null,null,null,null,null,null,null,null,null,null,null,null,0]
[null,null,null,"The forecast trend is flat.",null,null,null,null,null,null,null,null,null,null,null,null,null,null,null,null,0]
[null,null,null,"The POE10 offset for PV and EE ranges from 3.1% to 9.8% between 2015 and 2024 with EE contributing 0.5% to 7.2% of the offset.",null,null,null,null,null,null,null,null,null,null,null,null,null,null,null,null,0]
[null,null,null,null,null,null,null,null,null,null,null,null,null,null,null,null,null,null,null,null,0]
[null,null,null,null,null,null,null,null,null,null,null,null,null,null,null,null,null,null,null,null,0]
[null,null,null,"Winter",null,null,null,null,null,null,null,null,null,null,null,null,null,null,null,null,0]
[null,null,null,"Historical maximum demands have been decreasing in recent years.",null,null,null,null,null,null,null,null,null,null,null,null,null,null,null,null,0]
[null,null,null,"The forecast trend is decreasing, primarily due to EE.",null,null,null,null,null,null,null,null,null,null,null,null,null,null,null,null,0]
[null,null,null,"The POE10 offset for PV and EE ranges from 0.6% to 10.5% between 2015 and 2024 with EE contributing 0.6% to 10.5% of the offset.",null,null,null,null,null,null,null,null,null,null,null,null,null,null,null,null,0]
[null,null,null,null,null,null,null,null,null,null,null,null,null,null,null,null,null,null,null,null,0]
[null,null,null,null,null,null,null,null,null,null,null,null,null,null,null,null,null,null,null,null,0]
[null,null,null,"Other",null,null,null,null,null,null,null,null,null,null,null,null,null,null,null,null,0]
[null,null,null,"The connection point is weather sensitive in summer and winter.",null,null,null,null,null,null,null,null,null,null,null,null,null,null,null,null,0]
[null,null,null,"Diversity factors: summer = 0.58; winter = 0.44.",null,null,null,null,null,null,null,null,null,null,null,null,null,null,null,null,0]
[null,null,null,"Power factors: summer = 0.93, lagging; winter = 0.98, lagging.",null,null,null,null,null,null,null,null,null,null,null,null,null,null,null,null,0]
[null,null,null,null,null,null,null,null,null,null,null,null,null,null,null,null,null,null,null,null,{"$f":"IF(S711=\"\",T711,S711)","v":0}]
[null,null,null,null,null,null,null,null,null,null,null,null,null,null,null,null,null,null,null,null,0]
[null,null,null,null,null,null,null,null,null,null,null,null,null,null,null,null,null,null,null,null,0]
[null,null,null,null,null,null,null,null,null,null,null,null,null,null,null,null,null,null,null,null,0]
[null,null,null,null,null,null,null,null,null,null,null,null,null,null,null,null,null,null,null,null,0]
[null,null,null,null,null,null,null,null,null,null,null,null,null,null,null,null,null,null,null,null,0]
[null,null,"SA TAILEM BEND",null,null,null,null,null,null,null,null,null,null,null,null,null,null,null,null,null,0]
[null,null,null,null,null,null,null,null,null,null,null,null,null,null,null,null,null,null,null,null,0]
[null,null,null,"MAIN SECTORS",null,null,null,null,null,null,null,null,null,null,null,null,null,null,null,null,0]
[null,null,null,"Predominantly agricultural area.",null,null,null,null,null,null,null,null,null,null,null,null,null,null,null,null,0]
[null,null,null,null,null,null,null,null,null,null,null,null,null,null,null,null,null,null,null,null,0]
[null,null,null,null,null,null,null,null,null,null,null,null,null,null,null,null,null,null,null,null,0]
[null,null,null,null,null,null,null,null,null,null,null,null,null,null,null,null,null,null,null,null,0]
[null,null,null,null,null,null,null,null,null,null,null,null,null,null,null,null,null,null,null,null,0]
[null,null,null,"MEDIUM SCENARIO",null,null,null,null,null,null,null,null,null,null,null,null,null,null,null,null,0]
[null,null,null,"Summer",null,null,null,null,null,null,null,null,null,null,null,null,null,null,null,null,0]
[null,null,null,"Historical maximum demands have been relatively constant in recent years.",null,null,null,null,null,null,null,null,null,null,null,null,null,null,null,null,0]
[null,null,null,"The forecast trend is slightly decreasing.",null,null,null,null,null,null,null,null,null,null,null,null,null,null,null,null,0]
[null,null,null,"The POE10 offset for PV and EE ranges from 4% to 11.1% between 2015 and 2024 with EE contributing 0.4% to 5.4% of the offset.",null,null,null,null,null,null,null,null,null,null,null,null,null,null,null,null,0]
[null,null,null,null,null,null,null,null,null,null,null,null,null,null,null,null,null,null,null,null,0]
[null,null,null,null,null,null,null,null,null,null,null,null,null,null,null,null,null,null,null,null,0]
[null,null,null,"Winter",null,null,null,null,null,null,null,null,null,null,null,null,null,null,null,null,0]
[null,null,null,"Historical maximum demands have been flat.",null,null,null,null,null,null,null,null,null,null,null,null,null,null,null,null,0]
[null,null,null,"The forecast has an increasing trend.",null,null,null,null,null,null,null,null,null,null,null,null,null,null,null,null,0]
[null,null,null,"The POE10 offset for PV and EE ranges from 0.5% to 6.1% between 2015 and 2024 with EE contributing 0.4% to 6% of the offset.",null,null,null,null,null,null,null,null,null,null,null,null,null,null,null,null,0]
[null,null,null,null,null,null,null,null,null,null,null,null,null,null,null,null,null,null,null,null,0]
[null,null,null,null,null,null,null,null,null,null,null,null,null,null,null,null,null,null,null,null,0]
[null,null,null,"Other",null,null,null,null,null,null,null,null,null,null,null,null,null,null,null,null,0]
[null,null,null,"The connection point is weather sensitive in summer and winter.",null,null,null,null,null,null,null,null,null,null,null,null,null,null,null,null,0]
[null,null,null,"Diversity factors: summer = 0.85; winter = 0.82.",null,null,null,null,null,null,null,null,null,null,null,null,null,null,null,null,0]
[null,null,null,"Power factors: summer = 0.97, lagging; winter = 1, unity.",null,null,null,null,null,null,null,null,null,null,null,null,null,null,null,null,0]
[null,null,null,null,null,null,null,null,null,null,null,null,null,null,null,null,null,null,null,null,0]
[null,null,null,null,null,null,null,null,null,null,null,null,null,null,null,null,null,null,null,null,0]
[null,null,null,null,null,null,null,null,null,null,null,null,null,null,null,null,null,null,null,null,0]
[null,null,null,null,null,null,null,null,null,null,null,null,null,null,null,null,null,null,null,null,0]
[null,null,null,null,null,null,null,null,null,null,null,null,null,null,null,null,null,null,null,null,0]
[null,null,null,null,null,null,null,null,null,null,null,null,null,null,null,null,null,null,null,null,0]
[null,null,"SA TEMPLERS",null,null,null,null,null,null,null,null,null,null,null,null,null,null,null,null,null,0]
[null,null,null,null,null,null,null,null,null,null,null,null,null,null,null,null,null,null,null,null,0]
[null,null,null,"MAIN SECTORS",null,null,null,null,null,null,null,null,null,null,null,null,null,null,null,null,0]
[null,null,null,"Predominantly agricultural area.",null,null,null,null,null,null,null,null,null,null,null,null,null,null,null,null,0]
[null,null,null,null,null,null,null,null,null,null,null,null,null,null,null,null,null,null,null,null,0]
[null,null,null,null,null,null,null,null,null,null,null,null,null,null,null,null,null,null,null,null,0]
[null,null,null,null,null,null,null,null,null,null,null,null,null,null,null,null,null,null,null,null,0]
[null,null,null,null,null,null,null,null,null,null,null,null,null,null,null,null,null,null,null,null,0]
[null,null,null,"MEDIUM SCENARIO",null,null,null,null,null,null,null,null,null,null,null,null,null,null,null,null,0]
[null,null,null,"Summer",null,null,null,null,null,null,null,null,null,null,null,null,null,null,null,null,0]
[null,null,null,"Historical maximum demands have been relatively constant in recent years.",null,null,null,null,null,null,null,null,null,null,null,null,null,null,null,null,0]
[null,null,null,"The forecast trend is slightly increasing.",null,null,null,null,null,null,null,null,null,null,null,null,null,null,null,null,0]
[null,null,null,"The POE10 offset for PV and EE ranges from 3.2% to 8.2% between 2015 and 2024 with EE contributing 0.3% to 3.8% of the offset.",null,null,null,null,null,null,null,null,null,null,null,null,null,null,null,null,0]
[null,null,null,null,null,null,null,null,null,null,null,null,null,null,null,null,null,null,null,null,0]
[null,null,null,null,null,null,null,null,null,null,null,null,null,null,null,null,null,null,null,null,0]
[null,null,null,"Winter",null,null,null,null,null,null,null,null,null,null,null,null,null,null,null,null,0]
[null,null,null,"Historical maximum demands have been increasing.",null,null,null,null,null,null,null,null,null,null,null,null,null,null,null,null,0]
[null,null,null,"The forecast has an increasing trend.",null,null,null,null,null,null,null,null,null,null,null,null,null,null,null,null,0]
[null,null,null,"The POE10 offset for PV and EE ranges from 0.4% to 5% between 2015 and 2024 with EE contributing 0.4% to 5% of the offset.",null,null,null,null,null,null,null,null,null,null,null,null,null,null,null,null,0]
[null,null,null,null,null,null,null,null,null,null,null,null,null,null,null,null,null,null,null,null,0]
[null,null,null,null,null,null,null,null,null,null,null,null,null,null,null,null,null,null,null,null,0]
[null,null,null,"Other",null,null,null,null,null,null,null,null,null,null,null,null,null,null,null,null,0]
[null,null,null,"The connection point is weather sensitive in summer and winter.",null,null,null,null,null,null,null,null,null,null,null,null,null,null,null,null,0]
[null,null,null,"Diversity factors: summer = 0.71; winter = 0.7.",null,null,null,null,null,null,null,null,null,null,null,null,null,null,null,null,0]
[null,null,null,"Power factors: summer = 0.93, lagging; winter = 0.97, lagging.",null,null,null,null,null,null,null,null,null,null,null,null,null,null,null,null,0]
[null,null,null,null,null,null,null,null,null,null,null,null,null,null,null,null,null,null,null,null,0]
[null,null,null,null,null,null,null,null,null,null,null,null,null,null,null,null,null,null,null,null,0]
[null,null,null,null,null,null,null,null,null,null,null,null,null,null,null,null,null,null,null,null,{"$f":"IF(S775=\"\",T775,S775)","v":0}]
[null,null,null,null,null,null,null,null,null,null,null,null,null,null,null,null,null,null,null,null,0]
[null,null,null,null,null,null,null,null,null,null,null,null,null,null,null,null,null,null,null,null,0]
[null,null,null,null,null,null,null,null,null,null,null,null,null,null,null,null,null,null,null,null,0]
[null,null,"SA WATERLOO",null,null,null,null,null,null,null,null,null,null,null,null,null,null,null,null,null,0]
[null,null,null,null,null,null,null,null,null,null,null,null,null,null,null,null,null,null,null,null,0]
[null,null,null,"MAIN SECTORS",null,null,null,null,null,null,null,null,null,null,null,null,null,null,null,null,0]
[null,null,null,"Predominantly agricultural area.",null,null,null,null,null,null,null,null,null,null,null,null,null,null,null,null,0]
[null,null,null,null,null,null,null,null,null,null,null,null,null,null,null,null,null,null,null,null,0]
[null,null,null,null,null,null,null,null,null,null,null,null,null,null,null,null,null,null,null,null,0]
[null,null,null,null,null,null,null,null,null,null,null,null,null,null,null,null,null,null,null,null,0]
[null,null,null,null,null,null,null,null,null,null,null,null,null,null,null,null,null,null,null,null,0]
[null,null,null,"MEDIUM SCENARIO",null,null,null,null,null,null,null,null,null,null,null,null,null,null,null,null,0]
[null,null,null,"Summer",null,null,null,null,null,null,null,null,null,null,null,null,null,null,null,null,0]
[null,null,null,"Historical maximum demands have been decreasing in, associated with load transfers to Clare North.",null,null,null,null,null,null,null,null,null,null,null,null,null,null,null,null,0]
[null,null,null,"Initially the forecast has a decreasing trend, which starts increasing towards the end of outlook period.",null,null,null,null,null,null,null,null,null,null,null,null,null,null,null,null,0]
[null,null,null,"The POE10 offset for PV and EE ranges from 8.4% to 19.4% between 2015 and 2024 with EE contributing 0.4% to 7.1% of the offset.",null,null,null,null,null,null,null,null,null,null,null,null,null,null,null,null,0]
[null,null,null,null,null,null,null,null,null,null,null,null,null,null,null,null,null,null,null,null,0]
[null,null,null,null,null,null,null,null,null,null,null,null,null,null,null,null,null,null,null,null,0]
[null,null,null,"Winter",null,null,null,null,null,null,null,null,null,null,null,null,null,null,null,null,0]
[null,null,null,"Historical maximum demands have been decreasing, associated with load transfers to Clare North.",null,null,null,null,null,null,null,null,null,null,null,null,null,null,null,null,0]
[null,null,null,"Maximum demands are forecast to have a flat trend in winter.",null,null,null,null,null,null,null,null,null,null,null,null,null,null,null,null,0]
[null,null,null,"The POE10 offset for PV and EE ranges from 0.5% to 6.9% between 2015 and 2024 with EE contributing 0.5% to 6.8% of the offset.",null,null,null,null,null,null,null,null,null,null,null,null,null,null,null,null,0]
[null,null,null,null,null,null,null,null,null,null,null,null,null,null,null,null,null,null,null,null,0]
[null,null,null,null,null,null,null,null,null,null,null,null,null,null,null,null,null,null,null,null,0]
[null,null,null,"Other",null,null,null,null,null,null,null,null,null,null,null,null,null,null,null,null,0]
[null,null,null,"The connection point is weather sensitive in summer and winter.",null,null,null,null,null,null,null,null,null,null,null,null,null,null,null,null,0]
[null,null,null,"Load was progressively transferred to the new Clare North connection point in 2011.",null,null,null,null,null,null,null,null,null,null,null,null,null,null,null,null,0]
[null,null,null,"Diversity factors: summer = 0.99; winter = 0.99.",null,null,null,null,null,null,null,null,null,null,null,null,null,null,null,null,0]
[null,null,null,"Power factors: summer = 0.87, lagging; winter = 0.92, lagging.",null,null,null,null,null,null,null,null,null,null,null,null,null,null,null,null,0]
[null,null,null,null,null,null,null,null,null,null,null,null,null,null,null,null,null,null,null,null,0]
[null,null,null,null,null,null,null,null,null,null,null,null,null,null,null,null,null,null,null,null,0]
[null,null,null,null,null,null,null,null,null,null,null,null,null,null,null,null,null,null,null,null,0]
[null,null,null,null,null,null,null,null,null,null,null,null,null,null,null,null,null,null,null,null,0]
[null,null,null,null,null,null,null,null,null,null,null,null,null,null,null,null,null,null,null,null,0]
[null,null,"SA WUDINNA",null,null,null,null,null,null,null,null,null,null,null,null,null,null,null,null,null,0]
[null,null,null,null,null,null,null,null,null,null,null,null,null,null,null,null,null,null,null,null,0]
[null,null,null,"MAIN SECTORS",null,null,null,null,null,null,null,null,null,null,null,null,null,null,null,null,0]
[null,null,null,"Predominantly agricultural area.",null,null,null,null,null,null,null,null,null,null,null,null,null,null,null,null,0]
[null,null,null,null,null,null,null,null,null,null,null,null,null,null,null,null,null,null,null,null,0]
[null,null,null,null,null,null,null,null,null,null,null,null,null,null,null,null,null,null,null,null,0]
[null,null,null,null,null,null,null,null,null,null,null,null,null,null,null,null,null,null,null,null,0]
[null,null,null,null,null,null,null,null,null,null,null,null,null,null,null,null,null,null,null,null,0]
[null,null,null,"MEDIUM SCENARIO",null,null,null,null,null,null,null,null,null,null,null,null,null,null,null,null,0]
[null,null,null,"Summer",null,null,null,null,null,null,null,null,null,null,null,null,null,null,null,null,0]
[null,null,null,"Historical maximum demands had a slight increasing trend until 2012.",null,null,null,null,null,null,null,null,null,null,null,null,null,null,null,null,0]
[null,null,null,"The forecast trend is slightly decreasing.",null,null,null,null,null,null,null,null,null,null,null,null,null,null,null,null,0]
[null,null,null,"The POE10 offset for PV and EE ranges from 9.4% to 17% between 2015 and 2024 with EE contributing 0.4% to 5.4% of the offset.",null,null,null,null,null,null,null,null,null,null,null,null,null,null,null,null,0]
[null,null,null,null,null,null,null,null,null,null,null,null,null,null,null,null,null,null,null,null,0]
[null,null,null,null,null,null,null,null,null,null,null,null,null,null,null,null,null,null,null,null,0]
[null,null,null,"Winter",null,null,null,null,null,null,null,null,null,null,null,null,null,null,null,null,0]
[null,null,null,"Historical maximum demands had a slight increasing trend until 2012.",null,null,null,null,null,null,null,null,null,null,null,null,null,null,null,null,0]
[null,null,null,"The forecast trend is slightly increasing.",null,null,null,null,null,null,null,null,null,null,null,null,null,null,null,null,0]
[null,null,null,"The POE10 offset for PV and EE ranges from 0.4% to 5.6% between 2015 and 2024 with EE contributing 0.4% to 5.6% of the offset.",null,null,null,null,null,null,null,null,null,null,null,null,null,null,null,null,0]
[null,null,null,null,null,null,null,null,null,null,null,null,null,null,null,null,null,null,null,null,0]
[null,null,null,null,null,null,null,null,null,null,null,null,null,null,null,null,null,null,null,null,0]
[null,null,null,"Other",null,null,null,null,null,null,null,null,null,null,null,null,null,null,null,null,0]
[null,null,null,"The connection point is weather sensitive in summer and winter.",null,null,null,null,null,null,null,null,null,null,null,null,null,null,null,null,0]
[null,null,null,"Diversity factors: summer = 0.86; winter = 0.87.",null,null,null,null,null,null,null,null,null,null,null,null,null,null,null,null,0]
[null,null,null,"Power factors: summer = 0.93, leading; winter = 0.77, leading.",null,null,null,null,null,null,null,null,null,null,null,null,null,null,null,null,0]
[null,null,null,null,null,null,null,null,null,null,null,null,null,null,null,null,null,null,null,null,0]
[null,null,null,null,null,null,null,null,null,null,null,null,null,null,null,null,null,null,null,null,0]
[null,null,null,null,null,null,null,null,null,null,null,null,null,null,null,null,null,null,null,null,0]
[null,null,null,null,null,null,null,null,null,null,null,null,null,null,null,null,null,null,null,null,0]
[null,null,null,null,null,null,null,null,null,null,null,null,null,null,null,null,null,null,null,null,{"$f":"IF(S839=\"\",T839,S839)","v":0}]
[null,null,null,null,null,null,null,null,null,null,null,null,null,null,null,null,null,null,null,null,0]
[null,null,"SA YADNARIE",null,null,null,null,null,null,null,null,null,null,null,null,null,null,null,null,null,0]
[null,null,null,null,null,null,null,null,null,null,null,null,null,null,null,null,null,null,null,null,0]
[null,null,null,"MAIN SECTORS",null,null,null,null,null,null,null,null,null,null,null,null,null,null,null,null,0]
[null,null,null,"Predominantly agricultural area.",null,null,null,null,null,null,null,null,null,null,null,null,null,null,null,null,0]
[null,null,null,null,null,null,null,null,null,null,null,null,null,null,null,null,null,null,null,null,0]
[null,null,null,null,null,null,null,null,null,null,null,null,null,null,null,null,null,null,null,null,0]
[null,null,null,null,null,null,null,null,null,null,null,null,null,null,null,null,null,null,null,null,0]
[null,null,null,null,null,null,null,null,null,null,null,null,null,null,null,null,null,null,null,null,0]
[null,null,null,"MEDIUM SCENARIO",null,null,null,null,null,null,null,null,null,null,null,null,null,null,null,null,0]
[null,null,null,"Summer",null,null,null,null,null,null,null,null,null,null,null,null,null,null,null,null,0]
[null,null,null,"Historical maximum demands had a decreasing trend between 2008 and 2014.",null,null,null,null,null,null,null,null,null,null,null,null,null,null,null,null,0]
[null,null,null,"The forecast has a decreasing trend.",null,null,null,null,null,null,null,null,null,null,null,null,null,null,null,null,0]
[null,null,null,"The POE10 offset for PV and EE ranges from 6% to 17.8% between 2015 and 2024 with EE contributing 0.5% to 8.1% of the offset.",null,null,null,null,null,null,null,null,null,null,null,null,null,null,null,null,0]
[null,null,null,null,null,null,null,null,null,null,null,null,null,null,null,null,null,null,null,null,0]
[null,null,null,null,null,null,null,null,null,null,null,null,null,null,null,null,null,null,null,null,0]
[null,null,null,"Winter",null,null,null,null,null,null,null,null,null,null,null,null,null,null,null,null,0]
[null,null,null,"Historical maximum demands have been flat.",null,null,null,null,null,null,null,null,null,null,null,null,null,null,null,null,0]
[null,null,null,"Forecast maximum demand has a flat trend.",null,null,null,null,null,null,null,null,null,null,null,null,null,null,null,null,0]
[null,null,null,"The POE10 offset for PV and EE ranges from 0.6% to 8.7% between 2015 and 2024 with EE contributing 0.6% to 8.7% of the offset.",null,null,null,null,null,null,null,null,null,null,null,null,null,null,null,null,0]
[null,null,null,null,null,null,null,null,null,null,null,null,null,null,null,null,null,null,null,null,0]
[null,null,null,null,null,null,null,null,null,null,null,null,null,null,null,null,null,null,null,null,0]
[null,null,null,"Other",null,null,null,null,null,null,null,null,null,null,null,null,null,null,null,null,0]
[null,null,null,"The connection point is weather sensitive in summer and winter.",null,null,null,null,null,null,null,null,null,null,null,null,null,null,null,null,0]
[null,null,null,"Diversity factors: summer = 0.89; winter = 0.94.",null,null,null,null,null,null,null,null,null,null,null,null,null,null,null,null,0]
[null,null,null,"Power factors: summer = 0.97, leading; winter = 0.96, leading.",null,null,null,null,null,null,null,null,null,null,null,null,null,null,null,null,0]
[null,null,null,null,null,null,null,null,null,null,null,null,null,null,null,null,null,null,null,null,0]
[null,null,null,null,null,null,null,null,null,null,null,null,null,null,null,null,null,null,null,null,0]
[null,null,null,null,null,null,null,null,null,null,null,null,null,null,null,null,null,null,null,null,0]
[null,null,null,null,null,null,null,null,null,null,null,null,null,null,null,null,null,null,null,null,0]
[null,null,null,null,null,null,null,null,null,null,null,null,null,null,null,null,null,null,null,null,0]
[null,null,null,null,null,null,null,null,null,null,null,null,null,null,null,null,null,null,null,null,0]
[null,null,"SA ADELAIDE CENTRAL",null,null,null,null,null,null,null,null,null,null,null,null,null,null,null,null,null,0]
[null,null,null,null,null,null,null,null,null,null,null,null,null,null,null,null,null,null,null,null,0]
[null,null,null,"MAIN SECTORS",null,null,null,null,null,null,null,null,null,null,null,null,null,null,null,null,0]
[null,null,null,"Residential and commercial area surrounds the connection point.",null,null,null,null,null,null,null,null,null,null,null,null,null,null,null,null,0]
[null,null,null,null,null,null,null,null,null,null,null,null,null,null,null,null,null,null,null,null,0]
[null,null,null,null,null,null,null,null,null,null,null,null,null,null,null,null,null,null,null,null,0]
[null,null,null,null,null,null,null,null,null,null,null,null,null,null,null,null,null,null,null,null,0]
[null,null,null,null,null,null,null,null,null,null,null,null,null,null,null,null,null,null,null,null,0]
[null,null,null,"MEDIUM SCENARIO",null,null,null,null,null,null,null,null,null,null,null,null,null,null,null,null,0]
[null,null,null,"Summer",null,null,null,null,null,null,null,null,null,null,null,null,null,null,null,null,0]
[null,null,null,"Historical maximum demands increased until 2012.",null,null,null,null,null,null,null,null,null,null,null,null,null,null,null,null,0]
[null,null,null,"The forecast has a slight increasing trend.",null,null,null,null,null,null,null,null,null,null,null,null,null,null,null,null,0]
[null,null,null,"The POE10 offset for PV and EE ranges from 1% to 2.8% between 2015 and 2024 with EE contributing 0.1% to 0.7% of the offset.",null,null,null,null,null,null,null,null,null,null,null,null,null,null,null,null,0]
[null,null,null,null,null,null,null,null,null,null,null,null,null,null,null,null,null,null,null,null,0]
[null,null,null,null,null,null,null,null,null,null,null,null,null,null,null,null,null,null,null,null,0]
[null,null,null,"Winter",null,null,null,null,null,null,null,null,null,null,null,null,null,null,null,null,0]
[null,null,null,"Historical maximum demands have been decreasing since 2006.",null,null,null,null,null,null,null,null,null,null,null,null,null,null,null,null,0]
[null,null,null,"The forecast trend is based on this and reconciliation with the system level forecast imparts some growth.",null,null,null,null,null,null,null,null,null,null,null,null,null,null,null,null,0]
[null,null,null,"The POE10 offset for PV and EE ranges from 1.7% to 4.6% between 2015 and 2024 with EE contributing 0.1% to 1.1% of the offset.",null,null,null,null,null,null,null,null,null,null,null,null,null,null,null,null,0]
[null,null,null,null,null,null,null,null,null,null,null,null,null,null,null,null,null,null,null,null,0]
[null,null,null,null,null,null,null,null,null,null,null,null,null,null,null,null,null,null,null,null,0]
[null,null,null,"Other",null,null,null,null,null,null,null,null,null,null,null,null,null,null,null,null,0]
[null,null,null,"A subset of the eastern suburbs meshed network.",null,null,null,null,null,null,null,null,null,null,null,null,null,null,null,null,0]
[null,null,null,"This includes the area of Adelaide which is located east of West Terrace, north of South Terrace, west of East Terrace and south of the River Torrens.",null,null,null,null,null,null,null,null,null,null,null,null,null,null,null,null,0]
[null,null,null,"The connection point is weather sensitive in summer and winter.",null,null,null,null,null,null,null,null,null,null,null,null,null,null,null,null,0]
[null,null,null,"Diversity factors: summer = 0.91; winter = 0.96.",null,null,null,null,null,null,null,null,null,null,null,null,null,null,null,null,0]
[null,null,null,"Power factors: summer = 0.96, lagging; winter = 0.95, lagging.",null,null,null,null,null,null,null,null,null,null,null,null,null,null,null,null,0]
[null,null,null,null,null,null,null,null,null,null,null,null,null,null,null,null,null,null,null,null,0]
[null,null,null,null,null,null,null,null,null,null,null,null,null,null,null,null,null,null,null,null,0]
[null,null,null,null,null,null,null,null,null,null,null,null,null,null,null,null,null,null,null,null,0]
[null,null,null,null,null,null,null,null,null,null,null,null,null,null,null,null,null,null,null,null,0]
[null,null,"SA EASTERN SUBURBS",null,null,null,null,null,null,null,null,null,null,null,null,null,null,null,null,null,{"$f":"IF(S903=\"\",T903,S903)","v":0}]
[null,null,null,null,null,null,null,null,null,null,null,null,null,null,null,null,null,null,null,null,0]
[null,null,null,"MAIN SECTORS",null,null,null,null,null,null,null,null,null,null,null,null,null,null,null,null,0]
[null,null,null,"Predominantly residential and commercial area.",null,null,null,null,null,null,null,null,null,null,null,null,null,null,null,null,0]
[null,null,null,null,null,null,null,null,null,null,null,null,null,null,null,null,null,null,null,null,0]
[null,null,null,null,null,null,null,null,null,null,null,null,null,null,null,null,null,null,null,null,0]
[null,null,null,null,null,null,null,null,null,null,null,null,null,null,null,null,null,null,null,null,0]
[null,null,null,null,null,null,null,null,null,null,null,null,null,null,null,null,null,null,null,null,0]
[null,null,null,"MEDIUM SCENARIO",null,null,null,null,null,null,null,null,null,null,null,null,null,null,null,null,0]
[null,null,null,"Summer",null,null,null,null,null,null,null,null,null,null,null,null,null,null,null,null,0]
[null,null,null,"Historical maximum demands peaked between 2009 and 2011.",null,null,null,null,null,null,null,null,null,null,null,null,null,null,null,null,0]
[null,null,null,"Demands have been decreasing since 2011.",null,null,null,null,null,null,null,null,null,null,null,null,null,null,null,null,0]
[null,null,null,"The forecasts have a decreasing trend.",null,null,null,null,null,null,null,null,null,null,null,null,null,null,null,null,0]
[null,null,null,"The POE10 offset for PV and EE ranges from 5.3% to 15.5% between 2015 and 2024 with EE contributing 0.3% to 4.1% of the offset.",null,null,null,null,null,null,null,null,null,null,null,null,null,null,null,null,0]
[null,null,null,null,null,null,null,null,null,null,null,null,null,null,null,null,null,null,null,null,0]
[null,null,null,"Winter",null,null,null,null,null,null,null,null,null,null,null,null,null,null,null,null,0]
[null,null,null,"Historical maximum demands have had a flat trend.",null,null,null,null,null,null,null,null,null,null,null,null,null,null,null,null,0]
[null,null,null,"The forecast trend is slightly increasing.",null,null,null,null,null,null,null,null,null,null,null,null,null,null,null,null,0]
[null,null,null,"The POE10 offset for PV and EE ranges from 0.4% to 5.2% between 2015 and 2024 with EE contributing 0.4% to 5.2% of the offset.",null,null,null,null,null,null,null,null,null,null,null,null,null,null,null,null,0]
[null,null,null,null,null,null,null,null,null,null,null,null,null,null,null,null,null,null,null,null,0]
[null,null,null,null,null,null,null,null,null,null,null,null,null,null,null,null,null,null,null,null,0]
[null,null,null,"Other",null,null,null,null,null,null,null,null,null,null,null,null,null,null,null,null,0]
[null,null,null,"This meshed network covers Adelaide Central and eastern suburbs of Adelaide.",null,null,null,null,null,null,null,null,null,null,null,null,null,null,null,null,0]
[null,null,null,"The connection point is weather sensitive in summer and winter.",null,null,null,null,null,null,null,null,null,null,null,null,null,null,null,null,0]
[null,null,null,"A 38 MW transfer from the southern suburbs affects the first forecast year.",null,null,null,null,null,null,null,null,null,null,null,null,null,null,null,null,0]
[null,null,null,"2.5 MW of generation capacity is embedded and assumed to be operating at 0MW in the forecasts.",null,null,null,null,null,null,null,null,null,null,null,null,null,null,null,null,0]
[null,null,null,"Diversity factors: summer = 0.72; winter = 0.76.",null,null,null,null,null,null,null,null,null,null,null,null,null,null,null,null,0]
[null,null,null,"Power factors: summer = 0.98, lagging; winter = 1, lagging.",null,null,null,null,null,null,null,null,null,null,null,null,null,null,null,null,0]
[null,null,null,null,null,null,null,null,null,null,null,null,null,null,null,null,null,null,null,null,0]
[null,null,null,null,null,null,null,null,null,null,null,null,null,null,null,null,null,null,null,null,0]
[null,null,null,null,null,null,null,null,null,null,null,null,null,null,null,null,null,null,null,null,0]
[null,null,"SA SOUTHERN SUBURBS",null,null,null,null,null,null,null,null,null,null,null,null,null,null,null,null,null,0]
[null,null,null,null,null,null,null,null,null,null,null,null,null,null,null,null,null,null,null,null,0]
[null,null,null,"MAIN SECTORS",null,null,null,null,null,null,null,null,null,null,null,null,null,null,null,null,0]
[null,null,null,"Predominantly residential and commercial area.",null,null,null,null,null,null,null,null,null,null,null,null,null,null,null,null,0]
[null,null,null,null,null,null,null,null,null,null,null,null,null,null,null,null,null,null,null,null,0]
[null,null,null,null,null,null,null,null,null,null,null,null,null,null,null,null,null,null,null,null,0]
[null,null,null,null,null,null,null,null,null,null,null,null,null,null,null,null,null,null,null,null,0]
[null,null,null,null,null,null,null,null,null,null,null,null,null,null,null,null,null,null,null,null,0]
[null,null,null,"MEDIUM SCENARIO",null,null,null,null,null,null,null,null,null,null,null,null,null,null,null,null,0]
[null,null,null,"Summer",null,null,null,null,null,null,null,null,null,null,null,null,null,null,null,null,0]
[null,null,null,"Historical maximum demands have increased.",null,null,null,null,null,null,null,null,null,null,null,null,null,null,null,null,0]
[null,null,null,"The forecast is for moderately increasing demand throughout the outlook period.",null,null,null,null,null,null,null,null,null,null,null,null,null,null,null,null,0]
[null,null,null,"The POE10 offset for PV and EE ranges from 7% to 14.1% between 2015 and 2024 with EE contributing 0.3% to 4.9% of the offset.",null,null,null,null,null,null,null,null,null,null,null,null,null,null,null,null,0]
[null,null,null,null,null,null,null,null,null,null,null,null,null,null,null,null,null,null,null,null,0]
[null,null,null,null,null,null,null,null,null,null,null,null,null,null,null,null,null,null,null,null,0]
[null,null,null,"Winter",null,null,null,null,null,null,null,null,null,null,null,null,null,null,null,null,0]
[null,null,null,"Historical maximum demands have increased.",null,null,null,null,null,null,null,null,null,null,null,null,null,null,null,null,0]
[null,null,null,"The forecast is for moderately increasing demand throughout the outlook period.",null,null,null,null,null,null,null,null,null,null,null,null,null,null,null,null,0]
[null,null,null,"The POE10 offset for PV and EE ranges from 0.4% to 6.3% between 2015 and 2024 with EE contributing 0.4% to 6.3% of the offset.",null,null,null,null,null,null,null,null,null,null,null,null,null,null,null,null,0]
[null,null,null,null,null,null,null,null,null,null,null,null,null,null,null,null,null,null,null,null,0]
[null,null,null,null,null,null,null,null,null,null,null,null,null,null,null,null,null,null,null,null,0]
[null,null,null,"Other",null,null,null,null,null,null,null,null,null,null,null,null,null,null,null,null,0]
[null,null,null,"The southern suburbs meshed network extends south of Adelaide and also supplies the Fleurieu Peninsula.",null,null,null,null,null,null,null,null,null,null,null,null,null,null,null,null,0]
[null,null,null,"The connection point is weather sensitive in summer and winter.",null,null,null,null,null,null,null,null,null,null,null,null,null,null,null,null,0]
[null,null,null,"A 38 MW transfer to the eastern suburbs affects the first forecast year.",null,null,null,null,null,null,null,null,null,null,null,null,null,null,null,null,0]
[null,null,null,"122 MW of generation capacity is embedded and assumed to be operating at 0MW in the forecasts.",null,null,null,null,null,null,null,null,null,null,null,null,null,null,null,null,0]
[null,null,null,"Diversity factors: summer = 0.64; winter = 0.8.",null,null,null,null,null,null,null,null,null,null,null,null,null,null,null,null,0]
[null,null,null,"Power factors: summer = 1, unity; winter = 1, unity.",null,null,null,null,null,null,null,null,null,null,null,null,null,null,null,null,0]
[null,null,null,null,null,null,null,null,null,null,null,null,null,null,null,null,null,null,null,null,0]
[null,null,null,null,null,null,null,null,null,null,null,null,null,null,null,null,null,null,null,null,0]
[null,null,null,null,null,null,null,null,null,null,null,null,null,null,null,null,null,null,null,null,0]
[null,null,"SA WESTERN SUBURBS",null,null,null,null,null,null,null,null,null,null,null,null,null,null,null,null,null,0]
[null,null,null,null,null,null,null,null,null,null,null,null,null,null,null,null,null,null,null,null,0]
[null,null,null,"MAIN SECTORS",null,null,null,null,null,null,null,null,null,null,null,null,null,null,null,null,{"$f":"IF(S967=\"\",T967,S967)","v":0}]
[null,null,null,"Predominantly industrial, residential and commercial area.",null,null,null,null,null,null,null,null,null,null,null,null,null,null,null,null,0]
[null,null,null,null,null,null,null,null,null,null,null,null,null,null,null,null,null,null,null,null,0]
[null,null,null,null,null,null,null,null,null,null,null,null,null,null,null,null,null,null,null,null,0]
[null,null,null,null,null,null,null,null,null,null,null,null,null,null,null,null,null,null,null,null,0]
[null,null,null,null,null,null,null,null,null,null,null,null,null,null,null,null,null,null,null,null,0]
[null,null,null,"MEDIUM SCENARIO",null,null,null,null,null,null,null,null,null,null,null,null,null,null,null,null,0]
[null,null,null,"Summer",null,null,null,null,null,null,null,null,null,null,null,null,null,null,null,null,0]
[null,null,null,"Historical maximum demands have been increasing.",null,null,null,null,null,null,null,null,null,null,null,null,null,null,null,null,0]
[null,null,null,"The forecast has a declining trend in which PV plays a role.",null,null,null,null,null,null,null,null,null,null,null,null,null,null,null,null,0]
[null,null,null,"The POE10 offset for PV and EE ranges from 7.1% to 18.6% between 2015 and 2024 with EE contributing 0.2% to 4% of the offset.",null,null,null,null,null,null,null,null,null,null,null,null,null,null,null,null,0]
[null,null,null,null,null,null,null,null,null,null,null,null,null,null,null,null,null,null,null,null,0]
[null,null,null,null,null,null,null,null,null,null,null,null,null,null,null,null,null,null,null,null,0]
[null,null,null,"Winter",null,null,null,null,null,null,null,null,null,null,null,null,null,null,null,null,0]
[null,null,null,"The forecasts have an increasing trend.",null,null,null,null,null,null,null,null,null,null,null,null,null,null,null,null,0]
[null,null,null,"The POE10 offset for PV and EE ranges from 2% to 5.8% between 2015 and 2024 with EE contributing 0.3% to 4.2% of the offset.",null,null,null,null,null,null,null,null,null,null,null,null,null,null,null,null,0]
[null,null,null,null,null,null,null,null,null,null,null,null,null,null,null,null,null,null,null,null,0]
[null,null,null,null,null,null,null,null,null,null,null,null,null,null,null,null,null,null,null,null,0]
[null,null,null,null,null,null,null,null,null,null,null,null,null,null,null,null,null,null,null,null,0]
[null,null,null,"Other",null,null,null,null,null,null,null,null,null,null,null,null,null,null,null,null,0]
[null,null,null,"The western suburbs meshed network covers the areas west of central Adelaide, including the LeFevre Peninsula.",null,null,null,null,null,null,null,null,null,null,null,null,null,null,null,null,0]
[null,null,null,"The connection point is weather sensitive in summer and winter.",null,null,null,null,null,null,null,null,null,null,null,null,null,null,null,null,0]
[null,null,null,"8 MW of generation capacity is embedded and assumed to be operating at 0MW in the forecasts.",null,null,null,null,null,null,null,null,null,null,null,null,null,null,null,null,0]
[null,null,null,"Diversity factors: summer = 0.98; winter = 0.99.",null,null,null,null,null,null,null,null,null,null,null,null,null,null,null,null,0]
[null,null,null,"Power factors: summer = 0.99, lagging; winter = 0.99, lagging.",null,null,null,null,null,null,null,null,null,null,null,null,null,null,null,null,0]
[null,null,null,null,null,null,null,null,null,null,null,null,null,null,null,null,null,null,null,null,0]
[null,null,null,null,null,null,null,null,null,null,null,null,null,null,null,null,null,null,null,null,0]
[null,null,null,null,null,null,null,null,null,null,null,null,null,null,null,null,null,null,null,null,0]
[null,null,null,null,null,null,null,null,null,null,null,null,null,null,null,null,null,null,null,null,0]
[null,null,"SA NORTHERN",null,null,null,null,null,null,null,null,null,null,null,null,null,null,null,null,null,0]
[null,null,null,null,null,null,null,null,null,null,null,null,null,null,null,null,null,null,null,null,0]
[null,null,null,"MAIN SECTORS",null,null,null,null,null,null,null,null,null,null,null,null,null,null,null,null,0]
[null,null,null,"Predominantly residential and commercial area.",null,null,null,null,null,null,null,null,null,null,null,null,null,null,null,null,0]
[null,null,null,null,null,null,null,null,null,null,null,null,null,null,null,null,null,null,null,null,0]
[null,null,null,null,null,null,null,null,null,null,null,null,null,null,null,null,null,null,null,null,0]
[null,null,null,null,null,null,null,null,null,null,null,null,null,null,null,null,null,null,null,null,0]
[null,null,null,null,null,null,null,null,null,null,null,null,null,null,null,null,null,null,null,null,0]
[null,null,null,"MEDIUM SCENARIO",null,null,null,null,null,null,null,null,null,null,null,null,null,null,null,null,0]
[null,null,null,"Summer",null,null,null,null,null,null,null,null,null,null,null,null,null,null,null,null,0]
[null,null,null,"Historical maximum demands increased until 2012.",null,null,null,null,null,null,null,null,null,null,null,null,null,null,null,null,0]
[null,null,null,"The forecast has a slight increasing trend.",null,null,null,null,null,null,null,null,null,null,null,null,null,null,null,null,0]
[null,null,null,"The POE10 offset for PV and EE ranges from 7.4% to 13.3% between 2015 and 2024 with EE contributing 0.3% to 3.8% of the offset.",null,null,null,null,null,null,null,null,null,null,null,null,null,null,null,null,0]
[null,null,null,null,null,null,null,null,null,null,null,null,null,null,null,null,null,null,null,null,0]
[null,null,null,null,null,null,null,null,null,null,null,null,null,null,null,null,null,null,null,null,0]
[null,null,null,"Winter",null,null,null,null,null,null,null,null,null,null,null,null,null,null,null,null,0]
[null,null,null,"Historical maximum demands have increased until 2012.",null,null,null,null,null,null,null,null,null,null,null,null,null,null,null,null,0]
[null,null,null,"The forecast has an increasing trend.",null,null,null,null,null,null,null,null,null,null,null,null,null,null,null,null,0]
[null,null,null,"The POE10 offset for PV and EE ranges from 0.4% to 5.5% between 2015 and 2024 with EE contributing 0.4% to 5.4% of the offset.",null,null,null,null,null,null,null,null,null,null,null,null,null,null,null,null,0]
[null,null,null,null,null,null,null,null,null,null,null,null,null,null,null,null,null,null,null,null,0]
[null,null,null,null,null,null,null,null,null,null,null,null,null,null,null,null,null,null,null,null,0]
[null,null,null,"Other",null,null,null,null,null,null,null,null,null,null,null,null,null,null,null,null,0]
[null,null,null,"The northern suburbs meshed network covers suburbs north of Adelaide.",null,null,null,null,null,null,null,null,null,null,null,null,null,null,null,null,0]
[null,null,null,"It includes the connection points Para and Parafield Gardens West, and will include Munno Para when construction is complete (after 2015).",null,null,null,null,null,null,null,null,null,null,null,null,null,null,null,null,0]
[null,null,null,"The connection point is weather sensitive in summer and winter.",null,null,null,null,null,null,null,null,null,null,null,null,null,null,null,null,0]
[null,null,null,"A customer shutdown is forecast for 2017 Diversity factors: summer = 0.65; winter = 0.56.",null,null,null,null,null,null,null,null,null,null,null,null,null,null,null,null,0]
[null,null,null,"Power factors: summer = 0.99, lagging; winter = 0.99, lagging.",null,null,null,null,null,null,null,null,null,null,null,null,null,null,null,null,0]
[null,null,null,null,null,null,null,null,null,null,null,null,null,null,null,null,null,null,null,null,0]
[null,null,null,null,null,null,null,null,null,null,null,null,null,null,null,null,null,null,null,null,0]
[null,null,null,null,null,null,null,null,null,null,null,null,null,null,null,null,null,null,null,null,0]
[null,null,null,null,null,null,null,null,null,null,null,null,null,null,null,null,null,null,null,null,0]
[null,null,"SA PORT PIRIE SYSTEM",null,null,null,null,null,null,null,null,null,null,null,null,null,null,null,null,null,0]
[null,null,null,null,null,null,null,null,null,null,null,null,null,null,null,null,null,null,null,null,0]
[null,null,null,"MAIN SECTORS",null,null,null,null,null,null,null,null,null,null,null,null,null,null,null,null,0]
[null,null,null,"Predominantly residential and commercial area, with rural area outside of Port Pirie.",null,null,null,null,null,null,null,null,null,null,null,null,null,null,null,null,0]
[null,null,null,null,null,null,null,null,null,null,null,null,null,null,null,null,null,null,null,null,{"$f":"IF(S1031=\"\",T1031,S1031)","v":0}]
[null,null,null,null,null,null,null,null,null,null,null,null,null,null,null,null,null,null,null,null,0]
[null,null,null,null,null,null,null,null,null,null,null,null,null,null,null,null,null,null,null,null,0]
[null,null,null,null,null,null,null,null,null,null,null,null,null,null,null,null,null,null,null,null,0]
[null,null,null,"MEDIUM SCENARIO",null,null,null,null,null,null,null,null,null,null,null,null,null,null,null,null,0]
[null,null,null,"Summer",null,null,null,null,null,null,null,null,null,null,null,null,null,null,null,null,0]
[null,null,null,"Historical changes in maximum demand tend to be driven by industrial activity in the area.",null,null,null,null,null,null,null,null,null,null,null,null,null,null,null,null,0]
[null,null,null,"A flat trend is forecast for summer.",null,null,null,null,null,null,null,null,null,null,null,null,null,null,null,null,0]
[null,null,null,"The POE10 offset for PV and EE ranges from 5.5% to 8.9% between 2015 and 2024 with EE contributing 0.3% to 3% of the offset.",null,null,null,null,null,null,null,null,null,null,null,null,null,null,null,null,0]
[null,null,null,null,null,null,null,null,null,null,null,null,null,null,null,null,null,null,null,null,0]
[null,null,null,null,null,null,null,null,null,null,null,null,null,null,null,null,null,null,null,null,0]
[null,null,null,"Winter",null,null,null,null,null,null,null,null,null,null,null,null,null,null,null,null,0]
[null,null,null,"An increasing trend is forecast for winter.",null,null,null,null,null,null,null,null,null,null,null,null,null,null,null,null,0]
[null,null,null,"The POE10 offset for PV and EE ranges from 0.3% to 3.8% between 2015 and 2024 with EE contributing 0.3% to 3.7% of the offset.",null,null,null,null,null,null,null,null,null,null,null,null,null,null,null,null,0]
[null,null,null,null,null,null,null,null,null,null,null,null,null,null,null,null,null,null,null,null,0]
[null,null,null,null,null,null,null,null,null,null,null,null,null,null,null,null,null,null,null,null,0]
[null,null,null,null,null,null,null,null,null,null,null,null,null,null,null,null,null,null,null,null,0]
[null,null,null,"Other",null,null,null,null,null,null,null,null,null,null,null,null,null,null,null,null,0]
[null,null,null,"The Port Pirie system includes the connection points Port Pirie, Bungama and Bungama Rural.",null,null,null,null,null,null,null,null,null,null,null,null,null,null,null,null,0]
[null,null,null,"With major industrial loads excluded, the connection point is weather sensitive in summer and winter.",null,null,null,null,null,null,null,null,null,null,null,null,null,null,null,null,0]
[null,null,null,"Diversity factors: summer = 0.93; winter = 0.85.",null,null,null,null,null,null,null,null,null,null,null,null,null,null,null,null,0]
[null,null,null,"Power factors: summer = 0.96, lagging; winter = 0.96, lagging.",null,null,null,null,null,null,null,null,null,null,null,null,null,null,null,null,0]
[null,null,null,null,null,null,null,null,null,null,null,null,null,null,null,null,null,null,null,null,0]
[null,null,null,null,null,null,null,null,null,null,null,null,null,null,null,null,null,null,null,null,0]
[null,null,null,null,null,null,null,null,null,null,null,null,null,null,null,null,null,null,null,null,0]
[null,null,null,null,null,null,null,null,null,null,null,null,null,null,null,null,null,null,null,null,0]
[null,null,null,null,null,null,null,null,null,null,null,null,null,null,null,null,null,null,null,null,0]
[null,null,"SA BERRI",null,null,null,null,null,null,null,null,null,null,null,null,null,null,null,null,null,0]
[null,null,null,null,null,null,null,null,null,null,null,null,null,null,null,null,null,null,null,null,0]
[null,null,null,"MAIN SECTORS",null,null,null,null,null,null,null,null,null,null,null,null,null,null,null,null,0]
[null,null,null,"Predominantly agricultural, small amount of residential and parkland in surrounding area.",null,null,null,null,null,null,null,null,null,null,null,null,null,null,null,null,0]
[null,null,null,null,null,null,null,null,null,null,null,null,null,null,null,null,null,null,null,null,0]
[null,null,null,null,null,null,null,null,null,null,null,null,null,null,null,null,null,null,null,null,0]
[null,null,null,null,null,null,null,null,null,null,null,null,null,null,null,null,null,null,null,null,0]
[null,null,null,null,null,null,null,null,null,null,null,null,null,null,null,null,null,null,null,null,0]
[null,null,null,"MEDIUM SCENARIO",null,null,null,null,null,null,null,null,null,null,null,null,null,null,null,null,0]
[null,null,null,"Summer",null,null,null,null,null,null,null,null,null,null,null,null,null,null,null,null,0]
[null,null,null,"Historical maximum demands have been slightly increasing.",null,null,null,null,null,null,null,null,null,null,null,null,null,null,null,null,0]
[null,null,null,"The forecast has a flat trend.",null,null,null,null,null,null,null,null,null,null,null,null,null,null,null,null,0]
[null,null,null,"The POE10 offset for PV and EE ranges from 4.1% to 7% between 2015 and 2024 with EE contributing 0.2% to 3% of the offset.",null,null,null,null,null,null,null,null,null,null,null,null,null,null,null,null,0]
[null,null,null,null,null,null,null,null,null,null,null,null,null,null,null,null,null,null,null,null,0]
[null,null,null,null,null,null,null,null,null,null,null,null,null,null,null,null,null,null,null,null,0]
[null,null,null,"Winter",null,null,null,null,null,null,null,null,null,null,null,null,null,null,null,null,0]
[null,null,null,"Historical maximum demands have been increasing.",null,null,null,null,null,null,null,null,null,null,null,null,null,null,null,null,0]
[null,null,null,"The forecast has an increasing trend.",null,null,null,null,null,null,null,null,null,null,null,null,null,null,null,null,0]
[null,null,null,"The POE10 offset for PV and EE ranges from 0.4% to 4.4% between 2015 and 2024 with EE contributing 0.3% to 4.3% of the offset.",null,null,null,null,null,null,null,null,null,null,null,null,null,null,null,null,0]
[null,null,null,null,null,null,null,null,null,null,null,null,null,null,null,null,null,null,null,null,0]
[null,null,null,null,null,null,null,null,null,null,null,null,null,null,null,null,null,null,null,null,0]
[null,null,null,"Other",null,null,null,null,null,null,null,null,null,null,null,null,null,null,null,null,0]
[null,null,null,"Berri is located in the Riverland, near the Victorian border, and supplies townships such as Berri in addition to irrigation needs for local agriculture.",null,null,null,null,null,null,null,null,null,null,null,null,null,null,null,null,0]
[null,null,null,"The connection point is weather sensitive in summer and winter.",null,null,null,null,null,null,null,null,null,null,null,null,null,null,null,null,0]
[null,null,null,"Diversity factors: summer = 0.94; winter = 0.96.",null,null,null,null,null,null,null,null,null,null,null,null,null,null,null,null,0]
[null,null,null,"Power factors: summer = 0.97, lagging; winter = 1, unity.",null,null,null,null,null,null,null,null,null,null,null,null,null,null,null,null,0]
[null,null,null,null,null,null,null,null,null,null,null,null,null,null,null,null,null,null,null,null,0]
[null,null,null,null,null,null,null,null,null,null,null,null,null,null,null,null,null,null,null,null,0]
[null,null,null,null,null,null,null,null,null,null,null,null,null,null,null,null,null,null,null,null,0]
[null,null,null,null,null,null,null,null,null,null,null,null,null,null,null,null,null,null,null,null,0]
[null,null,null,null,null,null,null,null,null,null,null,null,null,null,null,null,null,null,null,null,0]
[null,null,"SA BLANCHE",null,null,null,null,null,null,null,null,null,null,null,null,null,null,null,null,null,0]
[null,null,null,null,null,null,null,null,null,null,null,null,null,null,null,null,null,null,null,null,0]
[null,null,null,"MAIN SECTORS",null,null,null,null,null,null,null,null,null,null,null,null,null,null,null,null,0]
[null,null,null,"Some residential, surrounded by predominantly agricultural area.",null,null,null,null,null,null,null,null,null,null,null,null,null,null,null,null,0]
[null,null,null,null,null,null,null,null,null,null,null,null,null,null,null,null,null,null,null,null,0]
[null,null,null,null,null,null,null,null,null,null,null,null,null,null,null,null,null,null,null,null,0]
[null,null,null,null,null,null,null,null,null,null,null,null,null,null,null,null,null,null,null,null,{"$f":"IF(S1095=\"\",T1095,S1095)","v":0}]
[null,null,null,null,null,null,null,null,null,null,null,null,null,null,null,null,null,null,null,null,0]
[null,null,null,"MEDIUM SCENARIO",null,null,null,null,null,null,null,null,null,null,null,null,null,null,null,null,0]
[null,null,null,"Summer",null,null,null,null,null,null,null,null,null,null,null,null,null,null,null,null,0]
[null,null,null,"Historical maximum demands have been relatively constant in recent years.",null,null,null,null,null,null,null,null,null,null,null,null,null,null,null,null,0]
[null,null,null,"Load transfers from Mt Gambier occurred in recent years.",null,null,null,null,null,null,null,null,null,null,null,null,null,null,null,null,0]
[null,null,null,"The forecast trend is flat.",null,null,null,null,null,null,null,null,null,null,null,null,null,null,null,null,0]
[null,null,null,"The POE10 offset for PV and EE ranges from 5.4% to 12.4% between 2015 and 2024 with EE contributing 0.3% to 4.7% of the offset.",null,null,null,null,null,null,null,null,null,null,null,null,null,null,null,null,0]
[null,null,null,null,null,null,null,null,null,null,null,null,null,null,null,null,null,null,null,null,0]
[null,null,null,"Winter",null,null,null,null,null,null,null,null,null,null,null,null,null,null,null,null,0]
[null,null,null,"Historical maximum demands have been increasing.",null,null,null,null,null,null,null,null,null,null,null,null,null,null,null,null,0]
[null,null,null,"Load transfers from Mt Gambier occurred in recent years.",null,null,null,null,null,null,null,null,null,null,null,null,null,null,null,null,0]
[null,null,null,"The forecast has an increasing trend.",null,null,null,null,null,null,null,null,null,null,null,null,null,null,null,null,0]
[null,null,null,"The POE10 offset for PV and EE ranges from 0.3% to 3.9% between 2015 and 2024 with EE contributing 0.3% to 3.9% of the offset.",null,null,null,null,null,null,null,null,null,null,null,null,null,null,null,null,0]
[null,null,null,null,null,null,null,null,null,null,null,null,null,null,null,null,null,null,null,null,0]
[null,null,null,"Other",null,null,null,null,null,null,null,null,null,null,null,null,null,null,null,null,0]
[null,null,null,"Blanche is located in the south east of South Australia, near Mt Gambier.",null,null,null,null,null,null,null,null,null,null,null,null,null,null,null,null,0]
[null,null,null,"Load transfers from Mt Gambier occurred in 2010, 2011 and 2013.",null,null,null,null,null,null,null,null,null,null,null,null,null,null,null,null,0]
[null,null,null,"The connection point is weather sensitive in summer and winter.",null,null,null,null,null,null,null,null,null,null,null,null,null,null,null,null,0]
[null,null,null,"Diversity factors: summer = 0.96; winter = 0.97.",null,null,null,null,null,null,null,null,null,null,null,null,null,null,null,null,0]
[null,null,null,"Power factors: summer = 0.94, lagging; winter = 0.96, lagging.",null,null,null,null,null,null,null,null,null,null,null,null,null,null,null,null,0]
[null,null,null,null,null,null,null,null,null,null,null,null,null,null,null,null,null,null,null,null,0]
[null,null,null,null,null,null,null,null,null,null,null,null,null,null,null,null,null,null,null,null,0]
[null,null,null,null,null,null,null,null,null,null,null,null,null,null,null,null,null,null,null,null,0]
[null,null,null,null,null,null,null,null,null,null,null,null,null,null,null,null,null,null,null,null,0]
[null,null,"SA MT BARKER/MT BARKER STH",null,null,null,null,null,null,null,null,null,null,null,null,null,null,null,null,null,0]
[null,null,null,null,null,null,null,null,null,null,null,null,null,null,null,null,null,null,null,null,0]
[null,null,null,"MAIN SECTORS",null,null,null,null,null,null,null,null,null,null,null,null,null,null,null,null,0]
[null,null,null,"Residential area surrounded by predominantly agricultural area.",null,null,null,null,null,null,null,null,null,null,null,null,null,null,null,null,0]
[null,null,null,null,null,null,null,null,null,null,null,null,null,null,null,null,null,null,null,null,0]
[null,null,null,null,null,null,null,null,null,null,null,null,null,null,null,null,null,null,null,null,0]
[null,null,null,null,null,null,null,null,null,null,null,null,null,null,null,null,null,null,null,null,0]
[null,null,null,null,null,null,null,null,null,null,null,null,null,null,null,null,null,null,null,null,0]
[null,null,null,"MEDIUM SCENARIO",null,null,null,null,null,null,null,null,null,null,null,null,null,null,null,null,0]
[null,null,null,"Summer",null,null,null,null,null,null,null,null,null,null,null,null,null,null,null,null,0]
[null,null,null,"Historical maximum demands increased until 2012 and have been fairly stable since.",null,null,null,null,null,null,null,null,null,null,null,null,null,null,null,null,0]
[null,null,null,"The forecast has a flat trend.",null,null,null,null,null,null,null,null,null,null,null,null,null,null,null,null,0]
[null,null,null,"PVand energy efficiency offsets are expected to contribute to the flat forecast trend.",null,null,null,null,null,null,null,null,null,null,null,null,null,null,null,null,0]
[null,null,null,"The POE10 offset for PV and EE ranges from 2.7% to 10.5% between 2015 and 2024 with EE contributing 0.4% to 5.8% of the offset.",null,null,null,null,null,null,null,null,null,null,null,null,null,null,null,null,0]
[null,null,null,null,null,null,null,null,null,null,null,null,null,null,null,null,null,null,null,null,0]
[null,null,null,"Winter",null,null,null,null,null,null,null,null,null,null,null,null,null,null,null,null,0]
[null,null,null,"Historical maximum demands increased until 2012 and have been fairly stable since.",null,null,null,null,null,null,null,null,null,null,null,null,null,null,null,null,0]
[null,null,null,"The forecast has an increasing trend.",null,null,null,null,null,null,null,null,null,null,null,null,null,null,null,null,0]
[null,null,null,"It includes system-level growth that is incorporated through reconciliation to the system-level forecast.",null,null,null,null,null,null,null,null,null,null,null,null,null,null,null,null,0]
[null,null,null,"The POE10 offset for PV and EE ranges from 0.4% to 4.8% between 2015 and 2024 with EE contributing 0.4% to 4.8% of the offset.",null,null,null,null,null,null,null,null,null,null,null,null,null,null,null,null,0]
[null,null,null,null,null,null,null,null,null,null,null,null,null,null,null,null,null,null,null,null,0]
[null,null,null,"Other",null,null,null,null,null,null,null,null,null,null,null,null,null,null,null,null,0]
[null,null,null,"Mt Barker and Mt Barker South are configured as a meshed network.",null,null,null,null,null,null,null,null,null,null,null,null,null,null,null,null,0]
[null,null,null,"This region has seen strong residential growth in recent years and the 30-year Plan (SA Government) suggests further growth is possible.",null,null,null,null,null,null,null,null,null,null,null,null,null,null,null,null,0]
[null,null,null,"Diversity factors: summer = 0.96; winter = 0.93.",null,null,null,null,null,null,null,null,null,null,null,null,null,null,null,null,0]
[null,null,null,"Power factors: summer = 0.99, lagging; winter = 0.99, lagging.",null,null,null,null,null,null,null,null,null,null,null,null,null,null,null,null,0]
[null,null,null,null,null,null,null,null,null,null,null,null,null,null,null,null,null,null,null,null,0]
[null,null,null,null,null,null,null,null,null,null,null,null,null,null,null,null,null,null,null,null,0]
[null,null,null,null,null,null,null,null,null,null,null,null,null,null,null,null,null,null,null,null,0]
[null,null,null,null,null,null,null,null,null,null,null,null,null,null,null,null,null,null,null,null,0]
[null,null,null,null,null,null,null,null,null,null,null,null,null,null,null,null,null,null,null,null,0]
[null,null,"SA SNUGGERY INDUSTRIAL",null,null,null,null,null,null,null,null,null,null,null,null,null,null,null,null,null,0]
[null,null,null,null,null,null,null,null,null,null,null,null,null,null,null,null,null,null,null,null,0]
[null,null,null,"MAIN SECTORS",null,null,null,null,null,null,null,null,null,null,null,null,null,null,null,null,0]
[null,null,null,"Predominantly agricultural area, but with some industrial area.",null,null,null,null,null,null,null,null,null,null,null,null,null,null,null,null,0]
[null,null,null,null,null,null,null,null,null,null,null,null,null,null,null,null,null,null,null,null,0]
[null,null,null,null,null,null,null,null,null,null,null,null,null,null,null,null,null,null,null,null,0]
[null,null,null,null,null,null,null,null,null,null,null,null,null,null,null,null,null,null,null,null,0]
[null,null,null,null,null,null,null,null,null,null,null,null,null,null,null,null,null,null,null,null,0]
[null,null,null,"MEDIUM SCENARIO",null,null,null,null,null,null,null,null,null,null,null,null,null,null,null,null,{"$f":"IF(S1159=\"\",T1159,S1159)","v":0}]
[null,null,null,"Summer",null,null,null,null,null,null,null,null,null,null,null,null,null,null,null,null,0]
[null,null,null,"Forecast maximum demands are lower than those observed prior to 2014.",null,null,null,null,null,null,null,null,null,null,null,null,null,null,null,null,0]
[null,null,null,"Lower demands are expected given the recent installation of an embedded co-generation plant at an industrial facility.",null,null,null,null,null,null,null,null,null,null,null,null,null,null,null,null,0]
[null,null,null,"The POE10 offset for PV and EE is nil between 2015 and 2024.",null,null,null,null,null,null,null,null,null,null,null,null,null,null,null,null,0]
[null,null,null,null,null,null,null,null,null,null,null,null,null,null,null,null,null,null,null,null,0]
[null,null,null,null,null,null,null,null,null,null,null,null,null,null,null,null,null,null,null,null,0]
[null,null,null,"Winter",null,null,null,null,null,null,null,null,null,null,null,null,null,null,null,null,0]
[null,null,null,"Forecast maximum demands are lower than those observed prior to 2014.",null,null,null,null,null,null,null,null,null,null,null,null,null,null,null,null,0]
[null,null,null,"Lower demands are expected given the recent installation of an embedded co-generation plant at an industrial facility.",null,null,null,null,null,null,null,null,null,null,null,null,null,null,null,null,0]
[null,null,null,"The POE10 offset for PV and EE is nil between 2015 and 2024.",null,null,null,null,null,null,null,null,null,null,null,null,null,null,null,null,0]
[null,null,null,null,null,null,null,null,null,null,null,null,null,null,null,null,null,null,null,null,0]
[null,null,null,null,null,null,null,null,null,null,null,null,null,null,null,null,null,null,null,null,0]
[null,null,null,"Other",null,null,null,null,null,null,null,null,null,null,null,null,null,null,null,null,0]
[null,null,null,"30 MW of wind generation is embedded at this connection point and is assumed to be operating at 0 MW in the forecasts.",null,null,null,null,null,null,null,null,null,null,null,null,null,null,null,null,0]
[null,null,null,"Commercial agreements to limit MD at industrial facilities are not included in the forecasts. When in place these agreements can limit demand.",null,null,null,null,null,null,null,null,null,null,null,null,null,null,null,null,0]
[null,null,null,"The connection point is not weather sensitive.",null,null,null,null,null,null,null,null,null,null,null,null,null,null,null,null,0]
[null,null,null,"Diversity factors: summer = 0.73; winter = 0.69.",null,null,null,null,null,null,null,null,null,null,null,null,null,null,null,null,0]
[null,null,null,"Power factors: summer = 0.94, lagging; winter = 0.92, lagging.",null,null,null,null,null,null,null,null,null,null,null,null,null,null,null,null,0]
[null,null,null,null,null,null,null,null,null,null,null,null,null,null,null,null,null,null,null,null,0]
[null,null,null,null,null,null,null,null,null,null,null,null,null,null,null,null,null,null,null,null,0]
[null,null,null,null,null,null,null,null,null,null,null,null,null,null,null,null,null,null,null,null,0]
[null,null,null,null,null,null,null,null,null,null,null,null,null,null,null,null,null,null,null,null,0]
[null,null,"SA WHYALLA CENTRAL/TERMINAL",null,null,null,null,null,null,null,null,null,null,null,null,null,null,null,null,null,0]
[null,null,null,null,null,null,null,null,null,null,null,null,null,null,null,null,null,null,null,null,0]
[null,null,null,"MAIN SECTORS",null,null,null,null,null,null,null,null,null,null,null,null,null,null,null,null,0]
[null,null,null,"Parkland with residential and commercial area nearby.",null,null,null,null,null,null,null,null,null,null,null,null,null,null,null,null,0]
[null,null,null,null,null,null,null,null,null,null,null,null,null,null,null,null,null,null,null,null,0]
[null,null,null,null,null,null,null,null,null,null,null,null,null,null,null,null,null,null,null,null,0]
[null,null,null,null,null,null,null,null,null,null,null,null,null,null,null,null,null,null,null,null,0]
[null,null,null,null,null,null,null,null,null,null,null,null,null,null,null,null,null,null,null,null,0]
[null,null,null,"MEDIUM SCENARIO",null,null,null,null,null,null,null,null,null,null,null,null,null,null,null,null,0]
[null,null,null,"Summer",null,null,null,null,null,null,null,null,null,null,null,null,null,null,null,null,0]
[null,null,null,"Changes in maximum demand tend to be driven by industrial activity in the region.",null,null,null,null,null,null,null,null,null,null,null,null,null,null,null,null,0]
[null,null,null,"The forecast trend is flat.",null,null,null,null,null,null,null,null,null,null,null,null,null,null,null,null,0]
[null,null,null,"The POE10 offset for PV and EE ranges from 4% to 7.7% between 2015 and 2024 with EE contributing 0.2% to 2.5% of the offset.",null,null,null,null,null,null,null,null,null,null,null,null,null,null,null,null,0]
[null,null,null,null,null,null,null,null,null,null,null,null,null,null,null,null,null,null,null,null,0]
[null,null,null,null,null,null,null,null,null,null,null,null,null,null,null,null,null,null,null,null,0]
[null,null,null,"Winter",null,null,null,null,null,null,null,null,null,null,null,null,null,null,null,null,0]
[null,null,null,"Changes in maximum demand tend to be driven by industrial activity in the region.",null,null,null,null,null,null,null,null,null,null,null,null,null,null,null,null,0]
[null,null,null,"The forecast trend is flat.",null,null,null,null,null,null,null,null,null,null,null,null,null,null,null,null,0]
[null,null,null,"The forecasts include estimates of industrial demand under normal operation.",null,null,null,null,null,null,null,null,null,null,null,null,null,null,null,null,0]
[null,null,null,"Abnormal events have lead to higher demand in previous years.",null,null,null,null,null,null,null,null,null,null,null,null,null,null,null,null,0]
[null,null,null,"The POE10 offset for PV and EE ranges from 0.2% to 3.4% between 2015 and 2024 with EE contributing 0.2% to 3.4% of the offset.",null,null,null,null,null,null,null,null,null,null,null,null,null,null,null,null,0]
[null,null,null,"Other",null,null,null,null,null,null,null,null,null,null,null,null,null,null,null,null,0]
[null,null,null,"Whyalla central and Whyalla terminal are configured as a meshed network.",null,null,null,null,null,null,null,null,null,null,null,null,null,null,null,null,0]
[null,null,null,"Whyalla central will become the sole connection point as Whyalla terminal is retired.",null,null,null,null,null,null,null,null,null,null,null,null,null,null,null,null,0]
[null,null,null,"Diversity factors: summer = 0.81; winter = 0.89.",null,null,null,null,null,null,null,null,null,null,null,null,null,null,null,null,0]
[null,null,null,"Power factors: summer = 0.98, lagging; winter = 0.99, lagging.",null,null,null,null,null,null,null,null,null,null,null,null,null,null,null,null,0]
[null,null,null,null,null,null,null,null,null,null,null,null,null,null,null,null,null,null,null,null,0]
[null,null,null,null,null,null,null,null,null,null,null,null,null,null,null,null,null,null,null,null,0]
[null,null,null,null,null,null,null,null,null,null,null,null,null,null,null,null,null,null,null,null,0]
[null,null,null,null,null,null,null,null,null,null,null,null,null,null,null,null,null,null,null,null,0]
[null,null,null,null,null,null,null,null,null,null,null,null,null,null,null,null,null,null,null,null,0]
[null,null,"SA STONY POINT",null,null,null,null,null,null,null,null,null,null,null,null,null,null,null,null,null,0]
[null,null,null,null,null,null,null,null,null,null,null,null,null,null,null,null,null,null,null,null,0]
[null,null,null,"MAIN SECTORS",null,null,null,null,null,null,null,null,null,null,null,null,null,null,null,null,0]
[null,null,null,"Predominantly rural and industrial area.",null,null,null,null,null,null,null,null,null,null,null,null,null,null,null,null,0]
[null,null,null,null,null,null,null,null,null,null,null,null,null,null,null,null,null,null,null,null,0]
[null,null,null,null,null,null,null,null,null,null,null,null,null,null,null,null,null,null,null,null,0]
[null,null,null,null,null,null,null,null,null,null,null,null,null,null,null,null,null,null,null,null,0]
[null,null,null,null,null,null,null,null,null,null,null,null,null,null,null,null,null,null,null,null,0]
[null,null,null,"MEDIUM SCENARIO",null,null,null,null,null,null,null,null,null,null,null,null,null,null,null,null,0]
[null,null,null,"Summer",null,null,null,null,null,null,null,null,null,null,null,null,null,null,null,null,0]
[null,null,null,"Future maximum demand trends are forecast to have slight growth.",null,null,null,null,null,null,null,null,null,null,null,null,null,null,null,null,{"$f":"IF(S1223=\"\",T1223,S1223)","v":0}]
[null,null,null,"The POE10 offset for PV and EE ranges from 0.7% to 1.6% between 2015 and 2024 with EE contributing 0.6% to 1.6% of the offset.",null,null,null,null,null,null,null,null,null,null,null,null,null,null,null,null,0]
[null,null,null,null,null,null,null,null,null,null,null,null,null,null,null,null,null,null,null,null,0]
[null,null,null,null,null,null,null,null,null,null,null,null,null,null,null,null,null,null,null,null,0]
[null,null,null,null,null,null,null,null,null,null,null,null,null,null,null,null,null,null,null,null,0]
[null,null,null,"Winter",null,null,null,null,null,null,null,null,null,null,null,null,null,null,null,null,0]
[null,null,null,"Future maximum demand trends are forecast to have no growth.",null,null,null,null,null,null,null,null,null,null,null,null,null,null,null,null,0]
[null,null,null,"The POE10 offset for PV and EE ranges from 1% to 1.6% between 2015 and 2024 with EE contributing 0.9% to 1.6% of the offset.",null,null,null,null,null,null,null,null,null,null,null,null,null,null,null,null,0]
[null,null,null,null,null,null,null,null,null,null,null,null,null,null,null,null,null,null,null,null,0]
[null,null,null,null,null,null,null,null,null,null,null,null,null,null,null,null,null,null,null,null,0]
[null,null,null,null,null,null,null,null,null,null,null,null,null,null,null,null,null,null,null,null,0]
[null,null,null,"Other",null,null,null,null,null,null,null,null,null,null,null,null,null,null,null,null,0]
[null,null,null,"Stony Point is a small distribution network that tends to peak during holiday periods.",null,null,null,null,null,null,null,null,null,null,null,null,null,null,null,null,0]
[null,null,null,"The forecasts include a block load increase for a new diesel terminal expected to be completed by 2017.",null,null,null,null,null,null,null,null,null,null,null,null,null,null,null,null,0]
[null,null,null,"Other industrial facilities are in the area, but are directly connected to the transmission network.",null,null,null,null,null,null,null,null,null,null,null,null,null,null,null,null,0]
[null,null,null,"The connection point is weather sensitive in summer and winter.",null,null,null,null,null,null,null,null,null,null,null,null,null,null,null,null,0]
[null,null,null,"Diversity factors: summer = 0.82; winter = 0.91.",null,null,null,null,null,null,null,null,null,null,null,null,null,null,null,null,0]
[null,null,null,"Power factors: summer = 0.85, lagging; winter = 0.85, lagging.",null,null,null,null,null,null,null,null,null,null,null,null,null,null,null,null,0]
[null,null,null,"",null,null,null,null,null,null,null,null,null,null,null,null,null,null,null,null,0]
[null,null,null,"",null,null,null,null,null,null,null,null,null,null,null,null,null,null,null,null,0]
[null,null,null,"",null,null,null,null,null,null,null,null,null,null,null,null,null,null,null,null,0]
[null,null,"SA Spare ",null,null,null,null,null,null,null,null,null,null,null,null,null,null,null,null,null,0]
[null,null,null,null,null,null,null,null,null,null,null,null,null,null,null,null,null,null,null,null,0]
[null,null,null,"MAIN SECTORS",null,null,null,null,null,null,null,null,null,null,null,null,null,null,null,null,0]
[null,null,null,null,null,null,null,null,null,null,null,null,null,null,null,null,null,null,null,null,0]
[null,null,null,null,null,null,null,null,null,null,null,null,null,null,null,null,null,null,null,null,0]
[null,null,null,null,null,null,null,null,null,null,null,null,null,null,null,null,null,null,null,null,0]
[null,null,null,null,null,null,null,null,null,null,null,null,null,null,null,null,null,null,null,null,0]
[null,null,null,null,null,null,null,null,null,null,null,null,null,null,null,null,null,null,null,null,0]
[null,null,null,"MEDIUM SCENARIO",null,null,null,null,null,null,null,null,null,null,null,null,null,null,null,null,0]
[null,null,null,"Summer",null,null,null,null,null,null,null,null,null,null,null,null,null,null,null,null,0]
[null,null,null,null,null,null,null,null,null,null,null,null,null,null,null,null,null,null,null,null,0]
[null,null,null,null,null,null,null,null,null,null,null,null,null,null,null,null,null,null,null,null,0]
[null,null,null,null,null,null,null,null,null,null,null,null,null,null,null,null,null,null,null,null,0]
[null,null,null,null,null,null,null,null,null,null,null,null,null,null,null,null,null,null,null,null,0]
[null,null,null,null,null,null,null,null,null,null,null,null,null,null,null,null,null,null,null,null,0]
[null,null,null,"Winter",null,null,null,null,null,null,null,null,null,null,null,null,null,null,null,null,0]
[null,null,null,null,null,null,null,null,null,null,null,null,null,null,null,null,null,null,null,null,0]
[null,null,null,null,null,null,null,null,null,null,null,null,null,null,null,null,null,null,null,null,0]
[null,null,null,null,null,null,null,null,null,null,null,null,null,null,null,null,null,null,null,null,0]
[null,null,null,null,null,null,null,null,null,null,null,null,null,null,null,null,null,null,null,null,0]
[null,null,null,null,null,null,null,null,null,null,null,null,null,null,null,null,null,null,null,null,0]
[null,null,null,"Other",null,null,null,null,null,null,null,null,null,null,null,null,null,null,null,null,0]
[null,null,null,null,null,null,null,null,null,null,null,null,null,null,null,null,null,null,null,null,0]
[null,null,null,null,null,null,null,null,null,null,null,null,null,null,null,null,null,null,null,null,0]
[null,null,null,null,null,null,null,null,null,null,null,null,null,null,null,null,null,null,null,null,0]
[null,null,null,null,null,null,null,null,null,null,null,null,null,null,null,null,null,null,null,null,0]
[null,null,null,null,null,null,null,null,null,null,null,null,null,null,null,null,null,null,null,null,0]
[null,null,null,null,null,null,null,null,null,null,null,null,null,null,null,null,null,null,null,null,0]
[null,null,null,null,null,null,null,null,null,null,null,null,null,null,null,null,null,null,null,null,0]
[null,null,null,null,null,null,null,null,null,null,null,null,null,null,null,null,null,null,null,null,0]
[null,null,null,null,null,null,null,null,null,null,null,null,null,null,null,null,null,null,null,null,0]
[null,null,"SA Spare ",null,null,null,null,null,null,null,null,null,null,null,null,null,null,null,null,null,0]
[null,null,null,null,null,null,null,null,null,null,null,null,null,null,null,null,null,null,null,null,0]
[null,null,null,"MAIN SECTORS",null,null,null,null,null,null,null,null,null,null,null,null,null,null,null,null,0]
[null,null,null,null,null,null,null,null,null,null,null,null,null,null,null,null,null,null,null,null,0]
[null,null,null,null,null,null,null,null,null,null,null,null,null,null,null,null,null,null,null,null,0]
[null,null,null,null,null,null,null,null,null,null,null,null,null,null,null,null,null,null,null,null,0]
[null,null,null,null,null,null,null,null,null,null,null,null,null,null,null,null,null,null,null,null,0]
[null,null,null,null,null,null,null,null,null,null,null,null,null,null,null,null,null,null,null,null,0]
[null,null,null,"MEDIUM SCENARIO",null,null,null,null,null,null,null,null,null,null,null,null,null,null,null,null,0]
[null,null,null,"Summer",null,null,null,null,null,null,null,null,null,null,null,null,null,null,null,null,0]
[null,null,null,null,null,null,null,null,null,null,null,null,null,null,null,null,null,null,null,null,0]
[null,null,null,null,null,null,null,null,null,null,null,null,null,null,null,null,null,null,null,null,0]
[null,null,null,null,null,null,null,null,null,null,null,null,null,null,null,null,null,null,null,null,{"$f":"IF(S1287=\"\",T1287,S1287)","v":0}]
[null,null,null,null,null,null,null,null,null,null,null,null,null,null,null,null,null,null,null,null,0]
[null,null,null,null,null,null,null,null,null,null,null,null,null,null,null,null,null,null,null,null,0]
[null,null,null,"Winter",null,null,null,null,null,null,null,null,null,null,null,null,null,null,null,null,0]
[null,null,null,null,null,null,null,null,null,null,null,null,null,null,null,null,null,null,null,null,0]
[null,null,null,null,null,null,null,null,null,null,null,null,null,null,null,null,null,null,null,null,0]
[null,null,null,null,null,null,null,null,null,null,null,null,null,null,null,null,null,null,null,null,0]
[null,null,null,null,null,null,null,null,null,null,null,null,null,null,null,null,null,null,null,null,0]
[null,null,null,null,null,null,null,null,null,null,null,null,null,null,null,null,null,null,null,null,0]
[null,null,null,"Other",null,null,null,null,null,null,null,null,null,null,null,null,null,null,null,null,0]
[null,null,null,null,null,null,null,null,null,null,null,null,null,null,null,null,null,null,null,null,0]
[null,null,null,null,null,null,null,null,null,null,null,null,null,null,null,null,null,null,null,null,0]
[null,null,null,null,null,null,null,null,null,null,null,null,null,null,null,null,null,null,null,null,0]
[null,null,null,null,null,null,null,null,null,null,null,null,null,null,null,null,null,null,null,null,0]
[null,null,null,null,null,null,null,null,null,null,null,null,null,null,null,null,null,null,null,null,0]
[null,null,null,null,null,null,null,null,null,null,null,null,null,null,null,null,null,null,null,null,0]
[null,null,null,null,null,null,null,null,null,null,null,null,null,null,null,null,null,null,null,null,0]
[null,null,null,null,null,null,null,null,null,null,null,null,null,null,null,null,null,null,null,null,0]
[null,null,null,null,null,null,null,null,null,null,null,null,null,null,null,null,null,null,null,null,0]
[null,null,"SA Spare ",null,null,null,null,null,null,null,null,null,null,null,null,null,null,null,null,null,0]
[null,null,null,null,null,null,null,null,null,null,null,null,null,null,null,null,null,null,null,null,0]
[null,null,null,"MAIN SECTORS",null,null,null,null,null,null,null,null,null,null,null,null,null,null,null,null,0]
[null,null,null,null,null,null,null,null,null,null,null,null,null,null,null,null,null,null,null,null,0]
[null,null,null,null,null,null,null,null,null,null,null,null,null,null,null,null,null,null,null,null,0]
[null,null,null,null,null,null,null,null,null,null,null,null,null,null,null,null,null,null,null,null,0]
[null,null,null,null,null,null,null,null,null,null,null,null,null,null,null,null,null,null,null,null,0]
[null,null,null,null,null,null,null,null,null,null,null,null,null,null,null,null,null,null,null,null,0]
[null,null,null,"MEDIUM SCENARIO",null,null,null,null,null,null,null,null,null,null,null,null,null,null,null,null,0]
[null,null,null,"Summer",null,null,null,null,null,null,null,null,null,null,null,null,null,null,null,null,0]
[null,null,null,null,null,null,null,null,null,null,null,null,null,null,null,null,null,null,null,null,0]
[null,null,null,null,null,null,null,null,null,null,null,null,null,null,null,null,null,null,null,null,0]
[null,null,null,null,null,null,null,null,null,null,null,null,null,null,null,null,null,null,null,null,0]
[null,null,null,null,null,null,null,null,null,null,null,null,null,null,null,null,null,null,null,null,0]
[null,null,null,null,null,null,null,null,null,null,null,null,null,null,null,null,null,null,null,null,0]
[null,null,null,"Winter",null,null,null,null,null,null,null,null,null,null,null,null,null,null,null,null,0]
[null,null,null,null,null,null,null,null,null,null,null,null,null,null,null,null,null,null,null,null,0]
[null,null,null,null,null,null,null,null,null,null,null,null,null,null,null,null,null,null,null,null,0]
[null,null,null,null,null,null,null,null,null,null,null,null,null,null,null,null,null,null,null,null,0]
[null,null,null,null,null,null,null,null,null,null,null,null,null,null,null,null,null,null,null,null,0]
[null,null,null,null,null,null,null,null,null,null,null,null,null,null,null,null,null,null,null,null,0]
[null,null,null,"Other",null,null,null,null,null,null,null,null,null,null,null,null,null,null,null,null,0]
[null,null,null,null,null,null,null,null,null,null,null,null,null,null,null,null,null,null,null,null,0]
[null,null,null,null,null,null,null,null,null,null,null,null,null,null,null,null,null,null,null,null,0]
[null,null,null,null,null,null,null,null,null,null,null,null,null,null,null,null,null,null,null,null,0]
[null,null,null,null,null,null,null,null,null,null,null,null,null,null,null,null,null,null,null,null,0]
[null,null,null,null,null,null,null,null,null,null,null,null,null,null,null,null,null,null,null,null,0]
[null,null,null,null,null,null,null,null,null,null,null,null,null,null,null,null,null,null,null,null,0]
[null,null,null,null,null,null,null,null,null,null,null,null,null,null,null,null,null,null,null,null,0]
[null,null,null,null,null,null,null,null,null,null,null,null,null,null,null,null,null,null,null,null,0]
[null,null,null,null,null,null,null,null,null,null,null,null,null,null,null,null,null,null,null,null,0]
[null,null,"SA Spare ",null,null,null,null,null,null,null,null,null,null,null,null,null,null,null,null,null,0]
[null,null,null,null,null,null,null,null,null,null,null,null,null,null,null,null,null,null,null,null,0]
[null,null,null,"MAIN SECTORS",null,null,null,null,null,null,null,null,null,null,null,null,null,null,null,null,0]
[null,null,null,null,null,null,null,null,null,null,null,null,null,null,null,null,null,null,null,null,0]
[null,null,null,null,null,null,null,null,null,null,null,null,null,null,null,null,null,null,null,null,0]
[null,null,null,null,null,null,null,null,null,null,null,null,null,null,null,null,null,null,null,null,0]
[null,null,null,null,null,null,null,null,null,null,null,null,null,null,null,null,null,null,null,null,0]
[null,null,null,null,null,null,null,null,null,null,null,null,null,null,null,null,null,null,null,null,0]
[null,null,null,"MEDIUM SCENARIO",null,null,null,null,null,null,null,null,null,null,null,null,null,null,null,null,0]
[null,null,null,"Summer",null,null,null,null,null,null,null,null,null,null,null,null,null,null,null,null,0]
[null,null,null,null,null,null,null,null,null,null,null,null,null,null,null,null,null,null,null,null,0]
[null,null,null,null,null,null,null,null,null,null,null,null,null,null,null,null,null,null,null,null,0]
[null,null,null,null,null,null,null,null,null,null,null,null,null,null,null,null,null,null,null,null,0]
[null,null,null,null,null,null,null,null,null,null,null,null,null,null,null,null,null,null,null,null,0]
[null,null,null,null,null,null,null,null,null,null,null,null,null,null,null,null,null,null,null,null,{"$f":"IF(S1351=\"\",T1351,S1351)","v":0}]
[null,null,null,"Winter",null,null,null,null,null,null,null,null,null,null,null,null,null,null,null,null,0]
[null,null,null,null,null,null,null,null,null,null,null,null,null,null,null,null,null,null,null,null,0]
[null,null,null,null,null,null,null,null,null,null,null,null,null,null,null,null,null,null,null,null,0]
[null,null,null,null,null,null,null,null,null,null,null,null,null,null,null,null,null,null,null,null,0]
[null,null,null,null,null,null,null,null,null,null,null,null,null,null,null,null,null,null,null,null,0]
[null,null,null,null,null,null,null,null,null,null,null,null,null,null,null,null,null,null,null,null,0]
[null,null,null,"Other",null,null,null,null,null,null,null,null,null,null,null,null,null,null,null,null,0]
[null,null,null,null,null,null,null,null,null,null,null,null,null,null,null,null,null,null,null,null,0]
[null,null,null,null,null,null,null,null,null,null,null,null,null,null,null,null,null,null,null,null,0]
[null,null,null,null,null,null,null,null,null,null,null,null,null,null,null,null,null,null,null,null,0]
[null,null,null,null,null,null,null,null,null,null,null,null,null,null,null,null,null,null,null,null,0]
[null,null,null,null,null,null,null,null,null,null,null,null,null,null,null,null,null,null,null,null,0]
[null,null,null,null,null,null,null,null,null,null,null,null,null,null,null,null,null,null,null,null,0]
[null,null,null,null,null,null,null,null,null,null,null,null,null,null,null,null,null,null,null,null,0]
[null,null,null,null,null,null,null,null,null,null,null,null,null,null,null,null,null,null,null,null,0]
[null,null,null,null,null,null,null,null,null,null,null,null,null,null,null,null,null,null,null,null,0]
[null,null,"SA Spare ",null,null,null,null,null,null,null,null,null,null,null,null,null,null,null,null,null,0]
[null,null,null,null,null,null,null,null,null,null,null,null,null,null,null,null,null,null,null,null,0]
[null,null,null,"MAIN SECTORS",null,null,null,null,null,null,null,null,null,null,null,null,null,null,null,null,0]
[null,null,null,null,null,null,null,null,null,null,null,null,null,null,null,null,null,null,null,null,0]
[null,null,null,null,null,null,null,null,null,null,null,null,null,null,null,null,null,null,null,null,0]
[null,null,null,null,null,null,null,null,null,null,null,null,null,null,null,null,null,null,null,null,0]
[null,null,null,null,null,null,null,null,null,null,null,null,null,null,null,null,null,null,null,null,0]
[null,null,null,null,null,null,null,null,null,null,null,null,null,null,null,null,null,null,null,null,0]
[null,null,null,"MEDIUM SCENARIO",null,null,null,null,null,null,null,null,null,null,null,null,null,null,null,null,0]
[null,null,null,"Summer",null,null,null,null,null,null,null,null,null,null,null,null,null,null,null,null,0]
[null,null,null,null,null,null,null,null,null,null,null,null,null,null,null,null,null,null,null,null,0]
[null,null,null,null,null,null,null,null,null,null,null,null,null,null,null,null,null,null,null,null,0]
[null,null,null,null,null,null,null,null,null,null,null,null,null,null,null,null,null,null,null,null,0]
[null,null,null,null,null,null,null,null,null,null,null,null,null,null,null,null,null,null,null,null,0]
[null,null,null,null,null,null,null,null,null,null,null,null,null,null,null,null,null,null,null,null,0]
[null,null,null,"Winter",null,null,null,null,null,null,null,null,null,null,null,null,null,null,null,null,0]
[null,null,null,null,null,null,null,null,null,null,null,null,null,null,null,null,null,null,null,null,0]
[null,null,null,null,null,null,null,null,null,null,null,null,null,null,null,null,null,null,null,null,0]
[null,null,null,null,null,null,null,null,null,null,null,null,null,null,null,null,null,null,null,null,0]
[null,null,null,null,null,null,null,null,null,null,null,null,null,null,null,null,null,null,null,null,0]
[null,null,null,null,null,null,null,null,null,null,null,null,null,null,null,null,null,null,null,null,0]
[null,null,null,"Other",null,null,null,null,null,null,null,null,null,null,null,null,null,null,null,null,0]
[null,null,null,null,null,null,null,null,null,null,null,null,null,null,null,null,null,null,null,null,0]
[null,null,null,null,null,null,null,null,null,null,null,null,null,null,null,null,null,null,null,null,0]
[null,null,null,null,null,null,null,null,null,null,null,null,null,null,null,null,null,null,null,null,0]
[null,null,null,null,null,null,null,null,null,null,null,null,null,null,null,null,null,null,null,null,0]
[null,null,null,null,null,null,null,null,null,null,null,null,null,null,null,null,null,null,null,null,0]
[null,null,null,null,null,null,null,null,null,null,null,null,null,null,null,null,null,null,null,null,0]
[null,null,null,null,null,null,null,null,null,null,null,null,null,null,null,null,null,null,null,null,0]
[null,null,null,null,null,null,null,null,null,null,null,null,null,null,null,null,null,null,null,null,0]
[null,null,null,null,null,null,null,null,null,null,null,null,null,null,null,null,null,null,null,null,0]
[null,null,"SA Spare ",null,null,null,null,null,null,null,null,null,null,null,null,null,null,null,null,null,0]
[null,null,null,null,null,null,null,null,null,null,null,null,null,null,null,null,null,null,null,null,0]
[null,null,null,"MAIN SECTORS",null,null,null,null,null,null,null,null,null,null,null,null,null,null,null,null,0]
[null,null,null,null,null,null,null,null,null,null,null,null,null,null,null,null,null,null,null,null,0]
[null,null,null,null,null,null,null,null,null,null,null,null,null,null,null,null,null,null,null,null,0]
[null,null,null,null,null,null,null,null,null,null,null,null,null,null,null,null,null,null,null,null,0]
[null,null,null,null,null,null,null,null,null,null,null,null,null,null,null,null,null,null,null,null,0]
[null,null,null,null,null,null,null,null,null,null,null,null,null,null,null,null,null,null,null,null,0]
[null,null,null,"MEDIUM SCENARIO",null,null,null,null,null,null,null,null,null,null,null,null,null,null,null,null,0]
[null,null,null,"Summer",null,null,null,null,null,null,null,null,null,null,null,null,null,null,null,null,0]
[null,null,null,null,null,null,null,null,null,null,null,null,null,null,null,null,null,null,null,null,0]
[null,null,null,null,null,null,null,null,null,null,null,null,null,null,null,null,null,null,null,null,0]
[null,null,null,null,null,null,null,null,null,null,null,null,null,null,null,null,null,null,null,null,0]
[null,null,null,null,null,null,null,null,null,null,null,null,null,null,null,null,null,null,null,null,0]
[null,null,null,null,null,null,null,null,null,null,null,null,null,null,null,null,null,null,null,null,0]
[null,null,null,"Winter",null,null,null,null,null,null,null,null,null,null,null,null,null,null,null,null,0]
[null,null,null,null,null,null,null,null,null,null,null,null,null,null,null,null,null,null,null,null,{"$f":"IF(S1415=\"\",T1415,S1415)","v":0}]
[null,null,null,null,null,null,null,null,null,null,null,null,null,null,null,null,null,null,null,null,0]
[null,null,null,null,null,null,null,null,null,null,null,null,null,null,null,null,null,null,null,null,0]
[null,null,null,null,null,null,null,null,null,null,null,null,null,null,null,null,null,null,null,null,0]
[null,null,null,null,null,null,null,null,null,null,null,null,null,null,null,null,null,null,null,null,0]
[null,null,null,"Other",null,null,null,null,null,null,null,null,null,null,null,null,null,null,null,null,0]
[null,null,null,null,null,null,null,null,null,null,null,null,null,null,null,null,null,null,null,null,0]
[null,null,null,null,null,null,null,null,null,null,null,null,null,null,null,null,null,null,null,null,0]
[null,null,null,null,null,null,null,null,null,null,null,null,null,null,null,null,null,null,null,null,0]
[null,null,null,null,null,null,null,null,null,null,null,null,null,null,null,null,null,null,null,null,0]
[null,null,null,null,null,null,null,null,null,null,null,null,null,null,null,null,null,null,null,null,0]
[null,null,null,null,null,null,null,null,null,null,null,null,null,null,null,null,null,null,null,null,0]
[null,null,null,null,null,null,null,null,null,null,null,null,null,null,null,null,null,null,null,null,0]
[null,null,null,null,null,null,null,null,null,null,null,null,null,null,null,null,null,null,null,null,0]
[null,null,null,null,null,null,null,null,null,null,null,null,null,null,null,null,null,null,null,null,0]
[null,null,"SA Spare ",null,null,null,null,null,null,null,null,null,null,null,null,null,null,null,null,null,0]
[null,null,null,null,null,null,null,null,null,null,null,null,null,null,null,null,null,null,null,null,0]
[null,null,null,"MAIN SECTORS",null,null,null,null,null,null,null,null,null,null,null,null,null,null,null,null,0]
[null,null,null,null,null,null,null,null,null,null,null,null,null,null,null,null,null,null,null,null,0]
[null,null,null,null,null,null,null,null,null,null,null,null,null,null,null,null,null,null,null,null,0]
[null,null,null,null,null,null,null,null,null,null,null,null,null,null,null,null,null,null,null,null,0]
[null,null,null,null,null,null,null,null,null,null,null,null,null,null,null,null,null,null,null,null,0]
[null,null,null,null,null,null,null,null,null,null,null,null,null,null,null,null,null,null,null,null,0]
[null,null,null,"MEDIUM SCENARIO",null,null,null,null,null,null,null,null,null,null,null,null,null,null,null,null,0]
[null,null,null,"Summer",null,null,null,null,null,null,null,null,null,null,null,null,null,null,null,null,0]
[null,null,null,null,null,null,null,null,null,null,null,null,null,null,null,null,null,null,null,null,0]
[null,null,null,null,null,null,null,null,null,null,null,null,null,null,null,null,null,null,null,null,0]
[null,null,null,null,null,null,null,null,null,null,null,null,null,null,null,null,null,null,null,null,0]
[null,null,null,null,null,null,null,null,null,null,null,null,null,null,null,null,null,null,null,null,0]
[null,null,null,null,null,null,null,null,null,null,null,null,null,null,null,null,null,null,null,null,0]
[null,null,null,"Winter",null,null,null,null,null,null,null,null,null,null,null,null,null,null,null,null,0]
[null,null,null,null,null,null,null,null,null,null,null,null,null,null,null,null,null,null,null,null,0]
[null,null,null,null,null,null,null,null,null,null,null,null,null,null,null,null,null,null,null,null,0]
[null,null,null,null,null,null,null,null,null,null,null,null,null,null,null,null,null,null,null,null,0]
[null,null,null,null,null,null,null,null,null,null,null,null,null,null,null,null,null,null,null,null,0]
[null,null,null,null,null,null,null,null,null,null,null,null,null,null,null,null,null,null,null,null,0]
[null,null,null,"Other",null,null,null,null,null,null,null,null,null,null,null,null,null,null,null,null,0]
[null,null,null,null,null,null,null,null,null,null,null,null,null,null,null,null,null,null,null,null,0]
[null,null,null,null,null,null,null,null,null,null,null,null,null,null,null,null,null,null,null,null,0]
[null,null,null,null,null,null,null,null,null,null,null,null,null,null,null,null,null,null,null,null,0]
[null,null,null,null,null,null,null,null,null,null,null,null,null,null,null,null,null,null,null,null,0]
[null,null,null,null,null,null,null,null,null,null,null,null,null,null,null,null,null,null,null,null,0]
[null,null,null,null,null,null,null,null,null,null,null,null,null,null,null,null,null,null,null,null,0]
[null,null,null,null,null,null,null,null,null,null,null,null,null,null,null,null,null,null,null,null,0]
[null,null,null,null,null,null,null,null,null,null,null,null,null,null,null,null,null,null,null,null,0]
[null,null,null,null,null,null,null,null,null,null,null,null,null,null,null,null,null,null,null,null,0]
[null,null,"SA Spare ",null,null,null,null,null,null,null,null,null,null,null,null,null,null,null,null,null,0]
[null,null,null,null,null,null,null,null,null,null,null,null,null,null,null,null,null,null,null,null,0]
[null,null,null,"MAIN SECTORS",null,null,null,null,null,null,null,null,null,null,null,null,null,null,null,null,0]
[null,null,null,null,null,null,null,null,null,null,null,null,null,null,null,null,null,null,null,null,0]
[null,null,null,null,null,null,null,null,null,null,null,null,null,null,null,null,null,null,null,null,0]
[null,null,null,null,null,null,null,null,null,null,null,null,null,null,null,null,null,null,null,null,0]
[null,null,null,null,null,null,null,null,null,null,null,null,null,null,null,null,null,null,null,null,0]
[null,null,null,null,null,null,null,null,null,null,null,null,null,null,null,null,null,null,null,null,0]
[null,null,null,"MEDIUM SCENARIO",null,null,null,null,null,null,null,null,null,null,null,null,null,null,null,null,0]
[null,null,null,"Summer",null,null,null,null,null,null,null,null,null,null,null,null,null,null,null,null,0]
[null,null,null,null,null,null,null,null,null,null,null,null,null,null,null,null,null,null,null,null,0]
[null,null,null,null,null,null,null,null,null,null,null,null,null,null,null,null,null,null,null,null,0]
[null,null,null,null,null,null,null,null,null,null,null,null,null,null,null,null,null,null,null,null,0]
[null,null,null,null,null,null,null,null,null,null,null,null,null,null,null,null,null,null,null,null,0]
[null,null,null,null,null,null,null,null,null,null,null,null,null,null,null,null,null,null,null,null,0]
[null,null,null,"Winter",null,null,null,null,null,null,null,null,null,null,null,null,null,null,null,null,0]
[null,null,null,null,null,null,null,null,null,null,null,null,null,null,null,null,null,null,null,null,0]
[null,null,null,null,null,null,null,null,null,null,null,null,null,null,null,null,null,null,null,null,0]
[null,null,null,null,null,null,null,null,null,null,null,null,null,null,null,null,null,null,null,null,{"$f":"IF(S1479=\"\",T1479,S1479)","v":0}]
[null,null,null,null,null,null,null,null,null,null,null,null,null,null,null,null,null,null,null,null,0]
[null,null,null,null,null,null,null,null,null,null,null,null,null,null,null,null,null,null,null,null,0]
[null,null,null,"Other",null,null,null,null,null,null,null,null,null,null,null,null,null,null,null,null,0]
[null,null,null,null,null,null,null,null,null,null,null,null,null,null,null,null,null,null,null,null,0]
[null,null,null,null,null,null,null,null,null,null,null,null,null,null,null,null,null,null,null,null,0]
[null,null,null,null,null,null,null,null,null,null,null,null,null,null,null,null,null,null,null,null,0]
[null,null,null,null,null,null,null,null,null,null,null,null,null,null,null,null,null,null,null,null,0]
[null,null,null,null,null,null,null,null,null,null,null,null,null,null,null,null,null,null,null,null,0]
[null,null,null,null,null,null,null,null,null,null,null,null,null,null,null,null,null,null,null,null,0]
[null,null,null,null,null,null,null,null,null,null,null,null,null,null,null,null,null,null,null,null,0]
[null,null,null,null,null,null,null,null,null,null,null,null,null,null,null,null,null,null,null,null,0]
[null,null,null,null,null,null,null,null,null,null,null,null,null,null,null,null,null,null,null,null,0]
[null,null,"SA Spare ",null,null,null,null,null,null,null,null,null,null,null,null,null,null,null,null,null,0]
[null,null,null,null,null,null,null,null,null,null,null,null,null,null,null,null,null,null,null,null,0]
[null,null,null,"MAIN SECTORS",null,null,null,null,null,null,null,null,null,null,null,null,null,null,null,null,0]
[null,null,null,null,null,null,null,null,null,null,null,null,null,null,null,null,null,null,null,null,0]
[null,null,null,null,null,null,null,null,null,null,null,null,null,null,null,null,null,null,null,null,0]
[null,null,null,null,null,null,null,null,null,null,null,null,null,null,null,null,null,null,null,null,0]
[null,null,null,null,null,null,null,null,null,null,null,null,null,null,null,null,null,null,null,null,0]
[null,null,null,null,null,null,null,null,null,null,null,null,null,null,null,null,null,null,null,null,0]
[null,null,null,"MEDIUM SCENARIO",null,null,null,null,null,null,null,null,null,null,null,null,null,null,null,null,0]
[null,null,null,"Summer",null,null,null,null,null,null,null,null,null,null,null,null,null,null,null,null,0]
[null,null,null,null,null,null,null,null,null,null,null,null,null,null,null,null,null,null,null,null,0]
[null,null,null,null,null,null,null,null,null,null,null,null,null,null,null,null,null,null,null,null,0]
[null,null,null,null,null,null,null,null,null,null,null,null,null,null,null,null,null,null,null,null,0]
[null,null,null,null,null,null,null,null,null,null,null,null,null,null,null,null,null,null,null,null,0]
[null,null,null,null,null,null,null,null,null,null,null,null,null,null,null,null,null,null,null,null,0]
[null,null,null,"Winter",null,null,null,null,null,null,null,null,null,null,null,null,null,null,null,null,0]
[null,null,null,null,null,null,null,null,null,null,null,null,null,null,null,null,null,null,null,null,0]
[null,null,null,null,null,null,null,null,null,null,null,null,null,null,null,null,null,null,null,null,0]
[null,null,null,null,null,null,null,null,null,null,null,null,null,null,null,null,null,null,null,null,0]
[null,null,null,null,null,null,null,null,null,null,null,null,null,null,null,null,null,null,null,null,0]
[null,null,null,null,null,null,null,null,null,null,null,null,null,null,null,null,null,null,null,null,0]
[null,null,null,"Other",null,null,null,null,null,null,null,null,null,null,null,null,null,null,null,null,0]
[null,null,null,null,null,null,null,null,null,null,null,null,null,null,null,null,null,null,null,null,0]
[null,null,null,null,null,null,null,null,null,null,null,null,null,null,null,null,null,null,null,null,0]
[null,null,null,null,null,null,null,null,null,null,null,null,null,null,null,null,null,null,null,null,0]
[null,null,null,null,null,null,null,null,null,null,null,null,null,null,null,null,null,null,null,null,0]
[null,null,null,null,null,null,null,null,null,null,null,null,null,null,null,null,null,null,null,null,0]
[null,null,null,null,null,null,null,null,null,null,null,null,null,null,null,null,null,null,null,null,0]
[null,null,null,null,null,null,null,null,null,null,null,null,null,null,null,null,null,null,null,null,0]
[null,null,null,null,null,null,null,null,null,null,null,null,null,null,null,null,null,null,null,null,0]
[null,null,null,null,null,null,null,null,null,null,null,null,null,null,null,null,null,null,null,null,0]
[null,null,"SA Spare ",null,null,null,null,null,null,null,null,null,null,null,null,null,null,null,null,null,0]
[null,null,null,null,null,null,null,null,null,null,null,null,null,null,null,null,null,null,null,null,0]
[null,null,null,"MAIN SECTORS",null,null,null,null,null,null,null,null,null,null,null,null,null,null,null,null,0]
[null,null,null,null,null,null,null,null,null,null,null,null,null,null,null,null,null,null,null,null,0]
[null,null,null,null,null,null,null,null,null,null,null,null,null,null,null,null,null,null,null,null,0]
[null,null,null,null,null,null,null,null,null,null,null,null,null,null,null,null,null,null,null,null,0]
[null,null,null,null,null,null,null,null,null,null,null,null,null,null,null,null,null,null,null,null,0]
[null,null,null,null,null,null,null,null,null,null,null,null,null,null,null,null,null,null,null,null,0]
[null,null,null,"MEDIUM SCENARIO",null,null,null,null,null,null,null,null,null,null,null,null,null,null,null,null,0]
[null,null,null,"Summer",null,null,null,null,null,null,null,null,null,null,null,null,null,null,null,null,0]
[null,null,null,null,null,null,null,null,null,null,null,null,null,null,null,null,null,null,null,null,0]
[null,null,null,null,null,null,null,null,null,null,null,null,null,null,null,null,null,null,null,null,0]
[null,null,null,null,null,null,null,null,null,null,null,null,null,null,null,null,null,null,null,null,0]
[null,null,null,null,null,null,null,null,null,null,null,null,null,null,null,null,null,null,null,null,0]
[null,null,null,null,null,null,null,null,null,null,null,null,null,null,null,null,null,null,null,null,0]
[null,null,null,"Winter",null,null,null,null,null,null,null,null,null,null,null,null,null,null,null,null,0]
[null,null,null,null,null,null,null,null,null,null,null,null,null,null,null,null,null,null,null,null,0]
[null,null,null,null,null,null,null,null,null,null,null,null,null,null,null,null,null,null,null,null,0]
[null,null,null,null,null,null,null,null,null,null,null,null,null,null,null,null,null,null,null,null,0]
[null,null,null,null,null,null,null,null,null,null,null,null,null,null,null,null,null,null,null,null,0]
[null,null,null,null,null,null,null,null,null,null,null,null,null,null,null,null,null,null,null,null,{"$f":"IF(S1543=\"\",T1543,S1543)","v":0}]
[null,null,null,"Other",null,null,null,null,null,null,null,null,null,null,null,null,null,null,null,null,0]
[null,null,null,null,null,null,null,null,null,null,null,null,null,null,null,null,null,null,null,null,0]
[null,null,null,null,null,null,null,null,null,null,null,null,null,null,null,null,null,null,null,null,0]
[null,null,null,null,null,null,null,null,null,null,null,null,null,null,null,null,null,null,null,null,0]
[null,null,null,null,null,null,null,null,null,null,null,null,null,null,null,null,null,null,null,null,0]
[null,null,null,null,null,null,null,null,null,null,null,null,null,null,null,null,null,null,null,null,0]
[null,null,null,null,null,null,null,null,null,null,null,null,null,null,null,null,null,null,null,null,0]
[null,null,null,null,null,null,null,null,null,null,null,null,null,null,null,null,null,null,null,null,0]
[null,null,null,null,null,null,null,null,null,null,null,null,null,null,null,null,null,null,null,null,0]
[null,null,null,null,null,null,null,null,null,null,null,null,null,null,null,null,null,null,null,null,0]
[null,null,"SA Spare ",null,null,null,null,null,null,null,null,null,null,null,null,null,null,null,null,null,0]
[null,null,null,null,null,null,null,null,null,null,null,null,null,null,null,null,null,null,null,null,0]
[null,null,null,"MAIN SECTORS",null,null,null,null,null,null,null,null,null,null,null,null,null,null,null,null,0]
[null,null,null,null,null,null,null,null,null,null,null,null,null,null,null,null,null,null,null,null,0]
[null,null,null,null,null,null,null,null,null,null,null,null,null,null,null,null,null,null,null,null,0]
[null,null,null,null,null,null,null,null,null,null,null,null,null,null,null,null,null,null,null,null,0]
[null,null,null,null,null,null,null,null,null,null,null,null,null,null,null,null,null,null,null,null,0]
[null,null,null,null,null,null,null,null,null,null,null,null,null,null,null,null,null,null,null,null,0]
[null,null,null,"MEDIUM SCENARIO",null,null,null,null,null,null,null,null,null,null,null,null,null,null,null,null,0]
[null,null,null,"Summer",null,null,null,null,null,null,null,null,null,null,null,null,null,null,null,null,0]
[null,null,null,null,null,null,null,null,null,null,null,null,null,null,null,null,null,null,null,null,0]
[null,null,null,null,null,null,null,null,null,null,null,null,null,null,null,null,null,null,null,null,0]
[null,null,null,null,null,null,null,null,null,null,null,null,null,null,null,null,null,null,null,null,0]
[null,null,null,null,null,null,null,null,null,null,null,null,null,null,null,null,null,null,null,null,0]
[null,null,null,null,null,null,null,null,null,null,null,null,null,null,null,null,null,null,null,null,0]
[null,null,null,"Winter",null,null,null,null,null,null,null,null,null,null,null,null,null,null,null,null,0]
[null,null,null,null,null,null,null,null,null,null,null,null,null,null,null,null,null,null,null,null,0]
[null,null,null,null,null,null,null,null,null,null,null,null,null,null,null,null,null,null,null,null,0]
[null,null,null,null,null,null,null,null,null,null,null,null,null,null,null,null,null,null,null,null,0]
[null,null,null,null,null,null,null,null,null,null,null,null,null,null,null,null,null,null,null,null,0]
[null,null,null,null,null,null,null,null,null,null,null,null,null,null,null,null,null,null,null,null,0]
[null,null,null,"Other",null,null,null,null,null,null,null,null,null,null,null,null,null,null,null,null,0]
[null,null,null,null,null,null,null,null,null,null,null,null,null,null,null,null,null,null,null,null,0]
[null,null,null,null,null,null,null,null,null,null,null,null,null,null,null,null,null,null,null,null,0]
[null,null,null,null,null,null,null,null,null,null,null,null,null,null,null,null,null,null,null,null,0]
[null,null,null,null,null,null,null,null,null,null,null,null,null,null,null,null,null,null,null,null,0]
[null,null,null,null,null,null,null,null,null,null,null,null,null,null,null,null,null,null,null,null,0]
[null,null,null,null,null,null,null,null,null,null,null,null,null,null,null,null,null,null,null,null,0]
[null,null,null,null,null,null,null,null,null,null,null,null,null,null,null,null,null,null,null,null,0]
[null,null,null,null,null,null,null,null,null,null,null,null,null,null,null,null,null,null,null,null,0]
[null,null,null,null,null,null,null,null,null,null,null,null,null,null,null,null,null,null,null,null,0]
[null,null,"SA Spare ",null,null,null,null,null,null,null,null,null,null,null,null,null,null,null,null,null,0]
[null,null,null,null,null,null,null,null,null,null,null,null,null,null,null,null,null,null,null,null,0]
[null,null,null,"MAIN SECTORS",null,null,null,null,null,null,null,null,null,null,null,null,null,null,null,null,0]
[null,null,null,null,null,null,null,null,null,null,null,null,null,null,null,null,null,null,null,null,0]
[null,null,null,null,null,null,null,null,null,null,null,null,null,null,null,null,null,null,null,null,0]
[null,null,null,null,null,null,null,null,null,null,null,null,null,null,null,null,null,null,null,null,0]
[null,null,null,null,null,null,null,null,null,null,null,null,null,null,null,null,null,null,null,null,0]
[null,null,null,null,null,null,null,null,null,null,null,null,null,null,null,null,null,null,null,null,0]
[null,null,null,"MEDIUM SCENARIO",null,null,null,null,null,null,null,null,null,null,null,null,null,null,null,null,0]
[null,null,null,"Summer",null,null,null,null,null,null,null,null,null,null,null,null,null,null,null,null,0]
[null,null,null,null,null,null,null,null,null,null,null,null,null,null,null,null,null,null,null,null,0]
[null,null,null,null,null,null,null,null,null,null,null,null,null,null,null,null,null,null,null,null,0]
[null,null,null,null,null,null,null,null,null,null,null,null,null,null,null,null,null,null,null,null,0]
[null,null,null,null,null,null,null,null,null,null,null,null,null,null,null,null,null,null,null,null,0]
[null,null,null,null,null,null,null,null,null,null,null,null,null,null,null,null,null,null,null,null,0]
[null,null,null,"Winter",null,null,null,null,null,null,null,null,null,null,null,null,null,null,null,null,0]
[null,null,null,null,null,null,null,null,null,null,null,null,null,null,null,null,null,null,null,null,0]
[null,null,null,null,null,null,null,null,null,null,null,null,null,null,null,null,null,null,null,null,0]
[null,null,null,null,null,null,null,null,null,null,null,null,null,null,null,null,null,null,null,null,0]
[null,null,null,null,null,null,null,null,null,null,null,null,null,null,null,null,null,null,null,null,0]
[null,null,null,null,null,null,null,null,null,null,null,null,null,null,null,null,null,null,null,null,0]
[null,null,null,"Other",null,null,null,null,null,null,null,null,null,null,null,null,null,null,null,null,0]
[null,null,null,null,null,null,null,null,null,null,null,null,null,null,null,null,null,null,null,null,{"$f":"IF(S1607=\"\",T1607,S1607)","v":0}]
[null,null,null,null,null,null,null,null,null,null,null,null,null,null,null,null,null,null,null,null,0]
[null,null,null,null,null,null,null,null,null,null,null,null,null,null,null,null,null,null,null,null,0]
[null,null,null,null,null,null,null,null,null,null,null,null,null,null,null,null,null,null,null,null,0]
[null,null,null,null,null,null,null,null,null,null,null,null,null,null,null,null,null,null,null,null,0]
[null,null,null,null,null,null,null,null,null,null,null,null,null,null,null,null,null,null,null,null,0]
[null,null,null,null,null,null,null,null,null,null,null,null,null,null,null,null,null,null,null,null,0]
[null,null,null,null,null,null,null,null,null,null,null,null,null,null,null,null,null,null,null,null,0]
[null,null,null,null,null,null,null,null,null,null,null,null,null,null,null,null,null,null,null,null,0]
[null,null,"SA Spare ",null,null,null,null,null,null,null,null,null,null,null,null,null,null,null,null,null,0]
[null,null,null,null,null,null,null,null,null,null,null,null,null,null,null,null,null,null,null,null,0]
[null,null,null,"MAIN SECTORS",null,null,null,null,null,null,null,null,null,null,null,null,null,null,null,null,0]
[null,null,null,null,null,null,null,null,null,null,null,null,null,null,null,null,null,null,null,null,0]
[null,null,null,null,null,null,null,null,null,null,null,null,null,null,null,null,null,null,null,null,0]
[null,null,null,null,null,null,null,null,null,null,null,null,null,null,null,null,null,null,null,null,0]
[null,null,null,null,null,null,null,null,null,null,null,null,null,null,null,null,null,null,null,null,0]
[null,null,null,null,null,null,null,null,null,null,null,null,null,null,null,null,null,null,null,null,0]
[null,null,null,"MEDIUM SCENARIO",null,null,null,null,null,null,null,null,null,null,null,null,null,null,null,null,0]
[null,null,null,"Summer",null,null,null,null,null,null,null,null,null,null,null,null,null,null,null,null,0]
[null,null,null,null,null,null,null,null,null,null,null,null,null,null,null,null,null,null,null,null,0]
[null,null,null,null,null,null,null,null,null,null,null,null,null,null,null,null,null,null,null,null,0]
[null,null,null,null,null,null,null,null,null,null,null,null,null,null,null,null,null,null,null,null,0]
[null,null,null,null,null,null,null,null,null,null,null,null,null,null,null,null,null,null,null,null,0]
[null,null,null,null,null,null,null,null,null,null,null,null,null,null,null,null,null,null,null,null,0]
[null,null,null,"Winter",null,null,null,null,null,null,null,null,null,null,null,null,null,null,null,null,0]
[null,null,null,null,null,null,null,null,null,null,null,null,null,null,null,null,null,null,null,null,0]
[null,null,null,null,null,null,null,null,null,null,null,null,null,null,null,null,null,null,null,null,0]
[null,null,null,null,null,null,null,null,null,null,null,null,null,null,null,null,null,null,null,null,0]
[null,null,null,null,null,null,null,null,null,null,null,null,null,null,null,null,null,null,null,null,0]
[null,null,null,null,null,null,null,null,null,null,null,null,null,null,null,null,null,null,null,null,0]
[null,null,null,"Other",null,null,null,null,null,null,null,null,null,null,null,null,null,null,null,null,0]
[null,null,null,null,null,null,null,null,null,null,null,null,null,null,null,null,null,null,null,null,0]
[null,null,null,null,null,null,null,null,null,null,null,null,null,null,null,null,null,null,null,null,0]
[null,null,null,null,null,null,null,null,null,null,null,null,null,null,null,null,null,null,null,null,0]
[null,null,null,null,null,null,null,null,null,null,null,null,null,null,null,null,null,null,null,null,0]
[null,null,null,null,null,null,null,null,null,null,null,null,null,null,null,null,null,null,null,null,0]
[null,null,null,null,null,null,null,null,null,null,null,null,null,null,null,null,null,null,null,null,0]
[null,null,null,null,null,null,null,null,null,null,null,null,null,null,null,null,null,null,null,null,0]
[null,null,null,null,null,null,null,null,null,null,null,null,null,null,null,null,null,null,null,null,0]
[null,null,null,null,null,null,null,null,null,null,null,null,null,null,null,null,null,null,null,null,0]
[null,null,"SA Spare ",null,null,null,null,null,null,null,null,null,null,null,null,null,null,null,null,null,0]
[null,null,null,null,null,null,null,null,null,null,null,null,null,null,null,null,null,null,null,null,0]
[null,null,null,"MAIN SECTORS",null,null,null,null,null,null,null,null,null,null,null,null,null,null,null,null,0]
[null,null,null,null,null,null,null,null,null,null,null,null,null,null,null,null,null,null,null,null,0]
[null,null,null,null,null,null,null,null,null,null,null,null,null,null,null,null,null,null,null,null,0]
[null,null,null,null,null,null,null,null,null,null,null,null,null,null,null,null,null,null,null,null,0]
[null,null,null,null,null,null,null,null,null,null,null,null,null,null,null,null,null,null,null,null,0]
[null,null,null,null,null,null,null,null,null,null,null,null,null,null,null,null,null,null,null,null,0]
[null,null,null,"MEDIUM SCENARIO",null,null,null,null,null,null,null,null,null,null,null,null,null,null,null,null,0]
[null,null,null,"Summer",null,null,null,null,null,null,null,null,null,null,null,null,null,null,null,null,0]
[null,null,null,null,null,null,null,null,null,null,null,null,null,null,null,null,null,null,null,null,0]
[null,null,null,null,null,null,null,null,null,null,null,null,null,null,null,null,null,null,null,null,0]
[null,null,null,null,null,null,null,null,null,null,null,null,null,null,null,null,null,null,null,null,0]
[null,null,null,null,null,null,null,null,null,null,null,null,null,null,null,null,null,null,null,null,0]
[null,null,null,null,null,null,null,null,null,null,null,null,null,null,null,null,null,null,null,null,0]
[null,null,null,"Winter",null,null,null,null,null,null,null,null,null,null,null,null,null,null,null,null,0]
[null,null,null,null,null,null,null,null,null,null,null,null,null,null,null,null,null,null,null,null,0]
[null,null,null,null,null,null,null,null,null,null,null,null,null,null,null,null,null,null,null,null,0]
[null,null,null,null,null,null,null,null,null,null,null,null,null,null,null,null,null,null,null,null,0]
[null,null,null,null,null,null,null,null,null,null,null,null,null,null,null,null,null,null,null,null,0]
[null,null,null,null,null,null,null,null,null,null,null,null,null,null,null,null,null,null,null,null,0]
[null,null,null,"Other",null,null,null,null,null,null,null,null,null,null,null,null,null,null,null,null,0]
[null,null,null,null,null,null,null,null,null,null,null,null,null,null,null,null,null,null,null,null,0]
[null,null,null,null,null,null,null,null,null,null,null,null,null,null,null,null,null,null,null,null,0]
[null,null,null,null,null,null,null,null,null,null,null,null,null,null,null,null,null,null,null,null,{"$f":"IF(S1671=\"\",T1671,S1671)","v":0}]
[null,null,null,null,null,null,null,null,null,null,null,null,null,null,null,null,null,null,null,null,0]
[null,null,null,null,null,null,null,null,null,null,null,null,null,null,null,null,null,null,null,null,0]
[null,null,null,null,null,null,null,null,null,null,null,null,null,null,null,null,null,null,null,null,0]
[null,null,null,null,null,null,null,null,null,null,null,null,null,null,null,null,null,null,null,null,0]
[null,null,null,null,null,null,null,null,null,null,null,null,null,null,null,null,null,null,null,null,0]
[null,null,null,null,null,null,null,null,null,null,null,null,null,null,null,null,null,null,null,null,0]
[null,null,"SA Spare ",null,null,null,null,null,null,null,null,null,null,null,null,null,null,null,null,null,0]
[null,null,null,null,null,null,null,null,null,null,null,null,null,null,null,null,null,null,null,null,0]
[null,null,null,"MAIN SECTORS",null,null,null,null,null,null,null,null,null,null,null,null,null,null,null,null,0]
[null,null,null,null,null,null,null,null,null,null,null,null,null,null,null,null,null,null,null,null,0]
[null,null,null,null,null,null,null,null,null,null,null,null,null,null,null,null,null,null,null,null,0]
[null,null,null,null,null,null,null,null,null,null,null,null,null,null,null,null,null,null,null,null,0]
[null,null,null,null,null,null,null,null,null,null,null,null,null,null,null,null,null,null,null,null,0]
[null,null,null,null,null,null,null,null,null,null,null,null,null,null,null,null,null,null,null,null,0]
[null,null,null,"MEDIUM SCENARIO",null,null,null,null,null,null,null,null,null,null,null,null,null,null,null,null,0]
[null,null,null,"Summer",null,null,null,null,null,null,null,null,null,null,null,null,null,null,null,null,0]
[null,null,null,null,null,null,null,null,null,null,null,null,null,null,null,null,null,null,null,null,0]
[null,null,null,null,null,null,null,null,null,null,null,null,null,null,null,null,null,null,null,null,0]
[null,null,null,null,null,null,null,null,null,null,null,null,null,null,null,null,null,null,null,null,0]
[null,null,null,null,null,null,null,null,null,null,null,null,null,null,null,null,null,null,null,null,0]
[null,null,null,null,null,null,null,null,null,null,null,null,null,null,null,null,null,null,null,null,0]
[null,null,null,"Winter",null,null,null,null,null,null,null,null,null,null,null,null,null,null,null,null,0]
[null,null,null,null,null,null,null,null,null,null,null,null,null,null,null,null,null,null,null,null,0]
[null,null,null,null,null,null,null,null,null,null,null,null,null,null,null,null,null,null,null,null,0]
[null,null,null,null,null,null,null,null,null,null,null,null,null,null,null,null,null,null,null,null,0]
[null,null,null,null,null,null,null,null,null,null,null,null,null,null,null,null,null,null,null,null,0]
[null,null,null,null,null,null,null,null,null,null,null,null,null,null,null,null,null,null,null,null,0]
[null,null,null,"Other",null,null,null,null,null,null,null,null,null,null,null,null,null,null,null,null,0]
[null,null,null,null,null,null,null,null,null,null,null,null,null,null,null,null,null,null,null,null,0]
[null,null,null,null,null,null,null,null,null,null,null,null,null,null,null,null,null,null,null,null,0]
[null,null,null,null,null,null,null,null,null,null,null,null,null,null,null,null,null,null,null,null,0]
[null,null,null,null,null,null,null,null,null,null,null,null,null,null,null,null,null,null,null,null,0]
[null,null,null,null,null,null,null,null,null,null,null,null,null,null,null,null,null,null,null,null,0]
[null,null,null,null,null,null,null,null,null,null,null,null,null,null,null,null,null,null,null,null,0]
[null,null,null,null,null,null,null,null,null,null,null,null,null,null,null,null,null,null,null,null,0]
[null,null,null,null,null,null,null,null,null,null,null,null,null,null,null,null,null,null,null,null,0]
[null,null,null,null,null,null,null,null,null,null,null,null,null,null,null,null,null,null,null,null,0]
[null,null,null,null,null,null,null,null,null,null,null,null,null,null,null,null,null,null,null,null,0]
[null,null,null,null,null,null,null,null,null,null,null,null,null,null,null,null,null,null,null,null,0]
[null,null,null,null,null,null,null,null,null,null,null,null,null,null,null,null,null,null,null,null,0]
[null,null,null,null,null,null,null,null,null,null,null,null,null,null,null,null,null,null,null,null,0]
[null,null,null,null,null,null,null,null,null,null,null,null,null,null,null,null,null,null,null,null,0]
[null,null,null,null,null,null,null,null,null,null,null,null,null,null,null,null,null,null,null,null,0]
[null,null,null,null,null,null,null,null,null,null,null,null,null,null,null,null,null,null,null,null,0]
[null,null,null,null,null,null,null,null,null,null,null,null,null,null,null,null,null,null,null,null,0]
[null,null,null,null,null,null,null,null,null,null,null,null,null,null,null,null,null,null,null,null,0]
[null,null,null,null,null,null,null,null,null,null,null,null,null,null,null,null,null,null,null,null,0]
[null,null,null,null,null,null,null,null,null,null,null,null,null,null,null,null,null,null,null,null,0]
[null,null,null,null,null,null,null,null,null,null,null,null,null,null,null,null,null,null,null,null,0]
[null,null,null,null,null,null,null,null,null,null,null,null,null,null,null,null,null,null,null,null,0]
[null,null,null,null,null,null,null,null,null,null,null,null,null,null,null,null,null,null,null,null,0]
[null,null,null,null,null,null,null,null,null,null,null,null,null,null,null,null,null,null,null,null,0]
[null,null,null,null,null,null,null,null,null,null,null,null,null,null,null,null,null,null,null,null,0]
[null,null,null,null,null,null,null,null,null,null,null,null,null,null,null,null,null,null,null,null,0]
[null,null,null,null,null,null,null,null,null,null,null,null,null,null,null,null,null,null,null,null,0]
[null,null,null,null,null,null,null,null,null,null,null,null,null,null,null,null,null,null,null,null,0]
[null,null,null,null,null,null,null,null,null,null,null,null,null,null,null,null,null,null,null,null,0]
[null,null,null,null,null,null,null,null,null,null,null,null,null,null,null,null,null,null,null,null,0]
[null,null,null,null,null,null,null,null,null,null,null,null,null,null,null,null,null,null,null,null,0]
[null,null,null,null,null,null,null,null,null,null,null,null,null,null,null,null,null,null,null,null,0]
[null,null,null,null,null,null,null,null,null,null,null,null,null,null,null,null,null,null,null,null,0]
[null,null,null,null,null,null,null,null,null,null,null,null,null,null,null,null,null,null,null,null,0]
[null,null,null,null,null,null,null,null,null,null,null,null,null,null,null,null,null,null,null,null,0]
[null,null,null,null,null,null,null,null,null,null,null,null,null,null,null,null,null,null,null,null,{"$f":"IF(S1735=\"\",T1735,S1735)","v":0}]
[null,null,null,null,null,null,null,null,null,null,null,null,null,null,null,null,null,null,null,null,0]
[null,null,null,null,null,null,null,null,null,null,null,null,null,null,null,null,null,null,null,null,0]
[null,null,null,null,null,null,null,null,null,null,null,null,null,null,null,null,null,null,null,null,0]
[null,null,null,null,null,null,null,null,null,null,null,null,null,null,null,null,null,null,null,null,0]
[null,null,null,null,null,null,null,null,null,null,null,null,null,null,null,null,null,null,null,null,0]
[null,null,null,null,null,null,null,null,null,null,null,null,null,null,null,null,null,null,null,null,0]
[null,null,null,null,null,null,null,null,null,null,null,null,null,null,null,null,null,null,null,null,0]
[null,null,null,null,null,null,null,null,null,null,null,null,null,null,null,null,null,null,null,null,0]
[null,null,null,null,null,null,null,null,null,null,null,null,null,null,null,null,null,null,null,null,0]
[null,null,null,null,null,null,null,null,null,null,null,null,null,null,null,null,null,null,null,null,0]
[null,null,null,null,null,null,null,null,null,null,null,null,null,null,null,null,null,null,null,null,0]
[null,null,null,null,null,null,null,null,null,null,null,null,null,null,null,null,null,null,null,null,0]
[null,null,null,null,null,null,null,null,null,null,null,null,null,null,null,null,null,null,null,null,0]
[null,null,null,null,null,null,null,null,null,null,null,null,null,null,null,null,null,null,null,null,0]
[null,null,null,null,null,null,null,null,null,null,null,null,null,null,null,null,null,null,null,null,0]
[null,null,null,null,null,null,null,null,null,null,null,null,null,null,null,null,null,null,null,null,0]
[null,null,null,null,null,null,null,null,null,null,null,null,null,null,null,null,null,null,null,null,0]
[null,null,null,null,null,null,null,null,null,null,null,null,null,null,null,null,null,null,null,null,0]
[null,null,null,null,null,null,null,null,null,null,null,null,null,null,null,null,null,null,null,null,0]
[null,null,null,null,null,null,null,null,null,null,null,null,null,null,null,null,null,null,null,null,0]
[null,null,null,null,null,null,null,null,null,null,null,null,null,null,null,null,null,null,null,null,0]
[null,null,null,null,null,null,null,null,null,null,null,null,null,null,null,null,null,null,null,null,0]
[null,null,null,null,null,null,null,null,null,null,null,null,null,null,null,null,null,null,null,null,0]
[null,null,null,null,null,null,null,null,null,null,null,null,null,null,null,null,null,null,null,null,0]
[null,null,null,null,null,null,null,null,null,null,null,null,null,null,null,null,null,null,null,null,0]
[null,null,null,null,null,null,null,null,null,null,null,null,null,null,null,null,null,null,null,null,0]
[null,null,null,null,null,null,null,null,null,null,null,null,null,null,null,null,null,null,null,null,0]
[null,null,null,null,null,null,null,null,null,null,null,null,null,null,null,null,null,null,null,null,0]
[null,null,null,null,null,null,null,null,null,null,null,null,null,null,null,null,null,null,null,null,0]
[null,null,null,null,null,null,null,null,null,null,null,null,null,null,null,null,null,null,null,null,0]
[null,null,null,null,null,null,null,null,null,null,null,null,null,null,null,null,null,null,null,null,0]
[null,null,null,null,null,null,null,null,null,null,null,null,null,null,null,null,null,null,null,null,0]
[null,null,null,null,null,null,null,null,null,null,null,null,null,null,null,null,null,null,null,null,0]
[null,null,null,null,null,null,null,null,null,null,null,null,null,null,null,null,null,null,null,null,0]
[null,null,null,null,null,null,null,null,null,null,null,null,null,null,null,null,null,null,null,null,0]
[null,null,null,null,null,null,null,null,null,null,null,null,null,null,null,null,null,null,null,null,0]
[null,null,null,null,null,null,null,null,null,null,null,null,null,null,null,null,null,null,null,null,0]
[null,null,null,null,null,null,null,null,null,null,null,null,null,null,null,null,null,null,null,null,0]
[null,null,null,null,null,null,null,null,null,null,null,null,null,null,null,null,null,null,null,null,0]
[null,null,null,null,null,null,null,null,null,null,null,null,null,null,null,null,null,null,null,null,0]
[null,null,null,null,null,null,null,null,null,null,null,null,null,null,null,null,null,null,null,null,0]
[null,null,null,null,null,null,null,null,null,null,null,null,null,null,null,null,null,null,null,null,0]
[null,null,null,null,null,null,null,null,null,null,null,null,null,null,null,null,null,null,null,null,0]
[null,null,null,null,null,null,null,null,null,null,null,null,null,null,null,null,null,null,null,null,0]
[null,null,null,null,null,null,null,null,null,null,null,null,null,null,null,null,null,null,null,null,0]
[null,null,null,null,null,null,null,null,null,null,null,null,null,null,null,null,null,null,null,null,0]
[null,null,null,null,null,null,null,null,null,null,null,null,null,null,null,null,null,null,null,null,0]
[null,null,null,null,null,null,null,null,null,null,null,null,null,null,null,null,null,null,null,null,0]
[null,null,null,null,null,null,null,null,null,null,null,null,null,null,null,null,null,null,null,null,0]
[null,null,null,null,null,null,null,null,null,null,null,null,null,null,null,null,null,null,null,null,0]
[null,null,null,null,null,null,null,null,null,null,null,null,null,null,null,null,null,null,null,null,0]
[null,null,null,null,null,null,null,null,null,null,null,null,null,null,null,null,null,null,null,null,0]
[null,null,null,null,null,null,null,null,null,null,null,null,null,null,null,null,null,null,null,null,0]
[null,null,null,null,null,null,null,null,null,null,null,null,null,null,null,null,null,null,null,null,0]
[null,null,null,null,null,null,null,null,null,null,null,null,null,null,null,null,null,null,null,null,0]
[null,null,null,null,null,null,null,null,null,null,null,null,null,null,null,null,null,null,null,null,0]
[null,null,null,null,null,null,null,null,null,null,null,null,null,null,null,null,null,null,null,null,0]
[null,null,null,null,null,null,null,null,null,null,null,null,null,null,null,null,null,null,null,null,0]
[null,null,null,null,null,null,null,null,null,null,null,null,null,null,null,null,null,null,null,null,0]
[null,null,null,null,null,null,null,null,null,null,null,null,null,null,null,null,null,null,null,null,0]
[null,null,null,null,null,null,null,null,null,null,null,null,null,null,null,null,null,null,null,null,0]
[]
[]
[]
[]
[]
[]
[]
[]
[]
[]
[]
[]
[]
[]
[]
[]
[]
[]
[]
[]
[]
[]
[]
[]
[]
[]
[]
[]
[]
[]
[]
[]
[]
[]
[]
[]
[]
[]
[]
[]
[]
[]
[]
[]
[]
[]
[]
[]
[]
[]
[]
[]
[]
[]
[]
[]
[]
[]
[]
[]
[]
[]
[]
[]
[]
[]
[]
[]
[]
[]
[]
[]
[]
[]
[]
[]
[]
[]
[]
[]
[]
[]
[]
[]
[]
[]
[]
[]
[]
[]
[]
[]
[]
[]
[]
[]
[]
[]
[]
[]
[]
[]
[]
[]
[]
[]
[]
[]
[]
[]
[]
[]
[]
[]
[]
[]
[]
[]
[]
[]
[]
[]
[]
[]
[]
[]
[]
[]
[]
[]
[]
[]
[]
[]
[]
[]
[]
[]
[]
[]
[]
[]
[]
[]
[]
[]
[]
[]
[]
[]
[]
[]
[]
[]
[]
[]
[]
[]
[]
[]
[]
[]
[]
[]
[]
[]
[]
[]
[]
[]
[]
[]
[]
[]
[]
[]
[]
[]
[]
[]
[]
[]
[]
[]
[]
[]
[]
[]
[]
[]
[]
[]
[]
[]
[]
[]
[]
[]
[]
[]
[]
[]
[]
[]
[]
[]
[]
[]
[]
[]
[]
[]
[]
[]
[]
[]
[]
[]
[]
[]
[]
[]
[]
[]
[]
[]
[]
[]
[]
[]
[]
[]
[]
[]
[]
[]
[]
[]
[]
[]
[]
[]
[]
[]
[]
[]
[]
[]
[]
[]
[]
[]
[]
[]
[]
[]
[]
[]
[]
[]
[]
[]
[]
[]
[]
[]
[]
[]
[]
[]
[]
[]
[]
[]
[]
[]
[]
[]
[]
[]
[]
[]
[]
[]
[null,null,"SA Spare "]
[]
[null,null,null,"MAIN SECTORS"]
[]
[]
[]
[]
[]
[null,null,null,"MEDIUM SCENARIO"]
[null,null,null,"Summer"]
[]
[]
[]
[]
[]
[null,null,null,"Winter"]
[]
[]
[]
[]
[]
[null,null,null,"Other"]
[]
[]
[]
[]
[]
[]
[]
[]
[]
[null,null,"VIC Spare "]
[]
[null,null,null,"MAIN SECTORS"]
[null,null,null,"Predominantly residential area."]
[]
[]
[]
[]
[null,null,null,"MEDIUM SCENARIO"]
[null,null,null,"Summer"]
[null,null,null,"Historical load levels have fallen since 2012."]
[null,null,null,"Forecast growth is small over the outlook period."]
[null,null,null,"The POE10 offset for PV and EE rises from 1.2% to 3.8% between 2015 and 2024 with EE contributing 0.4% to 2% of the offset."]
[]
[]
[null,null,null,"Winter"]
[null,null,null,"Historical load levels have fallen since 2011."]
[null,null,null,"Forecast growth is small over the outlook period."]
[null,null,null,"The POE10 offset for PV and EE rises from 0.3% to 1.7% between 2014 and 2023 with EE contributing 0.3% to 1.7% of the offset."]
[]
[]
[null,null,null,"Other"]
[null,null,null,"Demand at the connection point is dominated by industrial and agricultural requirements."]
[null,null,null,"Demand is not weather-sensitive."]
[null,null,null,"The connection point is Winter peaking."]
[null,null,null,"Diversity factors: summer = 0.47; winter = 0.75."]
[]
[]
[]
[]
[]
[null,null,"VIC Spare "]
[]
[null,null,null,"MAIN SECTORS"]
[null,null,null,"Predominantly residential."]
[]
[]
[]
[]
[null,null,null,"MEDIUM SCENARIO"]
[null,null,null,"Summer"]
[null,null,null,"Historical load levels have grown since 2012."]
[null,null,null,"Forecast growth is small over the outlook period."]
[null,null,null,"The POE10 offset for PV and EE rises from 4.4% to 14.6% between 2015 and 2024 with EE contributing 1.6% to 7.7% of the offset."]
[]
[]
[null,null,null,"Winter"]
[null,null,null,"The POE10 offset for PV and EE rises from 1.1% to 4.9% between 2014 and 2023 with EE contributing 1.1% to 4.9% of the offset."]
[]
[]
[]
[]
[null,null,null,"Other"]
[null,null,null,"Endeavour Energy's connection points at Wallerawang, the aggregation of Wallerawang 132kV and Wallerawang 66kV."]
[null,null,null,"Demand is weather-sensitive in summer and winter."]
[null,null,null,"The connection point is Winter peaking."]
[null,null,null,"Diversity factors: summer = 0.72; winter = 0.67."]
[]
[]
[]
[]
[]
[null,null,"VIC Spare "]
[]
[null,null,null,"MAIN SECTORS"]
[null,null,null,"Predominantly agricultural."]
[]
[]
[]
[]
[null,null,null,"MEDIUM SCENARIO"]
[null,null,null,"Summer"]
[null,null,null,"Historical load levels have been flat since 2007."]
[null,null,null,"Forecast growth is small over the outlook period."]
[null,null,null,"The POE10 offset for PV and EE rises from 2.3% to 7.9% between 2015 and 2024 with EE contributing 0.9% to 4.2% of the offset."]
[]
[]
[null,null,null,"Winter"]
[null,null,null,"The POE10 offset for PV and EE rises from 1% to 4.9% between 2014 and 2023 with EE contributing 1% to 4.9% of the offset."]
[]
[]
[]
[]
[null,null,null,"Other"]
[null,null,null,"Demand is weather-sensitive in summer and winter."]
[null,null,null,"The connection point is east of Darlington point, Griffith and Colleambally."]
[null,null,null,"Irrigated agriculture is in the region and the connection point supplies residential areas at Yanco and Leeton."]
[null,null,null,"The connection point is Summer peaking."]
[null,null,null,"Diversity factors: summer = 0.9; winter = 0.86."]
[]
[]
[]
[]
[null,null,"VIC Spare "]
[]
[null,null,null,"MAIN SECTORS"]
[null,null,null,"Predominantly residential."]
[]
[]
[]
[]
[null,null,null,"MEDIUM SCENARIO"]
[null,null,null,"Summer"]
[null,null,null,"Forecast growth is flat over the outlook period."]
[null,null,null,"The POE10 offset for PV and EE rises from 0.2% to 0.6% between 2015 and 2024 with EE contributing 0.1% to 0.3% of the offset."]
[]
[]
[]
[null,null,null,"Winter"]
[null,null,null,"The POE10 offset for PV and EE rises from 0.1% to 0.3% between 2014 and 2023 with EE contributing 0.1% to 0.3% of the offset."]
[]
[]
[]
[]
[null,null,null,"Other"]
[null,null,null,"There is no operational demand load at Yass however the connection point is often used to supply Goulburn."]
[null,null,null,"Forecast demand is based on this supply configuration."]
[null,null,null,"Wind farms (Cullerin Range and Gunning) are embedded at this connection point."]
[null,null,null,"Embedded generation is included in the forecast at 0MW."]
[null,null,null,"The connection point is Winter peaking."]
[null,null,null,"Diversity factors: summer = 0.01; winter = 0.02."]
[]
[]
[]
[null,null,"VIC Spare "]
[]
[null,null,null,"MAIN SECTORS"]
[null,null,null,"Predominantly agricultural."]
[]
[]
[]
[]
[null,null,null,"MEDIUM SCENARIO"]
[null,null,null,"Summer"]
[null,null,null,"Historical load levels have grown since 2002."]
[null,null,null,"Forecast growth is flat over the outlook period."]
[null,null,null,"The POE10 offset for PV and EE rises from 4.1% to 14.7% between 2015 and 2024 with EE contributing 1.5% to 7.8% of the offset."]
[]
[]
[null,null,null,"Winter"]
[null,null,null,"The POE10 offset for PV and EE rises from 1.5% to 7.4% between 2014 and 2023 with EE contributing 1.5% to 7.4% of the offset."]
[]
[]
[]
[]
[null,null,null,"Other"]
[null,null,null,"The town of Yass is supplied by this connection point."]
[null,null,null,"Demand is weather-sensitive in summer and winter."]
[null,null,null,"The connection point is Winter peaking."]
[null,null,null,"Diversity factors: summer = 0.79; winter = 0.88."]
[]
[]
[]
[]
[]
[null,null,"VIC Spare "]
[]
[null,null,null,"MAIN SECTORS"]
[null,null,null,"Inner Sydney connection points."]
[null,null,null,"Predominantly residential."]
[]
[]
[]
[null,null,null,"MEDIUM SCENARIO"]
[null,null,null,"Summer"]
[null,null,null,"Historical load levels peaked around 2010 and have fallen since then."]
[null,null,null,"Forecast growth is small over the outlook period."]
[null,null,null,"The POE10 offset for PV and EE rises from 3.7% to 11.6% between 2015 and 2024 with EE contributing 1.4% to 6.2% of the offset."]
[]
[]
[null,null,null,"Winter"]
[null,null,null,"Historical load levels peaked around 2008 and have fallen since then."]
[null,null,null,"Forecast growth is small over the outlook period."]
[null,null,null,"The POE10 offset for PV and EE rises from 1.3% to 5.7% between 2014 and 2023 with EE contributing 1.3% to 5.7% of the offset."]
[]
[]
[null,null,null,"Other"]
[null,null,null,"Connection points around central Sydney were aggregated to form SCBD."]
[null,null,null,"The connection points making up the aggregation are NBFN ,NBFS, NBFW, NBG1, NBG3, NCAR, \rNCHM, NCHU, NCTB, NDRM, NGF3, NGSF,"]
[null,null,null,"NGSQ, NGWF, NHBB, NHYM, NKN1, NLCV, NMBK, NMKV, NMPK, NMQP, NOR1, NOR6,"]
[null,null,null,"NORB, NPH1, NPHT, NPT1, NPT3, NRZH, NRZL, NSE2, NSMB, NSN1, NSPT, \n"]
[null,null,null,"NSYS, NTG3, NTPR, NWYG. Please see the forecasting report for more information on the aggregation."]
[null,null,null,"Embedded generation is included in the forecast at 0MW. The connection point is Summer peaking."]
[null,null,null,"Demand is weather-sensitive in summer and winter. Forecast growth reflects an increasing population and a positive economic outlook."]
[null,null,null,"Diversity factors: summer = 0.99; winter = 0.99."]
[]
[null,null,"VIC Spare "]
[]
[null,null,null,"MAIN SECTORS"]
[null,null,null,"Western Sydney connection points."]
[null,null,null,"Predominantly residential."]
[]
[]
[]
[null,null,null,"MEDIUM SCENARIO"]
[null,null,null,"Summer"]
[null,null,null,"Historical load levels peaked around 2011 and have fallen since then."]
[null,null,null,"Forecast growth is strong over the outlook period."]
[null,null,null,"The POE10 offset for PV and EE rises from 2.7% to 7.8% between 2015 and 2024 with EE contributing 1% to 4.1% of the offset."]
[]
[]
[null,null,null,"Winter"]
[null,null,null,"Historical load levels have fallen since 2009."]
[null,null,null,"Forecast growth is strong over the outlook period."]
[null,null,null,"The POE10 offset for PV and EE rises from 1.1% to 4.8% between 2014 and 2023 with EE contributing 1.1% to 4.8% of the offset."]
[]
[]
[null,null,null,"Other"]
[null,null,null,"Connection points around western Sydney were aggregated to form SWST."]
[null,null,null,"The connection points making up the aggregation are NHLD, NING, NKCK, NLP1, NMC1, NMC2, NRGV, NSW2, NVYD."]
[null,null,null,"Please see the forecasting report for more information on the aggregation."]
[null,null,null,"Demand is weather-sensitive in summer and winter."]
[null,null,null,"The connection point is Summer peaking."]
[null,null,null,"Embedded generation is included in the forecast at 0MW."]
[null,null,null,"Diversity factors: summer = 0.99; winter = 0.97."]
[]
[]
[null,null,"VIC Spare "]
[]
[null,null,null,"MAIN SECTORS"]
[]
[]
[]
[]
[]
[null,null,null,"MEDIUM SCENARIO"]
[null,null,null,"Summer"]
[]
[]
[]
[]
[]
[null,null,null,"Winter"]
[]
[]
[]
[]
[]
[null,null,null,"Other"]
[]
[]
[]
[]
[]
[]
[]
[]
[]
[null,null,"VIC Spare "]
[]
[null,null,null,"MAIN SECTORS"]
[]
[]
[]
[]
[]
[null,null,null,"MEDIUM SCENARIO"]
[null,null,null,"Summer"]
[]
[]
[]
[]
[]
[null,null,null,"Winter"]
[]
[]
[]
[]
[]
[null,null,null,"Other"]
[]
[]
[]
[]
[]
[]
[]
[]
[]
[null,null,"VIC Spare "]
[]
[null,null,null,"MAIN SECTORS"]
[]
[]
[]
[]
[]
[null,null,null,"MEDIUM SCENARIO"]
[null,null,null,"Summer"]
[]
[]
[]
[]
[]
[null,null,null,"Winter"]
[]
[]
[]
[]
[]
[null,null,null,"Other"]
[]
[]
[]
[]
[]
[]
[]
[]
[]
[null,null,"VIC Spare "]
[]
[null,null,null,"MAIN SECTORS"]
[]
[]
[]
[]
[]
[null,null,null,"MEDIUM SCENARIO"]
[null,null,null,"Summer"]
[]
[]
[]
[]
[]
[null,null,null,"Winter"]
[]
[]
[]
[]
[]
[null,null,null,"Other"]
[]
[]
[]
[]
[]
[]
[]
[]
[]
[null,null,"VIC Spare "]
[]
[null,null,null,"MAIN SECTORS"]
[]
[]
[]
[]
[]
[null,null,null,"MEDIUM SCENARIO"]
[null,null,null,"Summer"]
[]
[]
[]
[]
[]
[null,null,null,"Winter"]
[]
[]
[]
[]
[]
[null,null,null,"Other"]
[]
[]
[]
[]
[]
[]
[]
[]
[]
[null,null,"VIC Spare "]
[]
[null,null,null,"MAIN SECTORS"]
[]
[]
[]
[]
[]
[null,null,null,"MEDIUM SCENARIO"]
[null,null,null,"Summer"]
[]
[]
[]
[]
[]
[null,null,null,"Winter"]
[]
[]
[]
[]
[]
[null,null,null,"Other"]
[]
[]
[]
[]
[]
[]
[]
[]
[]
[null,null,"VIC Spare "]
[]
[null,null,null,"MAIN SECTORS"]
[]
[]
[]
[]
[]
[null,null,null,"MEDIUM SCENARIO"]
[null,null,null,"Summer"]
[]
[]
[]
[]
[]
[null,null,null,"Winter"]
[]
[]
[]
[]
[]
[null,null,null,"Other"]
[]
[]
[]
[]
[]
[]
[]
[]
[]
[null,null,"VIC Spare "]
[]
[null,null,null,"MAIN SECTORS"]
[]
[]
[]
[]
[]
[null,null,null,"MEDIUM SCENARIO"]
[null,null,null,"Summer"]
[]
[]
[]
[]
[]
[null,null,null,"Winter"]
[]
[]
[]
[]
[]
[null,null,null,"Other"]
[]
[]
[]
[]
[]
[]
[]
[]
[]
[null,null,"VIC Spare "]
[]
[null,null,null,"MAIN SECTORS"]
[]
[]
[]
[]
[]
[null,null,null,"MEDIUM SCENARIO"]
[null,null,null,"Summer"]
[]
[]
[]
[]
[]
[null,null,null,"Winter"]
[]
[]
[]
[]
[]
[null,null,null,"Other"]
[]
[]
[]
[]
[]
[]
[]
[]
[]
[null,null,"VIC Spare "]
[]
[null,null,null,"MAIN SECTORS"]
[]
[]
[]
[]
[]
[null,null,null,"MEDIUM SCENARIO"]
[null,null,null,"Summer"]
[]
[]
[]
[]
[]
[null,null,null,"Winter"]
[]
[]
[]
[]
[]
[null,null,null,"Other"]
[]
[]
[]
[]
[]
[]
[]
[]
[]
[null,null,"VIC Spare "]
[]
[null,null,null,"MAIN SECTORS"]
[]
[]
[]
[]
[]
[null,null,null,"MEDIUM SCENARIO"]
[null,null,null,"Summer"]
[]
[]
[]
[]
[]
[null,null,null,"Winter"]
[]
[]
[]
[]
[]
[null,null,null,"Other"]
[]
[]
[]
[]
[]
[]
[]
[]
[]
[null,null,"VIC Spare "]
[]
[null,null,null,"MAIN SECTORS"]
[]
[]
[]
[]
[]
[null,null,null,"MEDIUM SCENARIO"]
[null,null,null,"Summer"]
[]
[]
[]
[]
[]
[null,null,null,"Winter"]
[]
[]
[]
[]
[]
[null,null,null,"Other"]
[]
[]
[]
[]
[]
[]
[]
[]
[]
[null,null,"VIC Spare "]
[]
[null,null,null,"MAIN SECTORS"]
[]
[]
[]
[]
[]
[null,null,null,"MEDIUM SCENARIO"]
[null,null,null,"Summer"]
[]
[]
[]
[]
[]
[null,null,null,"Winter"]
[]
[]
[]
[]
[]
[null,null,null,"Other"]
[]
[]
[]
[]
[]
[]
[]
[]
[]
[null,null,"VIC Spare "]
[]
[null,null,null,"MAIN SECTORS"]
[]
[]
[]
[]
[]
[null,null,null,"MEDIUM SCENARIO"]
[null,null,null,"Summer"]
[]
[]
[]
[]
[]
[null,null,null,"Winter"]
[]
[]
[]
[]
[]
[null,null,null,"Other"]
[]
[]
[]
[]
[]
[]
[]
[]
[]
[null,null,"VIC Spare "]
[]
[null,null,null,"MAIN SECTORS"]
[]
[]
[]
[]
[]
[null,null,null,"MEDIUM SCENARIO"]
[null,null,null,"Summer"]
[]
[]
[]
[]
[]
[null,null,null,"Winter"]
[]
[]
[]
[]
[]
[null,null,null,"Other"]
[]
[]
[]
[]
[]
[]
[]
[]
[]
[null,null,"VIC Spare "]
[]
[null,null,null,"MAIN SECTORS"]
[]
[]
[]
[]
[]
[null,null,null,"MEDIUM SCENARIO"]
[null,null,null,"Summer"]
[]
[]
[]
[]
[]
[null,null,null,"Winter"]
[]
[]
[]
[]
[]
[null,null,null,"Other"]
[]
[]
[]
[]
[]
[]
[]
[]
[]
[null,null,"VIC Spare "]
[]
[null,null,null,"MAIN SECTORS"]
[]
[]
[]
[]
[]
[null,null,null,"MEDIUM SCENARIO"]
[null,null,null,"Summer"]
[]
[]
[]
[]
[]
[null,null,null,"Winter"]
[]
[]
[]
[]
[]
[null,null,null,"Other"]
[]
[]
[]
[]
[]
[]
[]
[]
[]
[null,null,"VIC Spare "]
[]
[null,null,null,"MAIN SECTORS"]
[]
[]
[]
[]
[]
[null,null,null,"MEDIUM SCENARIO"]
[null,null,null,"Summer"]
[]
[]
[]
[]
[]
[null,null,null,"Winter"]
[]
[]
[]
[]
[]
[null,null,null,"Other"]
[]
[]
[]
[]
[]
[]
[]
[]
[]
[null,null,"VIC Spare "]
[]
[null,null,null,"MAIN SECTORS"]
[]
[]
[]
[]
[]
[null,null,null,"MEDIUM SCENARIO"]
[null,null,null,"Summer"]
[]
[]
[]
[]
[]
[null,null,null,"Winter"]
[]
[]
[]
[]
[]
[null,null,null,"Other"]
[]
[]
[]
[]
[]
[]
[]
[]
[]
[null,null,"VIC Spare "]
[]
[null,null,null,"MAIN SECTORS"]
[]
[]
[]
[]
[]
[null,null,null,"MEDIUM SCENARIO"]
[null,null,null,"Summer"]
[]
[]
[]
[]
[]
[null,null,null,"Winter"]
[]
[]
[]
[]
[]
[null,null,null,"Other"]
[]
[]
[]
[]
[]
[]
[]
[]
[]
[null,null,"VIC Spare "]
[]
[null,null,null,"MAIN SECTORS"]
[]
[]
[]
[]
[]
[null,null,null,"MEDIUM SCENARIO"]
[null,null,null,"Summer"]
[]
[]
[]
[]
[]
[null,null,null,"Winter"]
[]
[]
[]
[]
[]
[null,null,null,"Other"]
[]
[]
[]
[]
[]
[]
[]
[]
[]
[]
[null,"TASMANIA"]
[]
[null,null,"TAS Avoca"]
[]
[null,null,null,"MAIN SECTORS"]
[null,null,null,"Predominantly residential and agricultural area."]
[]
[]
[]
[]
[null,null,null,"MEDIUM SCENARIO"]
[null,null,null,"Summer"]
[null,null,null,"Historical load peaked in 2013."]
[null,null,null,"Summers have had higher loads since 2012."]
[null,null,null,"Load is forecast to grow at a low rate over the outlook period."]
[null,null,null,"The POE10 offset for PV and EE rises from 1.9% to 6.0% between 2015 and 2024 with EE contributing to 0.8% and 3.8% of the offset."]
[]
[null,null,null,"Winter"]
[null,null,null,"Historical load peaked in 2009."]
[null,null,null,"Load is forecast to decline at a slow rate over the outlook period."]
[null,null,null,"The POE10 offset for PV and EE rises between 2.4% to 5.3% between 2014 and 2023 with EE contributing 1.1% and 5.3%."]
[]
[]
[null,null,null,"Other"]
[null,null,null,"summer and winter loads historically similar with recent Summers having higher loads than Winter."]
[null,null,null,"Connection point is not weather sensitive. "]
[null,null,null,"Summer loads typically driven by irrigation pumping loads."]
[null,null,null,"Irrigation related block load coming online in 2014."]
[null,null,null,"Diversity factors: summer = 0.74; winter = 0.86."]
[]
[]
[]
[]
[null,null,"TAS Burnie"]
[]
[null,null,null,"MAIN SECTORS"]
[null,null,null,"Predominantly residential, commercial and agricultural."]
[]
[]
[]
[]
[null,null,null,"MEDIUM SCENARIO"]
[null,null,null,"Summer"]
[null,null,null,"Historical load peaked in 2009 and has been flat to falling over the past 5 years."]
[null,null,null,"Load is forecast to remain flat over the outlook period."]
[null,null,null,"The POE10 offset for PV and EE rises from 4.0% to 13.5% between 2015 and 2024 with EE contributing to 1.7% and 8.3% of the offset."]
[]
[]
[null,null,null,"Winter"]
[null,null,null,"Load increased from 2005 to 2008, was flat from 2009 to 2011, and has been falling since then."]
[null,null,null,"Load is forecast to increase in 2015 due to block load, then remain relatively flat for the next 9 years."]
[null,null,null,"The POE10 offset for PV and EE rises from 3.0% to 5.9% between 2014 and 2023 with EE contributing to 1.2% and 5.9% of the offset."]
[]
[]
[null,null,null,"Other"]
[null,null,null,"The connection point is Winter peaking."]
[null,null,null,"Demand is weather sensitive in the Winter only."]
[null,null,null,"The area is mainly residential and has a strong dairy-related agricultural sector."]
[null,null,null,"Mining related block load coming online in 2015."]
[null,null,null,"Diversity factors: summer = 0.9; winter = 0.9."]
[]
[]
[]
[]
[null,null,"TAS Bridgewater"]
[]
[null,null,null,"MAIN SECTORS"]
[null,null,null,"Predominantly residential."]
[]
[]
[]
[]
[null,null,null,"MEDIUM SCENARIO"]
[null,null,null,"Summer"]
[null,null,null,"Historical load levels have been relatively flat since 2008."]
[null,null,null,"Growth mainly occurs from 2020 onwards similar to regional forecasts."]
[null,null,null,"The POE10 offset for PV and EE rises from 4.5% to 13.9% between 2015 and 2024 with EE contributing 1.8% to 8.4% of the offset."]
[]
[]
[null,null,null,"Winter"]
[null,null,null,"Historical load levels grew from 2005 to 2011 but have fallen since then."]
[null,null,null,"Forecast growth remain very small over the outlook period."]
[null,null,null,"The POE10 offset for PV and EE rises from 3.0% to 6.2% between 2014 and 2023 with EE contributing 1.2% to 6.2% of the offset."]
[]
[]
[null,null,null,"Other"]
[null,null,null,"One of the main connection points in the greater Hobart area."]
[null,null,null,"A Winter peaking connection point."]
[null,null,null,"Demand is weather sensitive in the Winter only."]
[null,null,null,"Recent Summers have had high demand levels at high temperatures, which suggests increasing cooling loads."]
[null,null,null,"Block load due to transport hub coming online in 2015."]
[null,null,null,"Diversity factors: summer = 0.92; winter = 0.95."]
[]
[]
[]
[null,null,"TAS Creek Road"]
[]
[null,null,null,"MAIN SECTORS"]
[null,null,null,"Predominantly residential."]
[]
[]
[]
[]
[null,null,null,"MEDIUM SCENARIO"]
[null,null,null,"Summer"]
[null,null,null,"Historical load has been largely decreasing since 2009."]
[null,null,null,"The load is forecast to remain relatively flat over the outlook period."]
[null,null,null,"The POE10 offset for PV and EE rises from 4.2% to 13.5% between 2015 and 2024 with EE contributing to 1.7% and 8.2% of the offset."]
[]
[]
[null,null,null,"Winter"]
[null,null,null,"Historical load has been decreasing since 2007."]
[null,null,null,"Load is forecast to remain flat over the outlook period."]
[null,null,null,"The POE10 offset for PV and EE rises from 2.5% to 5.2% between 2014 and 2023 with EE contributing to 1.0% and 5.2% of the offset."]
[]
[]
[null,null,null,"Other"]
[null,null,null,"Main Hobart connection point, with the highest number of residential customers connected."]
[null,null,null,"The connection point is Winter peaking."]
[null,null,null,"Demand is weather sensitive in the Winter only."]
[null,null,null,"Commercial development block load coming online in 2016."]
[null,null,null,"Historical increase in 2007 due in part to load transfer from Chapel Street."]
[null,null,null,"Diversity factors: summer = 0.89; winter = 0.95."]
[]
[]
[]
[null,null,"TAS Chapel St."]
[]
[null,null,null,"MAIN SECTORS"]
[null,null,null,"Predominantly residential."]
[]
[]
[]
[]
[null,null,null,"MEDIUM SCENARIO"]
[null,null,null,"Summer"]
[null,null,null,"There was a significant decline in load in 2007."]
[null,null,null,"It then increased in 2008 and 2009, before declining again from 2010 to 2013."]
[null,null,null,"The load is forecast to remain relatively flat over the outlook period."]
[null,null,null,"The POE10 offset for PV and EE rises from 5.8% to 19.5% between 2015 and 2024 with EE contributing to 2.3% and 11.8% of the offset."]
[]
[null,null,null,"Winter"]
[null,null,null,"Similar to the Summer load, there was a significant decline in 2007, followed by a steady decline for the next six years."]
[null,null,null,"The load is forecast to remain flat over the outlook period."]
[null,null,null,"The POE10 offset for PV and EE rises from 3.4% to 7.0% between 2014 and 2023 with EE contributing to 1.3% and 7.0% of the offset."]
[]
[]
[null,null,null,"Other"]
[null,null,null,"Main Hobart connection point."]
[null,null,null,"A Winter peaking connection point but gap between summer and winter loads has been narrowing in recent years."]
[null,null,null,"Demand is weather sensitive in the Winter."]
[null,null,null,"Summers show elevated demand levels at high temperatures in the last three years, suggesting increases in cooling loads."]
[null,null,null,"Historical decrease in 2007 due in part to load transfer to Creek Road."]
[null,null,null,"Diversity factors: summer = 0.9; winter = 0.9."]
[]
[]
[]
[null,null,"TAS Derwent Bridge"]
[]
[null,null,null,"MAIN SECTORS"]
[null,null,null,"Predominantly residential and commercial."]
[]
[]
[]
[]
[null,null,null,"MEDIUM SCENARIO"]
[null,null,null,"Summer"]
[null,null,null,"Historical load peaked in 2012."]
[null,null,null,"Load is forecast to grow at a low rate over the outlook period."]
[null,null,null,"The POE10 offset for PV and EE rises from 1.0% to 3.0% between 2015 and 2024 with EE contributing to 0.5% and 2.0% of the offset."]
[]
[]
[null,null,null,"Winter"]
[null,null,null,"Historical load peaked in 2006 and been relatively flat for the last 7 years."]
[null,null,null,"Load is forecast to be flat unit 2019 before decreasing slightly until 2024."]
[null,null,null,"The POE10 offset for PV and EE rises from 1.6% to 3.8% between 2014 and 2023 with EE contributing to 0.8% and 3.8% of the offset."]
[]
[]
[null,null,null,"Other"]
[null,null,null,"Small load with peaks in the Summer due primarily to greater tourist activity in the area."]
[null,null,null,"Diversity factors: summer = 0.48; winter = 0.62."]
[]
[]
[]
[]
[]
[]
[]
[null,null,"TAS Devonport"]
[]
[null,null,null,"MAIN SECTORS"]
[null,null,null,"Predominantly residential."]
[]
[]
[]
[]
[null,null,null,"MEDIUM SCENARIO"]
[null,null,null,"Summer"]
[null,null,null,"Historical load has been relatively flat before decreasing since 2011."]
[null,null,null,"Load is forecast to remain flat over the outlook period."]
[null,null,null,"The POE10 offset for PV and EE rises from 3.9% to 13.2% between 2015 and 2024 with EE contributing to 1.6% and 8.1% of the offset."]
[]
[]
[null,null,null,"Winter"]
[null,null,null,"Historical load increased from 2005 to 2009, before a large drop in 2010 after which it has remained relatively flat."]
[null,null,null,"Load is forecast to remain relatively flat over the outlook period."]
[null,null,null,"The POE10 offset for PV and EE rises from 2.6% to 5.5% between 2014 and 2023 with EE contributing to 1.1% and 5.5% of the offset."]
[]
[]
[null,null,null,"Other"]
[null,null,null,"Load servicing the Devonport area."]
[null,null,null,"The connection point is Winter peaking."]
[null,null,null,"Demand is weather sensitive in the Winter only."]
[null,null,null,"Area has a strong dairy-related agricultural sector."]
[null,null,null,"Diversity factors: summer = 0.91; winter = 0.88."]
[]
[]
[]
[]
[null,null,"TAS Emu Bay"]
[]
[null,null,null,"MAIN SECTORS"]
[null,null,null,"Predominantly commercial."]
[]
[]
[]
[]
[null,null,null,"MEDIUM SCENARIO"]
[null,null,null,"Summer"]
[null,null,null,"There was a significant reduction in load in 2010 and 2011, before flattening between 2012 to 2014."]
[null,null,null,"Forecast load remains relatively flat over the outlook period."]
[null,null,null,"The POE10 offset for PV and EE rises from 0.5 to 1.7% between 2015 and 2024 with EE contributing to 0.3% and 1.2% of the offset."]
[]
[]
[null,null,null,"Winter"]
[null,null,null,"Load reduced significantly in 2010 and 2011, before flattening between 2012 to 2013."]
[null,null,null,"Forecast load remains relatively flat over the outlook period."]
[null,null,null,"The POE10 offset for PV and EE rises from 0.5% to 1.1% between 2014 and 2023 with EE contributing to 0.3% and 1.1% of the offset."]
[]
[]
[null,null,null,"Other"]
[null,null,null,"Connection point in Burnie area."]
[null,null,null,"Significant drop in load due to closure of Burnie Paper Mill."]
[null,null,null,"A Winter peaking connection point especially after the paper mill closure."]
[null,null,null,"Demand is weather sensitive in the Winter especially after the paper mill closure."]
[null,null,null,"Diversity factors: summer = 0.67; winter = 0.72."]
[]
[]
[]
[]
[null,null,"TAS Electrona"]
[]
[null,null,null,"MAIN SECTORS"]
[null,null,null,"Predominantly residential and agricultural."]
[]
[]
[]
[]
[null,null,null,"MEDIUM SCENARIO"]
[null,null,null,"Summer"]
[null,null,null,"Historical load was increasing for the period of 2006 and 2012."]
[null,null,null,"It has been declining for the past two years."]
[null,null,null,"Load is forecast to remain relatively flat over the outlook period."]
[null,null,null,"The POE10 offset for PV and EE rises from 6.5% to 23.7% between 2015 and 2024 with EE contributing to 2.6% and 14.4% of the offset."]
[]
[null,null,null,"Winter"]
[null,null,null,"Historical load peaked in 2012, before decreasing in 2013."]
[null,null,null,"Growth mainly occurs from 2020 onwards, similar to regional forecasts."]
[null,null,null,"The POE10 offset for PV and EE rises from 4.6% to 9.1% between 2014 and 2023 with EE contributing to 1.8% and 9.1% of the offset."]
[]
[]
[null,null,null,"Other"]
[null,null,null,"Strong growth between 2009 to 2011 due to load transfers from Kingston."]
[null,null,null,"The connection point is Winter peaking."]
[null,null,null,"Demand is weather sensitive in the Winter only."]
[null,null,null,"Summer demands show elevated demand levels at high temperatures over the last three years suggesting increases in cooling loads."]
[null,null,null,"Diversity factors: summer = 0.92; winter = 0.93."]
[]
[]
[]
[]
[null,null,"TAS Gordon"]
[]
[null,null,null,"MAIN SECTORS"]
[null,null,null,"Residential and pumping."]
[]
[]
[]
[]
[null,null,null,"MEDIUM SCENARIO"]
[null,null,null,"Summer"]
[null,null,null,"Historical load has been trending downward since 2006."]
[null,null,null,"Load is forecast to grow at a low rate over the outlook period."]
[null,null,null,"PV and EE are not forecast to affect load over the outlook period."]
[]
[]
[null,null,null,"Winter"]
[null,null,null,"Historical load has been trending downward since 2006."]
[null,null,null,"It is forecast to grow at a low rate over the outlook period."]
[null,null,null,"PV and EE is not forecast to affect load over the outlook period."]
[]
[]
[null,null,null,"Other"]
[null,null,null,"Very small load less than 1 MW."]
[null,null,null,"The connection point is Winter peaking."]
[null,null,null,"Demand is weather sensitive in both seasons."]
[null,null,null,"Part of the load is used by the nearby power station."]
[null,null,null,"Diversity factors: summer = 0.54; winter = 0.62."]
[]
[]
[]
[]
[null,null,"TAS George Town"]
[]
[null,null,null,"MAIN SECTORS"]
[null,null,null,"Predominantly residential, agricultural and industrial."]
[]
[]
[]
[]
[null,null,null,"MEDIUM SCENARIO"]
[null,null,null,"Summer"]
[null,null,null,"Historical load has been decreasing since 2010, before increasing in 2014."]
[null,null,null,"Load is forecast to remain relatively flat over the outlook period."]
[null,null,null,"The POE10 offset for PV and EE rises from 4.7% to 15.9% between 2015 and 2024 with EE contributing to 1.9% and 9.7% of the offset."]
[]
[]
[null,null,null,"Winter"]
[null,null,null,"Historical load has been decreasing since 2011."]
[null,null,null,"It is forecast to remain flat over the outlook period."]
[null,null,null,"The POE10 offset for PV and EE rises from 3.2% to 6.6% between 2014 and 2023 with EE contributing to 1.3% and 6.6% of the offset."]
[]
[]
[null,null,null,"Other"]
[null,null,null,"Located in the Tamar Valley area near Temco and Comalco."]
[null,null,null,"This particular load relates to the local area and not the Basslink interconnector."]
[null,null,null,"The connection point is Winter peaking. "]
[null,null,null,"Demand is weather sensitive in the Winter only."]
[null,null,null,"Two block loads came online in 2007 and one was removed in 2011."]
[null,null,null,"Diversity factors: summer = 0.89; winter = 0.91."]
[]
[]
[]
[null,null,"TAS Hadspen"]
[]
[null,null,null,"MAIN SECTORS"]
[null,null,null,"Predominantly residential and agricultural."]
[]
[]
[]
[]
[null,null,null,"MEDIUM SCENARIO"]
[null,null,null,"Summer"]
[null,null,null,"Historical load has been increasing since 2011."]
[null,null,null,"Load is forecast to remain relatively flat over the outlook period."]
[null,null,null,"The POE10 offset for PV and EE rises from 4% to 14% between 2015 and 2024 with EE contributing to 1.6% and 8.5% of the offset."]
[]
[]
[null,null,null,"Winter"]
[null,null,null,"Historical load increased between 2006 and 2011, before decreasing for the last two years."]
[null,null,null,"Load is forecast to decline at a slow rate over the outlook period."]
[null,null,null,"The POE10 offset for PV and EE rises from 2.5% to 5.2% between 2014 and 2023 with EE contributing to 1.0% and 5.2% of the offset."]
[]
[]
[null,null,null,"Other"]
[null,null,null,"Connection point serving the greater Launceston area."]
[null,null,null,"The connection point is Winter peaking. "]
[null,null,null,"Demand is weather sensitive in the Winter only."]
[null,null,null,"Load transfers occurred in 2006, 2007 and 2010 with two block loads also coming online in 2010 and 2011."]
[null,null,null,"Diversity factors: summer = 0.94; winter = 0.93."]
[]
[]
[]
[]
[null,null,"TAS Port Latta"]
[]
[null,null,null,"MAIN SECTORS"]
[null,null,null,"Predominantly industrial."]
[]
[]
[]
[]
[null,null,null,"MEDIUM SCENARIO"]
[null,null,null,"Summer"]
[null,null,null,"There was a significant drop in load in 2011 before increasing to pre-2011 levels in 2013 and 2014."]
[null,null,null,"There is a forecast small load growth over the outlook period."]
[null,null,null,"The POE10 offset for PV and EE rises from 2.0% to 6.0% between 2015 and 2024 with EE contributing to 0.8% and 3.7% of the offset."]
[]
[]
[null,null,null,"Winter"]
[null,null,null,"Historical load has been relatively flat."]
[null,null,null,"It is forecast to remain flat over the outlook period."]
[null,null,null,"The POE10 offset for PV and EE rises from 4.0% to 8.6% between 2014 and 2023 with EE contributing to 1.7% and 8.6% of the offset."]
[]
[]
[null,null,null,"Other"]
[null,null,null,"Load excludes the major industrial load."]
[null,null,null,"A Summer peaking connection point with Summers having highly volatile loads due to irrigation pumping loads."]
[null,null,null,"Demand is weather sensitive in the Winter only."]
[null,null,null,"General area has a strong dairy-related agricultural sector. "]
[null,null,null,"Diversity factors: summer = 0.44; winter = 0.74."]
[]
[]
[]
[]
[null,null,"TAS Rosebery"]
[]
[null,null,null,"MAIN SECTORS"]
[null,null,null,"Predominantly residential and agricultural."]
[]
[]
[]
[]
[null,null,null,"MEDIUM SCENARIO"]
[null,null,null,"Summer"]
[null,null,null,"Historical load peaked in 2009 and 2012."]
[null,null,null,"Growth mainly occurs from 2019 onwards."]
[null,null,null,"The POE10 offset for PV and EE rises from 4.4% to 15.8% between 2015 and 2024 with EE contributing to 1.8% and 9.7% of the offset."]
[]
[]
[null,null,null,"Winter"]
[null,null,null,"Historical load peaked in 2008 and 2012."]
[null,null,null,"It is forecast to remain relatively flat over the outlook period."]
[null,null,null,"The POE10 offset for PV and EE rises from 3.4% to 7.1% between 2014 and 2023 with EE contributing to 1.4% and 7.1% of the offset."]
[]
[]
[null,null,null,"Other"]
[null,null,null,"Load excludes major industrial loads sites."]
[null,null,null,"The connection point is Winter peaking."]
[null,null,null,"Demand is weather sensitive in both seasons."]
[null,null,null,"Diversity factors: summer = 0.89; winter = 0.84."]
[]
[]
[]
[]
[]
[null,null,"TAS Savage River"]
[]
[null,null,null,"MAIN SECTORS"]
[null,null,null,"Predominantly residential and agricultural."]
[]
[]
[]
[]
[null,null,null,"MEDIUM SCENARIO"]
[null,null,null,"Summer"]
[null,null,null,"Historical load has remained flat since 2011."]
[null,null,null,"There is a small growth in forecast load over the outlook period."]
[null,null,null,"The POE10 offset for PV and EE rises from 2.5% to 7.9% between 2015 and 2024 with EE contributing to 1.1% and 4.9% of the offset."]
[null,null,null,"Large actual value due to drop in industrial load for a 2 week period in 2013."]
[]
[null,null,null,"Winter"]
[null,null,null,"Historical load peaked in 2006 and remained around the 1.3 MW level since 2008."]
[null,null,null,"Small growth is expected over the outlook period."]
[null,null,null,"The POE10 offset for PV and EE rises from 1.7% to 3.4% between 2014 and 2023 with EE contributing to 0.7% and 3.4% of the offset."]
[]
[]
[null,null,null,"Other"]
[null,null,null,"Load excludes major industrial load."]
[null,null,null,"The connection point is Winter peaking."]
[null,null,null,"Demand is weather sensitive in both seasons."]
[null,null,null,"Diversity factors: summer = 0.88; winter = 0.75."]
[]
[]
[]
[]
[]
[null,null,"TAS Railton"]
[]
[null,null,null,"MAIN SECTORS"]
[null,null,null,"Predominantly residential."]
[]
[]
[]
[]
[null,null,null,"MEDIUM SCENARIO"]
[null,null,null,"Summer"]
[null,null,null,"Historical load of the residential component dropped in 2011, before increasing over two years."]
[null,null,null,"Growth mainly occurs post 2020, which is similar to regional forecasts."]
[null,null,null,"The POE10 offset on the residential load for PV and EE rises from 2.9% to 9.5% between 2015 and 2024 with EE contributing to 1.3% and 5.9%"]
[null,null,null," of the offset."]
[]
[null,null,null,"Winter"]
[null,null,null,"Historical load of the residential component has been trending downwards since 2009."]
[null,null,null,"Load is forecast to remain flat over the outlook period."]
[null,null,null,"The POE10 offset on the residential load for PV and EE rises from 3.2% to 6.8% between 2014 and 2023 with EE contributing to 1.4% and 6.8%"]
[null,null,null," of the offset."]
[]
[null,null,null,"Other"]
[null,null,null,"Load assumes embedded generation is off at times of MD."]
[null,null,null,"Step change in forecasts due to mining related block load coming online in 2016 and 2017."]
[null,null,null,"Forecast of residential and industrial components of this connection point load are conducted separately."]
[null,null,null,"Diversity factors: summer = 0.81; winter = 0.89."]
[]
[]
[]
[]
[]
[null,null,"TAS Kermandie"]
[]
[null,null,null,"MAIN SECTORS"]
[null,null,null,"Predominantly residential and agricultural."]
[]
[]
[]
[]
[null,null,null,"MEDIUM SCENARIO"]
[null,null,null,"Summer"]
[null,null,null,"Load has been declining since 2009 and is forecast to continue to decline until 2022."]
[null,null,null,"The POE10 offset for PV and EE rises from 6.3% to 23.1% between 2015 and 2024 with EE contributing to 2.6% and 14.2% of the offset."]
[]
[]
[]
[null,null,null,"Winter"]
[null,null,null,"Historical load peaked around 2008 before slowly declining until 2012 and bouncing back in 2013."]
[null,null,null,"Load is forecast to decline between 2014 and 2019, before increasing in 2020 and flattening out for the rest of the outlook period."]
[null,null,null,"The POE10 offset for PV and EE rises from 4.4% to 9.4% between 2014 and 2023 with EE contributing to 1.8% and 9.4% of the offset."]
[]
[]
[null,null,null,"Other"]
[null,null,null,"Connection point in the Geeveston area."]
[null,null,null,"The connection point is Winter peaking."]
[null,null,null,"Demand is weather sensitive in both seasons."]
[null,null,null,"In Summer, high demand tends to occur on public holidays."]
[null,null,null,"Diversity factors: summer = 0.88; winter = 0.87."]
[]
[]
[]
[]
[null,null,"TAS Kingston"]
[]
[null,null,null,"MAIN SECTORS"]
[null,null,null,"Predominately residential"]
[]
[]
[]
[]
[null,null,null,"MEDIUM SCENARIO"]
[null,null,null,"Summer"]
[null,null,null,"Historical load grew between 2005 to 2009, declined between 2010 and 2013, but increased again in 2014."]
[null,null,null,"Load is forecast to remain relatively flat over the outlook period."]
[null,null,null,"The POE10 offset for PV and EE rises from 4.0% to 12.8% between 2015 and 2024 with EE contributing to 1.6% and 7.8% of the offset."]
[]
[]
[null,null,null,"Winter"]
[null,null,null,"Historical load peaked in 2008 before declining between 2009 to 2012, then increasing in 2013."]
[null,null,null,"It is forecast to remain flat over the outlook period."]
[null,null,null,"The POE10 offset for PV and EE rises from 2.5% to 5.1% between 2014 and 2023 with EE contributing to 1.0% and 5.1% of the offset."]
[]
[]
[null,null,null,"Other"]
[null,null,null,"Connection point in the Kingston area just outside greater Hobart."]
[null,null,null,"The connection point is Winter peaking."]
[null,null,null,"Demand is weather sensitive in the Winter only"]
[null,null,null,"Load transfers to Electrona occurred in 2009, 2010 and 2011 with a block load coming on in 2010."]
[null,null,null,"Diversity factors: summer = 0.91; winter = 0.94."]
[]
[]
[]
[]
[null,null,"TAS Knights Road"]
[]
[null,null,null,"MAIN SECTORS"]
[null,null,null,"Predominantly residential and agricultural."]
[]
[]
[]
[]
[null,null,null,"MEDIUM SCENARIO"]
[null,null,null,"Summer"]
[null,null,null,"Historical load increased modestly between 2007 and 2011 but has been falling since then."]
[null,null,null,"Load is forecast to remain flat going forward."]
[null,null,null,"The POE10 offset for PV and EE rises from 4.8% to 16.7% between 2015 and 2024 with EE contributing to 2.0% and 10.3% of the offset."]
[]
[]
[null,null,null,"Winter"]
[null,null,null,"Historical load increased slowly from 2005 to 2011, before declining in 2012 and 2013."]
[null,null,null,"It is forecast to remain flat going forward."]
[null,null,null,"The POE10 offset for PV and EE rises from 3.5% to 7.4% between 2014 and 2023 with EE contributing to 1.5% and 7.4% of the offset."]
[]
[]
[null,null,null,"Other"]
[null,null,null,"Connection point in the Huonville area."]
[null,null,null,"The connection point is Winter peaking."]
[null,null,null,"Demand is weather sensitive in the Winter only"]
[null,null,null,"Summer demands show elevated demand levels at high temperatures for the last two years, suggesting increases in cooling loads."]
[null,null,null,"Diversity factors: summer = 0.92; winter = 0.94."]
[]
[]
[]
[]
[null,null,"TAS Lindisfarne"]
[]
[null,null,null,"MAIN SECTORS"]
[null,null,null,"Predominantly residential."]
[]
[]
[]
[]
[null,null,null,"MEDIUM SCENARIO"]
[null,null,null,"Summer"]
[null,null,null,"Historical load was increasing from 2006 to 2012, before declining to 2013 and 2014."]
[null,null,null,"Load is forecast to remain flat between 2015 and 2020, before a small growth after 2020."]
[null,null,null,"The POE10 offset for PV and EE rises from 4.1% to 13.2% between 2015 and 2024 with EE contributing to 1.6% and 8.0% of the offset."]
[]
[]
[null,null,null,"Winter"]
[null,null,null,"Historical load remained flat between 2008 and 2012, before declining in 2012 and 2013."]
[null,null,null,"It is forecast to grow slowly over the next ten years. "]
[null,null,null,"The POE10 offset for PV and EE rises from 2.7% to 5.1% between 2014 and 2023 with EE contributing to 1.1% and 5.1% of the offset."]
[]
[]
[null,null,null,"Other"]
[null,null,null,"Connection point in the greater Hobart area."]
[null,null,null,"The connection point is Winter peaking."]
[null,null,null,"Demand is weather sensitive in the Winter only"]
[null,null,null,"Load transferred from Rokeby in 2008 and to Mornington in 2013."]
[null,null,null,"Commercial development block load came online in 2013 and another scheduled to come on late 2014."]
[null,null,null,"Diversity factors: summer = 0.91; winter = 0.95."]
[]
[]
[]
[null,null,"TAS Meadowbank"]
[]
[null,null,null,"MAIN SECTORS"]
[null,null,null,"Predominantly residential and agricultural."]
[]
[]
[]
[]
[null,null,null,"MEDIUM SCENARIO"]
[null,null,null,"Summer"]
[null,null,null,"Historical load has remained relatively flat since 2012."]
[null,null,null,"Load is forecast to increase at a low rate over the outlook period."]
[null,null,null,"The POE10 offset for PV and EE rises from 1.4% to 4.5% between 2015 and 2024 with EE contributing to 0.7% and 2.9% of the offset."]
[]
[]
[null,null,null,"Winter"]
[null,null,null,"Load has remained below 4 MW since 2006 and is forecast to decline at a slow rate over the outlook period."]
[null,null,null,"The POE10 offset for PV and EE rises from 2.7% to 6.7% between 2014 and 2023 with EE contributing to 1.2% and 6.7% of the offset."]
[]
[]
[]
[null,null,null,"Other"]
[null,null,null,"A Summer peaking connection point due to agricultural activity in the area."]
[null,null,null,"Agricultural activity in the area typically related to crops, poppies and wineries."]
[null,null,null,"Agriculture related block load came online late-2013."]
[null,null,null,"Diversity factors: summer = 0.5; winter = 0.73."]
[]
[]
[]
[]
[]
[null,null,"TAS Mornington"]
[]
[null,null,null,"MAIN SECTORS"]
[null,null,null,"Predominantly residential."]
[]
[]
[]
[]
[null,null,null,"MEDIUM SCENARIO"]
[null,null,null,"Summer"]
[null,null,null,"The POE10 offset for PV and EE rises from 3.5% to 12.0% between 2015 and 2024 with EE contributing to 1.4% and 7.2% of the offset."]
[]
[]
[]
[]
[null,null,null,"Winter"]
[null,null,null,"The POE10 offset for PV and EE rises from 2.2% to 4.3% between 2014 and 2023 with EE contributing to 0.9% and 4.3% of the offset."]
[]
[]
[]
[]
[null,null,null,"Other"]
[null,null,null,"Connection point in the Hobart area that started operation in mid-2012."]
[null,null,null,"The connection point is Winter peaking."]
[null,null,null,"Assumed Winter loads are weather sensitive; Summers are not, based on residential profile of the load and lack of historical data."]
[null,null,null,"Load was transferred from Rokeby in 2011 and Lindisfarne and Risdon in 2012."]
[null,null,null,"Diversity factors: summer = 0.92; winter = 0.72."]
[]
[]
[]
[]
[null,null,"TAS North Hobart"]
[]
[null,null,null,"MAIN SECTORS"]
[null,null,null,"Predominantly residential."]
[]
[]
[]
[]
[null,null,null,"MEDIUM SCENARIO"]
[null,null,null,"Summer"]
[null,null,null,"Historical load has been declining since 2011."]
[null,null,null,"It grows at a low rate over the outlook period."]
[null,null,null,"The POE10 offset for PV and EE rises from 3.1% to 8.9% between 2015 and 2024 with EE contributing to 1.3% and 5.4% of the offset."]
[]
[]
[null,null,null,"Winter"]
[null,null,null,"Historical load has been declining since 2010."]
[null,null,null,"It is forecast to increase in 2015 and 2016 before flattening for the remainder of the outlook period."]
[null,null,null,"The POE10 offset for PV and EE rises from 2.0% to 3.8% between 2014 and 2023 with EE contributing to 0.8% and 3.8% of the offset."]
[]
[]
[null,null,null,"Other"]
[null,null,null,"Connection point just north of Hobart CBD area."]
[null,null,null,"The connection point is Winter peaking."]
[null,null,null,"Demand is weather sensitive in the Winter."]
[null,null,null,"Load was transferred off in 2007 and block load came online in 2011."]
[null,null,null,"Block load due to Myer redevelopment scheduled to come online late 2014 and 2015."]
[null,null,null,"Diversity factors: summer = 0.84; winter = 0.92."]
[]
[]
[]
[null,null,"TAS New Norfolk"]
[]
[null,null,null,"MAIN SECTORS"]
[null,null,null,"Predominantly residential."]
[]
[]
[]
[]
[null,null,null,"MEDIUM SCENARIO"]
[null,null,null,"Summer"]
[null,null,null,"Historical load increased slightly from 2011."]
[null,null,null,"The POE10 offset for PV and EE rises from 3.8% to 12.1% between 2015 and 2024 with EE contributing to 1.6% and 7.4% of the offset."]
[]
[]
[]
[null,null,null,"Winter"]
[null,null,null,"Load grew between 2005 and 2008 and has been generally declining since, except for a small increase in 2011."]
[null,null,null,"The POE10 offset for PV and EE rises from 3.2% to 6.7% between 2014 and 2023 with EE contributing to 1.3% and 6.7% of the offset."]
[]
[]
[]
[null,null,null,"Other"]
[null,null,null,"Connection point serving the New Norfolk area."]
[null,null,null,"A Winter peaking connection point but gap between summer and winter loads has narrowed in more recent years."]
[null,null,null,"Demand is weather sensitive in the Winter only."]
[null,null,null,"Diversity factors: summer = 0.78; winter = 0.93."]
[]
[]
[]
[]
[]
[null,null,"TAS Newton"]
[]
[null,null,null,"MAIN SECTORS"]
[null,null,null,"Predominantly agricultural."]
[]
[]
[]
[]
[null,null,null,"MEDIUM SCENARIO"]
[null,null,null,"Summer"]
[null,null,null,"Historical load has been trending up since 2009."]
[null,null,null,"It is forecast to drop due to major industrial load entering maintenance mode in late 2015."]
[null,null,null,"PV and EE are not forecast to affect load over the outlook period."]
[]
[]
[null,null,null,"Winter"]
[null,null,null,"Load has been trending up since 2009."]
[null,null,null,"It is forecast to drop due to major industrial load entering maintenance mode in late 2015."]
[null,null,null,"PV and EE are not forecast to affect load over the outlook period."]
[]
[]
[null,null,null,"Other"]
[null,null,null,"There are no residential customers connected to this connection point."]
[null,null,null,"Load levels for summer and winter are almost the same."]
[null,null,null,"No weather sensitivity for either season."]
[null,null,null,"Diversity factors: summer = 0.77; winter = 0.8."]
[]
[]
[]
[]
[]
[null,null,"TAS Norwood"]
[]
[null,null,null,"MAIN SECTORS"]
[null,null,null,"Predominately residential."]
[]
[]
[]
[]
[null,null,null,"MEDIUM SCENARIO"]
[null,null,null,"Summer"]
[null,null,null,"Load has been declining since 2010 and is forecast to be flat over the outlook period."]
[null,null,null,"The POE10 offset for PV and EE rises from 3.6% to 11.0% between 2015 and 2024 with EE contributing to 1.4% and 6.7% of the offset."]
[]
[]
[]
[null,null,null,"Winter"]
[null,null,null,"Load has been declining since 2010 and is forecast be relatively flat over the outlook period."]
[null,null,null,"The POE10 offset for PV and EE rises from 1.3% to 2.7% between 2014 and 2023 with EE contributing to 0.5% and 2.7% of the offset."]
[]
[]
[]
[null,null,null,"Other"]
[null,null,null,"Connection point in the greater Launceston area."]
[null,null,null,"The connection point is Winter peaking. "]
[null,null,null,"Demand in weather sensitive in the Winter only."]
[null,null,null,"Load was transferred to Hadspen in 2006 and 2010 with another transfer to St. Leonards in 2012. "]
[null,null,null,"Diversity factors: summer = 0.85; winter = 0.88."]
[]
[]
[]
[]
[null,null,"TAS Palmerston"]
[]
[null,null,null,"MAIN SECTORS"]
[null,null,null,"Predominantly agricultural."]
[]
[]
[]
[]
[null,null,null,"MEDIUM SCENARIO"]
[null,null,null,"Summer"]
[null,null,null,"Historical load peaked in 2008 and 2010."]
[null,null,null,"Load is forecast to increase at a low rate over the outlook period."]
[null,null,null,"The POE10 offset for PV and EE rises from 1.2% to 3.8% between 2015 and 2024 with EE contributing to 0.6% and 2.5% of the offset."]
[]
[]
[null,null,null,"Winter"]
[null,null,null,"Historical load dropped significantly in 2008 followed by a small decline over the past 5 years."]
[null,null,null,"It is forecast to increase in 2015 before flattening for the remainder of the outlook period."]
[null,null,null,"The POE10 offset for PV and EE rises from 2.7% to 5.3% between 2014 and 2023 with EE contributing to 1.2% and 5.3% of the offset."]
[]
[]
[null,null,null,"Other"]
[null,null,null,"A Summer peaking connection point with more volatile in the Summer due to irrigation."]
[null,null,null,"Neither season is weather sensitive."]
[null,null,null,"General area has a strong dairy-related agricultural sector."]
[null,null,null,"Diversity factors: summer = 0.57; winter = 0.88."]
[]
[]
[]
[]
[]
[null,null,"TAS Queenstown"]
[]
[null,null,null,"MAIN SECTORS"]
[null,null,null,"Predominately residential and agricultural."]
[]
[]
[]
[]
[null,null,null,"MEDIUM SCENARIO"]
[null,null,null,"Summer"]
[null,null,null,"Historical load has remained below 5 MW since 2010."]
[null,null,null,"Load growth occurs from 2020 onwards, which is similar to the system forecasts."]
[null,null,null,"The POE10 offset for PV and EE rises from 3.9% to 12.8% between 2015 and 2024 with EE contributing to 1.6% and 7.9% of the offset."]
[]
[]
[null,null,null,"Winter"]
[null,null,null,"Historical load has been declining since 2009, with a small increase in 2013."]
[null,null,null,"It is forecast to increase in 2015 due to block load before declining for the remainder of the outlook period."]
[null,null,null,"The POE10 offset for PV and EE rises from 3.2% to 6.1% between 2014 and 2023 with EE contributing to 1.3% and 6.1% of the offset."]
[]
[]
[null,null,null,"Other"]
[null,null,null,"Connection point serving the Queenstown area."]
[null,null,null,"The connection point is Winter peaking. "]
[null,null,null,"Demand is weather sensitive in both seasons."]
[null,null,null,"Commercial development block load scheduled to come online in late-2014."]
[null,null,null,"Diversity factors: summer = 0.82; winter = 0.89."]
[]
[]
[]
[]
[null,null,"TAS Risdon"]
[]
[null,null,null,"MAIN SECTORS"]
[null,null,null,"Predominantly residential and commercial."]
[]
[]
[]
[]
[null,null,null,"MEDIUM SCENARIO"]
[null,null,null,"Summer"]
[null,null,null,"Historical load declined between 2010 and 2013 before increasing in 2014."]
[null,null,null,"It is forecast to increase at a steady rate over the outlook period."]
[null,null,null,"The POE10 offset for PV and EE rises from 1.8% to 5.0% between 2015 and 2024 with EE contributing to 0.7% and 3.1% of the offset."]
[]
[]
[null,null,null,"Winter"]
[null,null,null,"Historical load reached it's lowest point in 2010 and has been trending upwards since."]
[null,null,null,"It is forecast to increase for two years, before flattening over the remainder of the outlook period."]
[null,null,null,"The POE10 offset for PV and EE rises from 1.2% to 2.3% between 2014 and 2023 with EE contributing to 0.5% and 2.3% of the offset."]
[]
[]
[null,null,null,"Other"]
[null,null,null,"Step increases in 2016 due to block loads coming on."]
[null,null,null,"One of them is the Royal Hobart Hospital which is currently assumed to be completed. AEMO is monitoring any further developments."]
[null,null,null,"Diversity factors: summer = 0.79; winter = 0.88."]
[]
[]
[]
[]
[]
[]
[null,null,"TAS Rokeby"]
[]
[null,null,null,"MAIN SECTORS"]
[null,null,null,"Predominantly residential."]
[]
[]
[]
[]
[null,null,null,"MEDIUM SCENARIO"]
[null,null,null,"Summer"]
[null,null,null,"Historical load peaked in 2009."]
[null,null,null,"However, after adjusting for load transfers historical trend shows positive growth."]
[null,null,null,"It is forecast to increase at a low rate over the outlook period."]
[null,null,null,"The POE10 offset for PV and EE rises from 5.7% to 17.8% between 2015 and 2024 with EE contributing to 2.3% and 10.8% of the offset."]
[]
[null,null,null,"Winter"]
[null,null,null,"Historical load peaked in 2008, then fell dramatically due to load transfers."]
[null,null,null,"Adjusting for this, load remained constant until 2010 and declines thereafter."]
[null,null,null,"It is forecast to increase over the next two years, then remaining flat for the rest of the outlook period."]
[null,null,null,"The POE10 offset for PV and EE rises from 3.0% to 6.1% between 2014 and 2023 with EE contributing to 1.2% and 6.1% of the offset."]
[]
[null,null,null,"Other"]
[null,null,null,"Connection point in the greater Hobart area."]
[null,null,null,"The connection point is Winter peaking. "]
[null,null,null,"Demand is weather sensitive in winter  only."]
[null,null,null,"Load was transferred to Lindisfarne in 2008 and to Mornington in 2012."]
[null,null,null,"Diversity factors: summer = 0.94; winter = 0.9."]
[]
[]
[]
[]
[null,null,"TAS Scottsdale"]
[]
[null,null,null,"MAIN SECTORS"]
[null,null,null,"Predominantly residential and agricultural."]
[]
[]
[]
[]
[null,null,null,"MEDIUM SCENARIO"]
[null,null,null,"Summer"]
[null,null,null,"Historical load declined until 2011 and while it has been trending upwards since then, the overall historical trend is still down."]
[null,null,null,"Load is forecast to remain relatively flat over the outlook period."]
[null,null,null,"The POE10 offset for PV and EE rises from 4.2% to 14.4% between 2015 and 2024 with EE contributing to 1.8% and 9.0% of the offset."]
[]
[]
[null,null,null,"Winter"]
[null,null,null,"Historical load has been trending downwards since 2005."]
[null,null,null,"It is forecast to remain relatively flat over the outlook period."]
[null,null,null,"The POE10 offset for PV and EE rises from 3.9% to 8.4% between 2014 and 2023 with EE contributing to 1.7% and 8.4% of the offset."]
[]
[]
[null,null,null,"Other"]
[null,null,null,"Connection point serving the Scottsdale township and greater area."]
[null,null,null,"A Winter peaking connection point but recent years show similar levels for both seasons."]
[null,null,null,"Demand is weather sensitive in winter  only."]
[null,null,null,"Two block loads went offline in 2008 and 2012 respectively."]
[null,null,null,"Diversity factors: summer = 0.78; winter = 0.92."]
[]
[]
[]
[]
[null,null,"TAS St. Leonards"]
[]
[null,null,null,"MAIN SECTORS"]
[null,null,null,"Predominantly residential."]
[]
[]
[]
[]
[null,null,null,"MEDIUM SCENARIO"]
[null,null,null,"Summer"]
[null,null,null,"This connection point commenced operation in 2012."]
[null,null,null,"The load increased over the past year, but is forecast to remain relatively flat over the outlook period."]
[null,null,null,"The POE10 offset for PV and EE rises from 5.7% to 21.1% between 2015 and 2024 with EE contributing to 2.3% and 12.8% of the offset."]
[]
[]
[null,null,null,"Winter"]
[null,null,null,"This connection point commenced operation in 2012."]
[null,null,null,"The load increased over the past year, but is forecast to remain relatively flat over the outlook period."]
[null,null,null,"The POE10 offset for PV and EE rises from 5.2% to 11.1% between 2014 and 2023 with EE contributing to 2.1% and 11.1% of the offset."]
[]
[]
[null,null,null,"Other"]
[null,null,null,"Relatively new connection point just outside the Launceston area. Started operation late-2012."]
[null,null,null,"summer and winter load levels are quite similar with limited data."]
[null,null,null,"Assumed weather sensitivity for winter only due to high proportion of residential customers at this connection point and lack of historical data."]
[null,null,null,"Load transferred from Mowbray and Norwood onto this connection point in 2013."]
[null,null,null,"Diversity factors: summer = 0.86; winter = 0.92."]
[]
[]
[]
[]
[null,null,"TAS St. Marys"]
[]
[null,null,null,"MAIN SECTORS"]
[null,null,null,"Predominantly residential and agricultural."]
[]
[]
[]
[]
[null,null,null,"MEDIUM SCENARIO"]
[null,null,null,"Summer"]
[null,null,null,"Although historical load increased in 2014, it has generally been trending downwards."]
[null,null,null,"It is forecast to increase in 2015 before a slow decline over the next 9 years."]
[null,null,null,"The POE10 offset for PV and EE rises from 5.1% to 17.3% between 2015 and 2024 with EE contributing to 2.1% and 10.6% of the offset."]
[]
[]
[null,null,null,"Winter"]
[null,null,null,"Load has been declining since 2009 and is forecast to increase in 2015 and 2016 before very mild decline."]
[null,null,null,"It is then forecast to pick up in 2020 and remain relatively flat for the rest of the outlook period."]
[null,null,null,"The POE10 offset for PV and EE rises from 4.9% to 9.2% between 2014 and 2023 with EE contributing to 2.0% and 9.2% of the offset."]
[]
[]
[null,null,null,"Other"]
[null,null,null,"Connection point serving St. Mary's township and greater area."]
[null,null,null,"The connection point is Winter peaking."]
[null,null,null,"Demand is weather sensitive in winter  only."]
[null,null,null,"Two block loads came online in 2010 and 2013 with another two scheduled to come online late 2014 and 2015."]
[null,null,null,"Diversity factors: summer = 0.78; winter = 0.81."]
[]
[]
[]
[]
[null,null,"TAS Sorell"]
[]
[null,null,null,"MAIN SECTORS"]
[null,null,null,"Predominantly residential."]
[]
[]
[]
[]
[null,null,null,"MEDIUM SCENARIO"]
[null,null,null,"Summer"]
[null,null,null,"Load peaked in 2012 and has been declining since."]
[null,null,null,"It is forecast to increase to historical levels in 2015 before declining for the next 7 years."]
[null,null,null,"It is then forecast to increase in 2023 due to PV peak times shifting peak from morning to evening."]
[null,null,null,"The POE10 offset for PV and EE rises from 7.3% to 24.8% between 2015 and 2024 with EE contributing to 3.0% and 15.2% of the offset."]
[]
[null,null,null,"Winter"]
[null,null,null,"Load has been declining since 2009 and is forecast to continue to decline until 2019."]
[null,null,null,"It is then forecast to increase around 2020 as PV shifts the time of MD from evening to morning."]
[null,null,null,"The POE10 offset for PV and EE rises from 4.7% to 10.0% between 2014 and 2023 with EE contributing to 1.9% and 10.0% of the offset."]
[]
[]
[null,null,null,"Other"]
[null,null,null,"Connection point just outside greater Hobart area, close to Hobart airport and not far from some of the affected areas in the 2013 bushfires."]
[null,null,null,"A Winter peaking connection point but recent Summers have elevated levels of demand suggesting increasing cooling loads."]
[null,null,null,"Demand is weather sensitive in winter  only."]
[null,null,null,"Diversity factors: summer = 0.92; winter = 0.9."]
[]
[]
[]
[]
[]
[null,null,"TAS Smithton"]
[]
[null,null,null,"MAIN SECTORS"]
[null,null,null,"Predominantly residential and commercial."]
[]
[]
[]
[]
[null,null,null,"MEDIUM SCENARIO"]
[null,null,null,"Summer"]
[null,null,null,"Historical load peaked in 2009, before declining between 2010 and 2012."]
[null,null,null,"The load then increased over the lost couple of years."]
[null,null,null,"Strong growth expected over the outlook period, driven primarily by block loads."]
[null,null,null,"The POE10 offset for PV and EE rises from 1.4% to 4.0% between 2015 and 2024 with EE contributing to 0.6% and 2.5% of the offset."]
[]
[null,null,null,"Winter"]
[null,null,null,"Historical load remained relatively flat between 2008 and 2011."]
[null,null,null,"It then declined in 2012 before increasing in 2013."]
[null,null,null,"It is forecast to increase for the next two years driven primarily by block loads before declining at a slow rate for the remainder for the outlook period."]
[null,null,null,"The POE10 offset for PV and EE rises from 1.6% to 3.2% between 2014 and 2023 with EE contributing to 0.7% and 3.2% of the offset."]
[]
[null,null,null,"Other"]
[null,null,null,"Connection point serving the Smithton township and greater area."]
[null,null,null,"A Summer peaking connection point due to irrigation loads."]
[null,null,null,"Area has a strong dairy-related agricultural sector. "]
[null,null,null,"Refrigeration loads also contribute to higher Summer loads used for meat processing, food storage and freezing (e.g. McCain Foods has major facility here)."]
[null,null,null,"Neither seasons are weather sensitive. "]
[null,null,null,"Block load came online in late-2010 with another going offline in 2011. "]
[null,null,null,"In the forecasts, one commercial development block load is scheduled to come online in late-2014 and another agriculture related load in 2015."]
[null,null,null,"Diversity factors: summer = 0.87; winter = 0.9."]
[]
[null,null,"TAS Triabunna"]
[]
[null,null,null,"MAIN SECTORS"]
[null,null,null,"Predominantly residential."]
[]
[]
[]
[]
[null,null,null,"MEDIUM SCENARIO"]
[null,null,null,"Summer"]
[null,null,null,"Historical load has been trending downwards from 2006 to 2014, with a block load coming off in 2011."]
[null,null,null,"Historical trend after adjusting for this is flat."]
[null,null,null,"Load is forecast to continue to trend down (at a slow rate) over the outlook period."]
[null,null,null,"The POE10 offset for PV and EE rises from 4.6% to 16.4% between 2015 and 2024 with EE contributing to 1.9% and 10.1% of the offset."]
[]
[null,null,null,"Winter"]
[null,null,null,"Historical load was declining from 2009 to 2012 due to block load decline in 2011 before increasing in 2013."]
[null,null,null,"Historical trend after adjusting for this is increasing."]
[null,null,null,"Load is forecast to grow for the next two years at a strong rate, then reduces to a slow growth rate for the remainder of the outlook period."]
[null,null,null,"The POE10 offset for PV and EE rises from 4.8% to 6.8% between 2014 and 2023 with EE contributing to 2.0% and 6.8% of the offset."]
[]
[null,null,null,"Other"]
[null,null,null,"Connection point serving the Triabunna township and greater area."]
[null,null,null,"Area is a popular tourist destination with Summer peak loads sometimes occurring on public holidays."]
[null,null,null,"The connection point is Winter peaking."]
[null,null,null,"Demand is weather sensitive in the Winter only."]
[null,null,null,"Block load went offline in 2011 but another commercial development block load is scheduled to come online late-2014."]
[null,null,null,"Diversity factors: summer = 0.5; winter = 0.75."]
[]
[]
[]
[null,null,"TAS Trevallyn"]
[]
[null,null,null,"MAIN SECTORS"]
[null,null,null,"Predominantly residential."]
[]
[]
[]
[]
[null,null,null,"MEDIUM SCENARIO"]
[null,null,null,"Summer"]
[null,null,null,"Historical load peaked in 2009 and declined due to block loads in 2009 and 2010."]
[null,null,null,"The load is forecast to decline at a slow rate over the outlook period."]
[null,null,null,"The POE10 offset for PV and EE rises from 4% to 13.8% between 2015 and 2024 with EE contributing to 1.6% and 8.5% of the offset."]
[]
[]
[null,null,null,"Winter"]
[null,null,null,"Load has been declining since 2008, with large drops due to block loads decreases in 2009 and 2010."]
[null,null,null,"It is forecast to remain flat over the outlook period."]
[null,null,null,"The POE10 offset for PV and EE rises from 2.4% to 4.8% between 2014 and 2023 with EE contributing to 1.0% and 4.8% of the offset."]
[]
[]
[null,null,null,"Other"]
[null,null,null,"Major connection point in the Launceston area."]
[null,null,null,"The connection point is Winter peaking."]
[null,null,null,"Demand is weather sensitive in the Winter only."]
[null,null,null,"Load was transferred to Mowbray in 2011 with an additional two block loads going offline in 2010 and 2011."]
[null,null,null,"Diversity factors: summer = 0.81; winter = 0.9."]
[]
[]
[]
[]
[null,null,"TAS Tungatinah"]
[]
[null,null,null,"MAIN SECTORS"]
[null,null,null,"Predominantly commercial (Tungatinah Hydro Tas dam) with some agricultural area."]
[]
[]
[]
[]
[null,null,null,"MEDIUM SCENARIO"]
[null,null,null,"Summer"]
[null,null,null,"Historical load quite volatile due to pumping load from nearby hydro dam."]
[null,null,null,"Load is forecast to remain relatively flat over the outlook period."]
[null,null,null,"The POE10 offset for PV and EE rises from 4.0% to 14.3% between 2015 and 2024 with EE contributing to 1.6% and 8.7% of the offset."]
[]
[]
[null,null,null,"Winter"]
[null,null,null,"Historical load was quite volatile due to pumping load from nearby hydro dam."]
[null,null,null,"It is forecast to remain flat until 2019, then grow for the remainder of the outlook period."]
[null,null,null,"The POE10 offset for PV and EE rises from 2.6% to 5.1% between 2014 and 2023 with EE contributing to 1.1% and 5.1% of the offset."]
[]
[]
[null,null,null,"Other"]
[null,null,null,"Very small load in rural area that just completed redevelopment in 2014."]
[null,null,null,"The connection point is Winter peaking."]
[null,null,null,"Demand is not weather sensitive in either season."]
[null,null,null,"Diversity factors: summer = 0.6; winter = 0.62."]
[]
[]
[]
[]
[]
[null,null,"TAS Ulverstone"]
[]
[null,null,null,"MAIN SECTORS"]
[null,null,null,"Predominantly residential."]
[]
[]
[]
[]
[null,null,null,"MEDIUM SCENARIO"]
[null,null,null,"Summer"]
[null,null,null,"Historical load has been trending downwards since 2009."]
[null,null,null,"Load is forecast to continue to decline at a slow rate over the outlook period."]
[null,null,null,"The POE10 offset for PV and EE rises from 5.2% to 18.8% between 2015 and 2024 with EE contributing to 2.1% and 11.5% of the offset."]
[]
[]
[null,null,null,"Winter"]
[null,null,null,"Load had been declining since 2012 with sharp drop in 2013."]
[null,null,null,"It is forecast to be flat over the outlook period."]
[null,null,null,"The POE10 offset for PV and EE rises from 3.3% to 6.9% between 2014 and 2023 with EE contributing to 1.4% and 6.9% of the offset."]
[]
[]
[null,null,null,"Other"]
[null,null,null,"Connection point serving Ulverstone township and greater area."]
[null,null,null,"The connection point is Winter peaking."]
[null,null,null,"Demand is weather sensitive in winter  only."]
[null,null,null,"Diversity factors: summer = 0.81; winter = 0.86."]
[]
[]
[]
[]
[]
[null,null,"TAS Waddamana"]
[]
[null,null,null,"MAIN SECTORS"]
[null,null,null,"Predominantly residential."]
[null,null,null,"Rural area is dominated by agriculture."]
[]
[]
[]
[null,null,null,"MEDIUM SCENARIO"]
[null,null,null,"Summer"]
[null,null,null,"Historical load has remained relatively flat since 2009."]
[null,null,null,"Load is forecast to remain flat over the outlook period."]
[null,null,null,"The POE10 offset for PV and EE rises from 1.5% to 5.0% between 2015 and 2024 with EE contributing to 0.6% and 3.2% of the offset."]
[]
[]
[null,null,null,"Winter"]
[null,null,null,"Load has been trending up since 2006."]
[null,null,null,"It is forecast to continue to grow at a steady rate over the outlook period."]
[null,null,null,"The POE10 offset for PV and EE rises from 1.0% to 2.2% between 2014 and 2023 with EE contributing to 0.4% and 2.2% of the offset."]
[]
[]
[null,null,null,"Other"]
[null,null,null,"Very small load in the middle of Tasmania."]
[null,null,null,"Winter and Summer loads very similar."]
[null,null,null,"Demand is weather sensitive in both seasons."]
[null,null,null,"Summer loads have peaks around public holidays."]
[null,null,null,"Diversity factors: summer = 0.58; winter = 0.39."]
[]
[]
[]
[]
[null,null,"TAS Wesley Vale"]
[]
[null,null,null,"MAIN SECTORS"]
[null,null,null,"Predominantly industrial."]
[]
[]
[]
[]
[null,null,null,"MEDIUM SCENARIO"]
[null,null,null,"Summer"]
[null,null,null,"There was a significant drop in load in 2011, before reducing to almost 0.5 MW in 2014."]
[null,null,null,"Load is forecast to remain flat over the outlook period."]
[null,null,null,"PV and EE do not affect the POE10 forecasts at this connection point."]
[]
[]
[null,null,null,"Winter"]
[null,null,null,"There was a significant drop in load in 2010, before reducing to almost 0.5 MW in 2014."]
[null,null,null,"Load is forecast to remain flat over the outlook period."]
[null,null,null,"PV and EE do not affect the POE10 forecasts at this connection point."]
[]
[]
[null,null,null,"Other"]
[null,null,null,"Connection point west of Devonport."]
[null,null,null,"Load has reduced to very low levels due to closure of Tas Paper mill early 2010."]
[null,null,null,"summer and winter loads now identical."]
[null,null,null,"Diversity factors: summer = 0.8; winter = 0.72."]
[]
[]
[]
[]
[]
[null,null,"TAS Arthurs Lake"]
[]
[null,null,null,"MAIN SECTORS"]
[null,null,null,"Predominantly agricultural and residential."]
[]
[]
[]
[]
[null,null,null,"MEDIUM SCENARIO"]
[null,null,null,"Summer"]
[null,null,null,"Load is forecast to remain flat for the outlook period."]
[null,null,null,"PV and EE do not affect the POE10 forecasts at this connection point."]
[]
[]
[]
[null,null,null,"Winter"]
[null,null,null,"Load is forecast to remain flat for the outlook period."]
[null,null,null,"PV and EE do not affect the POE10 forecasts at this connection point."]
[]
[]
[]
[null,null,null,"Other"]
[null,null,null,"Load dominated by pumping load of nearby generator."]
[null,null,null,"Load also includes small embedded generators assumed off at times of maximum demand."]
[null,null,null,"Demand is not weather sensitivity for either season."]
[null,null,null,"Diversity factors: summer = 1; winter = 0.41."]
[]
[]
[]
[]
[]
[null,null,"TAS Derby"]
[]
[null,null,null,"MAIN SECTORS"]
[null,null,null,"Predominantly agricultural."]
[]
[]
[]
[]
[null,null,null,"MEDIUM SCENARIO"]
[null,null,null,"Summer"]
[null,null,null,"Historical load peaked in 2007."]
[null,null,null,"Load is forecast to increase in 2015, then steadily increase for the remainder of the outlook period."]
[null,null,null,"The POE10 offset for PV and EE rises from 2.2% to 7.1% between 2015 and 2024 with EE contributing to 0.9% and 4.5% of the offset."]
[]
[]
[null,null,null,"Winter"]
[null,null,null,"Historical load has remained relatively flat since 2005."]
[null,null,null,"It is forecast to be relatively flat for the outlook period."]
[null,null,null,"The POE10 offset for PV and EE rises from 4.9% to 10.5% between 2014 and 2023 with EE contributing to 2.1% and 10.5% of the offset."]
[]
[]
[null,null,null,"Other"]
[null,null,null,"Load includes Cascade Dam embedded generator."]
[null,null,null,"Musselroe Wind Farm also connected to this connection point."]
[null,null,null,"A Summer peaking connection point due to irrigation."]
[null,null,null,"Area has a strong dairy-related agricultural sector."]
[null,null,null,"Demand is not weather sensitivity in either season. "]
[null,null,null,"Diversity factors: summer = 0.57; winter = 0.7."]
[]
[]
[]
[null,null,"TAS Mowbray"]
[]
[null,null,null,"MAIN SECTORS"]
[null,null,null,"Predominantly residential."]
[]
[]
[]
[]
[null,null,null,"MEDIUM SCENARIO"]
[null,null,null,"Summer"]
[null,null,null,"Load peaked in 2012 and has been decreasing for the past two years."]
[null,null,null,"It is forecast to decrease in 2016 and then steadily increase at a slow rate for the remainder of the outlook period."]
[null,null,null,"The POE10 offset for PV and EE rises from 3.1% to 9.9% between 2015 and 2024 with EE contributing to 1.3% and 6.0% of the offset."]
[]
[]
[null,null,null,"Winter"]
[null,null,null,"Historical load peaked in 2009."]
[null,null,null,"It is forecast to increase at a low rate over the outlook period."]
[null,null,null,"The POE10 offset for PV and EE rises from 2.0% to 3.9% between 2014 and 2023 with EE contributing to 0.8% and 3.9% of the offset."]
[]
[]
[null,null,null,"Other"]
[null,null,null,"Load includes Remount embedded generator."]
[null,null,null,"The connection point is Winter peaking."]
[null,null,null,"Demand is weather sensitive in the Winter only."]
[null,null,null,"Loads were transferred to Trevallyn and St. Leonards in 2010 and 2013 respectively."]
[null,null,null,"Two block loads also went offline in 2010 and 2012."]
[null,null,null,"Diversity factors: summer = 0.82; winter = 0.79."]
[]
[]
[]
[null,null,"TAS Wayatinah"]
[]
[null,null,null,"MAIN SECTORS"]
[null,null,null,"Predominantly agricultural (parklands)."]
[]
[]
[]
[]
[null,null,null,"MEDIUM SCENARIO"]
[null,null,null,"Summer"]
[null,null,null,"Load peaked in 2006, 2011 and 2014."]
[null,null,null,"It is forecast to increase at a slow rate over the outlook period."]
[null,null,null,"PV and EE do not affect the POE10 forecasts at this connection point"]
[]
[]
[null,null,null,"Winter"]
[null,null,null,"Load peaked in 2013."]
[null,null,null,"It is forecast to remain flat over the outlook period."]
[null,null,null,"PV and EE do not affect the POE10 forecasts at this connection point."]
[]
[]
[null,null,null,"Other"]
[null,null,null,"Load dominated by pumping for nearby generator."]
[null,null,null,"summer and winter loads are identical."]
[null,null,null,"Demand is not weather sensitive in either season."]
[null,null,null,"Diversity factors: summer = 0.58; winter = 0.67."]
[]
[]
[]
[]
[]
[null,null,"TAS SpareA"]
[]
[null,null,null,"MAIN SECTORS"]
[]
[]
[]
[]
[]
[null,null,null,"MEDIUM SCENARIO"]
[null,null,null,"Summer"]
[]
[]
[]
[]
[]
[null,null,null,"Winter"]
[]
[]
[]
[]
[]
[null,null,null,"Other"]
[]
[]
[]
[]
[]
[]
[]
[]
[]
[null,null,"TAS SpareB"]
[]
[null,null,null,"MAIN SECTORS"]
[]
[]
[]
[]
[]
[null,null,null,"MEDIUM SCENARIO"]
[null,null,null,"Summer"]
[]
[]
[]
[]
[]
[null,null,null,"Winter"]
[]
[]
[]
[]
[]
[null,null,null,"Other"]
[]
[]
[]
[]
[]
[]
[]
[]
[]
[null,null,"TAS SpareC"]
[]
[null,null,null,"MAIN SECTORS"]
[]
[]
[]
[]
[]
[null,null,null,"MEDIUM SCENARIO"]
[null,null,null,"Summer"]
[]
[]
[]
[]
[]
[null,null,null,"Winter"]
[]
[]
[]
[]
[]
[null,null,null,"Other"]
[]
[]
[]
[]
[]
[]
[]
[]
[]
[null,null,"TAS SpareD"]
[]
[null,null,null,"MAIN SECTORS"]
[]
[]
[]
[]
[]
[null,null,null,"MEDIUM SCENARIO"]
[null,null,null,"Summer"]
[]
[]
[]
[]
[]
[null,null,null,"Winter"]
[]
[]
[]
[]
[]
[null,null,null,"Other"]
[]
[]
[]
[]
[]
[]
[]
[]
[]
[null,null,"TAS SpareE"]
[]
[null,null,null,"MAIN SECTORS"]
[]
[]
[]
[]
[]
[null,null,null,"MEDIUM SCENARIO"]
[null,null,null,"Summer"]
[]
[]
[]
[]
[]
[null,null,null,"Winter"]
[]
[]
[]
[]
[]
[null,null,null,"Other"]
[]
[]
[]
[]
[]
[]
[]
[]
[]
[null,null,"TAS SpareF"]
[]
[null,null,null,"MAIN SECTORS"]
[]
[]
[]
[]
[]
[null,null,null,"MEDIUM SCENARIO"]
[null,null,null,"Summer"]
[]
[]
[]
[]
[]
[null,null,null,"Winter"]
[]
[]
[]
[]
[]
[null,null,null,"Other"]
[]
[]
[]
[]
[]
[]
[]
[]
[]
[null,null,"TAS SpareG"]
[]
[null,null,null,"MAIN SECTORS"]
[]
[]
[]
[]
[]
[null,null,null,"MEDIUM SCENARIO"]
[null,null,null,"Summer"]
[]
[]
[]
[]
[]
[null,null,null,"Winter"]
[]
[]
[]
[]
[]
[null,null,null,"Other"]
[]
[]
[]
[]
[]
[]
[]
[]
[]
[null,null,"TAS SpareH"]
[]
[null,null,null,"MAIN SECTORS"]
[]
[]
[]
[]
[]
[null,null,null,"MEDIUM SCENARIO"]
[null,null,null,"Summer"]
[]
[]
[]
[]
[]
[null,null,null,"Winter"]
[]
[]
[]
[]
[]
[null,null,null,"Other"]
[]
[]
[]
[]
[]
[]
[]
[]
[]
[null,null,"TAS SpareI"]
[]
[null,null,null,"MAIN SECTORS"]
[]
[]
[]
[]
[]
[null,null,null,"MEDIUM SCENARIO"]
[null,null,null,"Summer"]
[]
[]
[]
[]
[]
[null,null,null,"Winter"]
[]
[]
[]
[]
[]
[null,null,null,"Other"]
[]
[]
[]
[]
[]
[]
[]
[]
[]
[null,null,"TAS SpareJ"]
[]
[null,null,null,"MAIN SECTORS"]
[]
[]
[]
[]
[]
[null,null,null,"MEDIUM SCENARIO"]
[null,null,null,"Summer"]
[]
[]
[]
[]
[]
[null,null,null,"Winter"]
[]
[]
[]
[]
[]
[null,null,null,"Other"]
[]
[]
[]
[]
[]
[]
[]
[]
[]
[null,null,"TAS SpareK"]
[]
[null,null,null,"MAIN SECTORS"]
[]
[]
[]
[]
[]
[null,null,null,"MEDIUM SCENARIO"]
[null,null,null,"Summer"]
[]
[]
[]
[]
[]
[null,null,null,"Winter"]
[]
[]
[]
[]
[]
[null,null,null,"Other"]
[]
[]
[]
[]
[]
[]
[]
[]
[]
[null,null,"TAS SpareL"]
[]
[null,null,null,"MAIN SECTORS"]
[]
[]
[]
[]
[]
[null,null,null,"MEDIUM SCENARIO"]
[null,null,null,"Summer"]
[]
[]
[]
[]
[]
[null,null,null,"Winter"]
[]
[]
[]
[]
[]
[null,null,null,"Other"]
[]
[]
[]
[]
[]
[]
[]
[]
[]
[null,null,"TAS SpareM"]
[]
[null,null,null,"MAIN SECTORS"]
[]
[]
[]
[]
[]
[null,null,null,"MEDIUM SCENARIO"]
[null,null,null,"Summer"]
[]
[]
[]
[]
[]
[null,null,null,"Winter"]
[]
[]
[]
[]
[]
[null,null,null,"Other"]

{"sheet":"CommentarySelection","index":3,"n_rows":4814,"n_cols":7,"rows_kept":4814,"cut":false,"hidden":true,"merged":[]}
[]
[]
[]
[null,"CONNECTION POINT SELECTED:",null,null,null,null,{"$f":"DataSelection!V8","v":"ADELAIDE CENTRAL"}]
[]
[]
[null,null,null,null,null,null,"MAIN SECTORS"]
[null,null,null,1,{"$f":"$G$4&D8","v":"ADELAIDE CENTRAL1"},null,{"$f":"IF(VLOOKUP(\"SA \"&E8,$E$41:$G$4815,3,FALSE)=0,\"\",VLOOKUP(\"SA \"&E8,$E$41:$G$4815,3,FALSE))","v":"Residential and commercial area surrounds the connection point."}]
[null,null,null,2,{"$f":"$G$4&D9","v":"ADELAIDE CENTRAL2"},null,{"$f":"IF(VLOOKUP(\"SA \"&E9,$E$41:$G$4815,3,FALSE)=0,\"\",VLOOKUP(\"SA \"&E9,$E$41:$G$4815,3,FALSE))","v":""}]
[null,null,null,3,{"$f":"$G$4&D10","v":"ADELAIDE CENTRAL3"},null,""]
[null,null,null,4,{"$f":"$G$4&D11","v":"ADELAIDE CENTRAL4"},null,""]
[null,null,null,5,{"$f":"$G$4&D12","v":"ADELAIDE CENTRAL5"},null,""]
[null,null,null,null,".",null,"MEDIUM SCENARIO"]
[null,null,null,null,null,null,"Summer"]
[null,null,null,8,{"$f":"$G$4&D15","v":"ADELAIDE CENTRAL8"},null,{"$f":"IF(VLOOKUP(\"SA \"&E15,$E$41:$G$4815,3,FALSE)=0,\"\",VLOOKUP(\"SA \"&E15,$E$41:$G$4815,3,FALSE))","v":"Historical maximum demands increased until 2012."}]
[null,null,null,9,{"$f":"$G$4&D16","v":"ADELAIDE CENTRAL9"},null,{"$f":"IF(VLOOKUP(\"SA \"&E16,$E$41:$G$4815,3,FALSE)=0,\"\",VLOOKUP(\"SA \"&E16,$E$41:$G$4815,3,FALSE))","v":"The forecast has a slight increasing trend."}]
[null,null,null,10,{"$f":"$G$4&D17","v":"ADELAIDE CENTRAL10"},null,"The POE10 offset for PV and EE ranges from 1% to 2.8% between 2015 and 2024 with EE contributing 0.1% to 0.7% of the offset."]
[null,null,null,11,{"$f":"$G$4&D18","v":"ADELAIDE CENTRAL11"},null,""]
[null,null,null,12,{"$f":"$G$4&D19","v":"ADELAIDE CENTRAL12"},null,""]
[null,null,null,null,null,null,"Winter"]
[null,null,null,13,{"$f":"$G$4&D21","v":"ADELAIDE CENTRAL13"},null,{"$f":"IF(VLOOKUP(\"SA \"&E21,$E$41:$G$4815,3,FALSE)=0,\"\",VLOOKUP(\"SA \"&E21,$E$41:$G$4815,3,FALSE))","v":"Historical maximum demands have been decreasing since 2006."}]
[null,null,null,14,{"$f":"$G$4&D22","v":"ADELAIDE CENTRAL14"},null,{"$f":"IF(VLOOKUP(\"SA \"&E22,$E$41:$G$4815,3,FALSE)=0,\"\",VLOOKUP(\"SA \"&E22,$E$41:$G$4815,3,FALSE))","v":"The forecast trend is based on this and reconciliation with the system level forecast imparts some growth."}]
[null,null,null,15,{"$f":"$G$4&D23","v":"ADELAIDE CENTRAL15"},null,"The POE10 offset for PV and EE ranges from 1.7% to 4.6% between 2015 and 2024 with EE contributing 0.1% to 1.1% of the offset."]
[null,null,null,16,{"$f":"$G$4&D24","v":"ADELAIDE CENTRAL16"},null,""]
[null,null,null,17,{"$f":"$G$4&D25","v":"ADELAIDE CENTRAL17"},null,""]
[null,null,null,null,null,null,"Other"]
[null,null,null,18,{"$f":"$G$4&D27","v":"ADELAIDE CENTRAL18"},null,{"$f":"IF(VLOOKUP(\"SA \"&E27,$E$41:$G$4815,3,FALSE)=0,\"\",VLOOKUP(\"SA \"&E27,$E$41:$G$4815,3,FALSE))","v":"A subset of the eastern suburbs meshed network."}]
[null,null,null,19,"ADELAIDE CENTRAL19",null,{"$f":"IF(VLOOKUP(\"SA \"&E28,$E$41:$G$4815,3,FALSE)=0,\"\",VLOOKUP(\"SA \"&E28,$E$41:$G$4815,3,FALSE))","v":"This includes the area of Adelaide which is located east of West Terrace, north of South Terrace, west of East Terrace and south of the River Torrens."}]
[null,null,null,20,"ADELAIDE CENTRAL20",null,"The connection point is weather sensitive in summer and winter."]
[null,null,null,21,"ADELAIDE CENTRAL21",null,"Diversity factors: summer = 0.91; winter = 0.96."]
[null,null,null,22,"ADELAIDE CENTRAL22",null,"Power factors: summer = 0.96, lagging; winter = 0.95, lagging."]
[null,null,null,23,"ADELAIDE CENTRAL23",null,""]
[null,null,null,24,"ADELAIDE CENTRAL24",null,""]
[null,null,null,25,"ADELAIDE CENTRAL25",null,""]
[]
[]
[null,"SOUTH AUSTRALIA"]
[]
[null,null,"SA ANGAS CREEK"]
[]
[null,null,null,null,null,null,{"$f":"IF(CommentaryInput!D6=\"\",\"\",CommentaryInput!D6)","v":"MAIN SECTORS"}]
[null,null,null,1,{"$f":"$C39&D42","v":"SA ANGAS CREEK1"},null,{"$f":"IF(CommentaryInput!D7=\"\",\"\",CommentaryInput!D7)","v":"Predominantly agricultural, some parkland and residential in surrounding areas."}]
[null,null,null,2,{"$f":"$C39&D43","v":"SA ANGAS CREEK2"},null,{"$f":"IF(CommentaryInput!D8=\"\",\"\",CommentaryInput!D8)","v":""}]
[null,null,null,3,{"$f":"$C39&D44","v":"SA ANGAS CREEK3"},null,{"$f":"IF(CommentaryInput!D9=\"\",\"\",CommentaryInput!D9)","v":""}]
[null,null,null,4,{"$f":"$C39&D45","v":"SA ANGAS CREEK4"},null,{"$f":"IF(CommentaryInput!D10=\"\",\"\",CommentaryInput!D10)","v":""}]
[null,null,null,5,{"$f":"$C39&D46","v":"SA ANGAS CREEK5"},null,{"$f":"IF(CommentaryInput!D11=\"\",\"\",CommentaryInput!D11)","v":""}]
[null,null,null,null,null,null,{"$f":"IF(CommentaryInput!D12=\"\",\"\",CommentaryInput!D12)","v":"MEDIUM SCENARIO"}]
[null,null,null,null,null,null,{"$f":"IF(CommentaryInput!D13=\"\",\"\",CommentaryInput!D13)","v":"Summer"}]
[null,null,null,8,{"$f":"$C39&D49","v":"SA ANGAS CREEK8"},null,{"$f":"IF(CommentaryInput!D14=\"\",\"\",CommentaryInput!D14)","v":"Historical maximum demands increased until 2012."}]
[null,null,null,9,{"$f":"$C39&D50","v":"SA ANGAS CREEK9"},null,{"$f":"IF(CommentaryInput!D15=\"\",\"\",CommentaryInput!D15)","v":"Since 2012 maximum demands have been lower."}]
[null,null,null,10,{"$f":"$C39&D51","v":"SA ANGAS CREEK10"},null,{"$f":"IF(CommentaryInput!D16=\"\",\"\",CommentaryInput!D16)","v":"Future maximum demands are forecast to remain close to current levels."}]
[null,null,null,11,{"$f":"$C39&D52","v":"SA ANGAS CREEK11"},null,{"$f":"IF(CommentaryInput!D17=\"\",\"\",CommentaryInput!D17)","v":"The POE10 offset for PV and EE ranges from 2.8% to 9.5% between 2015 and 2024 with EE contributing 0.4% to 5.4% of the offset."}]
[null,null,null,12,{"$f":"$C39&D53","v":"SA ANGAS CREEK12"},null,{"$f":"IF(CommentaryInput!D18=\"\",\"\",CommentaryInput!D18)","v":""}]
[null,null,null,null,null,null,{"$f":"IF(CommentaryInput!D19=\"\",\"\",CommentaryInput!D19)","v":"Winter"}]
[null,null,null,13,{"$f":"$C39&D55","v":"SA ANGAS CREEK13"},null,{"$f":"IF(CommentaryInput!D20=\"\",\"\",CommentaryInput!D20)","v":"Winter maximum demands have historically ranged between 15 and 20 MW."}]
[null,null,null,14,{"$f":"$C39&D56","v":"SA ANGAS CREEK14"},null,{"$f":"IF(CommentaryInput!D21=\"\",\"\",CommentaryInput!D21)","v":"Winter demands are forecast to increase throughout the outlook period."}]
[null,null,null,15,{"$f":"$C39&D57","v":"SA ANGAS CREEK15"},null,{"$f":"IF(CommentaryInput!D22=\"\",\"\",CommentaryInput!D22)","v":"The POE10 offset for PV and EE ranges from 0.5% to 5.4% between 2015 and 2024 with EE contributing 0.4% to 5.3% of the offset."}]
[null,null,null,16,{"$f":"$C39&D58","v":"SA ANGAS CREEK16"},null,{"$f":"IF(CommentaryInput!D23=\"\",\"\",CommentaryInput!D23)","v":""}]
[null,null,null,17,{"$f":"$C39&D59","v":"SA ANGAS CREEK17"},null,{"$f":"IF(CommentaryInput!D24=\"\",\"\",CommentaryInput!D24)","v":""}]
[null,null,null,null,null,null,{"$f":"IF(CommentaryInput!D25=\"\",\"\",CommentaryInput!D25)","v":"Other"}]
[null,null,null,18,{"$f":"$C39&D61","v":"SA ANGAS CREEK18"},null,{"$f":"IF(CommentaryInput!D26=\"\",\"\",CommentaryInput!D26)","v":"The connection point is weather sensitive in summer and winter."}]
[null,null,null,19,{"$f":"$C39&D62","v":"SA ANGAS CREEK19"},null,{"$f":"IF(CommentaryInput!D27=\"\",\"\",CommentaryInput!D27)","v":"Diversity factors: summer = 0.98; winter = 0.67."}]
[null,null,null,20,{"$f":"$C39&D63","v":"SA ANGAS CREEK20"},null,{"$f":"IF(CommentaryInput!D28=\"\",\"\",CommentaryInput!D28)","v":"Power factors: summer = 0.94, lagging; winter = 0.99, lagging."}]
[null,null,null,21,{"$f":"$C39&D64","v":"SA ANGAS CREEK21"},null,{"$f":"IF(CommentaryInput!D29=\"\",\"\",CommentaryInput!D29)","v":""}]
[null,null,null,22,{"$f":"$C39&D65","v":"SA ANGAS CREEK22"},null,{"$f":"IF(CommentaryInput!D30=\"\",\"\",CommentaryInput!D30)","v":""}]
[null,null,null,23,{"$f":"$C39&D66","v":"SA ANGAS CREEK23"},null,{"$f":"IF(CommentaryInput!D31=\"\",\"\",CommentaryInput!D31)","v":""}]
[null,null,null,24,{"$f":"$C39&D67","v":"SA ANGAS CREEK24"},null,{"$f":"IF(CommentaryInput!D32=\"\",\"\",CommentaryInput!D32)","v":""}]
[null,null,null,25,{"$f":"$C39&D68","v":"SA ANGAS CREEK25"},null,{"$f":"IF(CommentaryInput!D33=\"\",\"\",CommentaryInput!D33)","v":""}]
[null,null,null,null,null,null,""]
[null,null,"SA ARDROSSAN WEST"]
[null,null,null,null,null,null,""]
[null,null,null,null,null,null,{"$f":"IF(CommentaryInput!D37=\"\",\"\",CommentaryInput!D37)","v":"MAIN SECTORS"}]
[null,null,null,1,{"$f":"$C70&D73","v":"SA ARDROSSAN WEST1"},null,{"$f":"IF(CommentaryInput!D38=\"\",\"\",CommentaryInput!D38)","v":"Predominantly agricultural area."}]
[null,null,null,2,{"$f":"$C70&D74","v":"SA ARDROSSAN WEST2"},null,{"$f":"IF(CommentaryInput!D39=\"\",\"\",CommentaryInput!D39)","v":""}]
[null,null,null,3,{"$f":"$C70&D75","v":"SA ARDROSSAN WEST3"},null,{"$f":"IF(CommentaryInput!D40=\"\",\"\",CommentaryInput!D40)","v":""}]
[null,null,null,4,{"$f":"$C70&D76","v":"SA ARDROSSAN WEST4"},null,{"$f":"IF(CommentaryInput!D41=\"\",\"\",CommentaryInput!D41)","v":""}]
[null,null,null,5,{"$f":"$C70&D77","v":"SA ARDROSSAN WEST5"},null,{"$f":"IF(CommentaryInput!D42=\"\",\"\",CommentaryInput!D42)","v":""}]
[null,null,null,null,null,null,{"$f":"IF(CommentaryInput!D43=\"\",\"\",CommentaryInput!D43)","v":"MEDIUM SCENARIO"}]
[null,null,null,null,null,null,{"$f":"IF(CommentaryInput!D44=\"\",\"\",CommentaryInput!D44)","v":"Summer"}]
[null,null,null,8,{"$f":"$C70&D80","v":"SA ARDROSSAN WEST8"},null,{"$f":"IF(CommentaryInput!D45=\"\",\"\",CommentaryInput!D45)","v":"Historical maximum demands increased until 2012."}]
[null,null,null,9,{"$f":"$C70&D81","v":"SA ARDROSSAN WEST9"},null,{"$f":"IF(CommentaryInput!D46=\"\",\"\",CommentaryInput!D46)","v":"Since 2012 maximum demands have been lower."}]
[null,null,null,10,{"$f":"$C70&D82","v":"SA ARDROSSAN WEST10"},null,{"$f":"IF(CommentaryInput!D47=\"\",\"\",CommentaryInput!D47)","v":"The forecast decreases due to a load transfer."}]
[null,null,null,11,{"$f":"$C70&D83","v":"SA ARDROSSAN WEST11"},null,{"$f":"IF(CommentaryInput!D48=\"\",\"\",CommentaryInput!D48)","v":"The POE10 offset for PV and EE ranges from 8.6% to 24% between 2015 and 2024 with EE contributing 0.6% to 10.2% of the offset."}]
[null,null,null,12,{"$f":"$C70&D84","v":"SA ARDROSSAN WEST12"},null,{"$f":"IF(CommentaryInput!D49=\"\",\"\",CommentaryInput!D49)","v":""}]
[null,null,null,null,null,null,{"$f":"IF(CommentaryInput!D50=\"\",\"\",CommentaryInput!D50)","v":"Winter"}]
[null,null,null,13,{"$f":"$C70&D86","v":"SA ARDROSSAN WEST13"},null,{"$f":"IF(CommentaryInput!D51=\"\",\"\",CommentaryInput!D51)","v":"Winter demands are not forecast to increase throughout the outlook period."}]
[null,null,null,14,{"$f":"$C70&D87","v":"SA ARDROSSAN WEST14"},null,{"$f":"IF(CommentaryInput!D52=\"\",\"\",CommentaryInput!D52)","v":"The forecast decreases due to a load transfer."}]
[null,null,null,15,{"$f":"$C70&D88","v":"SA ARDROSSAN WEST15"},null,{"$f":"IF(CommentaryInput!D53=\"\",\"\",CommentaryInput!D53)","v":"The POE10 offset for PV and EE ranges from 0.7% to 12.9% between 2015 and 2024 with EE contributing 0.7% to 12.9% of the offset."}]
[null,null,null,16,{"$f":"$C70&D89","v":"SA ARDROSSAN WEST16"},null,{"$f":"IF(CommentaryInput!D54=\"\",\"\",CommentaryInput!D54)","v":""}]
[null,null,null,17,{"$f":"$C70&D90","v":"SA ARDROSSAN WEST17"},null,{"$f":"IF(CommentaryInput!D55=\"\",\"\",CommentaryInput!D55)","v":""}]
[null,null,null,null,null,null,{"$f":"IF(CommentaryInput!D56=\"\",\"\",CommentaryInput!D56)","v":"Other"}]
[null,null,null,18,{"$f":"$C70&D92","v":"SA ARDROSSAN WEST18"},null,{"$f":"IF(CommentaryInput!D57=\"\",\"\",CommentaryInput!D57)","v":"A 2.2 MW transfer from Ardrossan West to Dalrymple is forecast to occur in 2017."}]
[null,null,null,19,{"$f":"$C70&D93","v":"SA ARDROSSAN WEST19"},null,{"$f":"IF(CommentaryInput!D58=\"\",\"\",CommentaryInput!D58)","v":"The connection point is weather sensitive in summer and winter."}]
[null,null,null,20,{"$f":"$C70&D94","v":"SA ARDROSSAN WEST20"},null,{"$f":"IF(CommentaryInput!D59=\"\",\"\",CommentaryInput!D59)","v":"Diversity factors: summer = 0.88; winter = 0.95."}]
[null,null,null,21,{"$f":"$C70&D95","v":"SA ARDROSSAN WEST21"},null,{"$f":"IF(CommentaryInput!D60=\"\",\"\",CommentaryInput!D60)","v":"Power factors: summer = 0.95, lagging; winter = 0.99, lagging."}]
[null,null,null,22,{"$f":"$C70&D96","v":"SA ARDROSSAN WEST22"},null,{"$f":"IF(CommentaryInput!D61=\"\",\"\",CommentaryInput!D61)","v":""}]
[null,null,null,23,{"$f":"$C70&D97","v":"SA ARDROSSAN WEST23"},null,{"$f":"IF(CommentaryInput!D62=\"\",\"\",CommentaryInput!D62)","v":""}]
[null,null,null,24,{"$f":"$C70&D98","v":"SA ARDROSSAN WEST24"},null,{"$f":"IF(CommentaryInput!D63=\"\",\"\",CommentaryInput!D63)","v":""}]
[null,null,null,25,{"$f":"$C70&D99","v":"SA ARDROSSAN WEST25"},null,{"$f":"IF(CommentaryInput!D64=\"\",\"\",CommentaryInput!D64)","v":""}]
[null,null,null,null,null,null,""]
[null,null,"SA BAROOTA"]
[null,null,null,null,null,null,""]
[null,null,null,null,null,null,{"$f":"IF(CommentaryInput!D68=\"\",\"\",CommentaryInput!D68)","v":"MAIN SECTORS"}]
[null,null,null,1,{"$f":"$C101&D104","v":"SA BAROOTA1"},null,{"$f":"IF(CommentaryInput!D69=\"\",\"\",CommentaryInput!D69)","v":"Predominantly agricultural, large amount of parkland in surrounding areas."}]
[null,null,null,2,{"$f":"$C101&D105","v":"SA BAROOTA2"},null,{"$f":"IF(CommentaryInput!D70=\"\",\"\",CommentaryInput!D70)","v":""}]
[null,null,null,3,{"$f":"$C101&D106","v":"SA BAROOTA3"},null,{"$f":"IF(CommentaryInput!D71=\"\",\"\",CommentaryInput!D71)","v":""}]
[null,null,null,4,{"$f":"$C101&D107","v":"SA BAROOTA4"},null,{"$f":"IF(CommentaryInput!D72=\"\",\"\",CommentaryInput!D72)","v":""}]
[null,null,null,5,{"$f":"$C101&D108","v":"SA BAROOTA5"},null,{"$f":"IF(CommentaryInput!D73=\"\",\"\",CommentaryInput!D73)","v":""}]
[null,null,null,null,null,null,{"$f":"IF(CommentaryInput!D74=\"\",\"\",CommentaryInput!D74)","v":"MEDIUM SCENARIO"}]
[null,null,null,null,null,null,{"$f":"IF(CommentaryInput!D75=\"\",\"\",CommentaryInput!D75)","v":"Summer"}]
[null,null,null,8,{"$f":"$C101&D111","v":"SA BAROOTA8"},null,{"$f":"IF(CommentaryInput!D76=\"\",\"\",CommentaryInput!D76)","v":"Historical maximum demands have exhibited a slight declining trend."}]
[null,null,null,9,{"$f":"$C101&D112","v":"SA BAROOTA9"},null,{"$f":"IF(CommentaryInput!D77=\"\",\"\",CommentaryInput!D77)","v":"This is forecast to continue throughout the outlook period."}]
[null,null,null,10,{"$f":"$C101&D113","v":"SA BAROOTA10"},null,{"$f":"IF(CommentaryInput!D78=\"\",\"\",CommentaryInput!D78)","v":"The POE10 offset for PV and EE ranges from 2.7% to 10.5% between 2015 and 2024 with EE contributing 0.4% to 6.8% of the offset."}]
[null,null,null,11,{"$f":"$C101&D114","v":"SA BAROOTA11"},null,{"$f":"IF(CommentaryInput!D79=\"\",\"\",CommentaryInput!D79)","v":""}]
[null,null,null,12,{"$f":"$C101&D115","v":"SA BAROOTA12"},null,{"$f":"IF(CommentaryInput!D80=\"\",\"\",CommentaryInput!D80)","v":""}]
[null,null,null,null,null,null,{"$f":"IF(CommentaryInput!D81=\"\",\"\",CommentaryInput!D81)","v":"Winter"}]
[null,null,null,13,{"$f":"$C101&D117","v":"SA BAROOTA13"},null,{"$f":"IF(CommentaryInput!D82=\"\",\"\",CommentaryInput!D82)","v":"A weak increase in winter maximum demands is forecast at Baroota."}]
[null,null,null,14,{"$f":"$C101&D118","v":"SA BAROOTA14"},null,{"$f":"IF(CommentaryInput!D83=\"\",\"\",CommentaryInput!D83)","v":"The POE10 offset for PV and EE ranges from 0.6% to 7.9% between 2015 and 2024 with EE contributing 0.6% to 7.9% of the offset."}]
[null,null,null,15,{"$f":"$C101&D119","v":"SA BAROOTA15"},null,{"$f":"IF(CommentaryInput!D84=\"\",\"\",CommentaryInput!D84)","v":""}]
[null,null,null,16,{"$f":"$C101&D120","v":"SA BAROOTA16"},null,{"$f":"IF(CommentaryInput!D85=\"\",\"\",CommentaryInput!D85)","v":""}]
[null,null,null,17,{"$f":"$C101&D121","v":"SA BAROOTA17"},null,{"$f":"IF(CommentaryInput!D86=\"\",\"\",CommentaryInput!D86)","v":""}]
[null,null,null,null,null,null,{"$f":"IF(CommentaryInput!D87=\"\",\"\",CommentaryInput!D87)","v":"Other"}]
[null,null,null,18,{"$f":"$C101&D123","v":"SA BAROOTA18"},null,{"$f":"IF(CommentaryInput!D88=\"\",\"\",CommentaryInput!D88)","v":"The connection point is weather sensitive in summer and winter."}]
[null,null,null,19,{"$f":"$C101&D124","v":"SA BAROOTA19"},null,{"$f":"IF(CommentaryInput!D89=\"\",\"\",CommentaryInput!D89)","v":"Diversity factors: summer = 0.89; winter = 0.88."}]
[null,null,null,20,{"$f":"$C101&D125","v":"SA BAROOTA20"},null,{"$f":"IF(CommentaryInput!D90=\"\",\"\",CommentaryInput!D90)","v":"Power factors: summer = 1, lagging; winter = 1, unity."}]
[null,null,null,21,{"$f":"$C101&D126","v":"SA BAROOTA21"},null,{"$f":"IF(CommentaryInput!D91=\"\",\"\",CommentaryInput!D91)","v":""}]
[null,null,null,22,{"$f":"$C101&D127","v":"SA BAROOTA22"},null,{"$f":"IF(CommentaryInput!D92=\"\",\"\",CommentaryInput!D92)","v":""}]
[null,null,null,23,{"$f":"$C101&D128","v":"SA BAROOTA23"},null,{"$f":"IF(CommentaryInput!D93=\"\",\"\",CommentaryInput!D93)","v":""}]
[null,null,null,24,{"$f":"$C101&D129","v":"SA BAROOTA24"},null,{"$f":"IF(CommentaryInput!D94=\"\",\"\",CommentaryInput!D94)","v":""}]
[null,null,null,25,{"$f":"$C101&D130","v":"SA BAROOTA25"},null,{"$f":"IF(CommentaryInput!D95=\"\",\"\",CommentaryInput!D95)","v":""}]
[null,null,null,null,null,null,""]
[null,null,"SA BRINKWORTH"]
[null,null,null,null,null,null,""]
[null,null,null,null,null,null,{"$f":"IF(CommentaryInput!D99=\"\",\"\",CommentaryInput!D99)","v":"MAIN SECTORS"}]
[null,null,null,1,{"$f":"$C132&D135","v":"SA BRINKWORTH1"},null,{"$f":"IF(CommentaryInput!D100=\"\",\"\",CommentaryInput!D100)","v":"Predominantly agricultural area."}]
[null,null,null,2,{"$f":"$C132&D136","v":"SA BRINKWORTH2"},null,{"$f":"IF(CommentaryInput!D101=\"\",\"\",CommentaryInput!D101)","v":""}]
[null,null,null,3,{"$f":"$C132&D137","v":"SA BRINKWORTH3"},null,{"$f":"IF(CommentaryInput!D102=\"\",\"\",CommentaryInput!D102)","v":""}]
[null,null,null,4,{"$f":"$C132&D138","v":"SA BRINKWORTH4"},null,{"$f":"IF(CommentaryInput!D103=\"\",\"\",CommentaryInput!D103)","v":""}]
[null,null,null,5,{"$f":"$C132&D139","v":"SA BRINKWORTH5"},null,{"$f":"IF(CommentaryInput!D104=\"\",\"\",CommentaryInput!D104)","v":""}]
[null,null,null,null,null,null,{"$f":"IF(CommentaryInput!D105=\"\",\"\",CommentaryInput!D105)","v":"MEDIUM SCENARIO"}]
[null,null,null,null,null,null,{"$f":"IF(CommentaryInput!D106=\"\",\"\",CommentaryInput!D106)","v":"Summer"}]
[null,null,null,8,{"$f":"$C132&D142","v":"SA BRINKWORTH8"},null,{"$f":"IF(CommentaryInput!D107=\"\",\"\",CommentaryInput!D107)","v":"Normal operating maximum demands decreased following a load transfer in 2009."}]
[null,null,null,9,{"$f":"$C132&D143","v":"SA BRINKWORTH9"},null,{"$f":"IF(CommentaryInput!D108=\"\",\"\",CommentaryInput!D108)","v":"A weak declining trend is forecast for Brinkworth."}]
[null,null,null,10,{"$f":"$C132&D144","v":"SA BRINKWORTH10"},null,{"$f":"IF(CommentaryInput!D109=\"\",\"\",CommentaryInput!D109)","v":"The POE10 offset for PV and EE ranges from 3% to 14.4% between 2015 and 2024 with EE contributing 0.6% to 9% of the offset."}]
[null,null,null,11,{"$f":"$C132&D145","v":"SA BRINKWORTH11"},null,{"$f":"IF(CommentaryInput!D110=\"\",\"\",CommentaryInput!D110)","v":""}]
[null,null,null,12,{"$f":"$C132&D146","v":"SA BRINKWORTH12"},null,{"$f":"IF(CommentaryInput!D111=\"\",\"\",CommentaryInput!D111)","v":""}]
[null,null,null,null,null,null,{"$f":"IF(CommentaryInput!D112=\"\",\"\",CommentaryInput!D112)","v":"Winter"}]
[null,null,null,13,{"$f":"$C132&D148","v":"SA BRINKWORTH13"},null,{"$f":"IF(CommentaryInput!D113=\"\",\"\",CommentaryInput!D113)","v":"Normal operating maximum demands decreased  following a load transfer in 2009."}]
[null,null,null,14,{"$f":"$C132&D149","v":"SA BRINKWORTH14"},null,{"$f":"IF(CommentaryInput!D114=\"\",\"\",CommentaryInput!D114)","v":"The POE10 offset for PV and EE ranges from 0.6% to 9% between 2015 and 2024 with EE contributing 0.6% to 9% of the offset."}]
[null,null,null,15,{"$f":"$C132&D150","v":"SA BRINKWORTH15"},null,{"$f":"IF(CommentaryInput!D115=\"\",\"\",CommentaryInput!D115)","v":""}]
[null,null,null,16,{"$f":"$C132&D151","v":"SA BRINKWORTH16"},null,{"$f":"IF(CommentaryInput!D116=\"\",\"\",CommentaryInput!D116)","v":""}]
[null,null,null,17,{"$f":"$C132&D152","v":"SA BRINKWORTH17"},null,{"$f":"IF(CommentaryInput!D117=\"\",\"\",CommentaryInput!D117)","v":""}]
[null,null,null,null,null,null,{"$f":"IF(CommentaryInput!D118=\"\",\"\",CommentaryInput!D118)","v":"Other"}]
[null,null,null,18,{"$f":"$C132&D154","v":"SA BRINKWORTH18"},null,{"$f":"IF(CommentaryInput!D119=\"\",\"\",CommentaryInput!D119)","v":"The connection point is weather sensitive in summer and winter."}]
[null,null,null,19,{"$f":"$C132&D155","v":"SA BRINKWORTH19"},null,{"$f":"IF(CommentaryInput!D120=\"\",\"\",CommentaryInput!D120)","v":"Diversity factors: summer = 0.9; winter = 0.96."}]
[null,null,null,20,{"$f":"$C132&D156","v":"SA BRINKWORTH20"},null,{"$f":"IF(CommentaryInput!D121=\"\",\"\",CommentaryInput!D121)","v":"Power factors: summer = 0.99, lagging; winter = 0.98, leading."}]
[null,null,null,21,{"$f":"$C132&D157","v":"SA BRINKWORTH21"},null,{"$f":"IF(CommentaryInput!D122=\"\",\"\",CommentaryInput!D122)","v":""}]
[null,null,null,22,{"$f":"$C132&D158","v":"SA BRINKWORTH22"},null,{"$f":"IF(CommentaryInput!D123=\"\",\"\",CommentaryInput!D123)","v":""}]
[null,null,null,23,{"$f":"$C132&D159","v":"SA BRINKWORTH23"},null,{"$f":"IF(CommentaryInput!D124=\"\",\"\",CommentaryInput!D124)","v":""}]
[null,null,null,24,{"$f":"$C132&D160","v":"SA BRINKWORTH24"},null,{"$f":"IF(CommentaryInput!D125=\"\",\"\",CommentaryInput!D125)","v":""}]
[null,null,null,25,{"$f":"$C132&D161","v":"SA BRINKWORTH25"},null,{"$f":"IF(CommentaryInput!D126=\"\",\"\",CommentaryInput!D126)","v":""}]
[null,null,null,null,null,null,""]
[null,null,"SA CLARE NORTH"]
[null,null,null,null,null,null,""]
[null,null,null,null,null,null,{"$f":"IF(CommentaryInput!D130=\"\",\"\",CommentaryInput!D130)","v":"MAIN SECTORS"}]
[null,null,null,1,{"$f":"$C163&D166","v":"SA CLARE NORTH1"},null,{"$f":"IF(CommentaryInput!D131=\"\",\"\",CommentaryInput!D131)","v":"Predominantly agricultural, small amount of residential in surrounding area."}]
[null,null,null,2,{"$f":"$C163&D167","v":"SA CLARE NORTH2"},null,{"$f":"IF(CommentaryInput!D132=\"\",\"\",CommentaryInput!D132)","v":""}]
[null,null,null,3,{"$f":"$C163&D168","v":"SA CLARE NORTH3"},null,{"$f":"IF(CommentaryInput!D133=\"\",\"\",CommentaryInput!D133)","v":""}]
[null,null,null,4,{"$f":"$C163&D169","v":"SA CLARE NORTH4"},null,{"$f":"IF(CommentaryInput!D134=\"\",\"\",CommentaryInput!D134)","v":""}]
[null,null,null,5,{"$f":"$C163&D170","v":"SA CLARE NORTH5"},null,{"$f":"IF(CommentaryInput!D135=\"\",\"\",CommentaryInput!D135)","v":""}]
[null,null,null,null,null,null,{"$f":"IF(CommentaryInput!D136=\"\",\"\",CommentaryInput!D136)","v":"MEDIUM SCENARIO"}]
[null,null,null,null,null,null,{"$f":"IF(CommentaryInput!D137=\"\",\"\",CommentaryInput!D137)","v":"Summer"}]
[null,null,null,8,{"$f":"$C163&D173","v":"SA CLARE NORTH8"},null,{"$f":"IF(CommentaryInput!D138=\"\",\"\",CommentaryInput!D138)","v":"The forecast trend is based on population growth for the region."}]
[null,null,null,9,{"$f":"$C163&D174","v":"SA CLARE NORTH9"},null,{"$f":"IF(CommentaryInput!D139=\"\",\"\",CommentaryInput!D139)","v":"EE and PV offsets result in a declining trend."}]
[null,null,null,10,{"$f":"$C163&D175","v":"SA CLARE NORTH10"},null,{"$f":"IF(CommentaryInput!D140=\"\",\"\",CommentaryInput!D140)","v":"The POE10 offset for PV and EE ranges from 8% to 16.2% between 2015 and 2024 with EE contributing 0.4% to 5.8% of the offset."}]
[null,null,null,11,{"$f":"$C163&D176","v":"SA CLARE NORTH11"},null,{"$f":"IF(CommentaryInput!D141=\"\",\"\",CommentaryInput!D141)","v":""}]
[null,null,null,12,{"$f":"$C163&D177","v":"SA CLARE NORTH12"},null,{"$f":"IF(CommentaryInput!D142=\"\",\"\",CommentaryInput!D142)","v":""}]
[null,null,null,null,null,null,{"$f":"IF(CommentaryInput!D143=\"\",\"\",CommentaryInput!D143)","v":"Winter"}]
[null,null,null,13,{"$f":"$C163&D179","v":"SA CLARE NORTH13"},null,{"$f":"IF(CommentaryInput!D144=\"\",\"\",CommentaryInput!D144)","v":"Forecast trend reflects weaker effects of EE and PV."}]
[null,null,null,14,{"$f":"$C163&D180","v":"SA CLARE NORTH14"},null,{"$f":"IF(CommentaryInput!D145=\"\",\"\",CommentaryInput!D145)","v":"The POE10 offset for PV and EE ranges from 0.4% to 5.6% between 2015 and 2024 with EE contributing 0.4% to 5.6% of the offset."}]
[null,null,null,15,{"$f":"$C163&D181","v":"SA CLARE NORTH15"},null,{"$f":"IF(CommentaryInput!D146=\"\",\"\",CommentaryInput!D146)","v":""}]
[null,null,null,16,{"$f":"$C163&D182","v":"SA CLARE NORTH16"},null,{"$f":"IF(CommentaryInput!D147=\"\",\"\",CommentaryInput!D147)","v":""}]
[null,null,null,17,{"$f":"$C163&D183","v":"SA CLARE NORTH17"},null,{"$f":"IF(CommentaryInput!D148=\"\",\"\",CommentaryInput!D148)","v":""}]
[null,null,null,null,null,null,{"$f":"IF(CommentaryInput!D149=\"\",\"\",CommentaryInput!D149)","v":"Other"}]
[null,null,null,18,{"$f":"$C163&D185","v":"SA CLARE NORTH18"},null,{"$f":"IF(CommentaryInput!D150=\"\",\"\",CommentaryInput!D150)","v":"The connection point is weather sensitive in summer and winter."}]
[null,null,null,19,{"$f":"$C163&D186","v":"SA CLARE NORTH19"},null,{"$f":"IF(CommentaryInput!D151=\"\",\"\",CommentaryInput!D151)","v":"A new connection point in 2011."}]
[null,null,null,20,{"$f":"$C163&D187","v":"SA CLARE NORTH20"},null,{"$f":"IF(CommentaryInput!D152=\"\",\"\",CommentaryInput!D152)","v":"Diversity factors: summer = 0.94; winter = 0.93."}]
[null,null,null,21,{"$f":"$C163&D188","v":"SA CLARE NORTH21"},null,{"$f":"IF(CommentaryInput!D153=\"\",\"\",CommentaryInput!D153)","v":"Power factors: summer = 0.94, lagging; winter = 0.98, lagging."}]
[null,null,null,22,{"$f":"$C163&D189","v":"SA CLARE NORTH22"},null,{"$f":"IF(CommentaryInput!D154=\"\",\"\",CommentaryInput!D154)","v":""}]
[null,null,null,23,{"$f":"$C163&D190","v":"SA CLARE NORTH23"},null,{"$f":"IF(CommentaryInput!D155=\"\",\"\",CommentaryInput!D155)","v":""}]
[null,null,null,24,{"$f":"$C163&D191","v":"SA CLARE NORTH24"},null,{"$f":"IF(CommentaryInput!D156=\"\",\"\",CommentaryInput!D156)","v":""}]
[null,null,null,25,{"$f":"$C163&D192","v":"SA CLARE NORTH25"},null,{"$f":"IF(CommentaryInput!D157=\"\",\"\",CommentaryInput!D157)","v":""}]
[null,null,null,null,null,null,""]
[null,null,"SA DALRYMPLE"]
[null,null,null,null,null,null,""]
[null,null,null,null,null,null,{"$f":"IF(CommentaryInput!D161=\"\",\"\",CommentaryInput!D161)","v":"MAIN SECTORS"}]
[null,null,null,1,{"$f":"$C194&D197","v":"SA DALRYMPLE1"},null,{"$f":"IF(CommentaryInput!D162=\"\",\"\",CommentaryInput!D162)","v":"Predominantly agricultural area."}]
[null,null,null,2,{"$f":"$C194&D198","v":"SA DALRYMPLE2"},null,{"$f":"IF(CommentaryInput!D163=\"\",\"\",CommentaryInput!D163)","v":""}]
[null,null,null,3,{"$f":"$C194&D199","v":"SA DALRYMPLE3"},null,{"$f":"IF(CommentaryInput!D164=\"\",\"\",CommentaryInput!D164)","v":""}]
[null,null,null,4,{"$f":"$C194&D200","v":"SA DALRYMPLE4"},null,{"$f":"IF(CommentaryInput!D165=\"\",\"\",CommentaryInput!D165)","v":""}]
[null,null,null,5,{"$f":"$C194&D201","v":"SA DALRYMPLE5"},null,{"$f":"IF(CommentaryInput!D166=\"\",\"\",CommentaryInput!D166)","v":""}]
[null,null,null,null,null,null,{"$f":"IF(CommentaryInput!D167=\"\",\"\",CommentaryInput!D167)","v":"MEDIUM SCENARIO"}]
[null,null,null,null,null,null,{"$f":"IF(CommentaryInput!D168=\"\",\"\",CommentaryInput!D168)","v":"Summer"}]
[null,null,null,8,{"$f":"$C194&D204","v":"SA DALRYMPLE8"},null,{"$f":"IF(CommentaryInput!D169=\"\",\"\",CommentaryInput!D169)","v":"The historical demand trend has been flat."}]
[null,null,null,9,{"$f":"$C194&D205","v":"SA DALRYMPLE9"},null,{"$f":"IF(CommentaryInput!D170=\"\",\"\",CommentaryInput!D170)","v":"A transfer increases the forecast in 2017."}]
[null,null,null,10,{"$f":"$C194&D206","v":"SA DALRYMPLE10"},null,{"$f":"IF(CommentaryInput!D171=\"\",\"\",CommentaryInput!D171)","v":"The POE10 offset for PV and EE ranges from 5% to 11.4% between 2015 and 2024 with EE contributing 0.6% to 7.1% of the offset."}]
[null,null,null,11,{"$f":"$C194&D207","v":"SA DALRYMPLE11"},null,{"$f":"IF(CommentaryInput!D172=\"\",\"\",CommentaryInput!D172)","v":""}]
[null,null,null,12,{"$f":"$C194&D208","v":"SA DALRYMPLE12"},null,{"$f":"IF(CommentaryInput!D173=\"\",\"\",CommentaryInput!D173)","v":""}]
[null,null,null,null,null,null,{"$f":"IF(CommentaryInput!D174=\"\",\"\",CommentaryInput!D174)","v":"Winter"}]
[null,null,null,13,{"$f":"$C194&D210","v":"SA DALRYMPLE13"},null,{"$f":"IF(CommentaryInput!D175=\"\",\"\",CommentaryInput!D175)","v":"The historical demand trend has been slightly increasing."}]
[null,null,null,14,{"$f":"$C194&D211","v":"SA DALRYMPLE14"},null,{"$f":"IF(CommentaryInput!D176=\"\",\"\",CommentaryInput!D176)","v":"A transfer increases the forecast in 2017."}]
[null,null,null,15,{"$f":"$C194&D212","v":"SA DALRYMPLE15"},null,{"$f":"IF(CommentaryInput!D177=\"\",\"\",CommentaryInput!D177)","v":"The POE10 offset for PV and EE ranges from 0.7% to 6.9% between 2015 and 2024 with EE contributing 0.7% to 6.9% of the offset."}]
[null,null,null,16,{"$f":"$C194&D213","v":"SA DALRYMPLE16"},null,{"$f":"IF(CommentaryInput!D178=\"\",\"\",CommentaryInput!D178)","v":""}]
[null,null,null,17,{"$f":"$C194&D214","v":"SA DALRYMPLE17"},null,{"$f":"IF(CommentaryInput!D179=\"\",\"\",CommentaryInput!D179)","v":""}]
[null,null,null,null,null,null,{"$f":"IF(CommentaryInput!D180=\"\",\"\",CommentaryInput!D180)","v":"Other"}]
[null,null,null,18,{"$f":"$C194&D216","v":"SA DALRYMPLE18"},null,{"$f":"IF(CommentaryInput!D181=\"\",\"\",CommentaryInput!D181)","v":"A 2.2 MW transfer from Ardrossan West to Dalrymple is forecast to occur in 2017."}]
[null,null,null,19,{"$f":"$C194&D217","v":"SA DALRYMPLE19"},null,{"$f":"IF(CommentaryInput!D182=\"\",\"\",CommentaryInput!D182)","v":"The connection point is weather sensitive in summer ."}]
[null,null,null,20,{"$f":"$C194&D218","v":"SA DALRYMPLE20"},null,{"$f":"IF(CommentaryInput!D183=\"\",\"\",CommentaryInput!D183)","v":"Diversity factors: summer = 0.88; winter = 0.94."}]
[null,null,null,21,{"$f":"$C194&D219","v":"SA DALRYMPLE21"},null,{"$f":"IF(CommentaryInput!D184=\"\",\"\",CommentaryInput!D184)","v":"Power factors: summer = 0.94, lagging; winter = 0.99, leading."}]
[null,null,null,22,{"$f":"$C194&D220","v":"SA DALRYMPLE22"},null,{"$f":"IF(CommentaryInput!D185=\"\",\"\",CommentaryInput!D185)","v":""}]
[null,null,null,23,{"$f":"$C194&D221","v":"SA DALRYMPLE23"},null,{"$f":"IF(CommentaryInput!D186=\"\",\"\",CommentaryInput!D186)","v":""}]
[null,null,null,24,{"$f":"$C194&D222","v":"SA DALRYMPLE24"},null,{"$f":"IF(CommentaryInput!D187=\"\",\"\",CommentaryInput!D187)","v":""}]
[null,null,null,25,{"$f":"$C194&D223","v":"SA DALRYMPLE25"},null,{"$f":"IF(CommentaryInput!D188=\"\",\"\",CommentaryInput!D188)","v":""}]
[null,null,null,null,null,null,""]
[null,null,"SA DAVENPORT WEST"]
[null,null,null,null,null,null,""]
[null,null,null,null,null,null,{"$f":"IF(CommentaryInput!D192=\"\",\"\",CommentaryInput!D192)","v":"MAIN SECTORS"}]
[null,null,null,1,{"$f":"$C225&D228","v":"SA DAVENPORT WEST1"},null,{"$f":"IF(CommentaryInput!D193=\"\",\"\",CommentaryInput!D193)","v":"Residential and industrial area surrounded by agricultural area and parkland."}]
[null,null,null,2,{"$f":"$C225&D229","v":"SA DAVENPORT WEST2"},null,{"$f":"IF(CommentaryInput!D194=\"\",\"\",CommentaryInput!D194)","v":""}]
[null,null,null,3,{"$f":"$C225&D230","v":"SA DAVENPORT WEST3"},null,{"$f":"IF(CommentaryInput!D195=\"\",\"\",CommentaryInput!D195)","v":""}]
[null,null,null,4,{"$f":"$C225&D231","v":"SA DAVENPORT WEST4"},null,{"$f":"IF(CommentaryInput!D196=\"\",\"\",CommentaryInput!D196)","v":""}]
[null,null,null,5,{"$f":"$C225&D232","v":"SA DAVENPORT WEST5"},null,{"$f":"IF(CommentaryInput!D197=\"\",\"\",CommentaryInput!D197)","v":""}]
[null,null,null,null,null,null,{"$f":"IF(CommentaryInput!D198=\"\",\"\",CommentaryInput!D198)","v":"MEDIUM SCENARIO"}]
[null,null,null,null,null,null,{"$f":"IF(CommentaryInput!D199=\"\",\"\",CommentaryInput!D199)","v":"Summer"}]
[null,null,null,8,{"$f":"$C225&D235","v":"SA DAVENPORT WEST8"},null,{"$f":"IF(CommentaryInput!D200=\"\",\"\",CommentaryInput!D200)","v":"The forecast maximum demand trend is flat."}]
[null,null,null,9,{"$f":"$C225&D236","v":"SA DAVENPORT WEST9"},null,{"$f":"IF(CommentaryInput!D201=\"\",\"\",CommentaryInput!D201)","v":"The POE10 offset for PV and EE ranges from 10.9% to 16.4% between 2015 and 2024 with EE contributing 0.3% to 4.5% of the offset."}]
[null,null,null,10,{"$f":"$C225&D237","v":"SA DAVENPORT WEST10"},null,{"$f":"IF(CommentaryInput!D202=\"\",\"\",CommentaryInput!D202)","v":""}]
[null,null,null,11,{"$f":"$C225&D238","v":"SA DAVENPORT WEST11"},null,{"$f":"IF(CommentaryInput!D203=\"\",\"\",CommentaryInput!D203)","v":""}]
[null,null,null,12,{"$f":"$C225&D239","v":"SA DAVENPORT WEST12"},null,{"$f":"IF(CommentaryInput!D204=\"\",\"\",CommentaryInput!D204)","v":""}]
[null,null,null,null,null,null,{"$f":"IF(CommentaryInput!D205=\"\",\"\",CommentaryInput!D205)","v":"Winter"}]
[null,null,null,13,{"$f":"$C225&D241","v":"SA DAVENPORT WEST13"},null,{"$f":"IF(CommentaryInput!D206=\"\",\"\",CommentaryInput!D206)","v":"An increasing trend is forecast for winter."}]
[null,null,null,14,{"$f":"$C225&D242","v":"SA DAVENPORT WEST14"},null,{"$f":"IF(CommentaryInput!D207=\"\",\"\",CommentaryInput!D207)","v":"The POE10 offset for PV and EE ranges from 0.4% to 5.5% between 2015 and 2024 with EE contributing 0.4% to 5.5% of the offset."}]
[null,null,null,15,{"$f":"$C225&D243","v":"SA DAVENPORT WEST15"},null,{"$f":"IF(CommentaryInput!D208=\"\",\"\",CommentaryInput!D208)","v":""}]
[null,null,null,16,{"$f":"$C225&D244","v":"SA DAVENPORT WEST16"},null,{"$f":"IF(CommentaryInput!D209=\"\",\"\",CommentaryInput!D209)","v":""}]
[null,null,null,17,{"$f":"$C225&D245","v":"SA DAVENPORT WEST17"},null,{"$f":"IF(CommentaryInput!D210=\"\",\"\",CommentaryInput!D210)","v":""}]
[null,null,null,null,null,null,{"$f":"IF(CommentaryInput!D211=\"\",\"\",CommentaryInput!D211)","v":"Other"}]
[null,null,null,18,{"$f":"$C225&D247","v":"SA DAVENPORT WEST18"},null,{"$f":"IF(CommentaryInput!D212=\"\",\"\",CommentaryInput!D212)","v":"The connection point is weather sensitive in summer and winter."}]
[null,null,null,19,{"$f":"$C225&D248","v":"SA DAVENPORT WEST19"},null,{"$f":"IF(CommentaryInput!D213=\"\",\"\",CommentaryInput!D213)","v":"Expected population growth rate is 0.5%."}]
[null,null,null,20,{"$f":"$C225&D249","v":"SA DAVENPORT WEST20"},null,{"$f":"IF(CommentaryInput!D214=\"\",\"\",CommentaryInput!D214)","v":"Diversity factors: summer = 0.72; winter = 0.84."}]
[null,null,null,21,{"$f":"$C225&D250","v":"SA DAVENPORT WEST21"},null,{"$f":"IF(CommentaryInput!D215=\"\",\"\",CommentaryInput!D215)","v":"Power factors: summer = 0.98, lagging; winter = 0.99, lagging."}]
[null,null,null,22,{"$f":"$C225&D251","v":"SA DAVENPORT WEST22"},null,{"$f":"IF(CommentaryInput!D216=\"\",\"\",CommentaryInput!D216)","v":""}]
[null,null,null,23,{"$f":"$C225&D252","v":"SA DAVENPORT WEST23"},null,{"$f":"IF(CommentaryInput!D217=\"\",\"\",CommentaryInput!D217)","v":""}]
[null,null,null,24,{"$f":"$C225&D253","v":"SA DAVENPORT WEST24"},null,{"$f":"IF(CommentaryInput!D218=\"\",\"\",CommentaryInput!D218)","v":""}]
[null,null,null,25,{"$f":"$C225&D254","v":"SA DAVENPORT WEST25"},null,{"$f":"IF(CommentaryInput!D219=\"\",\"\",CommentaryInput!D219)","v":""}]
[null,null,null,null,null,null,""]
[null,null,"SA DORRIEN"]
[null,null,null,null,null,null,""]
[null,null,null,null,null,null,{"$f":"IF(CommentaryInput!D223=\"\",\"\",CommentaryInput!D223)","v":"MAIN SECTORS"}]
[null,null,null,1,{"$f":"$C256&D259","v":"SA DORRIEN1"},null,{"$f":"IF(CommentaryInput!D224=\"\",\"\",CommentaryInput!D224)","v":"Predominantly agricultural area, surrounded by residential and commercial areas."}]
[null,null,null,2,{"$f":"$C256&D260","v":"SA DORRIEN2"},null,{"$f":"IF(CommentaryInput!D225=\"\",\"\",CommentaryInput!D225)","v":""}]
[null,null,null,3,{"$f":"$C256&D261","v":"SA DORRIEN3"},null,{"$f":"IF(CommentaryInput!D226=\"\",\"\",CommentaryInput!D226)","v":""}]
[null,null,null,4,{"$f":"$C256&D262","v":"SA DORRIEN4"},null,{"$f":"IF(CommentaryInput!D227=\"\",\"\",CommentaryInput!D227)","v":""}]
[null,null,null,5,{"$f":"$C256&D263","v":"SA DORRIEN5"},null,{"$f":"IF(CommentaryInput!D228=\"\",\"\",CommentaryInput!D228)","v":""}]
[null,null,null,null,null,null,{"$f":"IF(CommentaryInput!D229=\"\",\"\",CommentaryInput!D229)","v":"MEDIUM SCENARIO"}]
[null,null,null,null,null,null,{"$f":"IF(CommentaryInput!D230=\"\",\"\",CommentaryInput!D230)","v":"Summer"}]
[null,null,null,8,{"$f":"$C256&D266","v":"SA DORRIEN8"},null,{"$f":"IF(CommentaryInput!D231=\"\",\"\",CommentaryInput!D231)","v":"An increasing trend is forecast for summer ."}]
[null,null,null,9,{"$f":"$C256&D267","v":"SA DORRIEN9"},null,{"$f":"IF(CommentaryInput!D232=\"\",\"\",CommentaryInput!D232)","v":"The POE10 offset for PV and EE ranges from 6.6% to 11.4% between 2015 and 2024 with EE contributing 0.2% to 3.2% of the offset."}]
[null,null,null,10,{"$f":"$C256&D268","v":"SA DORRIEN10"},null,{"$f":"IF(CommentaryInput!D233=\"\",\"\",CommentaryInput!D233)","v":""}]
[null,null,null,11,{"$f":"$C256&D269","v":"SA DORRIEN11"},null,{"$f":"IF(CommentaryInput!D234=\"\",\"\",CommentaryInput!D234)","v":""}]
[null,null,null,12,{"$f":"$C256&D270","v":"SA DORRIEN12"},null,{"$f":"IF(CommentaryInput!D235=\"\",\"\",CommentaryInput!D235)","v":""}]
[null,null,null,null,null,null,{"$f":"IF(CommentaryInput!D236=\"\",\"\",CommentaryInput!D236)","v":"Winter"}]
[null,null,null,13,{"$f":"$C256&D272","v":"SA DORRIEN13"},null,{"$f":"IF(CommentaryInput!D237=\"\",\"\",CommentaryInput!D237)","v":"An increasing trend is forecast for winter."}]
[null,null,null,14,{"$f":"$C256&D273","v":"SA DORRIEN14"},null,{"$f":"IF(CommentaryInput!D238=\"\",\"\",CommentaryInput!D238)","v":"The POE10 offset for PV and EE ranges from 0.3% to 3.8% between 2015 and 2024 with EE contributing 0.3% to 3.7% of the offset."}]
[null,null,null,15,{"$f":"$C256&D274","v":"SA DORRIEN15"},null,{"$f":"IF(CommentaryInput!D239=\"\",\"\",CommentaryInput!D239)","v":""}]
[null,null,null,16,{"$f":"$C256&D275","v":"SA DORRIEN16"},null,{"$f":"IF(CommentaryInput!D240=\"\",\"\",CommentaryInput!D240)","v":""}]
[null,null,null,17,{"$f":"$C256&D276","v":"SA DORRIEN17"},null,{"$f":"IF(CommentaryInput!D241=\"\",\"\",CommentaryInput!D241)","v":""}]
[null,null,null,null,null,null,{"$f":"IF(CommentaryInput!D242=\"\",\"\",CommentaryInput!D242)","v":"Other"}]
[null,null,null,18,{"$f":"$C256&D278","v":"SA DORRIEN18"},null,{"$f":"IF(CommentaryInput!D243=\"\",\"\",CommentaryInput!D243)","v":"50 MW of generation capacity is embedded in the network at Dorrien. It is assumed to be operating at 0 MW in the forecast. "}]
[null,null,null,19,{"$f":"$C256&D279","v":"SA DORRIEN19"},null,{"$f":"IF(CommentaryInput!D244=\"\",\"\",CommentaryInput!D244)","v":"The connection point is weather sensitive in summer and winter."}]
[null,null,null,20,{"$f":"$C256&D280","v":"SA DORRIEN20"},null,{"$f":"IF(CommentaryInput!D245=\"\",\"\",CommentaryInput!D245)","v":"Diversity factors: summer = 0.96; winter = 0.68."}]
[null,null,null,21,{"$f":"$C256&D281","v":"SA DORRIEN21"},null,{"$f":"IF(CommentaryInput!D246=\"\",\"\",CommentaryInput!D246)","v":"Power factors: summer = 0.96, lagging; winter = 0.98, lagging."}]
[null,null,null,22,{"$f":"$C256&D282","v":"SA DORRIEN22"},null,{"$f":"IF(CommentaryInput!D247=\"\",\"\",CommentaryInput!D247)","v":""}]
[null,null,null,23,{"$f":"$C256&D283","v":"SA DORRIEN23"},null,{"$f":"IF(CommentaryInput!D248=\"\",\"\",CommentaryInput!D248)","v":""}]
[null,null,null,24,{"$f":"$C256&D284","v":"SA DORRIEN24"},null,{"$f":"IF(CommentaryInput!D249=\"\",\"\",CommentaryInput!D249)","v":""}]
[null,null,null,25,{"$f":"$C256&D285","v":"SA DORRIEN25"},null,{"$f":"IF(CommentaryInput!D250=\"\",\"\",CommentaryInput!D250)","v":""}]
[null,null,null,null,null,null,""]
[null,null,"SA HUMMOCKS"]
[null,null,null,null,null,null,""]
[null,null,null,null,null,null,{"$f":"IF(CommentaryInput!D254=\"\",\"\",CommentaryInput!D254)","v":"MAIN SECTORS"}]
[null,null,null,1,{"$f":"$C287&D290","v":"SA HUMMOCKS1"},null,{"$f":"IF(CommentaryInput!D255=\"\",\"\",CommentaryInput!D255)","v":"Predominantly agricultural area."}]
[null,null,null,2,{"$f":"$C287&D291","v":"SA HUMMOCKS2"},null,{"$f":"IF(CommentaryInput!D256=\"\",\"\",CommentaryInput!D256)","v":""}]
[null,null,null,3,{"$f":"$C287&D292","v":"SA HUMMOCKS3"},null,{"$f":"IF(CommentaryInput!D257=\"\",\"\",CommentaryInput!D257)","v":""}]
[null,null,null,4,{"$f":"$C287&D293","v":"SA HUMMOCKS4"},null,{"$f":"IF(CommentaryInput!D258=\"\",\"\",CommentaryInput!D258)","v":""}]
[null,null,null,5,{"$f":"$C287&D294","v":"SA HUMMOCKS5"},null,{"$f":"IF(CommentaryInput!D259=\"\",\"\",CommentaryInput!D259)","v":""}]
[null,null,null,null,null,null,{"$f":"IF(CommentaryInput!D260=\"\",\"\",CommentaryInput!D260)","v":"MEDIUM SCENARIO"}]
[null,null,null,null,null,null,{"$f":"IF(CommentaryInput!D261=\"\",\"\",CommentaryInput!D261)","v":"Summer"}]
[null,null,null,8,{"$f":"$C287&D297","v":"SA HUMMOCKS8"},null,{"$f":"IF(CommentaryInput!D262=\"\",\"\",CommentaryInput!D262)","v":"The forecast maximum demand trend is flat."}]
[null,null,null,9,{"$f":"$C287&D298","v":"SA HUMMOCKS9"},null,{"$f":"IF(CommentaryInput!D263=\"\",\"\",CommentaryInput!D263)","v":"The POE10 offset for PV and EE ranges from 9.3% to 14.8% between 2015 and 2024 with EE contributing 0.2% to 3.6% of the offset."}]
[null,null,null,10,{"$f":"$C287&D299","v":"SA HUMMOCKS10"},null,{"$f":"IF(CommentaryInput!D264=\"\",\"\",CommentaryInput!D264)","v":""}]
[null,null,null,11,{"$f":"$C287&D300","v":"SA HUMMOCKS11"},null,{"$f":"IF(CommentaryInput!D265=\"\",\"\",CommentaryInput!D265)","v":""}]
[null,null,null,12,{"$f":"$C287&D301","v":"SA HUMMOCKS12"},null,{"$f":"IF(CommentaryInput!D266=\"\",\"\",CommentaryInput!D266)","v":""}]
[null,null,null,null,null,null,{"$f":"IF(CommentaryInput!D267=\"\",\"\",CommentaryInput!D267)","v":"Winter"}]
[null,null,null,13,{"$f":"$C287&D303","v":"SA HUMMOCKS13"},null,{"$f":"IF(CommentaryInput!D268=\"\",\"\",CommentaryInput!D268)","v":"An increasing trend is forecast for winter."}]
[null,null,null,14,{"$f":"$C287&D304","v":"SA HUMMOCKS14"},null,{"$f":"IF(CommentaryInput!D269=\"\",\"\",CommentaryInput!D269)","v":"The POE10 offset for PV and EE ranges from 0.3% to 4% between 2015 and 2024 with EE contributing 0.3% to 4% of the offset."}]
[null,null,null,15,{"$f":"$C287&D305","v":"SA HUMMOCKS15"},null,{"$f":"IF(CommentaryInput!D270=\"\",\"\",CommentaryInput!D270)","v":""}]
[null,null,null,16,{"$f":"$C287&D306","v":"SA HUMMOCKS16"},null,{"$f":"IF(CommentaryInput!D271=\"\",\"\",CommentaryInput!D271)","v":""}]
[null,null,null,17,{"$f":"$C287&D307","v":"SA HUMMOCKS17"},null,{"$f":"IF(CommentaryInput!D272=\"\",\"\",CommentaryInput!D272)","v":""}]
[null,null,null,null,null,null,{"$f":"IF(CommentaryInput!D273=\"\",\"\",CommentaryInput!D273)","v":"Other"}]
[null,null,null,18,{"$f":"$C287&D309","v":"SA HUMMOCKS18"},null,{"$f":"IF(CommentaryInput!D274=\"\",\"\",CommentaryInput!D274)","v":"The connection point is weather sensitive in summer and winter."}]
[null,null,null,19,{"$f":"$C287&D310","v":"SA HUMMOCKS19"},null,{"$f":"IF(CommentaryInput!D275=\"\",\"\",CommentaryInput!D275)","v":"Diversity factors: summer = 0.89; winter = 0.88."}]
[null,null,null,20,{"$f":"$C287&D311","v":"SA HUMMOCKS20"},null,{"$f":"IF(CommentaryInput!D276=\"\",\"\",CommentaryInput!D276)","v":"Power factors: summer = 0.92, lagging; winter = 0.95, lagging."}]
[null,null,null,21,{"$f":"$C287&D312","v":"SA HUMMOCKS21"},null,{"$f":"IF(CommentaryInput!D277=\"\",\"\",CommentaryInput!D277)","v":""}]
[null,null,null,22,{"$f":"$C287&D313","v":"SA HUMMOCKS22"},null,{"$f":"IF(CommentaryInput!D278=\"\",\"\",CommentaryInput!D278)","v":""}]
[null,null,null,23,{"$f":"$C287&D314","v":"SA HUMMOCKS23"},null,{"$f":"IF(CommentaryInput!D279=\"\",\"\",CommentaryInput!D279)","v":""}]
[null,null,null,24,{"$f":"$C287&D315","v":"SA HUMMOCKS24"},null,{"$f":"IF(CommentaryInput!D280=\"\",\"\",CommentaryInput!D280)","v":""}]
[null,null,null,25,{"$f":"$C287&D316","v":"SA HUMMOCKS25"},null,{"$f":"IF(CommentaryInput!D281=\"\",\"\",CommentaryInput!D281)","v":""}]
[null,null,null,null,null,null,""]
[null,null,"SA KADINA EAST"]
[null,null,null,null,null,null,""]
[null,null,null,null,null,null,{"$f":"IF(CommentaryInput!D285=\"\",\"\",CommentaryInput!D285)","v":"MAIN SECTORS"}]
[null,null,null,1,{"$f":"$C318&D321","v":"SA KADINA EAST1"},null,{"$f":"IF(CommentaryInput!D286=\"\",\"\",CommentaryInput!D286)","v":"Predominantly agricultural area."}]
[null,null,null,2,{"$f":"$C318&D322","v":"SA KADINA EAST2"},null,{"$f":"IF(CommentaryInput!D287=\"\",\"\",CommentaryInput!D287)","v":""}]
[null,null,null,3,{"$f":"$C318&D323","v":"SA KADINA EAST3"},null,{"$f":"IF(CommentaryInput!D288=\"\",\"\",CommentaryInput!D288)","v":""}]
[null,null,null,4,{"$f":"$C318&D324","v":"SA KADINA EAST4"},null,{"$f":"IF(CommentaryInput!D289=\"\",\"\",CommentaryInput!D289)","v":""}]
[null,null,null,5,{"$f":"$C318&D325","v":"SA KADINA EAST5"},null,{"$f":"IF(CommentaryInput!D290=\"\",\"\",CommentaryInput!D290)","v":""}]
[null,null,null,null,null,null,{"$f":"IF(CommentaryInput!D291=\"\",\"\",CommentaryInput!D291)","v":"MEDIUM SCENARIO"}]
[null,null,null,null,null,null,{"$f":"IF(CommentaryInput!D292=\"\",\"\",CommentaryInput!D292)","v":"Summer"}]
[null,null,null,8,{"$f":"$C318&D328","v":"SA KADINA EAST8"},null,{"$f":"IF(CommentaryInput!D293=\"\",\"\",CommentaryInput!D293)","v":"Historical maximum demands generally increased."}]
[null,null,null,9,{"$f":"$C318&D329","v":"SA KADINA EAST9"},null,{"$f":"IF(CommentaryInput!D294=\"\",\"\",CommentaryInput!D294)","v":"The forecast has an increasing trend."}]
[null,null,null,10,{"$f":"$C318&D330","v":"SA KADINA EAST10"},null,{"$f":"IF(CommentaryInput!D295=\"\",\"\",CommentaryInput!D295)","v":"The POE10 offset for PV and EE ranges from 6.5% to 13.3% between 2015 and 2024 with EE contributing 0.4% to 4.7% of the offset."}]
[null,null,null,11,{"$f":"$C318&D331","v":"SA KADINA EAST11"},null,{"$f":"IF(CommentaryInput!D296=\"\",\"\",CommentaryInput!D296)","v":""}]
[null,null,null,12,{"$f":"$C318&D332","v":"SA KADINA EAST12"},null,{"$f":"IF(CommentaryInput!D297=\"\",\"\",CommentaryInput!D297)","v":""}]
[null,null,null,null,null,null,{"$f":"IF(CommentaryInput!D298=\"\",\"\",CommentaryInput!D298)","v":"Winter"}]
[null,null,null,13,{"$f":"$C318&D334","v":"SA KADINA EAST13"},null,{"$f":"IF(CommentaryInput!D299=\"\",\"\",CommentaryInput!D299)","v":"Historical maximum demands generally increased."}]
[null,null,null,14,{"$f":"$C318&D335","v":"SA KADINA EAST14"},null,{"$f":"IF(CommentaryInput!D300=\"\",\"\",CommentaryInput!D300)","v":"The forecast has an increasing trend."}]
[null,null,null,15,{"$f":"$C318&D336","v":"SA KADINA EAST15"},null,{"$f":"IF(CommentaryInput!D301=\"\",\"\",CommentaryInput!D301)","v":"The POE10 offset for PV and EE ranges from 0.5% to 7.3% between 2015 and 2024 with EE contributing 0.5% to 7.3% of the offset."}]
[null,null,null,16,{"$f":"$C318&D337","v":"SA KADINA EAST16"},null,{"$f":"IF(CommentaryInput!D302=\"\",\"\",CommentaryInput!D302)","v":""}]
[null,null,null,17,{"$f":"$C318&D338","v":"SA KADINA EAST17"},null,{"$f":"IF(CommentaryInput!D303=\"\",\"\",CommentaryInput!D303)","v":""}]
[null,null,null,null,null,null,{"$f":"IF(CommentaryInput!D304=\"\",\"\",CommentaryInput!D304)","v":"Other"}]
[null,null,null,18,{"$f":"$C318&D340","v":"SA KADINA EAST18"},null,{"$f":"IF(CommentaryInput!D305=\"\",\"\",CommentaryInput!D305)","v":"The connection point is weather sensitive in summer and winter."}]
[null,null,null,19,{"$f":"$C318&D341","v":"SA KADINA EAST19"},null,{"$f":"IF(CommentaryInput!D306=\"\",\"\",CommentaryInput!D306)","v":"Diversity factors: summer = 0.81; winter = 0.89."}]
[null,null,null,20,{"$f":"$C318&D342","v":"SA KADINA EAST20"},null,{"$f":"IF(CommentaryInput!D307=\"\",\"\",CommentaryInput!D307)","v":"Power factors: summer = 0.94, lagging; winter = 0.98, lagging."}]
[null,null,null,21,{"$f":"$C318&D343","v":"SA KADINA EAST21"},null,{"$f":"IF(CommentaryInput!D308=\"\",\"\",CommentaryInput!D308)","v":""}]
[null,null,null,22,{"$f":"$C318&D344","v":"SA KADINA EAST22"},null,{"$f":"IF(CommentaryInput!D309=\"\",\"\",CommentaryInput!D309)","v":""}]
[null,null,null,23,{"$f":"$C318&D345","v":"SA KADINA EAST23"},null,{"$f":"IF(CommentaryInput!D310=\"\",\"\",CommentaryInput!D310)","v":""}]
[null,null,null,24,{"$f":"$C318&D346","v":"SA KADINA EAST24"},null,{"$f":"IF(CommentaryInput!D311=\"\",\"\",CommentaryInput!D311)","v":""}]
[null,null,null,25,{"$f":"$C318&D347","v":"SA KADINA EAST25"},null,{"$f":"IF(CommentaryInput!D312=\"\",\"\",CommentaryInput!D312)","v":""}]
[null,null,null,null,null,null,""]
[null,null,"SA KANMANTOO"]
[null,null,null,null,null,null,""]
[null,null,null,null,null,null,{"$f":"IF(CommentaryInput!D316=\"\",\"\",CommentaryInput!D316)","v":"MAIN SECTORS"}]
[null,null,null,1,{"$f":"$C349&D352","v":"SA KANMANTOO1"},null,{"$f":"IF(CommentaryInput!D317=\"\",\"\",CommentaryInput!D317)","v":"Predominantly agricultural area."}]
[null,null,null,2,{"$f":"$C349&D353","v":"SA KANMANTOO2"},null,{"$f":"IF(CommentaryInput!D318=\"\",\"\",CommentaryInput!D318)","v":""}]
[null,null,null,3,{"$f":"$C349&D354","v":"SA KANMANTOO3"},null,{"$f":"IF(CommentaryInput!D319=\"\",\"\",CommentaryInput!D319)","v":""}]
[null,null,null,4,{"$f":"$C349&D355","v":"SA KANMANTOO4"},null,{"$f":"IF(CommentaryInput!D320=\"\",\"\",CommentaryInput!D320)","v":""}]
[null,null,null,5,{"$f":"$C349&D356","v":"SA KANMANTOO5"},null,{"$f":"IF(CommentaryInput!D321=\"\",\"\",CommentaryInput!D321)","v":""}]
[null,null,null,null,null,null,{"$f":"IF(CommentaryInput!D322=\"\",\"\",CommentaryInput!D322)","v":"MEDIUM SCENARIO"}]
[null,null,null,null,null,null,{"$f":"IF(CommentaryInput!D323=\"\",\"\",CommentaryInput!D323)","v":"Summer"}]
[null,null,null,8,{"$f":"$C349&D359","v":"SA KANMANTOO8"},null,{"$f":"IF(CommentaryInput!D324=\"\",\"\",CommentaryInput!D324)","v":"A flat to decreasing trend is forecast for summer ."}]
[null,null,null,9,{"$f":"$C349&D360","v":"SA KANMANTOO9"},null,{"$f":"IF(CommentaryInput!D325=\"\",\"\",CommentaryInput!D325)","v":"The POE10 offset for PV and EE ranges from 5.7% to 15.2% between 2015 and 2024 with EE contributing 0.4% to 6.3% of the offset."}]
[null,null,null,10,{"$f":"$C349&D361","v":"SA KANMANTOO10"},null,{"$f":"IF(CommentaryInput!D326=\"\",\"\",CommentaryInput!D326)","v":""}]
[null,null,null,11,{"$f":"$C349&D362","v":"SA KANMANTOO11"},null,{"$f":"IF(CommentaryInput!D327=\"\",\"\",CommentaryInput!D327)","v":""}]
[null,null,null,12,{"$f":"$C349&D363","v":"SA KANMANTOO12"},null,{"$f":"IF(CommentaryInput!D328=\"\",\"\",CommentaryInput!D328)","v":""}]
[null,null,null,null,null,null,{"$f":"IF(CommentaryInput!D329=\"\",\"\",CommentaryInput!D329)","v":"Winter"}]
[null,null,null,13,{"$f":"$C349&D365","v":"SA KANMANTOO13"},null,{"$f":"IF(CommentaryInput!D330=\"\",\"\",CommentaryInput!D330)","v":"A mildly increasing trend is forecast for winter."}]
[null,null,null,14,{"$f":"$C349&D366","v":"SA KANMANTOO14"},null,{"$f":"IF(CommentaryInput!D331=\"\",\"\",CommentaryInput!D331)","v":"The POE10 offset for PV and EE ranges from 0.4% to 6% between 2015 and 2024 with EE contributing 0.4% to 6% of the offset."}]
[null,null,null,15,{"$f":"$C349&D367","v":"SA KANMANTOO15"},null,{"$f":"IF(CommentaryInput!D332=\"\",\"\",CommentaryInput!D332)","v":""}]
[null,null,null,16,{"$f":"$C349&D368","v":"SA KANMANTOO16"},null,{"$f":"IF(CommentaryInput!D333=\"\",\"\",CommentaryInput!D333)","v":""}]
[null,null,null,17,{"$f":"$C349&D369","v":"SA KANMANTOO17"},null,{"$f":"IF(CommentaryInput!D334=\"\",\"\",CommentaryInput!D334)","v":""}]
[null,null,null,null,null,null,{"$f":"IF(CommentaryInput!D335=\"\",\"\",CommentaryInput!D335)","v":"Other"}]
[null,null,null,18,{"$f":"$C349&D371","v":"SA KANMANTOO18"},null,{"$f":"IF(CommentaryInput!D336=\"\",\"\",CommentaryInput!D336)","v":"The connection point is weather sensitive in summer ."}]
[null,null,null,19,{"$f":"$C349&D372","v":"SA KANMANTOO19"},null,{"$f":"IF(CommentaryInput!D337=\"\",\"\",CommentaryInput!D337)","v":"Diversity factors: summer = 0.82; winter = 0.79."}]
[null,null,null,20,{"$f":"$C349&D373","v":"SA KANMANTOO20"},null,{"$f":"IF(CommentaryInput!D338=\"\",\"\",CommentaryInput!D338)","v":"Power factors: summer = 0.99, lagging; winter = 0.96, leading."}]
[null,null,null,21,{"$f":"$C349&D374","v":"SA KANMANTOO21"},null,{"$f":"IF(CommentaryInput!D339=\"\",\"\",CommentaryInput!D339)","v":""}]
[null,null,null,22,{"$f":"$C349&D375","v":"SA KANMANTOO22"},null,{"$f":"IF(CommentaryInput!D340=\"\",\"\",CommentaryInput!D340)","v":""}]
[null,null,null,23,{"$f":"$C349&D376","v":"SA KANMANTOO23"},null,{"$f":"IF(CommentaryInput!D341=\"\",\"\",CommentaryInput!D341)","v":""}]
[null,null,null,24,{"$f":"$C349&D377","v":"SA KANMANTOO24"},null,{"$f":"IF(CommentaryInput!D342=\"\",\"\",CommentaryInput!D342)","v":""}]
[null,null,null,25,{"$f":"$C349&D378","v":"SA KANMANTOO25"},null,{"$f":"IF(CommentaryInput!D343=\"\",\"\",CommentaryInput!D343)","v":""}]
[null,null,null,null,null,null,""]
[null,null,"SA KEITH"]
[null,null,null,null,null,null,""]
[null,null,null,null,null,null,{"$f":"IF(CommentaryInput!D347=\"\",\"\",CommentaryInput!D347)","v":"MAIN SECTORS"}]
[null,null,null,1,{"$f":"$C380&D383","v":"SA KEITH1"},null,{"$f":"IF(CommentaryInput!D348=\"\",\"\",CommentaryInput!D348)","v":"Predominantly agricultural area, surrounded by parkland."}]
[null,null,null,2,{"$f":"$C380&D384","v":"SA KEITH2"},null,{"$f":"IF(CommentaryInput!D349=\"\",\"\",CommentaryInput!D349)","v":""}]
[null,null,null,3,{"$f":"$C380&D385","v":"SA KEITH3"},null,{"$f":"IF(CommentaryInput!D350=\"\",\"\",CommentaryInput!D350)","v":""}]
[null,null,null,4,{"$f":"$C380&D386","v":"SA KEITH4"},null,{"$f":"IF(CommentaryInput!D351=\"\",\"\",CommentaryInput!D351)","v":""}]
[null,null,null,5,{"$f":"$C380&D387","v":"SA KEITH5"},null,{"$f":"IF(CommentaryInput!D352=\"\",\"\",CommentaryInput!D352)","v":""}]
[null,null,null,null,null,null,{"$f":"IF(CommentaryInput!D353=\"\",\"\",CommentaryInput!D353)","v":"MEDIUM SCENARIO"}]
[null,null,null,null,null,null,{"$f":"IF(CommentaryInput!D354=\"\",\"\",CommentaryInput!D354)","v":"Summer"}]
[null,null,null,8,{"$f":"$C380&D390","v":"SA KEITH8"},null,{"$f":"IF(CommentaryInput!D355=\"\",\"\",CommentaryInput!D355)","v":"The forecasts have a slight increasing trend."}]
[null,null,null,9,{"$f":"$C380&D391","v":"SA KEITH9"},null,{"$f":"IF(CommentaryInput!D356=\"\",\"\",CommentaryInput!D356)","v":"The POE10 offset for PV and EE ranges from 1.4% to 5.6% between 2015 and 2024 with EE contributing 0.3% to 3.8% of the offset."}]
[null,null,null,10,{"$f":"$C380&D392","v":"SA KEITH10"},null,{"$f":"IF(CommentaryInput!D357=\"\",\"\",CommentaryInput!D357)","v":""}]
[null,null,null,11,{"$f":"$C380&D393","v":"SA KEITH11"},null,{"$f":"IF(CommentaryInput!D358=\"\",\"\",CommentaryInput!D358)","v":""}]
[null,null,null,12,{"$f":"$C380&D394","v":"SA KEITH12"},null,{"$f":"IF(CommentaryInput!D359=\"\",\"\",CommentaryInput!D359)","v":""}]
[null,null,null,null,null,null,{"$f":"IF(CommentaryInput!D360=\"\",\"\",CommentaryInput!D360)","v":"Winter"}]
[null,null,null,13,{"$f":"$C380&D396","v":"SA KEITH13"},null,{"$f":"IF(CommentaryInput!D361=\"\",\"\",CommentaryInput!D361)","v":"The forecasts have a slight increasing trend."}]
[null,null,null,14,{"$f":"$C380&D397","v":"SA KEITH14"},null,{"$f":"IF(CommentaryInput!D362=\"\",\"\",CommentaryInput!D362)","v":"The POE10 offset for PV and EE ranges from 0.5% to 6% between 2015 and 2024 with EE contributing 0.4% to 5.9% of the offset."}]
[null,null,null,15,{"$f":"$C380&D398","v":"SA KEITH15"},null,{"$f":"IF(CommentaryInput!D363=\"\",\"\",CommentaryInput!D363)","v":""}]
[null,null,null,16,{"$f":"$C380&D399","v":"SA KEITH16"},null,{"$f":"IF(CommentaryInput!D364=\"\",\"\",CommentaryInput!D364)","v":""}]
[null,null,null,17,{"$f":"$C380&D400","v":"SA KEITH17"},null,{"$f":"IF(CommentaryInput!D365=\"\",\"\",CommentaryInput!D365)","v":""}]
[null,null,null,null,null,null,{"$f":"IF(CommentaryInput!D366=\"\",\"\",CommentaryInput!D366)","v":"Other"}]
[null,null,null,18,{"$f":"$C380&D402","v":"SA KEITH18"},null,{"$f":"IF(CommentaryInput!D367=\"\",\"\",CommentaryInput!D367)","v":"The connection point is weather sensitive in summer and winter."}]
[null,null,null,19,{"$f":"$C380&D403","v":"SA KEITH19"},null,{"$f":"IF(CommentaryInput!D368=\"\",\"\",CommentaryInput!D368)","v":"1 MW of generation capacity is embedded at Keith. It is assumed to be operating at 0 MW in the forecast."}]
[null,null,null,20,{"$f":"$C380&D404","v":"SA KEITH20"},null,{"$f":"IF(CommentaryInput!D369=\"\",\"\",CommentaryInput!D369)","v":"Diversity factors: summer = 0.95; winter = 0.97."}]
[null,null,null,21,{"$f":"$C380&D405","v":"SA KEITH21"},null,{"$f":"IF(CommentaryInput!D370=\"\",\"\",CommentaryInput!D370)","v":"Power factors: summer = 0.98, lagging; winter = 0.99, lagging."}]
[null,null,null,22,{"$f":"$C380&D406","v":"SA KEITH22"},null,{"$f":"IF(CommentaryInput!D371=\"\",\"\",CommentaryInput!D371)","v":""}]
[null,null,null,23,{"$f":"$C380&D407","v":"SA KEITH23"},null,{"$f":"IF(CommentaryInput!D372=\"\",\"\",CommentaryInput!D372)","v":""}]
[null,null,null,24,{"$f":"$C380&D408","v":"SA KEITH24"},null,{"$f":"IF(CommentaryInput!D373=\"\",\"\",CommentaryInput!D373)","v":""}]
[null,null,null,25,{"$f":"$C380&D409","v":"SA KEITH25"},null,{"$f":"IF(CommentaryInput!D374=\"\",\"\",CommentaryInput!D374)","v":""}]
[null,null,null,null,null,null,""]
[null,null,"SA KINCRAIG"]
[null,null,null,null,null,null,""]
[null,null,null,null,null,null,{"$f":"IF(CommentaryInput!D378=\"\",\"\",CommentaryInput!D378)","v":"MAIN SECTORS"}]
[null,null,null,1,{"$f":"$C411&D414","v":"SA KINCRAIG1"},null,{"$f":"IF(CommentaryInput!D379=\"\",\"\",CommentaryInput!D379)","v":"Predominantly agricultural area, small amount of residential in surrounding area."}]
[null,null,null,2,{"$f":"$C411&D415","v":"SA KINCRAIG2"},null,{"$f":"IF(CommentaryInput!D380=\"\",\"\",CommentaryInput!D380)","v":""}]
[null,null,null,3,{"$f":"$C411&D416","v":"SA KINCRAIG3"},null,{"$f":"IF(CommentaryInput!D381=\"\",\"\",CommentaryInput!D381)","v":""}]
[null,null,null,4,{"$f":"$C411&D417","v":"SA KINCRAIG4"},null,{"$f":"IF(CommentaryInput!D382=\"\",\"\",CommentaryInput!D382)","v":""}]
[null,null,null,5,{"$f":"$C411&D418","v":"SA KINCRAIG5"},null,{"$f":"IF(CommentaryInput!D383=\"\",\"\",CommentaryInput!D383)","v":""}]
[null,null,null,null,null,null,{"$f":"IF(CommentaryInput!D384=\"\",\"\",CommentaryInput!D384)","v":"MEDIUM SCENARIO"}]
[null,null,null,null,null,null,{"$f":"IF(CommentaryInput!D385=\"\",\"\",CommentaryInput!D385)","v":"Summer"}]
[null,null,null,8,{"$f":"$C411&D421","v":"SA KINCRAIG8"},null,{"$f":"IF(CommentaryInput!D386=\"\",\"\",CommentaryInput!D386)","v":"A decreasing trend has been observed in the historical maximum demands since 2009."}]
[null,null,null,9,{"$f":"$C411&D422","v":"SA KINCRAIG9"},null,{"$f":"IF(CommentaryInput!D387=\"\",\"\",CommentaryInput!D387)","v":"The forecast has an initial decreasing trend which flattens at the end of the outlook period."}]
[null,null,null,10,{"$f":"$C411&D423","v":"SA KINCRAIG10"},null,{"$f":"IF(CommentaryInput!D388=\"\",\"\",CommentaryInput!D388)","v":"The POE10 offset for PV and EE ranges from 2.6% to 9.2% between 2015 and 2024 with EE contributing 0.3% to 5% of the offset."}]
[null,null,null,11,{"$f":"$C411&D424","v":"SA KINCRAIG11"},null,{"$f":"IF(CommentaryInput!D389=\"\",\"\",CommentaryInput!D389)","v":""}]
[null,null,null,12,{"$f":"$C411&D425","v":"SA KINCRAIG12"},null,{"$f":"IF(CommentaryInput!D390=\"\",\"\",CommentaryInput!D390)","v":""}]
[null,null,null,null,null,null,{"$f":"IF(CommentaryInput!D391=\"\",\"\",CommentaryInput!D391)","v":"Winter"}]
[null,null,null,13,{"$f":"$C411&D427","v":"SA KINCRAIG13"},null,{"$f":"IF(CommentaryInput!D392=\"\",\"\",CommentaryInput!D392)","v":"The forecast for winter has a flat trend."}]
[null,null,null,14,{"$f":"$C411&D428","v":"SA KINCRAIG14"},null,{"$f":"IF(CommentaryInput!D393=\"\",\"\",CommentaryInput!D393)","v":"The POE10 offset for PV and EE ranges from 0.5% to 6.9% between 2015 and 2024 with EE contributing 0.5% to 6.8% of the offset."}]
[null,null,null,15,{"$f":"$C411&D429","v":"SA KINCRAIG15"},null,{"$f":"IF(CommentaryInput!D394=\"\",\"\",CommentaryInput!D394)","v":""}]
[null,null,null,16,{"$f":"$C411&D430","v":"SA KINCRAIG16"},null,{"$f":"IF(CommentaryInput!D395=\"\",\"\",CommentaryInput!D395)","v":""}]
[null,null,null,17,{"$f":"$C411&D431","v":"SA KINCRAIG17"},null,{"$f":"IF(CommentaryInput!D396=\"\",\"\",CommentaryInput!D396)","v":""}]
[null,null,null,null,null,null,{"$f":"IF(CommentaryInput!D397=\"\",\"\",CommentaryInput!D397)","v":"Other"}]
[null,null,null,18,{"$f":"$C411&D433","v":"SA KINCRAIG18"},null,{"$f":"IF(CommentaryInput!D398=\"\",\"\",CommentaryInput!D398)","v":"The connection point is weather sensitive in summer and winter."}]
[null,null,null,19,{"$f":"$C411&D434","v":"SA KINCRAIG19"},null,{"$f":"IF(CommentaryInput!D399=\"\",\"\",CommentaryInput!D399)","v":"Diversity factors: summer = 0.76; winter = 0.84."}]
[null,null,null,20,{"$f":"$C411&D435","v":"SA KINCRAIG20"},null,{"$f":"IF(CommentaryInput!D400=\"\",\"\",CommentaryInput!D400)","v":"Power factors: summer = 0.93, lagging; winter = 0.98, lagging."}]
[null,null,null,21,{"$f":"$C411&D436","v":"SA KINCRAIG21"},null,{"$f":"IF(CommentaryInput!D401=\"\",\"\",CommentaryInput!D401)","v":""}]
[null,null,null,22,{"$f":"$C411&D437","v":"SA KINCRAIG22"},null,{"$f":"IF(CommentaryInput!D402=\"\",\"\",CommentaryInput!D402)","v":""}]
[null,null,null,23,{"$f":"$C411&D438","v":"SA KINCRAIG23"},null,{"$f":"IF(CommentaryInput!D403=\"\",\"\",CommentaryInput!D403)","v":""}]
[null,null,null,24,{"$f":"$C411&D439","v":"SA KINCRAIG24"},null,{"$f":"IF(CommentaryInput!D404=\"\",\"\",CommentaryInput!D404)","v":""}]
[null,null,null,25,{"$f":"$C411&D440","v":"SA KINCRAIG25"},null,{"$f":"IF(CommentaryInput!D405=\"\",\"\",CommentaryInput!D405)","v":""}]
[null,null,null,null,null,null,""]
[null,null,"SA LEIGH CREEK SOUTH"]
[null,null,null,null,null,null,""]
[null,null,null,null,null,null,{"$f":"IF(CommentaryInput!D409=\"\",\"\",CommentaryInput!D409)","v":"MAIN SECTORS"}]
[null,null,null,1,{"$f":"$C442&D445","v":"SA LEIGH CREEK SOUTH1"},null,{"$f":"IF(CommentaryInput!D410=\"\",\"\",CommentaryInput!D410)","v":"Predominantly agricultural area."}]
[null,null,null,2,{"$f":"$C442&D446","v":"SA LEIGH CREEK SOUTH2"},null,{"$f":"IF(CommentaryInput!D411=\"\",\"\",CommentaryInput!D411)","v":""}]
[null,null,null,3,{"$f":"$C442&D447","v":"SA LEIGH CREEK SOUTH3"},null,{"$f":"IF(CommentaryInput!D412=\"\",\"\",CommentaryInput!D412)","v":""}]
[null,null,null,4,{"$f":"$C442&D448","v":"SA LEIGH CREEK SOUTH4"},null,{"$f":"IF(CommentaryInput!D413=\"\",\"\",CommentaryInput!D413)","v":""}]
[null,null,null,5,{"$f":"$C442&D449","v":"SA LEIGH CREEK SOUTH5"},null,{"$f":"IF(CommentaryInput!D414=\"\",\"\",CommentaryInput!D414)","v":""}]
[null,null,null,null,null,null,{"$f":"IF(CommentaryInput!D415=\"\",\"\",CommentaryInput!D415)","v":"MEDIUM SCENARIO"}]
[null,null,null,null,null,null,{"$f":"IF(CommentaryInput!D416=\"\",\"\",CommentaryInput!D416)","v":"Summer"}]
[null,null,null,8,{"$f":"$C442&D452","v":"SA LEIGH CREEK SOUTH8"},null,{"$f":"IF(CommentaryInput!D417=\"\",\"\",CommentaryInput!D417)","v":"Recent historical maximum demands and forecast values exhibit a flat trend."}]
[null,null,null,9,{"$f":"$C442&D453","v":"SA LEIGH CREEK SOUTH9"},null,{"$f":"IF(CommentaryInput!D418=\"\",\"\",CommentaryInput!D418)","v":"The POE10 offset for PV and EE ranges from 4.1% to 12.3% between 2015 and 2024 with EE contributing 0.4% to 5.9% of the offset."}]
[null,null,null,10,{"$f":"$C442&D454","v":"SA LEIGH CREEK SOUTH10"},null,{"$f":"IF(CommentaryInput!D419=\"\",\"\",CommentaryInput!D419)","v":""}]
[null,null,null,11,{"$f":"$C442&D455","v":"SA LEIGH CREEK SOUTH11"},null,{"$f":"IF(CommentaryInput!D420=\"\",\"\",CommentaryInput!D420)","v":""}]
[null,null,null,12,{"$f":"$C442&D456","v":"SA LEIGH CREEK SOUTH12"},null,{"$f":"IF(CommentaryInput!D421=\"\",\"\",CommentaryInput!D421)","v":""}]
[null,null,null,null,null,null,{"$f":"IF(CommentaryInput!D422=\"\",\"\",CommentaryInput!D422)","v":"Winter"}]
[null,null,null,13,{"$f":"$C442&D458","v":"SA LEIGH CREEK SOUTH13"},null,{"$f":"IF(CommentaryInput!D423=\"\",\"\",CommentaryInput!D423)","v":"The forecast for winter has a mildly increasing trend."}]
[null,null,null,14,{"$f":"$C442&D459","v":"SA LEIGH CREEK SOUTH14"},null,{"$f":"IF(CommentaryInput!D424=\"\",\"\",CommentaryInput!D424)","v":"The POE10 offset for PV and EE ranges from 0.4% to 5.3% between 2015 and 2024 with EE contributing 0.4% to 5.3% of the offset."}]
[null,null,null,15,{"$f":"$C442&D460","v":"SA LEIGH CREEK SOUTH15"},null,{"$f":"IF(CommentaryInput!D425=\"\",\"\",CommentaryInput!D425)","v":""}]
[null,null,null,16,{"$f":"$C442&D461","v":"SA LEIGH CREEK SOUTH16"},null,{"$f":"IF(CommentaryInput!D426=\"\",\"\",CommentaryInput!D426)","v":""}]
[null,null,null,17,{"$f":"$C442&D462","v":"SA LEIGH CREEK SOUTH17"},null,{"$f":"IF(CommentaryInput!D427=\"\",\"\",CommentaryInput!D427)","v":""}]
[null,null,null,null,null,null,{"$f":"IF(CommentaryInput!D428=\"\",\"\",CommentaryInput!D428)","v":"Other"}]
[null,null,null,18,{"$f":"$C442&D464","v":"SA LEIGH CREEK SOUTH18"},null,{"$f":"IF(CommentaryInput!D429=\"\",\"\",CommentaryInput!D429)","v":"The town of Leigh Creek is supplied by this remote connection point."}]
[null,null,null,19,{"$f":"$C442&D465","v":"SA LEIGH CREEK SOUTH19"},null,{"$f":"IF(CommentaryInput!D430=\"\",\"\",CommentaryInput!D430)","v":"A coal mine operates nearby."}]
[null,null,null,20,{"$f":"$C442&D466","v":"SA LEIGH CREEK SOUTH20"},null,{"$f":"IF(CommentaryInput!D431=\"\",\"\",CommentaryInput!D431)","v":"Diversity factors: summer = 0.93; winter = 0.95."}]
[null,null,null,21,{"$f":"$C442&D467","v":"SA LEIGH CREEK SOUTH21"},null,{"$f":"IF(CommentaryInput!D432=\"\",\"\",CommentaryInput!D432)","v":"Power factors: summer = 0.95, leading; winter = 0.95, leading."}]
[null,null,null,22,{"$f":"$C442&D468","v":"SA LEIGH CREEK SOUTH22"},null,{"$f":"IF(CommentaryInput!D433=\"\",\"\",CommentaryInput!D433)","v":""}]
[null,null,null,23,{"$f":"$C442&D469","v":"SA LEIGH CREEK SOUTH23"},null,{"$f":"IF(CommentaryInput!D434=\"\",\"\",CommentaryInput!D434)","v":""}]
[null,null,null,24,{"$f":"$C442&D470","v":"SA LEIGH CREEK SOUTH24"},null,{"$f":"IF(CommentaryInput!D435=\"\",\"\",CommentaryInput!D435)","v":""}]
[null,null,null,25,{"$f":"$C442&D471","v":"SA LEIGH CREEK SOUTH25"},null,{"$f":"IF(CommentaryInput!D436=\"\",\"\",CommentaryInput!D436)","v":""}]
[null,null,null,null,null,null,""]
[null,null,"SA MANNUM"]
[null,null,null,null,null,null,""]
[null,null,null,null,null,null,{"$f":"IF(CommentaryInput!D440=\"\",\"\",CommentaryInput!D440)","v":"MAIN SECTORS"}]
[null,null,null,1,{"$f":"$C473&D476","v":"SA MANNUM1"},null,{"$f":"IF(CommentaryInput!D441=\"\",\"\",CommentaryInput!D441)","v":"Residential and commercial area surrounded by predominantly agricultural area."}]
[null,null,null,2,{"$f":"$C473&D477","v":"SA MANNUM2"},null,{"$f":"IF(CommentaryInput!D442=\"\",\"\",CommentaryInput!D442)","v":""}]
[null,null,null,3,{"$f":"$C473&D478","v":"SA MANNUM3"},null,{"$f":"IF(CommentaryInput!D443=\"\",\"\",CommentaryInput!D443)","v":""}]
[null,null,null,4,{"$f":"$C473&D479","v":"SA MANNUM4"},null,{"$f":"IF(CommentaryInput!D444=\"\",\"\",CommentaryInput!D444)","v":""}]
[null,null,null,5,{"$f":"$C473&D480","v":"SA MANNUM5"},null,{"$f":"IF(CommentaryInput!D445=\"\",\"\",CommentaryInput!D445)","v":""}]
[null,null,null,null,null,null,{"$f":"IF(CommentaryInput!D446=\"\",\"\",CommentaryInput!D446)","v":"MEDIUM SCENARIO"}]
[null,null,null,null,null,null,{"$f":"IF(CommentaryInput!D447=\"\",\"\",CommentaryInput!D447)","v":"Summer"}]
[null,null,null,8,{"$f":"$C473&D483","v":"SA MANNUM8"},null,{"$f":"IF(CommentaryInput!D448=\"\",\"\",CommentaryInput!D448)","v":"A flat maximum demand trend is forecast for summer ."}]
[null,null,null,9,{"$f":"$C473&D484","v":"SA MANNUM9"},null,{"$f":"IF(CommentaryInput!D449=\"\",\"\",CommentaryInput!D449)","v":"The POE10 offset for PV and EE ranges from 3.9% to 11.8% between 2015 and 2024 with EE contributing 0.4% to 6.8% of the offset."}]
[null,null,null,10,{"$f":"$C473&D485","v":"SA MANNUM10"},null,{"$f":"IF(CommentaryInput!D450=\"\",\"\",CommentaryInput!D450)","v":""}]
[null,null,null,11,{"$f":"$C473&D486","v":"SA MANNUM11"},null,{"$f":"IF(CommentaryInput!D451=\"\",\"\",CommentaryInput!D451)","v":""}]
[null,null,null,12,{"$f":"$C473&D487","v":"SA MANNUM12"},null,{"$f":"IF(CommentaryInput!D452=\"\",\"\",CommentaryInput!D452)","v":""}]
[null,null,null,null,null,null,{"$f":"IF(CommentaryInput!D453=\"\",\"\",CommentaryInput!D453)","v":"Winter"}]
[null,null,null,13,{"$f":"$C473&D489","v":"SA MANNUM13"},null,{"$f":"IF(CommentaryInput!D454=\"\",\"\",CommentaryInput!D454)","v":"A flat trend in maximum demand is forecast for winter."}]
[null,null,null,14,{"$f":"$C473&D490","v":"SA MANNUM14"},null,{"$f":"IF(CommentaryInput!D455=\"\",\"\",CommentaryInput!D455)","v":"The POE10 offset for PV and EE ranges from 0.7% to 10.7% between 2015 and 2024 with EE contributing 0.7% to 10.7% of the offset."}]
[null,null,null,15,{"$f":"$C473&D491","v":"SA MANNUM15"},null,{"$f":"IF(CommentaryInput!D456=\"\",\"\",CommentaryInput!D456)","v":""}]
[null,null,null,16,{"$f":"$C473&D492","v":"SA MANNUM16"},null,{"$f":"IF(CommentaryInput!D457=\"\",\"\",CommentaryInput!D457)","v":""}]
[null,null,null,17,{"$f":"$C473&D493","v":"SA MANNUM17"},null,{"$f":"IF(CommentaryInput!D458=\"\",\"\",CommentaryInput!D458)","v":""}]
[null,null,null,null,null,null,{"$f":"IF(CommentaryInput!D459=\"\",\"\",CommentaryInput!D459)","v":"Other"}]
[null,null,null,18,{"$f":"$C473&D495","v":"SA MANNUM18"},null,{"$f":"IF(CommentaryInput!D460=\"\",\"\",CommentaryInput!D460)","v":"The connection point is weather sensitive in summer ."}]
[null,null,null,19,{"$f":"$C473&D496","v":"SA MANNUM19"},null,{"$f":"IF(CommentaryInput!D461=\"\",\"\",CommentaryInput!D461)","v":"Diversity factors: summer = 0.76; winter = 0.82."}]
[null,null,null,20,{"$f":"$C473&D497","v":"SA MANNUM20"},null,{"$f":"IF(CommentaryInput!D462=\"\",\"\",CommentaryInput!D462)","v":"Power factors: summer = 0.93, lagging; winter = 0.98, lagging."}]
[null,null,null,21,{"$f":"$C473&D498","v":"SA MANNUM21"},null,{"$f":"IF(CommentaryInput!D463=\"\",\"\",CommentaryInput!D463)","v":""}]
[null,null,null,22,{"$f":"$C473&D499","v":"SA MANNUM22"},null,{"$f":"IF(CommentaryInput!D464=\"\",\"\",CommentaryInput!D464)","v":""}]
[null,null,null,23,{"$f":"$C473&D500","v":"SA MANNUM23"},null,{"$f":"IF(CommentaryInput!D465=\"\",\"\",CommentaryInput!D465)","v":""}]
[null,null,null,24,{"$f":"$C473&D501","v":"SA MANNUM24"},null,{"$f":"IF(CommentaryInput!D466=\"\",\"\",CommentaryInput!D466)","v":""}]
[null,null,null,25,{"$f":"$C473&D502","v":"SA MANNUM25"},null,{"$f":"IF(CommentaryInput!D467=\"\",\"\",CommentaryInput!D467)","v":""}]
[null,null,null,null,null,null,""]
[null,null,"SA MOBILONG"]
[null,null,null,null,null,null,""]
[null,null,null,null,null,null,{"$f":"IF(CommentaryInput!D471=\"\",\"\",CommentaryInput!D471)","v":"MAIN SECTORS"}]
[null,null,null,1,{"$f":"$C504&D507","v":"SA MOBILONG1"},null,{"$f":"IF(CommentaryInput!D472=\"\",\"\",CommentaryInput!D472)","v":"Residential and commercial area surrounded by predominantly agricultural area."}]
[null,null,null,2,{"$f":"$C504&D508","v":"SA MOBILONG2"},null,{"$f":"IF(CommentaryInput!D473=\"\",\"\",CommentaryInput!D473)","v":""}]
[null,null,null,3,{"$f":"$C504&D509","v":"SA MOBILONG3"},null,{"$f":"IF(CommentaryInput!D474=\"\",\"\",CommentaryInput!D474)","v":""}]
[null,null,null,4,{"$f":"$C504&D510","v":"SA MOBILONG4"},null,{"$f":"IF(CommentaryInput!D475=\"\",\"\",CommentaryInput!D475)","v":""}]
[null,null,null,5,{"$f":"$C504&D511","v":"SA MOBILONG5"},null,{"$f":"IF(CommentaryInput!D476=\"\",\"\",CommentaryInput!D476)","v":""}]
[null,null,null,null,null,null,{"$f":"IF(CommentaryInput!D477=\"\",\"\",CommentaryInput!D477)","v":"MEDIUM SCENARIO"}]
[null,null,null,null,null,null,{"$f":"IF(CommentaryInput!D478=\"\",\"\",CommentaryInput!D478)","v":"Summer"}]
[null,null,null,8,{"$f":"$C504&D514","v":"SA MOBILONG8"},null,{"$f":"IF(CommentaryInput!D479=\"\",\"\",CommentaryInput!D479)","v":"Historical maximum demands in summer have been increasing."}]
[null,null,null,9,{"$f":"$C504&D515","v":"SA MOBILONG9"},null,{"$f":"IF(CommentaryInput!D480=\"\",\"\",CommentaryInput!D480)","v":"The forecast is for decreasing demand throughout the outlook period."}]
[null,null,null,10,{"$f":"$C504&D516","v":"SA MOBILONG10"},null,{"$f":"IF(CommentaryInput!D481=\"\",\"\",CommentaryInput!D481)","v":"PVand energy efficiency are forecast to contribute to the decline."}]
[null,null,null,11,{"$f":"$C504&D517","v":"SA MOBILONG11"},null,{"$f":"IF(CommentaryInput!D482=\"\",\"\",CommentaryInput!D482)","v":"The POE10 offset for PV and EE ranges from 9.7% to 19.7% between 2015 and 2024 with EE contributing 0.3% to 4% of the offset."}]
[null,null,null,12,{"$f":"$C504&D518","v":"SA MOBILONG12"},null,{"$f":"IF(CommentaryInput!D483=\"\",\"\",CommentaryInput!D483)","v":""}]
[null,null,null,null,null,null,{"$f":"IF(CommentaryInput!D484=\"\",\"\",CommentaryInput!D484)","v":"Winter"}]
[null,null,null,13,{"$f":"$C504&D520","v":"SA MOBILONG13"},null,{"$f":"IF(CommentaryInput!D485=\"\",\"\",CommentaryInput!D485)","v":"Historical maximum demands in winter have been increasing."}]
[null,null,null,14,{"$f":"$C504&D521","v":"SA MOBILONG14"},null,{"$f":"IF(CommentaryInput!D486=\"\",\"\",CommentaryInput!D486)","v":"The forecast is for increasing maximum demand."}]
[null,null,null,15,{"$f":"$C504&D522","v":"SA MOBILONG15"},null,{"$f":"IF(CommentaryInput!D487=\"\",\"\",CommentaryInput!D487)","v":"The trend is stronger than historical due to reconciliation with the system level forecast, which adds growth to the forecasts in winter."}]
[null,null,null,16,{"$f":"$C504&D523","v":"SA MOBILONG16"},null,{"$f":"IF(CommentaryInput!D488=\"\",\"\",CommentaryInput!D488)","v":"The POE10 offset for PV and EE ranges from 0.3% to 3.8% between 2015 and 2024 with EE contributing 0.3% to 3.8% of the offset."}]
[null,null,null,17,{"$f":"$C504&D524","v":"SA MOBILONG17"},null,{"$f":"IF(CommentaryInput!D489=\"\",\"\",CommentaryInput!D489)","v":""}]
[null,null,null,null,null,null,{"$f":"IF(CommentaryInput!D490=\"\",\"\",CommentaryInput!D490)","v":"Other"}]
[null,null,null,18,{"$f":"$C504&D526","v":"SA MOBILONG18"},null,{"$f":"IF(CommentaryInput!D491=\"\",\"\",CommentaryInput!D491)","v":"The connection point is weather sensitive in summer and winter."}]
[null,null,null,19,{"$f":"$C504&D527","v":"SA MOBILONG19"},null,{"$f":"IF(CommentaryInput!D492=\"\",\"\",CommentaryInput!D492)","v":"Diversity factors: summer = 0.93; winter = 0.92."}]
[null,null,null,20,{"$f":"$C504&D528","v":"SA MOBILONG20"},null,{"$f":"IF(CommentaryInput!D493=\"\",\"\",CommentaryInput!D493)","v":"Power factors: summer = 0.94, lagging; winter = 0.97, lagging."}]
[null,null,null,21,{"$f":"$C504&D529","v":"SA MOBILONG21"},null,{"$f":"IF(CommentaryInput!D494=\"\",\"\",CommentaryInput!D494)","v":""}]
[null,null,null,22,{"$f":"$C504&D530","v":"SA MOBILONG22"},null,{"$f":"IF(CommentaryInput!D495=\"\",\"\",CommentaryInput!D495)","v":""}]
[null,null,null,23,{"$f":"$C504&D531","v":"SA MOBILONG23"},null,{"$f":"IF(CommentaryInput!D496=\"\",\"\",CommentaryInput!D496)","v":""}]
[null,null,null,24,{"$f":"$C504&D532","v":"SA MOBILONG24"},null,{"$f":"IF(CommentaryInput!D497=\"\",\"\",CommentaryInput!D497)","v":""}]
[null,null,null,25,{"$f":"$C504&D533","v":"SA MOBILONG25"},null,{"$f":"IF(CommentaryInput!D498=\"\",\"\",CommentaryInput!D498)","v":""}]
[null,null,null,null,null,null,""]
[null,null,"SA MT GAMBIER"]
[null,null,null,null,null,null,""]
[null,null,null,null,null,null,{"$f":"IF(CommentaryInput!D502=\"\",\"\",CommentaryInput!D502)","v":"MAIN SECTORS"}]
[null,null,null,1,{"$f":"$C535&D538","v":"SA MT GAMBIER1"},null,{"$f":"IF(CommentaryInput!D503=\"\",\"\",CommentaryInput!D503)","v":"Residential area surrounded by predominantly agricultural area."}]
[null,null,null,2,{"$f":"$C535&D539","v":"SA MT GAMBIER2"},null,{"$f":"IF(CommentaryInput!D504=\"\",\"\",CommentaryInput!D504)","v":""}]
[null,null,null,3,{"$f":"$C535&D540","v":"SA MT GAMBIER3"},null,{"$f":"IF(CommentaryInput!D505=\"\",\"\",CommentaryInput!D505)","v":""}]
[null,null,null,4,{"$f":"$C535&D541","v":"SA MT GAMBIER4"},null,{"$f":"IF(CommentaryInput!D506=\"\",\"\",CommentaryInput!D506)","v":""}]
[null,null,null,5,{"$f":"$C535&D542","v":"SA MT GAMBIER5"},null,{"$f":"IF(CommentaryInput!D507=\"\",\"\",CommentaryInput!D507)","v":""}]
[null,null,null,null,null,null,{"$f":"IF(CommentaryInput!D508=\"\",\"\",CommentaryInput!D508)","v":"MEDIUM SCENARIO"}]
[null,null,null,null,null,null,{"$f":"IF(CommentaryInput!D509=\"\",\"\",CommentaryInput!D509)","v":"Summer"}]
[null,null,null,8,{"$f":"$C535&D545","v":"SA MT GAMBIER8"},null,{"$f":"IF(CommentaryInput!D510=\"\",\"\",CommentaryInput!D510)","v":"Forecast maximum demands are expected to remain at current levels."}]
[null,null,null,9,{"$f":"$C535&D546","v":"SA MT GAMBIER9"},null,{"$f":"IF(CommentaryInput!D511=\"\",\"\",CommentaryInput!D511)","v":"Transfers to Blanche and Penola West have lowered maximum demands at Mt Gambier in recent years."}]
[null,null,null,10,{"$f":"$C535&D547","v":"SA MT GAMBIER10"},null,{"$f":"IF(CommentaryInput!D512=\"\",\"\",CommentaryInput!D512)","v":"The POE10 offset for PV and EE ranges from 9.6% to 17.3% between 2015 and 2024 with EE contributing 0.4% to 5.6% of the offset."}]
[null,null,null,11,{"$f":"$C535&D548","v":"SA MT GAMBIER11"},null,{"$f":"IF(CommentaryInput!D513=\"\",\"\",CommentaryInput!D513)","v":""}]
[null,null,null,12,{"$f":"$C535&D549","v":"SA MT GAMBIER12"},null,{"$f":"IF(CommentaryInput!D514=\"\",\"\",CommentaryInput!D514)","v":""}]
[null,null,null,null,null,null,{"$f":"IF(CommentaryInput!D515=\"\",\"\",CommentaryInput!D515)","v":"Winter"}]
[null,null,null,13,{"$f":"$C535&D551","v":"SA MT GAMBIER13"},null,{"$f":"IF(CommentaryInput!D516=\"\",\"\",CommentaryInput!D516)","v":"Forecast maximum demands are expected to remain at current levels."}]
[null,null,null,14,{"$f":"$C535&D552","v":"SA MT GAMBIER14"},null,{"$f":"IF(CommentaryInput!D517=\"\",\"\",CommentaryInput!D517)","v":"Transfers to Blanche and Penola West have lowered maximum demands at Mt Gambier in recent years."}]
[null,null,null,15,{"$f":"$C535&D553","v":"SA MT GAMBIER15"},null,{"$f":"IF(CommentaryInput!D518=\"\",\"\",CommentaryInput!D518)","v":"The POE10 offset for PV and EE ranges from 0.4% to 4.8% between 2015 and 2024 with EE contributing 0.3% to 4.7% of the offset."}]
[null,null,null,16,{"$f":"$C535&D554","v":"SA MT GAMBIER16"},null,{"$f":"IF(CommentaryInput!D519=\"\",\"\",CommentaryInput!D519)","v":""}]
[null,null,null,17,{"$f":"$C535&D555","v":"SA MT GAMBIER17"},null,{"$f":"IF(CommentaryInput!D520=\"\",\"\",CommentaryInput!D520)","v":""}]
[null,null,null,null,null,null,{"$f":"IF(CommentaryInput!D521=\"\",\"\",CommentaryInput!D521)","v":"Other"}]
[null,null,null,18,{"$f":"$C535&D557","v":"SA MT GAMBIER18"},null,{"$f":"IF(CommentaryInput!D522=\"\",\"\",CommentaryInput!D522)","v":"The connection point is weather sensitive in summer and winter."}]
[null,null,null,19,{"$f":"$C535&D558","v":"SA MT GAMBIER19"},null,{"$f":"IF(CommentaryInput!D523=\"\",\"\",CommentaryInput!D523)","v":"Transfers to Blanche and Penola West have lowered maximum demands at Mt Gambier in recent years."}]
[null,null,null,20,{"$f":"$C535&D559","v":"SA MT GAMBIER20"},null,{"$f":"IF(CommentaryInput!D524=\"\",\"\",CommentaryInput!D524)","v":"Diversity factors: summer = 0.97; winter = 0.9."}]
[null,null,null,21,{"$f":"$C535&D560","v":"SA MT GAMBIER21"},null,{"$f":"IF(CommentaryInput!D525=\"\",\"\",CommentaryInput!D525)","v":"Power factors: summer = 0.94, lagging; winter = 0.95, lagging."}]
[null,null,null,22,{"$f":"$C535&D561","v":"SA MT GAMBIER22"},null,{"$f":"IF(CommentaryInput!D526=\"\",\"\",CommentaryInput!D526)","v":""}]
[null,null,null,23,{"$f":"$C535&D562","v":"SA MT GAMBIER23"},null,{"$f":"IF(CommentaryInput!D527=\"\",\"\",CommentaryInput!D527)","v":""}]
[null,null,null,24,{"$f":"$C535&D563","v":"SA MT GAMBIER24"},null,{"$f":"IF(CommentaryInput!D528=\"\",\"\",CommentaryInput!D528)","v":""}]
[null,null,null,25,{"$f":"$C535&D564","v":"SA MT GAMBIER25"},null,{"$f":"IF(CommentaryInput!D529=\"\",\"\",CommentaryInput!D529)","v":""}]
[null,null,null,null,null,null,""]
[null,null,"SA MT GUNSON"]
[null,null,null,null,null,null,""]
[null,null,null,null,null,null,{"$f":"IF(CommentaryInput!D533=\"\",\"\",CommentaryInput!D533)","v":"MAIN SECTORS"}]
[null,null,null,1,{"$f":"$C566&D569","v":"SA MT GUNSON1"},null,{"$f":"IF(CommentaryInput!D534=\"\",\"\",CommentaryInput!D534)","v":"Predominantly agricultural area with some industrial area."}]
[null,null,null,2,{"$f":"$C566&D570","v":"SA MT GUNSON2"},null,{"$f":"IF(CommentaryInput!D535=\"\",\"\",CommentaryInput!D535)","v":""}]
[null,null,null,3,{"$f":"$C566&D571","v":"SA MT GUNSON3"},null,{"$f":"IF(CommentaryInput!D536=\"\",\"\",CommentaryInput!D536)","v":""}]
[null,null,null,4,{"$f":"$C566&D572","v":"SA MT GUNSON4"},null,{"$f":"IF(CommentaryInput!D537=\"\",\"\",CommentaryInput!D537)","v":""}]
[null,null,null,5,{"$f":"$C566&D573","v":"SA MT GUNSON5"},null,{"$f":"IF(CommentaryInput!D538=\"\",\"\",CommentaryInput!D538)","v":""}]
[null,null,null,null,null,null,{"$f":"IF(CommentaryInput!D539=\"\",\"\",CommentaryInput!D539)","v":"MEDIUM SCENARIO"}]
[null,null,null,null,null,null,{"$f":"IF(CommentaryInput!D540=\"\",\"\",CommentaryInput!D540)","v":"Summer"}]
[null,null,null,8,{"$f":"$C566&D576","v":"SA MT GUNSON8"},null,{"$f":"IF(CommentaryInput!D541=\"\",\"\",CommentaryInput!D541)","v":"Future maximum demands are forecast to have an increasing trend."}]
[null,null,null,9,{"$f":"$C566&D577","v":"SA MT GUNSON9"},null,{"$f":"IF(CommentaryInput!D542=\"\",\"\",CommentaryInput!D542)","v":"The POE10 offset for PV and EE is nil between 2015 and 2024."}]
[null,null,null,10,{"$f":"$C566&D578","v":"SA MT GUNSON10"},null,{"$f":"IF(CommentaryInput!D543=\"\",\"\",CommentaryInput!D543)","v":""}]
[null,null,null,11,{"$f":"$C566&D579","v":"SA MT GUNSON11"},null,{"$f":"IF(CommentaryInput!D544=\"\",\"\",CommentaryInput!D544)","v":""}]
[null,null,null,12,{"$f":"$C566&D580","v":"SA MT GUNSON12"},null,{"$f":"IF(CommentaryInput!D545=\"\",\"\",CommentaryInput!D545)","v":""}]
[null,null,null,null,null,null,{"$f":"IF(CommentaryInput!D546=\"\",\"\",CommentaryInput!D546)","v":"Winter"}]
[null,null,null,13,{"$f":"$C566&D582","v":"SA MT GUNSON13"},null,{"$f":"IF(CommentaryInput!D547=\"\",\"\",CommentaryInput!D547)","v":"Future maximum demands are forecast to have an increasing trend."}]
[null,null,null,14,{"$f":"$C566&D583","v":"SA MT GUNSON14"},null,{"$f":"IF(CommentaryInput!D548=\"\",\"\",CommentaryInput!D548)","v":"The trend is stronger than historical due to reconciliation with the system level forecast which imparts additional growth to the forecasts in winter ."}]
[null,null,null,15,{"$f":"$C566&D584","v":"SA MT GUNSON15"},null,{"$f":"IF(CommentaryInput!D549=\"\",\"\",CommentaryInput!D549)","v":"The POE10 offset for PV and EE is nil between 2015 and 2024."}]
[null,null,null,16,{"$f":"$C566&D585","v":"SA MT GUNSON16"},null,{"$f":"IF(CommentaryInput!D550=\"\",\"\",CommentaryInput!D550)","v":""}]
[null,null,null,17,{"$f":"$C566&D586","v":"SA MT GUNSON17"},null,{"$f":"IF(CommentaryInput!D551=\"\",\"\",CommentaryInput!D551)","v":""}]
[null,null,null,null,null,null,{"$f":"IF(CommentaryInput!D552=\"\",\"\",CommentaryInput!D552)","v":"Other"}]
[null,null,null,18,{"$f":"$C566&D588","v":"SA MT GUNSON18"},null,{"$f":"IF(CommentaryInput!D553=\"\",\"\",CommentaryInput!D553)","v":"Generally, industrial demand is supplied by Mt Gunson."}]
[null,null,null,19,{"$f":"$C566&D589","v":"SA MT GUNSON19"},null,{"$f":"IF(CommentaryInput!D554=\"\",\"\",CommentaryInput!D554)","v":"The connection point is not weather sensitive."}]
[null,null,null,20,{"$f":"$C566&D590","v":"SA MT GUNSON20"},null,{"$f":"IF(CommentaryInput!D555=\"\",\"\",CommentaryInput!D555)","v":"Diversity factors: summer = 0.83; winter = 0.88."}]
[null,null,null,21,{"$f":"$C566&D591","v":"SA MT GUNSON21"},null,{"$f":"IF(CommentaryInput!D556=\"\",\"\",CommentaryInput!D556)","v":"Power factors: summer = 0.64, leading; winter = 0.64, leading."}]
[null,null,null,22,{"$f":"$C566&D592","v":"SA MT GUNSON22"},null,{"$f":"IF(CommentaryInput!D557=\"\",\"\",CommentaryInput!D557)","v":""}]
[null,null,null,23,{"$f":"$C566&D593","v":"SA MT GUNSON23"},null,{"$f":"IF(CommentaryInput!D558=\"\",\"\",CommentaryInput!D558)","v":""}]
[null,null,null,24,{"$f":"$C566&D594","v":"SA MT GUNSON24"},null,{"$f":"IF(CommentaryInput!D559=\"\",\"\",CommentaryInput!D559)","v":""}]
[null,null,null,25,{"$f":"$C566&D595","v":"SA MT GUNSON25"},null,{"$f":"IF(CommentaryInput!D560=\"\",\"\",CommentaryInput!D560)","v":""}]
[null,null,null,null,null,null,""]
[null,null,"SA NEUROODLA"]
[null,null,null,null,null,null,""]
[null,null,null,null,null,null,{"$f":"IF(CommentaryInput!D564=\"\",\"\",CommentaryInput!D564)","v":"MAIN SECTORS"}]
[null,null,null,1,{"$f":"$C597&D600","v":"SA NEUROODLA1"},null,{"$f":"IF(CommentaryInput!D565=\"\",\"\",CommentaryInput!D565)","v":"Predominantly agricultural area."}]
[null,null,null,2,{"$f":"$C597&D601","v":"SA NEUROODLA2"},null,{"$f":"IF(CommentaryInput!D566=\"\",\"\",CommentaryInput!D566)","v":""}]
[null,null,null,3,{"$f":"$C597&D602","v":"SA NEUROODLA3"},null,{"$f":"IF(CommentaryInput!D567=\"\",\"\",CommentaryInput!D567)","v":""}]
[null,null,null,4,{"$f":"$C597&D603","v":"SA NEUROODLA4"},null,{"$f":"IF(CommentaryInput!D568=\"\",\"\",CommentaryInput!D568)","v":""}]
[null,null,null,5,{"$f":"$C597&D604","v":"SA NEUROODLA5"},null,{"$f":"IF(CommentaryInput!D569=\"\",\"\",CommentaryInput!D569)","v":""}]
[null,null,null,null,null,null,{"$f":"IF(CommentaryInput!D570=\"\",\"\",CommentaryInput!D570)","v":"MEDIUM SCENARIO"}]
[null,null,null,null,null,null,{"$f":"IF(CommentaryInput!D571=\"\",\"\",CommentaryInput!D571)","v":"Summer"}]
[null,null,null,8,{"$f":"$C597&D607","v":"SA NEUROODLA8"},null,{"$f":"IF(CommentaryInput!D572=\"\",\"\",CommentaryInput!D572)","v":"Historical maximum demand trend, after accounting for non-permanent increases in 2012 and 2013, has been flat."}]
[null,null,null,9,{"$f":"$C597&D608","v":"SA NEUROODLA9"},null,{"$f":"IF(CommentaryInput!D573=\"\",\"\",CommentaryInput!D573)","v":"Forecast maximum demand has a flat trend."}]
[null,null,null,10,{"$f":"$C597&D609","v":"SA NEUROODLA10"},null,{"$f":"IF(CommentaryInput!D574=\"\",\"\",CommentaryInput!D574)","v":"The POE10 offset for PV and EE ranges from 2.5% to 8.5% between 2015 and 2024 with EE contributing 0.4% to 5.2% of the offset."}]
[null,null,null,11,{"$f":"$C597&D610","v":"SA NEUROODLA11"},null,{"$f":"IF(CommentaryInput!D575=\"\",\"\",CommentaryInput!D575)","v":""}]
[null,null,null,12,{"$f":"$C597&D611","v":"SA NEUROODLA12"},null,{"$f":"IF(CommentaryInput!D576=\"\",\"\",CommentaryInput!D576)","v":""}]
[null,null,null,null,null,null,{"$f":"IF(CommentaryInput!D577=\"\",\"\",CommentaryInput!D577)","v":"Winter"}]
[null,null,null,13,{"$f":"$C597&D613","v":"SA NEUROODLA13"},null,{"$f":"IF(CommentaryInput!D578=\"\",\"\",CommentaryInput!D578)","v":"Historical maximum demand trend, after accounting for non-permanent increases in 2007 and 2010, has been flat."}]
[null,null,null,14,{"$f":"$C597&D614","v":"SA NEUROODLA14"},null,{"$f":"IF(CommentaryInput!D579=\"\",\"\",CommentaryInput!D579)","v":"Forecast maximum demand has a flat trend."}]
[null,null,null,15,{"$f":"$C597&D615","v":"SA NEUROODLA15"},null,{"$f":"IF(CommentaryInput!D580=\"\",\"\",CommentaryInput!D580)","v":"The POE10 offset for PV and EE ranges from 0.4% to 4.9% between 2015 and 2024 with EE contributing 0.4% to 4.9% of the offset."}]
[null,null,null,16,{"$f":"$C597&D616","v":"SA NEUROODLA16"},null,{"$f":"IF(CommentaryInput!D581=\"\",\"\",CommentaryInput!D581)","v":""}]
[null,null,null,17,{"$f":"$C597&D617","v":"SA NEUROODLA17"},null,{"$f":"IF(CommentaryInput!D582=\"\",\"\",CommentaryInput!D582)","v":""}]
[null,null,null,null,null,null,{"$f":"IF(CommentaryInput!D583=\"\",\"\",CommentaryInput!D583)","v":"Other"}]
[null,null,null,18,{"$f":"$C597&D619","v":"SA NEUROODLA18"},null,{"$f":"IF(CommentaryInput!D584=\"\",\"\",CommentaryInput!D584)","v":"Relatively remote connection point located between Davenport and Leigh Creek South."}]
[null,null,null,19,{"$f":"$C597&D620","v":"SA NEUROODLA19"},null,{"$f":"IF(CommentaryInput!D585=\"\",\"\",CommentaryInput!D585)","v":"Diversity factors: summer = 0.74; winter = 0.75."}]
[null,null,null,20,{"$f":"$C597&D621","v":"SA NEUROODLA20"},null,{"$f":"IF(CommentaryInput!D586=\"\",\"\",CommentaryInput!D586)","v":"Power factors: summer = 0.91, lagging; winter = 0.91, lagging."}]
[null,null,null,21,{"$f":"$C597&D622","v":"SA NEUROODLA21"},null,{"$f":"IF(CommentaryInput!D587=\"\",\"\",CommentaryInput!D587)","v":""}]
[null,null,null,22,{"$f":"$C597&D623","v":"SA NEUROODLA22"},null,{"$f":"IF(CommentaryInput!D588=\"\",\"\",CommentaryInput!D588)","v":""}]
[null,null,null,23,{"$f":"$C597&D624","v":"SA NEUROODLA23"},null,{"$f":"IF(CommentaryInput!D589=\"\",\"\",CommentaryInput!D589)","v":""}]
[null,null,null,24,{"$f":"$C597&D625","v":"SA NEUROODLA24"},null,{"$f":"IF(CommentaryInput!D590=\"\",\"\",CommentaryInput!D590)","v":""}]
[null,null,null,25,{"$f":"$C597&D626","v":"SA NEUROODLA25"},null,{"$f":"IF(CommentaryInput!D591=\"\",\"\",CommentaryInput!D591)","v":""}]
[null,null,null,null,null,null,""]
[null,null,"SA NORTH WEST BEND"]
[null,null,null,null,null,null,""]
[null,null,null,null,null,null,{"$f":"IF(CommentaryInput!D595=\"\",\"\",CommentaryInput!D595)","v":"MAIN SECTORS"}]
[null,null,null,1,{"$f":"$C628&D631","v":"SA NORTH WEST BEND1"},null,{"$f":"IF(CommentaryInput!D596=\"\",\"\",CommentaryInput!D596)","v":"Predominantly agricultural area."}]
[null,null,null,2,{"$f":"$C628&D632","v":"SA NORTH WEST BEND2"},null,{"$f":"IF(CommentaryInput!D597=\"\",\"\",CommentaryInput!D597)","v":""}]
[null,null,null,3,{"$f":"$C628&D633","v":"SA NORTH WEST BEND3"},null,{"$f":"IF(CommentaryInput!D598=\"\",\"\",CommentaryInput!D598)","v":""}]
[null,null,null,4,{"$f":"$C628&D634","v":"SA NORTH WEST BEND4"},null,{"$f":"IF(CommentaryInput!D599=\"\",\"\",CommentaryInput!D599)","v":""}]
[null,null,null,5,{"$f":"$C628&D635","v":"SA NORTH WEST BEND5"},null,{"$f":"IF(CommentaryInput!D600=\"\",\"\",CommentaryInput!D600)","v":""}]
[null,null,null,null,null,null,{"$f":"IF(CommentaryInput!D601=\"\",\"\",CommentaryInput!D601)","v":"MEDIUM SCENARIO"}]
[null,null,null,null,null,null,{"$f":"IF(CommentaryInput!D602=\"\",\"\",CommentaryInput!D602)","v":"Summer"}]
[null,null,null,8,{"$f":"$C628&D638","v":"SA NORTH WEST BEND8"},null,{"$f":"IF(CommentaryInput!D603=\"\",\"\",CommentaryInput!D603)","v":"The forecast has an increasing trend, which flattens at the end of the outlook period."}]
[null,null,null,9,{"$f":"$C628&D639","v":"SA NORTH WEST BEND9"},null,{"$f":"IF(CommentaryInput!D604=\"\",\"\",CommentaryInput!D604)","v":"The POE10 offset for PV and EE ranges from 2.1% to 4.8% between 2015 and 2024 with EE contributing 0.2% to 2.9% of the offset."}]
[null,null,null,10,{"$f":"$C628&D640","v":"SA NORTH WEST BEND10"},null,{"$f":"IF(CommentaryInput!D605=\"\",\"\",CommentaryInput!D605)","v":""}]
[null,null,null,11,{"$f":"$C628&D641","v":"SA NORTH WEST BEND11"},null,{"$f":"IF(CommentaryInput!D606=\"\",\"\",CommentaryInput!D606)","v":""}]
[null,null,null,12,{"$f":"$C628&D642","v":"SA NORTH WEST BEND12"},null,{"$f":"IF(CommentaryInput!D607=\"\",\"\",CommentaryInput!D607)","v":""}]
[null,null,null,null,null,null,{"$f":"IF(CommentaryInput!D608=\"\",\"\",CommentaryInput!D608)","v":"Winter"}]
[null,null,null,13,{"$f":"$C628&D644","v":"SA NORTH WEST BEND13"},null,{"$f":"IF(CommentaryInput!D609=\"\",\"\",CommentaryInput!D609)","v":"The forecast has an increasing trend."}]
[null,null,null,14,{"$f":"$C628&D645","v":"SA NORTH WEST BEND14"},null,{"$f":"IF(CommentaryInput!D610=\"\",\"\",CommentaryInput!D610)","v":"The POE10 offset for PV and EE ranges from 0.5% to 6.1% between 2015 and 2024 with EE contributing 0.4% to 6% of the offset."}]
[null,null,null,15,{"$f":"$C628&D646","v":"SA NORTH WEST BEND15"},null,{"$f":"IF(CommentaryInput!D611=\"\",\"\",CommentaryInput!D611)","v":""}]
[null,null,null,16,{"$f":"$C628&D647","v":"SA NORTH WEST BEND16"},null,{"$f":"IF(CommentaryInput!D612=\"\",\"\",CommentaryInput!D612)","v":""}]
[null,null,null,17,{"$f":"$C628&D648","v":"SA NORTH WEST BEND17"},null,{"$f":"IF(CommentaryInput!D613=\"\",\"\",CommentaryInput!D613)","v":""}]
[null,null,null,null,null,null,{"$f":"IF(CommentaryInput!D614=\"\",\"\",CommentaryInput!D614)","v":"Other"}]
[null,null,null,18,{"$f":"$C628&D650","v":"SA NORTH WEST BEND18"},null,{"$f":"IF(CommentaryInput!D615=\"\",\"\",CommentaryInput!D615)","v":"Located in the Riverland region."}]
[null,null,null,19,{"$f":"$C628&D651","v":"SA NORTH WEST BEND19"},null,{"$f":"IF(CommentaryInput!D616=\"\",\"\",CommentaryInput!D616)","v":"The connection point is weather sensitive in summer."}]
[null,null,null,20,{"$f":"$C628&D652","v":"SA NORTH WEST BEND20"},null,{"$f":"IF(CommentaryInput!D617=\"\",\"\",CommentaryInput!D617)","v":"Irrigation is a key component of demand."}]
[null,null,null,21,{"$f":"$C628&D653","v":"SA NORTH WEST BEND21"},null,{"$f":"IF(CommentaryInput!D618=\"\",\"\",CommentaryInput!D618)","v":"Diversity factors: summer = 0.99; winter = 0.96."}]
[null,null,null,22,{"$f":"$C628&D654","v":"SA NORTH WEST BEND22"},null,{"$f":"IF(CommentaryInput!D619=\"\",\"\",CommentaryInput!D619)","v":"Power factors: summer = 0.97, lagging; winter = 0.99, lagging."}]
[null,null,null,23,{"$f":"$C628&D655","v":"SA NORTH WEST BEND23"},null,{"$f":"IF(CommentaryInput!D620=\"\",\"\",CommentaryInput!D620)","v":""}]
[null,null,null,24,{"$f":"$C628&D656","v":"SA NORTH WEST BEND24"},null,{"$f":"IF(CommentaryInput!D621=\"\",\"\",CommentaryInput!D621)","v":""}]
[null,null,null,25,{"$f":"$C628&D657","v":"SA NORTH WEST BEND25"},null,{"$f":"IF(CommentaryInput!D622=\"\",\"\",CommentaryInput!D622)","v":""}]
[null,null,null,null,null,null,""]
[null,null,"SA PENOLA WEST"]
[null,null,null,null,null,null,""]
[null,null,null,null,null,null,{"$f":"IF(CommentaryInput!D626=\"\",\"\",CommentaryInput!D626)","v":"MAIN SECTORS"}]
[null,null,null,1,{"$f":"$C659&D662","v":"SA PENOLA WEST1"},null,{"$f":"IF(CommentaryInput!D627=\"\",\"\",CommentaryInput!D627)","v":"Predominantly agricultural area."}]
[null,null,null,2,{"$f":"$C659&D663","v":"SA PENOLA WEST2"},null,{"$f":"IF(CommentaryInput!D628=\"\",\"\",CommentaryInput!D628)","v":""}]
[null,null,null,3,{"$f":"$C659&D664","v":"SA PENOLA WEST3"},null,{"$f":"IF(CommentaryInput!D629=\"\",\"\",CommentaryInput!D629)","v":""}]
[null,null,null,4,{"$f":"$C659&D665","v":"SA PENOLA WEST4"},null,{"$f":"IF(CommentaryInput!D630=\"\",\"\",CommentaryInput!D630)","v":""}]
[null,null,null,5,{"$f":"$C659&D666","v":"SA PENOLA WEST5"},null,{"$f":"IF(CommentaryInput!D631=\"\",\"\",CommentaryInput!D631)","v":""}]
[null,null,null,null,null,null,{"$f":"IF(CommentaryInput!D632=\"\",\"\",CommentaryInput!D632)","v":"MEDIUM SCENARIO"}]
[null,null,null,null,null,null,{"$f":"IF(CommentaryInput!D633=\"\",\"\",CommentaryInput!D633)","v":"Summer"}]
[null,null,null,8,{"$f":"$C659&D669","v":"SA PENOLA WEST8"},null,{"$f":"IF(CommentaryInput!D634=\"\",\"\",CommentaryInput!D634)","v":"Population growth was used as the basis for the forecasts."}]
[null,null,null,9,{"$f":"$C659&D670","v":"SA PENOLA WEST9"},null,{"$f":"IF(CommentaryInput!D635=\"\",\"\",CommentaryInput!D635)","v":"PVand energy efficiency offsets lead to a flat trend in the forecasts."}]
[null,null,null,10,{"$f":"$C659&D671","v":"SA PENOLA WEST10"},null,{"$f":"IF(CommentaryInput!D636=\"\",\"\",CommentaryInput!D636)","v":"The POE10 offset for PV and EE ranges from 8.2% to 13.1% between 2015 and 2024 with EE contributing 0.3% to 3.8% of the offset."}]
[null,null,null,11,{"$f":"$C659&D672","v":"SA PENOLA WEST11"},null,{"$f":"IF(CommentaryInput!D637=\"\",\"\",CommentaryInput!D637)","v":""}]
[null,null,null,12,{"$f":"$C659&D673","v":"SA PENOLA WEST12"},null,{"$f":"IF(CommentaryInput!D638=\"\",\"\",CommentaryInput!D638)","v":""}]
[null,null,null,null,null,null,{"$f":"IF(CommentaryInput!D639=\"\",\"\",CommentaryInput!D639)","v":"Winter"}]
[null,null,null,13,{"$f":"$C659&D675","v":"SA PENOLA WEST13"},null,{"$f":"IF(CommentaryInput!D640=\"\",\"\",CommentaryInput!D640)","v":"Population growth was been used as the basis for the forecasts."}]
[null,null,null,14,{"$f":"$C659&D676","v":"SA PENOLA WEST14"},null,{"$f":"IF(CommentaryInput!D641=\"\",\"\",CommentaryInput!D641)","v":"PVand energy efficiency offsets lead to a mildly increasing trend in the forecasts."}]
[null,null,null,15,{"$f":"$C659&D677","v":"SA PENOLA WEST15"},null,{"$f":"IF(CommentaryInput!D642=\"\",\"\",CommentaryInput!D642)","v":"The POE10 offset for PV and EE ranges from 4.9% to 8.8% between 2015 and 2024 with EE contributing 0.4% to 4.8% of the offset."}]
[null,null,null,16,{"$f":"$C659&D678","v":"SA PENOLA WEST16"},null,{"$f":"IF(CommentaryInput!D643=\"\",\"\",CommentaryInput!D643)","v":""}]
[null,null,null,17,{"$f":"$C659&D679","v":"SA PENOLA WEST17"},null,{"$f":"IF(CommentaryInput!D644=\"\",\"\",CommentaryInput!D644)","v":""}]
[null,null,null,null,null,null,{"$f":"IF(CommentaryInput!D645=\"\",\"\",CommentaryInput!D645)","v":"Other"}]
[null,null,null,18,{"$f":"$C659&D681","v":"SA PENOLA WEST18"},null,{"$f":"IF(CommentaryInput!D646=\"\",\"\",CommentaryInput!D646)","v":"The connection point is weather sensitive in summer and winter."}]
[null,null,null,19,{"$f":"$C659&D682","v":"SA PENOLA WEST19"},null,{"$f":"IF(CommentaryInput!D647=\"\",\"\",CommentaryInput!D647)","v":"A new connection point in 2012-13."}]
[null,null,null,20,{"$f":"$C659&D683","v":"SA PENOLA WEST20"},null,{"$f":"IF(CommentaryInput!D648=\"\",\"\",CommentaryInput!D648)","v":"Diversity factors: summer = 0.91; winter = 0.91."}]
[null,null,null,21,{"$f":"$C659&D684","v":"SA PENOLA WEST21"},null,{"$f":"IF(CommentaryInput!D649=\"\",\"\",CommentaryInput!D649)","v":"Power factors: summer = 0.97, leading; winter = 0.99, lagging."}]
[null,null,null,22,{"$f":"$C659&D685","v":"SA PENOLA WEST22"},null,{"$f":"IF(CommentaryInput!D650=\"\",\"\",CommentaryInput!D650)","v":""}]
[null,null,null,23,{"$f":"$C659&D686","v":"SA PENOLA WEST23"},null,{"$f":"IF(CommentaryInput!D651=\"\",\"\",CommentaryInput!D651)","v":""}]
[null,null,null,24,{"$f":"$C659&D687","v":"SA PENOLA WEST24"},null,{"$f":"IF(CommentaryInput!D652=\"\",\"\",CommentaryInput!D652)","v":""}]
[null,null,null,25,{"$f":"$C659&D688","v":"SA PENOLA WEST25"},null,{"$f":"IF(CommentaryInput!D653=\"\",\"\",CommentaryInput!D653)","v":""}]
[null,null,null,null,null,null,""]
[null,null,"SA PORT LINCOLN TERMINAL"]
[null,null,null,null,null,null,""]
[null,null,null,null,null,null,{"$f":"IF(CommentaryInput!D657=\"\",\"\",CommentaryInput!D657)","v":"MAIN SECTORS"}]
[null,null,null,1,{"$f":"$C690&D693","v":"SA PORT LINCOLN TERMINAL1"},null,{"$f":"IF(CommentaryInput!D658=\"\",\"\",CommentaryInput!D658)","v":"Predominantly agricultural area."}]
[null,null,null,2,{"$f":"$C690&D694","v":"SA PORT LINCOLN TERMINAL2"},null,{"$f":"IF(CommentaryInput!D659=\"\",\"\",CommentaryInput!D659)","v":""}]
[null,null,null,3,{"$f":"$C690&D695","v":"SA PORT LINCOLN TERMINAL3"},null,{"$f":"IF(CommentaryInput!D660=\"\",\"\",CommentaryInput!D660)","v":""}]
[null,null,null,4,{"$f":"$C690&D696","v":"SA PORT LINCOLN TERMINAL4"},null,{"$f":"IF(CommentaryInput!D661=\"\",\"\",CommentaryInput!D661)","v":""}]
[null,null,null,5,{"$f":"$C690&D697","v":"SA PORT LINCOLN TERMINAL5"},null,{"$f":"IF(CommentaryInput!D662=\"\",\"\",CommentaryInput!D662)","v":""}]
[null,null,null,null,null,null,{"$f":"IF(CommentaryInput!D663=\"\",\"\",CommentaryInput!D663)","v":"MEDIUM SCENARIO"}]
[null,null,null,null,null,null,{"$f":"IF(CommentaryInput!D664=\"\",\"\",CommentaryInput!D664)","v":"Summer"}]
[null,null,null,8,{"$f":"$C690&D700","v":"SA PORT LINCOLN TERMINAL8"},null,{"$f":"IF(CommentaryInput!D665=\"\",\"\",CommentaryInput!D665)","v":"Historical maximum demands have increased until 2012."}]
[null,null,null,9,{"$f":"$C690&D701","v":"SA PORT LINCOLN TERMINAL9"},null,{"$f":"IF(CommentaryInput!D666=\"\",\"\",CommentaryInput!D666)","v":"The forecast has a slight decreasing trend."}]
[null,null,null,10,{"$f":"$C690&D702","v":"SA PORT LINCOLN TERMINAL10"},null,{"$f":"IF(CommentaryInput!D667=\"\",\"\",CommentaryInput!D667)","v":"The POE10 offset for PV and EE ranges from 15% to 24.2% between 2015 and 2024 with EE contributing 0.4% to 6.5% of the offset."}]
[null,null,null,11,{"$f":"$C690&D703","v":"SA PORT LINCOLN TERMINAL11"},null,{"$f":"IF(CommentaryInput!D668=\"\",\"\",CommentaryInput!D668)","v":""}]
[null,null,null,12,{"$f":"$C690&D704","v":"SA PORT LINCOLN TERMINAL12"},null,{"$f":"IF(CommentaryInput!D669=\"\",\"\",CommentaryInput!D669)","v":""}]
[null,null,null,null,null,null,{"$f":"IF(CommentaryInput!D670=\"\",\"\",CommentaryInput!D670)","v":"Winter"}]
[null,null,null,13,{"$f":"$C690&D706","v":"SA PORT LINCOLN TERMINAL13"},null,{"$f":"IF(CommentaryInput!D671=\"\",\"\",CommentaryInput!D671)","v":"Historical maximum demands have been increasing."}]
[null,null,null,14,{"$f":"$C690&D707","v":"SA PORT LINCOLN TERMINAL14"},null,{"$f":"IF(CommentaryInput!D672=\"\",\"\",CommentaryInput!D672)","v":"The forecast has an increasing trend."}]
[null,null,null,15,{"$f":"$C690&D708","v":"SA PORT LINCOLN TERMINAL15"},null,{"$f":"IF(CommentaryInput!D673=\"\",\"\",CommentaryInput!D673)","v":"The POE10 offset for PV and EE ranges from 0.4% to 5.6% between 2015 and 2024 with EE contributing 0.4% to 5.6% of the offset."}]
[null,null,null,16,{"$f":"$C690&D709","v":"SA PORT LINCOLN TERMINAL16"},null,{"$f":"IF(CommentaryInput!D674=\"\",\"\",CommentaryInput!D674)","v":""}]
[null,null,null,17,{"$f":"$C690&D710","v":"SA PORT LINCOLN TERMINAL17"},null,{"$f":"IF(CommentaryInput!D675=\"\",\"\",CommentaryInput!D675)","v":""}]
[null,null,null,null,null,null,{"$f":"IF(CommentaryInput!D676=\"\",\"\",CommentaryInput!D676)","v":"Other"}]
[null,null,null,18,{"$f":"$C690&D712","v":"SA PORT LINCOLN TERMINAL18"},null,{"$f":"IF(CommentaryInput!D677=\"\",\"\",CommentaryInput!D677)","v":"The connection point is weather sensitive in summer and winter."}]
[null,null,null,19,{"$f":"$C690&D713","v":"SA PORT LINCOLN TERMINAL19"},null,{"$f":"IF(CommentaryInput!D678=\"\",\"\",CommentaryInput!D678)","v":"Diversity factors: summer = 0.67; winter = 0.76."}]
[null,null,null,20,{"$f":"$C690&D714","v":"SA PORT LINCOLN TERMINAL20"},null,{"$f":"IF(CommentaryInput!D679=\"\",\"\",CommentaryInput!D679)","v":"Power factors: summer = 0.95, lagging; winter = 0.98, lagging."}]
[null,null,null,21,{"$f":"$C690&D715","v":"SA PORT LINCOLN TERMINAL21"},null,{"$f":"IF(CommentaryInput!D680=\"\",\"\",CommentaryInput!D680)","v":""}]
[null,null,null,22,{"$f":"$C690&D716","v":"SA PORT LINCOLN TERMINAL22"},null,{"$f":"IF(CommentaryInput!D681=\"\",\"\",CommentaryInput!D681)","v":""}]
[null,null,null,23,{"$f":"$C690&D717","v":"SA PORT LINCOLN TERMINAL23"},null,{"$f":"IF(CommentaryInput!D682=\"\",\"\",CommentaryInput!D682)","v":""}]
[null,null,null,24,{"$f":"$C690&D718","v":"SA PORT LINCOLN TERMINAL24"},null,{"$f":"IF(CommentaryInput!D683=\"\",\"\",CommentaryInput!D683)","v":""}]
[null,null,null,25,{"$f":"$C690&D719","v":"SA PORT LINCOLN TERMINAL25"},null,{"$f":"IF(CommentaryInput!D684=\"\",\"\",CommentaryInput!D684)","v":""}]
[null,null,null,null,null,null,""]
[null,null,"SA SNUGGERY RURAL"]
[null,null,null,null,null,null,""]
[null,null,null,null,null,null,{"$f":"IF(CommentaryInput!D688=\"\",\"\",CommentaryInput!D688)","v":"MAIN SECTORS"}]
[null,null,null,1,{"$f":"$C721&D724","v":"SA SNUGGERY RURAL1"},null,{"$f":"IF(CommentaryInput!D689=\"\",\"\",CommentaryInput!D689)","v":"Predominantly agricultural area."}]
[null,null,null,2,{"$f":"$C721&D725","v":"SA SNUGGERY RURAL2"},null,{"$f":"IF(CommentaryInput!D690=\"\",\"\",CommentaryInput!D690)","v":""}]
[null,null,null,3,{"$f":"$C721&D726","v":"SA SNUGGERY RURAL3"},null,{"$f":"IF(CommentaryInput!D691=\"\",\"\",CommentaryInput!D691)","v":""}]
[null,null,null,4,{"$f":"$C721&D727","v":"SA SNUGGERY RURAL4"},null,{"$f":"IF(CommentaryInput!D692=\"\",\"\",CommentaryInput!D692)","v":""}]
[null,null,null,5,{"$f":"$C721&D728","v":"SA SNUGGERY RURAL5"},null,{"$f":"IF(CommentaryInput!D693=\"\",\"\",CommentaryInput!D693)","v":""}]
[null,null,null,null,null,null,{"$f":"IF(CommentaryInput!D694=\"\",\"\",CommentaryInput!D694)","v":"MEDIUM SCENARIO"}]
[null,null,null,null,null,null,{"$f":"IF(CommentaryInput!D695=\"\",\"\",CommentaryInput!D695)","v":"Summer"}]
[null,null,null,8,{"$f":"$C721&D731","v":"SA SNUGGERY RURAL8"},null,{"$f":"IF(CommentaryInput!D696=\"\",\"\",CommentaryInput!D696)","v":"Historical maximum demands have been relatively constant in recent years."}]
[null,null,null,9,{"$f":"$C721&D732","v":"SA SNUGGERY RURAL9"},null,{"$f":"IF(CommentaryInput!D697=\"\",\"\",CommentaryInput!D697)","v":"The forecast trend is flat."}]
[null,null,null,10,{"$f":"$C721&D733","v":"SA SNUGGERY RURAL10"},null,{"$f":"IF(CommentaryInput!D698=\"\",\"\",CommentaryInput!D698)","v":"The POE10 offset for PV and EE ranges from 3.1% to 9.8% between 2015 and 2024 with EE contributing 0.5% to 7.2% of the offset."}]
[null,null,null,11,{"$f":"$C721&D734","v":"SA SNUGGERY RURAL11"},null,{"$f":"IF(CommentaryInput!D699=\"\",\"\",CommentaryInput!D699)","v":""}]
[null,null,null,12,{"$f":"$C721&D735","v":"SA SNUGGERY RURAL12"},null,{"$f":"IF(CommentaryInput!D700=\"\",\"\",CommentaryInput!D700)","v":""}]
[null,null,null,null,null,null,{"$f":"IF(CommentaryInput!D701=\"\",\"\",CommentaryInput!D701)","v":"Winter"}]
[null,null,null,13,{"$f":"$C721&D737","v":"SA SNUGGERY RURAL13"},null,{"$f":"IF(CommentaryInput!D702=\"\",\"\",CommentaryInput!D702)","v":"Historical maximum demands have been decreasing in recent years."}]
[null,null,null,14,{"$f":"$C721&D738","v":"SA SNUGGERY RURAL14"},null,{"$f":"IF(CommentaryInput!D703=\"\",\"\",CommentaryInput!D703)","v":"The forecast trend is decreasing, primarily due to EE."}]
[null,null,null,15,{"$f":"$C721&D739","v":"SA SNUGGERY RURAL15"},null,{"$f":"IF(CommentaryInput!D704=\"\",\"\",CommentaryInput!D704)","v":"The POE10 offset for PV and EE ranges from 0.6% to 10.5% between 2015 and 2024 with EE contributing 0.6% to 10.5% of the offset."}]
[null,null,null,16,{"$f":"$C721&D740","v":"SA SNUGGERY RURAL16"},null,{"$f":"IF(CommentaryInput!D705=\"\",\"\",CommentaryInput!D705)","v":""}]
[null,null,null,17,{"$f":"$C721&D741","v":"SA SNUGGERY RURAL17"},null,{"$f":"IF(CommentaryInput!D706=\"\",\"\",CommentaryInput!D706)","v":""}]
[null,null,null,null,null,null,{"$f":"IF(CommentaryInput!D707=\"\",\"\",CommentaryInput!D707)","v":"Other"}]
[null,null,null,18,{"$f":"$C721&D743","v":"SA SNUGGERY RURAL18"},null,{"$f":"IF(CommentaryInput!D708=\"\",\"\",CommentaryInput!D708)","v":"The connection point is weather sensitive in summer and winter."}]
[null,null,null,19,{"$f":"$C721&D744","v":"SA SNUGGERY RURAL19"},null,{"$f":"IF(CommentaryInput!D709=\"\",\"\",CommentaryInput!D709)","v":"Diversity factors: summer = 0.58; winter = 0.44."}]
[null,null,null,20,{"$f":"$C721&D745","v":"SA SNUGGERY RURAL20"},null,{"$f":"IF(CommentaryInput!D710=\"\",\"\",CommentaryInput!D710)","v":"Power factors: summer = 0.93, lagging; winter = 0.98, lagging."}]
[null,null,null,21,{"$f":"$C721&D746","v":"SA SNUGGERY RURAL21"},null,{"$f":"IF(CommentaryInput!D711=\"\",\"\",CommentaryInput!D711)","v":""}]
[null,null,null,22,{"$f":"$C721&D747","v":"SA SNUGGERY RURAL22"},null,{"$f":"IF(CommentaryInput!D712=\"\",\"\",CommentaryInput!D712)","v":""}]
[null,null,null,23,{"$f":"$C721&D748","v":"SA SNUGGERY RURAL23"},null,{"$f":"IF(CommentaryInput!D713=\"\",\"\",CommentaryInput!D713)","v":""}]
[null,null,null,24,{"$f":"$C721&D749","v":"SA SNUGGERY RURAL24"},null,{"$f":"IF(CommentaryInput!D714=\"\",\"\",CommentaryInput!D714)","v":""}]
[null,null,null,25,{"$f":"$C721&D750","v":"SA SNUGGERY RURAL25"},null,{"$f":"IF(CommentaryInput!D715=\"\",\"\",CommentaryInput!D715)","v":""}]
[null,null,null,null,null,null,""]
[null,null,"SA TAILEM BEND"]
[null,null,null,null,null,null,""]
[null,null,null,null,null,null,{"$f":"IF(CommentaryInput!D719=\"\",\"\",CommentaryInput!D719)","v":"MAIN SECTORS"}]
[null,null,null,1,{"$f":"$C752&D755","v":"SA TAILEM BEND1"},null,{"$f":"IF(CommentaryInput!D720=\"\",\"\",CommentaryInput!D720)","v":"Predominantly agricultural area."}]
[null,null,null,2,{"$f":"$C752&D756","v":"SA TAILEM BEND2"},null,{"$f":"IF(CommentaryInput!D721=\"\",\"\",CommentaryInput!D721)","v":""}]
[null,null,null,3,{"$f":"$C752&D757","v":"SA TAILEM BEND3"},null,{"$f":"IF(CommentaryInput!D722=\"\",\"\",CommentaryInput!D722)","v":""}]
[null,null,null,4,{"$f":"$C752&D758","v":"SA TAILEM BEND4"},null,{"$f":"IF(CommentaryInput!D723=\"\",\"\",CommentaryInput!D723)","v":""}]
[null,null,null,5,{"$f":"$C752&D759","v":"SA TAILEM BEND5"},null,{"$f":"IF(CommentaryInput!D724=\"\",\"\",CommentaryInput!D724)","v":""}]
[null,null,null,null,null,null,{"$f":"IF(CommentaryInput!D725=\"\",\"\",CommentaryInput!D725)","v":"MEDIUM SCENARIO"}]
[null,null,null,null,null,null,{"$f":"IF(CommentaryInput!D726=\"\",\"\",CommentaryInput!D726)","v":"Summer"}]
[null,null,null,8,{"$f":"$C752&D762","v":"SA TAILEM BEND8"},null,{"$f":"IF(CommentaryInput!D727=\"\",\"\",CommentaryInput!D727)","v":"Historical maximum demands have been relatively constant in recent years."}]
[null,null,null,9,{"$f":"$C752&D763","v":"SA TAILEM BEND9"},null,{"$f":"IF(CommentaryInput!D728=\"\",\"\",CommentaryInput!D728)","v":"The forecast trend is slightly decreasing."}]
[null,null,null,10,{"$f":"$C752&D764","v":"SA TAILEM BEND10"},null,{"$f":"IF(CommentaryInput!D729=\"\",\"\",CommentaryInput!D729)","v":"The POE10 offset for PV and EE ranges from 4% to 11.1% between 2015 and 2024 with EE contributing 0.4% to 5.4% of the offset."}]
[null,null,null,11,{"$f":"$C752&D765","v":"SA TAILEM BEND11"},null,{"$f":"IF(CommentaryInput!D730=\"\",\"\",CommentaryInput!D730)","v":""}]
[null,null,null,12,{"$f":"$C752&D766","v":"SA TAILEM BEND12"},null,{"$f":"IF(CommentaryInput!D731=\"\",\"\",CommentaryInput!D731)","v":""}]
[null,null,null,null,null,null,{"$f":"IF(CommentaryInput!D732=\"\",\"\",CommentaryInput!D732)","v":"Winter"}]
[null,null,null,13,{"$f":"$C752&D768","v":"SA TAILEM BEND13"},null,{"$f":"IF(CommentaryInput!D733=\"\",\"\",CommentaryInput!D733)","v":"Historical maximum demands have been flat."}]
[null,null,null,14,{"$f":"$C752&D769","v":"SA TAILEM BEND14"},null,{"$f":"IF(CommentaryInput!D734=\"\",\"\",CommentaryInput!D734)","v":"The forecast has an increasing trend."}]
[null,null,null,15,{"$f":"$C752&D770","v":"SA TAILEM BEND15"},null,{"$f":"IF(CommentaryInput!D735=\"\",\"\",CommentaryInput!D735)","v":"The POE10 offset for PV and EE ranges from 0.5% to 6.1% between 2015 and 2024 with EE contributing 0.4% to 6% of the offset."}]
[null,null,null,16,{"$f":"$C752&D771","v":"SA TAILEM BEND16"},null,{"$f":"IF(CommentaryInput!D736=\"\",\"\",CommentaryInput!D736)","v":""}]
[null,null,null,17,{"$f":"$C752&D772","v":"SA TAILEM BEND17"},null,{"$f":"IF(CommentaryInput!D737=\"\",\"\",CommentaryInput!D737)","v":""}]
[null,null,null,null,null,null,{"$f":"IF(CommentaryInput!D738=\"\",\"\",CommentaryInput!D738)","v":"Other"}]
[null,null,null,18,{"$f":"$C752&D774","v":"SA TAILEM BEND18"},null,{"$f":"IF(CommentaryInput!D739=\"\",\"\",CommentaryInput!D739)","v":"The connection point is weather sensitive in summer and winter."}]
[null,null,null,19,{"$f":"$C752&D775","v":"SA TAILEM BEND19"},null,{"$f":"IF(CommentaryInput!D740=\"\",\"\",CommentaryInput!D740)","v":"Diversity factors: summer = 0.85; winter = 0.82."}]
[null,null,null,20,{"$f":"$C752&D776","v":"SA TAILEM BEND20"},null,{"$f":"IF(CommentaryInput!D741=\"\",\"\",CommentaryInput!D741)","v":"Power factors: summer = 0.97, lagging; winter = 1, unity."}]
[null,null,null,21,{"$f":"$C752&D777","v":"SA TAILEM BEND21"},null,{"$f":"IF(CommentaryInput!D742=\"\",\"\",CommentaryInput!D742)","v":""}]
[null,null,null,22,{"$f":"$C752&D778","v":"SA TAILEM BEND22"},null,{"$f":"IF(CommentaryInput!D743=\"\",\"\",CommentaryInput!D743)","v":""}]
[null,null,null,23,{"$f":"$C752&D779","v":"SA TAILEM BEND23"},null,{"$f":"IF(CommentaryInput!D744=\"\",\"\",CommentaryInput!D744)","v":""}]
[null,null,null,24,{"$f":"$C752&D780","v":"SA TAILEM BEND24"},null,{"$f":"IF(CommentaryInput!D745=\"\",\"\",CommentaryInput!D745)","v":""}]
[null,null,null,25,{"$f":"$C752&D781","v":"SA TAILEM BEND25"},null,{"$f":"IF(CommentaryInput!D746=\"\",\"\",CommentaryInput!D746)","v":""}]
[null,null,null,null,null,null,""]
[null,null,"SA TEMPLERS"]
[null,null,null,null,null,null,""]
[null,null,null,null,null,null,{"$f":"IF(CommentaryInput!D750=\"\",\"\",CommentaryInput!D750)","v":"MAIN SECTORS"}]
[null,null,null,1,{"$f":"$C783&D786","v":"SA TEMPLERS1"},null,{"$f":"IF(CommentaryInput!D751=\"\",\"\",CommentaryInput!D751)","v":"Predominantly agricultural area."}]
[null,null,null,2,{"$f":"$C783&D787","v":"SA TEMPLERS2"},null,{"$f":"IF(CommentaryInput!D752=\"\",\"\",CommentaryInput!D752)","v":""}]
[null,null,null,3,{"$f":"$C783&D788","v":"SA TEMPLERS3"},null,{"$f":"IF(CommentaryInput!D753=\"\",\"\",CommentaryInput!D753)","v":""}]
[null,null,null,4,{"$f":"$C783&D789","v":"SA TEMPLERS4"},null,{"$f":"IF(CommentaryInput!D754=\"\",\"\",CommentaryInput!D754)","v":""}]
[null,null,null,5,{"$f":"$C783&D790","v":"SA TEMPLERS5"},null,{"$f":"IF(CommentaryInput!D755=\"\",\"\",CommentaryInput!D755)","v":""}]
[null,null,null,null,null,null,{"$f":"IF(CommentaryInput!D756=\"\",\"\",CommentaryInput!D756)","v":"MEDIUM SCENARIO"}]
[null,null,null,null,null,null,{"$f":"IF(CommentaryInput!D757=\"\",\"\",CommentaryInput!D757)","v":"Summer"}]
[null,null,null,8,{"$f":"$C783&D793","v":"SA TEMPLERS8"},null,{"$f":"IF(CommentaryInput!D758=\"\",\"\",CommentaryInput!D758)","v":"Historical maximum demands have been relatively constant in recent years."}]
[null,null,null,9,{"$f":"$C783&D794","v":"SA TEMPLERS9"},null,{"$f":"IF(CommentaryInput!D759=\"\",\"\",CommentaryInput!D759)","v":"The forecast trend is slightly increasing."}]
[null,null,null,10,{"$f":"$C783&D795","v":"SA TEMPLERS10"},null,{"$f":"IF(CommentaryInput!D760=\"\",\"\",CommentaryInput!D760)","v":"The POE10 offset for PV and EE ranges from 3.2% to 8.2% between 2015 and 2024 with EE contributing 0.3% to 3.8% of the offset."}]
[null,null,null,11,{"$f":"$C783&D796","v":"SA TEMPLERS11"},null,{"$f":"IF(CommentaryInput!D761=\"\",\"\",CommentaryInput!D761)","v":""}]
[null,null,null,12,{"$f":"$C783&D797","v":"SA TEMPLERS12"},null,{"$f":"IF(CommentaryInput!D762=\"\",\"\",CommentaryInput!D762)","v":""}]
[null,null,null,null,null,null,{"$f":"IF(CommentaryInput!D763=\"\",\"\",CommentaryInput!D763)","v":"Winter"}]
[null,null,null,13,{"$f":"$C783&D799","v":"SA TEMPLERS13"},null,{"$f":"IF(CommentaryInput!D764=\"\",\"\",CommentaryInput!D764)","v":"Historical maximum demands have been increasing."}]
[null,null,null,14,{"$f":"$C783&D800","v":"SA TEMPLERS14"},null,{"$f":"IF(CommentaryInput!D765=\"\",\"\",CommentaryInput!D765)","v":"The forecast has an increasing trend."}]
[null,null,null,15,{"$f":"$C783&D801","v":"SA TEMPLERS15"},null,{"$f":"IF(CommentaryInput!D766=\"\",\"\",CommentaryInput!D766)","v":"The POE10 offset for PV and EE ranges from 0.4% to 5% between 2015 and 2024 with EE contributing 0.4% to 5% of the offset."}]
[null,null,null,16,{"$f":"$C783&D802","v":"SA TEMPLERS16"},null,{"$f":"IF(CommentaryInput!D767=\"\",\"\",CommentaryInput!D767)","v":""}]
[null,null,null,17,{"$f":"$C783&D803","v":"SA TEMPLERS17"},null,{"$f":"IF(CommentaryInput!D768=\"\",\"\",CommentaryInput!D768)","v":""}]
[null,null,null,null,null,null,{"$f":"IF(CommentaryInput!D769=\"\",\"\",CommentaryInput!D769)","v":"Other"}]
[null,null,null,18,{"$f":"$C783&D805","v":"SA TEMPLERS18"},null,{"$f":"IF(CommentaryInput!D770=\"\",\"\",CommentaryInput!D770)","v":"The connection point is weather sensitive in summer and winter."}]
[null,null,null,19,{"$f":"$C783&D806","v":"SA TEMPLERS19"},null,{"$f":"IF(CommentaryInput!D771=\"\",\"\",CommentaryInput!D771)","v":"Diversity factors: summer = 0.71; winter = 0.7."}]
[null,null,null,20,{"$f":"$C783&D807","v":"SA TEMPLERS20"},null,{"$f":"IF(CommentaryInput!D772=\"\",\"\",CommentaryInput!D772)","v":"Power factors: summer = 0.93, lagging; winter = 0.97, lagging."}]
[null,null,null,21,{"$f":"$C783&D808","v":"SA TEMPLERS21"},null,{"$f":"IF(CommentaryInput!D773=\"\",\"\",CommentaryInput!D773)","v":""}]
[null,null,null,22,{"$f":"$C783&D809","v":"SA TEMPLERS22"},null,{"$f":"IF(CommentaryInput!D774=\"\",\"\",CommentaryInput!D774)","v":""}]
[null,null,null,23,{"$f":"$C783&D810","v":"SA TEMPLERS23"},null,{"$f":"IF(CommentaryInput!D775=\"\",\"\",CommentaryInput!D775)","v":""}]
[null,null,null,24,{"$f":"$C783&D811","v":"SA TEMPLERS24"},null,{"$f":"IF(CommentaryInput!D776=\"\",\"\",CommentaryInput!D776)","v":""}]
[null,null,null,25,{"$f":"$C783&D812","v":"SA TEMPLERS25"},null,{"$f":"IF(CommentaryInput!D777=\"\",\"\",CommentaryInput!D777)","v":""}]
[null,null,null,null,null,null,""]
[null,null,"SA WATERLOO"]
[null,null,null,null,null,null,""]
[null,null,null,null,null,null,{"$f":"IF(CommentaryInput!D781=\"\",\"\",CommentaryInput!D781)","v":"MAIN SECTORS"}]
[null,null,null,1,{"$f":"$C814&D817","v":"SA WATERLOO1"},null,{"$f":"IF(CommentaryInput!D782=\"\",\"\",CommentaryInput!D782)","v":"Predominantly agricultural area."}]
[null,null,null,2,{"$f":"$C814&D818","v":"SA WATERLOO2"},null,{"$f":"IF(CommentaryInput!D783=\"\",\"\",CommentaryInput!D783)","v":""}]
[null,null,null,3,{"$f":"$C814&D819","v":"SA WATERLOO3"},null,{"$f":"IF(CommentaryInput!D784=\"\",\"\",CommentaryInput!D784)","v":""}]
[null,null,null,4,{"$f":"$C814&D820","v":"SA WATERLOO4"},null,{"$f":"IF(CommentaryInput!D785=\"\",\"\",CommentaryInput!D785)","v":""}]
[null,null,null,5,{"$f":"$C814&D821","v":"SA WATERLOO5"},null,{"$f":"IF(CommentaryInput!D786=\"\",\"\",CommentaryInput!D786)","v":""}]
[null,null,null,null,null,null,{"$f":"IF(CommentaryInput!D787=\"\",\"\",CommentaryInput!D787)","v":"MEDIUM SCENARIO"}]
[null,null,null,null,null,null,{"$f":"IF(CommentaryInput!D788=\"\",\"\",CommentaryInput!D788)","v":"Summer"}]
[null,null,null,8,{"$f":"$C814&D824","v":"SA WATERLOO8"},null,{"$f":"IF(CommentaryInput!D789=\"\",\"\",CommentaryInput!D789)","v":"Historical maximum demands have been decreasing in, associated with load transfers to Clare North."}]
[null,null,null,9,{"$f":"$C814&D825","v":"SA WATERLOO9"},null,{"$f":"IF(CommentaryInput!D790=\"\",\"\",CommentaryInput!D790)","v":"Initially the forecast has a decreasing trend, which starts increasing towards the end of outlook period."}]
[null,null,null,10,{"$f":"$C814&D826","v":"SA WATERLOO10"},null,{"$f":"IF(CommentaryInput!D791=\"\",\"\",CommentaryInput!D791)","v":"The POE10 offset for PV and EE ranges from 8.4% to 19.4% between 2015 and 2024 with EE contributing 0.4% to 7.1% of the offset."}]
[null,null,null,11,{"$f":"$C814&D827","v":"SA WATERLOO11"},null,{"$f":"IF(CommentaryInput!D792=\"\",\"\",CommentaryInput!D792)","v":""}]
[null,null,null,12,{"$f":"$C814&D828","v":"SA WATERLOO12"},null,{"$f":"IF(CommentaryInput!D793=\"\",\"\",CommentaryInput!D793)","v":""}]
[null,null,null,null,null,null,{"$f":"IF(CommentaryInput!D794=\"\",\"\",CommentaryInput!D794)","v":"Winter"}]
[null,null,null,13,{"$f":"$C814&D830","v":"SA WATERLOO13"},null,{"$f":"IF(CommentaryInput!D795=\"\",\"\",CommentaryInput!D795)","v":"Historical maximum demands have been decreasing, associated with load transfers to Clare North."}]
[null,null,null,14,{"$f":"$C814&D831","v":"SA WATERLOO14"},null,{"$f":"IF(CommentaryInput!D796=\"\",\"\",CommentaryInput!D796)","v":"Maximum demands are forecast to have a flat trend in winter."}]
[null,null,null,15,{"$f":"$C814&D832","v":"SA WATERLOO15"},null,{"$f":"IF(CommentaryInput!D797=\"\",\"\",CommentaryInput!D797)","v":"The POE10 offset for PV and EE ranges from 0.5% to 6.9% between 2015 and 2024 with EE contributing 0.5% to 6.8% of the offset."}]
[null,null,null,16,{"$f":"$C814&D833","v":"SA WATERLOO16"},null,{"$f":"IF(CommentaryInput!D798=\"\",\"\",CommentaryInput!D798)","v":""}]
[null,null,null,17,{"$f":"$C814&D834","v":"SA WATERLOO17"},null,{"$f":"IF(CommentaryInput!D799=\"\",\"\",CommentaryInput!D799)","v":""}]
[null,null,null,null,null,null,{"$f":"IF(CommentaryInput!D800=\"\",\"\",CommentaryInput!D800)","v":"Other"}]
[null,null,null,18,{"$f":"$C814&D836","v":"SA WATERLOO18"},null,{"$f":"IF(CommentaryInput!D801=\"\",\"\",CommentaryInput!D801)","v":"The connection point is weather sensitive in summer and winter."}]
[null,null,null,19,{"$f":"$C814&D837","v":"SA WATERLOO19"},null,{"$f":"IF(CommentaryInput!D802=\"\",\"\",CommentaryInput!D802)","v":"Load was progressively transferred to the new Clare North connection point in 2011."}]
[null,null,null,20,{"$f":"$C814&D838","v":"SA WATERLOO20"},null,{"$f":"IF(CommentaryInput!D803=\"\",\"\",CommentaryInput!D803)","v":"Diversity factors: summer = 0.99; winter = 0.99."}]
[null,null,null,21,{"$f":"$C814&D839","v":"SA WATERLOO21"},null,{"$f":"IF(CommentaryInput!D804=\"\",\"\",CommentaryInput!D804)","v":"Power factors: summer = 0.87, lagging; winter = 0.92, lagging."}]
[null,null,null,22,{"$f":"$C814&D840","v":"SA WATERLOO22"},null,{"$f":"IF(CommentaryInput!D805=\"\",\"\",CommentaryInput!D805)","v":""}]
[null,null,null,23,{"$f":"$C814&D841","v":"SA WATERLOO23"},null,{"$f":"IF(CommentaryInput!D806=\"\",\"\",CommentaryInput!D806)","v":""}]
[null,null,null,24,{"$f":"$C814&D842","v":"SA WATERLOO24"},null,{"$f":"IF(CommentaryInput!D807=\"\",\"\",CommentaryInput!D807)","v":""}]
[null,null,null,25,{"$f":"$C814&D843","v":"SA WATERLOO25"},null,{"$f":"IF(CommentaryInput!D808=\"\",\"\",CommentaryInput!D808)","v":""}]
[null,null,null,null,null,null,""]
[null,null,"SA WUDINNA"]
[null,null,null,null,null,null,""]
[null,null,null,null,null,null,{"$f":"IF(CommentaryInput!D812=\"\",\"\",CommentaryInput!D812)","v":"MAIN SECTORS"}]
[null,null,null,1,{"$f":"$C845&D848","v":"SA WUDINNA1"},null,{"$f":"IF(CommentaryInput!D813=\"\",\"\",CommentaryInput!D813)","v":"Predominantly agricultural area."}]
[null,null,null,2,{"$f":"$C845&D849","v":"SA WUDINNA2"},null,{"$f":"IF(CommentaryInput!D814=\"\",\"\",CommentaryInput!D814)","v":""}]
[null,null,null,3,{"$f":"$C845&D850","v":"SA WUDINNA3"},null,{"$f":"IF(CommentaryInput!D815=\"\",\"\",CommentaryInput!D815)","v":""}]
[null,null,null,4,{"$f":"$C845&D851","v":"SA WUDINNA4"},null,{"$f":"IF(CommentaryInput!D816=\"\",\"\",CommentaryInput!D816)","v":""}]
[null,null,null,5,{"$f":"$C845&D852","v":"SA WUDINNA5"},null,{"$f":"IF(CommentaryInput!D817=\"\",\"\",CommentaryInput!D817)","v":""}]
[null,null,null,null,null,null,{"$f":"IF(CommentaryInput!D818=\"\",\"\",CommentaryInput!D818)","v":"MEDIUM SCENARIO"}]
[null,null,null,null,null,null,{"$f":"IF(CommentaryInput!D819=\"\",\"\",CommentaryInput!D819)","v":"Summer"}]
[null,null,null,8,{"$f":"$C845&D855","v":"SA WUDINNA8"},null,{"$f":"IF(CommentaryInput!D820=\"\",\"\",CommentaryInput!D820)","v":"Historical maximum demands had a slight increasing trend until 2012."}]
[null,null,null,9,{"$f":"$C845&D856","v":"SA WUDINNA9"},null,{"$f":"IF(CommentaryInput!D821=\"\",\"\",CommentaryInput!D821)","v":"The forecast trend is slightly decreasing."}]
[null,null,null,10,{"$f":"$C845&D857","v":"SA WUDINNA10"},null,{"$f":"IF(CommentaryInput!D822=\"\",\"\",CommentaryInput!D822)","v":"The POE10 offset for PV and EE ranges from 9.4% to 17% between 2015 and 2024 with EE contributing 0.4% to 5.4% of the offset."}]
[null,null,null,11,{"$f":"$C845&D858","v":"SA WUDINNA11"},null,{"$f":"IF(CommentaryInput!D823=\"\",\"\",CommentaryInput!D823)","v":""}]
[null,null,null,12,{"$f":"$C845&D859","v":"SA WUDINNA12"},null,{"$f":"IF(CommentaryInput!D824=\"\",\"\",CommentaryInput!D824)","v":""}]
[null,null,null,null,null,null,{"$f":"IF(CommentaryInput!D825=\"\",\"\",CommentaryInput!D825)","v":"Winter"}]
[null,null,null,13,{"$f":"$C845&D861","v":"SA WUDINNA13"},null,{"$f":"IF(CommentaryInput!D826=\"\",\"\",CommentaryInput!D826)","v":"Historical maximum demands had a slight increasing trend until 2012."}]
[null,null,null,14,{"$f":"$C845&D862","v":"SA WUDINNA14"},null,{"$f":"IF(CommentaryInput!D827=\"\",\"\",CommentaryInput!D827)","v":"The forecast trend is slightly increasing."}]
[null,null,null,15,{"$f":"$C845&D863","v":"SA WUDINNA15"},null,{"$f":"IF(CommentaryInput!D828=\"\",\"\",CommentaryInput!D828)","v":"The POE10 offset for PV and EE ranges from 0.4% to 5.6% between 2015 and 2024 with EE contributing 0.4% to 5.6% of the offset."}]
[null,null,null,16,{"$f":"$C845&D864","v":"SA WUDINNA16"},null,{"$f":"IF(CommentaryInput!D829=\"\",\"\",CommentaryInput!D829)","v":""}]
[null,null,null,17,{"$f":"$C845&D865","v":"SA WUDINNA17"},null,{"$f":"IF(CommentaryInput!D830=\"\",\"\",CommentaryInput!D830)","v":""}]
[null,null,null,null,null,null,{"$f":"IF(CommentaryInput!D831=\"\",\"\",CommentaryInput!D831)","v":"Other"}]
[null,null,null,18,{"$f":"$C845&D867","v":"SA WUDINNA18"},null,{"$f":"IF(CommentaryInput!D832=\"\",\"\",CommentaryInput!D832)","v":"The connection point is weather sensitive in summer and winter."}]
[null,null,null,19,{"$f":"$C845&D868","v":"SA WUDINNA19"},null,{"$f":"IF(CommentaryInput!D833=\"\",\"\",CommentaryInput!D833)","v":"Diversity factors: summer = 0.86; winter = 0.87."}]
[null,null,null,20,{"$f":"$C845&D869","v":"SA WUDINNA20"},null,{"$f":"IF(CommentaryInput!D834=\"\",\"\",CommentaryInput!D834)","v":"Power factors: summer = 0.93, leading; winter = 0.77, leading."}]
[null,null,null,21,{"$f":"$C845&D870","v":"SA WUDINNA21"},null,{"$f":"IF(CommentaryInput!D835=\"\",\"\",CommentaryInput!D835)","v":""}]
[null,null,null,22,{"$f":"$C845&D871","v":"SA WUDINNA22"},null,{"$f":"IF(CommentaryInput!D836=\"\",\"\",CommentaryInput!D836)","v":""}]
[null,null,null,23,{"$f":"$C845&D872","v":"SA WUDINNA23"},null,{"$f":"IF(CommentaryInput!D837=\"\",\"\",CommentaryInput!D837)","v":""}]
[null,null,null,24,{"$f":"$C845&D873","v":"SA WUDINNA24"},null,{"$f":"IF(CommentaryInput!D838=\"\",\"\",CommentaryInput!D838)","v":""}]
[null,null,null,25,{"$f":"$C845&D874","v":"SA WUDINNA25"},null,{"$f":"IF(CommentaryInput!D839=\"\",\"\",CommentaryInput!D839)","v":""}]
[null,null,null,null,null,null,""]
[null,null,"SA YADNARIE"]
[null,null,null,null,null,null,""]
[null,null,null,null,null,null,{"$f":"IF(CommentaryInput!D843=\"\",\"\",CommentaryInput!D843)","v":"MAIN SECTORS"}]
[null,null,null,1,{"$f":"$C876&D879","v":"SA YADNARIE1"},null,{"$f":"IF(CommentaryInput!D844=\"\",\"\",CommentaryInput!D844)","v":"Predominantly agricultural area."}]
[null,null,null,2,{"$f":"$C876&D880","v":"SA YADNARIE2"},null,{"$f":"IF(CommentaryInput!D845=\"\",\"\",CommentaryInput!D845)","v":""}]
[null,null,null,3,{"$f":"$C876&D881","v":"SA YADNARIE3"},null,{"$f":"IF(CommentaryInput!D846=\"\",\"\",CommentaryInput!D846)","v":""}]
[null,null,null,4,{"$f":"$C876&D882","v":"SA YADNARIE4"},null,{"$f":"IF(CommentaryInput!D847=\"\",\"\",CommentaryInput!D847)","v":""}]
[null,null,null,5,{"$f":"$C876&D883","v":"SA YADNARIE5"},null,{"$f":"IF(CommentaryInput!D848=\"\",\"\",CommentaryInput!D848)","v":""}]
[null,null,null,null,null,null,{"$f":"IF(CommentaryInput!D849=\"\",\"\",CommentaryInput!D849)","v":"MEDIUM SCENARIO"}]
[null,null,null,null,null,null,{"$f":"IF(CommentaryInput!D850=\"\",\"\",CommentaryInput!D850)","v":"Summer"}]
[null,null,null,8,{"$f":"$C876&D886","v":"SA YADNARIE8"},null,{"$f":"IF(CommentaryInput!D851=\"\",\"\",CommentaryInput!D851)","v":"Historical maximum demands had a decreasing trend between 2008 and 2014."}]
[null,null,null,9,{"$f":"$C876&D887","v":"SA YADNARIE9"},null,{"$f":"IF(CommentaryInput!D852=\"\",\"\",CommentaryInput!D852)","v":"The forecast has a decreasing trend."}]
[null,null,null,10,{"$f":"$C876&D888","v":"SA YADNARIE10"},null,{"$f":"IF(CommentaryInput!D853=\"\",\"\",CommentaryInput!D853)","v":"The POE10 offset for PV and EE ranges from 6% to 17.8% between 2015 and 2024 with EE contributing 0.5% to 8.1% of the offset."}]
[null,null,null,11,{"$f":"$C876&D889","v":"SA YADNARIE11"},null,{"$f":"IF(CommentaryInput!D854=\"\",\"\",CommentaryInput!D854)","v":""}]
[null,null,null,12,{"$f":"$C876&D890","v":"SA YADNARIE12"},null,{"$f":"IF(CommentaryInput!D855=\"\",\"\",CommentaryInput!D855)","v":""}]
[null,null,null,null,null,null,{"$f":"IF(CommentaryInput!D856=\"\",\"\",CommentaryInput!D856)","v":"Winter"}]
[null,null,null,13,{"$f":"$C876&D892","v":"SA YADNARIE13"},null,{"$f":"IF(CommentaryInput!D857=\"\",\"\",CommentaryInput!D857)","v":"Historical maximum demands have been flat."}]
[null,null,null,14,{"$f":"$C876&D893","v":"SA YADNARIE14"},null,{"$f":"IF(CommentaryInput!D858=\"\",\"\",CommentaryInput!D858)","v":"Forecast maximum demand has a flat trend."}]
[null,null,null,15,{"$f":"$C876&D894","v":"SA YADNARIE15"},null,{"$f":"IF(CommentaryInput!D859=\"\",\"\",CommentaryInput!D859)","v":"The POE10 offset for PV and EE ranges from 0.6% to 8.7% between 2015 and 2024 with EE contributing 0.6% to 8.7% of the offset."}]
[null,null,null,16,{"$f":"$C876&D895","v":"SA YADNARIE16"},null,{"$f":"IF(CommentaryInput!D860=\"\",\"\",CommentaryInput!D860)","v":""}]
[null,null,null,17,{"$f":"$C876&D896","v":"SA YADNARIE17"},null,{"$f":"IF(CommentaryInput!D861=\"\",\"\",CommentaryInput!D861)","v":""}]
[null,null,null,null,null,null,{"$f":"IF(CommentaryInput!D862=\"\",\"\",CommentaryInput!D862)","v":"Other"}]
[null,null,null,18,{"$f":"$C876&D898","v":"SA YADNARIE18"},null,{"$f":"IF(CommentaryInput!D863=\"\",\"\",CommentaryInput!D863)","v":"The connection point is weather sensitive in summer and winter."}]
[null,null,null,19,{"$f":"$C876&D899","v":"SA YADNARIE19"},null,{"$f":"IF(CommentaryInput!D864=\"\",\"\",CommentaryInput!D864)","v":"Diversity factors: summer = 0.89; winter = 0.94."}]
[null,null,null,20,{"$f":"$C876&D900","v":"SA YADNARIE20"},null,{"$f":"IF(CommentaryInput!D865=\"\",\"\",CommentaryInput!D865)","v":"Power factors: summer = 0.97, leading; winter = 0.96, leading."}]
[null,null,null,21,{"$f":"$C876&D901","v":"SA YADNARIE21"},null,{"$f":"IF(CommentaryInput!D866=\"\",\"\",CommentaryInput!D866)","v":""}]
[null,null,null,22,{"$f":"$C876&D902","v":"SA YADNARIE22"},null,{"$f":"IF(CommentaryInput!D867=\"\",\"\",CommentaryInput!D867)","v":""}]
[null,null,null,23,{"$f":"$C876&D903","v":"SA YADNARIE23"},null,{"$f":"IF(CommentaryInput!D868=\"\",\"\",CommentaryInput!D868)","v":""}]
[null,null,null,24,{"$f":"$C876&D904","v":"SA YADNARIE24"},null,{"$f":"IF(CommentaryInput!D869=\"\",\"\",CommentaryInput!D869)","v":""}]
[null,null,null,25,{"$f":"$C876&D905","v":"SA YADNARIE25"},null,{"$f":"IF(CommentaryInput!D870=\"\",\"\",CommentaryInput!D870)","v":""}]
[null,null,null,null,null,null,""]
[null,null,"SA ADELAIDE CENTRAL"]
[null,null,null,null,null,null,""]
[null,null,null,null,null,null,{"$f":"IF(CommentaryInput!D874=\"\",\"\",CommentaryInput!D874)","v":"MAIN SECTORS"}]
[null,null,null,1,{"$f":"$C907&D910","v":"SA ADELAIDE CENTRAL1"},null,{"$f":"IF(CommentaryInput!D875=\"\",\"\",CommentaryInput!D875)","v":"Residential and commercial area surrounds the connection point."}]
[null,null,null,2,{"$f":"$C907&D911","v":"SA ADELAIDE CENTRAL2"},null,{"$f":"IF(CommentaryInput!D876=\"\",\"\",CommentaryInput!D876)","v":""}]
[null,null,null,3,{"$f":"$C907&D912","v":"SA ADELAIDE CENTRAL3"},null,{"$f":"IF(CommentaryInput!D877=\"\",\"\",CommentaryInput!D877)","v":""}]
[null,null,null,4,{"$f":"$C907&D913","v":"SA ADELAIDE CENTRAL4"},null,{"$f":"IF(CommentaryInput!D878=\"\",\"\",CommentaryInput!D878)","v":""}]
[null,null,null,5,{"$f":"$C907&D914","v":"SA ADELAIDE CENTRAL5"},null,{"$f":"IF(CommentaryInput!D879=\"\",\"\",CommentaryInput!D879)","v":""}]
[null,null,null,null,null,null,{"$f":"IF(CommentaryInput!D880=\"\",\"\",CommentaryInput!D880)","v":"MEDIUM SCENARIO"}]
[null,null,null,null,null,null,{"$f":"IF(CommentaryInput!D881=\"\",\"\",CommentaryInput!D881)","v":"Summer"}]
[null,null,null,8,{"$f":"$C907&D917","v":"SA ADELAIDE CENTRAL8"},null,{"$f":"IF(CommentaryInput!D882=\"\",\"\",CommentaryInput!D882)","v":"Historical maximum demands increased until 2012."}]
[null,null,null,9,{"$f":"$C907&D918","v":"SA ADELAIDE CENTRAL9"},null,{"$f":"IF(CommentaryInput!D883=\"\",\"\",CommentaryInput!D883)","v":"The forecast has a slight increasing trend."}]
[null,null,null,10,{"$f":"$C907&D919","v":"SA ADELAIDE CENTRAL10"},null,{"$f":"IF(CommentaryInput!D884=\"\",\"\",CommentaryInput!D884)","v":"The POE10 offset for PV and EE ranges from 1% to 2.8% between 2015 and 2024 with EE contributing 0.1% to 0.7% of the offset."}]
[null,null,null,11,{"$f":"$C907&D920","v":"SA ADELAIDE CENTRAL11"},null,{"$f":"IF(CommentaryInput!D885=\"\",\"\",CommentaryInput!D885)","v":""}]
[null,null,null,12,{"$f":"$C907&D921","v":"SA ADELAIDE CENTRAL12"},null,{"$f":"IF(CommentaryInput!D886=\"\",\"\",CommentaryInput!D886)","v":""}]
[null,null,null,null,null,null,{"$f":"IF(CommentaryInput!D887=\"\",\"\",CommentaryInput!D887)","v":"Winter"}]
[null,null,null,13,{"$f":"$C907&D923","v":"SA ADELAIDE CENTRAL13"},null,{"$f":"IF(CommentaryInput!D888=\"\",\"\",CommentaryInput!D888)","v":"Historical maximum demands have been decreasing since 2006."}]
[null,null,null,14,{"$f":"$C907&D924","v":"SA ADELAIDE CENTRAL14"},null,{"$f":"IF(CommentaryInput!D889=\"\",\"\",CommentaryInput!D889)","v":"The forecast trend is based on this and reconciliation with the system level forecast imparts some growth."}]
[null,null,null,15,{"$f":"$C907&D925","v":"SA ADELAIDE CENTRAL15"},null,{"$f":"IF(CommentaryInput!D890=\"\",\"\",CommentaryInput!D890)","v":"The POE10 offset for PV and EE ranges from 1.7% to 4.6% between 2015 and 2024 with EE contributing 0.1% to 1.1% of the offset."}]
[null,null,null,16,{"$f":"$C907&D926","v":"SA ADELAIDE CENTRAL16"},null,{"$f":"IF(CommentaryInput!D891=\"\",\"\",CommentaryInput!D891)","v":""}]
[null,null,null,17,{"$f":"$C907&D927","v":"SA ADELAIDE CENTRAL17"},null,{"$f":"IF(CommentaryInput!D892=\"\",\"\",CommentaryInput!D892)","v":""}]
[null,null,null,null,null,null,{"$f":"IF(CommentaryInput!D893=\"\",\"\",CommentaryInput!D893)","v":"Other"}]
[null,null,null,18,{"$f":"$C907&D929","v":"SA ADELAIDE CENTRAL18"},null,{"$f":"IF(CommentaryInput!D894=\"\",\"\",CommentaryInput!D894)","v":"A subset of the eastern suburbs meshed network."}]
[null,null,null,19,{"$f":"$C907&D930","v":"SA ADELAIDE CENTRAL19"},null,{"$f":"IF(CommentaryInput!D895=\"\",\"\",CommentaryInput!D895)","v":"This includes the area of Adelaide which is located east of West Terrace, north of South Terrace, west of East Terrace and south of the River Torrens."}]
[null,null,null,20,{"$f":"$C907&D931","v":"SA ADELAIDE CENTRAL20"},null,{"$f":"IF(CommentaryInput!D896=\"\",\"\",CommentaryInput!D896)","v":"The connection point is weather sensitive in summer and winter."}]
[null,null,null,21,{"$f":"$C907&D932","v":"SA ADELAIDE CENTRAL21"},null,{"$f":"IF(CommentaryInput!D897=\"\",\"\",CommentaryInput!D897)","v":"Diversity factors: summer = 0.91; winter = 0.96."}]
[null,null,null,22,{"$f":"$C907&D933","v":"SA ADELAIDE CENTRAL22"},null,{"$f":"IF(CommentaryInput!D898=\"\",\"\",CommentaryInput!D898)","v":"Power factors: summer = 0.96, lagging; winter = 0.95, lagging."}]
[null,null,null,23,{"$f":"$C907&D934","v":"SA ADELAIDE CENTRAL23"},null,{"$f":"IF(CommentaryInput!D899=\"\",\"\",CommentaryInput!D899)","v":""}]
[null,null,null,24,{"$f":"$C907&D935","v":"SA ADELAIDE CENTRAL24"},null,{"$f":"IF(CommentaryInput!D900=\"\",\"\",CommentaryInput!D900)","v":""}]
[null,null,null,25,{"$f":"$C907&D936","v":"SA ADELAIDE CENTRAL25"},null,{"$f":"IF(CommentaryInput!D901=\"\",\"\",CommentaryInput!D901)","v":""}]
[null,null,null,null,null,null,""]
[null,null,"SA EASTERN SUBURBS"]
[null,null,null,null,null,null,""]
[null,null,null,null,null,null,{"$f":"IF(CommentaryInput!D905=\"\",\"\",CommentaryInput!D905)","v":"MAIN SECTORS"}]
[null,null,null,1,{"$f":"$C938&D941","v":"SA EASTERN SUBURBS1"},null,{"$f":"IF(CommentaryInput!D906=\"\",\"\",CommentaryInput!D906)","v":"Predominantly residential and commercial area."}]
[null,null,null,2,{"$f":"$C938&D942","v":"SA EASTERN SUBURBS2"},null,{"$f":"IF(CommentaryInput!D907=\"\",\"\",CommentaryInput!D907)","v":""}]
[null,null,null,3,{"$f":"$C938&D943","v":"SA EASTERN SUBURBS3"},null,{"$f":"IF(CommentaryInput!D908=\"\",\"\",CommentaryInput!D908)","v":""}]
[null,null,null,4,{"$f":"$C938&D944","v":"SA EASTERN SUBURBS4"},null,{"$f":"IF(CommentaryInput!D909=\"\",\"\",CommentaryInput!D909)","v":""}]
[null,null,null,5,{"$f":"$C938&D945","v":"SA EASTERN SUBURBS5"},null,{"$f":"IF(CommentaryInput!D910=\"\",\"\",CommentaryInput!D910)","v":""}]
[null,null,null,null,null,null,{"$f":"IF(CommentaryInput!D911=\"\",\"\",CommentaryInput!D911)","v":"MEDIUM SCENARIO"}]
[null,null,null,null,null,null,{"$f":"IF(CommentaryInput!D912=\"\",\"\",CommentaryInput!D912)","v":"Summer"}]
[null,null,null,8,{"$f":"$C938&D948","v":"SA EASTERN SUBURBS8"},null,{"$f":"IF(CommentaryInput!D913=\"\",\"\",CommentaryInput!D913)","v":"Historical maximum demands peaked between 2009 and 2011."}]
[null,null,null,9,{"$f":"$C938&D949","v":"SA EASTERN SUBURBS9"},null,{"$f":"IF(CommentaryInput!D914=\"\",\"\",CommentaryInput!D914)","v":"Demands have been decreasing since 2011."}]
[null,null,null,10,{"$f":"$C938&D950","v":"SA EASTERN SUBURBS10"},null,{"$f":"IF(CommentaryInput!D915=\"\",\"\",CommentaryInput!D915)","v":"The forecasts have a decreasing trend."}]
[null,null,null,11,{"$f":"$C938&D951","v":"SA EASTERN SUBURBS11"},null,{"$f":"IF(CommentaryInput!D916=\"\",\"\",CommentaryInput!D916)","v":"The POE10 offset for PV and EE ranges from 5.3% to 15.5% between 2015 and 2024 with EE contributing 0.3% to 4.1% of the offset."}]
[null,null,null,12,{"$f":"$C938&D952","v":"SA EASTERN SUBURBS12"},null,{"$f":"IF(CommentaryInput!D917=\"\",\"\",CommentaryInput!D917)","v":""}]
[null,null,null,null,null,null,{"$f":"IF(CommentaryInput!D918=\"\",\"\",CommentaryInput!D918)","v":"Winter"}]
[null,null,null,13,{"$f":"$C938&D954","v":"SA EASTERN SUBURBS13"},null,{"$f":"IF(CommentaryInput!D919=\"\",\"\",CommentaryInput!D919)","v":"Historical maximum demands have had a flat trend."}]
[null,null,null,14,{"$f":"$C938&D955","v":"SA EASTERN SUBURBS14"},null,{"$f":"IF(CommentaryInput!D920=\"\",\"\",CommentaryInput!D920)","v":"The forecast trend is slightly increasing."}]
[null,null,null,15,{"$f":"$C938&D956","v":"SA EASTERN SUBURBS15"},null,{"$f":"IF(CommentaryInput!D921=\"\",\"\",CommentaryInput!D921)","v":"The POE10 offset for PV and EE ranges from 0.4% to 5.2% between 2015 and 2024 with EE contributing 0.4% to 5.2% of the offset."}]
[null,null,null,16,{"$f":"$C938&D957","v":"SA EASTERN SUBURBS16"},null,{"$f":"IF(CommentaryInput!D922=\"\",\"\",CommentaryInput!D922)","v":""}]
[null,null,null,17,{"$f":"$C938&D958","v":"SA EASTERN SUBURBS17"},null,{"$f":"IF(CommentaryInput!D923=\"\",\"\",CommentaryInput!D923)","v":""}]
[null,null,null,null,null,null,{"$f":"IF(CommentaryInput!D924=\"\",\"\",CommentaryInput!D924)","v":"Other"}]
[null,null,null,18,{"$f":"$C938&D960","v":"SA EASTERN SUBURBS18"},null,{"$f":"IF(CommentaryInput!D925=\"\",\"\",CommentaryInput!D925)","v":"This meshed network covers Adelaide Central and eastern suburbs of Adelaide."}]
[null,null,null,19,{"$f":"$C938&D961","v":"SA EASTERN SUBURBS19"},null,{"$f":"IF(CommentaryInput!D926=\"\",\"\",CommentaryInput!D926)","v":"The connection point is weather sensitive in summer and winter."}]
[null,null,null,20,{"$f":"$C938&D962","v":"SA EASTERN SUBURBS20"},null,{"$f":"IF(CommentaryInput!D927=\"\",\"\",CommentaryInput!D927)","v":"A 38 MW transfer from the southern suburbs affects the first forecast year."}]
[null,null,null,21,{"$f":"$C938&D963","v":"SA EASTERN SUBURBS21"},null,{"$f":"IF(CommentaryInput!D928=\"\",\"\",CommentaryInput!D928)","v":"2.5 MW of generation capacity is embedded and assumed to be operating at 0MW in the forecasts."}]
[null,null,null,22,{"$f":"$C938&D964","v":"SA EASTERN SUBURBS22"},null,{"$f":"IF(CommentaryInput!D929=\"\",\"\",CommentaryInput!D929)","v":"Diversity factors: summer = 0.72; winter = 0.76."}]
[null,null,null,23,{"$f":"$C938&D965","v":"SA EASTERN SUBURBS23"},null,{"$f":"IF(CommentaryInput!D930=\"\",\"\",CommentaryInput!D930)","v":"Power factors: summer = 0.98, lagging; winter = 1, lagging."}]
[null,null,null,24,{"$f":"$C938&D966","v":"SA EASTERN SUBURBS24"},null,{"$f":"IF(CommentaryInput!D931=\"\",\"\",CommentaryInput!D931)","v":""}]
[null,null,null,25,{"$f":"$C938&D967","v":"SA EASTERN SUBURBS25"},null,{"$f":"IF(CommentaryInput!D932=\"\",\"\",CommentaryInput!D932)","v":""}]
[null,null,null,null,null,null,""]
[null,null,"SA SOUTHERN SUBURBS"]
[null,null,null,null,null,null,""]
[null,null,null,null,null,null,{"$f":"IF(CommentaryInput!D936=\"\",\"\",CommentaryInput!D936)","v":"MAIN SECTORS"}]
[null,null,null,1,{"$f":"$C969&D972","v":"SA SOUTHERN SUBURBS1"},null,{"$f":"IF(CommentaryInput!D937=\"\",\"\",CommentaryInput!D937)","v":"Predominantly residential and commercial area."}]
[null,null,null,2,{"$f":"$C969&D973","v":"SA SOUTHERN SUBURBS2"},null,{"$f":"IF(CommentaryInput!D938=\"\",\"\",CommentaryInput!D938)","v":""}]
[null,null,null,3,{"$f":"$C969&D974","v":"SA SOUTHERN SUBURBS3"},null,{"$f":"IF(CommentaryInput!D939=\"\",\"\",CommentaryInput!D939)","v":""}]
[null,null,null,4,{"$f":"$C969&D975","v":"SA SOUTHERN SUBURBS4"},null,{"$f":"IF(CommentaryInput!D940=\"\",\"\",CommentaryInput!D940)","v":""}]
[null,null,null,5,{"$f":"$C969&D976","v":"SA SOUTHERN SUBURBS5"},null,{"$f":"IF(CommentaryInput!D941=\"\",\"\",CommentaryInput!D941)","v":""}]
[null,null,null,null,null,null,{"$f":"IF(CommentaryInput!D942=\"\",\"\",CommentaryInput!D942)","v":"MEDIUM SCENARIO"}]
[null,null,null,null,null,null,{"$f":"IF(CommentaryInput!D943=\"\",\"\",CommentaryInput!D943)","v":"Summer"}]
[null,null,null,8,{"$f":"$C969&D979","v":"SA SOUTHERN SUBURBS8"},null,{"$f":"IF(CommentaryInput!D944=\"\",\"\",CommentaryInput!D944)","v":"Historical maximum demands have increased."}]
[null,null,null,9,{"$f":"$C969&D980","v":"SA SOUTHERN SUBURBS9"},null,{"$f":"IF(CommentaryInput!D945=\"\",\"\",CommentaryInput!D945)","v":"The forecast is for moderately increasing demand throughout the outlook period."}]
[null,null,null,10,{"$f":"$C969&D981","v":"SA SOUTHERN SUBURBS10"},null,{"$f":"IF(CommentaryInput!D946=\"\",\"\",CommentaryInput!D946)","v":"The POE10 offset for PV and EE ranges from 7% to 14.1% between 2015 and 2024 with EE contributing 0.3% to 4.9% of the offset."}]
[null,null,null,11,{"$f":"$C969&D982","v":"SA SOUTHERN SUBURBS11"},null,{"$f":"IF(CommentaryInput!D947=\"\",\"\",CommentaryInput!D947)","v":""}]
[null,null,null,12,{"$f":"$C969&D983","v":"SA SOUTHERN SUBURBS12"},null,{"$f":"IF(CommentaryInput!D948=\"\",\"\",CommentaryInput!D948)","v":""}]
[null,null,null,null,null,null,{"$f":"IF(CommentaryInput!D949=\"\",\"\",CommentaryInput!D949)","v":"Winter"}]
[null,null,null,13,{"$f":"$C969&D985","v":"SA SOUTHERN SUBURBS13"},null,{"$f":"IF(CommentaryInput!D950=\"\",\"\",CommentaryInput!D950)","v":"Historical maximum demands have increased."}]
[null,null,null,14,{"$f":"$C969&D986","v":"SA SOUTHERN SUBURBS14"},null,{"$f":"IF(CommentaryInput!D951=\"\",\"\",CommentaryInput!D951)","v":"The forecast is for moderately increasing demand throughout the outlook period."}]
[null,null,null,15,{"$f":"$C969&D987","v":"SA SOUTHERN SUBURBS15"},null,{"$f":"IF(CommentaryInput!D952=\"\",\"\",CommentaryInput!D952)","v":"The POE10 offset for PV and EE ranges from 0.4% to 6.3% between 2015 and 2024 with EE contributing 0.4% to 6.3% of the offset."}]
[null,null,null,16,{"$f":"$C969&D988","v":"SA SOUTHERN SUBURBS16"},null,{"$f":"IF(CommentaryInput!D953=\"\",\"\",CommentaryInput!D953)","v":""}]
[null,null,null,17,{"$f":"$C969&D989","v":"SA SOUTHERN SUBURBS17"},null,{"$f":"IF(CommentaryInput!D954=\"\",\"\",CommentaryInput!D954)","v":""}]
[null,null,null,null,null,null,{"$f":"IF(CommentaryInput!D955=\"\",\"\",CommentaryInput!D955)","v":"Other"}]
[null,null,null,18,{"$f":"$C969&D991","v":"SA SOUTHERN SUBURBS18"},null,{"$f":"IF(CommentaryInput!D956=\"\",\"\",CommentaryInput!D956)","v":"The southern suburbs meshed network extends south of Adelaide and also supplies the Fleurieu Peninsula."}]
[null,null,null,19,{"$f":"$C969&D992","v":"SA SOUTHERN SUBURBS19"},null,{"$f":"IF(CommentaryInput!D957=\"\",\"\",CommentaryInput!D957)","v":"The connection point is weather sensitive in summer and winter."}]
[null,null,null,20,{"$f":"$C969&D993","v":"SA SOUTHERN SUBURBS20"},null,{"$f":"IF(CommentaryInput!D958=\"\",\"\",CommentaryInput!D958)","v":"A 38 MW transfer to the eastern suburbs affects the first forecast year."}]
[null,null,null,21,{"$f":"$C969&D994","v":"SA SOUTHERN SUBURBS21"},null,{"$f":"IF(CommentaryInput!D959=\"\",\"\",CommentaryInput!D959)","v":"122 MW of generation capacity is embedded and assumed to be operating at 0MW in the forecasts."}]
[null,null,null,22,{"$f":"$C969&D995","v":"SA SOUTHERN SUBURBS22"},null,{"$f":"IF(CommentaryInput!D960=\"\",\"\",CommentaryInput!D960)","v":"Diversity factors: summer = 0.64; winter = 0.8."}]
[null,null,null,23,{"$f":"$C969&D996","v":"SA SOUTHERN SUBURBS23"},null,{"$f":"IF(CommentaryInput!D961=\"\",\"\",CommentaryInput!D961)","v":"Power factors: summer = 1, unity; winter = 1, unity."}]
[null,null,null,24,{"$f":"$C969&D997","v":"SA SOUTHERN SUBURBS24"},null,{"$f":"IF(CommentaryInput!D962=\"\",\"\",CommentaryInput!D962)","v":""}]
[null,null,null,25,{"$f":"$C969&D998","v":"SA SOUTHERN SUBURBS25"},null,{"$f":"IF(CommentaryInput!D963=\"\",\"\",CommentaryInput!D963)","v":""}]
[null,null,null,null,null,null,""]
[null,null,"SA WESTERN SUBURBS"]
[null,null,null,null,null,null,""]
[null,null,null,null,null,null,{"$f":"IF(CommentaryInput!D967=\"\",\"\",CommentaryInput!D967)","v":"MAIN SECTORS"}]
[null,null,null,1,{"$f":"$C1000&D1003","v":"SA WESTERN SUBURBS1"},null,{"$f":"IF(CommentaryInput!D968=\"\",\"\",CommentaryInput!D968)","v":"Predominantly industrial, residential and commercial area."}]
[null,null,null,2,{"$f":"$C1000&D1004","v":"SA WESTERN SUBURBS2"},null,{"$f":"IF(CommentaryInput!D969=\"\",\"\",CommentaryInput!D969)","v":""}]
[null,null,null,3,{"$f":"$C1000&D1005","v":"SA WESTERN SUBURBS3"},null,{"$f":"IF(CommentaryInput!D970=\"\",\"\",CommentaryInput!D970)","v":""}]
[null,null,null,4,{"$f":"$C1000&D1006","v":"SA WESTERN SUBURBS4"},null,{"$f":"IF(CommentaryInput!D971=\"\",\"\",CommentaryInput!D971)","v":""}]
[null,null,null,5,{"$f":"$C1000&D1007","v":"SA WESTERN SUBURBS5"},null,{"$f":"IF(CommentaryInput!D972=\"\",\"\",CommentaryInput!D972)","v":""}]
[null,null,null,null,null,null,{"$f":"IF(CommentaryInput!D973=\"\",\"\",CommentaryInput!D973)","v":"MEDIUM SCENARIO"}]
[null,null,null,null,null,null,{"$f":"IF(CommentaryInput!D974=\"\",\"\",CommentaryInput!D974)","v":"Summer"}]
[null,null,null,8,{"$f":"$C1000&D1010","v":"SA WESTERN SUBURBS8"},null,{"$f":"IF(CommentaryInput!D975=\"\",\"\",CommentaryInput!D975)","v":"Historical maximum demands have been increasing."}]
[null,null,null,9,{"$f":"$C1000&D1011","v":"SA WESTERN SUBURBS9"},null,{"$f":"IF(CommentaryInput!D976=\"\",\"\",CommentaryInput!D976)","v":"The forecast has a declining trend in which PV plays a role."}]
[null,null,null,10,{"$f":"$C1000&D1012","v":"SA WESTERN SUBURBS10"},null,{"$f":"IF(CommentaryInput!D977=\"\",\"\",CommentaryInput!D977)","v":"The POE10 offset for PV and EE ranges from 7.1% to 18.6% between 2015 and 2024 with EE contributing 0.2% to 4% of the offset."}]
[null,null,null,11,{"$f":"$C1000&D1013","v":"SA WESTERN SUBURBS11"},null,{"$f":"IF(CommentaryInput!D978=\"\",\"\",CommentaryInput!D978)","v":""}]
[null,null,null,12,{"$f":"$C1000&D1014","v":"SA WESTERN SUBURBS12"},null,{"$f":"IF(CommentaryInput!D979=\"\",\"\",CommentaryInput!D979)","v":""}]
[null,null,null,null,null,null,{"$f":"IF(CommentaryInput!D980=\"\",\"\",CommentaryInput!D980)","v":"Winter"}]
[null,null,null,13,{"$f":"$C1000&D1016","v":"SA WESTERN SUBURBS13"},null,{"$f":"IF(CommentaryInput!D981=\"\",\"\",CommentaryInput!D981)","v":"The forecasts have an increasing trend."}]
[null,null,null,14,{"$f":"$C1000&D1017","v":"SA WESTERN SUBURBS14"},null,{"$f":"IF(CommentaryInput!D982=\"\",\"\",CommentaryInput!D982)","v":"The POE10 offset for PV and EE ranges from 2% to 5.8% between 2015 and 2024 with EE contributing 0.3% to 4.2% of the offset."}]
[null,null,null,15,{"$f":"$C1000&D1018","v":"SA WESTERN SUBURBS15"},null,{"$f":"IF(CommentaryInput!D983=\"\",\"\",CommentaryInput!D983)","v":""}]
[null,null,null,16,{"$f":"$C1000&D1019","v":"SA WESTERN SUBURBS16"},null,{"$f":"IF(CommentaryInput!D984=\"\",\"\",CommentaryInput!D984)","v":""}]
[null,null,null,17,{"$f":"$C1000&D1020","v":"SA WESTERN SUBURBS17"},null,{"$f":"IF(CommentaryInput!D985=\"\",\"\",CommentaryInput!D985)","v":""}]
[null,null,null,null,null,null,{"$f":"IF(CommentaryInput!D986=\"\",\"\",CommentaryInput!D986)","v":"Other"}]
[null,null,null,18,{"$f":"$C1000&D1022","v":"SA WESTERN SUBURBS18"},null,{"$f":"IF(CommentaryInput!D987=\"\",\"\",CommentaryInput!D987)","v":"The western suburbs meshed network covers the areas west of central Adelaide, including the LeFevre Peninsula."}]
[null,null,null,19,{"$f":"$C1000&D1023","v":"SA WESTERN SUBURBS19"},null,{"$f":"IF(CommentaryInput!D988=\"\",\"\",CommentaryInput!D988)","v":"The connection point is weather sensitive in summer and winter."}]
[null,null,null,20,{"$f":"$C1000&D1024","v":"SA WESTERN SUBURBS20"},null,{"$f":"IF(CommentaryInput!D989=\"\",\"\",CommentaryInput!D989)","v":"8 MW of generation capacity is embedded and assumed to be operating at 0MW in the forecasts."}]
[null,null,null,21,{"$f":"$C1000&D1025","v":"SA WESTERN SUBURBS21"},null,{"$f":"IF(CommentaryInput!D990=\"\",\"\",CommentaryInput!D990)","v":"Diversity factors: summer = 0.98; winter = 0.99."}]
[null,null,null,22,{"$f":"$C1000&D1026","v":"SA WESTERN SUBURBS22"},null,{"$f":"IF(CommentaryInput!D991=\"\",\"\",CommentaryInput!D991)","v":"Power factors: summer = 0.99, lagging; winter = 0.99, lagging."}]
[null,null,null,23,{"$f":"$C1000&D1027","v":"SA WESTERN SUBURBS23"},null,{"$f":"IF(CommentaryInput!D992=\"\",\"\",CommentaryInput!D992)","v":""}]
[null,null,null,24,{"$f":"$C1000&D1028","v":"SA WESTERN SUBURBS24"},null,{"$f":"IF(CommentaryInput!D993=\"\",\"\",CommentaryInput!D993)","v":""}]
[null,null,null,25,{"$f":"$C1000&D1029","v":"SA WESTERN SUBURBS25"},null,{"$f":"IF(CommentaryInput!D994=\"\",\"\",CommentaryInput!D994)","v":""}]
[null,null,null,null,null,null,""]
[null,null,"SA NORTHERN"]
[null,null,null,null,null,null,""]
[null,null,null,null,null,null,{"$f":"IF(CommentaryInput!D998=\"\",\"\",CommentaryInput!D998)","v":"MAIN SECTORS"}]
[null,null,null,1,{"$f":"$C1031&D1034","v":"SA NORTHERN1"},null,{"$f":"IF(CommentaryInput!D999=\"\",\"\",CommentaryInput!D999)","v":"Predominantly residential and commercial area."}]
[null,null,null,2,{"$f":"$C1031&D1035","v":"SA NORTHERN2"},null,{"$f":"IF(CommentaryInput!D1000=\"\",\"\",CommentaryInput!D1000)","v":""}]
[null,null,null,3,{"$f":"$C1031&D1036","v":"SA NORTHERN3"},null,{"$f":"IF(CommentaryInput!D1001=\"\",\"\",CommentaryInput!D1001)","v":""}]
[null,null,null,4,{"$f":"$C1031&D1037","v":"SA NORTHERN4"},null,{"$f":"IF(CommentaryInput!D1002=\"\",\"\",CommentaryInput!D1002)","v":""}]
[null,null,null,5,{"$f":"$C1031&D1038","v":"SA NORTHERN5"},null,{"$f":"IF(CommentaryInput!D1003=\"\",\"\",CommentaryInput!D1003)","v":""}]
[null,null,null,null,null,null,{"$f":"IF(CommentaryInput!D1004=\"\",\"\",CommentaryInput!D1004)","v":"MEDIUM SCENARIO"}]
[null,null,null,null,null,null,{"$f":"IF(CommentaryInput!D1005=\"\",\"\",CommentaryInput!D1005)","v":"Summer"}]
[null,null,null,8,{"$f":"$C1031&D1041","v":"SA NORTHERN8"},null,{"$f":"IF(CommentaryInput!D1006=\"\",\"\",CommentaryInput!D1006)","v":"Historical maximum demands increased until 2012."}]
[null,null,null,9,{"$f":"$C1031&D1042","v":"SA NORTHERN9"},null,{"$f":"IF(CommentaryInput!D1007=\"\",\"\",CommentaryInput!D1007)","v":"The forecast has a slight increasing trend."}]
[null,null,null,10,{"$f":"$C1031&D1043","v":"SA NORTHERN10"},null,{"$f":"IF(CommentaryInput!D1008=\"\",\"\",CommentaryInput!D1008)","v":"The POE10 offset for PV and EE ranges from 7.4% to 13.3% between 2015 and 2024 with EE contributing 0.3% to 3.8% of the offset."}]
[null,null,null,11,{"$f":"$C1031&D1044","v":"SA NORTHERN11"},null,{"$f":"IF(CommentaryInput!D1009=\"\",\"\",CommentaryInput!D1009)","v":""}]
[null,null,null,12,{"$f":"$C1031&D1045","v":"SA NORTHERN12"},null,{"$f":"IF(CommentaryInput!D1010=\"\",\"\",CommentaryInput!D1010)","v":""}]
[null,null,null,null,null,null,{"$f":"IF(CommentaryInput!D1011=\"\",\"\",CommentaryInput!D1011)","v":"Winter"}]
[null,null,null,13,{"$f":"$C1031&D1047","v":"SA NORTHERN13"},null,{"$f":"IF(CommentaryInput!D1012=\"\",\"\",CommentaryInput!D1012)","v":"Historical maximum demands have increased until 2012."}]
[null,null,null,14,{"$f":"$C1031&D1048","v":"SA NORTHERN14"},null,{"$f":"IF(CommentaryInput!D1013=\"\",\"\",CommentaryInput!D1013)","v":"The forecast has an increasing trend."}]
[null,null,null,15,{"$f":"$C1031&D1049","v":"SA NORTHERN15"},null,{"$f":"IF(CommentaryInput!D1014=\"\",\"\",CommentaryInput!D1014)","v":"The POE10 offset for PV and EE ranges from 0.4% to 5.5% between 2015 and 2024 with EE contributing 0.4% to 5.4% of the offset."}]
[null,null,null,16,{"$f":"$C1031&D1050","v":"SA NORTHERN16"},null,{"$f":"IF(CommentaryInput!D1015=\"\",\"\",CommentaryInput!D1015)","v":""}]
[null,null,null,17,{"$f":"$C1031&D1051","v":"SA NORTHERN17"},null,{"$f":"IF(CommentaryInput!D1016=\"\",\"\",CommentaryInput!D1016)","v":""}]
[null,null,null,null,null,null,{"$f":"IF(CommentaryInput!D1017=\"\",\"\",CommentaryInput!D1017)","v":"Other"}]
[null,null,null,18,{"$f":"$C1031&D1053","v":"SA NORTHERN18"},null,{"$f":"IF(CommentaryInput!D1018=\"\",\"\",CommentaryInput!D1018)","v":"The northern suburbs meshed network covers suburbs north of Adelaide."}]
[null,null,null,19,{"$f":"$C1031&D1054","v":"SA NORTHERN19"},null,{"$f":"IF(CommentaryInput!D1019=\"\",\"\",CommentaryInput!D1019)","v":"It includes the connection points Para and Parafield Gardens West, and will include Munno Para when construction is complete (after 2015)."}]
[null,null,null,20,{"$f":"$C1031&D1055","v":"SA NORTHERN20"},null,{"$f":"IF(CommentaryInput!D1020=\"\",\"\",CommentaryInput!D1020)","v":"The connection point is weather sensitive in summer and winter."}]
[null,null,null,21,{"$f":"$C1031&D1056","v":"SA NORTHERN21"},null,{"$f":"IF(CommentaryInput!D1021=\"\",\"\",CommentaryInput!D1021)","v":"A customer shutdown is forecast for 2017 Diversity factors: summer = 0.65; winter = 0.56."}]
[null,null,null,22,{"$f":"$C1031&D1057","v":"SA NORTHERN22"},null,{"$f":"IF(CommentaryInput!D1022=\"\",\"\",CommentaryInput!D1022)","v":"Power factors: summer = 0.99, lagging; winter = 0.99, lagging."}]
[null,null,null,23,{"$f":"$C1031&D1058","v":"SA NORTHERN23"},null,{"$f":"IF(CommentaryInput!D1023=\"\",\"\",CommentaryInput!D1023)","v":""}]
[null,null,null,24,{"$f":"$C1031&D1059","v":"SA NORTHERN24"},null,{"$f":"IF(CommentaryInput!D1024=\"\",\"\",CommentaryInput!D1024)","v":""}]
[null,null,null,25,{"$f":"$C1031&D1060","v":"SA NORTHERN25"},null,{"$f":"IF(CommentaryInput!D1025=\"\",\"\",CommentaryInput!D1025)","v":""}]
[null,null,null,null,null,null,""]
[null,null,"SA PORT PIRIE SYSTEM"]
[null,null,null,null,null,null,""]
[null,null,null,null,null,null,{"$f":"IF(CommentaryInput!D1029=\"\",\"\",CommentaryInput!D1029)","v":"MAIN SECTORS"}]
[null,null,null,1,{"$f":"$C1062&D1065","v":"SA PORT PIRIE SYSTEM1"},null,{"$f":"IF(CommentaryInput!D1030=\"\",\"\",CommentaryInput!D1030)","v":"Predominantly residential and commercial area, with rural area outside of Port Pirie."}]
[null,null,null,2,{"$f":"$C1062&D1066","v":"SA PORT PIRIE SYSTEM2"},null,{"$f":"IF(CommentaryInput!D1031=\"\",\"\",CommentaryInput!D1031)","v":""}]
[null,null,null,3,{"$f":"$C1062&D1067","v":"SA PORT PIRIE SYSTEM3"},null,{"$f":"IF(CommentaryInput!D1032=\"\",\"\",CommentaryInput!D1032)","v":""}]
[null,null,null,4,{"$f":"$C1062&D1068","v":"SA PORT PIRIE SYSTEM4"},null,{"$f":"IF(CommentaryInput!D1033=\"\",\"\",CommentaryInput!D1033)","v":""}]
[null,null,null,5,{"$f":"$C1062&D1069","v":"SA PORT PIRIE SYSTEM5"},null,{"$f":"IF(CommentaryInput!D1034=\"\",\"\",CommentaryInput!D1034)","v":""}]
[null,null,null,null,null,null,{"$f":"IF(CommentaryInput!D1035=\"\",\"\",CommentaryInput!D1035)","v":"MEDIUM SCENARIO"}]
[null,null,null,null,null,null,{"$f":"IF(CommentaryInput!D1036=\"\",\"\",CommentaryInput!D1036)","v":"Summer"}]
[null,null,null,8,{"$f":"$C1062&D1072","v":"SA PORT PIRIE SYSTEM8"},null,{"$f":"IF(CommentaryInput!D1037=\"\",\"\",CommentaryInput!D1037)","v":"Historical changes in maximum demand tend to be driven by industrial activity in the area."}]
[null,null,null,9,{"$f":"$C1062&D1073","v":"SA PORT PIRIE SYSTEM9"},null,{"$f":"IF(CommentaryInput!D1038=\"\",\"\",CommentaryInput!D1038)","v":"A flat trend is forecast for summer."}]
[null,null,null,10,{"$f":"$C1062&D1074","v":"SA PORT PIRIE SYSTEM10"},null,{"$f":"IF(CommentaryInput!D1039=\"\",\"\",CommentaryInput!D1039)","v":"The POE10 offset for PV and EE ranges from 5.5% to 8.9% between 2015 and 2024 with EE contributing 0.3% to 3% of the offset."}]
[null,null,null,11,{"$f":"$C1062&D1075","v":"SA PORT PIRIE SYSTEM11"},null,{"$f":"IF(CommentaryInput!D1040=\"\",\"\",CommentaryInput!D1040)","v":""}]
[null,null,null,12,{"$f":"$C1062&D1076","v":"SA PORT PIRIE SYSTEM12"},null,{"$f":"IF(CommentaryInput!D1041=\"\",\"\",CommentaryInput!D1041)","v":""}]
[null,null,null,null,null,null,{"$f":"IF(CommentaryInput!D1042=\"\",\"\",CommentaryInput!D1042)","v":"Winter"}]
[null,null,null,13,{"$f":"$C1062&D1078","v":"SA PORT PIRIE SYSTEM13"},null,{"$f":"IF(CommentaryInput!D1043=\"\",\"\",CommentaryInput!D1043)","v":"An increasing trend is forecast for winter."}]
[null,null,null,14,{"$f":"$C1062&D1079","v":"SA PORT PIRIE SYSTEM14"},null,{"$f":"IF(CommentaryInput!D1044=\"\",\"\",CommentaryInput!D1044)","v":"The POE10 offset for PV and EE ranges from 0.3% to 3.8% between 2015 and 2024 with EE contributing 0.3% to 3.7% of the offset."}]
[null,null,null,15,{"$f":"$C1062&D1080","v":"SA PORT PIRIE SYSTEM15"},null,{"$f":"IF(CommentaryInput!D1045=\"\",\"\",CommentaryInput!D1045)","v":""}]
[null,null,null,16,{"$f":"$C1062&D1081","v":"SA PORT PIRIE SYSTEM16"},null,{"$f":"IF(CommentaryInput!D1046=\"\",\"\",CommentaryInput!D1046)","v":""}]
[null,null,null,17,{"$f":"$C1062&D1082","v":"SA PORT PIRIE SYSTEM17"},null,{"$f":"IF(CommentaryInput!D1047=\"\",\"\",CommentaryInput!D1047)","v":""}]
[null,null,null,null,null,null,{"$f":"IF(CommentaryInput!D1048=\"\",\"\",CommentaryInput!D1048)","v":"Other"}]
[null,null,null,18,{"$f":"$C1062&D1084","v":"SA PORT PIRIE SYSTEM18"},null,{"$f":"IF(CommentaryInput!D1049=\"\",\"\",CommentaryInput!D1049)","v":"The Port Pirie system includes the connection points Port Pirie, Bungama and Bungama Rural."}]
[null,null,null,19,{"$f":"$C1062&D1085","v":"SA PORT PIRIE SYSTEM19"},null,{"$f":"IF(CommentaryInput!D1050=\"\",\"\",CommentaryInput!D1050)","v":"With major industrial loads excluded, the connection point is weather sensitive in summer and winter."}]
[null,null,null,20,{"$f":"$C1062&D1086","v":"SA PORT PIRIE SYSTEM20"},null,{"$f":"IF(CommentaryInput!D1051=\"\",\"\",CommentaryInput!D1051)","v":"Diversity factors: summer = 0.93; winter = 0.85."}]
[null,null,null,21,{"$f":"$C1062&D1087","v":"SA PORT PIRIE SYSTEM21"},null,{"$f":"IF(CommentaryInput!D1052=\"\",\"\",CommentaryInput!D1052)","v":"Power factors: summer = 0.96, lagging; winter = 0.96, lagging."}]
[null,null,null,22,{"$f":"$C1062&D1088","v":"SA PORT PIRIE SYSTEM22"},null,{"$f":"IF(CommentaryInput!D1053=\"\",\"\",CommentaryInput!D1053)","v":""}]
[null,null,null,23,{"$f":"$C1062&D1089","v":"SA PORT PIRIE SYSTEM23"},null,{"$f":"IF(CommentaryInput!D1054=\"\",\"\",CommentaryInput!D1054)","v":""}]
[null,null,null,24,{"$f":"$C1062&D1090","v":"SA PORT PIRIE SYSTEM24"},null,{"$f":"IF(CommentaryInput!D1055=\"\",\"\",CommentaryInput!D1055)","v":""}]
[null,null,null,25,{"$f":"$C1062&D1091","v":"SA PORT PIRIE SYSTEM25"},null,{"$f":"IF(CommentaryInput!D1056=\"\",\"\",CommentaryInput!D1056)","v":""}]
[null,null,null,null,null,null,""]
[null,null,"SA BERRI"]
[null,null,null,null,null,null,""]
[null,null,null,null,null,null,{"$f":"IF(CommentaryInput!D1060=\"\",\"\",CommentaryInput!D1060)","v":"MAIN SECTORS"}]
[null,null,null,1,{"$f":"$C1093&D1096","v":"SA BERRI1"},null,{"$f":"IF(CommentaryInput!D1061=\"\",\"\",CommentaryInput!D1061)","v":"Predominantly agricultural, small amount of residential and parkland in surrounding area."}]
[null,null,null,2,{"$f":"$C1093&D1097","v":"SA BERRI2"},null,{"$f":"IF(CommentaryInput!D1062=\"\",\"\",CommentaryInput!D1062)","v":""}]
[null,null,null,3,{"$f":"$C1093&D1098","v":"SA BERRI3"},null,{"$f":"IF(CommentaryInput!D1063=\"\",\"\",CommentaryInput!D1063)","v":""}]
[null,null,null,4,{"$f":"$C1093&D1099","v":"SA BERRI4"},null,{"$f":"IF(CommentaryInput!D1064=\"\",\"\",CommentaryInput!D1064)","v":""}]
[null,null,null,5,{"$f":"$C1093&D1100","v":"SA BERRI5"},null,{"$f":"IF(CommentaryInput!D1065=\"\",\"\",CommentaryInput!D1065)","v":""}]
[null,null,null,null,null,null,{"$f":"IF(CommentaryInput!D1066=\"\",\"\",CommentaryInput!D1066)","v":"MEDIUM SCENARIO"}]
[null,null,null,null,null,null,{"$f":"IF(CommentaryInput!D1067=\"\",\"\",CommentaryInput!D1067)","v":"Summer"}]
[null,null,null,8,{"$f":"$C1093&D1103","v":"SA BERRI8"},null,{"$f":"IF(CommentaryInput!D1068=\"\",\"\",CommentaryInput!D1068)","v":"Historical maximum demands have been slightly increasing."}]
[null,null,null,9,{"$f":"$C1093&D1104","v":"SA BERRI9"},null,{"$f":"IF(CommentaryInput!D1069=\"\",\"\",CommentaryInput!D1069)","v":"The forecast has a flat trend."}]
[null,null,null,10,{"$f":"$C1093&D1105","v":"SA BERRI10"},null,{"$f":"IF(CommentaryInput!D1070=\"\",\"\",CommentaryInput!D1070)","v":"The POE10 offset for PV and EE ranges from 4.1% to 7% between 2015 and 2024 with EE contributing 0.2% to 3% of the offset."}]
[null,null,null,11,{"$f":"$C1093&D1106","v":"SA BERRI11"},null,{"$f":"IF(CommentaryInput!D1071=\"\",\"\",CommentaryInput!D1071)","v":""}]
[null,null,null,12,{"$f":"$C1093&D1107","v":"SA BERRI12"},null,{"$f":"IF(CommentaryInput!D1072=\"\",\"\",CommentaryInput!D1072)","v":""}]
[null,null,null,null,null,null,{"$f":"IF(CommentaryInput!D1073=\"\",\"\",CommentaryInput!D1073)","v":"Winter"}]
[null,null,null,13,{"$f":"$C1093&D1109","v":"SA BERRI13"},null,{"$f":"IF(CommentaryInput!D1074=\"\",\"\",CommentaryInput!D1074)","v":"Historical maximum demands have been increasing."}]
[null,null,null,14,{"$f":"$C1093&D1110","v":"SA BERRI14"},null,{"$f":"IF(CommentaryInput!D1075=\"\",\"\",CommentaryInput!D1075)","v":"The forecast has an increasing trend."}]
[null,null,null,15,{"$f":"$C1093&D1111","v":"SA BERRI15"},null,{"$f":"IF(CommentaryInput!D1076=\"\",\"\",CommentaryInput!D1076)","v":"The POE10 offset for PV and EE ranges from 0.4% to 4.4% between 2015 and 2024 with EE contributing 0.3% to 4.3% of the offset."}]
[null,null,null,16,{"$f":"$C1093&D1112","v":"SA BERRI16"},null,{"$f":"IF(CommentaryInput!D1077=\"\",\"\",CommentaryInput!D1077)","v":""}]
[null,null,null,17,{"$f":"$C1093&D1113","v":"SA BERRI17"},null,{"$f":"IF(CommentaryInput!D1078=\"\",\"\",CommentaryInput!D1078)","v":""}]
[null,null,null,null,null,null,{"$f":"IF(CommentaryInput!D1079=\"\",\"\",CommentaryInput!D1079)","v":"Other"}]
[null,null,null,18,{"$f":"$C1093&D1115","v":"SA BERRI18"},null,{"$f":"IF(CommentaryInput!D1080=\"\",\"\",CommentaryInput!D1080)","v":"Berri is located in the Riverland, near the Victorian border, and supplies townships such as Berri in addition to irrigation needs for local agriculture."}]
[null,null,null,19,{"$f":"$C1093&D1116","v":"SA BERRI19"},null,{"$f":"IF(CommentaryInput!D1081=\"\",\"\",CommentaryInput!D1081)","v":"The connection point is weather sensitive in summer and winter."}]
[null,null,null,20,{"$f":"$C1093&D1117","v":"SA BERRI20"},null,{"$f":"IF(CommentaryInput!D1082=\"\",\"\",CommentaryInput!D1082)","v":"Diversity factors: summer = 0.94; winter = 0.96."}]
[null,null,null,21,{"$f":"$C1093&D1118","v":"SA BERRI21"},null,{"$f":"IF(CommentaryInput!D1083=\"\",\"\",CommentaryInput!D1083)","v":"Power factors: summer = 0.97, lagging; winter = 1, unity."}]
[null,null,null,22,{"$f":"$C1093&D1119","v":"SA BERRI22"},null,{"$f":"IF(CommentaryInput!D1084=\"\",\"\",CommentaryInput!D1084)","v":""}]
[null,null,null,23,{"$f":"$C1093&D1120","v":"SA BERRI23"},null,{"$f":"IF(CommentaryInput!D1085=\"\",\"\",CommentaryInput!D1085)","v":""}]
[null,null,null,24,{"$f":"$C1093&D1121","v":"SA BERRI24"},null,{"$f":"IF(CommentaryInput!D1086=\"\",\"\",CommentaryInput!D1086)","v":""}]
[null,null,null,25,{"$f":"$C1093&D1122","v":"SA BERRI25"},null,{"$f":"IF(CommentaryInput!D1087=\"\",\"\",CommentaryInput!D1087)","v":""}]
[null,null,null,null,null,null,""]
[null,null,"SA BLANCHE"]
[null,null,null,null,null,null,""]
[null,null,null,null,null,null,{"$f":"IF(CommentaryInput!D1091=\"\",\"\",CommentaryInput!D1091)","v":"MAIN SECTORS"}]
[null,null,null,1,{"$f":"$C1124&D1127","v":"SA BLANCHE1"},null,{"$f":"IF(CommentaryInput!D1092=\"\",\"\",CommentaryInput!D1092)","v":"Some residential, surrounded by predominantly agricultural area."}]
[null,null,null,2,{"$f":"$C1124&D1128","v":"SA BLANCHE2"},null,{"$f":"IF(CommentaryInput!D1093=\"\",\"\",CommentaryInput!D1093)","v":""}]
[null,null,null,3,{"$f":"$C1124&D1129","v":"SA BLANCHE3"},null,{"$f":"IF(CommentaryInput!D1094=\"\",\"\",CommentaryInput!D1094)","v":""}]
[null,null,null,4,{"$f":"$C1124&D1130","v":"SA BLANCHE4"},null,{"$f":"IF(CommentaryInput!D1095=\"\",\"\",CommentaryInput!D1095)","v":""}]
[null,null,null,5,{"$f":"$C1124&D1131","v":"SA BLANCHE5"},null,{"$f":"IF(CommentaryInput!D1096=\"\",\"\",CommentaryInput!D1096)","v":""}]
[null,null,null,null,null,null,{"$f":"IF(CommentaryInput!D1097=\"\",\"\",CommentaryInput!D1097)","v":"MEDIUM SCENARIO"}]
[null,null,null,null,null,null,{"$f":"IF(CommentaryInput!D1098=\"\",\"\",CommentaryInput!D1098)","v":"Summer"}]
[null,null,null,8,{"$f":"$C1124&D1134","v":"SA BLANCHE8"},null,{"$f":"IF(CommentaryInput!D1099=\"\",\"\",CommentaryInput!D1099)","v":"Historical maximum demands have been relatively constant in recent years."}]
[null,null,null,9,{"$f":"$C1124&D1135","v":"SA BLANCHE9"},null,{"$f":"IF(CommentaryInput!D1100=\"\",\"\",CommentaryInput!D1100)","v":"Load transfers from Mt Gambier occurred in recent years."}]
[null,null,null,10,{"$f":"$C1124&D1136","v":"SA BLANCHE10"},null,{"$f":"IF(CommentaryInput!D1101=\"\",\"\",CommentaryInput!D1101)","v":"The forecast trend is flat."}]
[null,null,null,11,{"$f":"$C1124&D1137","v":"SA BLANCHE11"},null,{"$f":"IF(CommentaryInput!D1102=\"\",\"\",CommentaryInput!D1102)","v":"The POE10 offset for PV and EE ranges from 5.4% to 12.4% between 2015 and 2024 with EE contributing 0.3% to 4.7% of the offset."}]
[null,null,null,12,{"$f":"$C1124&D1138","v":"SA BLANCHE12"},null,{"$f":"IF(CommentaryInput!D1103=\"\",\"\",CommentaryInput!D1103)","v":""}]
[null,null,null,null,null,null,{"$f":"IF(CommentaryInput!D1104=\"\",\"\",CommentaryInput!D1104)","v":"Winter"}]
[null,null,null,13,{"$f":"$C1124&D1140","v":"SA BLANCHE13"},null,{"$f":"IF(CommentaryInput!D1105=\"\",\"\",CommentaryInput!D1105)","v":"Historical maximum demands have been increasing."}]
[null,null,null,14,{"$f":"$C1124&D1141","v":"SA BLANCHE14"},null,{"$f":"IF(CommentaryInput!D1106=\"\",\"\",CommentaryInput!D1106)","v":"Load transfers from Mt Gambier occurred in recent years."}]
[null,null,null,15,{"$f":"$C1124&D1142","v":"SA BLANCHE15"},null,{"$f":"IF(CommentaryInput!D1107=\"\",\"\",CommentaryInput!D1107)","v":"The forecast has an increasing trend."}]
[null,null,null,16,{"$f":"$C1124&D1143","v":"SA BLANCHE16"},null,{"$f":"IF(CommentaryInput!D1108=\"\",\"\",CommentaryInput!D1108)","v":"The POE10 offset for PV and EE ranges from 0.3% to 3.9% between 2015 and 2024 with EE contributing 0.3% to 3.9% of the offset."}]
[null,null,null,17,{"$f":"$C1124&D1144","v":"SA BLANCHE17"},null,{"$f":"IF(CommentaryInput!D1109=\"\",\"\",CommentaryInput!D1109)","v":""}]
[null,null,null,null,null,null,{"$f":"IF(CommentaryInput!D1110=\"\",\"\",CommentaryInput!D1110)","v":"Other"}]
[null,null,null,18,{"$f":"$C1124&D1146","v":"SA BLANCHE18"},null,{"$f":"IF(CommentaryInput!D1111=\"\",\"\",CommentaryInput!D1111)","v":"Blanche is located in the south east of South Australia, near Mt Gambier."}]
[null,null,null,19,{"$f":"$C1124&D1147","v":"SA BLANCHE19"},null,{"$f":"IF(CommentaryInput!D1112=\"\",\"\",CommentaryInput!D1112)","v":"Load transfers from Mt Gambier occurred in 2010, 2011 and 2013."}]
[null,null,null,20,{"$f":"$C1124&D1148","v":"SA BLANCHE20"},null,{"$f":"IF(CommentaryInput!D1113=\"\",\"\",CommentaryInput!D1113)","v":"The connection point is weather sensitive in summer and winter."}]
[null,null,null,21,{"$f":"$C1124&D1149","v":"SA BLANCHE21"},null,{"$f":"IF(CommentaryInput!D1114=\"\",\"\",CommentaryInput!D1114)","v":"Diversity factors: summer = 0.96; winter = 0.97."}]
[null,null,null,22,{"$f":"$C1124&D1150","v":"SA BLANCHE22"},null,{"$f":"IF(CommentaryInput!D1115=\"\",\"\",CommentaryInput!D1115)","v":"Power factors: summer = 0.94, lagging; winter = 0.96, lagging."}]
[null,null,null,23,{"$f":"$C1124&D1151","v":"SA BLANCHE23"},null,{"$f":"IF(CommentaryInput!D1116=\"\",\"\",CommentaryInput!D1116)","v":""}]
[null,null,null,24,{"$f":"$C1124&D1152","v":"SA BLANCHE24"},null,{"$f":"IF(CommentaryInput!D1117=\"\",\"\",CommentaryInput!D1117)","v":""}]
[null,null,null,25,{"$f":"$C1124&D1153","v":"SA BLANCHE25"},null,{"$f":"IF(CommentaryInput!D1118=\"\",\"\",CommentaryInput!D1118)","v":""}]
[null,null,null,null,null,null,""]
[null,null,"SA MT BARKER/MT BARKER STH"]
[null,null,null,null,null,null,""]
[null,null,null,null,null,null,{"$f":"IF(CommentaryInput!D1122=\"\",\"\",CommentaryInput!D1122)","v":"MAIN SECTORS"}]
[null,null,null,1,{"$f":"$C1155&D1158","v":"SA MT BARKER/MT BARKER STH1"},null,{"$f":"IF(CommentaryInput!D1123=\"\",\"\",CommentaryInput!D1123)","v":"Residential area surrounded by predominantly agricultural area."}]
[null,null,null,2,{"$f":"$C1155&D1159","v":"SA MT BARKER/MT BARKER STH2"},null,{"$f":"IF(CommentaryInput!D1124=\"\",\"\",CommentaryInput!D1124)","v":""}]
[null,null,null,3,{"$f":"$C1155&D1160","v":"SA MT BARKER/MT BARKER STH3"},null,{"$f":"IF(CommentaryInput!D1125=\"\",\"\",CommentaryInput!D1125)","v":""}]
[null,null,null,4,{"$f":"$C1155&D1161","v":"SA MT BARKER/MT BARKER STH4"},null,{"$f":"IF(CommentaryInput!D1126=\"\",\"\",CommentaryInput!D1126)","v":""}]
[null,null,null,5,{"$f":"$C1155&D1162","v":"SA MT BARKER/MT BARKER STH5"},null,{"$f":"IF(CommentaryInput!D1127=\"\",\"\",CommentaryInput!D1127)","v":""}]
[null,null,null,null,null,null,{"$f":"IF(CommentaryInput!D1128=\"\",\"\",CommentaryInput!D1128)","v":"MEDIUM SCENARIO"}]
[null,null,null,null,null,null,{"$f":"IF(CommentaryInput!D1129=\"\",\"\",CommentaryInput!D1129)","v":"Summer"}]
[null,null,null,8,{"$f":"$C1155&D1165","v":"SA MT BARKER/MT BARKER STH8"},null,{"$f":"IF(CommentaryInput!D1130=\"\",\"\",CommentaryInput!D1130)","v":"Historical maximum demands increased until 2012 and have been fairly stable since."}]
[null,null,null,9,{"$f":"$C1155&D1166","v":"SA MT BARKER/MT BARKER STH9"},null,{"$f":"IF(CommentaryInput!D1131=\"\",\"\",CommentaryInput!D1131)","v":"The forecast has a flat trend."}]
[null,null,null,10,{"$f":"$C1155&D1167","v":"SA MT BARKER/MT BARKER STH10"},null,{"$f":"IF(CommentaryInput!D1132=\"\",\"\",CommentaryInput!D1132)","v":"PVand energy efficiency offsets are expected to contribute to the flat forecast trend."}]
[null,null,null,11,{"$f":"$C1155&D1168","v":"SA MT BARKER/MT BARKER STH11"},null,{"$f":"IF(CommentaryInput!D1133=\"\",\"\",CommentaryInput!D1133)","v":"The POE10 offset for PV and EE ranges from 2.7% to 10.5% between 2015 and 2024 with EE contributing 0.4% to 5.8% of the offset."}]
[null,null,null,12,{"$f":"$C1155&D1169","v":"SA MT BARKER/MT BARKER STH12"},null,{"$f":"IF(CommentaryInput!D1134=\"\",\"\",CommentaryInput!D1134)","v":""}]
[null,null,null,null,null,null,{"$f":"IF(CommentaryInput!D1135=\"\",\"\",CommentaryInput!D1135)","v":"Winter"}]
[null,null,null,13,{"$f":"$C1155&D1171","v":"SA MT BARKER/MT BARKER STH13"},null,{"$f":"IF(CommentaryInput!D1136=\"\",\"\",CommentaryInput!D1136)","v":"Historical maximum demands increased until 2012 and have been fairly stable since."}]
[null,null,null,14,{"$f":"$C1155&D1172","v":"SA MT BARKER/MT BARKER STH14"},null,{"$f":"IF(CommentaryInput!D1137=\"\",\"\",CommentaryInput!D1137)","v":"The forecast has an increasing trend."}]
[null,null,null,15,{"$f":"$C1155&D1173","v":"SA MT BARKER/MT BARKER STH15"},null,{"$f":"IF(CommentaryInput!D1138=\"\",\"\",CommentaryInput!D1138)","v":"It includes system-level growth that is incorporated through reconciliation to the system-level forecast."}]
[null,null,null,16,{"$f":"$C1155&D1174","v":"SA MT BARKER/MT BARKER STH16"},null,{"$f":"IF(CommentaryInput!D1139=\"\",\"\",CommentaryInput!D1139)","v":"The POE10 offset for PV and EE ranges from 0.4% to 4.8% between 2015 and 2024 with EE contributing 0.4% to 4.8% of the offset."}]
[null,null,null,17,{"$f":"$C1155&D1175","v":"SA MT BARKER/MT BARKER STH17"},null,{"$f":"IF(CommentaryInput!D1140=\"\",\"\",CommentaryInput!D1140)","v":""}]
[null,null,null,null,null,null,{"$f":"IF(CommentaryInput!D1141=\"\",\"\",CommentaryInput!D1141)","v":"Other"}]
[null,null,null,18,{"$f":"$C1155&D1177","v":"SA MT BARKER/MT BARKER STH18"},null,{"$f":"IF(CommentaryInput!D1142=\"\",\"\",CommentaryInput!D1142)","v":"Mt Barker and Mt Barker South are configured as a meshed network."}]
[null,null,null,19,{"$f":"$C1155&D1178","v":"SA MT BARKER/MT BARKER STH19"},null,{"$f":"IF(CommentaryInput!D1143=\"\",\"\",CommentaryInput!D1143)","v":"This region has seen strong residential growth in recent years and the 30-year Plan (SA Government) suggests further growth is possible."}]
[null,null,null,20,{"$f":"$C1155&D1179","v":"SA MT BARKER/MT BARKER STH20"},null,{"$f":"IF(CommentaryInput!D1144=\"\",\"\",CommentaryInput!D1144)","v":"Diversity factors: summer = 0.96; winter = 0.93."}]
[null,null,null,21,{"$f":"$C1155&D1180","v":"SA MT BARKER/MT BARKER STH21"},null,{"$f":"IF(CommentaryInput!D1145=\"\",\"\",CommentaryInput!D1145)","v":"Power factors: summer = 0.99, lagging; winter = 0.99, lagging."}]
[null,null,null,22,{"$f":"$C1155&D1181","v":"SA MT BARKER/MT BARKER STH22"},null,{"$f":"IF(CommentaryInput!D1146=\"\",\"\",CommentaryInput!D1146)","v":""}]
[null,null,null,23,{"$f":"$C1155&D1182","v":"SA MT BARKER/MT BARKER STH23"},null,{"$f":"IF(CommentaryInput!D1147=\"\",\"\",CommentaryInput!D1147)","v":""}]
[null,null,null,24,{"$f":"$C1155&D1183","v":"SA MT BARKER/MT BARKER STH24"},null,{"$f":"IF(CommentaryInput!D1148=\"\",\"\",CommentaryInput!D1148)","v":""}]
[null,null,null,25,{"$f":"$C1155&D1184","v":"SA MT BARKER/MT BARKER STH25"},null,{"$f":"IF(CommentaryInput!D1149=\"\",\"\",CommentaryInput!D1149)","v":""}]
[null,null,null,null,null,null,""]
[null,null,"SA SNUGGERY INDUSTRIAL"]
[null,null,null,null,null,null,""]
[null,null,null,null,null,null,{"$f":"IF(CommentaryInput!D1153=\"\",\"\",CommentaryInput!D1153)","v":"MAIN SECTORS"}]
[null,null,null,1,{"$f":"$C1186&D1189","v":"SA SNUGGERY INDUSTRIAL1"},null,{"$f":"IF(CommentaryInput!D1154=\"\",\"\",CommentaryInput!D1154)","v":"Predominantly agricultural area, but with some industrial area."}]
[null,null,null,2,{"$f":"$C1186&D1190","v":"SA SNUGGERY INDUSTRIAL2"},null,{"$f":"IF(CommentaryInput!D1155=\"\",\"\",CommentaryInput!D1155)","v":""}]
[null,null,null,3,{"$f":"$C1186&D1191","v":"SA SNUGGERY INDUSTRIAL3"},null,{"$f":"IF(CommentaryInput!D1156=\"\",\"\",CommentaryInput!D1156)","v":""}]
[null,null,null,4,{"$f":"$C1186&D1192","v":"SA SNUGGERY INDUSTRIAL4"},null,{"$f":"IF(CommentaryInput!D1157=\"\",\"\",CommentaryInput!D1157)","v":""}]
[null,null,null,5,{"$f":"$C1186&D1193","v":"SA SNUGGERY INDUSTRIAL5"},null,{"$f":"IF(CommentaryInput!D1158=\"\",\"\",CommentaryInput!D1158)","v":""}]
[null,null,null,null,null,null,{"$f":"IF(CommentaryInput!D1159=\"\",\"\",CommentaryInput!D1159)","v":"MEDIUM SCENARIO"}]
[null,null,null,null,null,null,{"$f":"IF(CommentaryInput!D1160=\"\",\"\",CommentaryInput!D1160)","v":"Summer"}]
[null,null,null,8,{"$f":"$C1186&D1196","v":"SA SNUGGERY INDUSTRIAL8"},null,{"$f":"IF(CommentaryInput!D1161=\"\",\"\",CommentaryInput!D1161)","v":"Forecast maximum demands are lower than those observed prior to 2014."}]
[null,null,null,9,{"$f":"$C1186&D1197","v":"SA SNUGGERY INDUSTRIAL9"},null,{"$f":"IF(CommentaryInput!D1162=\"\",\"\",CommentaryInput!D1162)","v":"Lower demands are expected given the recent installation of an embedded co-generation plant at an industrial facility."}]
[null,null,null,10,{"$f":"$C1186&D1198","v":"SA SNUGGERY INDUSTRIAL10"},null,{"$f":"IF(CommentaryInput!D1163=\"\",\"\",CommentaryInput!D1163)","v":"The POE10 offset for PV and EE is nil between 2015 and 2024."}]
[null,null,null,11,{"$f":"$C1186&D1199","v":"SA SNUGGERY INDUSTRIAL11"},null,{"$f":"IF(CommentaryInput!D1164=\"\",\"\",CommentaryInput!D1164)","v":""}]
[null,null,null,12,{"$f":"$C1186&D1200","v":"SA SNUGGERY INDUSTRIAL12"},null,{"$f":"IF(CommentaryInput!D1165=\"\",\"\",CommentaryInput!D1165)","v":""}]
[null,null,null,null,null,null,{"$f":"IF(CommentaryInput!D1166=\"\",\"\",CommentaryInput!D1166)","v":"Winter"}]
[null,null,null,13,{"$f":"$C1186&D1202","v":"SA SNUGGERY INDUSTRIAL13"},null,{"$f":"IF(CommentaryInput!D1167=\"\",\"\",CommentaryInput!D1167)","v":"Forecast maximum demands are lower than those observed prior to 2014."}]
[null,null,null,14,{"$f":"$C1186&D1203","v":"SA SNUGGERY INDUSTRIAL14"},null,{"$f":"IF(CommentaryInput!D1168=\"\",\"\",CommentaryInput!D1168)","v":"Lower demands are expected given the recent installation of an embedded co-generation plant at an industrial facility."}]
[null,null,null,15,{"$f":"$C1186&D1204","v":"SA SNUGGERY INDUSTRIAL15"},null,{"$f":"IF(CommentaryInput!D1169=\"\",\"\",CommentaryInput!D1169)","v":"The POE10 offset for PV and EE is nil between 2015 and 2024."}]
[null,null,null,16,{"$f":"$C1186&D1205","v":"SA SNUGGERY INDUSTRIAL16"},null,{"$f":"IF(CommentaryInput!D1170=\"\",\"\",CommentaryInput!D1170)","v":""}]
[null,null,null,17,{"$f":"$C1186&D1206","v":"SA SNUGGERY INDUSTRIAL17"},null,{"$f":"IF(CommentaryInput!D1171=\"\",\"\",CommentaryInput!D1171)","v":""}]
[null,null,null,null,null,null,{"$f":"IF(CommentaryInput!D1172=\"\",\"\",CommentaryInput!D1172)","v":"Other"}]
[null,null,null,18,{"$f":"$C1186&D1208","v":"SA SNUGGERY INDUSTRIAL18"},null,{"$f":"IF(CommentaryInput!D1173=\"\",\"\",CommentaryInput!D1173)","v":"30 MW of wind generation is embedded at this connection point and is assumed to be operating at 0 MW in the forecasts."}]
[null,null,null,19,{"$f":"$C1186&D1209","v":"SA SNUGGERY INDUSTRIAL19"},null,{"$f":"IF(CommentaryInput!D1174=\"\",\"\",CommentaryInput!D1174)","v":"Commercial agreements to limit MD at industrial facilities are not included in the forecasts. When in place these agreements can limit demand."}]
[null,null,null,20,{"$f":"$C1186&D1210","v":"SA SNUGGERY INDUSTRIAL20"},null,{"$f":"IF(CommentaryInput!D1175=\"\",\"\",CommentaryInput!D1175)","v":"The connection point is not weather sensitive."}]
[null,null,null,21,{"$f":"$C1186&D1211","v":"SA SNUGGERY INDUSTRIAL21"},null,{"$f":"IF(CommentaryInput!D1176=\"\",\"\",CommentaryInput!D1176)","v":"Diversity factors: summer = 0.73; winter = 0.69."}]
[null,null,null,22,{"$f":"$C1186&D1212","v":"SA SNUGGERY INDUSTRIAL22"},null,{"$f":"IF(CommentaryInput!D1177=\"\",\"\",CommentaryInput!D1177)","v":"Power factors: summer = 0.94, lagging; winter = 0.92, lagging."}]
[null,null,null,23,{"$f":"$C1186&D1213","v":"SA SNUGGERY INDUSTRIAL23"},null,{"$f":"IF(CommentaryInput!D1178=\"\",\"\",CommentaryInput!D1178)","v":""}]
[null,null,null,24,{"$f":"$C1186&D1214","v":"SA SNUGGERY INDUSTRIAL24"},null,{"$f":"IF(CommentaryInput!D1179=\"\",\"\",CommentaryInput!D1179)","v":""}]
[null,null,null,25,{"$f":"$C1186&D1215","v":"SA SNUGGERY INDUSTRIAL25"},null,{"$f":"IF(CommentaryInput!D1180=\"\",\"\",CommentaryInput!D1180)","v":""}]
[null,null,null,null,null,null,""]
[null,null,"SA WHYALLA CENTRAL/TERMINAL"]
[null,null,null,null,null,null,""]
[null,null,null,null,null,null,{"$f":"IF(CommentaryInput!D1184=\"\",\"\",CommentaryInput!D1184)","v":"MAIN SECTORS"}]
[null,null,null,1,{"$f":"$C1217&D1220","v":"SA WHYALLA CENTRAL/TERMINAL1"},null,{"$f":"IF(CommentaryInput!D1185=\"\",\"\",CommentaryInput!D1185)","v":"Parkland with residential and commercial area nearby."}]
[null,null,null,2,{"$f":"$C1217&D1221","v":"SA WHYALLA CENTRAL/TERMINAL2"},null,{"$f":"IF(CommentaryInput!D1186=\"\",\"\",CommentaryInput!D1186)","v":""}]
[null,null,null,3,{"$f":"$C1217&D1222","v":"SA WHYALLA CENTRAL/TERMINAL3"},null,{"$f":"IF(CommentaryInput!D1187=\"\",\"\",CommentaryInput!D1187)","v":""}]
[null,null,null,4,{"$f":"$C1217&D1223","v":"SA WHYALLA CENTRAL/TERMINAL4"},null,{"$f":"IF(CommentaryInput!D1188=\"\",\"\",CommentaryInput!D1188)","v":""}]
[null,null,null,5,{"$f":"$C1217&D1224","v":"SA WHYALLA CENTRAL/TERMINAL5"},null,{"$f":"IF(CommentaryInput!D1189=\"\",\"\",CommentaryInput!D1189)","v":""}]
[null,null,null,null,null,null,{"$f":"IF(CommentaryInput!D1190=\"\",\"\",CommentaryInput!D1190)","v":"MEDIUM SCENARIO"}]
[null,null,null,null,null,null,{"$f":"IF(CommentaryInput!D1191=\"\",\"\",CommentaryInput!D1191)","v":"Summer"}]
[null,null,null,8,{"$f":"$C1217&D1227","v":"SA WHYALLA CENTRAL/TERMINAL8"},null,{"$f":"IF(CommentaryInput!D1192=\"\",\"\",CommentaryInput!D1192)","v":"Changes in maximum demand tend to be driven by industrial activity in the region."}]
[null,null,null,9,{"$f":"$C1217&D1228","v":"SA WHYALLA CENTRAL/TERMINAL9"},null,{"$f":"IF(CommentaryInput!D1193=\"\",\"\",CommentaryInput!D1193)","v":"The forecast trend is flat."}]
[null,null,null,10,{"$f":"$C1217&D1229","v":"SA WHYALLA CENTRAL/TERMINAL10"},null,{"$f":"IF(CommentaryInput!D1194=\"\",\"\",CommentaryInput!D1194)","v":"The POE10 offset for PV and EE ranges from 4% to 7.7% between 2015 and 2024 with EE contributing 0.2% to 2.5% of the offset."}]
[null,null,null,11,{"$f":"$C1217&D1230","v":"SA WHYALLA CENTRAL/TERMINAL11"},null,{"$f":"IF(CommentaryInput!D1195=\"\",\"\",CommentaryInput!D1195)","v":""}]
[null,null,null,12,{"$f":"$C1217&D1231","v":"SA WHYALLA CENTRAL/TERMINAL12"},null,{"$f":"IF(CommentaryInput!D1196=\"\",\"\",CommentaryInput!D1196)","v":""}]
[null,null,null,null,null,null,{"$f":"IF(CommentaryInput!D1197=\"\",\"\",CommentaryInput!D1197)","v":"Winter"}]
[null,null,null,13,{"$f":"$C1217&D1233","v":"SA WHYALLA CENTRAL/TERMINAL13"},null,{"$f":"IF(CommentaryInput!D1198=\"\",\"\",CommentaryInput!D1198)","v":"Changes in maximum demand tend to be driven by industrial activity in the region."}]
[null,null,null,14,{"$f":"$C1217&D1234","v":"SA WHYALLA CENTRAL/TERMINAL14"},null,{"$f":"IF(CommentaryInput!D1199=\"\",\"\",CommentaryInput!D1199)","v":"The forecast trend is flat."}]
[null,null,null,15,{"$f":"$C1217&D1235","v":"SA WHYALLA CENTRAL/TERMINAL15"},null,{"$f":"IF(CommentaryInput!D1200=\"\",\"\",CommentaryInput!D1200)","v":"The forecasts include estimates of industrial demand under normal operation."}]
[null,null,null,16,{"$f":"$C1217&D1236","v":"SA WHYALLA CENTRAL/TERMINAL16"},null,{"$f":"IF(CommentaryInput!D1201=\"\",\"\",CommentaryInput!D1201)","v":"Abnormal events have lead to higher demand in previous years."}]
[null,null,null,17,{"$f":"$C1217&D1237","v":"SA WHYALLA CENTRAL/TERMINAL17"},null,{"$f":"IF(CommentaryInput!D1202=\"\",\"\",CommentaryInput!D1202)","v":"The POE10 offset for PV and EE ranges from 0.2% to 3.4% between 2015 and 2024 with EE contributing 0.2% to 3.4% of the offset."}]
[null,null,null,null,null,null,{"$f":"IF(CommentaryInput!D1203=\"\",\"\",CommentaryInput!D1203)","v":"Other"}]
[null,null,null,18,{"$f":"$C1217&D1239","v":"SA WHYALLA CENTRAL/TERMINAL18"},null,{"$f":"IF(CommentaryInput!D1204=\"\",\"\",CommentaryInput!D1204)","v":"Whyalla central and Whyalla terminal are configured as a meshed network."}]
[null,null,null,19,{"$f":"$C1217&D1240","v":"SA WHYALLA CENTRAL/TERMINAL19"},null,{"$f":"IF(CommentaryInput!D1205=\"\",\"\",CommentaryInput!D1205)","v":"Whyalla central will become the sole connection point as Whyalla terminal is retired."}]
[null,null,null,20,{"$f":"$C1217&D1241","v":"SA WHYALLA CENTRAL/TERMINAL20"},null,{"$f":"IF(CommentaryInput!D1206=\"\",\"\",CommentaryInput!D1206)","v":"Diversity factors: summer = 0.81; winter = 0.89."}]
[null,null,null,21,{"$f":"$C1217&D1242","v":"SA WHYALLA CENTRAL/TERMINAL21"},null,{"$f":"IF(CommentaryInput!D1207=\"\",\"\",CommentaryInput!D1207)","v":"Power factors: summer = 0.98, lagging; winter = 0.99, lagging."}]
[null,null,null,22,{"$f":"$C1217&D1243","v":"SA WHYALLA CENTRAL/TERMINAL22"},null,{"$f":"IF(CommentaryInput!D1208=\"\",\"\",CommentaryInput!D1208)","v":""}]
[null,null,null,23,{"$f":"$C1217&D1244","v":"SA WHYALLA CENTRAL/TERMINAL23"},null,{"$f":"IF(CommentaryInput!D1209=\"\",\"\",CommentaryInput!D1209)","v":""}]
[null,null,null,24,{"$f":"$C1217&D1245","v":"SA WHYALLA CENTRAL/TERMINAL24"},null,{"$f":"IF(CommentaryInput!D1210=\"\",\"\",CommentaryInput!D1210)","v":""}]
[null,null,null,25,{"$f":"$C1217&D1246","v":"SA WHYALLA CENTRAL/TERMINAL25"},null,{"$f":"IF(CommentaryInput!D1211=\"\",\"\",CommentaryInput!D1211)","v":""}]
[null,null,null,null,null,null,""]
[null,null,"SA STONY POINT"]
[null,null,null,null,null,null,""]
[null,null,null,null,null,null,{"$f":"IF(CommentaryInput!D1215=\"\",\"\",CommentaryInput!D1215)","v":"MAIN SECTORS"}]
[null,null,null,1,{"$f":"$C1248&D1251","v":"SA STONY POINT1"},null,{"$f":"IF(CommentaryInput!D1216=\"\",\"\",CommentaryInput!D1216)","v":"Predominantly rural and industrial area."}]
[null,null,null,2,{"$f":"$C1248&D1252","v":"SA STONY POINT2"},null,{"$f":"IF(CommentaryInput!D1217=\"\",\"\",CommentaryInput!D1217)","v":""}]
[null,null,null,3,{"$f":"$C1248&D1253","v":"SA STONY POINT3"},null,{"$f":"IF(CommentaryInput!D1218=\"\",\"\",CommentaryInput!D1218)","v":""}]
[null,null,null,4,{"$f":"$C1248&D1254","v":"SA STONY POINT4"},null,{"$f":"IF(CommentaryInput!D1219=\"\",\"\",CommentaryInput!D1219)","v":""}]
[null,null,null,5,{"$f":"$C1248&D1255","v":"SA STONY POINT5"},null,{"$f":"IF(CommentaryInput!D1220=\"\",\"\",CommentaryInput!D1220)","v":""}]
[null,null,null,null,null,null,{"$f":"IF(CommentaryInput!D1221=\"\",\"\",CommentaryInput!D1221)","v":"MEDIUM SCENARIO"}]
[null,null,null,null,null,null,{"$f":"IF(CommentaryInput!D1222=\"\",\"\",CommentaryInput!D1222)","v":"Summer"}]
[null,null,null,8,{"$f":"$C1248&D1258","v":"SA STONY POINT8"},null,{"$f":"IF(CommentaryInput!D1223=\"\",\"\",CommentaryInput!D1223)","v":"Future maximum demand trends are forecast to have slight growth."}]
[null,null,null,9,{"$f":"$C1248&D1259","v":"SA STONY POINT9"},null,{"$f":"IF(CommentaryInput!D1224=\"\",\"\",CommentaryInput!D1224)","v":"The POE10 offset for PV and EE ranges from 0.7% to 1.6% between 2015 and 2024 with EE contributing 0.6% to 1.6% of the offset."}]
[null,null,null,10,{"$f":"$C1248&D1260","v":"SA STONY POINT10"},null,{"$f":"IF(CommentaryInput!D1225=\"\",\"\",CommentaryInput!D1225)","v":""}]
[null,null,null,11,{"$f":"$C1248&D1261","v":"SA STONY POINT11"},null,{"$f":"IF(CommentaryInput!D1226=\"\",\"\",CommentaryInput!D1226)","v":""}]
[null,null,null,12,{"$f":"$C1248&D1262","v":"SA STONY POINT12"},null,{"$f":"IF(CommentaryInput!D1227=\"\",\"\",CommentaryInput!D1227)","v":""}]
[null,null,null,null,null,null,{"$f":"IF(CommentaryInput!D1228=\"\",\"\",CommentaryInput!D1228)","v":"Winter"}]
[null,null,null,13,{"$f":"$C1248&D1264","v":"SA STONY POINT13"},null,{"$f":"IF(CommentaryInput!D1229=\"\",\"\",CommentaryInput!D1229)","v":"Future maximum demand trends are forecast to have no growth."}]
[null,null,null,14,{"$f":"$C1248&D1265","v":"SA STONY POINT14"},null,{"$f":"IF(CommentaryInput!D1230=\"\",\"\",CommentaryInput!D1230)","v":"The POE10 offset for PV and EE ranges from 1% to 1.6% between 2015 and 2024 with EE contributing 0.9% to 1.6% of the offset."}]
[null,null,null,15,{"$f":"$C1248&D1266","v":"SA STONY POINT15"},null,{"$f":"IF(CommentaryInput!D1231=\"\",\"\",CommentaryInput!D1231)","v":""}]
[null,null,null,16,{"$f":"$C1248&D1267","v":"SA STONY POINT16"},null,{"$f":"IF(CommentaryInput!D1232=\"\",\"\",CommentaryInput!D1232)","v":""}]
[null,null,null,17,{"$f":"$C1248&D1268","v":"SA STONY POINT17"},null,{"$f":"IF(CommentaryInput!D1233=\"\",\"\",CommentaryInput!D1233)","v":""}]
[null,null,null,null,null,null,{"$f":"IF(CommentaryInput!D1234=\"\",\"\",CommentaryInput!D1234)","v":"Other"}]
[null,null,null,18,{"$f":"$C1248&D1270","v":"SA STONY POINT18"},null,{"$f":"IF(CommentaryInput!D1235=\"\",\"\",CommentaryInput!D1235)","v":"Stony Point is a small distribution network that tends to peak during holiday periods."}]
[null,null,null,19,{"$f":"$C1248&D1271","v":"SA STONY POINT19"},null,{"$f":"IF(CommentaryInput!D1236=\"\",\"\",CommentaryInput!D1236)","v":"The forecasts include a block load increase for a new diesel terminal expected to be completed by 2017."}]
[null,null,null,20,{"$f":"$C1248&D1272","v":"SA STONY POINT20"},null,{"$f":"IF(CommentaryInput!D1237=\"\",\"\",CommentaryInput!D1237)","v":"Other industrial facilities are in the area, but are directly connected to the transmission network."}]
[null,null,null,21,{"$f":"$C1248&D1273","v":"SA STONY POINT21"},null,{"$f":"IF(CommentaryInput!D1238=\"\",\"\",CommentaryInput!D1238)","v":"The connection point is weather sensitive in summer and winter."}]
[null,null,null,22,{"$f":"$C1248&D1274","v":"SA STONY POINT22"},null,{"$f":"IF(CommentaryInput!D1239=\"\",\"\",CommentaryInput!D1239)","v":"Diversity factors: summer = 0.82; winter = 0.91."}]
[null,null,null,23,{"$f":"$C1248&D1275","v":"SA STONY POINT23"},null,{"$f":"IF(CommentaryInput!D1240=\"\",\"\",CommentaryInput!D1240)","v":"Power factors: summer = 0.85, lagging; winter = 0.85, lagging."}]
[null,null,null,24,{"$f":"$C1248&D1276","v":"SA STONY POINT24"},null,{"$f":"IF(CommentaryInput!D1241=\"\",\"\",CommentaryInput!D1241)","v":""}]
[null,null,null,25,{"$f":"$C1248&D1277","v":"SA STONY POINT25"},null,{"$f":"IF(CommentaryInput!D1242=\"\",\"\",CommentaryInput!D1242)","v":""}]
[null,null,null,null,null,null,""]
[null,null,"SA Spare"]
[null,null,null,null,null,null,""]
[null,null,null,null,null,null,{"$f":"IF(CommentaryInput!D1246=\"\",\"\",CommentaryInput!D1246)","v":"MAIN SECTORS"}]
[null,null,null,1,{"$f":"$C1279&D1282","v":"SA Spare1"},null,{"$f":"IF(CommentaryInput!D1247=\"\",\"\",CommentaryInput!D1247)","v":""}]
[null,null,null,2,{"$f":"$C1279&D1283","v":"SA Spare2"},null,{"$f":"IF(CommentaryInput!D1248=\"\",\"\",CommentaryInput!D1248)","v":""}]
[null,null,null,3,{"$f":"$C1279&D1284","v":"SA Spare3"},null,{"$f":"IF(CommentaryInput!D1249=\"\",\"\",CommentaryInput!D1249)","v":""}]
[null,null,null,4,{"$f":"$C1279&D1285","v":"SA Spare4"},null,{"$f":"IF(CommentaryInput!D1250=\"\",\"\",CommentaryInput!D1250)","v":""}]
[null,null,null,5,{"$f":"$C1279&D1286","v":"SA Spare5"},null,{"$f":"IF(CommentaryInput!D1251=\"\",\"\",CommentaryInput!D1251)","v":""}]
[null,null,null,null,null,null,{"$f":"IF(CommentaryInput!D1252=\"\",\"\",CommentaryInput!D1252)","v":"MEDIUM SCENARIO"}]
[null,null,null,null,null,null,{"$f":"IF(CommentaryInput!D1253=\"\",\"\",CommentaryInput!D1253)","v":"Summer"}]
[null,null,null,8,{"$f":"$C1279&D1289","v":"SA Spare8"},null,{"$f":"IF(CommentaryInput!D1254=\"\",\"\",CommentaryInput!D1254)","v":""}]
[null,null,null,9,{"$f":"$C1279&D1290","v":"SA Spare9"},null,{"$f":"IF(CommentaryInput!D1255=\"\",\"\",CommentaryInput!D1255)","v":""}]
[null,null,null,10,{"$f":"$C1279&D1291","v":"SA Spare10"},null,{"$f":"IF(CommentaryInput!D1256=\"\",\"\",CommentaryInput!D1256)","v":""}]
[null,null,null,11,{"$f":"$C1279&D1292","v":"SA Spare11"},null,{"$f":"IF(CommentaryInput!D1257=\"\",\"\",CommentaryInput!D1257)","v":""}]
[null,null,null,12,{"$f":"$C1279&D1293","v":"SA Spare12"},null,{"$f":"IF(CommentaryInput!D1258=\"\",\"\",CommentaryInput!D1258)","v":""}]
[null,null,null,null,null,null,{"$f":"IF(CommentaryInput!D1259=\"\",\"\",CommentaryInput!D1259)","v":"Winter"}]
[null,null,null,13,{"$f":"$C1279&D1295","v":"SA Spare13"},null,{"$f":"IF(CommentaryInput!D1260=\"\",\"\",CommentaryInput!D1260)","v":""}]
[null,null,null,14,{"$f":"$C1279&D1296","v":"SA Spare14"},null,{"$f":"IF(CommentaryInput!D1261=\"\",\"\",CommentaryInput!D1261)","v":""}]
[null,null,null,15,{"$f":"$C1279&D1297","v":"SA Spare15"},null,{"$f":"IF(CommentaryInput!D1262=\"\",\"\",CommentaryInput!D1262)","v":""}]
[null,null,null,16,{"$f":"$C1279&D1298","v":"SA Spare16"},null,{"$f":"IF(CommentaryInput!D1263=\"\",\"\",CommentaryInput!D1263)","v":""}]
[null,null,null,17,{"$f":"$C1279&D1299","v":"SA Spare17"},null,{"$f":"IF(CommentaryInput!D1264=\"\",\"\",CommentaryInput!D1264)","v":""}]
[null,null,null,null,null,null,{"$f":"IF(CommentaryInput!D1265=\"\",\"\",CommentaryInput!D1265)","v":"Other"}]
[null,null,null,18,{"$f":"$C1279&D1301","v":"SA Spare18"},null,{"$f":"IF(CommentaryInput!D1266=\"\",\"\",CommentaryInput!D1266)","v":""}]
[null,null,null,19,{"$f":"$C1279&D1302","v":"SA Spare19"},null,{"$f":"IF(CommentaryInput!D1267=\"\",\"\",CommentaryInput!D1267)","v":""}]
[null,null,null,20,{"$f":"$C1279&D1303","v":"SA Spare20"},null,{"$f":"IF(CommentaryInput!D1268=\"\",\"\",CommentaryInput!D1268)","v":""}]
[null,null,null,21,{"$f":"$C1279&D1304","v":"SA Spare21"},null,{"$f":"IF(CommentaryInput!D1269=\"\",\"\",CommentaryInput!D1269)","v":""}]
[null,null,null,22,{"$f":"$C1279&D1305","v":"SA Spare22"},null,{"$f":"IF(CommentaryInput!D1270=\"\",\"\",CommentaryInput!D1270)","v":""}]
[null,null,null,23,{"$f":"$C1279&D1306","v":"SA Spare23"},null,{"$f":"IF(CommentaryInput!D1271=\"\",\"\",CommentaryInput!D1271)","v":""}]
[null,null,null,24,{"$f":"$C1279&D1307","v":"SA Spare24"},null,{"$f":"IF(CommentaryInput!D1272=\"\",\"\",CommentaryInput!D1272)","v":""}]
[null,null,null,25,{"$f":"$C1279&D1308","v":"SA Spare25"},null,{"$f":"IF(CommentaryInput!D1273=\"\",\"\",CommentaryInput!D1273)","v":""}]
[null,null,null,null,null,null,""]
[null,null,"SA Spare"]
[null,null,null,null,null,null,""]
[null,null,null,null,null,null,{"$f":"IF(CommentaryInput!D1277=\"\",\"\",CommentaryInput!D1277)","v":"MAIN SECTORS"}]
[null,null,null,1,{"$f":"$C1310&D1313","v":"SA Spare1"},null,{"$f":"IF(CommentaryInput!D1278=\"\",\"\",CommentaryInput!D1278)","v":""}]
[null,null,null,2,{"$f":"$C1310&D1314","v":"SA Spare2"},null,{"$f":"IF(CommentaryInput!D1279=\"\",\"\",CommentaryInput!D1279)","v":""}]
[null,null,null,3,{"$f":"$C1310&D1315","v":"SA Spare3"},null,{"$f":"IF(CommentaryInput!D1280=\"\",\"\",CommentaryInput!D1280)","v":""}]
[null,null,null,4,{"$f":"$C1310&D1316","v":"SA Spare4"},null,{"$f":"IF(CommentaryInput!D1281=\"\",\"\",CommentaryInput!D1281)","v":""}]
[null,null,null,5,{"$f":"$C1310&D1317","v":"SA Spare5"},null,{"$f":"IF(CommentaryInput!D1282=\"\",\"\",CommentaryInput!D1282)","v":""}]
[null,null,null,null,null,null,{"$f":"IF(CommentaryInput!D1283=\"\",\"\",CommentaryInput!D1283)","v":"MEDIUM SCENARIO"}]
[null,null,null,null,null,null,{"$f":"IF(CommentaryInput!D1284=\"\",\"\",CommentaryInput!D1284)","v":"Summer"}]
[null,null,null,8,{"$f":"$C1310&D1320","v":"SA Spare8"},null,{"$f":"IF(CommentaryInput!D1285=\"\",\"\",CommentaryInput!D1285)","v":""}]
[null,null,null,9,{"$f":"$C1310&D1321","v":"SA Spare9"},null,{"$f":"IF(CommentaryInput!D1286=\"\",\"\",CommentaryInput!D1286)","v":""}]
[null,null,null,10,{"$f":"$C1310&D1322","v":"SA Spare10"},null,{"$f":"IF(CommentaryInput!D1287=\"\",\"\",CommentaryInput!D1287)","v":""}]
[null,null,null,11,{"$f":"$C1310&D1323","v":"SA Spare11"},null,{"$f":"IF(CommentaryInput!D1288=\"\",\"\",CommentaryInput!D1288)","v":""}]
[null,null,null,12,{"$f":"$C1310&D1324","v":"SA Spare12"},null,{"$f":"IF(CommentaryInput!D1289=\"\",\"\",CommentaryInput!D1289)","v":""}]
[null,null,null,null,null,null,{"$f":"IF(CommentaryInput!D1290=\"\",\"\",CommentaryInput!D1290)","v":"Winter"}]
[null,null,null,13,{"$f":"$C1310&D1326","v":"SA Spare13"},null,{"$f":"IF(CommentaryInput!D1291=\"\",\"\",CommentaryInput!D1291)","v":""}]
[null,null,null,14,{"$f":"$C1310&D1327","v":"SA Spare14"},null,{"$f":"IF(CommentaryInput!D1292=\"\",\"\",CommentaryInput!D1292)","v":""}]
[null,null,null,15,{"$f":"$C1310&D1328","v":"SA Spare15"},null,{"$f":"IF(CommentaryInput!D1293=\"\",\"\",CommentaryInput!D1293)","v":""}]
[null,null,null,16,{"$f":"$C1310&D1329","v":"SA Spare16"},null,{"$f":"IF(CommentaryInput!D1294=\"\",\"\",CommentaryInput!D1294)","v":""}]
[null,null,null,17,{"$f":"$C1310&D1330","v":"SA Spare17"},null,{"$f":"IF(CommentaryInput!D1295=\"\",\"\",CommentaryInput!D1295)","v":""}]
[null,null,null,null,null,null,{"$f":"IF(CommentaryInput!D1296=\"\",\"\",CommentaryInput!D1296)","v":"Other"}]
[null,null,null,18,{"$f":"$C1310&D1332","v":"SA Spare18"},null,{"$f":"IF(CommentaryInput!D1297=\"\",\"\",CommentaryInput!D1297)","v":""}]
[null,null,null,19,{"$f":"$C1310&D1333","v":"SA Spare19"},null,{"$f":"IF(CommentaryInput!D1298=\"\",\"\",CommentaryInput!D1298)","v":""}]
[null,null,null,20,{"$f":"$C1310&D1334","v":"SA Spare20"},null,{"$f":"IF(CommentaryInput!D1299=\"\",\"\",CommentaryInput!D1299)","v":""}]
[null,null,null,21,{"$f":"$C1310&D1335","v":"SA Spare21"},null,{"$f":"IF(CommentaryInput!D1300=\"\",\"\",CommentaryInput!D1300)","v":""}]
[null,null,null,22,{"$f":"$C1310&D1336","v":"SA Spare22"},null,{"$f":"IF(CommentaryInput!D1301=\"\",\"\",CommentaryInput!D1301)","v":""}]
[null,null,null,23,{"$f":"$C1310&D1337","v":"SA Spare23"},null,{"$f":"IF(CommentaryInput!D1302=\"\",\"\",CommentaryInput!D1302)","v":""}]
[null,null,null,24,{"$f":"$C1310&D1338","v":"SA Spare24"},null,{"$f":"IF(CommentaryInput!D1303=\"\",\"\",CommentaryInput!D1303)","v":""}]
[null,null,null,25,{"$f":"$C1310&D1339","v":"SA Spare25"},null,{"$f":"IF(CommentaryInput!D1304=\"\",\"\",CommentaryInput!D1304)","v":""}]
[null,null,null,null,null,null,""]
[null,null,"SA Spare"]
[null,null,null,null,null,null,""]
[null,null,null,null,null,null,{"$f":"IF(CommentaryInput!D1308=\"\",\"\",CommentaryInput!D1308)","v":"MAIN SECTORS"}]
[null,null,null,1,{"$f":"$C1341&D1344","v":"SA Spare1"},null,{"$f":"IF(CommentaryInput!D1309=\"\",\"\",CommentaryInput!D1309)","v":""}]
[null,null,null,2,{"$f":"$C1341&D1345","v":"SA Spare2"},null,{"$f":"IF(CommentaryInput!D1310=\"\",\"\",CommentaryInput!D1310)","v":""}]
[null,null,null,3,{"$f":"$C1341&D1346","v":"SA Spare3"},null,{"$f":"IF(CommentaryInput!D1311=\"\",\"\",CommentaryInput!D1311)","v":""}]
[null,null,null,4,{"$f":"$C1341&D1347","v":"SA Spare4"},null,{"$f":"IF(CommentaryInput!D1312=\"\",\"\",CommentaryInput!D1312)","v":""}]
[null,null,null,5,{"$f":"$C1341&D1348","v":"SA Spare5"},null,{"$f":"IF(CommentaryInput!D1313=\"\",\"\",CommentaryInput!D1313)","v":""}]
[null,null,null,null,null,null,{"$f":"IF(CommentaryInput!D1314=\"\",\"\",CommentaryInput!D1314)","v":"MEDIUM SCENARIO"}]
[null,null,null,null,null,null,{"$f":"IF(CommentaryInput!D1315=\"\",\"\",CommentaryInput!D1315)","v":"Summer"}]
[null,null,null,8,{"$f":"$C1341&D1351","v":"SA Spare8"},null,{"$f":"IF(CommentaryInput!D1316=\"\",\"\",CommentaryInput!D1316)","v":""}]
[null,null,null,9,{"$f":"$C1341&D1352","v":"SA Spare9"},null,{"$f":"IF(CommentaryInput!D1317=\"\",\"\",CommentaryInput!D1317)","v":""}]
[null,null,null,10,{"$f":"$C1341&D1353","v":"SA Spare10"},null,{"$f":"IF(CommentaryInput!D1318=\"\",\"\",CommentaryInput!D1318)","v":""}]
[null,null,null,11,{"$f":"$C1341&D1354","v":"SA Spare11"},null,{"$f":"IF(CommentaryInput!D1319=\"\",\"\",CommentaryInput!D1319)","v":""}]
[null,null,null,12,{"$f":"$C1341&D1355","v":"SA Spare12"},null,{"$f":"IF(CommentaryInput!D1320=\"\",\"\",CommentaryInput!D1320)","v":""}]
[null,null,null,null,null,null,{"$f":"IF(CommentaryInput!D1321=\"\",\"\",CommentaryInput!D1321)","v":"Winter"}]
[null,null,null,13,{"$f":"$C1341&D1357","v":"SA Spare13"},null,{"$f":"IF(CommentaryInput!D1322=\"\",\"\",CommentaryInput!D1322)","v":""}]
[null,null,null,14,{"$f":"$C1341&D1358","v":"SA Spare14"},null,{"$f":"IF(CommentaryInput!D1323=\"\",\"\",CommentaryInput!D1323)","v":""}]
[null,null,null,15,{"$f":"$C1341&D1359","v":"SA Spare15"},null,{"$f":"IF(CommentaryInput!D1324=\"\",\"\",CommentaryInput!D1324)","v":""}]
[null,null,null,16,{"$f":"$C1341&D1360","v":"SA Spare16"},null,{"$f":"IF(CommentaryInput!D1325=\"\",\"\",CommentaryInput!D1325)","v":""}]
[null,null,null,17,{"$f":"$C1341&D1361","v":"SA Spare17"},null,{"$f":"IF(CommentaryInput!D1326=\"\",\"\",CommentaryInput!D1326)","v":""}]
[null,null,null,null,null,null,{"$f":"IF(CommentaryInput!D1327=\"\",\"\",CommentaryInput!D1327)","v":"Other"}]
[null,null,null,18,{"$f":"$C1341&D1363","v":"SA Spare18"},null,{"$f":"IF(CommentaryInput!D1328=\"\",\"\",CommentaryInput!D1328)","v":""}]
[null,null,null,19,{"$f":"$C1341&D1364","v":"SA Spare19"},null,{"$f":"IF(CommentaryInput!D1329=\"\",\"\",CommentaryInput!D1329)","v":""}]
[null,null,null,20,{"$f":"$C1341&D1365","v":"SA Spare20"},null,{"$f":"IF(CommentaryInput!D1330=\"\",\"\",CommentaryInput!D1330)","v":""}]
[null,null,null,21,{"$f":"$C1341&D1366","v":"SA Spare21"},null,{"$f":"IF(CommentaryInput!D1331=\"\",\"\",CommentaryInput!D1331)","v":""}]
[null,null,null,22,{"$f":"$C1341&D1367","v":"SA Spare22"},null,{"$f":"IF(CommentaryInput!D1332=\"\",\"\",CommentaryInput!D1332)","v":""}]
[null,null,null,23,{"$f":"$C1341&D1368","v":"SA Spare23"},null,{"$f":"IF(CommentaryInput!D1333=\"\",\"\",CommentaryInput!D1333)","v":""}]
[null,null,null,24,{"$f":"$C1341&D1369","v":"SA Spare24"},null,{"$f":"IF(CommentaryInput!D1334=\"\",\"\",CommentaryInput!D1334)","v":""}]
[null,null,null,25,{"$f":"$C1341&D1370","v":"SA Spare25"},null,{"$f":"IF(CommentaryInput!D1335=\"\",\"\",CommentaryInput!D1335)","v":""}]
[null,null,null,null,null,null,""]
[null,null,"SA Spare"]
[null,null,null,null,null,null,""]
[null,null,null,null,null,null,{"$f":"IF(CommentaryInput!D1339=\"\",\"\",CommentaryInput!D1339)","v":"MAIN SECTORS"}]
[null,null,null,1,{"$f":"$C1372&D1375","v":"SA Spare1"},null,{"$f":"IF(CommentaryInput!D1340=\"\",\"\",CommentaryInput!D1340)","v":""}]
[null,null,null,2,{"$f":"$C1372&D1376","v":"SA Spare2"},null,{"$f":"IF(CommentaryInput!D1341=\"\",\"\",CommentaryInput!D1341)","v":""}]
[null,null,null,3,{"$f":"$C1372&D1377","v":"SA Spare3"},null,{"$f":"IF(CommentaryInput!D1342=\"\",\"\",CommentaryInput!D1342)","v":""}]
[null,null,null,4,{"$f":"$C1372&D1378","v":"SA Spare4"},null,{"$f":"IF(CommentaryInput!D1343=\"\",\"\",CommentaryInput!D1343)","v":""}]
[null,null,null,5,{"$f":"$C1372&D1379","v":"SA Spare5"},null,{"$f":"IF(CommentaryInput!D1344=\"\",\"\",CommentaryInput!D1344)","v":""}]
[null,null,null,null,null,null,{"$f":"IF(CommentaryInput!D1345=\"\",\"\",CommentaryInput!D1345)","v":"MEDIUM SCENARIO"}]
[null,null,null,null,null,null,{"$f":"IF(CommentaryInput!D1346=\"\",\"\",CommentaryInput!D1346)","v":"Summer"}]
[null,null,null,8,{"$f":"$C1372&D1382","v":"SA Spare8"},null,{"$f":"IF(CommentaryInput!D1347=\"\",\"\",CommentaryInput!D1347)","v":""}]
[null,null,null,9,{"$f":"$C1372&D1383","v":"SA Spare9"},null,{"$f":"IF(CommentaryInput!D1348=\"\",\"\",CommentaryInput!D1348)","v":""}]
[null,null,null,10,{"$f":"$C1372&D1384","v":"SA Spare10"},null,{"$f":"IF(CommentaryInput!D1349=\"\",\"\",CommentaryInput!D1349)","v":""}]
[null,null,null,11,{"$f":"$C1372&D1385","v":"SA Spare11"},null,{"$f":"IF(CommentaryInput!D1350=\"\",\"\",CommentaryInput!D1350)","v":""}]
[null,null,null,12,{"$f":"$C1372&D1386","v":"SA Spare12"},null,{"$f":"IF(CommentaryInput!D1351=\"\",\"\",CommentaryInput!D1351)","v":""}]
[null,null,null,null,null,null,{"$f":"IF(CommentaryInput!D1352=\"\",\"\",CommentaryInput!D1352)","v":"Winter"}]
[null,null,null,13,{"$f":"$C1372&D1388","v":"SA Spare13"},null,{"$f":"IF(CommentaryInput!D1353=\"\",\"\",CommentaryInput!D1353)","v":""}]
[null,null,null,14,{"$f":"$C1372&D1389","v":"SA Spare14"},null,{"$f":"IF(CommentaryInput!D1354=\"\",\"\",CommentaryInput!D1354)","v":""}]
[null,null,null,15,{"$f":"$C1372&D1390","v":"SA Spare15"},null,{"$f":"IF(CommentaryInput!D1355=\"\",\"\",CommentaryInput!D1355)","v":""}]
[null,null,null,16,{"$f":"$C1372&D1391","v":"SA Spare16"},null,{"$f":"IF(CommentaryInput!D1356=\"\",\"\",CommentaryInput!D1356)","v":""}]
[null,null,null,17,{"$f":"$C1372&D1392","v":"SA Spare17"},null,{"$f":"IF(CommentaryInput!D1357=\"\",\"\",CommentaryInput!D1357)","v":""}]
[null,null,null,null,null,null,{"$f":"IF(CommentaryInput!D1358=\"\",\"\",CommentaryInput!D1358)","v":"Other"}]
[null,null,null,18,{"$f":"$C1372&D1394","v":"SA Spare18"},null,{"$f":"IF(CommentaryInput!D1359=\"\",\"\",CommentaryInput!D1359)","v":""}]
[null,null,null,19,{"$f":"$C1372&D1395","v":"SA Spare19"},null,{"$f":"IF(CommentaryInput!D1360=\"\",\"\",CommentaryInput!D1360)","v":""}]
[null,null,null,20,{"$f":"$C1372&D1396","v":"SA Spare20"},null,{"$f":"IF(CommentaryInput!D1361=\"\",\"\",CommentaryInput!D1361)","v":""}]
[null,null,null,21,{"$f":"$C1372&D1397","v":"SA Spare21"},null,{"$f":"IF(CommentaryInput!D1362=\"\",\"\",CommentaryInput!D1362)","v":""}]
[null,null,null,22,{"$f":"$C1372&D1398","v":"SA Spare22"},null,{"$f":"IF(CommentaryInput!D1363=\"\",\"\",CommentaryInput!D1363)","v":""}]
[null,null,null,23,{"$f":"$C1372&D1399","v":"SA Spare23"},null,{"$f":"IF(CommentaryInput!D1364=\"\",\"\",CommentaryInput!D1364)","v":""}]
[null,null,null,24,{"$f":"$C1372&D1400","v":"SA Spare24"},null,{"$f":"IF(CommentaryInput!D1365=\"\",\"\",CommentaryInput!D1365)","v":""}]
[null,null,null,25,{"$f":"$C1372&D1401","v":"SA Spare25"},null,{"$f":"IF(CommentaryInput!D1366=\"\",\"\",CommentaryInput!D1366)","v":""}]
[null,null,null,null,null,null,""]
[null,null,"SA Spare"]
[null,null,null,null,null,null,""]
[null,null,null,null,null,null,{"$f":"IF(CommentaryInput!D1370=\"\",\"\",CommentaryInput!D1370)","v":"MAIN SECTORS"}]
[null,null,null,1,{"$f":"$C1403&D1406","v":"SA Spare1"},null,{"$f":"IF(CommentaryInput!D1371=\"\",\"\",CommentaryInput!D1371)","v":""}]
[null,null,null,2,{"$f":"$C1403&D1407","v":"SA Spare2"},null,{"$f":"IF(CommentaryInput!D1372=\"\",\"\",CommentaryInput!D1372)","v":""}]
[null,null,null,3,{"$f":"$C1403&D1408","v":"SA Spare3"},null,{"$f":"IF(CommentaryInput!D1373=\"\",\"\",CommentaryInput!D1373)","v":""}]
[null,null,null,4,{"$f":"$C1403&D1409","v":"SA Spare4"},null,{"$f":"IF(CommentaryInput!D1374=\"\",\"\",CommentaryInput!D1374)","v":""}]
[null,null,null,5,{"$f":"$C1403&D1410","v":"SA Spare5"},null,{"$f":"IF(CommentaryInput!D1375=\"\",\"\",CommentaryInput!D1375)","v":""}]
[null,null,null,null,null,null,{"$f":"IF(CommentaryInput!D1376=\"\",\"\",CommentaryInput!D1376)","v":"MEDIUM SCENARIO"}]
[null,null,null,null,null,null,{"$f":"IF(CommentaryInput!D1377=\"\",\"\",CommentaryInput!D1377)","v":"Summer"}]
[null,null,null,8,{"$f":"$C1403&D1413","v":"SA Spare8"},null,{"$f":"IF(CommentaryInput!D1378=\"\",\"\",CommentaryInput!D1378)","v":""}]
[null,null,null,9,{"$f":"$C1403&D1414","v":"SA Spare9"},null,{"$f":"IF(CommentaryInput!D1379=\"\",\"\",CommentaryInput!D1379)","v":""}]
[null,null,null,10,{"$f":"$C1403&D1415","v":"SA Spare10"},null,{"$f":"IF(CommentaryInput!D1380=\"\",\"\",CommentaryInput!D1380)","v":""}]
[null,null,null,11,{"$f":"$C1403&D1416","v":"SA Spare11"},null,{"$f":"IF(CommentaryInput!D1381=\"\",\"\",CommentaryInput!D1381)","v":""}]
[null,null,null,12,{"$f":"$C1403&D1417","v":"SA Spare12"},null,{"$f":"IF(CommentaryInput!D1382=\"\",\"\",CommentaryInput!D1382)","v":""}]
[null,null,null,null,null,null,{"$f":"IF(CommentaryInput!D1383=\"\",\"\",CommentaryInput!D1383)","v":"Winter"}]
[null,null,null,13,{"$f":"$C1403&D1419","v":"SA Spare13"},null,{"$f":"IF(CommentaryInput!D1384=\"\",\"\",CommentaryInput!D1384)","v":""}]
[null,null,null,14,{"$f":"$C1403&D1420","v":"SA Spare14"},null,{"$f":"IF(CommentaryInput!D1385=\"\",\"\",CommentaryInput!D1385)","v":""}]
[null,null,null,15,{"$f":"$C1403&D1421","v":"SA Spare15"},null,{"$f":"IF(CommentaryInput!D1386=\"\",\"\",CommentaryInput!D1386)","v":""}]
[null,null,null,16,{"$f":"$C1403&D1422","v":"SA Spare16"},null,{"$f":"IF(CommentaryInput!D1387=\"\",\"\",CommentaryInput!D1387)","v":""}]
[null,null,null,17,{"$f":"$C1403&D1423","v":"SA Spare17"},null,{"$f":"IF(CommentaryInput!D1388=\"\",\"\",CommentaryInput!D1388)","v":""}]
[null,null,null,null,null,null,{"$f":"IF(CommentaryInput!D1389=\"\",\"\",CommentaryInput!D1389)","v":"Other"}]
[null,null,null,18,{"$f":"$C1403&D1425","v":"SA Spare18"},null,{"$f":"IF(CommentaryInput!D1390=\"\",\"\",CommentaryInput!D1390)","v":""}]
[null,null,null,19,{"$f":"$C1403&D1426","v":"SA Spare19"},null,{"$f":"IF(CommentaryInput!D1391=\"\",\"\",CommentaryInput!D1391)","v":""}]
[null,null,null,20,{"$f":"$C1403&D1427","v":"SA Spare20"},null,{"$f":"IF(CommentaryInput!D1392=\"\",\"\",CommentaryInput!D1392)","v":""}]
[null,null,null,21,{"$f":"$C1403&D1428","v":"SA Spare21"},null,{"$f":"IF(CommentaryInput!D1393=\"\",\"\",CommentaryInput!D1393)","v":""}]
[null,null,null,22,{"$f":"$C1403&D1429","v":"SA Spare22"},null,{"$f":"IF(CommentaryInput!D1394=\"\",\"\",CommentaryInput!D1394)","v":""}]
[null,null,null,23,{"$f":"$C1403&D1430","v":"SA Spare23"},null,{"$f":"IF(CommentaryInput!D1395=\"\",\"\",CommentaryInput!D1395)","v":""}]
[null,null,null,24,{"$f":"$C1403&D1431","v":"SA Spare24"},null,{"$f":"IF(CommentaryInput!D1396=\"\",\"\",CommentaryInput!D1396)","v":""}]
[null,null,null,25,{"$f":"$C1403&D1432","v":"SA Spare25"},null,{"$f":"IF(CommentaryInput!D1397=\"\",\"\",CommentaryInput!D1397)","v":""}]
[null,null,null,null,null,null,""]
[null,null,"SA Spare"]
[null,null,null,null,null,null,""]
[null,null,null,null,null,null,{"$f":"IF(CommentaryInput!D1401=\"\",\"\",CommentaryInput!D1401)","v":"MAIN SECTORS"}]
[null,null,null,1,{"$f":"$C1434&D1437","v":"SA Spare1"},null,{"$f":"IF(CommentaryInput!D1402=\"\",\"\",CommentaryInput!D1402)","v":""}]
[null,null,null,2,{"$f":"$C1434&D1438","v":"SA Spare2"},null,{"$f":"IF(CommentaryInput!D1403=\"\",\"\",CommentaryInput!D1403)","v":""}]
[null,null,null,3,{"$f":"$C1434&D1439","v":"SA Spare3"},null,{"$f":"IF(CommentaryInput!D1404=\"\",\"\",CommentaryInput!D1404)","v":""}]
[null,null,null,4,{"$f":"$C1434&D1440","v":"SA Spare4"},null,{"$f":"IF(CommentaryInput!D1405=\"\",\"\",CommentaryInput!D1405)","v":""}]
[null,null,null,5,{"$f":"$C1434&D1441","v":"SA Spare5"},null,{"$f":"IF(CommentaryInput!D1406=\"\",\"\",CommentaryInput!D1406)","v":""}]
[null,null,null,null,null,null,{"$f":"IF(CommentaryInput!D1407=\"\",\"\",CommentaryInput!D1407)","v":"MEDIUM SCENARIO"}]
[null,null,null,null,null,null,{"$f":"IF(CommentaryInput!D1408=\"\",\"\",CommentaryInput!D1408)","v":"Summer"}]
[null,null,null,8,{"$f":"$C1434&D1444","v":"SA Spare8"},null,{"$f":"IF(CommentaryInput!D1409=\"\",\"\",CommentaryInput!D1409)","v":""}]
[null,null,null,9,{"$f":"$C1434&D1445","v":"SA Spare9"},null,{"$f":"IF(CommentaryInput!D1410=\"\",\"\",CommentaryInput!D1410)","v":""}]
[null,null,null,10,{"$f":"$C1434&D1446","v":"SA Spare10"},null,{"$f":"IF(CommentaryInput!D1411=\"\",\"\",CommentaryInput!D1411)","v":""}]
[null,null,null,11,{"$f":"$C1434&D1447","v":"SA Spare11"},null,{"$f":"IF(CommentaryInput!D1412=\"\",\"\",CommentaryInput!D1412)","v":""}]
[null,null,null,12,{"$f":"$C1434&D1448","v":"SA Spare12"},null,{"$f":"IF(CommentaryInput!D1413=\"\",\"\",CommentaryInput!D1413)","v":""}]
[null,null,null,null,null,null,{"$f":"IF(CommentaryInput!D1414=\"\",\"\",CommentaryInput!D1414)","v":"Winter"}]
[null,null,null,13,{"$f":"$C1434&D1450","v":"SA Spare13"},null,{"$f":"IF(CommentaryInput!D1415=\"\",\"\",CommentaryInput!D1415)","v":""}]
[null,null,null,14,{"$f":"$C1434&D1451","v":"SA Spare14"},null,{"$f":"IF(CommentaryInput!D1416=\"\",\"\",CommentaryInput!D1416)","v":""}]
[null,null,null,15,{"$f":"$C1434&D1452","v":"SA Spare15"},null,{"$f":"IF(CommentaryInput!D1417=\"\",\"\",CommentaryInput!D1417)","v":""}]
[null,null,null,16,{"$f":"$C1434&D1453","v":"SA Spare16"},null,{"$f":"IF(CommentaryInput!D1418=\"\",\"\",CommentaryInput!D1418)","v":""}]
[null,null,null,17,{"$f":"$C1434&D1454","v":"SA Spare17"},null,{"$f":"IF(CommentaryInput!D1419=\"\",\"\",CommentaryInput!D1419)","v":""}]
[null,null,null,null,null,null,{"$f":"IF(CommentaryInput!D1420=\"\",\"\",CommentaryInput!D1420)","v":"Other"}]
[null,null,null,18,{"$f":"$C1434&D1456","v":"SA Spare18"},null,{"$f":"IF(CommentaryInput!D1421=\"\",\"\",CommentaryInput!D1421)","v":""}]
[null,null,null,19,{"$f":"$C1434&D1457","v":"SA Spare19"},null,{"$f":"IF(CommentaryInput!D1422=\"\",\"\",CommentaryInput!D1422)","v":""}]
[null,null,null,20,{"$f":"$C1434&D1458","v":"SA Spare20"},null,{"$f":"IF(CommentaryInput!D1423=\"\",\"\",CommentaryInput!D1423)","v":""}]
[null,null,null,21,{"$f":"$C1434&D1459","v":"SA Spare21"},null,{"$f":"IF(CommentaryInput!D1424=\"\",\"\",CommentaryInput!D1424)","v":""}]
[null,null,null,22,{"$f":"$C1434&D1460","v":"SA Spare22"},null,{"$f":"IF(CommentaryInput!D1425=\"\",\"\",CommentaryInput!D1425)","v":""}]
[null,null,null,23,{"$f":"$C1434&D1461","v":"SA Spare23"},null,{"$f":"IF(CommentaryInput!D1426=\"\",\"\",CommentaryInput!D1426)","v":""}]
[null,null,null,24,{"$f":"$C1434&D1462","v":"SA Spare24"},null,{"$f":"IF(CommentaryInput!D1427=\"\",\"\",CommentaryInput!D1427)","v":""}]
[null,null,null,25,{"$f":"$C1434&D1463","v":"SA Spare25"},null,{"$f":"IF(CommentaryInput!D1428=\"\",\"\",CommentaryInput!D1428)","v":""}]
[null,null,null,null,null,null,""]
[null,null,"SA Spare"]
[null,null,null,null,null,null,""]
[null,null,null,null,null,null,{"$f":"IF(CommentaryInput!D1432=\"\",\"\",CommentaryInput!D1432)","v":"MAIN SECTORS"}]
[null,null,null,1,{"$f":"$C1465&D1468","v":"SA Spare1"},null,{"$f":"IF(CommentaryInput!D1433=\"\",\"\",CommentaryInput!D1433)","v":""}]
[null,null,null,2,{"$f":"$C1465&D1469","v":"SA Spare2"},null,{"$f":"IF(CommentaryInput!D1434=\"\",\"\",CommentaryInput!D1434)","v":""}]
[null,null,null,3,{"$f":"$C1465&D1470","v":"SA Spare3"},null,{"$f":"IF(CommentaryInput!D1435=\"\",\"\",CommentaryInput!D1435)","v":""}]
[null,null,null,4,{"$f":"$C1465&D1471","v":"SA Spare4"},null,{"$f":"IF(CommentaryInput!D1436=\"\",\"\",CommentaryInput!D1436)","v":""}]
[null,null,null,5,{"$f":"$C1465&D1472","v":"SA Spare5"},null,{"$f":"IF(CommentaryInput!D1437=\"\",\"\",CommentaryInput!D1437)","v":""}]
[null,null,null,null,null,null,{"$f":"IF(CommentaryInput!D1438=\"\",\"\",CommentaryInput!D1438)","v":"MEDIUM SCENARIO"}]
[null,null,null,null,null,null,{"$f":"IF(CommentaryInput!D1439=\"\",\"\",CommentaryInput!D1439)","v":"Summer"}]
[null,null,null,8,{"$f":"$C1465&D1475","v":"SA Spare8"},null,{"$f":"IF(CommentaryInput!D1440=\"\",\"\",CommentaryInput!D1440)","v":""}]
[null,null,null,9,{"$f":"$C1465&D1476","v":"SA Spare9"},null,{"$f":"IF(CommentaryInput!D1441=\"\",\"\",CommentaryInput!D1441)","v":""}]
[null,null,null,10,{"$f":"$C1465&D1477","v":"SA Spare10"},null,{"$f":"IF(CommentaryInput!D1442=\"\",\"\",CommentaryInput!D1442)","v":""}]
[null,null,null,11,{"$f":"$C1465&D1478","v":"SA Spare11"},null,{"$f":"IF(CommentaryInput!D1443=\"\",\"\",CommentaryInput!D1443)","v":""}]
[null,null,null,12,{"$f":"$C1465&D1479","v":"SA Spare12"},null,{"$f":"IF(CommentaryInput!D1444=\"\",\"\",CommentaryInput!D1444)","v":""}]
[null,null,null,null,null,null,{"$f":"IF(CommentaryInput!D1445=\"\",\"\",CommentaryInput!D1445)","v":"Winter"}]
[null,null,null,13,{"$f":"$C1465&D1481","v":"SA Spare13"},null,{"$f":"IF(CommentaryInput!D1446=\"\",\"\",CommentaryInput!D1446)","v":""}]
[null,null,null,14,{"$f":"$C1465&D1482","v":"SA Spare14"},null,{"$f":"IF(CommentaryInput!D1447=\"\",\"\",CommentaryInput!D1447)","v":""}]
[null,null,null,15,{"$f":"$C1465&D1483","v":"SA Spare15"},null,{"$f":"IF(CommentaryInput!D1448=\"\",\"\",CommentaryInput!D1448)","v":""}]
[null,null,null,16,{"$f":"$C1465&D1484","v":"SA Spare16"},null,{"$f":"IF(CommentaryInput!D1449=\"\",\"\",CommentaryInput!D1449)","v":""}]
[null,null,null,17,{"$f":"$C1465&D1485","v":"SA Spare17"},null,{"$f":"IF(CommentaryInput!D1450=\"\",\"\",CommentaryInput!D1450)","v":""}]
[null,null,null,null,null,null,{"$f":"IF(CommentaryInput!D1451=\"\",\"\",CommentaryInput!D1451)","v":"Other"}]
[null,null,null,18,{"$f":"$C1465&D1487","v":"SA Spare18"},null,{"$f":"IF(CommentaryInput!D1452=\"\",\"\",CommentaryInput!D1452)","v":""}]
[null,null,null,19,{"$f":"$C1465&D1488","v":"SA Spare19"},null,{"$f":"IF(CommentaryInput!D1453=\"\",\"\",CommentaryInput!D1453)","v":""}]
[null,null,null,20,{"$f":"$C1465&D1489","v":"SA Spare20"},null,{"$f":"IF(CommentaryInput!D1454=\"\",\"\",CommentaryInput!D1454)","v":""}]
[null,null,null,21,{"$f":"$C1465&D1490","v":"SA Spare21"},null,{"$f":"IF(CommentaryInput!D1455=\"\",\"\",CommentaryInput!D1455)","v":""}]
[null,null,null,22,{"$f":"$C1465&D1491","v":"SA Spare22"},null,{"$f":"IF(CommentaryInput!D1456=\"\",\"\",CommentaryInput!D1456)","v":""}]
[null,null,null,23,{"$f":"$C1465&D1492","v":"SA Spare23"},null,{"$f":"IF(CommentaryInput!D1457=\"\",\"\",CommentaryInput!D1457)","v":""}]
[null,null,null,24,{"$f":"$C1465&D1493","v":"SA Spare24"},null,{"$f":"IF(CommentaryInput!D1458=\"\",\"\",CommentaryInput!D1458)","v":""}]
[null,null,null,25,{"$f":"$C1465&D1494","v":"SA Spare25"},null,{"$f":"IF(CommentaryInput!D1459=\"\",\"\",CommentaryInput!D1459)","v":""}]
[null,null,null,null,null,null,""]
[null,null,"SA Spare"]
[null,null,null,null,null,null,""]
[null,null,null,null,null,null,{"$f":"IF(CommentaryInput!D1463=\"\",\"\",CommentaryInput!D1463)","v":"MAIN SECTORS"}]
[null,null,null,1,{"$f":"$C1496&D1499","v":"SA Spare1"},null,{"$f":"IF(CommentaryInput!D1464=\"\",\"\",CommentaryInput!D1464)","v":""}]
[null,null,null,2,{"$f":"$C1496&D1500","v":"SA Spare2"},null,{"$f":"IF(CommentaryInput!D1465=\"\",\"\",CommentaryInput!D1465)","v":""}]
[null,null,null,3,{"$f":"$C1496&D1501","v":"SA Spare3"},null,{"$f":"IF(CommentaryInput!D1466=\"\",\"\",CommentaryInput!D1466)","v":""}]
[null,null,null,4,{"$f":"$C1496&D1502","v":"SA Spare4"},null,{"$f":"IF(CommentaryInput!D1467=\"\",\"\",CommentaryInput!D1467)","v":""}]
[null,null,null,5,{"$f":"$C1496&D1503","v":"SA Spare5"},null,{"$f":"IF(CommentaryInput!D1468=\"\",\"\",CommentaryInput!D1468)","v":""}]
[null,null,null,null,null,null,{"$f":"IF(CommentaryInput!D1469=\"\",\"\",CommentaryInput!D1469)","v":"MEDIUM SCENARIO"}]
[null,null,null,null,null,null,{"$f":"IF(CommentaryInput!D1470=\"\",\"\",CommentaryInput!D1470)","v":"Summer"}]
[null,null,null,8,{"$f":"$C1496&D1506","v":"SA Spare8"},null,{"$f":"IF(CommentaryInput!D1471=\"\",\"\",CommentaryInput!D1471)","v":""}]
[null,null,null,9,{"$f":"$C1496&D1507","v":"SA Spare9"},null,{"$f":"IF(CommentaryInput!D1472=\"\",\"\",CommentaryInput!D1472)","v":""}]
[null,null,null,10,{"$f":"$C1496&D1508","v":"SA Spare10"},null,{"$f":"IF(CommentaryInput!D1473=\"\",\"\",CommentaryInput!D1473)","v":""}]
[null,null,null,11,{"$f":"$C1496&D1509","v":"SA Spare11"},null,{"$f":"IF(CommentaryInput!D1474=\"\",\"\",CommentaryInput!D1474)","v":""}]
[null,null,null,12,{"$f":"$C1496&D1510","v":"SA Spare12"},null,{"$f":"IF(CommentaryInput!D1475=\"\",\"\",CommentaryInput!D1475)","v":""}]
[null,null,null,null,null,null,{"$f":"IF(CommentaryInput!D1476=\"\",\"\",CommentaryInput!D1476)","v":"Winter"}]
[null,null,null,13,{"$f":"$C1496&D1512","v":"SA Spare13"},null,{"$f":"IF(CommentaryInput!D1477=\"\",\"\",CommentaryInput!D1477)","v":""}]
[null,null,null,14,{"$f":"$C1496&D1513","v":"SA Spare14"},null,{"$f":"IF(CommentaryInput!D1478=\"\",\"\",CommentaryInput!D1478)","v":""}]
[null,null,null,15,{"$f":"$C1496&D1514","v":"SA Spare15"},null,{"$f":"IF(CommentaryInput!D1479=\"\",\"\",CommentaryInput!D1479)","v":""}]
[null,null,null,16,{"$f":"$C1496&D1515","v":"SA Spare16"},null,{"$f":"IF(CommentaryInput!D1480=\"\",\"\",CommentaryInput!D1480)","v":""}]
[null,null,null,17,{"$f":"$C1496&D1516","v":"SA Spare17"},null,{"$f":"IF(CommentaryInput!D1481=\"\",\"\",CommentaryInput!D1481)","v":""}]
[null,null,null,null,null,null,{"$f":"IF(CommentaryInput!D1482=\"\",\"\",CommentaryInput!D1482)","v":"Other"}]
[null,null,null,18,{"$f":"$C1496&D1518","v":"SA Spare18"},null,{"$f":"IF(CommentaryInput!D1483=\"\",\"\",CommentaryInput!D1483)","v":""}]
[null,null,null,19,{"$f":"$C1496&D1519","v":"SA Spare19"},null,{"$f":"IF(CommentaryInput!D1484=\"\",\"\",CommentaryInput!D1484)","v":""}]
[null,null,null,20,{"$f":"$C1496&D1520","v":"SA Spare20"},null,{"$f":"IF(CommentaryInput!D1485=\"\",\"\",CommentaryInput!D1485)","v":""}]
[null,null,null,21,{"$f":"$C1496&D1521","v":"SA Spare21"},null,{"$f":"IF(CommentaryInput!D1486=\"\",\"\",CommentaryInput!D1486)","v":""}]
[null,null,null,22,{"$f":"$C1496&D1522","v":"SA Spare22"},null,{"$f":"IF(CommentaryInput!D1487=\"\",\"\",CommentaryInput!D1487)","v":""}]
[null,null,null,23,{"$f":"$C1496&D1523","v":"SA Spare23"},null,{"$f":"IF(CommentaryInput!D1488=\"\",\"\",CommentaryInput!D1488)","v":""}]
[null,null,null,24,{"$f":"$C1496&D1524","v":"SA Spare24"},null,{"$f":"IF(CommentaryInput!D1489=\"\",\"\",CommentaryInput!D1489)","v":""}]
[null,null,null,25,{"$f":"$C1496&D1525","v":"SA Spare25"},null,{"$f":"IF(CommentaryInput!D1490=\"\",\"\",CommentaryInput!D1490)","v":""}]
[null,null,null,null,null,null,""]
[null,null,"SA Spare"]
[null,null,null,null,null,null,""]
[null,null,null,null,null,null,{"$f":"IF(CommentaryInput!D1494=\"\",\"\",CommentaryInput!D1494)","v":"MAIN SECTORS"}]
[null,null,null,1,{"$f":"$C1527&D1530","v":"SA Spare1"},null,{"$f":"IF(CommentaryInput!D1495=\"\",\"\",CommentaryInput!D1495)","v":""}]
[null,null,null,2,{"$f":"$C1527&D1531","v":"SA Spare2"},null,{"$f":"IF(CommentaryInput!D1496=\"\",\"\",CommentaryInput!D1496)","v":""}]
[null,null,null,3,{"$f":"$C1527&D1532","v":"SA Spare3"},null,{"$f":"IF(CommentaryInput!D1497=\"\",\"\",CommentaryInput!D1497)","v":""}]
[null,null,null,4,{"$f":"$C1527&D1533","v":"SA Spare4"},null,{"$f":"IF(CommentaryInput!D1498=\"\",\"\",CommentaryInput!D1498)","v":""}]
[null,null,null,5,{"$f":"$C1527&D1534","v":"SA Spare5"},null,{"$f":"IF(CommentaryInput!D1499=\"\",\"\",CommentaryInput!D1499)","v":""}]
[null,null,null,null,null,null,{"$f":"IF(CommentaryInput!D1500=\"\",\"\",CommentaryInput!D1500)","v":"MEDIUM SCENARIO"}]
[null,null,null,null,null,null,{"$f":"IF(CommentaryInput!D1501=\"\",\"\",CommentaryInput!D1501)","v":"Summer"}]
[null,null,null,8,{"$f":"$C1527&D1537","v":"SA Spare8"},null,{"$f":"IF(CommentaryInput!D1502=\"\",\"\",CommentaryInput!D1502)","v":""}]
[null,null,null,9,{"$f":"$C1527&D1538","v":"SA Spare9"},null,{"$f":"IF(CommentaryInput!D1503=\"\",\"\",CommentaryInput!D1503)","v":""}]
[null,null,null,10,{"$f":"$C1527&D1539","v":"SA Spare10"},null,{"$f":"IF(CommentaryInput!D1504=\"\",\"\",CommentaryInput!D1504)","v":""}]
[null,null,null,11,{"$f":"$C1527&D1540","v":"SA Spare11"},null,{"$f":"IF(CommentaryInput!D1505=\"\",\"\",CommentaryInput!D1505)","v":""}]
[null,null,null,12,{"$f":"$C1527&D1541","v":"SA Spare12"},null,{"$f":"IF(CommentaryInput!D1506=\"\",\"\",CommentaryInput!D1506)","v":""}]
[null,null,null,null,null,null,{"$f":"IF(CommentaryInput!D1507=\"\",\"\",CommentaryInput!D1507)","v":"Winter"}]
[null,null,null,13,{"$f":"$C1527&D1543","v":"SA Spare13"},null,{"$f":"IF(CommentaryInput!D1508=\"\",\"\",CommentaryInput!D1508)","v":""}]
[null,null,null,14,{"$f":"$C1527&D1544","v":"SA Spare14"},null,{"$f":"IF(CommentaryInput!D1509=\"\",\"\",CommentaryInput!D1509)","v":""}]
[null,null,null,15,{"$f":"$C1527&D1545","v":"SA Spare15"},null,{"$f":"IF(CommentaryInput!D1510=\"\",\"\",CommentaryInput!D1510)","v":""}]
[null,null,null,16,{"$f":"$C1527&D1546","v":"SA Spare16"},null,{"$f":"IF(CommentaryInput!D1511=\"\",\"\",CommentaryInput!D1511)","v":""}]
[null,null,null,17,{"$f":"$C1527&D1547","v":"SA Spare17"},null,{"$f":"IF(CommentaryInput!D1512=\"\",\"\",CommentaryInput!D1512)","v":""}]
[null,null,null,null,null,null,{"$f":"IF(CommentaryInput!D1513=\"\",\"\",CommentaryInput!D1513)","v":"Other"}]
[null,null,null,18,{"$f":"$C1527&D1549","v":"SA Spare18"},null,{"$f":"IF(CommentaryInput!D1514=\"\",\"\",CommentaryInput!D1514)","v":""}]
[null,null,null,19,{"$f":"$C1527&D1550","v":"SA Spare19"},null,{"$f":"IF(CommentaryInput!D1515=\"\",\"\",CommentaryInput!D1515)","v":""}]
[null,null,null,20,{"$f":"$C1527&D1551","v":"SA Spare20"},null,{"$f":"IF(CommentaryInput!D1516=\"\",\"\",CommentaryInput!D1516)","v":""}]
[null,null,null,21,{"$f":"$C1527&D1552","v":"SA Spare21"},null,{"$f":"IF(CommentaryInput!D1517=\"\",\"\",CommentaryInput!D1517)","v":""}]
[null,null,null,22,{"$f":"$C1527&D1553","v":"SA Spare22"},null,{"$f":"IF(CommentaryInput!D1518=\"\",\"\",CommentaryInput!D1518)","v":""}]
[null,null,null,23,{"$f":"$C1527&D1554","v":"SA Spare23"},null,{"$f":"IF(CommentaryInput!D1519=\"\",\"\",CommentaryInput!D1519)","v":""}]
[null,null,null,24,{"$f":"$C1527&D1555","v":"SA Spare24"},null,{"$f":"IF(CommentaryInput!D1520=\"\",\"\",CommentaryInput!D1520)","v":""}]
[null,null,null,25,{"$f":"$C1527&D1556","v":"SA Spare25"},null,{"$f":"IF(CommentaryInput!D1521=\"\",\"\",CommentaryInput!D1521)","v":""}]
[null,null,null,null,null,null,""]
[null,null,"SA Spare"]
[null,null,null,null,null,null,""]
[null,null,null,null,null,null,{"$f":"IF(CommentaryInput!D1525=\"\",\"\",CommentaryInput!D1525)","v":"MAIN SECTORS"}]
[null,null,null,1,{"$f":"$C1558&D1561","v":"SA Spare1"},null,{"$f":"IF(CommentaryInput!D1526=\"\",\"\",CommentaryInput!D1526)","v":""}]
[null,null,null,2,{"$f":"$C1558&D1562","v":"SA Spare2"},null,{"$f":"IF(CommentaryInput!D1527=\"\",\"\",CommentaryInput!D1527)","v":""}]
[null,null,null,3,{"$f":"$C1558&D1563","v":"SA Spare3"},null,{"$f":"IF(CommentaryInput!D1528=\"\",\"\",CommentaryInput!D1528)","v":""}]
[null,null,null,4,{"$f":"$C1558&D1564","v":"SA Spare4"},null,{"$f":"IF(CommentaryInput!D1529=\"\",\"\",CommentaryInput!D1529)","v":""}]
[null,null,null,5,{"$f":"$C1558&D1565","v":"SA Spare5"},null,{"$f":"IF(CommentaryInput!D1530=\"\",\"\",CommentaryInput!D1530)","v":""}]
[null,null,null,null,null,null,{"$f":"IF(CommentaryInput!D1531=\"\",\"\",CommentaryInput!D1531)","v":"MEDIUM SCENARIO"}]
[null,null,null,null,null,null,{"$f":"IF(CommentaryInput!D1532=\"\",\"\",CommentaryInput!D1532)","v":"Summer"}]
[null,null,null,8,{"$f":"$C1558&D1568","v":"SA Spare8"},null,{"$f":"IF(CommentaryInput!D1533=\"\",\"\",CommentaryInput!D1533)","v":""}]
[null,null,null,9,{"$f":"$C1558&D1569","v":"SA Spare9"},null,{"$f":"IF(CommentaryInput!D1534=\"\",\"\",CommentaryInput!D1534)","v":""}]
[null,null,null,10,{"$f":"$C1558&D1570","v":"SA Spare10"},null,{"$f":"IF(CommentaryInput!D1535=\"\",\"\",CommentaryInput!D1535)","v":""}]
[null,null,null,11,{"$f":"$C1558&D1571","v":"SA Spare11"},null,{"$f":"IF(CommentaryInput!D1536=\"\",\"\",CommentaryInput!D1536)","v":""}]
[null,null,null,12,{"$f":"$C1558&D1572","v":"SA Spare12"},null,{"$f":"IF(CommentaryInput!D1537=\"\",\"\",CommentaryInput!D1537)","v":""}]
[null,null,null,null,null,null,{"$f":"IF(CommentaryInput!D1538=\"\",\"\",CommentaryInput!D1538)","v":"Winter"}]
[null,null,null,13,{"$f":"$C1558&D1574","v":"SA Spare13"},null,{"$f":"IF(CommentaryInput!D1539=\"\",\"\",CommentaryInput!D1539)","v":""}]
[null,null,null,14,{"$f":"$C1558&D1575","v":"SA Spare14"},null,{"$f":"IF(CommentaryInput!D1540=\"\",\"\",CommentaryInput!D1540)","v":""}]
[null,null,null,15,{"$f":"$C1558&D1576","v":"SA Spare15"},null,{"$f":"IF(CommentaryInput!D1541=\"\",\"\",CommentaryInput!D1541)","v":""}]
[null,null,null,16,{"$f":"$C1558&D1577","v":"SA Spare16"},null,{"$f":"IF(CommentaryInput!D1542=\"\",\"\",CommentaryInput!D1542)","v":""}]
[null,null,null,17,{"$f":"$C1558&D1578","v":"SA Spare17"},null,{"$f":"IF(CommentaryInput!D1543=\"\",\"\",CommentaryInput!D1543)","v":""}]
[null,null,null,null,null,null,{"$f":"IF(CommentaryInput!D1544=\"\",\"\",CommentaryInput!D1544)","v":"Other"}]
[null,null,null,18,{"$f":"$C1558&D1580","v":"SA Spare18"},null,{"$f":"IF(CommentaryInput!D1545=\"\",\"\",CommentaryInput!D1545)","v":""}]
[null,null,null,19,{"$f":"$C1558&D1581","v":"SA Spare19"},null,{"$f":"IF(CommentaryInput!D1546=\"\",\"\",CommentaryInput!D1546)","v":""}]
[null,null,null,20,{"$f":"$C1558&D1582","v":"SA Spare20"},null,{"$f":"IF(CommentaryInput!D1547=\"\",\"\",CommentaryInput!D1547)","v":""}]
[null,null,null,21,{"$f":"$C1558&D1583","v":"SA Spare21"},null,{"$f":"IF(CommentaryInput!D1548=\"\",\"\",CommentaryInput!D1548)","v":""}]
[null,null,null,22,{"$f":"$C1558&D1584","v":"SA Spare22"},null,{"$f":"IF(CommentaryInput!D1549=\"\",\"\",CommentaryInput!D1549)","v":""}]
[null,null,null,23,{"$f":"$C1558&D1585","v":"SA Spare23"},null,{"$f":"IF(CommentaryInput!D1550=\"\",\"\",CommentaryInput!D1550)","v":""}]
[null,null,null,24,{"$f":"$C1558&D1586","v":"SA Spare24"},null,{"$f":"IF(CommentaryInput!D1551=\"\",\"\",CommentaryInput!D1551)","v":""}]
[null,null,null,25,{"$f":"$C1558&D1587","v":"SA Spare25"},null,{"$f":"IF(CommentaryInput!D1552=\"\",\"\",CommentaryInput!D1552)","v":""}]
[null,null,null,null,null,null,""]
[null,null,"SA Spare"]
[null,null,null,null,null,null,""]
[null,null,null,null,null,null,{"$f":"IF(CommentaryInput!D1556=\"\",\"\",CommentaryInput!D1556)","v":"MAIN SECTORS"}]
[null,null,null,1,{"$f":"$C1589&D1592","v":"SA Spare1"},null,{"$f":"IF(CommentaryInput!D1557=\"\",\"\",CommentaryInput!D1557)","v":""}]
[null,null,null,2,{"$f":"$C1589&D1593","v":"SA Spare2"},null,{"$f":"IF(CommentaryInput!D1558=\"\",\"\",CommentaryInput!D1558)","v":""}]
[null,null,null,3,{"$f":"$C1589&D1594","v":"SA Spare3"},null,{"$f":"IF(CommentaryInput!D1559=\"\",\"\",CommentaryInput!D1559)","v":""}]
[null,null,null,4,{"$f":"$C1589&D1595","v":"SA Spare4"},null,{"$f":"IF(CommentaryInput!D1560=\"\",\"\",CommentaryInput!D1560)","v":""}]
[null,null,null,5,{"$f":"$C1589&D1596","v":"SA Spare5"},null,{"$f":"IF(CommentaryInput!D1561=\"\",\"\",CommentaryInput!D1561)","v":""}]
[null,null,null,null,null,null,{"$f":"IF(CommentaryInput!D1562=\"\",\"\",CommentaryInput!D1562)","v":"MEDIUM SCENARIO"}]
[null,null,null,null,null,null,{"$f":"IF(CommentaryInput!D1563=\"\",\"\",CommentaryInput!D1563)","v":"Summer"}]
[null,null,null,8,{"$f":"$C1589&D1599","v":"SA Spare8"},null,{"$f":"IF(CommentaryInput!D1564=\"\",\"\",CommentaryInput!D1564)","v":""}]
[null,null,null,9,{"$f":"$C1589&D1600","v":"SA Spare9"},null,{"$f":"IF(CommentaryInput!D1565=\"\",\"\",CommentaryInput!D1565)","v":""}]
[null,null,null,10,{"$f":"$C1589&D1601","v":"SA Spare10"},null,{"$f":"IF(CommentaryInput!D1566=\"\",\"\",CommentaryInput!D1566)","v":""}]
[null,null,null,11,{"$f":"$C1589&D1602","v":"SA Spare11"},null,{"$f":"IF(CommentaryInput!D1567=\"\",\"\",CommentaryInput!D1567)","v":""}]
[null,null,null,12,{"$f":"$C1589&D1603","v":"SA Spare12"},null,{"$f":"IF(CommentaryInput!D1568=\"\",\"\",CommentaryInput!D1568)","v":""}]
[null,null,null,null,null,null,{"$f":"IF(CommentaryInput!D1569=\"\",\"\",CommentaryInput!D1569)","v":"Winter"}]
[null,null,null,13,{"$f":"$C1589&D1605","v":"SA Spare13"},null,{"$f":"IF(CommentaryInput!D1570=\"\",\"\",CommentaryInput!D1570)","v":""}]
[null,null,null,14,{"$f":"$C1589&D1606","v":"SA Spare14"},null,{"$f":"IF(CommentaryInput!D1571=\"\",\"\",CommentaryInput!D1571)","v":""}]
[null,null,null,15,{"$f":"$C1589&D1607","v":"SA Spare15"},null,{"$f":"IF(CommentaryInput!D1572=\"\",\"\",CommentaryInput!D1572)","v":""}]
[null,null,null,16,{"$f":"$C1589&D1608","v":"SA Spare16"},null,{"$f":"IF(CommentaryInput!D1573=\"\",\"\",CommentaryInput!D1573)","v":""}]
[null,null,null,17,{"$f":"$C1589&D1609","v":"SA Spare17"},null,{"$f":"IF(CommentaryInput!D1574=\"\",\"\",CommentaryInput!D1574)","v":""}]
[null,null,null,null,null,null,{"$f":"IF(CommentaryInput!D1575=\"\",\"\",CommentaryInput!D1575)","v":"Other"}]
[null,null,null,18,{"$f":"$C1589&D1611","v":"SA Spare18"},null,{"$f":"IF(CommentaryInput!D1576=\"\",\"\",CommentaryInput!D1576)","v":""}]
[null,null,null,19,{"$f":"$C1589&D1612","v":"SA Spare19"},null,{"$f":"IF(CommentaryInput!D1577=\"\",\"\",CommentaryInput!D1577)","v":""}]
[null,null,null,20,{"$f":"$C1589&D1613","v":"SA Spare20"},null,{"$f":"IF(CommentaryInput!D1578=\"\",\"\",CommentaryInput!D1578)","v":""}]
[null,null,null,21,{"$f":"$C1589&D1614","v":"SA Spare21"},null,{"$f":"IF(CommentaryInput!D1579=\"\",\"\",CommentaryInput!D1579)","v":""}]
[null,null,null,22,{"$f":"$C1589&D1615","v":"SA Spare22"},null,{"$f":"IF(CommentaryInput!D1580=\"\",\"\",CommentaryInput!D1580)","v":""}]
[null,null,null,23,{"$f":"$C1589&D1616","v":"SA Spare23"},null,{"$f":"IF(CommentaryInput!D1581=\"\",\"\",CommentaryInput!D1581)","v":""}]
[null,null,null,24,{"$f":"$C1589&D1617","v":"SA Spare24"},null,{"$f":"IF(CommentaryInput!D1582=\"\",\"\",CommentaryInput!D1582)","v":""}]
[null,null,null,25,{"$f":"$C1589&D1618","v":"SA Spare25"},null,{"$f":"IF(CommentaryInput!D1583=\"\",\"\",CommentaryInput!D1583)","v":""}]
[null,null,null,null,null,null,""]
[null,null,"SA Spare"]
[null,null,null,null,null,null,""]
[null,null,null,null,null,null,{"$f":"IF(CommentaryInput!D1587=\"\",\"\",CommentaryInput!D1587)","v":"MAIN SECTORS"}]
[null,null,null,1,{"$f":"$C1620&D1623","v":"SA Spare1"},null,{"$f":"IF(CommentaryInput!D1588=\"\",\"\",CommentaryInput!D1588)","v":""}]
[null,null,null,2,{"$f":"$C1620&D1624","v":"SA Spare2"},null,{"$f":"IF(CommentaryInput!D1589=\"\",\"\",CommentaryInput!D1589)","v":""}]
[null,null,null,3,{"$f":"$C1620&D1625","v":"SA Spare3"},null,{"$f":"IF(CommentaryInput!D1590=\"\",\"\",CommentaryInput!D1590)","v":""}]
[null,null,null,4,{"$f":"$C1620&D1626","v":"SA Spare4"},null,{"$f":"IF(CommentaryInput!D1591=\"\",\"\",CommentaryInput!D1591)","v":""}]
[null,null,null,5,{"$f":"$C1620&D1627","v":"SA Spare5"},null,{"$f":"IF(CommentaryInput!D1592=\"\",\"\",CommentaryInput!D1592)","v":""}]
[null,null,null,null,null,null,{"$f":"IF(CommentaryInput!D1593=\"\",\"\",CommentaryInput!D1593)","v":"MEDIUM SCENARIO"}]
[null,null,null,null,null,null,{"$f":"IF(CommentaryInput!D1594=\"\",\"\",CommentaryInput!D1594)","v":"Summer"}]
[null,null,null,8,{"$f":"$C1620&D1630","v":"SA Spare8"},null,{"$f":"IF(CommentaryInput!D1595=\"\",\"\",CommentaryInput!D1595)","v":""}]
[null,null,null,9,{"$f":"$C1620&D1631","v":"SA Spare9"},null,{"$f":"IF(CommentaryInput!D1596=\"\",\"\",CommentaryInput!D1596)","v":""}]
[null,null,null,10,{"$f":"$C1620&D1632","v":"SA Spare10"},null,{"$f":"IF(CommentaryInput!D1597=\"\",\"\",CommentaryInput!D1597)","v":""}]
[null,null,null,11,{"$f":"$C1620&D1633","v":"SA Spare11"},null,{"$f":"IF(CommentaryInput!D1598=\"\",\"\",CommentaryInput!D1598)","v":""}]
[null,null,null,12,{"$f":"$C1620&D1634","v":"SA Spare12"},null,{"$f":"IF(CommentaryInput!D1599=\"\",\"\",CommentaryInput!D1599)","v":""}]
[null,null,null,null,null,null,{"$f":"IF(CommentaryInput!D1600=\"\",\"\",CommentaryInput!D1600)","v":"Winter"}]
[null,null,null,13,{"$f":"$C1620&D1636","v":"SA Spare13"},null,{"$f":"IF(CommentaryInput!D1601=\"\",\"\",CommentaryInput!D1601)","v":""}]
[null,null,null,14,{"$f":"$C1620&D1637","v":"SA Spare14"},null,{"$f":"IF(CommentaryInput!D1602=\"\",\"\",CommentaryInput!D1602)","v":""}]
[null,null,null,15,{"$f":"$C1620&D1638","v":"SA Spare15"},null,{"$f":"IF(CommentaryInput!D1603=\"\",\"\",CommentaryInput!D1603)","v":""}]
[null,null,null,16,{"$f":"$C1620&D1639","v":"SA Spare16"},null,{"$f":"IF(CommentaryInput!D1604=\"\",\"\",CommentaryInput!D1604)","v":""}]
[null,null,null,17,{"$f":"$C1620&D1640","v":"SA Spare17"},null,{"$f":"IF(CommentaryInput!D1605=\"\",\"\",CommentaryInput!D1605)","v":""}]
[null,null,null,null,null,null,{"$f":"IF(CommentaryInput!D1606=\"\",\"\",CommentaryInput!D1606)","v":"Other"}]
[null,null,null,18,{"$f":"$C1620&D1642","v":"SA Spare18"},null,{"$f":"IF(CommentaryInput!D1607=\"\",\"\",CommentaryInput!D1607)","v":""}]
[null,null,null,19,{"$f":"$C1620&D1643","v":"SA Spare19"},null,{"$f":"IF(CommentaryInput!D1608=\"\",\"\",CommentaryInput!D1608)","v":""}]
[null,null,null,20,{"$f":"$C1620&D1644","v":"SA Spare20"},null,{"$f":"IF(CommentaryInput!D1609=\"\",\"\",CommentaryInput!D1609)","v":""}]
[null,null,null,21,{"$f":"$C1620&D1645","v":"SA Spare21"},null,{"$f":"IF(CommentaryInput!D1610=\"\",\"\",CommentaryInput!D1610)","v":""}]
[null,null,null,22,{"$f":"$C1620&D1646","v":"SA Spare22"},null,{"$f":"IF(CommentaryInput!D1611=\"\",\"\",CommentaryInput!D1611)","v":""}]
[null,null,null,23,{"$f":"$C1620&D1647","v":"SA Spare23"},null,{"$f":"IF(CommentaryInput!D1612=\"\",\"\",CommentaryInput!D1612)","v":""}]
[null,null,null,24,{"$f":"$C1620&D1648","v":"SA Spare24"},null,{"$f":"IF(CommentaryInput!D1613=\"\",\"\",CommentaryInput!D1613)","v":""}]
[null,null,null,25,{"$f":"$C1620&D1649","v":"SA Spare25"},null,{"$f":"IF(CommentaryInput!D1614=\"\",\"\",CommentaryInput!D1614)","v":""}]
[null,null,null,null,null,null,""]
[null,null,"SA Spare"]
[null,null,null,null,null,null,""]
[null,null,null,null,null,null,{"$f":"IF(CommentaryInput!D1618=\"\",\"\",CommentaryInput!D1618)","v":"MAIN SECTORS"}]
[null,null,null,1,{"$f":"$C1651&D1654","v":"SA Spare1"},null,{"$f":"IF(CommentaryInput!D1619=\"\",\"\",CommentaryInput!D1619)","v":""}]
[null,null,null,2,{"$f":"$C1651&D1655","v":"SA Spare2"},null,{"$f":"IF(CommentaryInput!D1620=\"\",\"\",CommentaryInput!D1620)","v":""}]
[null,null,null,3,{"$f":"$C1651&D1656","v":"SA Spare3"},null,{"$f":"IF(CommentaryInput!D1621=\"\",\"\",CommentaryInput!D1621)","v":""}]
[null,null,null,4,{"$f":"$C1651&D1657","v":"SA Spare4"},null,{"$f":"IF(CommentaryInput!D1622=\"\",\"\",CommentaryInput!D1622)","v":""}]
[null,null,null,5,{"$f":"$C1651&D1658","v":"SA Spare5"},null,{"$f":"IF(CommentaryInput!D1623=\"\",\"\",CommentaryInput!D1623)","v":""}]
[null,null,null,null,null,null,{"$f":"IF(CommentaryInput!D1624=\"\",\"\",CommentaryInput!D1624)","v":"MEDIUM SCENARIO"}]
[null,null,null,null,null,null,{"$f":"IF(CommentaryInput!D1625=\"\",\"\",CommentaryInput!D1625)","v":"Summer"}]
[null,null,null,8,{"$f":"$C1651&D1661","v":"SA Spare8"},null,{"$f":"IF(CommentaryInput!D1626=\"\",\"\",CommentaryInput!D1626)","v":""}]
[null,null,null,9,{"$f":"$C1651&D1662","v":"SA Spare9"},null,{"$f":"IF(CommentaryInput!D1627=\"\",\"\",CommentaryInput!D1627)","v":""}]
[null,null,null,10,{"$f":"$C1651&D1663","v":"SA Spare10"},null,{"$f":"IF(CommentaryInput!D1628=\"\",\"\",CommentaryInput!D1628)","v":""}]
[null,null,null,11,{"$f":"$C1651&D1664","v":"SA Spare11"},null,{"$f":"IF(CommentaryInput!D1629=\"\",\"\",CommentaryInput!D1629)","v":""}]
[null,null,null,12,{"$f":"$C1651&D1665","v":"SA Spare12"},null,{"$f":"IF(CommentaryInput!D1630=\"\",\"\",CommentaryInput!D1630)","v":""}]
[null,null,null,null,null,null,{"$f":"IF(CommentaryInput!D1631=\"\",\"\",CommentaryInput!D1631)","v":"Winter"}]
[null,null,null,13,{"$f":"$C1651&D1667","v":"SA Spare13"},null,{"$f":"IF(CommentaryInput!D1632=\"\",\"\",CommentaryInput!D1632)","v":""}]
[null,null,null,14,{"$f":"$C1651&D1668","v":"SA Spare14"},null,{"$f":"IF(CommentaryInput!D1633=\"\",\"\",CommentaryInput!D1633)","v":""}]
[null,null,null,15,{"$f":"$C1651&D1669","v":"SA Spare15"},null,{"$f":"IF(CommentaryInput!D1634=\"\",\"\",CommentaryInput!D1634)","v":""}]
[null,null,null,16,{"$f":"$C1651&D1670","v":"SA Spare16"},null,{"$f":"IF(CommentaryInput!D1635=\"\",\"\",CommentaryInput!D1635)","v":""}]
[null,null,null,17,{"$f":"$C1651&D1671","v":"SA Spare17"},null,{"$f":"IF(CommentaryInput!D1636=\"\",\"\",CommentaryInput!D1636)","v":""}]
[null,null,null,null,null,null,{"$f":"IF(CommentaryInput!D1637=\"\",\"\",CommentaryInput!D1637)","v":"Other"}]
[null,null,null,18,{"$f":"$C1651&D1673","v":"SA Spare18"},null,{"$f":"IF(CommentaryInput!D1638=\"\",\"\",CommentaryInput!D1638)","v":""}]
[null,null,null,19,{"$f":"$C1651&D1674","v":"SA Spare19"},null,{"$f":"IF(CommentaryInput!D1639=\"\",\"\",CommentaryInput!D1639)","v":""}]
[null,null,null,20,{"$f":"$C1651&D1675","v":"SA Spare20"},null,{"$f":"IF(CommentaryInput!D1640=\"\",\"\",CommentaryInput!D1640)","v":""}]
[null,null,null,21,{"$f":"$C1651&D1676","v":"SA Spare21"},null,{"$f":"IF(CommentaryInput!D1641=\"\",\"\",CommentaryInput!D1641)","v":""}]
[null,null,null,22,{"$f":"$C1651&D1677","v":"SA Spare22"},null,{"$f":"IF(CommentaryInput!D1642=\"\",\"\",CommentaryInput!D1642)","v":""}]
[null,null,null,23,{"$f":"$C1651&D1678","v":"SA Spare23"},null,{"$f":"IF(CommentaryInput!D1643=\"\",\"\",CommentaryInput!D1643)","v":""}]
[null,null,null,24,{"$f":"$C1651&D1679","v":"SA Spare24"},null,{"$f":"IF(CommentaryInput!D1644=\"\",\"\",CommentaryInput!D1644)","v":""}]
[null,null,null,25,{"$f":"$C1651&D1680","v":"SA Spare25"},null,{"$f":"IF(CommentaryInput!D1645=\"\",\"\",CommentaryInput!D1645)","v":""}]
[null,null,null,null,null,null,""]
[null,null,"SA Spare"]
[null,null,null,null,null,null,""]
[null,null,null,null,null,null,{"$f":"IF(CommentaryInput!D1649=\"\",\"\",CommentaryInput!D1649)","v":"MAIN SECTORS"}]
[null,null,null,1,{"$f":"$C1682&D1685","v":"SA Spare1"},null,{"$f":"IF(CommentaryInput!D1650=\"\",\"\",CommentaryInput!D1650)","v":""}]
[null,null,null,2,{"$f":"$C1682&D1686","v":"SA Spare2"},null,{"$f":"IF(CommentaryInput!D1651=\"\",\"\",CommentaryInput!D1651)","v":""}]
[null,null,null,3,{"$f":"$C1682&D1687","v":"SA Spare3"},null,{"$f":"IF(CommentaryInput!D1652=\"\",\"\",CommentaryInput!D1652)","v":""}]
[null,null,null,4,{"$f":"$C1682&D1688","v":"SA Spare4"},null,{"$f":"IF(CommentaryInput!D1653=\"\",\"\",CommentaryInput!D1653)","v":""}]
[null,null,null,5,{"$f":"$C1682&D1689","v":"SA Spare5"},null,{"$f":"IF(CommentaryInput!D1654=\"\",\"\",CommentaryInput!D1654)","v":""}]
[null,null,null,null,null,null,{"$f":"IF(CommentaryInput!D1655=\"\",\"\",CommentaryInput!D1655)","v":"MEDIUM SCENARIO"}]
[null,null,null,null,null,null,{"$f":"IF(CommentaryInput!D1656=\"\",\"\",CommentaryInput!D1656)","v":"Summer"}]
[null,null,null,8,{"$f":"$C1682&D1692","v":"SA Spare8"},null,{"$f":"IF(CommentaryInput!D1657=\"\",\"\",CommentaryInput!D1657)","v":""}]
[null,null,null,9,{"$f":"$C1682&D1693","v":"SA Spare9"},null,{"$f":"IF(CommentaryInput!D1658=\"\",\"\",CommentaryInput!D1658)","v":""}]
[null,null,null,10,{"$f":"$C1682&D1694","v":"SA Spare10"},null,{"$f":"IF(CommentaryInput!D1659=\"\",\"\",CommentaryInput!D1659)","v":""}]
[null,null,null,11,{"$f":"$C1682&D1695","v":"SA Spare11"},null,{"$f":"IF(CommentaryInput!D1660=\"\",\"\",CommentaryInput!D1660)","v":""}]
[null,null,null,12,{"$f":"$C1682&D1696","v":"SA Spare12"},null,{"$f":"IF(CommentaryInput!D1661=\"\",\"\",CommentaryInput!D1661)","v":""}]
[null,null,null,null,null,null,{"$f":"IF(CommentaryInput!D1662=\"\",\"\",CommentaryInput!D1662)","v":"Winter"}]
[null,null,null,13,{"$f":"$C1682&D1698","v":"SA Spare13"},null,{"$f":"IF(CommentaryInput!D1663=\"\",\"\",CommentaryInput!D1663)","v":""}]
[null,null,null,14,{"$f":"$C1682&D1699","v":"SA Spare14"},null,{"$f":"IF(CommentaryInput!D1664=\"\",\"\",CommentaryInput!D1664)","v":""}]
[null,null,null,15,{"$f":"$C1682&D1700","v":"SA Spare15"},null,{"$f":"IF(CommentaryInput!D1665=\"\",\"\",CommentaryInput!D1665)","v":""}]
[null,null,null,16,{"$f":"$C1682&D1701","v":"SA Spare16"},null,{"$f":"IF(CommentaryInput!D1666=\"\",\"\",CommentaryInput!D1666)","v":""}]
[null,null,null,17,{"$f":"$C1682&D1702","v":"SA Spare17"},null,{"$f":"IF(CommentaryInput!D1667=\"\",\"\",CommentaryInput!D1667)","v":""}]
[null,null,null,null,null,null,{"$f":"IF(CommentaryInput!D1668=\"\",\"\",CommentaryInput!D1668)","v":"Other"}]
[null,null,null,18,{"$f":"$C1682&D1704","v":"SA Spare18"},null,{"$f":"IF(CommentaryInput!D1669=\"\",\"\",CommentaryInput!D1669)","v":""}]
[null,null,null,19,{"$f":"$C1682&D1705","v":"SA Spare19"},null,{"$f":"IF(CommentaryInput!D1670=\"\",\"\",CommentaryInput!D1670)","v":""}]
[null,null,null,20,{"$f":"$C1682&D1706","v":"SA Spare20"},null,{"$f":"IF(CommentaryInput!D1671=\"\",\"\",CommentaryInput!D1671)","v":""}]
[null,null,null,21,{"$f":"$C1682&D1707","v":"SA Spare21"},null,{"$f":"IF(CommentaryInput!D1672=\"\",\"\",CommentaryInput!D1672)","v":""}]
[null,null,null,22,{"$f":"$C1682&D1708","v":"SA Spare22"},null,{"$f":"IF(CommentaryInput!D1673=\"\",\"\",CommentaryInput!D1673)","v":""}]
[null,null,null,23,{"$f":"$C1682&D1709","v":"SA Spare23"},null,{"$f":"IF(CommentaryInput!D1674=\"\",\"\",CommentaryInput!D1674)","v":""}]
[null,null,null,24,{"$f":"$C1682&D1710","v":"SA Spare24"},null,{"$f":"IF(CommentaryInput!D1675=\"\",\"\",CommentaryInput!D1675)","v":""}]
[null,null,null,25,{"$f":"$C1682&D1711","v":"SA Spare25"},null,{"$f":"IF(CommentaryInput!D1676=\"\",\"\",CommentaryInput!D1676)","v":""}]
[null,null,null,null,null,null,""]
[null,null,"SA Spare"]
[null,null,null,null,null,null,""]
[null,null,null,null,null,null,{"$f":"IF(CommentaryInput!D1680=\"\",\"\",CommentaryInput!D1680)","v":"MAIN SECTORS"}]
[null,null,null,1,{"$f":"$C1713&D1716","v":"SA Spare1"},null,{"$f":"IF(CommentaryInput!D1681=\"\",\"\",CommentaryInput!D1681)","v":""}]
[null,null,null,2,{"$f":"$C1713&D1717","v":"SA Spare2"},null,{"$f":"IF(CommentaryInput!D1682=\"\",\"\",CommentaryInput!D1682)","v":""}]
[null,null,null,3,{"$f":"$C1713&D1718","v":"SA Spare3"},null,{"$f":"IF(CommentaryInput!D1683=\"\",\"\",CommentaryInput!D1683)","v":""}]
[null,null,null,4,{"$f":"$C1713&D1719","v":"SA Spare4"},null,{"$f":"IF(CommentaryInput!D1684=\"\",\"\",CommentaryInput!D1684)","v":""}]
[null,null,null,5,{"$f":"$C1713&D1720","v":"SA Spare5"},null,{"$f":"IF(CommentaryInput!D1685=\"\",\"\",CommentaryInput!D1685)","v":""}]
[null,null,null,null,null,null,{"$f":"IF(CommentaryInput!D1686=\"\",\"\",CommentaryInput!D1686)","v":"MEDIUM SCENARIO"}]
[null,null,null,null,null,null,{"$f":"IF(CommentaryInput!D1687=\"\",\"\",CommentaryInput!D1687)","v":"Summer"}]
[null,null,null,8,{"$f":"$C1713&D1723","v":"SA Spare8"},null,{"$f":"IF(CommentaryInput!D1688=\"\",\"\",CommentaryInput!D1688)","v":""}]
[null,null,null,9,{"$f":"$C1713&D1724","v":"SA Spare9"},null,{"$f":"IF(CommentaryInput!D1689=\"\",\"\",CommentaryInput!D1689)","v":""}]
[null,null,null,10,{"$f":"$C1713&D1725","v":"SA Spare10"},null,{"$f":"IF(CommentaryInput!D1690=\"\",\"\",CommentaryInput!D1690)","v":""}]
[null,null,null,11,{"$f":"$C1713&D1726","v":"SA Spare11"},null,{"$f":"IF(CommentaryInput!D1691=\"\",\"\",CommentaryInput!D1691)","v":""}]
[null,null,null,12,{"$f":"$C1713&D1727","v":"SA Spare12"},null,{"$f":"IF(CommentaryInput!D1692=\"\",\"\",CommentaryInput!D1692)","v":""}]
[null,null,null,null,null,null,{"$f":"IF(CommentaryInput!D1693=\"\",\"\",CommentaryInput!D1693)","v":"Winter"}]
[null,null,null,13,{"$f":"$C1713&D1729","v":"SA Spare13"},null,{"$f":"IF(CommentaryInput!D1694=\"\",\"\",CommentaryInput!D1694)","v":""}]
[null,null,null,14,{"$f":"$C1713&D1730","v":"SA Spare14"},null,{"$f":"IF(CommentaryInput!D1695=\"\",\"\",CommentaryInput!D1695)","v":""}]
[null,null,null,15,{"$f":"$C1713&D1731","v":"SA Spare15"},null,{"$f":"IF(CommentaryInput!D1696=\"\",\"\",CommentaryInput!D1696)","v":""}]
[null,null,null,16,{"$f":"$C1713&D1732","v":"SA Spare16"},null,{"$f":"IF(CommentaryInput!D1697=\"\",\"\",CommentaryInput!D1697)","v":""}]
[null,null,null,17,{"$f":"$C1713&D1733","v":"SA Spare17"},null,{"$f":"IF(CommentaryInput!D1698=\"\",\"\",CommentaryInput!D1698)","v":""}]
[null,null,null,null,null,null,{"$f":"IF(CommentaryInput!D1699=\"\",\"\",CommentaryInput!D1699)","v":"Other"}]
[null,null,null,18,{"$f":"$C1713&D1735","v":"SA Spare18"},null,{"$f":"IF(CommentaryInput!D1700=\"\",\"\",CommentaryInput!D1700)","v":""}]
[null,null,null,19,{"$f":"$C1713&D1736","v":"SA Spare19"},null,{"$f":"IF(CommentaryInput!D1701=\"\",\"\",CommentaryInput!D1701)","v":""}]
[null,null,null,20,{"$f":"$C1713&D1737","v":"SA Spare20"},null,{"$f":"IF(CommentaryInput!D1702=\"\",\"\",CommentaryInput!D1702)","v":""}]
[null,null,null,21,{"$f":"$C1713&D1738","v":"SA Spare21"},null,{"$f":"IF(CommentaryInput!D1703=\"\",\"\",CommentaryInput!D1703)","v":""}]
[null,null,null,22,{"$f":"$C1713&D1739","v":"SA Spare22"},null,{"$f":"IF(CommentaryInput!D1704=\"\",\"\",CommentaryInput!D1704)","v":""}]
[null,null,null,23,{"$f":"$C1713&D1740","v":"SA Spare23"},null,{"$f":"IF(CommentaryInput!D1705=\"\",\"\",CommentaryInput!D1705)","v":""}]
[null,null,null,24,{"$f":"$C1713&D1741","v":"SA Spare24"},null,{"$f":"IF(CommentaryInput!D1706=\"\",\"\",CommentaryInput!D1706)","v":""}]
[null,null,null,25,{"$f":"$C1713&D1742","v":"SA Spare25"},null,{"$f":"IF(CommentaryInput!D1707=\"\",\"\",CommentaryInput!D1707)","v":""}]
[null,null,null,null,null,null,""]
[null,null,"SA Spare"]
[null,null,null,null,null,null,""]
[null,null,null,null,null,null,{"$f":"IF(CommentaryInput!D1711=\"\",\"\",CommentaryInput!D1711)","v":""}]
[null,null,null,1,{"$f":"$C1744&D1747","v":"SA Spare1"},null,{"$f":"IF(CommentaryInput!D1712=\"\",\"\",CommentaryInput!D1712)","v":""}]
[null,null,null,2,{"$f":"$C1744&D1748","v":"SA Spare2"},null,{"$f":"IF(CommentaryInput!D1713=\"\",\"\",CommentaryInput!D1713)","v":""}]
[null,null,null,3,{"$f":"$C1744&D1749","v":"SA Spare3"},null,{"$f":"IF(CommentaryInput!D1714=\"\",\"\",CommentaryInput!D1714)","v":""}]
[null,null,null,4,{"$f":"$C1744&D1750","v":"SA Spare4"},null,{"$f":"IF(CommentaryInput!D1715=\"\",\"\",CommentaryInput!D1715)","v":""}]
[null,null,null,5,{"$f":"$C1744&D1751","v":"SA Spare5"},null,{"$f":"IF(CommentaryInput!D1716=\"\",\"\",CommentaryInput!D1716)","v":""}]
[null,null,null,null,null,null,{"$f":"IF(CommentaryInput!D1717=\"\",\"\",CommentaryInput!D1717)","v":""}]
[null,null,null,null,null,null,{"$f":"IF(CommentaryInput!D1718=\"\",\"\",CommentaryInput!D1718)","v":""}]
[null,null,null,8,{"$f":"$C1744&D1754","v":"SA Spare8"},null,{"$f":"IF(CommentaryInput!D1719=\"\",\"\",CommentaryInput!D1719)","v":""}]
[null,null,null,9,{"$f":"$C1744&D1755","v":"SA Spare9"},null,{"$f":"IF(CommentaryInput!D1720=\"\",\"\",CommentaryInput!D1720)","v":""}]
[null,null,null,10,{"$f":"$C1744&D1756","v":"SA Spare10"},null,{"$f":"IF(CommentaryInput!D1721=\"\",\"\",CommentaryInput!D1721)","v":""}]
[null,null,null,11,{"$f":"$C1744&D1757","v":"SA Spare11"},null,{"$f":"IF(CommentaryInput!D1722=\"\",\"\",CommentaryInput!D1722)","v":""}]
[null,null,null,12,{"$f":"$C1744&D1758","v":"SA Spare12"},null,{"$f":"IF(CommentaryInput!D1723=\"\",\"\",CommentaryInput!D1723)","v":""}]
[null,null,null,null,null,null,{"$f":"IF(CommentaryInput!D1724=\"\",\"\",CommentaryInput!D1724)","v":""}]
[null,null,null,13,{"$f":"$C1744&D1760","v":"SA Spare13"},null,{"$f":"IF(CommentaryInput!D1725=\"\",\"\",CommentaryInput!D1725)","v":""}]
[null,null,null,14,{"$f":"$C1744&D1761","v":"SA Spare14"},null,{"$f":"IF(CommentaryInput!D1726=\"\",\"\",CommentaryInput!D1726)","v":""}]
[null,null,null,15,{"$f":"$C1744&D1762","v":"SA Spare15"},null,{"$f":"IF(CommentaryInput!D1727=\"\",\"\",CommentaryInput!D1727)","v":""}]
[null,null,null,16,{"$f":"$C1744&D1763","v":"SA Spare16"},null,{"$f":"IF(CommentaryInput!D1728=\"\",\"\",CommentaryInput!D1728)","v":""}]
[null,null,null,17,{"$f":"$C1744&D1764","v":"SA Spare17"},null,{"$f":"IF(CommentaryInput!D1729=\"\",\"\",CommentaryInput!D1729)","v":""}]
[null,null,null,null,null,null,{"$f":"IF(CommentaryInput!D1730=\"\",\"\",CommentaryInput!D1730)","v":""}]
[null,null,null,18,{"$f":"$C1744&D1766","v":"SA Spare18"},null,{"$f":"IF(CommentaryInput!D1731=\"\",\"\",CommentaryInput!D1731)","v":""}]
[null,null,null,19,{"$f":"$C1744&D1767","v":"SA Spare19"},null,{"$f":"IF(CommentaryInput!D1732=\"\",\"\",CommentaryInput!D1732)","v":""}]
[null,null,null,20,{"$f":"$C1744&D1768","v":"SA Spare20"},null,{"$f":"IF(CommentaryInput!D1733=\"\",\"\",CommentaryInput!D1733)","v":""}]
[null,null,null,21,{"$f":"$C1744&D1769","v":"SA Spare21"},null,{"$f":"IF(CommentaryInput!D1734=\"\",\"\",CommentaryInput!D1734)","v":""}]
[null,null,null,22,{"$f":"$C1744&D1770","v":"SA Spare22"},null,{"$f":"IF(CommentaryInput!D1735=\"\",\"\",CommentaryInput!D1735)","v":""}]
[null,null,null,23,{"$f":"$C1744&D1771","v":"SA Spare23"},null,{"$f":"IF(CommentaryInput!D1736=\"\",\"\",CommentaryInput!D1736)","v":""}]
[null,null,null,24,{"$f":"$C1744&D1772","v":"SA Spare24"},null,{"$f":"IF(CommentaryInput!D1737=\"\",\"\",CommentaryInput!D1737)","v":""}]
[null,null,null,25,{"$f":"$C1744&D1773","v":"SA Spare25"},null,{"$f":"IF(CommentaryInput!D1738=\"\",\"\",CommentaryInput!D1738)","v":""}]
[null,null,null,null,null,null,""]
[null,null,"SA Spare"]
[null,null,null,null,null,null,""]
[null,null,null,null,null,null,{"$f":"IF(CommentaryInput!D1742=\"\",\"\",CommentaryInput!D1742)","v":""}]
[null,null,null,1,{"$f":"$C1775&D1778","v":"SA Spare1"},null,{"$f":"IF(CommentaryInput!D1743=\"\",\"\",CommentaryInput!D1743)","v":""}]
[null,null,null,2,{"$f":"$C1775&D1779","v":"SA Spare2"},null,{"$f":"IF(CommentaryInput!D1744=\"\",\"\",CommentaryInput!D1744)","v":""}]
[null,null,null,3,{"$f":"$C1775&D1780","v":"SA Spare3"},null,{"$f":"IF(CommentaryInput!D1745=\"\",\"\",CommentaryInput!D1745)","v":""}]
[null,null,null,4,{"$f":"$C1775&D1781","v":"SA Spare4"},null,{"$f":"IF(CommentaryInput!D1746=\"\",\"\",CommentaryInput!D1746)","v":""}]
[null,null,null,5,{"$f":"$C1775&D1782","v":"SA Spare5"},null,{"$f":"IF(CommentaryInput!D1747=\"\",\"\",CommentaryInput!D1747)","v":""}]
[null,null,null,null,null,null,{"$f":"IF(CommentaryInput!D1748=\"\",\"\",CommentaryInput!D1748)","v":""}]
[null,null,null,null,null,null,{"$f":"IF(CommentaryInput!D1749=\"\",\"\",CommentaryInput!D1749)","v":""}]
[null,null,null,8,{"$f":"$C1775&D1785","v":"SA Spare8"},null,{"$f":"IF(CommentaryInput!D1750=\"\",\"\",CommentaryInput!D1750)","v":""}]
[null,null,null,9,{"$f":"$C1775&D1786","v":"SA Spare9"},null,{"$f":"IF(CommentaryInput!D1751=\"\",\"\",CommentaryInput!D1751)","v":""}]
[null,null,null,10,{"$f":"$C1775&D1787","v":"SA Spare10"},null,{"$f":"IF(CommentaryInput!D1752=\"\",\"\",CommentaryInput!D1752)","v":""}]
[null,null,null,11,{"$f":"$C1775&D1788","v":"SA Spare11"},null,{"$f":"IF(CommentaryInput!D1753=\"\",\"\",CommentaryInput!D1753)","v":""}]
[null,null,null,12,{"$f":"$C1775&D1789","v":"SA Spare12"},null,{"$f":"IF(CommentaryInput!D1754=\"\",\"\",CommentaryInput!D1754)","v":""}]
[null,null,null,null,null,null,{"$f":"IF(CommentaryInput!D1755=\"\",\"\",CommentaryInput!D1755)","v":""}]
[null,null,null,13,{"$f":"$C1775&D1791","v":"SA Spare13"},null,{"$f":"IF(CommentaryInput!D1756=\"\",\"\",CommentaryInput!D1756)","v":""}]
[null,null,null,14,{"$f":"$C1775&D1792","v":"SA Spare14"},null,{"$f":"IF(CommentaryInput!D1757=\"\",\"\",CommentaryInput!D1757)","v":""}]
[null,null,null,15,{"$f":"$C1775&D1793","v":"SA Spare15"},null,{"$f":"IF(CommentaryInput!D1758=\"\",\"\",CommentaryInput!D1758)","v":""}]
[null,null,null,16,{"$f":"$C1775&D1794","v":"SA Spare16"},null,{"$f":"IF(CommentaryInput!D1759=\"\",\"\",CommentaryInput!D1759)","v":""}]
[null,null,null,17,{"$f":"$C1775&D1795","v":"SA Spare17"},null,{"$f":"IF(CommentaryInput!D1760=\"\",\"\",CommentaryInput!D1760)","v":""}]
[null,null,null,null,null,null,{"$f":"IF(CommentaryInput!D1761=\"\",\"\",CommentaryInput!D1761)","v":""}]
[null,null,null,18,{"$f":"$C1775&D1797","v":"SA Spare18"},null,{"$f":"IF(CommentaryInput!D1762=\"\",\"\",CommentaryInput!D1762)","v":""}]
[null,null,null,19,{"$f":"$C1775&D1798","v":"SA Spare19"},null,{"$f":"IF(CommentaryInput!D1763=\"\",\"\",CommentaryInput!D1763)","v":""}]
[null,null,null,20,{"$f":"$C1775&D1799","v":"SA Spare20"},null,{"$f":"IF(CommentaryInput!D1764=\"\",\"\",CommentaryInput!D1764)","v":""}]
[null,null,null,21,{"$f":"$C1775&D1800","v":"SA Spare21"},null,{"$f":"IF(CommentaryInput!D1765=\"\",\"\",CommentaryInput!D1765)","v":""}]
[null,null,null,22,{"$f":"$C1775&D1801","v":"SA Spare22"},null,{"$f":"IF(CommentaryInput!D1766=\"\",\"\",CommentaryInput!D1766)","v":""}]
[null,null,null,23,{"$f":"$C1775&D1802","v":"SA Spare23"},null,{"$f":"IF(CommentaryInput!D1767=\"\",\"\",CommentaryInput!D1767)","v":""}]
[null,null,null,24,{"$f":"$C1775&D1803","v":"SA Spare24"},null,{"$f":"IF(CommentaryInput!D1768=\"\",\"\",CommentaryInput!D1768)","v":""}]
[null,null,null,25,{"$f":"$C1775&D1804","v":"SA Spare25"},null,{"$f":"IF(CommentaryInput!D1769=\"\",\"\",CommentaryInput!D1769)","v":""}]
[null,null,null,null,null,null,""]
[null,null,"SA Spare"]
[null,null,null,null,null,null,""]
[null,null,null,null,null,null,{"$f":"IF(CommentaryInput!D1773=\"\",\"\",CommentaryInput!D1773)","v":""}]
[null,null,null,1,{"$f":"$C1806&D1809","v":"SA Spare1"},null,{"$f":"IF(CommentaryInput!D1774=\"\",\"\",CommentaryInput!D1774)","v":""}]
[null,null,null,2,{"$f":"$C1806&D1810","v":"SA Spare2"},null,{"$f":"IF(CommentaryInput!D1775=\"\",\"\",CommentaryInput!D1775)","v":""}]
[null,null,null,3,{"$f":"$C1806&D1811","v":"SA Spare3"},null,{"$f":"IF(CommentaryInput!D1776=\"\",\"\",CommentaryInput!D1776)","v":""}]
[null,null,null,4,{"$f":"$C1806&D1812","v":"SA Spare4"},null,{"$f":"IF(CommentaryInput!D1777=\"\",\"\",CommentaryInput!D1777)","v":""}]
[null,null,null,5,{"$f":"$C1806&D1813","v":"SA Spare5"},null,{"$f":"IF(CommentaryInput!D1778=\"\",\"\",CommentaryInput!D1778)","v":""}]
[null,null,null,null,null,null,{"$f":"IF(CommentaryInput!D1779=\"\",\"\",CommentaryInput!D1779)","v":""}]
[null,null,null,null,null,null,{"$f":"IF(CommentaryInput!D1780=\"\",\"\",CommentaryInput!D1780)","v":""}]
[null,null,null,8,{"$f":"$C1806&D1816","v":"SA Spare8"},null,{"$f":"IF(CommentaryInput!D1781=\"\",\"\",CommentaryInput!D1781)","v":""}]
[null,null,null,9,{"$f":"$C1806&D1817","v":"SA Spare9"},null,{"$f":"IF(CommentaryInput!D1782=\"\",\"\",CommentaryInput!D1782)","v":""}]
[null,null,null,10,{"$f":"$C1806&D1818","v":"SA Spare10"},null,{"$f":"IF(CommentaryInput!D1783=\"\",\"\",CommentaryInput!D1783)","v":""}]
[null,null,null,11,{"$f":"$C1806&D1819","v":"SA Spare11"},null,{"$f":"IF(CommentaryInput!D1784=\"\",\"\",CommentaryInput!D1784)","v":""}]
[null,null,null,12,{"$f":"$C1806&D1820","v":"SA Spare12"},null,{"$f":"IF(CommentaryInput!D1785=\"\",\"\",CommentaryInput!D1785)","v":""}]
[null,null,null,null,null,null,{"$f":"IF(CommentaryInput!D1786=\"\",\"\",CommentaryInput!D1786)","v":""}]
[null,null,null,13,{"$f":"$C1806&D1822","v":"SA Spare13"},null,{"$f":"IF(CommentaryInput!D1787=\"\",\"\",CommentaryInput!D1787)","v":""}]
[null,null,null,14,{"$f":"$C1806&D1823","v":"SA Spare14"},null,{"$f":"IF(CommentaryInput!D1788=\"\",\"\",CommentaryInput!D1788)","v":""}]
[null,null,null,15,{"$f":"$C1806&D1824","v":"SA Spare15"},null,{"$f":"IF(CommentaryInput!D1789=\"\",\"\",CommentaryInput!D1789)","v":""}]
[null,null,null,16,{"$f":"$C1806&D1825","v":"SA Spare16"},null,{"$f":"IF(CommentaryInput!D1790=\"\",\"\",CommentaryInput!D1790)","v":""}]
[null,null,null,17,{"$f":"$C1806&D1826","v":"SA Spare17"},null,{"$f":"IF(CommentaryInput!D1791=\"\",\"\",CommentaryInput!D1791)","v":""}]
[null,null,null,null,null,null,{"$f":"IF(CommentaryInput!D1792=\"\",\"\",CommentaryInput!D1792)","v":""}]
[null,null,null,18,{"$f":"$C1806&D1828","v":"SA Spare18"},null,{"$f":"IF(CommentaryInput!D1793=\"\",\"\",CommentaryInput!D1793)","v":""}]
[null,null,null,19,{"$f":"$C1806&D1829","v":"SA Spare19"},null,{"$f":"IF(CommentaryInput!D1794=\"\",\"\",CommentaryInput!D1794)","v":""}]
[null,null,null,20,{"$f":"$C1806&D1830","v":"SA Spare20"},null,{"$f":"IF(CommentaryInput!D1795=\"\",\"\",CommentaryInput!D1795)","v":""}]
[null,null,null,21,{"$f":"$C1806&D1831","v":"SA Spare21"},null,{"$f":"IF(CommentaryInput!D1796=\"\",\"\",CommentaryInput!D1796)","v":""}]
[null,null,null,22,{"$f":"$C1806&D1832","v":"SA Spare22"},null,{"$f":"IF(CommentaryInput!D1797=\"\",\"\",CommentaryInput!D1797)","v":""}]
[null,null,null,23,{"$f":"$C1806&D1833","v":"SA Spare23"},null,{"$f":"IF(CommentaryInput!D1798=\"\",\"\",CommentaryInput!D1798)","v":""}]
[null,null,null,24,{"$f":"$C1806&D1834","v":"SA Spare24"},null,{"$f":"IF(CommentaryInput!D1799=\"\",\"\",CommentaryInput!D1799)","v":""}]
[null,null,null,25,{"$f":"$C1806&D1835","v":"SA Spare25"},null,{"$f":"IF(CommentaryInput!D1800=\"\",\"\",CommentaryInput!D1800)","v":""}]
[null,null,null,null,null,null,""]
[null,null,"SA Spare"]
[null,null,null,null,null,null,""]
[null,null,null,null,null,null,{"$f":"IF(CommentaryInput!D1804=\"\",\"\",CommentaryInput!D1804)","v":""}]
[null,null,null,1,{"$f":"$C1837&D1840","v":"SA Spare1"},null,{"$f":"IF(CommentaryInput!D1805=\"\",\"\",CommentaryInput!D1805)","v":""}]
[null,null,null,2,{"$f":"$C1837&D1841","v":"SA Spare2"},null,{"$f":"IF(CommentaryInput!D1806=\"\",\"\",CommentaryInput!D1806)","v":""}]
[null,null,null,3,{"$f":"$C1837&D1842","v":"SA Spare3"},null,{"$f":"IF(CommentaryInput!D1807=\"\",\"\",CommentaryInput!D1807)","v":""}]
[null,null,null,4,{"$f":"$C1837&D1843","v":"SA Spare4"},null,{"$f":"IF(CommentaryInput!D1808=\"\",\"\",CommentaryInput!D1808)","v":""}]
[null,null,null,5,{"$f":"$C1837&D1844","v":"SA Spare5"},null,{"$f":"IF(CommentaryInput!D1809=\"\",\"\",CommentaryInput!D1809)","v":""}]
[null,null,null,null,null,null,{"$f":"IF(CommentaryInput!D1810=\"\",\"\",CommentaryInput!D1810)","v":""}]
[null,null,null,null,null,null,{"$f":"IF(CommentaryInput!D1811=\"\",\"\",CommentaryInput!D1811)","v":""}]
[null,null,null,8,{"$f":"$C1837&D1847","v":"SA Spare8"},null,{"$f":"IF(CommentaryInput!D1812=\"\",\"\",CommentaryInput!D1812)","v":""}]
[null,null,null,9,{"$f":"$C1837&D1848","v":"SA Spare9"},null,{"$f":"IF(CommentaryInput!D1813=\"\",\"\",CommentaryInput!D1813)","v":""}]
[null,null,null,10,{"$f":"$C1837&D1849","v":"SA Spare10"},null,{"$f":"IF(CommentaryInput!D1814=\"\",\"\",CommentaryInput!D1814)","v":""}]
[null,null,null,11,{"$f":"$C1837&D1850","v":"SA Spare11"},null,{"$f":"IF(CommentaryInput!D1815=\"\",\"\",CommentaryInput!D1815)","v":""}]
[null,null,null,12,{"$f":"$C1837&D1851","v":"SA Spare12"},null,{"$f":"IF(CommentaryInput!D1816=\"\",\"\",CommentaryInput!D1816)","v":""}]
[null,null,null,null,null,null,{"$f":"IF(CommentaryInput!D1817=\"\",\"\",CommentaryInput!D1817)","v":""}]
[null,null,null,13,{"$f":"$C1837&D1853","v":"SA Spare13"},null,{"$f":"IF(CommentaryInput!D1818=\"\",\"\",CommentaryInput!D1818)","v":""}]
[null,null,null,14,{"$f":"$C1837&D1854","v":"SA Spare14"},null,{"$f":"IF(CommentaryInput!D1819=\"\",\"\",CommentaryInput!D1819)","v":""}]
[null,null,null,15,{"$f":"$C1837&D1855","v":"SA Spare15"},null,{"$f":"IF(CommentaryInput!D1820=\"\",\"\",CommentaryInput!D1820)","v":""}]
[null,null,null,16,{"$f":"$C1837&D1856","v":"SA Spare16"},null,{"$f":"IF(CommentaryInput!D1821=\"\",\"\",CommentaryInput!D1821)","v":""}]
[null,null,null,17,{"$f":"$C1837&D1857","v":"SA Spare17"},null,{"$f":"IF(CommentaryInput!D1822=\"\",\"\",CommentaryInput!D1822)","v":""}]
[null,null,null,null,null,null,{"$f":"IF(CommentaryInput!D1823=\"\",\"\",CommentaryInput!D1823)","v":""}]
[null,null,null,18,{"$f":"$C1837&D1859","v":"SA Spare18"},null,{"$f":"IF(CommentaryInput!D1824=\"\",\"\",CommentaryInput!D1824)","v":""}]
[null,null,null,19,{"$f":"$C1837&D1860","v":"SA Spare19"},null,{"$f":"IF(CommentaryInput!D1825=\"\",\"\",CommentaryInput!D1825)","v":""}]
[null,null,null,20,{"$f":"$C1837&D1861","v":"SA Spare20"},null,{"$f":"IF(CommentaryInput!D1826=\"\",\"\",CommentaryInput!D1826)","v":""}]
[null,null,null,21,{"$f":"$C1837&D1862","v":"SA Spare21"},null,{"$f":"IF(CommentaryInput!D1827=\"\",\"\",CommentaryInput!D1827)","v":""}]
[null,null,null,22,{"$f":"$C1837&D1863","v":"SA Spare22"},null,{"$f":"IF(CommentaryInput!D1828=\"\",\"\",CommentaryInput!D1828)","v":""}]
[null,null,null,23,{"$f":"$C1837&D1864","v":"SA Spare23"},null,{"$f":"IF(CommentaryInput!D1829=\"\",\"\",CommentaryInput!D1829)","v":""}]
[null,null,null,24,{"$f":"$C1837&D1865","v":"SA Spare24"},null,{"$f":"IF(CommentaryInput!D1830=\"\",\"\",CommentaryInput!D1830)","v":""}]
[null,null,null,25,{"$f":"$C1837&D1866","v":"SA Spare25"},null,{"$f":"IF(CommentaryInput!D1831=\"\",\"\",CommentaryInput!D1831)","v":""}]
[null,null,null,null,null,null,""]
[null,null,"SA Spare"]
[null,null,null,null,null,null,""]
[null,null,null,null,null,null,{"$f":"IF(CommentaryInput!D1835=\"\",\"\",CommentaryInput!D1835)","v":""}]
[null,null,null,1,{"$f":"$C1868&D1871","v":"SA Spare1"},null,{"$f":"IF(CommentaryInput!D1836=\"\",\"\",CommentaryInput!D1836)","v":""}]
[null,null,null,2,{"$f":"$C1868&D1872","v":"SA Spare2"},null,{"$f":"IF(CommentaryInput!D1837=\"\",\"\",CommentaryInput!D1837)","v":""}]
[null,null,null,3,{"$f":"$C1868&D1873","v":"SA Spare3"},null,{"$f":"IF(CommentaryInput!D1838=\"\",\"\",CommentaryInput!D1838)","v":""}]
[null,null,null,4,{"$f":"$C1868&D1874","v":"SA Spare4"},null,{"$f":"IF(CommentaryInput!D1839=\"\",\"\",CommentaryInput!D1839)","v":""}]
[null,null,null,5,{"$f":"$C1868&D1875","v":"SA Spare5"},null,{"$f":"IF(CommentaryInput!D1840=\"\",\"\",CommentaryInput!D1840)","v":""}]
[null,null,null,null,null,null,{"$f":"IF(CommentaryInput!D1841=\"\",\"\",CommentaryInput!D1841)","v":""}]
[null,null,null,null,null,null,{"$f":"IF(CommentaryInput!D1842=\"\",\"\",CommentaryInput!D1842)","v":""}]
[null,null,null,8,{"$f":"$C1868&D1878","v":"SA Spare8"},null,{"$f":"IF(CommentaryInput!D1843=\"\",\"\",CommentaryInput!D1843)","v":""}]
[null,null,null,9,{"$f":"$C1868&D1879","v":"SA Spare9"},null,{"$f":"IF(CommentaryInput!D1844=\"\",\"\",CommentaryInput!D1844)","v":""}]
[null,null,null,10,{"$f":"$C1868&D1880","v":"SA Spare10"},null,{"$f":"IF(CommentaryInput!D1845=\"\",\"\",CommentaryInput!D1845)","v":""}]
[null,null,null,11,{"$f":"$C1868&D1881","v":"SA Spare11"},null,{"$f":"IF(CommentaryInput!D1846=\"\",\"\",CommentaryInput!D1846)","v":""}]
[null,null,null,12,{"$f":"$C1868&D1882","v":"SA Spare12"},null,{"$f":"IF(CommentaryInput!D1847=\"\",\"\",CommentaryInput!D1847)","v":""}]
[null,null,null,null,null,null,{"$f":"IF(CommentaryInput!D1848=\"\",\"\",CommentaryInput!D1848)","v":""}]
[null,null,null,13,{"$f":"$C1868&D1884","v":"SA Spare13"},null,{"$f":"IF(CommentaryInput!D1849=\"\",\"\",CommentaryInput!D1849)","v":""}]
[null,null,null,14,{"$f":"$C1868&D1885","v":"SA Spare14"},null,{"$f":"IF(CommentaryInput!D1850=\"\",\"\",CommentaryInput!D1850)","v":""}]
[null,null,null,15,{"$f":"$C1868&D1886","v":"SA Spare15"},null,{"$f":"IF(CommentaryInput!D1851=\"\",\"\",CommentaryInput!D1851)","v":""}]
[null,null,null,16,{"$f":"$C1868&D1887","v":"SA Spare16"},null,{"$f":"IF(CommentaryInput!D1852=\"\",\"\",CommentaryInput!D1852)","v":""}]
[null,null,null,17,{"$f":"$C1868&D1888","v":"SA Spare17"},null,{"$f":"IF(CommentaryInput!D1853=\"\",\"\",CommentaryInput!D1853)","v":""}]
[null,null,null,null,null,null,{"$f":"IF(CommentaryInput!D1854=\"\",\"\",CommentaryInput!D1854)","v":""}]
[null,null,null,18,{"$f":"$C1868&D1890","v":"SA Spare18"},null,{"$f":"IF(CommentaryInput!D1855=\"\",\"\",CommentaryInput!D1855)","v":""}]
[null,null,null,19,{"$f":"$C1868&D1891","v":"SA Spare19"},null,{"$f":"IF(CommentaryInput!D1856=\"\",\"\",CommentaryInput!D1856)","v":""}]
[null,null,null,20,{"$f":"$C1868&D1892","v":"SA Spare20"},null,{"$f":"IF(CommentaryInput!D1857=\"\",\"\",CommentaryInput!D1857)","v":""}]
[null,null,null,21,{"$f":"$C1868&D1893","v":"SA Spare21"},null,{"$f":"IF(CommentaryInput!D1858=\"\",\"\",CommentaryInput!D1858)","v":""}]
[null,null,null,22,{"$f":"$C1868&D1894","v":"SA Spare22"},null,{"$f":"IF(CommentaryInput!D1859=\"\",\"\",CommentaryInput!D1859)","v":""}]
[null,null,null,23,{"$f":"$C1868&D1895","v":"SA Spare23"},null,{"$f":"IF(CommentaryInput!D1860=\"\",\"\",CommentaryInput!D1860)","v":""}]
[null,null,null,24,{"$f":"$C1868&D1896","v":"SA Spare24"},null,{"$f":"IF(CommentaryInput!D1861=\"\",\"\",CommentaryInput!D1861)","v":""}]
[null,null,null,25,{"$f":"$C1868&D1897","v":"SA Spare25"},null,{"$f":"IF(CommentaryInput!D1862=\"\",\"\",CommentaryInput!D1862)","v":""}]
[null,null,null,null,null,null,""]
[null,null,"SA Spare"]
[null,null,null,null,null,null,""]
[null,null,null,null,null,null,{"$f":"IF(CommentaryInput!D1866=\"\",\"\",CommentaryInput!D1866)","v":""}]
[null,null,null,1,{"$f":"$C1899&D1902","v":"SA Spare1"},null,{"$f":"IF(CommentaryInput!D1867=\"\",\"\",CommentaryInput!D1867)","v":""}]
[null,null,null,2,{"$f":"$C1899&D1903","v":"SA Spare2"},null,{"$f":"IF(CommentaryInput!D1868=\"\",\"\",CommentaryInput!D1868)","v":""}]
[null,null,null,3,{"$f":"$C1899&D1904","v":"SA Spare3"},null,{"$f":"IF(CommentaryInput!D1869=\"\",\"\",CommentaryInput!D1869)","v":""}]
[null,null,null,4,{"$f":"$C1899&D1905","v":"SA Spare4"},null,{"$f":"IF(CommentaryInput!D1870=\"\",\"\",CommentaryInput!D1870)","v":""}]
[null,null,null,5,{"$f":"$C1899&D1906","v":"SA Spare5"},null,{"$f":"IF(CommentaryInput!D1871=\"\",\"\",CommentaryInput!D1871)","v":""}]
[null,null,null,null,null,null,{"$f":"IF(CommentaryInput!D1872=\"\",\"\",CommentaryInput!D1872)","v":""}]
[null,null,null,null,null,null,{"$f":"IF(CommentaryInput!D1873=\"\",\"\",CommentaryInput!D1873)","v":""}]
[null,null,null,8,{"$f":"$C1899&D1909","v":"SA Spare8"},null,{"$f":"IF(CommentaryInput!D1874=\"\",\"\",CommentaryInput!D1874)","v":""}]
[null,null,null,9,{"$f":"$C1899&D1910","v":"SA Spare9"},null,{"$f":"IF(CommentaryInput!D1875=\"\",\"\",CommentaryInput!D1875)","v":""}]
[null,null,null,10,{"$f":"$C1899&D1911","v":"SA Spare10"},null,{"$f":"IF(CommentaryInput!D1876=\"\",\"\",CommentaryInput!D1876)","v":""}]
[null,null,null,11,{"$f":"$C1899&D1912","v":"SA Spare11"},null,{"$f":"IF(CommentaryInput!D1877=\"\",\"\",CommentaryInput!D1877)","v":""}]
[null,null,null,12,{"$f":"$C1899&D1913","v":"SA Spare12"},null,{"$f":"IF(CommentaryInput!D1878=\"\",\"\",CommentaryInput!D1878)","v":""}]
[null,null,null,null,null,null,{"$f":"IF(CommentaryInput!D1879=\"\",\"\",CommentaryInput!D1879)","v":""}]
[null,null,null,13,{"$f":"$C1899&D1915","v":"SA Spare13"},null,{"$f":"IF(CommentaryInput!D1880=\"\",\"\",CommentaryInput!D1880)","v":""}]
[null,null,null,14,{"$f":"$C1899&D1916","v":"SA Spare14"},null,{"$f":"IF(CommentaryInput!D1881=\"\",\"\",CommentaryInput!D1881)","v":""}]
[null,null,null,15,{"$f":"$C1899&D1917","v":"SA Spare15"},null,{"$f":"IF(CommentaryInput!D1882=\"\",\"\",CommentaryInput!D1882)","v":""}]
[null,null,null,16,{"$f":"$C1899&D1918","v":"SA Spare16"},null,{"$f":"IF(CommentaryInput!D1883=\"\",\"\",CommentaryInput!D1883)","v":""}]
[null,null,null,17,{"$f":"$C1899&D1919","v":"SA Spare17"},null,{"$f":"IF(CommentaryInput!D1884=\"\",\"\",CommentaryInput!D1884)","v":""}]
[null,null,null,null,null,null,{"$f":"IF(CommentaryInput!D1885=\"\",\"\",CommentaryInput!D1885)","v":""}]
[null,null,null,18,{"$f":"$C1899&D1921","v":"SA Spare18"},null,{"$f":"IF(CommentaryInput!D1886=\"\",\"\",CommentaryInput!D1886)","v":""}]
[null,null,null,19,{"$f":"$C1899&D1922","v":"SA Spare19"},null,{"$f":"IF(CommentaryInput!D1887=\"\",\"\",CommentaryInput!D1887)","v":""}]
[null,null,null,20,{"$f":"$C1899&D1923","v":"SA Spare20"},null,{"$f":"IF(CommentaryInput!D1888=\"\",\"\",CommentaryInput!D1888)","v":""}]
[null,null,null,21,{"$f":"$C1899&D1924","v":"SA Spare21"},null,{"$f":"IF(CommentaryInput!D1889=\"\",\"\",CommentaryInput!D1889)","v":""}]
[null,null,null,22,{"$f":"$C1899&D1925","v":"SA Spare22"},null,{"$f":"IF(CommentaryInput!D1890=\"\",\"\",CommentaryInput!D1890)","v":""}]
[null,null,null,23,{"$f":"$C1899&D1926","v":"SA Spare23"},null,{"$f":"IF(CommentaryInput!D1891=\"\",\"\",CommentaryInput!D1891)","v":""}]
[null,null,null,24,{"$f":"$C1899&D1927","v":"SA Spare24"},null,{"$f":"IF(CommentaryInput!D1892=\"\",\"\",CommentaryInput!D1892)","v":""}]
[null,null,null,25,{"$f":"$C1899&D1928","v":"SA Spare25"},null,{"$f":"IF(CommentaryInput!D1893=\"\",\"\",CommentaryInput!D1893)","v":""}]
[null,null,null,null,null,null,""]
[null,null,"SA Spare"]
[null,null,null,null,null,null,""]
[null,null,null,null,null,null,{"$f":"IF(CommentaryInput!D1897=\"\",\"\",CommentaryInput!D1897)","v":""}]
[null,null,null,1,{"$f":"$C1930&D1933","v":"SA Spare1"},null,{"$f":"IF(CommentaryInput!D1898=\"\",\"\",CommentaryInput!D1898)","v":""}]
[null,null,null,2,{"$f":"$C1930&D1934","v":"SA Spare2"},null,{"$f":"IF(CommentaryInput!D1899=\"\",\"\",CommentaryInput!D1899)","v":""}]
[null,null,null,3,{"$f":"$C1930&D1935","v":"SA Spare3"},null,{"$f":"IF(CommentaryInput!D1900=\"\",\"\",CommentaryInput!D1900)","v":""}]
[null,null,null,4,{"$f":"$C1930&D1936","v":"SA Spare4"},null,{"$f":"IF(CommentaryInput!D1901=\"\",\"\",CommentaryInput!D1901)","v":""}]
[null,null,null,5,{"$f":"$C1930&D1937","v":"SA Spare5"},null,{"$f":"IF(CommentaryInput!D1902=\"\",\"\",CommentaryInput!D1902)","v":""}]
[null,null,null,null,null,null,{"$f":"IF(CommentaryInput!D1903=\"\",\"\",CommentaryInput!D1903)","v":""}]
[null,null,null,null,null,null,{"$f":"IF(CommentaryInput!D1904=\"\",\"\",CommentaryInput!D1904)","v":""}]
[null,null,null,8,{"$f":"$C1930&D1940","v":"SA Spare8"},null,{"$f":"IF(CommentaryInput!D1905=\"\",\"\",CommentaryInput!D1905)","v":""}]
[null,null,null,9,{"$f":"$C1930&D1941","v":"SA Spare9"},null,{"$f":"IF(CommentaryInput!D1906=\"\",\"\",CommentaryInput!D1906)","v":""}]
[null,null,null,10,{"$f":"$C1930&D1942","v":"SA Spare10"},null,{"$f":"IF(CommentaryInput!D1907=\"\",\"\",CommentaryInput!D1907)","v":""}]
[null,null,null,11,{"$f":"$C1930&D1943","v":"SA Spare11"},null,{"$f":"IF(CommentaryInput!D1908=\"\",\"\",CommentaryInput!D1908)","v":""}]
[null,null,null,12,{"$f":"$C1930&D1944","v":"SA Spare12"},null,{"$f":"IF(CommentaryInput!D1909=\"\",\"\",CommentaryInput!D1909)","v":""}]
[null,null,null,null,null,null,{"$f":"IF(CommentaryInput!D1910=\"\",\"\",CommentaryInput!D1910)","v":""}]
[null,null,null,13,{"$f":"$C1930&D1946","v":"SA Spare13"},null,{"$f":"IF(CommentaryInput!D1911=\"\",\"\",CommentaryInput!D1911)","v":""}]
[null,null,null,14,{"$f":"$C1930&D1947","v":"SA Spare14"},null,{"$f":"IF(CommentaryInput!D1912=\"\",\"\",CommentaryInput!D1912)","v":""}]
[null,null,null,15,{"$f":"$C1930&D1948","v":"SA Spare15"},null,{"$f":"IF(CommentaryInput!D1913=\"\",\"\",CommentaryInput!D1913)","v":""}]
[null,null,null,16,{"$f":"$C1930&D1949","v":"SA Spare16"},null,{"$f":"IF(CommentaryInput!D1914=\"\",\"\",CommentaryInput!D1914)","v":""}]
[null,null,null,17,{"$f":"$C1930&D1950","v":"SA Spare17"},null,{"$f":"IF(CommentaryInput!D1915=\"\",\"\",CommentaryInput!D1915)","v":""}]
[null,null,null,null,null,null,{"$f":"IF(CommentaryInput!D1916=\"\",\"\",CommentaryInput!D1916)","v":""}]
[null,null,null,18,{"$f":"$C1930&D1952","v":"SA Spare18"},null,{"$f":"IF(CommentaryInput!D1917=\"\",\"\",CommentaryInput!D1917)","v":""}]
[null,null,null,19,{"$f":"$C1930&D1953","v":"SA Spare19"},null,{"$f":"IF(CommentaryInput!D1918=\"\",\"\",CommentaryInput!D1918)","v":""}]
[null,null,null,20,{"$f":"$C1930&D1954","v":"SA Spare20"},null,{"$f":"IF(CommentaryInput!D1919=\"\",\"\",CommentaryInput!D1919)","v":""}]
[null,null,null,21,{"$f":"$C1930&D1955","v":"SA Spare21"},null,{"$f":"IF(CommentaryInput!D1920=\"\",\"\",CommentaryInput!D1920)","v":""}]
[null,null,null,22,{"$f":"$C1930&D1956","v":"SA Spare22"},null,{"$f":"IF(CommentaryInput!D1921=\"\",\"\",CommentaryInput!D1921)","v":""}]
[null,null,null,23,{"$f":"$C1930&D1957","v":"SA Spare23"},null,{"$f":"IF(CommentaryInput!D1922=\"\",\"\",CommentaryInput!D1922)","v":""}]
[null,null,null,24,{"$f":"$C1930&D1958","v":"SA Spare24"},null,{"$f":"IF(CommentaryInput!D1923=\"\",\"\",CommentaryInput!D1923)","v":""}]
[null,null,null,25,{"$f":"$C1930&D1959","v":"SA Spare25"},null,{"$f":"IF(CommentaryInput!D1924=\"\",\"\",CommentaryInput!D1924)","v":""}]
[null,null,null,null,null,null,""]
[null,null,"SA Spare"]
[null,null,null,null,null,null,""]
[null,null,null,null,null,null,{"$f":"IF(CommentaryInput!D1928=\"\",\"\",CommentaryInput!D1928)","v":""}]
[null,null,null,1,{"$f":"$C1961&D1964","v":"SA Spare1"},null,{"$f":"IF(CommentaryInput!D1929=\"\",\"\",CommentaryInput!D1929)","v":""}]
[null,null,null,2,{"$f":"$C1961&D1965","v":"SA Spare2"},null,{"$f":"IF(CommentaryInput!D1930=\"\",\"\",CommentaryInput!D1930)","v":""}]
[null,null,null,3,{"$f":"$C1961&D1966","v":"SA Spare3"},null,{"$f":"IF(CommentaryInput!D1931=\"\",\"\",CommentaryInput!D1931)","v":""}]
[null,null,null,4,{"$f":"$C1961&D1967","v":"SA Spare4"},null,{"$f":"IF(CommentaryInput!D1932=\"\",\"\",CommentaryInput!D1932)","v":""}]
[null,null,null,5,{"$f":"$C1961&D1968","v":"SA Spare5"},null,{"$f":"IF(CommentaryInput!D1933=\"\",\"\",CommentaryInput!D1933)","v":""}]
[null,null,null,null,null,null,{"$f":"IF(CommentaryInput!D1934=\"\",\"\",CommentaryInput!D1934)","v":""}]
[null,null,null,null,null,null,{"$f":"IF(CommentaryInput!D1935=\"\",\"\",CommentaryInput!D1935)","v":""}]
[null,null,null,8,{"$f":"$C1961&D1971","v":"SA Spare8"},null,{"$f":"IF(CommentaryInput!D1936=\"\",\"\",CommentaryInput!D1936)","v":""}]
[null,null,null,9,{"$f":"$C1961&D1972","v":"SA Spare9"},null,{"$f":"IF(CommentaryInput!D1937=\"\",\"\",CommentaryInput!D1937)","v":""}]
[null,null,null,10,{"$f":"$C1961&D1973","v":"SA Spare10"},null,{"$f":"IF(CommentaryInput!D1938=\"\",\"\",CommentaryInput!D1938)","v":""}]
[null,null,null,11,{"$f":"$C1961&D1974","v":"SA Spare11"},null,{"$f":"IF(CommentaryInput!D1939=\"\",\"\",CommentaryInput!D1939)","v":""}]
[null,null,null,12,{"$f":"$C1961&D1975","v":"SA Spare12"},null,{"$f":"IF(CommentaryInput!D1940=\"\",\"\",CommentaryInput!D1940)","v":""}]
[null,null,null,null,null,null,{"$f":"IF(CommentaryInput!D1941=\"\",\"\",CommentaryInput!D1941)","v":""}]
[null,null,null,13,{"$f":"$C1961&D1977","v":"SA Spare13"},null,{"$f":"IF(CommentaryInput!D1942=\"\",\"\",CommentaryInput!D1942)","v":""}]
[null,null,null,14,{"$f":"$C1961&D1978","v":"SA Spare14"},null,{"$f":"IF(CommentaryInput!D1943=\"\",\"\",CommentaryInput!D1943)","v":""}]
[null,null,null,15,{"$f":"$C1961&D1979","v":"SA Spare15"},null,{"$f":"IF(CommentaryInput!D1944=\"\",\"\",CommentaryInput!D1944)","v":""}]
[null,null,null,16,{"$f":"$C1961&D1980","v":"SA Spare16"},null,{"$f":"IF(CommentaryInput!D1945=\"\",\"\",CommentaryInput!D1945)","v":""}]
[null,null,null,17,{"$f":"$C1961&D1981","v":"SA Spare17"},null,{"$f":"IF(CommentaryInput!D1946=\"\",\"\",CommentaryInput!D1946)","v":""}]
[null,null,null,null,null,null,{"$f":"IF(CommentaryInput!D1947=\"\",\"\",CommentaryInput!D1947)","v":""}]
[null,null,null,18,{"$f":"$C1961&D1983","v":"SA Spare18"},null,{"$f":"IF(CommentaryInput!D1948=\"\",\"\",CommentaryInput!D1948)","v":""}]
[null,null,null,19,{"$f":"$C1961&D1984","v":"SA Spare19"},null,{"$f":"IF(CommentaryInput!D1949=\"\",\"\",CommentaryInput!D1949)","v":""}]
[null,null,null,20,{"$f":"$C1961&D1985","v":"SA Spare20"},null,{"$f":"IF(CommentaryInput!D1950=\"\",\"\",CommentaryInput!D1950)","v":""}]
[null,null,null,21,{"$f":"$C1961&D1986","v":"SA Spare21"},null,{"$f":"IF(CommentaryInput!D1951=\"\",\"\",CommentaryInput!D1951)","v":""}]
[null,null,null,22,{"$f":"$C1961&D1987","v":"SA Spare22"},null,{"$f":"IF(CommentaryInput!D1952=\"\",\"\",CommentaryInput!D1952)","v":""}]
[null,null,null,23,{"$f":"$C1961&D1988","v":"SA Spare23"},null,{"$f":"IF(CommentaryInput!D1953=\"\",\"\",CommentaryInput!D1953)","v":""}]
[null,null,null,24,{"$f":"$C1961&D1989","v":"SA Spare24"},null,{"$f":"IF(CommentaryInput!D1954=\"\",\"\",CommentaryInput!D1954)","v":""}]
[null,null,null,25,{"$f":"$C1961&D1990","v":"SA Spare25"},null,{"$f":"IF(CommentaryInput!D1955=\"\",\"\",CommentaryInput!D1955)","v":""}]
[null,null,null,null,null,null,""]
[null,null,"SA Spare"]
[null,null,null,null,null,null,""]
[null,null,null,null,null,null,{"$f":"IF(CommentaryInput!D1959=\"\",\"\",CommentaryInput!D1959)","v":""}]
[null,null,null,1,{"$f":"$C1992&D1995","v":"SA Spare1"},null,{"$f":"IF(CommentaryInput!D1960=\"\",\"\",CommentaryInput!D1960)","v":""}]
[null,null,null,2,{"$f":"$C1992&D1996","v":"SA Spare2"},null,{"$f":"IF(CommentaryInput!D1961=\"\",\"\",CommentaryInput!D1961)","v":""}]
[null,null,null,3,{"$f":"$C1992&D1997","v":"SA Spare3"},null,{"$f":"IF(CommentaryInput!D1962=\"\",\"\",CommentaryInput!D1962)","v":""}]
[null,null,null,4,{"$f":"$C1992&D1998","v":"SA Spare4"},null,{"$f":"IF(CommentaryInput!D1963=\"\",\"\",CommentaryInput!D1963)","v":""}]
[null,null,null,5,{"$f":"$C1992&D1999","v":"SA Spare5"},null,{"$f":"IF(CommentaryInput!D1964=\"\",\"\",CommentaryInput!D1964)","v":""}]
[null,null,null,null,null,null,{"$f":"IF(CommentaryInput!D1965=\"\",\"\",CommentaryInput!D1965)","v":""}]
[null,null,null,null,null,null,{"$f":"IF(CommentaryInput!D1966=\"\",\"\",CommentaryInput!D1966)","v":""}]
[null,null,null,8,{"$f":"$C1992&D2002","v":"SA Spare8"},null,{"$f":"IF(CommentaryInput!D1967=\"\",\"\",CommentaryInput!D1967)","v":""}]
[null,null,null,9,{"$f":"$C1992&D2003","v":"SA Spare9"},null,{"$f":"IF(CommentaryInput!D1968=\"\",\"\",CommentaryInput!D1968)","v":""}]
[null,null,null,10,{"$f":"$C1992&D2004","v":"SA Spare10"},null,{"$f":"IF(CommentaryInput!D1969=\"\",\"\",CommentaryInput!D1969)","v":""}]
[null,null,null,11,{"$f":"$C1992&D2005","v":"SA Spare11"},null,{"$f":"IF(CommentaryInput!D1970=\"\",\"\",CommentaryInput!D1970)","v":""}]
[null,null,null,12,{"$f":"$C1992&D2006","v":"SA Spare12"},null,{"$f":"IF(CommentaryInput!D1971=\"\",\"\",CommentaryInput!D1971)","v":""}]
[null,null,null,null,null,null,{"$f":"IF(CommentaryInput!D1972=\"\",\"\",CommentaryInput!D1972)","v":""}]
[null,null,null,13,{"$f":"$C1992&D2008","v":"SA Spare13"},null,{"$f":"IF(CommentaryInput!D1973=\"\",\"\",CommentaryInput!D1973)","v":""}]
[null,null,null,14,{"$f":"$C1992&D2009","v":"SA Spare14"},null,{"$f":"IF(CommentaryInput!D1974=\"\",\"\",CommentaryInput!D1974)","v":""}]
[null,null,null,15,{"$f":"$C1992&D2010","v":"SA Spare15"},null,{"$f":"IF(CommentaryInput!D1975=\"\",\"\",CommentaryInput!D1975)","v":""}]
[null,null,null,16,{"$f":"$C1992&D2011","v":"SA Spare16"},null,{"$f":"IF(CommentaryInput!D1976=\"\",\"\",CommentaryInput!D1976)","v":""}]
[null,null,null,17,{"$f":"$C1992&D2012","v":"SA Spare17"},null,{"$f":"IF(CommentaryInput!D1977=\"\",\"\",CommentaryInput!D1977)","v":""}]
[null,null,null,null,null,null,{"$f":"IF(CommentaryInput!D1978=\"\",\"\",CommentaryInput!D1978)","v":""}]
[null,null,null,18,{"$f":"$C1992&D2014","v":"SA Spare18"},null,{"$f":"IF(CommentaryInput!D1979=\"\",\"\",CommentaryInput!D1979)","v":""}]
[null,null,null,19,{"$f":"$C1992&D2015","v":"SA Spare19"},null,{"$f":"IF(CommentaryInput!D1980=\"\",\"\",CommentaryInput!D1980)","v":""}]
[null,null,null,20,{"$f":"$C1992&D2016","v":"SA Spare20"},null,{"$f":"IF(CommentaryInput!D1981=\"\",\"\",CommentaryInput!D1981)","v":""}]
[null,null,null,21,{"$f":"$C1992&D2017","v":"SA Spare21"},null,{"$f":"IF(CommentaryInput!D1982=\"\",\"\",CommentaryInput!D1982)","v":""}]
[null,null,null,22,{"$f":"$C1992&D2018","v":"SA Spare22"},null,{"$f":"IF(CommentaryInput!D1983=\"\",\"\",CommentaryInput!D1983)","v":""}]
[null,null,null,23,{"$f":"$C1992&D2019","v":"SA Spare23"},null,{"$f":"IF(CommentaryInput!D1984=\"\",\"\",CommentaryInput!D1984)","v":""}]
[null,null,null,24,{"$f":"$C1992&D2020","v":"SA Spare24"},null,{"$f":"IF(CommentaryInput!D1985=\"\",\"\",CommentaryInput!D1985)","v":""}]
[null,null,null,25,{"$f":"$C1992&D2021","v":"SA Spare25"},null,{"$f":"IF(CommentaryInput!D1986=\"\",\"\",CommentaryInput!D1986)","v":""}]
[null,null,null,null,null,null,""]
[null,null,"SA Spare"]
[null,null,null,null,null,null,""]
[null,null,null,null,null,null,{"$f":"IF(CommentaryInput!D1990=\"\",\"\",CommentaryInput!D1990)","v":""}]
[null,null,null,1,{"$f":"$C2023&D2026","v":"SA Spare1"},null,{"$f":"IF(CommentaryInput!D1991=\"\",\"\",CommentaryInput!D1991)","v":""}]
[null,null,null,2,{"$f":"$C2023&D2027","v":"SA Spare2"},null,{"$f":"IF(CommentaryInput!D1992=\"\",\"\",CommentaryInput!D1992)","v":""}]
[null,null,null,3,{"$f":"$C2023&D2028","v":"SA Spare3"},null,{"$f":"IF(CommentaryInput!D1993=\"\",\"\",CommentaryInput!D1993)","v":""}]
[null,null,null,4,{"$f":"$C2023&D2029","v":"SA Spare4"},null,{"$f":"IF(CommentaryInput!D1994=\"\",\"\",CommentaryInput!D1994)","v":""}]
[null,null,null,5,{"$f":"$C2023&D2030","v":"SA Spare5"},null,{"$f":"IF(CommentaryInput!D1995=\"\",\"\",CommentaryInput!D1995)","v":""}]
[null,null,null,null,null,null,{"$f":"IF(CommentaryInput!D1996=\"\",\"\",CommentaryInput!D1996)","v":""}]
[null,null,null,null,null,null,{"$f":"IF(CommentaryInput!D1997=\"\",\"\",CommentaryInput!D1997)","v":""}]
[null,null,null,8,{"$f":"$C2023&D2033","v":"SA Spare8"},null,{"$f":"IF(CommentaryInput!D1998=\"\",\"\",CommentaryInput!D1998)","v":""}]
[null,null,null,9,{"$f":"$C2023&D2034","v":"SA Spare9"},null,{"$f":"IF(CommentaryInput!D1999=\"\",\"\",CommentaryInput!D1999)","v":""}]
[null,null,null,10,{"$f":"$C2023&D2035","v":"SA Spare10"},null,{"$f":"IF(CommentaryInput!D2000=\"\",\"\",CommentaryInput!D2000)","v":""}]
[null,null,null,11,{"$f":"$C2023&D2036","v":"SA Spare11"},null,{"$f":"IF(CommentaryInput!D2001=\"\",\"\",CommentaryInput!D2001)","v":""}]
[null,null,null,12,{"$f":"$C2023&D2037","v":"SA Spare12"},null,{"$f":"IF(CommentaryInput!D2002=\"\",\"\",CommentaryInput!D2002)","v":""}]
[null,null,null,null,null,null,{"$f":"IF(CommentaryInput!D2003=\"\",\"\",CommentaryInput!D2003)","v":""}]
[null,null,null,13,{"$f":"$C2023&D2039","v":"SA Spare13"},null,{"$f":"IF(CommentaryInput!D2004=\"\",\"\",CommentaryInput!D2004)","v":""}]
[null,null,null,14,{"$f":"$C2023&D2040","v":"SA Spare14"},null,{"$f":"IF(CommentaryInput!D2005=\"\",\"\",CommentaryInput!D2005)","v":""}]
[null,null,null,15,{"$f":"$C2023&D2041","v":"SA Spare15"},null,{"$f":"IF(CommentaryInput!D2006=\"\",\"\",CommentaryInput!D2006)","v":""}]
[null,null,null,16,{"$f":"$C2023&D2042","v":"SA Spare16"},null,{"$f":"IF(CommentaryInput!D2007=\"\",\"\",CommentaryInput!D2007)","v":""}]
[null,null,null,17,{"$f":"$C2023&D2043","v":"SA Spare17"},null,{"$f":"IF(CommentaryInput!D2008=\"\",\"\",CommentaryInput!D2008)","v":""}]
[null,null,null,null,null,null,{"$f":"IF(CommentaryInput!D2009=\"\",\"\",CommentaryInput!D2009)","v":""}]
[null,null,null,18,{"$f":"$C2023&D2045","v":"SA Spare18"},null,{"$f":"IF(CommentaryInput!D2010=\"\",\"\",CommentaryInput!D2010)","v":""}]
[null,null,null,19,{"$f":"$C2023&D2046","v":"SA Spare19"},null,{"$f":"IF(CommentaryInput!D2011=\"\",\"\",CommentaryInput!D2011)","v":""}]
[null,null,null,20,{"$f":"$C2023&D2047","v":"SA Spare20"},null,{"$f":"IF(CommentaryInput!D2012=\"\",\"\",CommentaryInput!D2012)","v":""}]
[null,null,null,21,{"$f":"$C2023&D2048","v":"SA Spare21"},null,{"$f":"IF(CommentaryInput!D2013=\"\",\"\",CommentaryInput!D2013)","v":""}]
[null,null,null,22,{"$f":"$C2023&D2049","v":"SA Spare22"},null,{"$f":"IF(CommentaryInput!D2014=\"\",\"\",CommentaryInput!D2014)","v":""}]
[null,null,null,23,{"$f":"$C2023&D2050","v":"SA Spare23"},null,{"$f":"IF(CommentaryInput!D2015=\"\",\"\",CommentaryInput!D2015)","v":""}]
[null,null,null,24,{"$f":"$C2023&D2051","v":"SA Spare24"},null,{"$f":"IF(CommentaryInput!D2016=\"\",\"\",CommentaryInput!D2016)","v":""}]
[null,null,null,25,{"$f":"$C2023&D2052","v":"SA Spare25"},null,{"$f":"IF(CommentaryInput!D2017=\"\",\"\",CommentaryInput!D2017)","v":""}]
[null,null,null,null,null,null,""]
[null,null,"SA Spare"]
[null,null,null,null,null,null,""]
[null,null,null,null,null,null,{"$f":"IF(CommentaryInput!D2021=\"\",\"\",CommentaryInput!D2021)","v":""}]
[null,null,null,1,{"$f":"$C2054&D2057","v":"SA Spare1"},null,{"$f":"IF(CommentaryInput!D2022=\"\",\"\",CommentaryInput!D2022)","v":""}]
[null,null,null,2,{"$f":"$C2054&D2058","v":"SA Spare2"},null,{"$f":"IF(CommentaryInput!D2023=\"\",\"\",CommentaryInput!D2023)","v":""}]
[null,null,null,3,{"$f":"$C2054&D2059","v":"SA Spare3"},null,{"$f":"IF(CommentaryInput!D2024=\"\",\"\",CommentaryInput!D2024)","v":""}]
[null,null,null,4,{"$f":"$C2054&D2060","v":"SA Spare4"},null,{"$f":"IF(CommentaryInput!D2025=\"\",\"\",CommentaryInput!D2025)","v":""}]
[null,null,null,5,{"$f":"$C2054&D2061","v":"SA Spare5"},null,{"$f":"IF(CommentaryInput!D2026=\"\",\"\",CommentaryInput!D2026)","v":""}]
[null,null,null,null,null,null,{"$f":"IF(CommentaryInput!D2027=\"\",\"\",CommentaryInput!D2027)","v":""}]
[null,null,null,null,null,null,{"$f":"IF(CommentaryInput!D2028=\"\",\"\",CommentaryInput!D2028)","v":""}]
[null,null,null,8,{"$f":"$C2054&D2064","v":"SA Spare8"},null,{"$f":"IF(CommentaryInput!D2029=\"\",\"\",CommentaryInput!D2029)","v":""}]
[null,null,null,9,{"$f":"$C2054&D2065","v":"SA Spare9"},null,{"$f":"IF(CommentaryInput!D2030=\"\",\"\",CommentaryInput!D2030)","v":""}]
[null,null,null,10,{"$f":"$C2054&D2066","v":"SA Spare10"},null,{"$f":"IF(CommentaryInput!D2031=\"\",\"\",CommentaryInput!D2031)","v":""}]
[null,null,null,11,{"$f":"$C2054&D2067","v":"SA Spare11"},null,{"$f":"IF(CommentaryInput!D2032=\"\",\"\",CommentaryInput!D2032)","v":""}]
[null,null,null,12,{"$f":"$C2054&D2068","v":"SA Spare12"},null,{"$f":"IF(CommentaryInput!D2033=\"\",\"\",CommentaryInput!D2033)","v":""}]
[null,null,null,null,null,null,{"$f":"IF(CommentaryInput!D2034=\"\",\"\",CommentaryInput!D2034)","v":""}]
[null,null,null,13,{"$f":"$C2054&D2070","v":"SA Spare13"},null,{"$f":"IF(CommentaryInput!D2035=\"\",\"\",CommentaryInput!D2035)","v":""}]
[null,null,null,14,{"$f":"$C2054&D2071","v":"SA Spare14"},null,{"$f":"IF(CommentaryInput!D2036=\"\",\"\",CommentaryInput!D2036)","v":""}]
[null,null,null,15,{"$f":"$C2054&D2072","v":"SA Spare15"},null,{"$f":"IF(CommentaryInput!D2037=\"\",\"\",CommentaryInput!D2037)","v":""}]
[null,null,null,16,{"$f":"$C2054&D2073","v":"SA Spare16"},null,{"$f":"IF(CommentaryInput!D2038=\"\",\"\",CommentaryInput!D2038)","v":""}]
[null,null,null,17,{"$f":"$C2054&D2074","v":"SA Spare17"},null,{"$f":"IF(CommentaryInput!D2039=\"\",\"\",CommentaryInput!D2039)","v":""}]
[null,null,null,null,null,null,{"$f":"IF(CommentaryInput!D2040=\"\",\"\",CommentaryInput!D2040)","v":""}]
[null,null,null,18,{"$f":"$C2054&D2076","v":"SA Spare18"},null,{"$f":"IF(CommentaryInput!D2041=\"\",\"\",CommentaryInput!D2041)","v":""}]
[null,null,null,19,{"$f":"$C2054&D2077","v":"SA Spare19"},null,{"$f":"IF(CommentaryInput!D2042=\"\",\"\",CommentaryInput!D2042)","v":""}]
[null,null,null,20,{"$f":"$C2054&D2078","v":"SA Spare20"},null,{"$f":"IF(CommentaryInput!D2043=\"\",\"\",CommentaryInput!D2043)","v":""}]
[null,null,null,21,{"$f":"$C2054&D2079","v":"SA Spare21"},null,{"$f":"IF(CommentaryInput!D2044=\"\",\"\",CommentaryInput!D2044)","v":""}]
[null,null,null,22,{"$f":"$C2054&D2080","v":"SA Spare22"},null,{"$f":"IF(CommentaryInput!D2045=\"\",\"\",CommentaryInput!D2045)","v":""}]
[null,null,null,23,{"$f":"$C2054&D2081","v":"SA Spare23"},null,{"$f":"IF(CommentaryInput!D2046=\"\",\"\",CommentaryInput!D2046)","v":""}]
[null,null,null,24,{"$f":"$C2054&D2082","v":"SA Spare24"},null,{"$f":"IF(CommentaryInput!D2047=\"\",\"\",CommentaryInput!D2047)","v":""}]
[null,null,null,25,{"$f":"$C2054&D2083","v":"SA Spare25"},null,{"$f":"IF(CommentaryInput!D2048=\"\",\"\",CommentaryInput!D2048)","v":""}]
[null,null,null,null,null,null,""]
[null,null,"SA Spare"]
[null,null,null,null,null,null,""]
[null,null,null,null,null,null,{"$f":"IF(CommentaryInput!D2052=\"\",\"\",CommentaryInput!D2052)","v":""}]
[null,null,null,1,{"$f":"$C2085&D2088","v":"SA Spare1"},null,{"$f":"IF(CommentaryInput!D2053=\"\",\"\",CommentaryInput!D2053)","v":""}]
[null,null,null,2,{"$f":"$C2085&D2089","v":"SA Spare2"},null,{"$f":"IF(CommentaryInput!D2054=\"\",\"\",CommentaryInput!D2054)","v":""}]
[null,null,null,3,{"$f":"$C2085&D2090","v":"SA Spare3"},null,{"$f":"IF(CommentaryInput!D2055=\"\",\"\",CommentaryInput!D2055)","v":""}]
[null,null,null,4,{"$f":"$C2085&D2091","v":"SA Spare4"},null,{"$f":"IF(CommentaryInput!D2056=\"\",\"\",CommentaryInput!D2056)","v":""}]
[null,null,null,5,{"$f":"$C2085&D2092","v":"SA Spare5"},null,{"$f":"IF(CommentaryInput!D2057=\"\",\"\",CommentaryInput!D2057)","v":""}]
[null,null,null,null,null,null,{"$f":"IF(CommentaryInput!D2058=\"\",\"\",CommentaryInput!D2058)","v":""}]
[null,null,null,null,null,null,{"$f":"IF(CommentaryInput!D2059=\"\",\"\",CommentaryInput!D2059)","v":""}]
[null,null,null,8,{"$f":"$C2085&D2095","v":"SA Spare8"},null,{"$f":"IF(CommentaryInput!D2060=\"\",\"\",CommentaryInput!D2060)","v":""}]
[null,null,null,9,{"$f":"$C2085&D2096","v":"SA Spare9"},null,{"$f":"IF(CommentaryInput!D2061=\"\",\"\",CommentaryInput!D2061)","v":""}]
[null,null,null,10,{"$f":"$C2085&D2097","v":"SA Spare10"},null,{"$f":"IF(CommentaryInput!D2062=\"\",\"\",CommentaryInput!D2062)","v":""}]
[null,null,null,11,{"$f":"$C2085&D2098","v":"SA Spare11"},null,{"$f":"IF(CommentaryInput!D2063=\"\",\"\",CommentaryInput!D2063)","v":""}]
[null,null,null,12,{"$f":"$C2085&D2099","v":"SA Spare12"},null,{"$f":"IF(CommentaryInput!D2064=\"\",\"\",CommentaryInput!D2064)","v":""}]
[null,null,null,null,null,null,{"$f":"IF(CommentaryInput!D2065=\"\",\"\",CommentaryInput!D2065)","v":""}]
[null,null,null,13,{"$f":"$C2085&D2101","v":"SA Spare13"},null,{"$f":"IF(CommentaryInput!D2066=\"\",\"\",CommentaryInput!D2066)","v":""}]
[null,null,null,14,{"$f":"$C2085&D2102","v":"SA Spare14"},null,{"$f":"IF(CommentaryInput!D2067=\"\",\"\",CommentaryInput!D2067)","v":""}]
[null,null,null,15,{"$f":"$C2085&D2103","v":"SA Spare15"},null,{"$f":"IF(CommentaryInput!D2068=\"\",\"\",CommentaryInput!D2068)","v":""}]
[null,null,null,16,{"$f":"$C2085&D2104","v":"SA Spare16"},null,{"$f":"IF(CommentaryInput!D2069=\"\",\"\",CommentaryInput!D2069)","v":""}]
[null,null,null,17,{"$f":"$C2085&D2105","v":"SA Spare17"},null,{"$f":"IF(CommentaryInput!D2070=\"\",\"\",CommentaryInput!D2070)","v":""}]
[null,null,null,null,null,null,{"$f":"IF(CommentaryInput!D2071=\"\",\"\",CommentaryInput!D2071)","v":""}]
[null,null,null,18,{"$f":"$C2085&D2107","v":"SA Spare18"},null,{"$f":"IF(CommentaryInput!D2072=\"\",\"\",CommentaryInput!D2072)","v":""}]
[null,null,null,19,{"$f":"$C2085&D2108","v":"SA Spare19"},null,{"$f":"IF(CommentaryInput!D2073=\"\",\"\",CommentaryInput!D2073)","v":""}]
[null,null,null,20,{"$f":"$C2085&D2109","v":"SA Spare20"},null,{"$f":"IF(CommentaryInput!D2074=\"\",\"\",CommentaryInput!D2074)","v":""}]
[null,null,null,21,{"$f":"$C2085&D2110","v":"SA Spare21"},null,{"$f":"IF(CommentaryInput!D2075=\"\",\"\",CommentaryInput!D2075)","v":""}]
[null,null,null,22,{"$f":"$C2085&D2111","v":"SA Spare22"},null,{"$f":"IF(CommentaryInput!D2076=\"\",\"\",CommentaryInput!D2076)","v":""}]
[null,null,null,23,{"$f":"$C2085&D2112","v":"SA Spare23"},null,{"$f":"IF(CommentaryInput!D2077=\"\",\"\",CommentaryInput!D2077)","v":""}]
[null,null,null,24,{"$f":"$C2085&D2113","v":"SA Spare24"},null,{"$f":"IF(CommentaryInput!D2078=\"\",\"\",CommentaryInput!D2078)","v":""}]
[null,null,null,25,{"$f":"$C2085&D2114","v":"SA Spare25"},null,{"$f":"IF(CommentaryInput!D2079=\"\",\"\",CommentaryInput!D2079)","v":""}]
[null,null,null,null,null,null,""]
[null,null,"SA Spare"]
[null,null,null,null,null,null,""]
[null,null,null,null,null,null,{"$f":"IF(CommentaryInput!D2083=\"\",\"\",CommentaryInput!D2083)","v":"MAIN SECTORS"}]
[null,null,null,1,{"$f":"$C2116&D2119","v":"SA Spare1"},null,{"$f":"IF(CommentaryInput!D2084=\"\",\"\",CommentaryInput!D2084)","v":""}]
[null,null,null,2,{"$f":"$C2116&D2120","v":"SA Spare2"},null,{"$f":"IF(CommentaryInput!D2085=\"\",\"\",CommentaryInput!D2085)","v":""}]
[null,null,null,3,{"$f":"$C2116&D2121","v":"SA Spare3"},null,{"$f":"IF(CommentaryInput!D2086=\"\",\"\",CommentaryInput!D2086)","v":""}]
[null,null,null,4,{"$f":"$C2116&D2122","v":"SA Spare4"},null,{"$f":"IF(CommentaryInput!D2087=\"\",\"\",CommentaryInput!D2087)","v":""}]
[null,null,null,5,{"$f":"$C2116&D2123","v":"SA Spare5"},null,{"$f":"IF(CommentaryInput!D2088=\"\",\"\",CommentaryInput!D2088)","v":""}]
[null,null,null,null,null,null,{"$f":"IF(CommentaryInput!D2089=\"\",\"\",CommentaryInput!D2089)","v":"MEDIUM SCENARIO"}]
[null,null,null,null,null,null,{"$f":"IF(CommentaryInput!D2090=\"\",\"\",CommentaryInput!D2090)","v":"Summer"}]
[null,null,null,8,{"$f":"$C2116&D2126","v":"SA Spare8"},null,{"$f":"IF(CommentaryInput!D2091=\"\",\"\",CommentaryInput!D2091)","v":""}]
[null,null,null,9,{"$f":"$C2116&D2127","v":"SA Spare9"},null,{"$f":"IF(CommentaryInput!D2092=\"\",\"\",CommentaryInput!D2092)","v":""}]
[null,null,null,10,{"$f":"$C2116&D2128","v":"SA Spare10"},null,{"$f":"IF(CommentaryInput!D2093=\"\",\"\",CommentaryInput!D2093)","v":""}]
[null,null,null,11,{"$f":"$C2116&D2129","v":"SA Spare11"},null,{"$f":"IF(CommentaryInput!D2094=\"\",\"\",CommentaryInput!D2094)","v":""}]
[null,null,null,12,{"$f":"$C2116&D2130","v":"SA Spare12"},null,{"$f":"IF(CommentaryInput!D2095=\"\",\"\",CommentaryInput!D2095)","v":""}]
[null,null,null,null,null,null,{"$f":"IF(CommentaryInput!D2096=\"\",\"\",CommentaryInput!D2096)","v":"Winter"}]
[null,null,null,13,{"$f":"$C2116&D2132","v":"SA Spare13"},null,{"$f":"IF(CommentaryInput!D2097=\"\",\"\",CommentaryInput!D2097)","v":""}]
[null,null,null,14,{"$f":"$C2116&D2133","v":"SA Spare14"},null,{"$f":"IF(CommentaryInput!D2098=\"\",\"\",CommentaryInput!D2098)","v":""}]
[null,null,null,15,{"$f":"$C2116&D2134","v":"SA Spare15"},null,{"$f":"IF(CommentaryInput!D2099=\"\",\"\",CommentaryInput!D2099)","v":""}]
[null,null,null,16,{"$f":"$C2116&D2135","v":"SA Spare16"},null,{"$f":"IF(CommentaryInput!D2100=\"\",\"\",CommentaryInput!D2100)","v":""}]
[null,null,null,17,{"$f":"$C2116&D2136","v":"SA Spare17"},null,{"$f":"IF(CommentaryInput!D2101=\"\",\"\",CommentaryInput!D2101)","v":""}]
[null,null,null,null,null,null,{"$f":"IF(CommentaryInput!D2102=\"\",\"\",CommentaryInput!D2102)","v":"Other"}]
[null,null,null,18,{"$f":"$C2116&D2138","v":"SA Spare18"},null,{"$f":"IF(CommentaryInput!D2103=\"\",\"\",CommentaryInput!D2103)","v":""}]
[null,null,null,19,{"$f":"$C2116&D2139","v":"SA Spare19"},null,{"$f":"IF(CommentaryInput!D2104=\"\",\"\",CommentaryInput!D2104)","v":""}]
[null,null,null,20,{"$f":"$C2116&D2140","v":"SA Spare20"},null,{"$f":"IF(CommentaryInput!D2105=\"\",\"\",CommentaryInput!D2105)","v":""}]
[null,null,null,21,{"$f":"$C2116&D2141","v":"SA Spare21"},null,{"$f":"IF(CommentaryInput!D2106=\"\",\"\",CommentaryInput!D2106)","v":""}]
[null,null,null,22,{"$f":"$C2116&D2142","v":"SA Spare22"},null,{"$f":"IF(CommentaryInput!D2107=\"\",\"\",CommentaryInput!D2107)","v":""}]
[null,null,null,23,{"$f":"$C2116&D2143","v":"SA Spare23"},null,{"$f":"IF(CommentaryInput!D2108=\"\",\"\",CommentaryInput!D2108)","v":""}]
[null,null,null,24,{"$f":"$C2116&D2144","v":"SA Spare24"},null,{"$f":"IF(CommentaryInput!D2109=\"\",\"\",CommentaryInput!D2109)","v":""}]
[null,null,null,25,{"$f":"$C2116&D2145","v":"SA Spare25"},null,{"$f":"IF(CommentaryInput!D2110=\"\",\"\",CommentaryInput!D2110)","v":""}]
[null,null,null,null,null,null,""]
[null,null,"SA Spare"]
[null,null,null,null,null,null,""]
[null,null,null,null,null,null,{"$f":"IF(CommentaryInput!D2114=\"\",\"\",CommentaryInput!D2114)","v":"MAIN SECTORS"}]
[null,null,null,1,{"$f":"$C2147&D2150","v":"SA Spare1"},null,{"$f":"IF(CommentaryInput!D2115=\"\",\"\",CommentaryInput!D2115)","v":"Predominantly residential area."}]
[null,null,null,2,{"$f":"$C2147&D2151","v":"SA Spare2"},null,{"$f":"IF(CommentaryInput!D2116=\"\",\"\",CommentaryInput!D2116)","v":""}]
[null,null,null,3,{"$f":"$C2147&D2152","v":"SA Spare3"},null,{"$f":"IF(CommentaryInput!D2117=\"\",\"\",CommentaryInput!D2117)","v":""}]
[null,null,null,4,{"$f":"$C2147&D2153","v":"SA Spare4"},null,{"$f":"IF(CommentaryInput!D2118=\"\",\"\",CommentaryInput!D2118)","v":""}]
[null,null,null,5,{"$f":"$C2147&D2154","v":"SA Spare5"},null,{"$f":"IF(CommentaryInput!D2119=\"\",\"\",CommentaryInput!D2119)","v":""}]
[null,null,null,null,null,null,{"$f":"IF(CommentaryInput!D2120=\"\",\"\",CommentaryInput!D2120)","v":"MEDIUM SCENARIO"}]
[null,null,null,null,null,null,{"$f":"IF(CommentaryInput!D2121=\"\",\"\",CommentaryInput!D2121)","v":"Summer"}]
[null,null,null,8,{"$f":"$C2147&D2157","v":"SA Spare8"},null,{"$f":"IF(CommentaryInput!D2122=\"\",\"\",CommentaryInput!D2122)","v":"Historical load levels have fallen since 2012."}]
[null,null,null,9,{"$f":"$C2147&D2158","v":"SA Spare9"},null,{"$f":"IF(CommentaryInput!D2123=\"\",\"\",CommentaryInput!D2123)","v":"Forecast growth is small over the outlook period."}]
[null,null,null,10,{"$f":"$C2147&D2159","v":"SA Spare10"},null,{"$f":"IF(CommentaryInput!D2124=\"\",\"\",CommentaryInput!D2124)","v":"The POE10 offset for PV and EE rises from 1.2% to 3.8% between 2015 and 2024 with EE contributing 0.4% to 2% of the offset."}]
[null,null,null,11,{"$f":"$C2147&D2160","v":"SA Spare11"},null,{"$f":"IF(CommentaryInput!D2125=\"\",\"\",CommentaryInput!D2125)","v":""}]
[null,null,null,12,{"$f":"$C2147&D2161","v":"SA Spare12"},null,{"$f":"IF(CommentaryInput!D2126=\"\",\"\",CommentaryInput!D2126)","v":""}]
[null,null,null,null,null,null,{"$f":"IF(CommentaryInput!D2127=\"\",\"\",CommentaryInput!D2127)","v":"Winter"}]
[null,null,null,13,{"$f":"$C2147&D2163","v":"SA Spare13"},null,{"$f":"IF(CommentaryInput!D2128=\"\",\"\",CommentaryInput!D2128)","v":"Historical load levels have fallen since 2011."}]
[null,null,null,14,{"$f":"$C2147&D2164","v":"SA Spare14"},null,{"$f":"IF(CommentaryInput!D2129=\"\",\"\",CommentaryInput!D2129)","v":"Forecast growth is small over the outlook period."}]
[null,null,null,15,{"$f":"$C2147&D2165","v":"SA Spare15"},null,{"$f":"IF(CommentaryInput!D2130=\"\",\"\",CommentaryInput!D2130)","v":"The POE10 offset for PV and EE rises from 0.3% to 1.7% between 2014 and 2023 with EE contributing 0.3% to 1.7% of the offset."}]
[null,null,null,16,{"$f":"$C2147&D2166","v":"SA Spare16"},null,{"$f":"IF(CommentaryInput!D2131=\"\",\"\",CommentaryInput!D2131)","v":""}]
[null,null,null,17,{"$f":"$C2147&D2167","v":"SA Spare17"},null,{"$f":"IF(CommentaryInput!D2132=\"\",\"\",CommentaryInput!D2132)","v":""}]
[null,null,null,null,null,null,{"$f":"IF(CommentaryInput!D2133=\"\",\"\",CommentaryInput!D2133)","v":"Other"}]
[null,null,null,18,{"$f":"$C2147&D2169","v":"SA Spare18"},null,{"$f":"IF(CommentaryInput!D2134=\"\",\"\",CommentaryInput!D2134)","v":"Demand at the connection point is dominated by industrial and agricultural requirements."}]
[null,null,null,19,{"$f":"$C2147&D2170","v":"SA Spare19"},null,{"$f":"IF(CommentaryInput!D2135=\"\",\"\",CommentaryInput!D2135)","v":"Demand is not weather-sensitive."}]
[null,null,null,20,{"$f":"$C2147&D2171","v":"SA Spare20"},null,{"$f":"IF(CommentaryInput!D2136=\"\",\"\",CommentaryInput!D2136)","v":"The connection point is Winter peaking."}]
[null,null,null,21,{"$f":"$C2147&D2172","v":"SA Spare21"},null,{"$f":"IF(CommentaryInput!D2137=\"\",\"\",CommentaryInput!D2137)","v":"Diversity factors: summer = 0.47; winter = 0.75."}]
[null,null,null,22,{"$f":"$C2147&D2173","v":"SA Spare22"},null,{"$f":"IF(CommentaryInput!D2138=\"\",\"\",CommentaryInput!D2138)","v":""}]
[null,null,null,23,{"$f":"$C2147&D2174","v":"SA Spare23"},null,{"$f":"IF(CommentaryInput!D2139=\"\",\"\",CommentaryInput!D2139)","v":""}]
[null,null,null,24,{"$f":"$C2147&D2175","v":"SA Spare24"},null,{"$f":"IF(CommentaryInput!D2140=\"\",\"\",CommentaryInput!D2140)","v":""}]
[null,null,null,25,{"$f":"$C2147&D2176","v":"SA Spare25"},null,{"$f":"IF(CommentaryInput!D2141=\"\",\"\",CommentaryInput!D2141)","v":""}]
[null,null,null,null,null,null,""]
[null,null,"SA Spare"]
[null,null,null,null,null,null,""]
[null,null,null,null,null,null,{"$f":"IF(CommentaryInput!D2145=\"\",\"\",CommentaryInput!D2145)","v":"MAIN SECTORS"}]
[null,null,null,1,{"$f":"$C2178&D2181","v":"SA Spare1"},null,{"$f":"IF(CommentaryInput!D2146=\"\",\"\",CommentaryInput!D2146)","v":"Predominantly residential."}]
[null,null,null,2,{"$f":"$C2178&D2182","v":"SA Spare2"},null,{"$f":"IF(CommentaryInput!D2147=\"\",\"\",CommentaryInput!D2147)","v":""}]
[null,null,null,3,{"$f":"$C2178&D2183","v":"SA Spare3"},null,{"$f":"IF(CommentaryInput!D2148=\"\",\"\",CommentaryInput!D2148)","v":""}]
[null,null,null,4,{"$f":"$C2178&D2184","v":"SA Spare4"},null,{"$f":"IF(CommentaryInput!D2149=\"\",\"\",CommentaryInput!D2149)","v":""}]
[null,null,null,5,{"$f":"$C2178&D2185","v":"SA Spare5"},null,{"$f":"IF(CommentaryInput!D2150=\"\",\"\",CommentaryInput!D2150)","v":""}]
[null,null,null,null,null,null,{"$f":"IF(CommentaryInput!D2151=\"\",\"\",CommentaryInput!D2151)","v":"MEDIUM SCENARIO"}]
[null,null,null,null,null,null,{"$f":"IF(CommentaryInput!D2152=\"\",\"\",CommentaryInput!D2152)","v":"Summer"}]
[null,null,null,8,{"$f":"$C2178&D2188","v":"SA Spare8"},null,{"$f":"IF(CommentaryInput!D2153=\"\",\"\",CommentaryInput!D2153)","v":"Historical load levels have grown since 2012."}]
[null,null,null,9,{"$f":"$C2178&D2189","v":"SA Spare9"},null,{"$f":"IF(CommentaryInput!D2154=\"\",\"\",CommentaryInput!D2154)","v":"Forecast growth is small over the outlook period."}]
[null,null,null,10,{"$f":"$C2178&D2190","v":"SA Spare10"},null,{"$f":"IF(CommentaryInput!D2155=\"\",\"\",CommentaryInput!D2155)","v":"The POE10 offset for PV and EE rises from 4.4% to 14.6% between 2015 and 2024 with EE contributing 1.6% to 7.7% of the offset."}]
[null,null,null,11,{"$f":"$C2178&D2191","v":"SA Spare11"},null,{"$f":"IF(CommentaryInput!D2156=\"\",\"\",CommentaryInput!D2156)","v":""}]
[null,null,null,12,{"$f":"$C2178&D2192","v":"SA Spare12"},null,{"$f":"IF(CommentaryInput!D2157=\"\",\"\",CommentaryInput!D2157)","v":""}]
[null,null,null,null,null,null,{"$f":"IF(CommentaryInput!D2158=\"\",\"\",CommentaryInput!D2158)","v":"Winter"}]
[null,null,null,13,{"$f":"$C2178&D2194","v":"SA Spare13"},null,{"$f":"IF(CommentaryInput!D2159=\"\",\"\",CommentaryInput!D2159)","v":"The POE10 offset for PV and EE rises from 1.1% to 4.9% between 2014 and 2023 with EE contributing 1.1% to 4.9% of the offset."}]
[null,null,null,14,{"$f":"$C2178&D2195","v":"SA Spare14"},null,{"$f":"IF(CommentaryInput!D2160=\"\",\"\",CommentaryInput!D2160)","v":""}]
[null,null,null,15,{"$f":"$C2178&D2196","v":"SA Spare15"},null,{"$f":"IF(CommentaryInput!D2161=\"\",\"\",CommentaryInput!D2161)","v":""}]
[null,null,null,16,{"$f":"$C2178&D2197","v":"SA Spare16"},null,{"$f":"IF(CommentaryInput!D2162=\"\",\"\",CommentaryInput!D2162)","v":""}]
[null,null,null,17,{"$f":"$C2178&D2198","v":"SA Spare17"},null,{"$f":"IF(CommentaryInput!D2163=\"\",\"\",CommentaryInput!D2163)","v":""}]
[null,null,null,null,null,null,{"$f":"IF(CommentaryInput!D2164=\"\",\"\",CommentaryInput!D2164)","v":"Other"}]
[null,null,null,18,{"$f":"$C2178&D2200","v":"SA Spare18"},null,{"$f":"IF(CommentaryInput!D2165=\"\",\"\",CommentaryInput!D2165)","v":"Endeavour Energy's connection points at Wallerawang, the aggregation of Wallerawang 132kV and Wallerawang 66kV."}]
[null,null,null,19,{"$f":"$C2178&D2201","v":"SA Spare19"},null,{"$f":"IF(CommentaryInput!D2166=\"\",\"\",CommentaryInput!D2166)","v":"Demand is weather-sensitive in summer and winter."}]
[null,null,null,20,{"$f":"$C2178&D2202","v":"SA Spare20"},null,{"$f":"IF(CommentaryInput!D2167=\"\",\"\",CommentaryInput!D2167)","v":"The connection point is Winter peaking."}]
[null,null,null,21,{"$f":"$C2178&D2203","v":"SA Spare21"},null,{"$f":"IF(CommentaryInput!D2168=\"\",\"\",CommentaryInput!D2168)","v":"Diversity factors: summer = 0.72; winter = 0.67."}]
[null,null,null,22,{"$f":"$C2178&D2204","v":"SA Spare22"},null,{"$f":"IF(CommentaryInput!D2169=\"\",\"\",CommentaryInput!D2169)","v":""}]
[null,null,null,23,{"$f":"$C2178&D2205","v":"SA Spare23"},null,{"$f":"IF(CommentaryInput!D2170=\"\",\"\",CommentaryInput!D2170)","v":""}]
[null,null,null,24,{"$f":"$C2178&D2206","v":"SA Spare24"},null,{"$f":"IF(CommentaryInput!D2171=\"\",\"\",CommentaryInput!D2171)","v":""}]
[null,null,null,25,{"$f":"$C2178&D2207","v":"SA Spare25"},null,{"$f":"IF(CommentaryInput!D2172=\"\",\"\",CommentaryInput!D2172)","v":""}]
[null,null,null,null,null,null,""]
[null,null,"SA Spare"]
[null,null,null,null,null,null,""]
[null,null,null,null,null,null,{"$f":"IF(CommentaryInput!D2176=\"\",\"\",CommentaryInput!D2176)","v":"MAIN SECTORS"}]
[null,null,null,1,{"$f":"$C2209&D2212","v":"SA Spare1"},null,{"$f":"IF(CommentaryInput!D2177=\"\",\"\",CommentaryInput!D2177)","v":"Predominantly agricultural."}]
[null,null,null,2,{"$f":"$C2209&D2213","v":"SA Spare2"},null,{"$f":"IF(CommentaryInput!D2178=\"\",\"\",CommentaryInput!D2178)","v":""}]
[null,null,null,3,{"$f":"$C2209&D2214","v":"SA Spare3"},null,{"$f":"IF(CommentaryInput!D2179=\"\",\"\",CommentaryInput!D2179)","v":""}]
[null,null,null,4,{"$f":"$C2209&D2215","v":"SA Spare4"},null,{"$f":"IF(CommentaryInput!D2180=\"\",\"\",CommentaryInput!D2180)","v":""}]
[null,null,null,5,{"$f":"$C2209&D2216","v":"SA Spare5"},null,{"$f":"IF(CommentaryInput!D2181=\"\",\"\",CommentaryInput!D2181)","v":""}]
[null,null,null,null,null,null,{"$f":"IF(CommentaryInput!D2182=\"\",\"\",CommentaryInput!D2182)","v":"MEDIUM SCENARIO"}]
[null,null,null,null,null,null,{"$f":"IF(CommentaryInput!D2183=\"\",\"\",CommentaryInput!D2183)","v":"Summer"}]
[null,null,null,8,{"$f":"$C2209&D2219","v":"SA Spare8"},null,{"$f":"IF(CommentaryInput!D2184=\"\",\"\",CommentaryInput!D2184)","v":"Historical load levels have been flat since 2007."}]
[null,null,null,9,{"$f":"$C2209&D2220","v":"SA Spare9"},null,{"$f":"IF(CommentaryInput!D2185=\"\",\"\",CommentaryInput!D2185)","v":"Forecast growth is small over the outlook period."}]
[null,null,null,10,{"$f":"$C2209&D2221","v":"SA Spare10"},null,{"$f":"IF(CommentaryInput!D2186=\"\",\"\",CommentaryInput!D2186)","v":"The POE10 offset for PV and EE rises from 2.3% to 7.9% between 2015 and 2024 with EE contributing 0.9% to 4.2% of the offset."}]
[null,null,null,11,{"$f":"$C2209&D2222","v":"SA Spare11"},null,{"$f":"IF(CommentaryInput!D2187=\"\",\"\",CommentaryInput!D2187)","v":""}]
[null,null,null,12,{"$f":"$C2209&D2223","v":"SA Spare12"},null,{"$f":"IF(CommentaryInput!D2188=\"\",\"\",CommentaryInput!D2188)","v":""}]
[null,null,null,null,null,null,{"$f":"IF(CommentaryInput!D2189=\"\",\"\",CommentaryInput!D2189)","v":"Winter"}]
[null,null,null,13,{"$f":"$C2209&D2225","v":"SA Spare13"},null,{"$f":"IF(CommentaryInput!D2190=\"\",\"\",CommentaryInput!D2190)","v":"The POE10 offset for PV and EE rises from 1% to 4.9% between 2014 and 2023 with EE contributing 1% to 4.9% of the offset."}]
[null,null,null,14,{"$f":"$C2209&D2226","v":"SA Spare14"},null,{"$f":"IF(CommentaryInput!D2191=\"\",\"\",CommentaryInput!D2191)","v":""}]
[null,null,null,15,{"$f":"$C2209&D2227","v":"SA Spare15"},null,{"$f":"IF(CommentaryInput!D2192=\"\",\"\",CommentaryInput!D2192)","v":""}]
[null,null,null,16,{"$f":"$C2209&D2228","v":"SA Spare16"},null,{"$f":"IF(CommentaryInput!D2193=\"\",\"\",CommentaryInput!D2193)","v":""}]
[null,null,null,17,{"$f":"$C2209&D2229","v":"SA Spare17"},null,{"$f":"IF(CommentaryInput!D2194=\"\",\"\",CommentaryInput!D2194)","v":""}]
[null,null,null,null,null,null,{"$f":"IF(CommentaryInput!D2195=\"\",\"\",CommentaryInput!D2195)","v":"Other"}]
[null,null,null,18,{"$f":"$C2209&D2231","v":"SA Spare18"},null,{"$f":"IF(CommentaryInput!D2196=\"\",\"\",CommentaryInput!D2196)","v":"Demand is weather-sensitive in summer and winter."}]
[null,null,null,19,{"$f":"$C2209&D2232","v":"SA Spare19"},null,{"$f":"IF(CommentaryInput!D2197=\"\",\"\",CommentaryInput!D2197)","v":"The connection point is east of Darlington point, Griffith and Colleambally."}]
[null,null,null,20,{"$f":"$C2209&D2233","v":"SA Spare20"},null,{"$f":"IF(CommentaryInput!D2198=\"\",\"\",CommentaryInput!D2198)","v":"Irrigated agriculture is in the region and the connection point supplies residential areas at Yanco and Leeton."}]
[null,null,null,21,{"$f":"$C2209&D2234","v":"SA Spare21"},null,{"$f":"IF(CommentaryInput!D2199=\"\",\"\",CommentaryInput!D2199)","v":"The connection point is Summer peaking."}]
[null,null,null,22,{"$f":"$C2209&D2235","v":"SA Spare22"},null,{"$f":"IF(CommentaryInput!D2200=\"\",\"\",CommentaryInput!D2200)","v":"Diversity factors: summer = 0.9; winter = 0.86."}]
[null,null,null,23,{"$f":"$C2209&D2236","v":"SA Spare23"},null,{"$f":"IF(CommentaryInput!D2201=\"\",\"\",CommentaryInput!D2201)","v":""}]
[null,null,null,24,{"$f":"$C2209&D2237","v":"SA Spare24"},null,{"$f":"IF(CommentaryInput!D2202=\"\",\"\",CommentaryInput!D2202)","v":""}]
[null,null,null,25,{"$f":"$C2209&D2238","v":"SA Spare25"},null,{"$f":"IF(CommentaryInput!D2203=\"\",\"\",CommentaryInput!D2203)","v":""}]
[null,null,null,null,null,null,""]
[null,null,"SA Spare"]
[null,null,null,null,null,null,""]
[null,null,null,null,null,null,{"$f":"IF(CommentaryInput!D2207=\"\",\"\",CommentaryInput!D2207)","v":"MAIN SECTORS"}]
[null,null,null,1,{"$f":"$C2240&D2243","v":"SA Spare1"},null,{"$f":"IF(CommentaryInput!D2208=\"\",\"\",CommentaryInput!D2208)","v":"Predominantly residential."}]
[null,null,null,2,{"$f":"$C2240&D2244","v":"SA Spare2"},null,{"$f":"IF(CommentaryInput!D2209=\"\",\"\",CommentaryInput!D2209)","v":""}]
[null,null,null,3,{"$f":"$C2240&D2245","v":"SA Spare3"},null,{"$f":"IF(CommentaryInput!D2210=\"\",\"\",CommentaryInput!D2210)","v":""}]
[null,null,null,4,{"$f":"$C2240&D2246","v":"SA Spare4"},null,{"$f":"IF(CommentaryInput!D2211=\"\",\"\",CommentaryInput!D2211)","v":""}]
[null,null,null,5,{"$f":"$C2240&D2247","v":"SA Spare5"},null,{"$f":"IF(CommentaryInput!D2212=\"\",\"\",CommentaryInput!D2212)","v":""}]
[null,null,null,null,null,null,{"$f":"IF(CommentaryInput!D2213=\"\",\"\",CommentaryInput!D2213)","v":"MEDIUM SCENARIO"}]
[null,null,null,null,null,null,{"$f":"IF(CommentaryInput!D2214=\"\",\"\",CommentaryInput!D2214)","v":"Summer"}]
[null,null,null,8,{"$f":"$C2240&D2250","v":"SA Spare8"},null,{"$f":"IF(CommentaryInput!D2215=\"\",\"\",CommentaryInput!D2215)","v":"Forecast growth is flat over the outlook period."}]
[null,null,null,9,{"$f":"$C2240&D2251","v":"SA Spare9"},null,{"$f":"IF(CommentaryInput!D2216=\"\",\"\",CommentaryInput!D2216)","v":"The POE10 offset for PV and EE rises from 0.2% to 0.6% between 2015 and 2024 with EE contributing 0.1% to 0.3% of the offset."}]
[null,null,null,10,{"$f":"$C2240&D2252","v":"SA Spare10"},null,{"$f":"IF(CommentaryInput!D2217=\"\",\"\",CommentaryInput!D2217)","v":""}]
[null,null,null,11,{"$f":"$C2240&D2253","v":"SA Spare11"},null,{"$f":"IF(CommentaryInput!D2218=\"\",\"\",CommentaryInput!D2218)","v":""}]
[null,null,null,12,{"$f":"$C2240&D2254","v":"SA Spare12"},null,{"$f":"IF(CommentaryInput!D2219=\"\",\"\",CommentaryInput!D2219)","v":""}]
[null,null,null,null,null,null,{"$f":"IF(CommentaryInput!D2220=\"\",\"\",CommentaryInput!D2220)","v":"Winter"}]
[null,null,null,13,{"$f":"$C2240&D2256","v":"SA Spare13"},null,{"$f":"IF(CommentaryInput!D2221=\"\",\"\",CommentaryInput!D2221)","v":"The POE10 offset for PV and EE rises from 0.1% to 0.3% between 2014 and 2023 with EE contributing 0.1% to 0.3% of the offset."}]
[null,null,null,14,{"$f":"$C2240&D2257","v":"SA Spare14"},null,{"$f":"IF(CommentaryInput!D2222=\"\",\"\",CommentaryInput!D2222)","v":""}]
[null,null,null,15,{"$f":"$C2240&D2258","v":"SA Spare15"},null,{"$f":"IF(CommentaryInput!D2223=\"\",\"\",CommentaryInput!D2223)","v":""}]
[null,null,null,16,{"$f":"$C2240&D2259","v":"SA Spare16"},null,{"$f":"IF(CommentaryInput!D2224=\"\",\"\",CommentaryInput!D2224)","v":""}]
[null,null,null,17,{"$f":"$C2240&D2260","v":"SA Spare17"},null,{"$f":"IF(CommentaryInput!D2225=\"\",\"\",CommentaryInput!D2225)","v":""}]
[null,null,null,null,null,null,{"$f":"IF(CommentaryInput!D2226=\"\",\"\",CommentaryInput!D2226)","v":"Other"}]
[null,null,null,18,{"$f":"$C2240&D2262","v":"SA Spare18"},null,{"$f":"IF(CommentaryInput!D2227=\"\",\"\",CommentaryInput!D2227)","v":"There is no operational demand load at Yass however the connection point is often used to supply Goulburn."}]
[null,null,null,19,{"$f":"$C2240&D2263","v":"SA Spare19"},null,{"$f":"IF(CommentaryInput!D2228=\"\",\"\",CommentaryInput!D2228)","v":"Forecast demand is based on this supply configuration."}]
[null,null,null,20,{"$f":"$C2240&D2264","v":"SA Spare20"},null,{"$f":"IF(CommentaryInput!D2229=\"\",\"\",CommentaryInput!D2229)","v":"Wind farms (Cullerin Range and Gunning) are embedded at this connection point."}]
[null,null,null,21,{"$f":"$C2240&D2265","v":"SA Spare21"},null,{"$f":"IF(CommentaryInput!D2230=\"\",\"\",CommentaryInput!D2230)","v":"Embedded generation is included in the forecast at 0MW."}]
[null,null,null,22,{"$f":"$C2240&D2266","v":"SA Spare22"},null,{"$f":"IF(CommentaryInput!D2231=\"\",\"\",CommentaryInput!D2231)","v":"The connection point is Winter peaking."}]
[null,null,null,23,{"$f":"$C2240&D2267","v":"SA Spare23"},null,{"$f":"IF(CommentaryInput!D2232=\"\",\"\",CommentaryInput!D2232)","v":"Diversity factors: summer = 0.01; winter = 0.02."}]
[null,null,null,24,{"$f":"$C2240&D2268","v":"SA Spare24"},null,{"$f":"IF(CommentaryInput!D2233=\"\",\"\",CommentaryInput!D2233)","v":""}]
[null,null,null,25,{"$f":"$C2240&D2269","v":"SA Spare25"},null,{"$f":"IF(CommentaryInput!D2234=\"\",\"\",CommentaryInput!D2234)","v":""}]
[null,null,null,null,null,null,""]
[null,null,"SA Spare"]
[null,null,null,null,null,null,""]
[null,null,null,null,null,null,{"$f":"IF(CommentaryInput!D2238=\"\",\"\",CommentaryInput!D2238)","v":"MAIN SECTORS"}]
[null,null,null,1,{"$f":"$C2271&D2274","v":"SA Spare1"},null,{"$f":"IF(CommentaryInput!D2239=\"\",\"\",CommentaryInput!D2239)","v":"Predominantly agricultural."}]
[null,null,null,2,{"$f":"$C2271&D2275","v":"SA Spare2"},null,{"$f":"IF(CommentaryInput!D2240=\"\",\"\",CommentaryInput!D2240)","v":""}]
[null,null,null,3,{"$f":"$C2271&D2276","v":"SA Spare3"},null,{"$f":"IF(CommentaryInput!D2241=\"\",\"\",CommentaryInput!D2241)","v":""}]
[null,null,null,4,{"$f":"$C2271&D2277","v":"SA Spare4"},null,{"$f":"IF(CommentaryInput!D2242=\"\",\"\",CommentaryInput!D2242)","v":""}]
[null,null,null,5,{"$f":"$C2271&D2278","v":"SA Spare5"},null,{"$f":"IF(CommentaryInput!D2243=\"\",\"\",CommentaryInput!D2243)","v":""}]
[null,null,null,null,null,null,{"$f":"IF(CommentaryInput!D2244=\"\",\"\",CommentaryInput!D2244)","v":"MEDIUM SCENARIO"}]
[null,null,null,null,null,null,{"$f":"IF(CommentaryInput!D2245=\"\",\"\",CommentaryInput!D2245)","v":"Summer"}]
[null,null,null,8,{"$f":"$C2271&D2281","v":"SA Spare8"},null,{"$f":"IF(CommentaryInput!D2246=\"\",\"\",CommentaryInput!D2246)","v":"Historical load levels have grown since 2002."}]
[null,null,null,9,{"$f":"$C2271&D2282","v":"SA Spare9"},null,{"$f":"IF(CommentaryInput!D2247=\"\",\"\",CommentaryInput!D2247)","v":"Forecast growth is flat over the outlook period."}]
[null,null,null,10,{"$f":"$C2271&D2283","v":"SA Spare10"},null,{"$f":"IF(CommentaryInput!D2248=\"\",\"\",CommentaryInput!D2248)","v":"The POE10 offset for PV and EE rises from 4.1% to 14.7% between 2015 and 2024 with EE contributing 1.5% to 7.8% of the offset."}]
[null,null,null,11,{"$f":"$C2271&D2284","v":"SA Spare11"},null,{"$f":"IF(CommentaryInput!D2249=\"\",\"\",CommentaryInput!D2249)","v":""}]
[null,null,null,12,{"$f":"$C2271&D2285","v":"SA Spare12"},null,{"$f":"IF(CommentaryInput!D2250=\"\",\"\",CommentaryInput!D2250)","v":""}]
[null,null,null,null,null,null,{"$f":"IF(CommentaryInput!D2251=\"\",\"\",CommentaryInput!D2251)","v":"Winter"}]
[null,null,null,13,{"$f":"$C2271&D2287","v":"SA Spare13"},null,{"$f":"IF(CommentaryInput!D2252=\"\",\"\",CommentaryInput!D2252)","v":"The POE10 offset for PV and EE rises from 1.5% to 7.4% between 2014 and 2023 with EE contributing 1.5% to 7.4% of the offset."}]
[null,null,null,14,{"$f":"$C2271&D2288","v":"SA Spare14"},null,{"$f":"IF(CommentaryInput!D2253=\"\",\"\",CommentaryInput!D2253)","v":""}]
[null,null,null,15,{"$f":"$C2271&D2289","v":"SA Spare15"},null,{"$f":"IF(CommentaryInput!D2254=\"\",\"\",CommentaryInput!D2254)","v":""}]
[null,null,null,16,{"$f":"$C2271&D2290","v":"SA Spare16"},null,{"$f":"IF(CommentaryInput!D2255=\"\",\"\",CommentaryInput!D2255)","v":""}]
[null,null,null,17,{"$f":"$C2271&D2291","v":"SA Spare17"},null,{"$f":"IF(CommentaryInput!D2256=\"\",\"\",CommentaryInput!D2256)","v":""}]
[null,null,null,null,null,null,{"$f":"IF(CommentaryInput!D2257=\"\",\"\",CommentaryInput!D2257)","v":"Other"}]
[null,null,null,18,{"$f":"$C2271&D2293","v":"SA Spare18"},null,{"$f":"IF(CommentaryInput!D2258=\"\",\"\",CommentaryInput!D2258)","v":"The town of Yass is supplied by this connection point."}]
[null,null,null,19,{"$f":"$C2271&D2294","v":"SA Spare19"},null,{"$f":"IF(CommentaryInput!D2259=\"\",\"\",CommentaryInput!D2259)","v":"Demand is weather-sensitive in summer and winter."}]
[null,null,null,20,{"$f":"$C2271&D2295","v":"SA Spare20"},null,{"$f":"IF(CommentaryInput!D2260=\"\",\"\",CommentaryInput!D2260)","v":"The connection point is Winter peaking."}]
[null,null,null,21,{"$f":"$C2271&D2296","v":"SA Spare21"},null,{"$f":"IF(CommentaryInput!D2261=\"\",\"\",CommentaryInput!D2261)","v":"Diversity factors: summer = 0.79; winter = 0.88."}]
[null,null,null,22,{"$f":"$C2271&D2297","v":"SA Spare22"},null,{"$f":"IF(CommentaryInput!D2262=\"\",\"\",CommentaryInput!D2262)","v":""}]
[null,null,null,23,{"$f":"$C2271&D2298","v":"SA Spare23"},null,{"$f":"IF(CommentaryInput!D2263=\"\",\"\",CommentaryInput!D2263)","v":""}]
[null,null,null,24,{"$f":"$C2271&D2299","v":"SA Spare24"},null,{"$f":"IF(CommentaryInput!D2264=\"\",\"\",CommentaryInput!D2264)","v":""}]
[null,null,null,25,{"$f":"$C2271&D2300","v":"SA Spare25"},null,{"$f":"IF(CommentaryInput!D2265=\"\",\"\",CommentaryInput!D2265)","v":""}]
[null,null,null,null,null,null,""]
[null,null,"SA Spare"]
[null,null,null,null,null,null,""]
[null,null,null,null,null,null,{"$f":"IF(CommentaryInput!D2269=\"\",\"\",CommentaryInput!D2269)","v":"MAIN SECTORS"}]
[null,null,null,1,{"$f":"$C2302&D2305","v":"SA Spare1"},null,{"$f":"IF(CommentaryInput!D2270=\"\",\"\",CommentaryInput!D2270)","v":"Inner Sydney connection points."}]
[null,null,null,2,{"$f":"$C2302&D2306","v":"SA Spare2"},null,{"$f":"IF(CommentaryInput!D2271=\"\",\"\",CommentaryInput!D2271)","v":"Predominantly residential."}]
[null,null,null,3,{"$f":"$C2302&D2307","v":"SA Spare3"},null,{"$f":"IF(CommentaryInput!D2272=\"\",\"\",CommentaryInput!D2272)","v":""}]
[null,null,null,4,{"$f":"$C2302&D2308","v":"SA Spare4"},null,{"$f":"IF(CommentaryInput!D2273=\"\",\"\",CommentaryInput!D2273)","v":""}]
[null,null,null,5,{"$f":"$C2302&D2309","v":"SA Spare5"},null,{"$f":"IF(CommentaryInput!D2274=\"\",\"\",CommentaryInput!D2274)","v":""}]
[null,null,null,null,null,null,{"$f":"IF(CommentaryInput!D2275=\"\",\"\",CommentaryInput!D2275)","v":"MEDIUM SCENARIO"}]
[null,null,null,null,null,null,{"$f":"IF(CommentaryInput!D2276=\"\",\"\",CommentaryInput!D2276)","v":"Summer"}]
[null,null,null,8,{"$f":"$C2302&D2312","v":"SA Spare8"},null,{"$f":"IF(CommentaryInput!D2277=\"\",\"\",CommentaryInput!D2277)","v":"Historical load levels peaked around 2010 and have fallen since then."}]
[null,null,null,9,{"$f":"$C2302&D2313","v":"SA Spare9"},null,{"$f":"IF(CommentaryInput!D2278=\"\",\"\",CommentaryInput!D2278)","v":"Forecast growth is small over the outlook period."}]
[null,null,null,10,{"$f":"$C2302&D2314","v":"SA Spare10"},null,{"$f":"IF(CommentaryInput!D2279=\"\",\"\",CommentaryInput!D2279)","v":"The POE10 offset for PV and EE rises from 3.7% to 11.6% between 2015 and 2024 with EE contributing 1.4% to 6.2% of the offset."}]
[null,null,null,11,{"$f":"$C2302&D2315","v":"SA Spare11"},null,{"$f":"IF(CommentaryInput!D2280=\"\",\"\",CommentaryInput!D2280)","v":""}]
[null,null,null,12,{"$f":"$C2302&D2316","v":"SA Spare12"},null,{"$f":"IF(CommentaryInput!D2281=\"\",\"\",CommentaryInput!D2281)","v":""}]
[null,null,null,null,null,null,{"$f":"IF(CommentaryInput!D2282=\"\",\"\",CommentaryInput!D2282)","v":"Winter"}]
[null,null,null,13,{"$f":"$C2302&D2318","v":"SA Spare13"},null,{"$f":"IF(CommentaryInput!D2283=\"\",\"\",CommentaryInput!D2283)","v":"Historical load levels peaked around 2008 and have fallen since then."}]
[null,null,null,14,{"$f":"$C2302&D2319","v":"SA Spare14"},null,{"$f":"IF(CommentaryInput!D2284=\"\",\"\",CommentaryInput!D2284)","v":"Forecast growth is small over the outlook period."}]
[null,null,null,15,{"$f":"$C2302&D2320","v":"SA Spare15"},null,{"$f":"IF(CommentaryInput!D2285=\"\",\"\",CommentaryInput!D2285)","v":"The POE10 offset for PV and EE rises from 1.3% to 5.7% between 2014 and 2023 with EE contributing 1.3% to 5.7% of the offset."}]
[null,null,null,16,{"$f":"$C2302&D2321","v":"SA Spare16"},null,{"$f":"IF(CommentaryInput!D2286=\"\",\"\",CommentaryInput!D2286)","v":""}]
[null,null,null,17,{"$f":"$C2302&D2322","v":"SA Spare17"},null,{"$f":"IF(CommentaryInput!D2287=\"\",\"\",CommentaryInput!D2287)","v":""}]
[null,null,null,null,null,null,{"$f":"IF(CommentaryInput!D2288=\"\",\"\",CommentaryInput!D2288)","v":"Other"}]
[null,null,null,18,{"$f":"$C2302&D2324","v":"SA Spare18"},null,{"$f":"IF(CommentaryInput!D2289=\"\",\"\",CommentaryInput!D2289)","v":"Connection points around central Sydney were aggregated to form SCBD."}]
[null,null,null,19,{"$f":"$C2302&D2325","v":"SA Spare19"},null,{"$f":"IF(CommentaryInput!D2290=\"\",\"\",CommentaryInput!D2290)","v":"The connection points making up the aggregation are NBFN ,NBFS, NBFW, NBG1, NBG3, NCAR, \rNCHM, NCHU, NCTB, NDRM, NGF3, NGSF,"}]
[null,null,null,20,{"$f":"$C2302&D2326","v":"SA Spare20"},null,{"$f":"IF(CommentaryInput!D2291=\"\",\"\",CommentaryInput!D2291)","v":"NGSQ, NGWF, NHBB, NHYM, NKN1, NLCV, NMBK, NMKV, NMPK, NMQP, NOR1, NOR6,"}]
[null,null,null,21,{"$f":"$C2302&D2327","v":"SA Spare21"},null,{"$f":"IF(CommentaryInput!D2292=\"\",\"\",CommentaryInput!D2292)","v":"NORB, NPH1, NPHT, NPT1, NPT3, NRZH, NRZL, NSE2, NSMB, NSN1, NSPT, \n"}]
[null,null,null,22,{"$f":"$C2302&D2328","v":"SA Spare22"},null,{"$f":"IF(CommentaryInput!D2293=\"\",\"\",CommentaryInput!D2293)","v":"NSYS, NTG3, NTPR, NWYG. Please see the forecasting report for more information on the aggregation."}]
[null,null,null,23,{"$f":"$C2302&D2329","v":"SA Spare23"},null,{"$f":"IF(CommentaryInput!D2294=\"\",\"\",CommentaryInput!D2294)","v":"Embedded generation is included in the forecast at 0MW. The connection point is Summer peaking."}]
[null,null,null,24,{"$f":"$C2302&D2330","v":"SA Spare24"},null,{"$f":"IF(CommentaryInput!D2295=\"\",\"\",CommentaryInput!D2295)","v":"Demand is weather-sensitive in summer and winter. Forecast growth reflects an increasing population and a positive economic outlook."}]
[null,null,null,25,{"$f":"$C2302&D2331","v":"SA Spare25"},null,{"$f":"IF(CommentaryInput!D2296=\"\",\"\",CommentaryInput!D2296)","v":"Diversity factors: summer = 0.99; winter = 0.99."}]
[null,null,null,null,null,null,""]
[null,null,"SA Spare"]
[null,null,null,null,null,null,""]
[null,null,null,null,null,null,{"$f":"IF(CommentaryInput!D2300=\"\",\"\",CommentaryInput!D2300)","v":"MAIN SECTORS"}]
[null,null,null,1,{"$f":"$C2333&D2336","v":"SA Spare1"},null,{"$f":"IF(CommentaryInput!D2301=\"\",\"\",CommentaryInput!D2301)","v":"Western Sydney connection points."}]
[null,null,null,2,{"$f":"$C2333&D2337","v":"SA Spare2"},null,{"$f":"IF(CommentaryInput!D2302=\"\",\"\",CommentaryInput!D2302)","v":"Predominantly residential."}]
[null,null,null,3,{"$f":"$C2333&D2338","v":"SA Spare3"},null,{"$f":"IF(CommentaryInput!D2303=\"\",\"\",CommentaryInput!D2303)","v":""}]
[null,null,null,4,{"$f":"$C2333&D2339","v":"SA Spare4"},null,{"$f":"IF(CommentaryInput!D2304=\"\",\"\",CommentaryInput!D2304)","v":""}]
[null,null,null,5,{"$f":"$C2333&D2340","v":"SA Spare5"},null,{"$f":"IF(CommentaryInput!D2305=\"\",\"\",CommentaryInput!D2305)","v":""}]
[null,null,null,null,null,null,{"$f":"IF(CommentaryInput!D2306=\"\",\"\",CommentaryInput!D2306)","v":"MEDIUM SCENARIO"}]
[null,null,null,null,null,null,{"$f":"IF(CommentaryInput!D2307=\"\",\"\",CommentaryInput!D2307)","v":"Summer"}]
[null,null,null,8,{"$f":"$C2333&D2343","v":"SA Spare8"},null,{"$f":"IF(CommentaryInput!D2308=\"\",\"\",CommentaryInput!D2308)","v":"Historical load levels peaked around 2011 and have fallen since then."}]
[null,null,null,9,{"$f":"$C2333&D2344","v":"SA Spare9"},null,{"$f":"IF(CommentaryInput!D2309=\"\",\"\",CommentaryInput!D2309)","v":"Forecast growth is strong over the outlook period."}]
[null,null,null,10,{"$f":"$C2333&D2345","v":"SA Spare10"},null,{"$f":"IF(CommentaryInput!D2310=\"\",\"\",CommentaryInput!D2310)","v":"The POE10 offset for PV and EE rises from 2.7% to 7.8% between 2015 and 2024 with EE contributing 1% to 4.1% of the offset."}]
[null,null,null,11,{"$f":"$C2333&D2346","v":"SA Spare11"},null,{"$f":"IF(CommentaryInput!D2311=\"\",\"\",CommentaryInput!D2311)","v":""}]
[null,null,null,12,{"$f":"$C2333&D2347","v":"SA Spare12"},null,{"$f":"IF(CommentaryInput!D2312=\"\",\"\",CommentaryInput!D2312)","v":""}]
[null,null,null,null,null,null,{"$f":"IF(CommentaryInput!D2313=\"\",\"\",CommentaryInput!D2313)","v":"Winter"}]
[null,null,null,13,{"$f":"$C2333&D2349","v":"SA Spare13"},null,{"$f":"IF(CommentaryInput!D2314=\"\",\"\",CommentaryInput!D2314)","v":"Historical load levels have fallen since 2009."}]
[null,null,null,14,{"$f":"$C2333&D2350","v":"SA Spare14"},null,{"$f":"IF(CommentaryInput!D2315=\"\",\"\",CommentaryInput!D2315)","v":"Forecast growth is strong over the outlook period."}]
[null,null,null,15,{"$f":"$C2333&D2351","v":"SA Spare15"},null,{"$f":"IF(CommentaryInput!D2316=\"\",\"\",CommentaryInput!D2316)","v":"The POE10 offset for PV and EE rises from 1.1% to 4.8% between 2014 and 2023 with EE contributing 1.1% to 4.8% of the offset."}]
[null,null,null,16,{"$f":"$C2333&D2352","v":"SA Spare16"},null,{"$f":"IF(CommentaryInput!D2317=\"\",\"\",CommentaryInput!D2317)","v":""}]
[null,null,null,17,{"$f":"$C2333&D2353","v":"SA Spare17"},null,{"$f":"IF(CommentaryInput!D2318=\"\",\"\",CommentaryInput!D2318)","v":""}]
[null,null,null,null,null,null,{"$f":"IF(CommentaryInput!D2319=\"\",\"\",CommentaryInput!D2319)","v":"Other"}]
[null,null,null,18,{"$f":"$C2333&D2355","v":"SA Spare18"},null,{"$f":"IF(CommentaryInput!D2320=\"\",\"\",CommentaryInput!D2320)","v":"Connection points around western Sydney were aggregated to form SWST."}]
[null,null,null,19,{"$f":"$C2333&D2356","v":"SA Spare19"},null,{"$f":"IF(CommentaryInput!D2321=\"\",\"\",CommentaryInput!D2321)","v":"The connection points making up the aggregation are NHLD, NING, NKCK, NLP1, NMC1, NMC2, NRGV, NSW2, NVYD."}]
[null,null,null,20,{"$f":"$C2333&D2357","v":"SA Spare20"},null,{"$f":"IF(CommentaryInput!D2322=\"\",\"\",CommentaryInput!D2322)","v":"Please see the forecasting report for more information on the aggregation."}]
[null,null,null,21,{"$f":"$C2333&D2358","v":"SA Spare21"},null,{"$f":"IF(CommentaryInput!D2323=\"\",\"\",CommentaryInput!D2323)","v":"Demand is weather-sensitive in summer and winter."}]
[null,null,null,22,{"$f":"$C2333&D2359","v":"SA Spare22"},null,{"$f":"IF(CommentaryInput!D2324=\"\",\"\",CommentaryInput!D2324)","v":"The connection point is Summer peaking."}]
[null,null,null,23,{"$f":"$C2333&D2360","v":"SA Spare23"},null,{"$f":"IF(CommentaryInput!D2325=\"\",\"\",CommentaryInput!D2325)","v":"Embedded generation is included in the forecast at 0MW."}]
[null,null,null,24,{"$f":"$C2333&D2361","v":"SA Spare24"},null,{"$f":"IF(CommentaryInput!D2326=\"\",\"\",CommentaryInput!D2326)","v":"Diversity factors: summer = 0.99; winter = 0.97."}]
[null,null,null,25,{"$f":"$C2333&D2362","v":"SA Spare25"},null,{"$f":"IF(CommentaryInput!D2327=\"\",\"\",CommentaryInput!D2327)","v":""}]
[null,null,null,null,null,null,""]
[null,null,"SA Spare"]
[null,null,null,null,null,null,""]
[null,null,null,null,null,null,{"$f":"IF(CommentaryInput!D2331=\"\",\"\",CommentaryInput!D2331)","v":"MAIN SECTORS"}]
[null,null,null,1,{"$f":"$C2364&D2367","v":"SA Spare1"},null,{"$f":"IF(CommentaryInput!D2332=\"\",\"\",CommentaryInput!D2332)","v":""}]
[null,null,null,2,{"$f":"$C2364&D2368","v":"SA Spare2"},null,{"$f":"IF(CommentaryInput!D2333=\"\",\"\",CommentaryInput!D2333)","v":""}]
[null,null,null,3,{"$f":"$C2364&D2369","v":"SA Spare3"},null,{"$f":"IF(CommentaryInput!D2334=\"\",\"\",CommentaryInput!D2334)","v":""}]
[null,null,null,4,{"$f":"$C2364&D2370","v":"SA Spare4"},null,{"$f":"IF(CommentaryInput!D2335=\"\",\"\",CommentaryInput!D2335)","v":""}]
[null,null,null,5,{"$f":"$C2364&D2371","v":"SA Spare5"},null,{"$f":"IF(CommentaryInput!D2336=\"\",\"\",CommentaryInput!D2336)","v":""}]
[null,null,null,null,null,null,{"$f":"IF(CommentaryInput!D2337=\"\",\"\",CommentaryInput!D2337)","v":"MEDIUM SCENARIO"}]
[null,null,null,null,null,null,{"$f":"IF(CommentaryInput!D2338=\"\",\"\",CommentaryInput!D2338)","v":"Summer"}]
[null,null,null,8,{"$f":"$C2364&D2374","v":"SA Spare8"},null,{"$f":"IF(CommentaryInput!D2339=\"\",\"\",CommentaryInput!D2339)","v":""}]
[null,null,null,9,{"$f":"$C2364&D2375","v":"SA Spare9"},null,{"$f":"IF(CommentaryInput!D2340=\"\",\"\",CommentaryInput!D2340)","v":""}]
[null,null,null,10,{"$f":"$C2364&D2376","v":"SA Spare10"},null,{"$f":"IF(CommentaryInput!D2341=\"\",\"\",CommentaryInput!D2341)","v":""}]
[null,null,null,11,{"$f":"$C2364&D2377","v":"SA Spare11"},null,{"$f":"IF(CommentaryInput!D2342=\"\",\"\",CommentaryInput!D2342)","v":""}]
[null,null,null,12,{"$f":"$C2364&D2378","v":"SA Spare12"},null,{"$f":"IF(CommentaryInput!D2343=\"\",\"\",CommentaryInput!D2343)","v":""}]
[null,null,null,null,null,null,{"$f":"IF(CommentaryInput!D2344=\"\",\"\",CommentaryInput!D2344)","v":"Winter"}]
[null,null,null,13,{"$f":"$C2364&D2380","v":"SA Spare13"},null,{"$f":"IF(CommentaryInput!D2345=\"\",\"\",CommentaryInput!D2345)","v":""}]
[null,null,null,14,{"$f":"$C2364&D2381","v":"SA Spare14"},null,{"$f":"IF(CommentaryInput!D2346=\"\",\"\",CommentaryInput!D2346)","v":""}]
[null,null,null,15,{"$f":"$C2364&D2382","v":"SA Spare15"},null,{"$f":"IF(CommentaryInput!D2347=\"\",\"\",CommentaryInput!D2347)","v":""}]
[null,null,null,16,{"$f":"$C2364&D2383","v":"SA Spare16"},null,{"$f":"IF(CommentaryInput!D2348=\"\",\"\",CommentaryInput!D2348)","v":""}]
[null,null,null,17,{"$f":"$C2364&D2384","v":"SA Spare17"},null,{"$f":"IF(CommentaryInput!D2349=\"\",\"\",CommentaryInput!D2349)","v":""}]
[null,null,null,null,null,null,{"$f":"IF(CommentaryInput!D2350=\"\",\"\",CommentaryInput!D2350)","v":"Other"}]
[null,null,null,18,{"$f":"$C2364&D2386","v":"SA Spare18"},null,{"$f":"IF(CommentaryInput!D2351=\"\",\"\",CommentaryInput!D2351)","v":""}]
[null,null,null,19,{"$f":"$C2364&D2387","v":"SA Spare19"},null,{"$f":"IF(CommentaryInput!D2352=\"\",\"\",CommentaryInput!D2352)","v":""}]
[null,null,null,20,{"$f":"$C2364&D2388","v":"SA Spare20"},null,{"$f":"IF(CommentaryInput!D2353=\"\",\"\",CommentaryInput!D2353)","v":""}]
[null,null,null,21,{"$f":"$C2364&D2389","v":"SA Spare21"},null,{"$f":"IF(CommentaryInput!D2354=\"\",\"\",CommentaryInput!D2354)","v":""}]
[null,null,null,22,{"$f":"$C2364&D2390","v":"SA Spare22"},null,{"$f":"IF(CommentaryInput!D2355=\"\",\"\",CommentaryInput!D2355)","v":""}]
[null,null,null,23,{"$f":"$C2364&D2391","v":"SA Spare23"},null,{"$f":"IF(CommentaryInput!D2356=\"\",\"\",CommentaryInput!D2356)","v":""}]
[null,null,null,24,{"$f":"$C2364&D2392","v":"SA Spare24"},null,{"$f":"IF(CommentaryInput!D2357=\"\",\"\",CommentaryInput!D2357)","v":""}]
[null,null,null,25,{"$f":"$C2364&D2393","v":"SA Spare25"},null,{"$f":"IF(CommentaryInput!D2358=\"\",\"\",CommentaryInput!D2358)","v":""}]
[null,null,null,null,null,null,""]
[null,null,"VIC Spare "]
[null,null,null,null,null,null,""]
[null,null,null,null,null,null,{"$f":"IF(CommentaryInput!D2362=\"\",\"\",CommentaryInput!D2362)","v":"MAIN SECTORS"}]
[null,null,null,1,{"$f":"$C2395&D2398","v":"VIC Spare 1"},null,{"$f":"IF(CommentaryInput!D2363=\"\",\"\",CommentaryInput!D2363)","v":""}]
[null,null,null,2,{"$f":"$C2395&D2399","v":"VIC Spare 2"},null,{"$f":"IF(CommentaryInput!D2364=\"\",\"\",CommentaryInput!D2364)","v":""}]
[null,null,null,3,{"$f":"$C2395&D2400","v":"VIC Spare 3"},null,{"$f":"IF(CommentaryInput!D2365=\"\",\"\",CommentaryInput!D2365)","v":""}]
[null,null,null,4,{"$f":"$C2395&D2401","v":"VIC Spare 4"},null,{"$f":"IF(CommentaryInput!D2366=\"\",\"\",CommentaryInput!D2366)","v":""}]
[null,null,null,5,{"$f":"$C2395&D2402","v":"VIC Spare 5"},null,{"$f":"IF(CommentaryInput!D2367=\"\",\"\",CommentaryInput!D2367)","v":""}]
[null,null,null,null,null,null,{"$f":"IF(CommentaryInput!D2368=\"\",\"\",CommentaryInput!D2368)","v":"MEDIUM SCENARIO"}]
[null,null,null,null,null,null,{"$f":"IF(CommentaryInput!D2369=\"\",\"\",CommentaryInput!D2369)","v":"Summer"}]
[null,null,null,8,{"$f":"$C2395&D2405","v":"VIC Spare 8"},null,{"$f":"IF(CommentaryInput!D2370=\"\",\"\",CommentaryInput!D2370)","v":""}]
[null,null,null,9,{"$f":"$C2395&D2406","v":"VIC Spare 9"},null,{"$f":"IF(CommentaryInput!D2371=\"\",\"\",CommentaryInput!D2371)","v":""}]
[null,null,null,10,{"$f":"$C2395&D2407","v":"VIC Spare 10"},null,{"$f":"IF(CommentaryInput!D2372=\"\",\"\",CommentaryInput!D2372)","v":""}]
[null,null,null,11,{"$f":"$C2395&D2408","v":"VIC Spare 11"},null,{"$f":"IF(CommentaryInput!D2373=\"\",\"\",CommentaryInput!D2373)","v":""}]
[null,null,null,12,{"$f":"$C2395&D2409","v":"VIC Spare 12"},null,{"$f":"IF(CommentaryInput!D2374=\"\",\"\",CommentaryInput!D2374)","v":""}]
[null,null,null,null,null,null,{"$f":"IF(CommentaryInput!D2375=\"\",\"\",CommentaryInput!D2375)","v":"Winter"}]
[null,null,null,13,{"$f":"$C2395&D2411","v":"VIC Spare 13"},null,{"$f":"IF(CommentaryInput!D2376=\"\",\"\",CommentaryInput!D2376)","v":""}]
[null,null,null,14,{"$f":"$C2395&D2412","v":"VIC Spare 14"},null,{"$f":"IF(CommentaryInput!D2377=\"\",\"\",CommentaryInput!D2377)","v":""}]
[null,null,null,15,{"$f":"$C2395&D2413","v":"VIC Spare 15"},null,{"$f":"IF(CommentaryInput!D2378=\"\",\"\",CommentaryInput!D2378)","v":""}]
[null,null,null,16,{"$f":"$C2395&D2414","v":"VIC Spare 16"},null,{"$f":"IF(CommentaryInput!D2379=\"\",\"\",CommentaryInput!D2379)","v":""}]
[null,null,null,17,{"$f":"$C2395&D2415","v":"VIC Spare 17"},null,{"$f":"IF(CommentaryInput!D2380=\"\",\"\",CommentaryInput!D2380)","v":""}]
[null,null,null,null,null,null,{"$f":"IF(CommentaryInput!D2381=\"\",\"\",CommentaryInput!D2381)","v":"Other"}]
[null,null,null,18,{"$f":"$C2395&D2417","v":"VIC Spare 18"},null,{"$f":"IF(CommentaryInput!D2382=\"\",\"\",CommentaryInput!D2382)","v":""}]
[null,null,null,19,{"$f":"$C2395&D2418","v":"VIC Spare 19"},null,{"$f":"IF(CommentaryInput!D2383=\"\",\"\",CommentaryInput!D2383)","v":""}]
[null,null,null,20,{"$f":"$C2395&D2419","v":"VIC Spare 20"},null,{"$f":"IF(CommentaryInput!D2384=\"\",\"\",CommentaryInput!D2384)","v":""}]
[null,null,null,21,{"$f":"$C2395&D2420","v":"VIC Spare 21"},null,{"$f":"IF(CommentaryInput!D2385=\"\",\"\",CommentaryInput!D2385)","v":""}]
[null,null,null,22,{"$f":"$C2395&D2421","v":"VIC Spare 22"},null,{"$f":"IF(CommentaryInput!D2386=\"\",\"\",CommentaryInput!D2386)","v":""}]
[null,null,null,23,{"$f":"$C2395&D2422","v":"VIC Spare 23"},null,{"$f":"IF(CommentaryInput!D2387=\"\",\"\",CommentaryInput!D2387)","v":""}]
[null,null,null,24,{"$f":"$C2395&D2423","v":"VIC Spare 24"},null,{"$f":"IF(CommentaryInput!D2388=\"\",\"\",CommentaryInput!D2388)","v":""}]
[null,null,null,25,{"$f":"$C2395&D2424","v":"VIC Spare 25"},null,{"$f":"IF(CommentaryInput!D2389=\"\",\"\",CommentaryInput!D2389)","v":""}]
[null,null,null,null,null,null,""]
[null,null,"VIC Spare "]
[null,null,null,null,null,null,""]
[null,null,null,null,null,null,{"$f":"IF(CommentaryInput!D2393=\"\",\"\",CommentaryInput!D2393)","v":"MAIN SECTORS"}]
[null,null,null,1,{"$f":"$C2426&D2429","v":"VIC Spare 1"},null,{"$f":"IF(CommentaryInput!D2394=\"\",\"\",CommentaryInput!D2394)","v":""}]
[null,null,null,2,{"$f":"$C2426&D2430","v":"VIC Spare 2"},null,{"$f":"IF(CommentaryInput!D2395=\"\",\"\",CommentaryInput!D2395)","v":""}]
[null,null,null,3,{"$f":"$C2426&D2431","v":"VIC Spare 3"},null,{"$f":"IF(CommentaryInput!D2396=\"\",\"\",CommentaryInput!D2396)","v":""}]
[null,null,null,4,{"$f":"$C2426&D2432","v":"VIC Spare 4"},null,{"$f":"IF(CommentaryInput!D2397=\"\",\"\",CommentaryInput!D2397)","v":""}]
[null,null,null,5,{"$f":"$C2426&D2433","v":"VIC Spare 5"},null,{"$f":"IF(CommentaryInput!D2398=\"\",\"\",CommentaryInput!D2398)","v":""}]
[null,null,null,null,null,null,{"$f":"IF(CommentaryInput!D2399=\"\",\"\",CommentaryInput!D2399)","v":"MEDIUM SCENARIO"}]
[null,null,null,null,null,null,{"$f":"IF(CommentaryInput!D2400=\"\",\"\",CommentaryInput!D2400)","v":"Summer"}]
[null,null,null,8,{"$f":"$C2426&D2436","v":"VIC Spare 8"},null,{"$f":"IF(CommentaryInput!D2401=\"\",\"\",CommentaryInput!D2401)","v":""}]
[null,null,null,9,{"$f":"$C2426&D2437","v":"VIC Spare 9"},null,{"$f":"IF(CommentaryInput!D2402=\"\",\"\",CommentaryInput!D2402)","v":""}]
[null,null,null,10,{"$f":"$C2426&D2438","v":"VIC Spare 10"},null,{"$f":"IF(CommentaryInput!D2403=\"\",\"\",CommentaryInput!D2403)","v":""}]
[null,null,null,11,{"$f":"$C2426&D2439","v":"VIC Spare 11"},null,{"$f":"IF(CommentaryInput!D2404=\"\",\"\",CommentaryInput!D2404)","v":""}]
[null,null,null,12,{"$f":"$C2426&D2440","v":"VIC Spare 12"},null,{"$f":"IF(CommentaryInput!D2405=\"\",\"\",CommentaryInput!D2405)","v":""}]
[null,null,null,null,null,null,{"$f":"IF(CommentaryInput!D2406=\"\",\"\",CommentaryInput!D2406)","v":"Winter"}]
[null,null,null,13,{"$f":"$C2426&D2442","v":"VIC Spare 13"},null,{"$f":"IF(CommentaryInput!D2407=\"\",\"\",CommentaryInput!D2407)","v":""}]
[null,null,null,14,{"$f":"$C2426&D2443","v":"VIC Spare 14"},null,{"$f":"IF(CommentaryInput!D2408=\"\",\"\",CommentaryInput!D2408)","v":""}]
[null,null,null,15,{"$f":"$C2426&D2444","v":"VIC Spare 15"},null,{"$f":"IF(CommentaryInput!D2409=\"\",\"\",CommentaryInput!D2409)","v":""}]
[null,null,null,16,{"$f":"$C2426&D2445","v":"VIC Spare 16"},null,{"$f":"IF(CommentaryInput!D2410=\"\",\"\",CommentaryInput!D2410)","v":""}]
[null,null,null,17,{"$f":"$C2426&D2446","v":"VIC Spare 17"},null,{"$f":"IF(CommentaryInput!D2411=\"\",\"\",CommentaryInput!D2411)","v":""}]
[null,null,null,null,null,null,{"$f":"IF(CommentaryInput!D2412=\"\",\"\",CommentaryInput!D2412)","v":"Other"}]
[null,null,null,18,{"$f":"$C2426&D2448","v":"VIC Spare 18"},null,{"$f":"IF(CommentaryInput!D2413=\"\",\"\",CommentaryInput!D2413)","v":""}]
[null,null,null,19,{"$f":"$C2426&D2449","v":"VIC Spare 19"},null,{"$f":"IF(CommentaryInput!D2414=\"\",\"\",CommentaryInput!D2414)","v":""}]
[null,null,null,20,{"$f":"$C2426&D2450","v":"VIC Spare 20"},null,{"$f":"IF(CommentaryInput!D2415=\"\",\"\",CommentaryInput!D2415)","v":""}]
[null,null,null,21,{"$f":"$C2426&D2451","v":"VIC Spare 21"},null,{"$f":"IF(CommentaryInput!D2416=\"\",\"\",CommentaryInput!D2416)","v":""}]
[null,null,null,22,{"$f":"$C2426&D2452","v":"VIC Spare 22"},null,{"$f":"IF(CommentaryInput!D2417=\"\",\"\",CommentaryInput!D2417)","v":""}]
[null,null,null,23,{"$f":"$C2426&D2453","v":"VIC Spare 23"},null,{"$f":"IF(CommentaryInput!D2418=\"\",\"\",CommentaryInput!D2418)","v":""}]
[null,null,null,24,{"$f":"$C2426&D2454","v":"VIC Spare 24"},null,{"$f":"IF(CommentaryInput!D2419=\"\",\"\",CommentaryInput!D2419)","v":""}]
[null,null,null,25,{"$f":"$C2426&D2455","v":"VIC Spare 25"},null,{"$f":"IF(CommentaryInput!D2420=\"\",\"\",CommentaryInput!D2420)","v":""}]
[null,null,null,null,null,null,""]
[null,null,"VIC Spare "]
[null,null,null,null,null,null,""]
[null,null,null,null,null,null,{"$f":"IF(CommentaryInput!D2424=\"\",\"\",CommentaryInput!D2424)","v":"MAIN SECTORS"}]
[null,null,null,1,{"$f":"$C2457&D2460","v":"VIC Spare 1"},null,{"$f":"IF(CommentaryInput!D2425=\"\",\"\",CommentaryInput!D2425)","v":""}]
[null,null,null,2,{"$f":"$C2457&D2461","v":"VIC Spare 2"},null,{"$f":"IF(CommentaryInput!D2426=\"\",\"\",CommentaryInput!D2426)","v":""}]
[null,null,null,3,{"$f":"$C2457&D2462","v":"VIC Spare 3"},null,{"$f":"IF(CommentaryInput!D2427=\"\",\"\",CommentaryInput!D2427)","v":""}]
[null,null,null,4,{"$f":"$C2457&D2463","v":"VIC Spare 4"},null,{"$f":"IF(CommentaryInput!D2428=\"\",\"\",CommentaryInput!D2428)","v":""}]
[null,null,null,5,{"$f":"$C2457&D2464","v":"VIC Spare 5"},null,{"$f":"IF(CommentaryInput!D2429=\"\",\"\",CommentaryInput!D2429)","v":""}]
[null,null,null,null,null,null,{"$f":"IF(CommentaryInput!D2430=\"\",\"\",CommentaryInput!D2430)","v":"MEDIUM SCENARIO"}]
[null,null,null,null,null,null,{"$f":"IF(CommentaryInput!D2431=\"\",\"\",CommentaryInput!D2431)","v":"Summer"}]
[null,null,null,8,{"$f":"$C2457&D2467","v":"VIC Spare 8"},null,{"$f":"IF(CommentaryInput!D2432=\"\",\"\",CommentaryInput!D2432)","v":""}]
[null,null,null,9,{"$f":"$C2457&D2468","v":"VIC Spare 9"},null,{"$f":"IF(CommentaryInput!D2433=\"\",\"\",CommentaryInput!D2433)","v":""}]
[null,null,null,10,{"$f":"$C2457&D2469","v":"VIC Spare 10"},null,{"$f":"IF(CommentaryInput!D2434=\"\",\"\",CommentaryInput!D2434)","v":""}]
[null,null,null,11,{"$f":"$C2457&D2470","v":"VIC Spare 11"},null,{"$f":"IF(CommentaryInput!D2435=\"\",\"\",CommentaryInput!D2435)","v":""}]
[null,null,null,12,{"$f":"$C2457&D2471","v":"VIC Spare 12"},null,{"$f":"IF(CommentaryInput!D2436=\"\",\"\",CommentaryInput!D2436)","v":""}]
[null,null,null,null,null,null,{"$f":"IF(CommentaryInput!D2437=\"\",\"\",CommentaryInput!D2437)","v":"Winter"}]
[null,null,null,13,{"$f":"$C2457&D2473","v":"VIC Spare 13"},null,{"$f":"IF(CommentaryInput!D2438=\"\",\"\",CommentaryInput!D2438)","v":""}]
[null,null,null,14,{"$f":"$C2457&D2474","v":"VIC Spare 14"},null,{"$f":"IF(CommentaryInput!D2439=\"\",\"\",CommentaryInput!D2439)","v":""}]
[null,null,null,15,{"$f":"$C2457&D2475","v":"VIC Spare 15"},null,{"$f":"IF(CommentaryInput!D2440=\"\",\"\",CommentaryInput!D2440)","v":""}]
[null,null,null,16,{"$f":"$C2457&D2476","v":"VIC Spare 16"},null,{"$f":"IF(CommentaryInput!D2441=\"\",\"\",CommentaryInput!D2441)","v":""}]
[null,null,null,17,{"$f":"$C2457&D2477","v":"VIC Spare 17"},null,{"$f":"IF(CommentaryInput!D2442=\"\",\"\",CommentaryInput!D2442)","v":""}]
[null,null,null,null,null,null,{"$f":"IF(CommentaryInput!D2443=\"\",\"\",CommentaryInput!D2443)","v":"Other"}]
[null,null,null,18,{"$f":"$C2457&D2479","v":"VIC Spare 18"},null,{"$f":"IF(CommentaryInput!D2444=\"\",\"\",CommentaryInput!D2444)","v":""}]
[null,null,null,19,{"$f":"$C2457&D2480","v":"VIC Spare 19"},null,{"$f":"IF(CommentaryInput!D2445=\"\",\"\",CommentaryInput!D2445)","v":""}]
[null,null,null,20,{"$f":"$C2457&D2481","v":"VIC Spare 20"},null,{"$f":"IF(CommentaryInput!D2446=\"\",\"\",CommentaryInput!D2446)","v":""}]
[null,null,null,21,{"$f":"$C2457&D2482","v":"VIC Spare 21"},null,{"$f":"IF(CommentaryInput!D2447=\"\",\"\",CommentaryInput!D2447)","v":""}]
[null,null,null,22,{"$f":"$C2457&D2483","v":"VIC Spare 22"},null,{"$f":"IF(CommentaryInput!D2448=\"\",\"\",CommentaryInput!D2448)","v":""}]
[null,null,null,23,{"$f":"$C2457&D2484","v":"VIC Spare 23"},null,{"$f":"IF(CommentaryInput!D2449=\"\",\"\",CommentaryInput!D2449)","v":""}]
[null,null,null,24,{"$f":"$C2457&D2485","v":"VIC Spare 24"},null,{"$f":"IF(CommentaryInput!D2450=\"\",\"\",CommentaryInput!D2450)","v":""}]
[null,null,null,25,{"$f":"$C2457&D2486","v":"VIC Spare 25"},null,{"$f":"IF(CommentaryInput!D2451=\"\",\"\",CommentaryInput!D2451)","v":""}]
[null,null,null,null,null,null,""]
[null,null,"VIC Spare "]
[null,null,null,null,null,null,""]
[null,null,null,null,null,null,{"$f":"IF(CommentaryInput!D2455=\"\",\"\",CommentaryInput!D2455)","v":"MAIN SECTORS"}]
[null,null,null,1,{"$f":"$C2488&D2491","v":"VIC Spare 1"},null,{"$f":"IF(CommentaryInput!D2456=\"\",\"\",CommentaryInput!D2456)","v":""}]
[null,null,null,2,{"$f":"$C2488&D2492","v":"VIC Spare 2"},null,{"$f":"IF(CommentaryInput!D2457=\"\",\"\",CommentaryInput!D2457)","v":""}]
[null,null,null,3,{"$f":"$C2488&D2493","v":"VIC Spare 3"},null,{"$f":"IF(CommentaryInput!D2458=\"\",\"\",CommentaryInput!D2458)","v":""}]
[null,null,null,4,{"$f":"$C2488&D2494","v":"VIC Spare 4"},null,{"$f":"IF(CommentaryInput!D2459=\"\",\"\",CommentaryInput!D2459)","v":""}]
[null,null,null,5,{"$f":"$C2488&D2495","v":"VIC Spare 5"},null,{"$f":"IF(CommentaryInput!D2460=\"\",\"\",CommentaryInput!D2460)","v":""}]
[null,null,null,null,null,null,{"$f":"IF(CommentaryInput!D2461=\"\",\"\",CommentaryInput!D2461)","v":"MEDIUM SCENARIO"}]
[null,null,null,null,null,null,{"$f":"IF(CommentaryInput!D2462=\"\",\"\",CommentaryInput!D2462)","v":"Summer"}]
[null,null,null,8,{"$f":"$C2488&D2498","v":"VIC Spare 8"},null,{"$f":"IF(CommentaryInput!D2463=\"\",\"\",CommentaryInput!D2463)","v":""}]
[null,null,null,9,{"$f":"$C2488&D2499","v":"VIC Spare 9"},null,{"$f":"IF(CommentaryInput!D2464=\"\",\"\",CommentaryInput!D2464)","v":""}]
[null,null,null,10,{"$f":"$C2488&D2500","v":"VIC Spare 10"},null,{"$f":"IF(CommentaryInput!D2465=\"\",\"\",CommentaryInput!D2465)","v":""}]
[null,null,null,11,{"$f":"$C2488&D2501","v":"VIC Spare 11"},null,{"$f":"IF(CommentaryInput!D2466=\"\",\"\",CommentaryInput!D2466)","v":""}]
[null,null,null,12,{"$f":"$C2488&D2502","v":"VIC Spare 12"},null,{"$f":"IF(CommentaryInput!D2467=\"\",\"\",CommentaryInput!D2467)","v":""}]
[null,null,null,null,null,null,{"$f":"IF(CommentaryInput!D2468=\"\",\"\",CommentaryInput!D2468)","v":"Winter"}]
[null,null,null,13,{"$f":"$C2488&D2504","v":"VIC Spare 13"},null,{"$f":"IF(CommentaryInput!D2469=\"\",\"\",CommentaryInput!D2469)","v":""}]
[null,null,null,14,{"$f":"$C2488&D2505","v":"VIC Spare 14"},null,{"$f":"IF(CommentaryInput!D2470=\"\",\"\",CommentaryInput!D2470)","v":""}]
[null,null,null,15,{"$f":"$C2488&D2506","v":"VIC Spare 15"},null,{"$f":"IF(CommentaryInput!D2471=\"\",\"\",CommentaryInput!D2471)","v":""}]
[null,null,null,16,{"$f":"$C2488&D2507","v":"VIC Spare 16"},null,{"$f":"IF(CommentaryInput!D2472=\"\",\"\",CommentaryInput!D2472)","v":""}]
[null,null,null,17,{"$f":"$C2488&D2508","v":"VIC Spare 17"},null,{"$f":"IF(CommentaryInput!D2473=\"\",\"\",CommentaryInput!D2473)","v":""}]
[null,null,null,null,null,null,{"$f":"IF(CommentaryInput!D2474=\"\",\"\",CommentaryInput!D2474)","v":"Other"}]
[null,null,null,18,{"$f":"$C2488&D2510","v":"VIC Spare 18"},null,{"$f":"IF(CommentaryInput!D2475=\"\",\"\",CommentaryInput!D2475)","v":""}]
[null,null,null,19,{"$f":"$C2488&D2511","v":"VIC Spare 19"},null,{"$f":"IF(CommentaryInput!D2476=\"\",\"\",CommentaryInput!D2476)","v":""}]
[null,null,null,20,{"$f":"$C2488&D2512","v":"VIC Spare 20"},null,{"$f":"IF(CommentaryInput!D2477=\"\",\"\",CommentaryInput!D2477)","v":""}]
[null,null,null,21,{"$f":"$C2488&D2513","v":"VIC Spare 21"},null,{"$f":"IF(CommentaryInput!D2478=\"\",\"\",CommentaryInput!D2478)","v":""}]
[null,null,null,22,{"$f":"$C2488&D2514","v":"VIC Spare 22"},null,{"$f":"IF(CommentaryInput!D2479=\"\",\"\",CommentaryInput!D2479)","v":""}]
[null,null,null,23,{"$f":"$C2488&D2515","v":"VIC Spare 23"},null,{"$f":"IF(CommentaryInput!D2480=\"\",\"\",CommentaryInput!D2480)","v":""}]
[null,null,null,24,{"$f":"$C2488&D2516","v":"VIC Spare 24"},null,{"$f":"IF(CommentaryInput!D2481=\"\",\"\",CommentaryInput!D2481)","v":""}]
[null,null,null,25,{"$f":"$C2488&D2517","v":"VIC Spare 25"},null,{"$f":"IF(CommentaryInput!D2482=\"\",\"\",CommentaryInput!D2482)","v":""}]
[null,null,null,null,null,null,""]
[null,null,"VIC Spare "]
[null,null,null,null,null,null,""]
[null,null,null,null,null,null,{"$f":"IF(CommentaryInput!D2486=\"\",\"\",CommentaryInput!D2486)","v":"MAIN SECTORS"}]
[null,null,null,1,{"$f":"$C2519&D2522","v":"VIC Spare 1"},null,{"$f":"IF(CommentaryInput!D2487=\"\",\"\",CommentaryInput!D2487)","v":""}]
[null,null,null,2,{"$f":"$C2519&D2523","v":"VIC Spare 2"},null,{"$f":"IF(CommentaryInput!D2488=\"\",\"\",CommentaryInput!D2488)","v":""}]
[null,null,null,3,{"$f":"$C2519&D2524","v":"VIC Spare 3"},null,{"$f":"IF(CommentaryInput!D2489=\"\",\"\",CommentaryInput!D2489)","v":""}]
[null,null,null,4,{"$f":"$C2519&D2525","v":"VIC Spare 4"},null,{"$f":"IF(CommentaryInput!D2490=\"\",\"\",CommentaryInput!D2490)","v":""}]
[null,null,null,5,{"$f":"$C2519&D2526","v":"VIC Spare 5"},null,{"$f":"IF(CommentaryInput!D2491=\"\",\"\",CommentaryInput!D2491)","v":""}]
[null,null,null,null,null,null,{"$f":"IF(CommentaryInput!D2492=\"\",\"\",CommentaryInput!D2492)","v":"MEDIUM SCENARIO"}]
[null,null,null,null,null,null,{"$f":"IF(CommentaryInput!D2493=\"\",\"\",CommentaryInput!D2493)","v":"Summer"}]
[null,null,null,8,{"$f":"$C2519&D2529","v":"VIC Spare 8"},null,{"$f":"IF(CommentaryInput!D2494=\"\",\"\",CommentaryInput!D2494)","v":""}]
[null,null,null,9,{"$f":"$C2519&D2530","v":"VIC Spare 9"},null,{"$f":"IF(CommentaryInput!D2495=\"\",\"\",CommentaryInput!D2495)","v":""}]
[null,null,null,10,{"$f":"$C2519&D2531","v":"VIC Spare 10"},null,{"$f":"IF(CommentaryInput!D2496=\"\",\"\",CommentaryInput!D2496)","v":""}]
[null,null,null,11,{"$f":"$C2519&D2532","v":"VIC Spare 11"},null,{"$f":"IF(CommentaryInput!D2497=\"\",\"\",CommentaryInput!D2497)","v":""}]
[null,null,null,12,{"$f":"$C2519&D2533","v":"VIC Spare 12"},null,{"$f":"IF(CommentaryInput!D2498=\"\",\"\",CommentaryInput!D2498)","v":""}]
[null,null,null,null,null,null,{"$f":"IF(CommentaryInput!D2499=\"\",\"\",CommentaryInput!D2499)","v":"Winter"}]
[null,null,null,13,{"$f":"$C2519&D2535","v":"VIC Spare 13"},null,{"$f":"IF(CommentaryInput!D2500=\"\",\"\",CommentaryInput!D2500)","v":""}]
[null,null,null,14,{"$f":"$C2519&D2536","v":"VIC Spare 14"},null,{"$f":"IF(CommentaryInput!D2501=\"\",\"\",CommentaryInput!D2501)","v":""}]
[null,null,null,15,{"$f":"$C2519&D2537","v":"VIC Spare 15"},null,{"$f":"IF(CommentaryInput!D2502=\"\",\"\",CommentaryInput!D2502)","v":""}]
[null,null,null,16,{"$f":"$C2519&D2538","v":"VIC Spare 16"},null,{"$f":"IF(CommentaryInput!D2503=\"\",\"\",CommentaryInput!D2503)","v":""}]
[null,null,null,17,{"$f":"$C2519&D2539","v":"VIC Spare 17"},null,{"$f":"IF(CommentaryInput!D2504=\"\",\"\",CommentaryInput!D2504)","v":""}]
[null,null,null,null,null,null,{"$f":"IF(CommentaryInput!D2505=\"\",\"\",CommentaryInput!D2505)","v":"Other"}]
[null,null,null,18,{"$f":"$C2519&D2541","v":"VIC Spare 18"},null,{"$f":"IF(CommentaryInput!D2506=\"\",\"\",CommentaryInput!D2506)","v":""}]
[null,null,null,19,{"$f":"$C2519&D2542","v":"VIC Spare 19"},null,{"$f":"IF(CommentaryInput!D2507=\"\",\"\",CommentaryInput!D2507)","v":""}]
[null,null,null,20,{"$f":"$C2519&D2543","v":"VIC Spare 20"},null,{"$f":"IF(CommentaryInput!D2508=\"\",\"\",CommentaryInput!D2508)","v":""}]
[null,null,null,21,{"$f":"$C2519&D2544","v":"VIC Spare 21"},null,{"$f":"IF(CommentaryInput!D2509=\"\",\"\",CommentaryInput!D2509)","v":""}]
[null,null,null,22,{"$f":"$C2519&D2545","v":"VIC Spare 22"},null,{"$f":"IF(CommentaryInput!D2510=\"\",\"\",CommentaryInput!D2510)","v":""}]
[null,null,null,23,{"$f":"$C2519&D2546","v":"VIC Spare 23"},null,{"$f":"IF(CommentaryInput!D2511=\"\",\"\",CommentaryInput!D2511)","v":""}]
[null,null,null,24,{"$f":"$C2519&D2547","v":"VIC Spare 24"},null,{"$f":"IF(CommentaryInput!D2512=\"\",\"\",CommentaryInput!D2512)","v":""}]
[null,null,null,25,{"$f":"$C2519&D2548","v":"VIC Spare 25"},null,{"$f":"IF(CommentaryInput!D2513=\"\",\"\",CommentaryInput!D2513)","v":""}]
[null,null,null,null,null,null,""]
[null,null,"VIC Spare "]
[null,null,null,null,null,null,""]
[null,null,null,null,null,null,{"$f":"IF(CommentaryInput!D2517=\"\",\"\",CommentaryInput!D2517)","v":"MAIN SECTORS"}]
[null,null,null,1,{"$f":"$C2550&D2553","v":"VIC Spare 1"},null,{"$f":"IF(CommentaryInput!D2518=\"\",\"\",CommentaryInput!D2518)","v":""}]
[null,null,null,2,{"$f":"$C2550&D2554","v":"VIC Spare 2"},null,{"$f":"IF(CommentaryInput!D2519=\"\",\"\",CommentaryInput!D2519)","v":""}]
[null,null,null,3,{"$f":"$C2550&D2555","v":"VIC Spare 3"},null,{"$f":"IF(CommentaryInput!D2520=\"\",\"\",CommentaryInput!D2520)","v":""}]
[null,null,null,4,{"$f":"$C2550&D2556","v":"VIC Spare 4"},null,{"$f":"IF(CommentaryInput!D2521=\"\",\"\",CommentaryInput!D2521)","v":""}]
[null,null,null,5,{"$f":"$C2550&D2557","v":"VIC Spare 5"},null,{"$f":"IF(CommentaryInput!D2522=\"\",\"\",CommentaryInput!D2522)","v":""}]
[null,null,null,null,null,null,{"$f":"IF(CommentaryInput!D2523=\"\",\"\",CommentaryInput!D2523)","v":"MEDIUM SCENARIO"}]
[null,null,null,null,null,null,{"$f":"IF(CommentaryInput!D2524=\"\",\"\",CommentaryInput!D2524)","v":"Summer"}]
[null,null,null,8,{"$f":"$C2550&D2560","v":"VIC Spare 8"},null,{"$f":"IF(CommentaryInput!D2525=\"\",\"\",CommentaryInput!D2525)","v":""}]
[null,null,null,9,{"$f":"$C2550&D2561","v":"VIC Spare 9"},null,{"$f":"IF(CommentaryInput!D2526=\"\",\"\",CommentaryInput!D2526)","v":""}]
[null,null,null,10,{"$f":"$C2550&D2562","v":"VIC Spare 10"},null,{"$f":"IF(CommentaryInput!D2527=\"\",\"\",CommentaryInput!D2527)","v":""}]
[null,null,null,11,{"$f":"$C2550&D2563","v":"VIC Spare 11"},null,{"$f":"IF(CommentaryInput!D2528=\"\",\"\",CommentaryInput!D2528)","v":""}]
[null,null,null,12,{"$f":"$C2550&D2564","v":"VIC Spare 12"},null,{"$f":"IF(CommentaryInput!D2529=\"\",\"\",CommentaryInput!D2529)","v":""}]
[null,null,null,null,null,null,{"$f":"IF(CommentaryInput!D2530=\"\",\"\",CommentaryInput!D2530)","v":"Winter"}]
[null,null,null,13,{"$f":"$C2550&D2566","v":"VIC Spare 13"},null,{"$f":"IF(CommentaryInput!D2531=\"\",\"\",CommentaryInput!D2531)","v":""}]
[null,null,null,14,{"$f":"$C2550&D2567","v":"VIC Spare 14"},null,{"$f":"IF(CommentaryInput!D2532=\"\",\"\",CommentaryInput!D2532)","v":""}]
[null,null,null,15,{"$f":"$C2550&D2568","v":"VIC Spare 15"},null,{"$f":"IF(CommentaryInput!D2533=\"\",\"\",CommentaryInput!D2533)","v":""}]
[null,null,null,16,{"$f":"$C2550&D2569","v":"VIC Spare 16"},null,{"$f":"IF(CommentaryInput!D2534=\"\",\"\",CommentaryInput!D2534)","v":""}]
[null,null,null,17,{"$f":"$C2550&D2570","v":"VIC Spare 17"},null,{"$f":"IF(CommentaryInput!D2535=\"\",\"\",CommentaryInput!D2535)","v":""}]
[null,null,null,null,null,null,{"$f":"IF(CommentaryInput!D2536=\"\",\"\",CommentaryInput!D2536)","v":"Other"}]
[null,null,null,18,{"$f":"$C2550&D2572","v":"VIC Spare 18"},null,{"$f":"IF(CommentaryInput!D2537=\"\",\"\",CommentaryInput!D2537)","v":""}]
[null,null,null,19,{"$f":"$C2550&D2573","v":"VIC Spare 19"},null,{"$f":"IF(CommentaryInput!D2538=\"\",\"\",CommentaryInput!D2538)","v":""}]
[null,null,null,20,{"$f":"$C2550&D2574","v":"VIC Spare 20"},null,{"$f":"IF(CommentaryInput!D2539=\"\",\"\",CommentaryInput!D2539)","v":""}]
[null,null,null,21,{"$f":"$C2550&D2575","v":"VIC Spare 21"},null,{"$f":"IF(CommentaryInput!D2540=\"\",\"\",CommentaryInput!D2540)","v":""}]
[null,null,null,22,{"$f":"$C2550&D2576","v":"VIC Spare 22"},null,{"$f":"IF(CommentaryInput!D2541=\"\",\"\",CommentaryInput!D2541)","v":""}]
[null,null,null,23,{"$f":"$C2550&D2577","v":"VIC Spare 23"},null,{"$f":"IF(CommentaryInput!D2542=\"\",\"\",CommentaryInput!D2542)","v":""}]
[null,null,null,24,{"$f":"$C2550&D2578","v":"VIC Spare 24"},null,{"$f":"IF(CommentaryInput!D2543=\"\",\"\",CommentaryInput!D2543)","v":""}]
[null,null,null,25,{"$f":"$C2550&D2579","v":"VIC Spare 25"},null,{"$f":"IF(CommentaryInput!D2544=\"\",\"\",CommentaryInput!D2544)","v":""}]
[null,null,null,null,null,null,""]
[null,null,"VIC Spare "]
[null,null,null,null,null,null,""]
[null,null,null,null,null,null,{"$f":"IF(CommentaryInput!D2548=\"\",\"\",CommentaryInput!D2548)","v":"MAIN SECTORS"}]
[null,null,null,1,{"$f":"$C2581&D2584","v":"VIC Spare 1"},null,{"$f":"IF(CommentaryInput!D2549=\"\",\"\",CommentaryInput!D2549)","v":""}]
[null,null,null,2,{"$f":"$C2581&D2585","v":"VIC Spare 2"},null,{"$f":"IF(CommentaryInput!D2550=\"\",\"\",CommentaryInput!D2550)","v":""}]
[null,null,null,3,{"$f":"$C2581&D2586","v":"VIC Spare 3"},null,{"$f":"IF(CommentaryInput!D2551=\"\",\"\",CommentaryInput!D2551)","v":""}]
[null,null,null,4,{"$f":"$C2581&D2587","v":"VIC Spare 4"},null,{"$f":"IF(CommentaryInput!D2552=\"\",\"\",CommentaryInput!D2552)","v":""}]
[null,null,null,5,{"$f":"$C2581&D2588","v":"VIC Spare 5"},null,{"$f":"IF(CommentaryInput!D2553=\"\",\"\",CommentaryInput!D2553)","v":""}]
[null,null,null,null,null,null,{"$f":"IF(CommentaryInput!D2554=\"\",\"\",CommentaryInput!D2554)","v":"MEDIUM SCENARIO"}]
[null,null,null,null,null,null,{"$f":"IF(CommentaryInput!D2555=\"\",\"\",CommentaryInput!D2555)","v":"Summer"}]
[null,null,null,8,{"$f":"$C2581&D2591","v":"VIC Spare 8"},null,{"$f":"IF(CommentaryInput!D2556=\"\",\"\",CommentaryInput!D2556)","v":""}]
[null,null,null,9,{"$f":"$C2581&D2592","v":"VIC Spare 9"},null,{"$f":"IF(CommentaryInput!D2557=\"\",\"\",CommentaryInput!D2557)","v":""}]
[null,null,null,10,{"$f":"$C2581&D2593","v":"VIC Spare 10"},null,{"$f":"IF(CommentaryInput!D2558=\"\",\"\",CommentaryInput!D2558)","v":""}]
[null,null,null,11,{"$f":"$C2581&D2594","v":"VIC Spare 11"},null,{"$f":"IF(CommentaryInput!D2559=\"\",\"\",CommentaryInput!D2559)","v":""}]
[null,null,null,12,{"$f":"$C2581&D2595","v":"VIC Spare 12"},null,{"$f":"IF(CommentaryInput!D2560=\"\",\"\",CommentaryInput!D2560)","v":""}]
[null,null,null,null,null,null,{"$f":"IF(CommentaryInput!D2561=\"\",\"\",CommentaryInput!D2561)","v":"Winter"}]
[null,null,null,13,{"$f":"$C2581&D2597","v":"VIC Spare 13"},null,{"$f":"IF(CommentaryInput!D2562=\"\",\"\",CommentaryInput!D2562)","v":""}]
[null,null,null,14,{"$f":"$C2581&D2598","v":"VIC Spare 14"},null,{"$f":"IF(CommentaryInput!D2563=\"\",\"\",CommentaryInput!D2563)","v":""}]
[null,null,null,15,{"$f":"$C2581&D2599","v":"VIC Spare 15"},null,{"$f":"IF(CommentaryInput!D2564=\"\",\"\",CommentaryInput!D2564)","v":""}]
[null,null,null,16,{"$f":"$C2581&D2600","v":"VIC Spare 16"},null,{"$f":"IF(CommentaryInput!D2565=\"\",\"\",CommentaryInput!D2565)","v":""}]
[null,null,null,17,{"$f":"$C2581&D2601","v":"VIC Spare 17"},null,{"$f":"IF(CommentaryInput!D2566=\"\",\"\",CommentaryInput!D2566)","v":""}]
[null,null,null,null,null,null,{"$f":"IF(CommentaryInput!D2567=\"\",\"\",CommentaryInput!D2567)","v":"Other"}]
[null,null,null,18,{"$f":"$C2581&D2603","v":"VIC Spare 18"},null,{"$f":"IF(CommentaryInput!D2568=\"\",\"\",CommentaryInput!D2568)","v":""}]
[null,null,null,19,{"$f":"$C2581&D2604","v":"VIC Spare 19"},null,{"$f":"IF(CommentaryInput!D2569=\"\",\"\",CommentaryInput!D2569)","v":""}]
[null,null,null,20,{"$f":"$C2581&D2605","v":"VIC Spare 20"},null,{"$f":"IF(CommentaryInput!D2570=\"\",\"\",CommentaryInput!D2570)","v":""}]
[null,null,null,21,{"$f":"$C2581&D2606","v":"VIC Spare 21"},null,{"$f":"IF(CommentaryInput!D2571=\"\",\"\",CommentaryInput!D2571)","v":""}]
[null,null,null,22,{"$f":"$C2581&D2607","v":"VIC Spare 22"},null,{"$f":"IF(CommentaryInput!D2572=\"\",\"\",CommentaryInput!D2572)","v":""}]
[null,null,null,23,{"$f":"$C2581&D2608","v":"VIC Spare 23"},null,{"$f":"IF(CommentaryInput!D2573=\"\",\"\",CommentaryInput!D2573)","v":""}]
[null,null,null,24,{"$f":"$C2581&D2609","v":"VIC Spare 24"},null,{"$f":"IF(CommentaryInput!D2574=\"\",\"\",CommentaryInput!D2574)","v":""}]
[null,null,null,25,{"$f":"$C2581&D2610","v":"VIC Spare 25"},null,{"$f":"IF(CommentaryInput!D2575=\"\",\"\",CommentaryInput!D2575)","v":""}]
[null,null,null,null,null,null,""]
[null,null,"VIC Spare "]
[null,null,null,null,null,null,""]
[null,null,null,null,null,null,{"$f":"IF(CommentaryInput!D2579=\"\",\"\",CommentaryInput!D2579)","v":"MAIN SECTORS"}]
[null,null,null,1,{"$f":"$C2612&D2615","v":"VIC Spare 1"},null,{"$f":"IF(CommentaryInput!D2580=\"\",\"\",CommentaryInput!D2580)","v":""}]
[null,null,null,2,{"$f":"$C2612&D2616","v":"VIC Spare 2"},null,{"$f":"IF(CommentaryInput!D2581=\"\",\"\",CommentaryInput!D2581)","v":""}]
[null,null,null,3,{"$f":"$C2612&D2617","v":"VIC Spare 3"},null,{"$f":"IF(CommentaryInput!D2582=\"\",\"\",CommentaryInput!D2582)","v":""}]
[null,null,null,4,{"$f":"$C2612&D2618","v":"VIC Spare 4"},null,{"$f":"IF(CommentaryInput!D2583=\"\",\"\",CommentaryInput!D2583)","v":""}]
[null,null,null,5,{"$f":"$C2612&D2619","v":"VIC Spare 5"},null,{"$f":"IF(CommentaryInput!D2584=\"\",\"\",CommentaryInput!D2584)","v":""}]
[null,null,null,null,null,null,{"$f":"IF(CommentaryInput!D2585=\"\",\"\",CommentaryInput!D2585)","v":"MEDIUM SCENARIO"}]
[null,null,null,null,null,null,{"$f":"IF(CommentaryInput!D2586=\"\",\"\",CommentaryInput!D2586)","v":"Summer"}]
[null,null,null,8,{"$f":"$C2612&D2622","v":"VIC Spare 8"},null,{"$f":"IF(CommentaryInput!D2587=\"\",\"\",CommentaryInput!D2587)","v":""}]
[null,null,null,9,{"$f":"$C2612&D2623","v":"VIC Spare 9"},null,{"$f":"IF(CommentaryInput!D2588=\"\",\"\",CommentaryInput!D2588)","v":""}]
[null,null,null,10,{"$f":"$C2612&D2624","v":"VIC Spare 10"},null,{"$f":"IF(CommentaryInput!D2589=\"\",\"\",CommentaryInput!D2589)","v":""}]
[null,null,null,11,{"$f":"$C2612&D2625","v":"VIC Spare 11"},null,{"$f":"IF(CommentaryInput!D2590=\"\",\"\",CommentaryInput!D2590)","v":""}]
[null,null,null,12,{"$f":"$C2612&D2626","v":"VIC Spare 12"},null,{"$f":"IF(CommentaryInput!D2591=\"\",\"\",CommentaryInput!D2591)","v":""}]
[null,null,null,null,null,null,{"$f":"IF(CommentaryInput!D2592=\"\",\"\",CommentaryInput!D2592)","v":"Winter"}]
[null,null,null,13,{"$f":"$C2612&D2628","v":"VIC Spare 13"},null,{"$f":"IF(CommentaryInput!D2593=\"\",\"\",CommentaryInput!D2593)","v":""}]
[null,null,null,14,{"$f":"$C2612&D2629","v":"VIC Spare 14"},null,{"$f":"IF(CommentaryInput!D2594=\"\",\"\",CommentaryInput!D2594)","v":""}]
[null,null,null,15,{"$f":"$C2612&D2630","v":"VIC Spare 15"},null,{"$f":"IF(CommentaryInput!D2595=\"\",\"\",CommentaryInput!D2595)","v":""}]
[null,null,null,16,{"$f":"$C2612&D2631","v":"VIC Spare 16"},null,{"$f":"IF(CommentaryInput!D2596=\"\",\"\",CommentaryInput!D2596)","v":""}]
[null,null,null,17,{"$f":"$C2612&D2632","v":"VIC Spare 17"},null,{"$f":"IF(CommentaryInput!D2597=\"\",\"\",CommentaryInput!D2597)","v":""}]
[null,null,null,null,null,null,{"$f":"IF(CommentaryInput!D2598=\"\",\"\",CommentaryInput!D2598)","v":"Other"}]
[null,null,null,18,{"$f":"$C2612&D2634","v":"VIC Spare 18"},null,{"$f":"IF(CommentaryInput!D2599=\"\",\"\",CommentaryInput!D2599)","v":""}]
[null,null,null,19,{"$f":"$C2612&D2635","v":"VIC Spare 19"},null,{"$f":"IF(CommentaryInput!D2600=\"\",\"\",CommentaryInput!D2600)","v":""}]
[null,null,null,20,{"$f":"$C2612&D2636","v":"VIC Spare 20"},null,{"$f":"IF(CommentaryInput!D2601=\"\",\"\",CommentaryInput!D2601)","v":""}]
[null,null,null,21,{"$f":"$C2612&D2637","v":"VIC Spare 21"},null,{"$f":"IF(CommentaryInput!D2602=\"\",\"\",CommentaryInput!D2602)","v":""}]
[null,null,null,22,{"$f":"$C2612&D2638","v":"VIC Spare 22"},null,{"$f":"IF(CommentaryInput!D2603=\"\",\"\",CommentaryInput!D2603)","v":""}]
[null,null,null,23,{"$f":"$C2612&D2639","v":"VIC Spare 23"},null,{"$f":"IF(CommentaryInput!D2604=\"\",\"\",CommentaryInput!D2604)","v":""}]
[null,null,null,24,{"$f":"$C2612&D2640","v":"VIC Spare 24"},null,{"$f":"IF(CommentaryInput!D2605=\"\",\"\",CommentaryInput!D2605)","v":""}]
[null,null,null,25,{"$f":"$C2612&D2641","v":"VIC Spare 25"},null,{"$f":"IF(CommentaryInput!D2606=\"\",\"\",CommentaryInput!D2606)","v":""}]
[null,null,null,null,null,null,""]
[null,null,"VIC Spare "]
[null,null,null,null,null,null,""]
[null,null,null,null,null,null,{"$f":"IF(CommentaryInput!D2610=\"\",\"\",CommentaryInput!D2610)","v":"MAIN SECTORS"}]
[null,null,null,1,{"$f":"$C2643&D2646","v":"VIC Spare 1"},null,{"$f":"IF(CommentaryInput!D2611=\"\",\"\",CommentaryInput!D2611)","v":""}]
[null,null,null,2,{"$f":"$C2643&D2647","v":"VIC Spare 2"},null,{"$f":"IF(CommentaryInput!D2612=\"\",\"\",CommentaryInput!D2612)","v":""}]
[null,null,null,3,{"$f":"$C2643&D2648","v":"VIC Spare 3"},null,{"$f":"IF(CommentaryInput!D2613=\"\",\"\",CommentaryInput!D2613)","v":""}]
[null,null,null,4,{"$f":"$C2643&D2649","v":"VIC Spare 4"},null,{"$f":"IF(CommentaryInput!D2614=\"\",\"\",CommentaryInput!D2614)","v":""}]
[null,null,null,5,{"$f":"$C2643&D2650","v":"VIC Spare 5"},null,{"$f":"IF(CommentaryInput!D2615=\"\",\"\",CommentaryInput!D2615)","v":""}]
[null,null,null,null,null,null,{"$f":"IF(CommentaryInput!D2616=\"\",\"\",CommentaryInput!D2616)","v":"MEDIUM SCENARIO"}]
[null,null,null,null,null,null,{"$f":"IF(CommentaryInput!D2617=\"\",\"\",CommentaryInput!D2617)","v":"Summer"}]
[null,null,null,8,{"$f":"$C2643&D2653","v":"VIC Spare 8"},null,{"$f":"IF(CommentaryInput!D2618=\"\",\"\",CommentaryInput!D2618)","v":""}]
[null,null,null,9,{"$f":"$C2643&D2654","v":"VIC Spare 9"},null,{"$f":"IF(CommentaryInput!D2619=\"\",\"\",CommentaryInput!D2619)","v":""}]
[null,null,null,10,{"$f":"$C2643&D2655","v":"VIC Spare 10"},null,{"$f":"IF(CommentaryInput!D2620=\"\",\"\",CommentaryInput!D2620)","v":""}]
[null,null,null,11,{"$f":"$C2643&D2656","v":"VIC Spare 11"},null,{"$f":"IF(CommentaryInput!D2621=\"\",\"\",CommentaryInput!D2621)","v":""}]
[null,null,null,12,{"$f":"$C2643&D2657","v":"VIC Spare 12"},null,{"$f":"IF(CommentaryInput!D2622=\"\",\"\",CommentaryInput!D2622)","v":""}]
[null,null,null,null,null,null,{"$f":"IF(CommentaryInput!D2623=\"\",\"\",CommentaryInput!D2623)","v":"Winter"}]
[null,null,null,13,{"$f":"$C2643&D2659","v":"VIC Spare 13"},null,{"$f":"IF(CommentaryInput!D2624=\"\",\"\",CommentaryInput!D2624)","v":""}]
[null,null,null,14,{"$f":"$C2643&D2660","v":"VIC Spare 14"},null,{"$f":"IF(CommentaryInput!D2625=\"\",\"\",CommentaryInput!D2625)","v":""}]
[null,null,null,15,{"$f":"$C2643&D2661","v":"VIC Spare 15"},null,{"$f":"IF(CommentaryInput!D2626=\"\",\"\",CommentaryInput!D2626)","v":""}]
[null,null,null,16,{"$f":"$C2643&D2662","v":"VIC Spare 16"},null,{"$f":"IF(CommentaryInput!D2627=\"\",\"\",CommentaryInput!D2627)","v":""}]
[null,null,null,17,{"$f":"$C2643&D2663","v":"VIC Spare 17"},null,{"$f":"IF(CommentaryInput!D2628=\"\",\"\",CommentaryInput!D2628)","v":""}]
[null,null,null,null,null,null,{"$f":"IF(CommentaryInput!D2629=\"\",\"\",CommentaryInput!D2629)","v":"Other"}]
[null,null,null,18,{"$f":"$C2643&D2665","v":"VIC Spare 18"},null,{"$f":"IF(CommentaryInput!D2630=\"\",\"\",CommentaryInput!D2630)","v":""}]
[null,null,null,19,{"$f":"$C2643&D2666","v":"VIC Spare 19"},null,{"$f":"IF(CommentaryInput!D2631=\"\",\"\",CommentaryInput!D2631)","v":""}]
[null,null,null,20,{"$f":"$C2643&D2667","v":"VIC Spare 20"},null,{"$f":"IF(CommentaryInput!D2632=\"\",\"\",CommentaryInput!D2632)","v":""}]
[null,null,null,21,{"$f":"$C2643&D2668","v":"VIC Spare 21"},null,{"$f":"IF(CommentaryInput!D2633=\"\",\"\",CommentaryInput!D2633)","v":""}]
[null,null,null,22,{"$f":"$C2643&D2669","v":"VIC Spare 22"},null,{"$f":"IF(CommentaryInput!D2634=\"\",\"\",CommentaryInput!D2634)","v":""}]
[null,null,null,23,{"$f":"$C2643&D2670","v":"VIC Spare 23"},null,{"$f":"IF(CommentaryInput!D2635=\"\",\"\",CommentaryInput!D2635)","v":""}]
[null,null,null,24,{"$f":"$C2643&D2671","v":"VIC Spare 24"},null,{"$f":"IF(CommentaryInput!D2636=\"\",\"\",CommentaryInput!D2636)","v":""}]
[null,null,null,25,{"$f":"$C2643&D2672","v":"VIC Spare 25"},null,{"$f":"IF(CommentaryInput!D2637=\"\",\"\",CommentaryInput!D2637)","v":""}]
[null,null,null,null,null,null,""]
[null,null,"VIC Spare "]
[null,null,null,null,null,null,""]
[null,null,null,null,null,null,{"$f":"IF(CommentaryInput!D2641=\"\",\"\",CommentaryInput!D2641)","v":"MAIN SECTORS"}]
[null,null,null,1,{"$f":"$C2674&D2677","v":"VIC Spare 1"},null,{"$f":"IF(CommentaryInput!D2642=\"\",\"\",CommentaryInput!D2642)","v":""}]
[null,null,null,2,{"$f":"$C2674&D2678","v":"VIC Spare 2"},null,{"$f":"IF(CommentaryInput!D2643=\"\",\"\",CommentaryInput!D2643)","v":""}]
[null,null,null,3,{"$f":"$C2674&D2679","v":"VIC Spare 3"},null,{"$f":"IF(CommentaryInput!D2644=\"\",\"\",CommentaryInput!D2644)","v":""}]
[null,null,null,4,{"$f":"$C2674&D2680","v":"VIC Spare 4"},null,{"$f":"IF(CommentaryInput!D2645=\"\",\"\",CommentaryInput!D2645)","v":""}]
[null,null,null,5,{"$f":"$C2674&D2681","v":"VIC Spare 5"},null,{"$f":"IF(CommentaryInput!D2646=\"\",\"\",CommentaryInput!D2646)","v":""}]
[null,null,null,null,null,null,{"$f":"IF(CommentaryInput!D2647=\"\",\"\",CommentaryInput!D2647)","v":"MEDIUM SCENARIO"}]
[null,null,null,null,null,null,{"$f":"IF(CommentaryInput!D2648=\"\",\"\",CommentaryInput!D2648)","v":"Summer"}]
[null,null,null,8,{"$f":"$C2674&D2684","v":"VIC Spare 8"},null,{"$f":"IF(CommentaryInput!D2649=\"\",\"\",CommentaryInput!D2649)","v":""}]
[null,null,null,9,{"$f":"$C2674&D2685","v":"VIC Spare 9"},null,{"$f":"IF(CommentaryInput!D2650=\"\",\"\",CommentaryInput!D2650)","v":""}]
[null,null,null,10,{"$f":"$C2674&D2686","v":"VIC Spare 10"},null,{"$f":"IF(CommentaryInput!D2651=\"\",\"\",CommentaryInput!D2651)","v":""}]
[null,null,null,11,{"$f":"$C2674&D2687","v":"VIC Spare 11"},null,{"$f":"IF(CommentaryInput!D2652=\"\",\"\",CommentaryInput!D2652)","v":""}]
[null,null,null,12,{"$f":"$C2674&D2688","v":"VIC Spare 12"},null,{"$f":"IF(CommentaryInput!D2653=\"\",\"\",CommentaryInput!D2653)","v":""}]
[null,null,null,null,null,null,{"$f":"IF(CommentaryInput!D2654=\"\",\"\",CommentaryInput!D2654)","v":"Winter"}]
[null,null,null,13,{"$f":"$C2674&D2690","v":"VIC Spare 13"},null,{"$f":"IF(CommentaryInput!D2655=\"\",\"\",CommentaryInput!D2655)","v":""}]
[null,null,null,14,{"$f":"$C2674&D2691","v":"VIC Spare 14"},null,{"$f":"IF(CommentaryInput!D2656=\"\",\"\",CommentaryInput!D2656)","v":""}]
[null,null,null,15,{"$f":"$C2674&D2692","v":"VIC Spare 15"},null,{"$f":"IF(CommentaryInput!D2657=\"\",\"\",CommentaryInput!D2657)","v":""}]
[null,null,null,16,{"$f":"$C2674&D2693","v":"VIC Spare 16"},null,{"$f":"IF(CommentaryInput!D2658=\"\",\"\",CommentaryInput!D2658)","v":""}]
[null,null,null,17,{"$f":"$C2674&D2694","v":"VIC Spare 17"},null,{"$f":"IF(CommentaryInput!D2659=\"\",\"\",CommentaryInput!D2659)","v":""}]
[null,null,null,null,null,null,{"$f":"IF(CommentaryInput!D2660=\"\",\"\",CommentaryInput!D2660)","v":"Other"}]
[null,null,null,18,{"$f":"$C2674&D2696","v":"VIC Spare 18"},null,{"$f":"IF(CommentaryInput!D2661=\"\",\"\",CommentaryInput!D2661)","v":""}]
[null,null,null,19,{"$f":"$C2674&D2697","v":"VIC Spare 19"},null,{"$f":"IF(CommentaryInput!D2662=\"\",\"\",CommentaryInput!D2662)","v":""}]
[null,null,null,20,{"$f":"$C2674&D2698","v":"VIC Spare 20"},null,{"$f":"IF(CommentaryInput!D2663=\"\",\"\",CommentaryInput!D2663)","v":""}]
[null,null,null,21,{"$f":"$C2674&D2699","v":"VIC Spare 21"},null,{"$f":"IF(CommentaryInput!D2664=\"\",\"\",CommentaryInput!D2664)","v":""}]
[null,null,null,22,{"$f":"$C2674&D2700","v":"VIC Spare 22"},null,{"$f":"IF(CommentaryInput!D2665=\"\",\"\",CommentaryInput!D2665)","v":""}]
[null,null,null,23,{"$f":"$C2674&D2701","v":"VIC Spare 23"},null,{"$f":"IF(CommentaryInput!D2666=\"\",\"\",CommentaryInput!D2666)","v":""}]
[null,null,null,24,{"$f":"$C2674&D2702","v":"VIC Spare 24"},null,{"$f":"IF(CommentaryInput!D2667=\"\",\"\",CommentaryInput!D2667)","v":""}]
[null,null,null,25,{"$f":"$C2674&D2703","v":"VIC Spare 25"},null,{"$f":"IF(CommentaryInput!D2668=\"\",\"\",CommentaryInput!D2668)","v":""}]
[null,null,null,null,null,null,""]
[null,null,"VIC Spare "]
[null,null,null,null,null,null,""]
[null,null,null,null,null,null,{"$f":"IF(CommentaryInput!D2672=\"\",\"\",CommentaryInput!D2672)","v":"MAIN SECTORS"}]
[null,null,null,1,{"$f":"$C2705&D2708","v":"VIC Spare 1"},null,{"$f":"IF(CommentaryInput!D2673=\"\",\"\",CommentaryInput!D2673)","v":""}]
[null,null,null,2,{"$f":"$C2705&D2709","v":"VIC Spare 2"},null,{"$f":"IF(CommentaryInput!D2674=\"\",\"\",CommentaryInput!D2674)","v":""}]
[null,null,null,3,{"$f":"$C2705&D2710","v":"VIC Spare 3"},null,{"$f":"IF(CommentaryInput!D2675=\"\",\"\",CommentaryInput!D2675)","v":""}]
[null,null,null,4,{"$f":"$C2705&D2711","v":"VIC Spare 4"},null,{"$f":"IF(CommentaryInput!D2676=\"\",\"\",CommentaryInput!D2676)","v":""}]
[null,null,null,5,{"$f":"$C2705&D2712","v":"VIC Spare 5"},null,{"$f":"IF(CommentaryInput!D2677=\"\",\"\",CommentaryInput!D2677)","v":""}]
[null,null,null,null,null,null,{"$f":"IF(CommentaryInput!D2678=\"\",\"\",CommentaryInput!D2678)","v":"MEDIUM SCENARIO"}]
[null,null,null,null,null,null,{"$f":"IF(CommentaryInput!D2679=\"\",\"\",CommentaryInput!D2679)","v":"Summer"}]
[null,null,null,8,{"$f":"$C2705&D2715","v":"VIC Spare 8"},null,{"$f":"IF(CommentaryInput!D2680=\"\",\"\",CommentaryInput!D2680)","v":""}]
[null,null,null,9,{"$f":"$C2705&D2716","v":"VIC Spare 9"},null,{"$f":"IF(CommentaryInput!D2681=\"\",\"\",CommentaryInput!D2681)","v":""}]
[null,null,null,10,{"$f":"$C2705&D2717","v":"VIC Spare 10"},null,{"$f":"IF(CommentaryInput!D2682=\"\",\"\",CommentaryInput!D2682)","v":""}]
[null,null,null,11,{"$f":"$C2705&D2718","v":"VIC Spare 11"},null,{"$f":"IF(CommentaryInput!D2683=\"\",\"\",CommentaryInput!D2683)","v":""}]
[null,null,null,12,{"$f":"$C2705&D2719","v":"VIC Spare 12"},null,{"$f":"IF(CommentaryInput!D2684=\"\",\"\",CommentaryInput!D2684)","v":""}]
[null,null,null,null,null,null,{"$f":"IF(CommentaryInput!D2685=\"\",\"\",CommentaryInput!D2685)","v":"Winter"}]
[null,null,null,13,{"$f":"$C2705&D2721","v":"VIC Spare 13"},null,{"$f":"IF(CommentaryInput!D2686=\"\",\"\",CommentaryInput!D2686)","v":""}]
[null,null,null,14,{"$f":"$C2705&D2722","v":"VIC Spare 14"},null,{"$f":"IF(CommentaryInput!D2687=\"\",\"\",CommentaryInput!D2687)","v":""}]
[null,null,null,15,{"$f":"$C2705&D2723","v":"VIC Spare 15"},null,{"$f":"IF(CommentaryInput!D2688=\"\",\"\",CommentaryInput!D2688)","v":""}]
[null,null,null,16,{"$f":"$C2705&D2724","v":"VIC Spare 16"},null,{"$f":"IF(CommentaryInput!D2689=\"\",\"\",CommentaryInput!D2689)","v":""}]
[null,null,null,17,{"$f":"$C2705&D2725","v":"VIC Spare 17"},null,{"$f":"IF(CommentaryInput!D2690=\"\",\"\",CommentaryInput!D2690)","v":""}]
[null,null,null,null,null,null,{"$f":"IF(CommentaryInput!D2691=\"\",\"\",CommentaryInput!D2691)","v":"Other"}]
[null,null,null,18,{"$f":"$C2705&D2727","v":"VIC Spare 18"},null,{"$f":"IF(CommentaryInput!D2692=\"\",\"\",CommentaryInput!D2692)","v":""}]
[null,null,null,19,{"$f":"$C2705&D2728","v":"VIC Spare 19"},null,{"$f":"IF(CommentaryInput!D2693=\"\",\"\",CommentaryInput!D2693)","v":""}]
[null,null,null,20,{"$f":"$C2705&D2729","v":"VIC Spare 20"},null,{"$f":"IF(CommentaryInput!D2694=\"\",\"\",CommentaryInput!D2694)","v":""}]
[null,null,null,21,{"$f":"$C2705&D2730","v":"VIC Spare 21"},null,{"$f":"IF(CommentaryInput!D2695=\"\",\"\",CommentaryInput!D2695)","v":""}]
[null,null,null,22,{"$f":"$C2705&D2731","v":"VIC Spare 22"},null,{"$f":"IF(CommentaryInput!D2696=\"\",\"\",CommentaryInput!D2696)","v":""}]
[null,null,null,23,{"$f":"$C2705&D2732","v":"VIC Spare 23"},null,{"$f":"IF(CommentaryInput!D2697=\"\",\"\",CommentaryInput!D2697)","v":""}]
[null,null,null,24,{"$f":"$C2705&D2733","v":"VIC Spare 24"},null,{"$f":"IF(CommentaryInput!D2698=\"\",\"\",CommentaryInput!D2698)","v":""}]
[null,null,null,25,{"$f":"$C2705&D2734","v":"VIC Spare 25"},null,{"$f":"IF(CommentaryInput!D2699=\"\",\"\",CommentaryInput!D2699)","v":""}]
[null,null,null,null,null,null,""]
[null,null,"VIC Spare "]
[null,null,null,null,null,null,""]
[null,null,null,null,null,null,{"$f":"IF(CommentaryInput!D2703=\"\",\"\",CommentaryInput!D2703)","v":"MAIN SECTORS"}]
[null,null,null,1,{"$f":"$C2736&D2739","v":"VIC Spare 1"},null,{"$f":"IF(CommentaryInput!D2704=\"\",\"\",CommentaryInput!D2704)","v":""}]
[null,null,null,2,{"$f":"$C2736&D2740","v":"VIC Spare 2"},null,{"$f":"IF(CommentaryInput!D2705=\"\",\"\",CommentaryInput!D2705)","v":""}]
[null,null,null,3,{"$f":"$C2736&D2741","v":"VIC Spare 3"},null,{"$f":"IF(CommentaryInput!D2706=\"\",\"\",CommentaryInput!D2706)","v":""}]
[null,null,null,4,{"$f":"$C2736&D2742","v":"VIC Spare 4"},null,{"$f":"IF(CommentaryInput!D2707=\"\",\"\",CommentaryInput!D2707)","v":""}]
[null,null,null,5,{"$f":"$C2736&D2743","v":"VIC Spare 5"},null,{"$f":"IF(CommentaryInput!D2708=\"\",\"\",CommentaryInput!D2708)","v":""}]
[null,null,null,null,null,null,{"$f":"IF(CommentaryInput!D2709=\"\",\"\",CommentaryInput!D2709)","v":"MEDIUM SCENARIO"}]
[null,null,null,null,null,null,{"$f":"IF(CommentaryInput!D2710=\"\",\"\",CommentaryInput!D2710)","v":"Summer"}]
[null,null,null,8,{"$f":"$C2736&D2746","v":"VIC Spare 8"},null,{"$f":"IF(CommentaryInput!D2711=\"\",\"\",CommentaryInput!D2711)","v":""}]
[null,null,null,9,{"$f":"$C2736&D2747","v":"VIC Spare 9"},null,{"$f":"IF(CommentaryInput!D2712=\"\",\"\",CommentaryInput!D2712)","v":""}]
[null,null,null,10,{"$f":"$C2736&D2748","v":"VIC Spare 10"},null,{"$f":"IF(CommentaryInput!D2713=\"\",\"\",CommentaryInput!D2713)","v":""}]
[null,null,null,11,{"$f":"$C2736&D2749","v":"VIC Spare 11"},null,{"$f":"IF(CommentaryInput!D2714=\"\",\"\",CommentaryInput!D2714)","v":""}]
[null,null,null,12,{"$f":"$C2736&D2750","v":"VIC Spare 12"},null,{"$f":"IF(CommentaryInput!D2715=\"\",\"\",CommentaryInput!D2715)","v":""}]
[null,null,null,null,null,null,{"$f":"IF(CommentaryInput!D2716=\"\",\"\",CommentaryInput!D2716)","v":"Winter"}]
[null,null,null,13,{"$f":"$C2736&D2752","v":"VIC Spare 13"},null,{"$f":"IF(CommentaryInput!D2717=\"\",\"\",CommentaryInput!D2717)","v":""}]
[null,null,null,14,{"$f":"$C2736&D2753","v":"VIC Spare 14"},null,{"$f":"IF(CommentaryInput!D2718=\"\",\"\",CommentaryInput!D2718)","v":""}]
[null,null,null,15,{"$f":"$C2736&D2754","v":"VIC Spare 15"},null,{"$f":"IF(CommentaryInput!D2719=\"\",\"\",CommentaryInput!D2719)","v":""}]
[null,null,null,16,{"$f":"$C2736&D2755","v":"VIC Spare 16"},null,{"$f":"IF(CommentaryInput!D2720=\"\",\"\",CommentaryInput!D2720)","v":""}]
[null,null,null,17,{"$f":"$C2736&D2756","v":"VIC Spare 17"},null,{"$f":"IF(CommentaryInput!D2721=\"\",\"\",CommentaryInput!D2721)","v":""}]
[null,null,null,null,null,null,{"$f":"IF(CommentaryInput!D2722=\"\",\"\",CommentaryInput!D2722)","v":"Other"}]
[null,null,null,18,{"$f":"$C2736&D2758","v":"VIC Spare 18"},null,{"$f":"IF(CommentaryInput!D2723=\"\",\"\",CommentaryInput!D2723)","v":""}]
[null,null,null,19,{"$f":"$C2736&D2759","v":"VIC Spare 19"},null,{"$f":"IF(CommentaryInput!D2724=\"\",\"\",CommentaryInput!D2724)","v":""}]
[null,null,null,20,{"$f":"$C2736&D2760","v":"VIC Spare 20"},null,{"$f":"IF(CommentaryInput!D2725=\"\",\"\",CommentaryInput!D2725)","v":""}]
[null,null,null,21,{"$f":"$C2736&D2761","v":"VIC Spare 21"},null,{"$f":"IF(CommentaryInput!D2726=\"\",\"\",CommentaryInput!D2726)","v":""}]
[null,null,null,22,{"$f":"$C2736&D2762","v":"VIC Spare 22"},null,{"$f":"IF(CommentaryInput!D2727=\"\",\"\",CommentaryInput!D2727)","v":""}]
[null,null,null,23,{"$f":"$C2736&D2763","v":"VIC Spare 23"},null,{"$f":"IF(CommentaryInput!D2728=\"\",\"\",CommentaryInput!D2728)","v":""}]
[null,null,null,24,{"$f":"$C2736&D2764","v":"VIC Spare 24"},null,{"$f":"IF(CommentaryInput!D2729=\"\",\"\",CommentaryInput!D2729)","v":""}]
[null,null,null,25,{"$f":"$C2736&D2765","v":"VIC Spare 25"},null,{"$f":"IF(CommentaryInput!D2730=\"\",\"\",CommentaryInput!D2730)","v":""}]
[null,null,null,null,null,null,""]
[null,null,"VIC Spare "]
[null,null,null,null,null,null,""]
[null,null,null,null,null,null,{"$f":"IF(CommentaryInput!D2734=\"\",\"\",CommentaryInput!D2734)","v":"MAIN SECTORS"}]
[null,null,null,1,{"$f":"$C2767&D2770","v":"VIC Spare 1"},null,{"$f":"IF(CommentaryInput!D2735=\"\",\"\",CommentaryInput!D2735)","v":""}]
[null,null,null,2,{"$f":"$C2767&D2771","v":"VIC Spare 2"},null,{"$f":"IF(CommentaryInput!D2736=\"\",\"\",CommentaryInput!D2736)","v":""}]
[null,null,null,3,{"$f":"$C2767&D2772","v":"VIC Spare 3"},null,{"$f":"IF(CommentaryInput!D2737=\"\",\"\",CommentaryInput!D2737)","v":""}]
[null,null,null,4,{"$f":"$C2767&D2773","v":"VIC Spare 4"},null,{"$f":"IF(CommentaryInput!D2738=\"\",\"\",CommentaryInput!D2738)","v":""}]
[null,null,null,5,{"$f":"$C2767&D2774","v":"VIC Spare 5"},null,{"$f":"IF(CommentaryInput!D2739=\"\",\"\",CommentaryInput!D2739)","v":""}]
[null,null,null,null,null,null,{"$f":"IF(CommentaryInput!D2740=\"\",\"\",CommentaryInput!D2740)","v":"MEDIUM SCENARIO"}]
[null,null,null,null,null,null,{"$f":"IF(CommentaryInput!D2741=\"\",\"\",CommentaryInput!D2741)","v":"Summer"}]
[null,null,null,8,{"$f":"$C2767&D2777","v":"VIC Spare 8"},null,{"$f":"IF(CommentaryInput!D2742=\"\",\"\",CommentaryInput!D2742)","v":""}]
[null,null,null,9,{"$f":"$C2767&D2778","v":"VIC Spare 9"},null,{"$f":"IF(CommentaryInput!D2743=\"\",\"\",CommentaryInput!D2743)","v":""}]
[null,null,null,10,{"$f":"$C2767&D2779","v":"VIC Spare 10"},null,{"$f":"IF(CommentaryInput!D2744=\"\",\"\",CommentaryInput!D2744)","v":""}]
[null,null,null,11,{"$f":"$C2767&D2780","v":"VIC Spare 11"},null,{"$f":"IF(CommentaryInput!D2745=\"\",\"\",CommentaryInput!D2745)","v":""}]
[null,null,null,12,{"$f":"$C2767&D2781","v":"VIC Spare 12"},null,{"$f":"IF(CommentaryInput!D2746=\"\",\"\",CommentaryInput!D2746)","v":""}]
[null,null,null,null,null,null,{"$f":"IF(CommentaryInput!D2747=\"\",\"\",CommentaryInput!D2747)","v":"Winter"}]
[null,null,null,13,{"$f":"$C2767&D2783","v":"VIC Spare 13"},null,{"$f":"IF(CommentaryInput!D2748=\"\",\"\",CommentaryInput!D2748)","v":""}]
[null,null,null,14,{"$f":"$C2767&D2784","v":"VIC Spare 14"},null,{"$f":"IF(CommentaryInput!D2749=\"\",\"\",CommentaryInput!D2749)","v":""}]
[null,null,null,15,{"$f":"$C2767&D2785","v":"VIC Spare 15"},null,{"$f":"IF(CommentaryInput!D2750=\"\",\"\",CommentaryInput!D2750)","v":""}]
[null,null,null,16,{"$f":"$C2767&D2786","v":"VIC Spare 16"},null,{"$f":"IF(CommentaryInput!D2751=\"\",\"\",CommentaryInput!D2751)","v":""}]
[null,null,null,17,{"$f":"$C2767&D2787","v":"VIC Spare 17"},null,{"$f":"IF(CommentaryInput!D2752=\"\",\"\",CommentaryInput!D2752)","v":""}]
[null,null,null,null,null,null,{"$f":"IF(CommentaryInput!D2753=\"\",\"\",CommentaryInput!D2753)","v":"Other"}]
[null,null,null,18,{"$f":"$C2767&D2789","v":"VIC Spare 18"},null,{"$f":"IF(CommentaryInput!D2754=\"\",\"\",CommentaryInput!D2754)","v":""}]
[null,null,null,19,{"$f":"$C2767&D2790","v":"VIC Spare 19"},null,{"$f":"IF(CommentaryInput!D2755=\"\",\"\",CommentaryInput!D2755)","v":""}]
[null,null,null,20,{"$f":"$C2767&D2791","v":"VIC Spare 20"},null,{"$f":"IF(CommentaryInput!D2756=\"\",\"\",CommentaryInput!D2756)","v":""}]
[null,null,null,21,{"$f":"$C2767&D2792","v":"VIC Spare 21"},null,{"$f":"IF(CommentaryInput!D2757=\"\",\"\",CommentaryInput!D2757)","v":""}]
[null,null,null,22,{"$f":"$C2767&D2793","v":"VIC Spare 22"},null,{"$f":"IF(CommentaryInput!D2758=\"\",\"\",CommentaryInput!D2758)","v":""}]
[null,null,null,23,{"$f":"$C2767&D2794","v":"VIC Spare 23"},null,{"$f":"IF(CommentaryInput!D2759=\"\",\"\",CommentaryInput!D2759)","v":""}]
[null,null,null,24,{"$f":"$C2767&D2795","v":"VIC Spare 24"},null,{"$f":"IF(CommentaryInput!D2760=\"\",\"\",CommentaryInput!D2760)","v":""}]
[null,null,null,25,{"$f":"$C2767&D2796","v":"VIC Spare 25"},null,{"$f":"IF(CommentaryInput!D2761=\"\",\"\",CommentaryInput!D2761)","v":""}]
[null,null,null,null,null,null,""]
[null,null,"VIC Spare "]
[null,null,null,null,null,null,""]
[null,null,null,null,null,null,{"$f":"IF(CommentaryInput!D2765=\"\",\"\",CommentaryInput!D2765)","v":"MAIN SECTORS"}]
[null,null,null,1,{"$f":"$C2798&D2801","v":"VIC Spare 1"},null,{"$f":"IF(CommentaryInput!D2766=\"\",\"\",CommentaryInput!D2766)","v":""}]
[null,null,null,2,{"$f":"$C2798&D2802","v":"VIC Spare 2"},null,{"$f":"IF(CommentaryInput!D2767=\"\",\"\",CommentaryInput!D2767)","v":""}]
[null,null,null,3,{"$f":"$C2798&D2803","v":"VIC Spare 3"},null,{"$f":"IF(CommentaryInput!D2768=\"\",\"\",CommentaryInput!D2768)","v":""}]
[null,null,null,4,{"$f":"$C2798&D2804","v":"VIC Spare 4"},null,{"$f":"IF(CommentaryInput!D2769=\"\",\"\",CommentaryInput!D2769)","v":""}]
[null,null,null,5,{"$f":"$C2798&D2805","v":"VIC Spare 5"},null,{"$f":"IF(CommentaryInput!D2770=\"\",\"\",CommentaryInput!D2770)","v":""}]
[null,null,null,null,null,null,{"$f":"IF(CommentaryInput!D2771=\"\",\"\",CommentaryInput!D2771)","v":"MEDIUM SCENARIO"}]
[null,null,null,null,null,null,{"$f":"IF(CommentaryInput!D2772=\"\",\"\",CommentaryInput!D2772)","v":"Summer"}]
[null,null,null,8,{"$f":"$C2798&D2808","v":"VIC Spare 8"},null,{"$f":"IF(CommentaryInput!D2773=\"\",\"\",CommentaryInput!D2773)","v":""}]
[null,null,null,9,{"$f":"$C2798&D2809","v":"VIC Spare 9"},null,{"$f":"IF(CommentaryInput!D2774=\"\",\"\",CommentaryInput!D2774)","v":""}]
[null,null,null,10,{"$f":"$C2798&D2810","v":"VIC Spare 10"},null,{"$f":"IF(CommentaryInput!D2775=\"\",\"\",CommentaryInput!D2775)","v":""}]
[null,null,null,11,{"$f":"$C2798&D2811","v":"VIC Spare 11"},null,{"$f":"IF(CommentaryInput!D2776=\"\",\"\",CommentaryInput!D2776)","v":""}]
[null,null,null,12,{"$f":"$C2798&D2812","v":"VIC Spare 12"},null,{"$f":"IF(CommentaryInput!D2777=\"\",\"\",CommentaryInput!D2777)","v":""}]
[null,null,null,null,null,null,{"$f":"IF(CommentaryInput!D2778=\"\",\"\",CommentaryInput!D2778)","v":"Winter"}]
[null,null,null,13,{"$f":"$C2798&D2814","v":"VIC Spare 13"},null,{"$f":"IF(CommentaryInput!D2779=\"\",\"\",CommentaryInput!D2779)","v":""}]
[null,null,null,14,{"$f":"$C2798&D2815","v":"VIC Spare 14"},null,{"$f":"IF(CommentaryInput!D2780=\"\",\"\",CommentaryInput!D2780)","v":""}]
[null,null,null,15,{"$f":"$C2798&D2816","v":"VIC Spare 15"},null,{"$f":"IF(CommentaryInput!D2781=\"\",\"\",CommentaryInput!D2781)","v":""}]
[null,null,null,16,{"$f":"$C2798&D2817","v":"VIC Spare 16"},null,{"$f":"IF(CommentaryInput!D2782=\"\",\"\",CommentaryInput!D2782)","v":""}]
[null,null,null,17,{"$f":"$C2798&D2818","v":"VIC Spare 17"},null,{"$f":"IF(CommentaryInput!D2783=\"\",\"\",CommentaryInput!D2783)","v":""}]
[null,null,null,null,null,null,{"$f":"IF(CommentaryInput!D2784=\"\",\"\",CommentaryInput!D2784)","v":"Other"}]
[null,null,null,18,{"$f":"$C2798&D2820","v":"VIC Spare 18"},null,{"$f":"IF(CommentaryInput!D2785=\"\",\"\",CommentaryInput!D2785)","v":""}]
[null,null,null,19,{"$f":"$C2798&D2821","v":"VIC Spare 19"},null,{"$f":"IF(CommentaryInput!D2786=\"\",\"\",CommentaryInput!D2786)","v":""}]
[null,null,null,20,{"$f":"$C2798&D2822","v":"VIC Spare 20"},null,{"$f":"IF(CommentaryInput!D2787=\"\",\"\",CommentaryInput!D2787)","v":""}]
[null,null,null,21,{"$f":"$C2798&D2823","v":"VIC Spare 21"},null,{"$f":"IF(CommentaryInput!D2788=\"\",\"\",CommentaryInput!D2788)","v":""}]
[null,null,null,22,{"$f":"$C2798&D2824","v":"VIC Spare 22"},null,{"$f":"IF(CommentaryInput!D2789=\"\",\"\",CommentaryInput!D2789)","v":""}]
[null,null,null,23,{"$f":"$C2798&D2825","v":"VIC Spare 23"},null,{"$f":"IF(CommentaryInput!D2790=\"\",\"\",CommentaryInput!D2790)","v":""}]
[null,null,null,24,{"$f":"$C2798&D2826","v":"VIC Spare 24"},null,{"$f":"IF(CommentaryInput!D2791=\"\",\"\",CommentaryInput!D2791)","v":""}]
[null,null,null,25,{"$f":"$C2798&D2827","v":"VIC Spare 25"},null,{"$f":"IF(CommentaryInput!D2792=\"\",\"\",CommentaryInput!D2792)","v":""}]
[null,null,null,null,null,null,""]
[null,null,"VIC Spare "]
[null,null,null,null,null,null,""]
[null,null,null,null,null,null,{"$f":"IF(CommentaryInput!D2796=\"\",\"\",CommentaryInput!D2796)","v":"MAIN SECTORS"}]
[null,null,null,1,{"$f":"$C2829&D2832","v":"VIC Spare 1"},null,{"$f":"IF(CommentaryInput!D2797=\"\",\"\",CommentaryInput!D2797)","v":""}]
[null,null,null,2,{"$f":"$C2829&D2833","v":"VIC Spare 2"},null,{"$f":"IF(CommentaryInput!D2798=\"\",\"\",CommentaryInput!D2798)","v":""}]
[null,null,null,3,{"$f":"$C2829&D2834","v":"VIC Spare 3"},null,{"$f":"IF(CommentaryInput!D2799=\"\",\"\",CommentaryInput!D2799)","v":""}]
[null,null,null,4,{"$f":"$C2829&D2835","v":"VIC Spare 4"},null,{"$f":"IF(CommentaryInput!D2800=\"\",\"\",CommentaryInput!D2800)","v":""}]
[null,null,null,5,{"$f":"$C2829&D2836","v":"VIC Spare 5"},null,{"$f":"IF(CommentaryInput!D2801=\"\",\"\",CommentaryInput!D2801)","v":""}]
[null,null,null,null,null,null,{"$f":"IF(CommentaryInput!D2802=\"\",\"\",CommentaryInput!D2802)","v":"MEDIUM SCENARIO"}]
[null,null,null,null,null,null,{"$f":"IF(CommentaryInput!D2803=\"\",\"\",CommentaryInput!D2803)","v":"Summer"}]
[null,null,null,8,{"$f":"$C2829&D2839","v":"VIC Spare 8"},null,{"$f":"IF(CommentaryInput!D2804=\"\",\"\",CommentaryInput!D2804)","v":""}]
[null,null,null,9,{"$f":"$C2829&D2840","v":"VIC Spare 9"},null,{"$f":"IF(CommentaryInput!D2805=\"\",\"\",CommentaryInput!D2805)","v":""}]
[null,null,null,10,{"$f":"$C2829&D2841","v":"VIC Spare 10"},null,{"$f":"IF(CommentaryInput!D2806=\"\",\"\",CommentaryInput!D2806)","v":""}]
[null,null,null,11,{"$f":"$C2829&D2842","v":"VIC Spare 11"},null,{"$f":"IF(CommentaryInput!D2807=\"\",\"\",CommentaryInput!D2807)","v":""}]
[null,null,null,12,{"$f":"$C2829&D2843","v":"VIC Spare 12"},null,{"$f":"IF(CommentaryInput!D2808=\"\",\"\",CommentaryInput!D2808)","v":""}]
[null,null,null,null,null,null,{"$f":"IF(CommentaryInput!D2809=\"\",\"\",CommentaryInput!D2809)","v":"Winter"}]
[null,null,null,13,{"$f":"$C2829&D2845","v":"VIC Spare 13"},null,{"$f":"IF(CommentaryInput!D2810=\"\",\"\",CommentaryInput!D2810)","v":""}]
[null,null,null,14,{"$f":"$C2829&D2846","v":"VIC Spare 14"},null,{"$f":"IF(CommentaryInput!D2811=\"\",\"\",CommentaryInput!D2811)","v":""}]
[null,null,null,15,{"$f":"$C2829&D2847","v":"VIC Spare 15"},null,{"$f":"IF(CommentaryInput!D2812=\"\",\"\",CommentaryInput!D2812)","v":""}]
[null,null,null,16,{"$f":"$C2829&D2848","v":"VIC Spare 16"},null,{"$f":"IF(CommentaryInput!D2813=\"\",\"\",CommentaryInput!D2813)","v":""}]
[null,null,null,17,{"$f":"$C2829&D2849","v":"VIC Spare 17"},null,{"$f":"IF(CommentaryInput!D2814=\"\",\"\",CommentaryInput!D2814)","v":""}]
[null,null,null,null,null,null,{"$f":"IF(CommentaryInput!D2815=\"\",\"\",CommentaryInput!D2815)","v":"Other"}]
[null,null,null,18,{"$f":"$C2829&D2851","v":"VIC Spare 18"},null,{"$f":"IF(CommentaryInput!D2816=\"\",\"\",CommentaryInput!D2816)","v":""}]
[null,null,null,19,{"$f":"$C2829&D2852","v":"VIC Spare 19"},null,{"$f":"IF(CommentaryInput!D2817=\"\",\"\",CommentaryInput!D2817)","v":""}]
[null,null,null,20,{"$f":"$C2829&D2853","v":"VIC Spare 20"},null,{"$f":"IF(CommentaryInput!D2818=\"\",\"\",CommentaryInput!D2818)","v":""}]
[null,null,null,21,{"$f":"$C2829&D2854","v":"VIC Spare 21"},null,{"$f":"IF(CommentaryInput!D2819=\"\",\"\",CommentaryInput!D2819)","v":""}]
[null,null,null,22,{"$f":"$C2829&D2855","v":"VIC Spare 22"},null,{"$f":"IF(CommentaryInput!D2820=\"\",\"\",CommentaryInput!D2820)","v":""}]
[null,null,null,23,{"$f":"$C2829&D2856","v":"VIC Spare 23"},null,{"$f":"IF(CommentaryInput!D2821=\"\",\"\",CommentaryInput!D2821)","v":""}]
[null,null,null,24,{"$f":"$C2829&D2857","v":"VIC Spare 24"},null,{"$f":"IF(CommentaryInput!D2822=\"\",\"\",CommentaryInput!D2822)","v":""}]
[null,null,null,25,{"$f":"$C2829&D2858","v":"VIC Spare 25"},null,{"$f":"IF(CommentaryInput!D2823=\"\",\"\",CommentaryInput!D2823)","v":""}]
[null,null,null,null,null,null,""]
[null,null,"VIC Spare "]
[null,null,null,null,null,null,""]
[null,null,null,null,null,null,{"$f":"IF(CommentaryInput!D2827=\"\",\"\",CommentaryInput!D2827)","v":"MAIN SECTORS"}]
[null,null,null,1,{"$f":"$C2860&D2863","v":"VIC Spare 1"},null,{"$f":"IF(CommentaryInput!D2828=\"\",\"\",CommentaryInput!D2828)","v":""}]
[null,null,null,2,{"$f":"$C2860&D2864","v":"VIC Spare 2"},null,{"$f":"IF(CommentaryInput!D2829=\"\",\"\",CommentaryInput!D2829)","v":""}]
[null,null,null,3,{"$f":"$C2860&D2865","v":"VIC Spare 3"},null,{"$f":"IF(CommentaryInput!D2830=\"\",\"\",CommentaryInput!D2830)","v":""}]
[null,null,null,4,{"$f":"$C2860&D2866","v":"VIC Spare 4"},null,{"$f":"IF(CommentaryInput!D2831=\"\",\"\",CommentaryInput!D2831)","v":""}]
[null,null,null,5,{"$f":"$C2860&D2867","v":"VIC Spare 5"},null,{"$f":"IF(CommentaryInput!D2832=\"\",\"\",CommentaryInput!D2832)","v":""}]
[null,null,null,null,null,null,{"$f":"IF(CommentaryInput!D2833=\"\",\"\",CommentaryInput!D2833)","v":"MEDIUM SCENARIO"}]
[null,null,null,null,null,null,{"$f":"IF(CommentaryInput!D2834=\"\",\"\",CommentaryInput!D2834)","v":"Summer"}]
[null,null,null,8,{"$f":"$C2860&D2870","v":"VIC Spare 8"},null,{"$f":"IF(CommentaryInput!D2835=\"\",\"\",CommentaryInput!D2835)","v":""}]
[null,null,null,9,{"$f":"$C2860&D2871","v":"VIC Spare 9"},null,{"$f":"IF(CommentaryInput!D2836=\"\",\"\",CommentaryInput!D2836)","v":""}]
[null,null,null,10,{"$f":"$C2860&D2872","v":"VIC Spare 10"},null,{"$f":"IF(CommentaryInput!D2837=\"\",\"\",CommentaryInput!D2837)","v":""}]
[null,null,null,11,{"$f":"$C2860&D2873","v":"VIC Spare 11"},null,{"$f":"IF(CommentaryInput!D2838=\"\",\"\",CommentaryInput!D2838)","v":""}]
[null,null,null,12,{"$f":"$C2860&D2874","v":"VIC Spare 12"},null,{"$f":"IF(CommentaryInput!D2839=\"\",\"\",CommentaryInput!D2839)","v":""}]
[null,null,null,null,null,null,{"$f":"IF(CommentaryInput!D2840=\"\",\"\",CommentaryInput!D2840)","v":"Winter"}]
[null,null,null,13,{"$f":"$C2860&D2876","v":"VIC Spare 13"},null,{"$f":"IF(CommentaryInput!D2841=\"\",\"\",CommentaryInput!D2841)","v":""}]
[null,null,null,14,{"$f":"$C2860&D2877","v":"VIC Spare 14"},null,{"$f":"IF(CommentaryInput!D2842=\"\",\"\",CommentaryInput!D2842)","v":""}]
[null,null,null,15,{"$f":"$C2860&D2878","v":"VIC Spare 15"},null,{"$f":"IF(CommentaryInput!D2843=\"\",\"\",CommentaryInput!D2843)","v":""}]
[null,null,null,16,{"$f":"$C2860&D2879","v":"VIC Spare 16"},null,{"$f":"IF(CommentaryInput!D2844=\"\",\"\",CommentaryInput!D2844)","v":""}]
[null,null,null,17,{"$f":"$C2860&D2880","v":"VIC Spare 17"},null,{"$f":"IF(CommentaryInput!D2845=\"\",\"\",CommentaryInput!D2845)","v":""}]
[null,null,null,null,null,null,{"$f":"IF(CommentaryInput!D2846=\"\",\"\",CommentaryInput!D2846)","v":"Other"}]
[null,null,null,18,{"$f":"$C2860&D2882","v":"VIC Spare 18"},null,{"$f":"IF(CommentaryInput!D2847=\"\",\"\",CommentaryInput!D2847)","v":""}]
[null,null,null,19,{"$f":"$C2860&D2883","v":"VIC Spare 19"},null,{"$f":"IF(CommentaryInput!D2848=\"\",\"\",CommentaryInput!D2848)","v":""}]
[null,null,null,20,{"$f":"$C2860&D2884","v":"VIC Spare 20"},null,{"$f":"IF(CommentaryInput!D2849=\"\",\"\",CommentaryInput!D2849)","v":""}]
[null,null,null,21,{"$f":"$C2860&D2885","v":"VIC Spare 21"},null,{"$f":"IF(CommentaryInput!D2850=\"\",\"\",CommentaryInput!D2850)","v":""}]
[null,null,null,22,{"$f":"$C2860&D2886","v":"VIC Spare 22"},null,{"$f":"IF(CommentaryInput!D2851=\"\",\"\",CommentaryInput!D2851)","v":""}]
[null,null,null,23,{"$f":"$C2860&D2887","v":"VIC Spare 23"},null,{"$f":"IF(CommentaryInput!D2852=\"\",\"\",CommentaryInput!D2852)","v":""}]
[null,null,null,24,{"$f":"$C2860&D2888","v":"VIC Spare 24"},null,{"$f":"IF(CommentaryInput!D2853=\"\",\"\",CommentaryInput!D2853)","v":""}]
[null,null,null,25,{"$f":"$C2860&D2889","v":"VIC Spare 25"},null,{"$f":"IF(CommentaryInput!D2854=\"\",\"\",CommentaryInput!D2854)","v":""}]
[null,null,null,null,null,null,""]
[null,null,"VIC Spare "]
[null,null,null,null,null,null,""]
[null,null,null,null,null,null,{"$f":"IF(CommentaryInput!D2858=\"\",\"\",CommentaryInput!D2858)","v":"MAIN SECTORS"}]
[null,null,null,1,{"$f":"$C2891&D2894","v":"VIC Spare 1"},null,{"$f":"IF(CommentaryInput!D2859=\"\",\"\",CommentaryInput!D2859)","v":""}]
[null,null,null,2,{"$f":"$C2891&D2895","v":"VIC Spare 2"},null,{"$f":"IF(CommentaryInput!D2860=\"\",\"\",CommentaryInput!D2860)","v":""}]
[null,null,null,3,{"$f":"$C2891&D2896","v":"VIC Spare 3"},null,{"$f":"IF(CommentaryInput!D2861=\"\",\"\",CommentaryInput!D2861)","v":""}]
[null,null,null,4,{"$f":"$C2891&D2897","v":"VIC Spare 4"},null,{"$f":"IF(CommentaryInput!D2862=\"\",\"\",CommentaryInput!D2862)","v":""}]
[null,null,null,5,{"$f":"$C2891&D2898","v":"VIC Spare 5"},null,{"$f":"IF(CommentaryInput!D2863=\"\",\"\",CommentaryInput!D2863)","v":""}]
[null,null,null,null,null,null,{"$f":"IF(CommentaryInput!D2864=\"\",\"\",CommentaryInput!D2864)","v":"MEDIUM SCENARIO"}]
[null,null,null,null,null,null,{"$f":"IF(CommentaryInput!D2865=\"\",\"\",CommentaryInput!D2865)","v":"Summer"}]
[null,null,null,8,{"$f":"$C2891&D2901","v":"VIC Spare 8"},null,{"$f":"IF(CommentaryInput!D2866=\"\",\"\",CommentaryInput!D2866)","v":""}]
[null,null,null,9,{"$f":"$C2891&D2902","v":"VIC Spare 9"},null,{"$f":"IF(CommentaryInput!D2867=\"\",\"\",CommentaryInput!D2867)","v":""}]
[null,null,null,10,{"$f":"$C2891&D2903","v":"VIC Spare 10"},null,{"$f":"IF(CommentaryInput!D2868=\"\",\"\",CommentaryInput!D2868)","v":""}]
[null,null,null,11,{"$f":"$C2891&D2904","v":"VIC Spare 11"},null,{"$f":"IF(CommentaryInput!D2869=\"\",\"\",CommentaryInput!D2869)","v":""}]
[null,null,null,12,{"$f":"$C2891&D2905","v":"VIC Spare 12"},null,{"$f":"IF(CommentaryInput!D2870=\"\",\"\",CommentaryInput!D2870)","v":""}]
[null,null,null,null,null,null,{"$f":"IF(CommentaryInput!D2871=\"\",\"\",CommentaryInput!D2871)","v":"Winter"}]
[null,null,null,13,{"$f":"$C2891&D2907","v":"VIC Spare 13"},null,{"$f":"IF(CommentaryInput!D2872=\"\",\"\",CommentaryInput!D2872)","v":""}]
[null,null,null,14,{"$f":"$C2891&D2908","v":"VIC Spare 14"},null,{"$f":"IF(CommentaryInput!D2873=\"\",\"\",CommentaryInput!D2873)","v":""}]
[null,null,null,15,{"$f":"$C2891&D2909","v":"VIC Spare 15"},null,{"$f":"IF(CommentaryInput!D2874=\"\",\"\",CommentaryInput!D2874)","v":""}]
[null,null,null,16,{"$f":"$C2891&D2910","v":"VIC Spare 16"},null,{"$f":"IF(CommentaryInput!D2875=\"\",\"\",CommentaryInput!D2875)","v":""}]
[null,null,null,17,{"$f":"$C2891&D2911","v":"VIC Spare 17"},null,{"$f":"IF(CommentaryInput!D2876=\"\",\"\",CommentaryInput!D2876)","v":""}]
[null,null,null,null,null,null,{"$f":"IF(CommentaryInput!D2877=\"\",\"\",CommentaryInput!D2877)","v":"Other"}]
[null,null,null,18,{"$f":"$C2891&D2913","v":"VIC Spare 18"},null,{"$f":"IF(CommentaryInput!D2878=\"\",\"\",CommentaryInput!D2878)","v":""}]
[null,null,null,19,{"$f":"$C2891&D2914","v":"VIC Spare 19"},null,{"$f":"IF(CommentaryInput!D2879=\"\",\"\",CommentaryInput!D2879)","v":""}]
[null,null,null,20,{"$f":"$C2891&D2915","v":"VIC Spare 20"},null,{"$f":"IF(CommentaryInput!D2880=\"\",\"\",CommentaryInput!D2880)","v":""}]
[null,null,null,21,{"$f":"$C2891&D2916","v":"VIC Spare 21"},null,{"$f":"IF(CommentaryInput!D2881=\"\",\"\",CommentaryInput!D2881)","v":""}]
[null,null,null,22,{"$f":"$C2891&D2917","v":"VIC Spare 22"},null,{"$f":"IF(CommentaryInput!D2882=\"\",\"\",CommentaryInput!D2882)","v":""}]
[null,null,null,23,{"$f":"$C2891&D2918","v":"VIC Spare 23"},null,{"$f":"IF(CommentaryInput!D2883=\"\",\"\",CommentaryInput!D2883)","v":""}]
[null,null,null,24,{"$f":"$C2891&D2919","v":"VIC Spare 24"},null,{"$f":"IF(CommentaryInput!D2884=\"\",\"\",CommentaryInput!D2884)","v":""}]
[null,null,null,25,{"$f":"$C2891&D2920","v":"VIC Spare 25"},null,{"$f":"IF(CommentaryInput!D2885=\"\",\"\",CommentaryInput!D2885)","v":""}]
[null,null,null,null,null,null,""]
[null,null,"VIC Spare "]
[null,null,null,null,null,null,""]
[null,null,null,null,null,null,{"$f":"IF(CommentaryInput!D2889=\"\",\"\",CommentaryInput!D2889)","v":"MAIN SECTORS"}]
[null,null,null,1,{"$f":"$C2922&D2925","v":"VIC Spare 1"},null,{"$f":"IF(CommentaryInput!D2890=\"\",\"\",CommentaryInput!D2890)","v":""}]
[null,null,null,2,{"$f":"$C2922&D2926","v":"VIC Spare 2"},null,{"$f":"IF(CommentaryInput!D2891=\"\",\"\",CommentaryInput!D2891)","v":""}]
[null,null,null,3,{"$f":"$C2922&D2927","v":"VIC Spare 3"},null,{"$f":"IF(CommentaryInput!D2892=\"\",\"\",CommentaryInput!D2892)","v":""}]
[null,null,null,4,{"$f":"$C2922&D2928","v":"VIC Spare 4"},null,{"$f":"IF(CommentaryInput!D2893=\"\",\"\",CommentaryInput!D2893)","v":""}]
[null,null,null,5,{"$f":"$C2922&D2929","v":"VIC Spare 5"},null,{"$f":"IF(CommentaryInput!D2894=\"\",\"\",CommentaryInput!D2894)","v":""}]
[null,null,null,null,null,null,{"$f":"IF(CommentaryInput!D2895=\"\",\"\",CommentaryInput!D2895)","v":"MEDIUM SCENARIO"}]
[null,null,null,null,null,null,{"$f":"IF(CommentaryInput!D2896=\"\",\"\",CommentaryInput!D2896)","v":"Summer"}]
[null,null,null,8,{"$f":"$C2922&D2932","v":"VIC Spare 8"},null,{"$f":"IF(CommentaryInput!D2897=\"\",\"\",CommentaryInput!D2897)","v":""}]
[null,null,null,9,{"$f":"$C2922&D2933","v":"VIC Spare 9"},null,{"$f":"IF(CommentaryInput!D2898=\"\",\"\",CommentaryInput!D2898)","v":""}]
[null,null,null,10,{"$f":"$C2922&D2934","v":"VIC Spare 10"},null,{"$f":"IF(CommentaryInput!D2899=\"\",\"\",CommentaryInput!D2899)","v":""}]
[null,null,null,11,{"$f":"$C2922&D2935","v":"VIC Spare 11"},null,{"$f":"IF(CommentaryInput!D2900=\"\",\"\",CommentaryInput!D2900)","v":""}]
[null,null,null,12,{"$f":"$C2922&D2936","v":"VIC Spare 12"},null,{"$f":"IF(CommentaryInput!D2901=\"\",\"\",CommentaryInput!D2901)","v":""}]
[null,null,null,null,null,null,{"$f":"IF(CommentaryInput!D2902=\"\",\"\",CommentaryInput!D2902)","v":"Winter"}]
[null,null,null,13,{"$f":"$C2922&D2938","v":"VIC Spare 13"},null,{"$f":"IF(CommentaryInput!D2903=\"\",\"\",CommentaryInput!D2903)","v":""}]
[null,null,null,14,{"$f":"$C2922&D2939","v":"VIC Spare 14"},null,{"$f":"IF(CommentaryInput!D2904=\"\",\"\",CommentaryInput!D2904)","v":""}]
[null,null,null,15,{"$f":"$C2922&D2940","v":"VIC Spare 15"},null,{"$f":"IF(CommentaryInput!D2905=\"\",\"\",CommentaryInput!D2905)","v":""}]
[null,null,null,16,{"$f":"$C2922&D2941","v":"VIC Spare 16"},null,{"$f":"IF(CommentaryInput!D2906=\"\",\"\",CommentaryInput!D2906)","v":""}]
[null,null,null,17,{"$f":"$C2922&D2942","v":"VIC Spare 17"},null,{"$f":"IF(CommentaryInput!D2907=\"\",\"\",CommentaryInput!D2907)","v":""}]
[null,null,null,null,null,null,{"$f":"IF(CommentaryInput!D2908=\"\",\"\",CommentaryInput!D2908)","v":"Other"}]
[null,null,null,18,{"$f":"$C2922&D2944","v":"VIC Spare 18"},null,{"$f":"IF(CommentaryInput!D2909=\"\",\"\",CommentaryInput!D2909)","v":""}]
[null,null,null,19,{"$f":"$C2922&D2945","v":"VIC Spare 19"},null,{"$f":"IF(CommentaryInput!D2910=\"\",\"\",CommentaryInput!D2910)","v":""}]
[null,null,null,20,{"$f":"$C2922&D2946","v":"VIC Spare 20"},null,{"$f":"IF(CommentaryInput!D2911=\"\",\"\",CommentaryInput!D2911)","v":""}]
[null,null,null,21,{"$f":"$C2922&D2947","v":"VIC Spare 21"},null,{"$f":"IF(CommentaryInput!D2912=\"\",\"\",CommentaryInput!D2912)","v":""}]
[null,null,null,22,{"$f":"$C2922&D2948","v":"VIC Spare 22"},null,{"$f":"IF(CommentaryInput!D2913=\"\",\"\",CommentaryInput!D2913)","v":""}]
[null,null,null,23,{"$f":"$C2922&D2949","v":"VIC Spare 23"},null,{"$f":"IF(CommentaryInput!D2914=\"\",\"\",CommentaryInput!D2914)","v":""}]
[null,null,null,24,{"$f":"$C2922&D2950","v":"VIC Spare 24"},null,{"$f":"IF(CommentaryInput!D2915=\"\",\"\",CommentaryInput!D2915)","v":""}]
[null,null,null,25,{"$f":"$C2922&D2951","v":"VIC Spare 25"},null,{"$f":"IF(CommentaryInput!D2916=\"\",\"\",CommentaryInput!D2916)","v":""}]
[null,null,null,null,null,null,""]
[null,null,"VIC Spare "]
[null,null,null,null,null,null,""]
[null,null,null,null,null,null,{"$f":"IF(CommentaryInput!D2920=\"\",\"\",CommentaryInput!D2920)","v":"MAIN SECTORS"}]
[null,null,null,1,{"$f":"$C2953&D2956","v":"VIC Spare 1"},null,{"$f":"IF(CommentaryInput!D2921=\"\",\"\",CommentaryInput!D2921)","v":""}]
[null,null,null,2,{"$f":"$C2953&D2957","v":"VIC Spare 2"},null,{"$f":"IF(CommentaryInput!D2922=\"\",\"\",CommentaryInput!D2922)","v":""}]
[null,null,null,3,{"$f":"$C2953&D2958","v":"VIC Spare 3"},null,{"$f":"IF(CommentaryInput!D2923=\"\",\"\",CommentaryInput!D2923)","v":""}]
[null,null,null,4,{"$f":"$C2953&D2959","v":"VIC Spare 4"},null,{"$f":"IF(CommentaryInput!D2924=\"\",\"\",CommentaryInput!D2924)","v":""}]
[null,null,null,5,{"$f":"$C2953&D2960","v":"VIC Spare 5"},null,{"$f":"IF(CommentaryInput!D2925=\"\",\"\",CommentaryInput!D2925)","v":""}]
[null,null,null,null,null,null,{"$f":"IF(CommentaryInput!D2926=\"\",\"\",CommentaryInput!D2926)","v":"MEDIUM SCENARIO"}]
[null,null,null,null,null,null,{"$f":"IF(CommentaryInput!D2927=\"\",\"\",CommentaryInput!D2927)","v":"Summer"}]
[null,null,null,8,{"$f":"$C2953&D2963","v":"VIC Spare 8"},null,{"$f":"IF(CommentaryInput!D2928=\"\",\"\",CommentaryInput!D2928)","v":""}]
[null,null,null,9,{"$f":"$C2953&D2964","v":"VIC Spare 9"},null,{"$f":"IF(CommentaryInput!D2929=\"\",\"\",CommentaryInput!D2929)","v":""}]
[null,null,null,10,{"$f":"$C2953&D2965","v":"VIC Spare 10"},null,{"$f":"IF(CommentaryInput!D2930=\"\",\"\",CommentaryInput!D2930)","v":""}]
[null,null,null,11,{"$f":"$C2953&D2966","v":"VIC Spare 11"},null,{"$f":"IF(CommentaryInput!D2931=\"\",\"\",CommentaryInput!D2931)","v":""}]
[null,null,null,12,{"$f":"$C2953&D2967","v":"VIC Spare 12"},null,{"$f":"IF(CommentaryInput!D2932=\"\",\"\",CommentaryInput!D2932)","v":""}]
[null,null,null,null,null,null,{"$f":"IF(CommentaryInput!D2933=\"\",\"\",CommentaryInput!D2933)","v":"Winter"}]
[null,null,null,13,{"$f":"$C2953&D2969","v":"VIC Spare 13"},null,{"$f":"IF(CommentaryInput!D2934=\"\",\"\",CommentaryInput!D2934)","v":""}]
[null,null,null,14,{"$f":"$C2953&D2970","v":"VIC Spare 14"},null,{"$f":"IF(CommentaryInput!D2935=\"\",\"\",CommentaryInput!D2935)","v":""}]
[null,null,null,15,{"$f":"$C2953&D2971","v":"VIC Spare 15"},null,{"$f":"IF(CommentaryInput!D2936=\"\",\"\",CommentaryInput!D2936)","v":""}]
[null,null,null,16,{"$f":"$C2953&D2972","v":"VIC Spare 16"},null,{"$f":"IF(CommentaryInput!D2937=\"\",\"\",CommentaryInput!D2937)","v":""}]
[null,null,null,17,{"$f":"$C2953&D2973","v":"VIC Spare 17"},null,{"$f":"IF(CommentaryInput!D2938=\"\",\"\",CommentaryInput!D2938)","v":""}]
[null,null,null,null,null,null,{"$f":"IF(CommentaryInput!D2939=\"\",\"\",CommentaryInput!D2939)","v":"Other"}]
[null,null,null,18,{"$f":"$C2953&D2975","v":"VIC Spare 18"},null,{"$f":"IF(CommentaryInput!D2940=\"\",\"\",CommentaryInput!D2940)","v":""}]
[null,null,null,19,{"$f":"$C2953&D2976","v":"VIC Spare 19"},null,{"$f":"IF(CommentaryInput!D2941=\"\",\"\",CommentaryInput!D2941)","v":""}]
[null,null,null,20,{"$f":"$C2953&D2977","v":"VIC Spare 20"},null,{"$f":"IF(CommentaryInput!D2942=\"\",\"\",CommentaryInput!D2942)","v":""}]
[null,null,null,21,{"$f":"$C2953&D2978","v":"VIC Spare 21"},null,{"$f":"IF(CommentaryInput!D2943=\"\",\"\",CommentaryInput!D2943)","v":""}]
[null,null,null,22,{"$f":"$C2953&D2979","v":"VIC Spare 22"},null,{"$f":"IF(CommentaryInput!D2944=\"\",\"\",CommentaryInput!D2944)","v":""}]
[null,null,null,23,{"$f":"$C2953&D2980","v":"VIC Spare 23"},null,{"$f":"IF(CommentaryInput!D2945=\"\",\"\",CommentaryInput!D2945)","v":""}]
[null,null,null,24,{"$f":"$C2953&D2981","v":"VIC Spare 24"},null,{"$f":"IF(CommentaryInput!D2946=\"\",\"\",CommentaryInput!D2946)","v":""}]
[null,null,null,25,{"$f":"$C2953&D2982","v":"VIC Spare 25"},null,{"$f":"IF(CommentaryInput!D2947=\"\",\"\",CommentaryInput!D2947)","v":""}]
[null,null,null,null,null,null,""]
[null,null,"VIC Spare "]
[null,null,null,null,null,null,""]
[null,null,null,null,null,null,{"$f":"IF(CommentaryInput!D2951=\"\",\"\",CommentaryInput!D2951)","v":"MAIN SECTORS"}]
[null,null,null,1,{"$f":"$C2984&D2987","v":"VIC Spare 1"},null,{"$f":"IF(CommentaryInput!D2952=\"\",\"\",CommentaryInput!D2952)","v":""}]
[null,null,null,2,{"$f":"$C2984&D2988","v":"VIC Spare 2"},null,{"$f":"IF(CommentaryInput!D2953=\"\",\"\",CommentaryInput!D2953)","v":""}]
[null,null,null,3,{"$f":"$C2984&D2989","v":"VIC Spare 3"},null,{"$f":"IF(CommentaryInput!D2954=\"\",\"\",CommentaryInput!D2954)","v":""}]
[null,null,null,4,{"$f":"$C2984&D2990","v":"VIC Spare 4"},null,{"$f":"IF(CommentaryInput!D2955=\"\",\"\",CommentaryInput!D2955)","v":""}]
[null,null,null,5,{"$f":"$C2984&D2991","v":"VIC Spare 5"},null,{"$f":"IF(CommentaryInput!D2956=\"\",\"\",CommentaryInput!D2956)","v":""}]
[null,null,null,null,null,null,{"$f":"IF(CommentaryInput!D2957=\"\",\"\",CommentaryInput!D2957)","v":"MEDIUM SCENARIO"}]
[null,null,null,null,null,null,{"$f":"IF(CommentaryInput!D2958=\"\",\"\",CommentaryInput!D2958)","v":"Summer"}]
[null,null,null,8,{"$f":"$C2984&D2994","v":"VIC Spare 8"},null,{"$f":"IF(CommentaryInput!D2959=\"\",\"\",CommentaryInput!D2959)","v":""}]
[null,null,null,9,{"$f":"$C2984&D2995","v":"VIC Spare 9"},null,{"$f":"IF(CommentaryInput!D2960=\"\",\"\",CommentaryInput!D2960)","v":""}]
[null,null,null,10,{"$f":"$C2984&D2996","v":"VIC Spare 10"},null,{"$f":"IF(CommentaryInput!D2961=\"\",\"\",CommentaryInput!D2961)","v":""}]
[null,null,null,11,{"$f":"$C2984&D2997","v":"VIC Spare 11"},null,{"$f":"IF(CommentaryInput!D2962=\"\",\"\",CommentaryInput!D2962)","v":""}]
[null,null,null,12,{"$f":"$C2984&D2998","v":"VIC Spare 12"},null,{"$f":"IF(CommentaryInput!D2963=\"\",\"\",CommentaryInput!D2963)","v":""}]
[null,null,null,null,null,null,{"$f":"IF(CommentaryInput!D2964=\"\",\"\",CommentaryInput!D2964)","v":"Winter"}]
[null,null,null,13,{"$f":"$C2984&D3000","v":"VIC Spare 13"},null,{"$f":"IF(CommentaryInput!D2965=\"\",\"\",CommentaryInput!D2965)","v":""}]
[null,null,null,14,{"$f":"$C2984&D3001","v":"VIC Spare 14"},null,{"$f":"IF(CommentaryInput!D2966=\"\",\"\",CommentaryInput!D2966)","v":""}]
[null,null,null,15,{"$f":"$C2984&D3002","v":"VIC Spare 15"},null,{"$f":"IF(CommentaryInput!D2967=\"\",\"\",CommentaryInput!D2967)","v":""}]
[null,null,null,16,{"$f":"$C2984&D3003","v":"VIC Spare 16"},null,{"$f":"IF(CommentaryInput!D2968=\"\",\"\",CommentaryInput!D2968)","v":""}]
[null,null,null,17,{"$f":"$C2984&D3004","v":"VIC Spare 17"},null,{"$f":"IF(CommentaryInput!D2969=\"\",\"\",CommentaryInput!D2969)","v":""}]
[null,null,null,null,null,null,{"$f":"IF(CommentaryInput!D2970=\"\",\"\",CommentaryInput!D2970)","v":"Other"}]
[null,null,null,18,{"$f":"$C2984&D3006","v":"VIC Spare 18"},null,{"$f":"IF(CommentaryInput!D2971=\"\",\"\",CommentaryInput!D2971)","v":""}]
[null,null,null,19,{"$f":"$C2984&D3007","v":"VIC Spare 19"},null,{"$f":"IF(CommentaryInput!D2972=\"\",\"\",CommentaryInput!D2972)","v":""}]
[null,null,null,20,{"$f":"$C2984&D3008","v":"VIC Spare 20"},null,{"$f":"IF(CommentaryInput!D2973=\"\",\"\",CommentaryInput!D2973)","v":""}]
[null,null,null,21,{"$f":"$C2984&D3009","v":"VIC Spare 21"},null,{"$f":"IF(CommentaryInput!D2974=\"\",\"\",CommentaryInput!D2974)","v":""}]
[null,null,null,22,{"$f":"$C2984&D3010","v":"VIC Spare 22"},null,{"$f":"IF(CommentaryInput!D2975=\"\",\"\",CommentaryInput!D2975)","v":""}]
[null,null,null,23,{"$f":"$C2984&D3011","v":"VIC Spare 23"},null,{"$f":"IF(CommentaryInput!D2976=\"\",\"\",CommentaryInput!D2976)","v":""}]
[null,null,null,24,{"$f":"$C2984&D3012","v":"VIC Spare 24"},null,{"$f":"IF(CommentaryInput!D2977=\"\",\"\",CommentaryInput!D2977)","v":""}]
[null,null,null,25,{"$f":"$C2984&D3013","v":"VIC Spare 25"},null,{"$f":"IF(CommentaryInput!D2978=\"\",\"\",CommentaryInput!D2978)","v":""}]
[null,null,null,null,null,null,""]
[]
[null,"TASMANIA",null,null,null,null,""]
[null,null,null,null,null,null,{"$f":"IF(CommentaryInput!D2982=\"\",\"\",CommentaryInput!D2982)","v":""}]
[null,null,"TAS Avoca",null,null,null,{"$f":"IF(CommentaryInput!D2983=\"\",\"\",CommentaryInput!D2983)","v":""}]
[null,null,null,null,null,null,{"$f":"IF(CommentaryInput!D2984=\"\",\"\",CommentaryInput!D2984)","v":""}]
[null,null,null,null,null,null,{"$f":"IF(CommentaryInput!D2985=\"\",\"\",CommentaryInput!D2985)","v":"MAIN SECTORS"}]
[null,null,null,1,{"$f":"$C3018&D3021","v":"TAS Avoca1"},null,{"$f":"IF(CommentaryInput!D2986=\"\",\"\",CommentaryInput!D2986)","v":"Predominantly residential and agricultural area."}]
[null,null,null,2,{"$f":"$C3018&D3022","v":"TAS Avoca2"},null,{"$f":"IF(CommentaryInput!D2987=\"\",\"\",CommentaryInput!D2987)","v":""}]
[null,null,null,3,{"$f":"$C3018&D3023","v":"TAS Avoca3"},null,{"$f":"IF(CommentaryInput!D2988=\"\",\"\",CommentaryInput!D2988)","v":""}]
[null,null,null,4,{"$f":"$C3018&D3024","v":"TAS Avoca4"},null,{"$f":"IF(CommentaryInput!D2989=\"\",\"\",CommentaryInput!D2989)","v":""}]
[null,null,null,5,{"$f":"$C3018&D3025","v":"TAS Avoca5"},null,{"$f":"IF(CommentaryInput!D2990=\"\",\"\",CommentaryInput!D2990)","v":""}]
[null,null,null,null,null,null,{"$f":"IF(CommentaryInput!D2991=\"\",\"\",CommentaryInput!D2991)","v":"MEDIUM SCENARIO"}]
[null,null,null,null,null,null,{"$f":"IF(CommentaryInput!D2992=\"\",\"\",CommentaryInput!D2992)","v":"Summer"}]
[null,null,null,8,{"$f":"$C3018&D3028","v":"TAS Avoca8"},null,{"$f":"IF(CommentaryInput!D2993=\"\",\"\",CommentaryInput!D2993)","v":"Historical load peaked in 2013."}]
[null,null,null,9,{"$f":"$C3018&D3029","v":"TAS Avoca9"},null,{"$f":"IF(CommentaryInput!D2994=\"\",\"\",CommentaryInput!D2994)","v":"Summers have had higher loads since 2012."}]
[null,null,null,10,{"$f":"$C3018&D3030","v":"TAS Avoca10"},null,{"$f":"IF(CommentaryInput!D2995=\"\",\"\",CommentaryInput!D2995)","v":"Load is forecast to grow at a low rate over the outlook period."}]
[null,null,null,11,{"$f":"$C3018&D3031","v":"TAS Avoca11"},null,{"$f":"IF(CommentaryInput!D2996=\"\",\"\",CommentaryInput!D2996)","v":"The POE10 offset for PV and EE rises from 1.9% to 6.0% between 2015 and 2024 with EE contributing to 0.8% and 3.8% of the offset."}]
[null,null,null,12,{"$f":"$C3018&D3032","v":"TAS Avoca12"},null,{"$f":"IF(CommentaryInput!D2997=\"\",\"\",CommentaryInput!D2997)","v":""}]
[null,null,null,null,null,null,{"$f":"IF(CommentaryInput!D2998=\"\",\"\",CommentaryInput!D2998)","v":"Winter"}]
[null,null,null,13,{"$f":"$C3018&D3034","v":"TAS Avoca13"},null,{"$f":"IF(CommentaryInput!D2999=\"\",\"\",CommentaryInput!D2999)","v":"Historical load peaked in 2009."}]
[null,null,null,14,{"$f":"$C3018&D3035","v":"TAS Avoca14"},null,{"$f":"IF(CommentaryInput!D3000=\"\",\"\",CommentaryInput!D3000)","v":"Load is forecast to decline at a slow rate over the outlook period."}]
[null,null,null,15,{"$f":"$C3018&D3036","v":"TAS Avoca15"},null,{"$f":"IF(CommentaryInput!D3001=\"\",\"\",CommentaryInput!D3001)","v":"The POE10 offset for PV and EE rises between 2.4% to 5.3% between 2014 and 2023 with EE contributing 1.1% and 5.3%."}]
[null,null,null,16,{"$f":"$C3018&D3037","v":"TAS Avoca16"},null,{"$f":"IF(CommentaryInput!D3002=\"\",\"\",CommentaryInput!D3002)","v":""}]
[null,null,null,17,{"$f":"$C3018&D3038","v":"TAS Avoca17"},null,{"$f":"IF(CommentaryInput!D3003=\"\",\"\",CommentaryInput!D3003)","v":""}]
[null,null,null,null,null,null,{"$f":"IF(CommentaryInput!D3004=\"\",\"\",CommentaryInput!D3004)","v":"Other"}]
[null,null,null,18,{"$f":"$C3018&D3040","v":"TAS Avoca18"},null,{"$f":"IF(CommentaryInput!D3005=\"\",\"\",CommentaryInput!D3005)","v":"summer and winter loads historically similar with recent Summers having higher loads than Winter."}]
[null,null,null,19,{"$f":"$C3018&D3041","v":"TAS Avoca19"},null,{"$f":"IF(CommentaryInput!D3006=\"\",\"\",CommentaryInput!D3006)","v":"Connection point is not weather sensitive. "}]
[null,null,null,20,{"$f":"$C3018&D3042","v":"TAS Avoca20"},null,{"$f":"IF(CommentaryInput!D3007=\"\",\"\",CommentaryInput!D3007)","v":"Summer loads typically driven by irrigation pumping loads."}]
[null,null,null,21,{"$f":"$C3018&D3043","v":"TAS Avoca21"},null,{"$f":"IF(CommentaryInput!D3008=\"\",\"\",CommentaryInput!D3008)","v":"Irrigation related block load coming online in 2014."}]
[null,null,null,22,{"$f":"$C3018&D3044","v":"TAS Avoca22"},null,{"$f":"IF(CommentaryInput!D3009=\"\",\"\",CommentaryInput!D3009)","v":"Diversity factors: summer = 0.74; winter = 0.86."}]
[null,null,null,23,{"$f":"$C3018&D3045","v":"TAS Avoca23"},null,""]
[null,null,null,24,{"$f":"$C3018&D3046","v":"TAS Avoca24"}]
[null,null,null,25,{"$f":"$C3018&D3047","v":"TAS Avoca25"},null,""]
[null,null,null,null,null,null,{"$f":"IF(CommentaryInput!D3013=\"\",\"\",CommentaryInput!D3013)","v":""}]
[null,null,"TAS Burnie",null,null,null,{"$f":"IF(CommentaryInput!D3014=\"\",\"\",CommentaryInput!D3014)","v":""}]
[null,null,null,null,null,null,{"$f":"IF(CommentaryInput!D3015=\"\",\"\",CommentaryInput!D3015)","v":""}]
[null,null,null,null,null,null,{"$f":"IF(CommentaryInput!D3016=\"\",\"\",CommentaryInput!D3016)","v":"MAIN SECTORS"}]
[null,null,null,1,{"$f":"$C3049&D3052","v":"TAS Burnie1"},null,{"$f":"IF(CommentaryInput!D3017=\"\",\"\",CommentaryInput!D3017)","v":"Predominantly residential, commercial and agricultural."}]
[null,null,null,2,{"$f":"$C3049&D3053","v":"TAS Burnie2"},null,{"$f":"IF(CommentaryInput!D3018=\"\",\"\",CommentaryInput!D3018)","v":""}]
[null,null,null,3,{"$f":"$C3049&D3054","v":"TAS Burnie3"},null,{"$f":"IF(CommentaryInput!D3019=\"\",\"\",CommentaryInput!D3019)","v":""}]
[null,null,null,4,{"$f":"$C3049&D3055","v":"TAS Burnie4"},null,{"$f":"IF(CommentaryInput!D3020=\"\",\"\",CommentaryInput!D3020)","v":""}]
[null,null,null,5,{"$f":"$C3049&D3056","v":"TAS Burnie5"},null,{"$f":"IF(CommentaryInput!D3021=\"\",\"\",CommentaryInput!D3021)","v":""}]
[null,null,null,null,null,null,{"$f":"IF(CommentaryInput!D3022=\"\",\"\",CommentaryInput!D3022)","v":"MEDIUM SCENARIO"}]
[null,null,null,null,null,null,{"$f":"IF(CommentaryInput!D3023=\"\",\"\",CommentaryInput!D3023)","v":"Summer"}]
[null,null,null,8,{"$f":"$C3049&D3059","v":"TAS Burnie8"},null,{"$f":"IF(CommentaryInput!D3024=\"\",\"\",CommentaryInput!D3024)","v":"Historical load peaked in 2009 and has been flat to falling over the past 5 years."}]
[null,null,null,9,{"$f":"$C3049&D3060","v":"TAS Burnie9"},null,{"$f":"IF(CommentaryInput!D3025=\"\",\"\",CommentaryInput!D3025)","v":"Load is forecast to remain flat over the outlook period."}]
[null,null,null,10,{"$f":"$C3049&D3061","v":"TAS Burnie10"},null,{"$f":"IF(CommentaryInput!D3026=\"\",\"\",CommentaryInput!D3026)","v":"The POE10 offset for PV and EE rises from 4.0% to 13.5% between 2015 and 2024 with EE contributing to 1.7% and 8.3% of the offset."}]
[null,null,null,11,{"$f":"$C3049&D3062","v":"TAS Burnie11"},null,{"$f":"IF(CommentaryInput!D3027=\"\",\"\",CommentaryInput!D3027)","v":""}]
[null,null,null,12,{"$f":"$C3049&D3063","v":"TAS Burnie12"},null,{"$f":"IF(CommentaryInput!D3028=\"\",\"\",CommentaryInput!D3028)","v":""}]
[null,null,null,null,null,null,{"$f":"IF(CommentaryInput!D3029=\"\",\"\",CommentaryInput!D3029)","v":"Winter"}]
[null,null,null,13,{"$f":"$C3049&D3065","v":"TAS Burnie13"},null,{"$f":"IF(CommentaryInput!D3030=\"\",\"\",CommentaryInput!D3030)","v":"Load increased from 2005 to 2008, was flat from 2009 to 2011, and has been falling since then."}]
[null,null,null,14,{"$f":"$C3049&D3066","v":"TAS Burnie14"},null,{"$f":"IF(CommentaryInput!D3031=\"\",\"\",CommentaryInput!D3031)","v":"Load is forecast to increase in 2015 due to block load, then remain relatively flat for the next 9 years."}]
[null,null,null,15,{"$f":"$C3049&D3067","v":"TAS Burnie15"},null,{"$f":"IF(CommentaryInput!D3032=\"\",\"\",CommentaryInput!D3032)","v":"The POE10 offset for PV and EE rises from 3.0% to 5.9% between 2014 and 2023 with EE contributing to 1.2% and 5.9% of the offset."}]
[null,null,null,16,{"$f":"$C3049&D3068","v":"TAS Burnie16"},null,{"$f":"IF(CommentaryInput!D3033=\"\",\"\",CommentaryInput!D3033)","v":""}]
[null,null,null,17,{"$f":"$C3049&D3069","v":"TAS Burnie17"},null,{"$f":"IF(CommentaryInput!D3034=\"\",\"\",CommentaryInput!D3034)","v":""}]
[null,null,null,null,null,null,{"$f":"IF(CommentaryInput!D3035=\"\",\"\",CommentaryInput!D3035)","v":"Other"}]
[null,null,null,18,{"$f":"$C3049&D3071","v":"TAS Burnie18"},null,{"$f":"IF(CommentaryInput!D3036=\"\",\"\",CommentaryInput!D3036)","v":"The connection point is Winter peaking."}]
[null,null,null,19,{"$f":"$C3049&D3072","v":"TAS Burnie19"},null,{"$f":"IF(CommentaryInput!D3037=\"\",\"\",CommentaryInput!D3037)","v":"Demand is weather sensitive in the Winter only."}]
[null,null,null,20,{"$f":"$C3049&D3073","v":"TAS Burnie20"},null,{"$f":"IF(CommentaryInput!D3038=\"\",\"\",CommentaryInput!D3038)","v":"The area is mainly residential and has a strong dairy-related agricultural sector."}]
[null,null,null,21,{"$f":"$C3049&D3074","v":"TAS Burnie21"},null,{"$f":"IF(CommentaryInput!D3039=\"\",\"\",CommentaryInput!D3039)","v":"Mining related block load coming online in 2015."}]
[null,null,null,22,{"$f":"$C3049&D3075","v":"TAS Burnie22"},null,{"$f":"IF(CommentaryInput!D3040=\"\",\"\",CommentaryInput!D3040)","v":"Diversity factors: summer = 0.9; winter = 0.9."}]
[null,null,null,23,{"$f":"$C3049&D3076","v":"TAS Burnie23"},null,""]
[null,null,null,24,{"$f":"$C3049&D3077","v":"TAS Burnie24"}]
[null,null,null,25,{"$f":"$C3049&D3078","v":"TAS Burnie25"},null,""]
[null,null,null,null,null,null,{"$f":"IF(CommentaryInput!D3044=\"\",\"\",CommentaryInput!D3044)","v":""}]
[null,null,"TAS Bridgewater",null,null,null,{"$f":"IF(CommentaryInput!D3045=\"\",\"\",CommentaryInput!D3045)","v":""}]
[null,null,null,null,null,null,{"$f":"IF(CommentaryInput!D3046=\"\",\"\",CommentaryInput!D3046)","v":""}]
[null,null,null,null,null,null,{"$f":"IF(CommentaryInput!D3047=\"\",\"\",CommentaryInput!D3047)","v":"MAIN SECTORS"}]
[null,null,null,1,{"$f":"$C3080&D3083","v":"TAS Bridgewater1"},null,{"$f":"IF(CommentaryInput!D3048=\"\",\"\",CommentaryInput!D3048)","v":"Predominantly residential."}]
[null,null,null,2,{"$f":"$C3080&D3084","v":"TAS Bridgewater2"},null,{"$f":"IF(CommentaryInput!D3049=\"\",\"\",CommentaryInput!D3049)","v":""}]
[null,null,null,3,{"$f":"$C3080&D3085","v":"TAS Bridgewater3"},null,{"$f":"IF(CommentaryInput!D3050=\"\",\"\",CommentaryInput!D3050)","v":""}]
[null,null,null,4,{"$f":"$C3080&D3086","v":"TAS Bridgewater4"},null,{"$f":"IF(CommentaryInput!D3051=\"\",\"\",CommentaryInput!D3051)","v":""}]
[null,null,null,5,{"$f":"$C3080&D3087","v":"TAS Bridgewater5"},null,{"$f":"IF(CommentaryInput!D3052=\"\",\"\",CommentaryInput!D3052)","v":""}]
[null,null,null,null,null,null,{"$f":"IF(CommentaryInput!D3053=\"\",\"\",CommentaryInput!D3053)","v":"MEDIUM SCENARIO"}]
[null,null,null,null,null,null,{"$f":"IF(CommentaryInput!D3054=\"\",\"\",CommentaryInput!D3054)","v":"Summer"}]
[null,null,null,8,{"$f":"$C3080&D3090","v":"TAS Bridgewater8"},null,{"$f":"IF(CommentaryInput!D3055=\"\",\"\",CommentaryInput!D3055)","v":"Historical load levels have been relatively flat since 2008."}]
[null,null,null,9,{"$f":"$C3080&D3091","v":"TAS Bridgewater9"},null,{"$f":"IF(CommentaryInput!D3056=\"\",\"\",CommentaryInput!D3056)","v":"Growth mainly occurs from 2020 onwards similar to regional forecasts."}]
[null,null,null,10,{"$f":"$C3080&D3092","v":"TAS Bridgewater10"},null,{"$f":"IF(CommentaryInput!D3057=\"\",\"\",CommentaryInput!D3057)","v":"The POE10 offset for PV and EE rises from 4.5% to 13.9% between 2015 and 2024 with EE contributing 1.8% to 8.4% of the offset."}]
[null,null,null,11,{"$f":"$C3080&D3093","v":"TAS Bridgewater11"},null,{"$f":"IF(CommentaryInput!D3058=\"\",\"\",CommentaryInput!D3058)","v":""}]
[null,null,null,12,{"$f":"$C3080&D3094","v":"TAS Bridgewater12"},null,{"$f":"IF(CommentaryInput!D3059=\"\",\"\",CommentaryInput!D3059)","v":""}]
[null,null,null,null,null,null,{"$f":"IF(CommentaryInput!D3060=\"\",\"\",CommentaryInput!D3060)","v":"Winter"}]
[null,null,null,13,{"$f":"$C3080&D3096","v":"TAS Bridgewater13"},null,{"$f":"IF(CommentaryInput!D3061=\"\",\"\",CommentaryInput!D3061)","v":"Historical load levels grew from 2005 to 2011 but have fallen since then."}]
[null,null,null,14,{"$f":"$C3080&D3097","v":"TAS Bridgewater14"},null,{"$f":"IF(CommentaryInput!D3062=\"\",\"\",CommentaryInput!D3062)","v":"Forecast growth remain very small over the outlook period."}]
[null,null,null,15,{"$f":"$C3080&D3098","v":"TAS Bridgewater15"},null,{"$f":"IF(CommentaryInput!D3063=\"\",\"\",CommentaryInput!D3063)","v":"The POE10 offset for PV and EE rises from 3.0% to 6.2% between 2014 and 2023 with EE contributing 1.2% to 6.2% of the offset."}]
[null,null,null,16,{"$f":"$C3080&D3099","v":"TAS Bridgewater16"},null,{"$f":"IF(CommentaryInput!D3064=\"\",\"\",CommentaryInput!D3064)","v":""}]
[null,null,null,17,{"$f":"$C3080&D3100","v":"TAS Bridgewater17"},null,{"$f":"IF(CommentaryInput!D3065=\"\",\"\",CommentaryInput!D3065)","v":""}]
[null,null,null,null,null,null,{"$f":"IF(CommentaryInput!D3066=\"\",\"\",CommentaryInput!D3066)","v":"Other"}]
[null,null,null,18,{"$f":"$C3080&D3102","v":"TAS Bridgewater18"},null,{"$f":"IF(CommentaryInput!D3067=\"\",\"\",CommentaryInput!D3067)","v":"One of the main connection points in the greater Hobart area."}]
[null,null,null,19,{"$f":"$C3080&D3103","v":"TAS Bridgewater19"},null,{"$f":"IF(CommentaryInput!D3068=\"\",\"\",CommentaryInput!D3068)","v":"A Winter peaking connection point."}]
[null,null,null,20,{"$f":"$C3080&D3104","v":"TAS Bridgewater20"},null,{"$f":"IF(CommentaryInput!D3069=\"\",\"\",CommentaryInput!D3069)","v":"Demand is weather sensitive in the Winter only."}]
[null,null,null,21,{"$f":"$C3080&D3105","v":"TAS Bridgewater21"},null,{"$f":"IF(CommentaryInput!D3070=\"\",\"\",CommentaryInput!D3070)","v":"Recent Summers have had high demand levels at high temperatures, which suggests increasing cooling loads."}]
[null,null,null,22,{"$f":"$C3080&D3106","v":"TAS Bridgewater22"},null,{"$f":"IF(CommentaryInput!D3071=\"\",\"\",CommentaryInput!D3071)","v":"Block load due to transport hub coming online in 2015."}]
[null,null,null,23,{"$f":"$C3080&D3107","v":"TAS Bridgewater23"},null,""]
[null,null,null,24,{"$f":"$C3080&D3108","v":"TAS Bridgewater24"}]
[null,null,null,25,{"$f":"$C3080&D3109","v":"TAS Bridgewater25"},null,""]
[null,null,null,null,null,null,{"$f":"IF(CommentaryInput!D3075=\"\",\"\",CommentaryInput!D3075)","v":""}]
[null,null,"TAS Creek Road",null,null,null,{"$f":"IF(CommentaryInput!D3076=\"\",\"\",CommentaryInput!D3076)","v":""}]
[null,null,null,null,null,null,{"$f":"IF(CommentaryInput!D3077=\"\",\"\",CommentaryInput!D3077)","v":""}]
[null,null,null,null,null,null,{"$f":"IF(CommentaryInput!D3078=\"\",\"\",CommentaryInput!D3078)","v":"MAIN SECTORS"}]
[null,null,null,1,{"$f":"$C3111&D3114","v":"TAS Creek Road1"},null,{"$f":"IF(CommentaryInput!D3079=\"\",\"\",CommentaryInput!D3079)","v":"Predominantly residential."}]
[null,null,null,2,{"$f":"$C3111&D3115","v":"TAS Creek Road2"},null,{"$f":"IF(CommentaryInput!D3080=\"\",\"\",CommentaryInput!D3080)","v":""}]
[null,null,null,3,{"$f":"$C3111&D3116","v":"TAS Creek Road3"},null,{"$f":"IF(CommentaryInput!D3081=\"\",\"\",CommentaryInput!D3081)","v":""}]
[null,null,null,4,{"$f":"$C3111&D3117","v":"TAS Creek Road4"},null,{"$f":"IF(CommentaryInput!D3082=\"\",\"\",CommentaryInput!D3082)","v":""}]
[null,null,null,5,{"$f":"$C3111&D3118","v":"TAS Creek Road5"},null,{"$f":"IF(CommentaryInput!D3083=\"\",\"\",CommentaryInput!D3083)","v":""}]
[null,null,null,null,null,null,{"$f":"IF(CommentaryInput!D3084=\"\",\"\",CommentaryInput!D3084)","v":"MEDIUM SCENARIO"}]
[null,null,null,null,null,null,{"$f":"IF(CommentaryInput!D3085=\"\",\"\",CommentaryInput!D3085)","v":"Summer"}]
[null,null,null,8,{"$f":"$C3111&D3121","v":"TAS Creek Road8"},null,{"$f":"IF(CommentaryInput!D3086=\"\",\"\",CommentaryInput!D3086)","v":"Historical load has been largely decreasing since 2009."}]
[null,null,null,9,{"$f":"$C3111&D3122","v":"TAS Creek Road9"},null,{"$f":"IF(CommentaryInput!D3087=\"\",\"\",CommentaryInput!D3087)","v":"The load is forecast to remain relatively flat over the outlook period."}]
[null,null,null,10,{"$f":"$C3111&D3123","v":"TAS Creek Road10"},null,{"$f":"IF(CommentaryInput!D3088=\"\",\"\",CommentaryInput!D3088)","v":"The POE10 offset for PV and EE rises from 4.2% to 13.5% between 2015 and 2024 with EE contributing to 1.7% and 8.2% of the offset."}]
[null,null,null,11,{"$f":"$C3111&D3124","v":"TAS Creek Road11"},null,{"$f":"IF(CommentaryInput!D3089=\"\",\"\",CommentaryInput!D3089)","v":""}]
[null,null,null,12,{"$f":"$C3111&D3125","v":"TAS Creek Road12"},null,{"$f":"IF(CommentaryInput!D3090=\"\",\"\",CommentaryInput!D3090)","v":""}]
[null,null,null,null,null,null,{"$f":"IF(CommentaryInput!D3091=\"\",\"\",CommentaryInput!D3091)","v":"Winter"}]
[null,null,null,13,{"$f":"$C3111&D3127","v":"TAS Creek Road13"},null,{"$f":"IF(CommentaryInput!D3092=\"\",\"\",CommentaryInput!D3092)","v":"Historical load has been decreasing since 2007."}]
[null,null,null,14,{"$f":"$C3111&D3128","v":"TAS Creek Road14"},null,{"$f":"IF(CommentaryInput!D3093=\"\",\"\",CommentaryInput!D3093)","v":"Load is forecast to remain flat over the outlook period."}]
[null,null,null,15,{"$f":"$C3111&D3129","v":"TAS Creek Road15"},null,{"$f":"IF(CommentaryInput!D3094=\"\",\"\",CommentaryInput!D3094)","v":"The POE10 offset for PV and EE rises from 2.5% to 5.2% between 2014 and 2023 with EE contributing to 1.0% and 5.2% of the offset."}]
[null,null,null,16,{"$f":"$C3111&D3130","v":"TAS Creek Road16"},null,{"$f":"IF(CommentaryInput!D3095=\"\",\"\",CommentaryInput!D3095)","v":""}]
[null,null,null,17,{"$f":"$C3111&D3131","v":"TAS Creek Road17"},null,{"$f":"IF(CommentaryInput!D3096=\"\",\"\",CommentaryInput!D3096)","v":""}]
[null,null,null,null,null,null,{"$f":"IF(CommentaryInput!D3097=\"\",\"\",CommentaryInput!D3097)","v":"Other"}]
[null,null,null,18,{"$f":"$C3111&D3133","v":"TAS Creek Road18"},null,{"$f":"IF(CommentaryInput!D3098=\"\",\"\",CommentaryInput!D3098)","v":"Main Hobart connection point, with the highest number of residential customers connected."}]
[null,null,null,19,{"$f":"$C3111&D3134","v":"TAS Creek Road19"},null,{"$f":"IF(CommentaryInput!D3099=\"\",\"\",CommentaryInput!D3099)","v":"The connection point is Winter peaking."}]
[null,null,null,20,{"$f":"$C3111&D3135","v":"TAS Creek Road20"},null,{"$f":"IF(CommentaryInput!D3100=\"\",\"\",CommentaryInput!D3100)","v":"Demand is weather sensitive in the Winter only."}]
[null,null,null,21,{"$f":"$C3111&D3136","v":"TAS Creek Road21"},null,{"$f":"IF(CommentaryInput!D3101=\"\",\"\",CommentaryInput!D3101)","v":"Commercial development block load coming online in 2016."}]
[null,null,null,22,{"$f":"$C3111&D3137","v":"TAS Creek Road22"},null,{"$f":"IF(CommentaryInput!D3102=\"\",\"\",CommentaryInput!D3102)","v":"Historical increase in 2007 due in part to load transfer from Chapel Street."}]
[null,null,null,23,{"$f":"$C3111&D3138","v":"TAS Creek Road23"},null,""]
[null,null,null,24,{"$f":"$C3111&D3139","v":"TAS Creek Road24"}]
[null,null,null,25,{"$f":"$C3111&D3140","v":"TAS Creek Road25"},null,""]
[null,null,null,null,null,null,{"$f":"IF(CommentaryInput!D3106=\"\",\"\",CommentaryInput!D3106)","v":""}]
[null,null,"TAS Chapel St.",null,null,null,{"$f":"IF(CommentaryInput!D3107=\"\",\"\",CommentaryInput!D3107)","v":""}]
[null,null,null,null,null,null,{"$f":"IF(CommentaryInput!D3108=\"\",\"\",CommentaryInput!D3108)","v":""}]
[null,null,null,null,null,null,{"$f":"IF(CommentaryInput!D3109=\"\",\"\",CommentaryInput!D3109)","v":"MAIN SECTORS"}]
[null,null,null,1,{"$f":"$C3142&D3145","v":"TAS Chapel St.1"},null,{"$f":"IF(CommentaryInput!D3110=\"\",\"\",CommentaryInput!D3110)","v":"Predominantly residential."}]
[null,null,null,2,{"$f":"$C3142&D3146","v":"TAS Chapel St.2"},null,{"$f":"IF(CommentaryInput!D3111=\"\",\"\",CommentaryInput!D3111)","v":""}]
[null,null,null,3,{"$f":"$C3142&D3147","v":"TAS Chapel St.3"},null,{"$f":"IF(CommentaryInput!D3112=\"\",\"\",CommentaryInput!D3112)","v":""}]
[null,null,null,4,{"$f":"$C3142&D3148","v":"TAS Chapel St.4"},null,{"$f":"IF(CommentaryInput!D3113=\"\",\"\",CommentaryInput!D3113)","v":""}]
[null,null,null,5,{"$f":"$C3142&D3149","v":"TAS Chapel St.5"},null,{"$f":"IF(CommentaryInput!D3114=\"\",\"\",CommentaryInput!D3114)","v":""}]
[null,null,null,null,null,null,{"$f":"IF(CommentaryInput!D3115=\"\",\"\",CommentaryInput!D3115)","v":"MEDIUM SCENARIO"}]
[null,null,null,null,null,null,{"$f":"IF(CommentaryInput!D3116=\"\",\"\",CommentaryInput!D3116)","v":"Summer"}]
[null,null,null,8,{"$f":"$C3142&D3152","v":"TAS Chapel St.8"},null,{"$f":"IF(CommentaryInput!D3117=\"\",\"\",CommentaryInput!D3117)","v":"There was a significant decline in load in 2007."}]
[null,null,null,9,{"$f":"$C3142&D3153","v":"TAS Chapel St.9"},null,{"$f":"IF(CommentaryInput!D3118=\"\",\"\",CommentaryInput!D3118)","v":"It then increased in 2008 and 2009, before declining again from 2010 to 2013."}]
[null,null,null,10,{"$f":"$C3142&D3154","v":"TAS Chapel St.10"},null,{"$f":"IF(CommentaryInput!D3119=\"\",\"\",CommentaryInput!D3119)","v":"The load is forecast to remain relatively flat over the outlook period."}]
[null,null,null,11,{"$f":"$C3142&D3155","v":"TAS Chapel St.11"},null,{"$f":"IF(CommentaryInput!D3120=\"\",\"\",CommentaryInput!D3120)","v":"The POE10 offset for PV and EE rises from 5.8% to 19.5% between 2015 and 2024 with EE contributing to 2.3% and 11.8% of the offset."}]
[null,null,null,12,{"$f":"$C3142&D3156","v":"TAS Chapel St.12"},null,{"$f":"IF(CommentaryInput!D3121=\"\",\"\",CommentaryInput!D3121)","v":""}]
[null,null,null,null,null,null,{"$f":"IF(CommentaryInput!D3122=\"\",\"\",CommentaryInput!D3122)","v":"Winter"}]
[null,null,null,13,{"$f":"$C3142&D3158","v":"TAS Chapel St.13"},null,{"$f":"IF(CommentaryInput!D3123=\"\",\"\",CommentaryInput!D3123)","v":"Similar to the Summer load, there was a significant decline in 2007, followed by a steady decline for the next six years."}]
[null,null,null,14,{"$f":"$C3142&D3159","v":"TAS Chapel St.14"},null,{"$f":"IF(CommentaryInput!D3124=\"\",\"\",CommentaryInput!D3124)","v":"The load is forecast to remain flat over the outlook period."}]
[null,null,null,15,{"$f":"$C3142&D3160","v":"TAS Chapel St.15"},null,{"$f":"IF(CommentaryInput!D3125=\"\",\"\",CommentaryInput!D3125)","v":"The POE10 offset for PV and EE rises from 3.4% to 7.0% between 2014 and 2023 with EE contributing to 1.3% and 7.0% of the offset."}]
[null,null,null,16,{"$f":"$C3142&D3161","v":"TAS Chapel St.16"},null,{"$f":"IF(CommentaryInput!D3126=\"\",\"\",CommentaryInput!D3126)","v":""}]
[null,null,null,17,{"$f":"$C3142&D3162","v":"TAS Chapel St.17"},null,{"$f":"IF(CommentaryInput!D3127=\"\",\"\",CommentaryInput!D3127)","v":""}]
[null,null,null,null,null,null,{"$f":"IF(CommentaryInput!D3128=\"\",\"\",CommentaryInput!D3128)","v":"Other"}]
[null,null,null,18,{"$f":"$C3142&D3164","v":"TAS Chapel St.18"},null,{"$f":"IF(CommentaryInput!D3129=\"\",\"\",CommentaryInput!D3129)","v":"Main Hobart connection point."}]
[null,null,null,19,{"$f":"$C3142&D3165","v":"TAS Chapel St.19"},null,{"$f":"IF(CommentaryInput!D3130=\"\",\"\",CommentaryInput!D3130)","v":"A Winter peaking connection point but gap between summer and winter loads has been narrowing in recent years."}]
[null,null,null,20,{"$f":"$C3142&D3166","v":"TAS Chapel St.20"},null,{"$f":"IF(CommentaryInput!D3131=\"\",\"\",CommentaryInput!D3131)","v":"Demand is weather sensitive in the Winter."}]
[null,null,null,21,{"$f":"$C3142&D3167","v":"TAS Chapel St.21"},null,{"$f":"IF(CommentaryInput!D3132=\"\",\"\",CommentaryInput!D3132)","v":"Summers show elevated demand levels at high temperatures in the last three years, suggesting increases in cooling loads."}]
[null,null,null,22,{"$f":"$C3142&D3168","v":"TAS Chapel St.22"},null,{"$f":"IF(CommentaryInput!D3133=\"\",\"\",CommentaryInput!D3133)","v":"Historical decrease in 2007 due in part to load transfer to Creek Road."}]
[null,null,null,23,{"$f":"$C3142&D3169","v":"TAS Chapel St.23"},null,""]
[null,null,null,24,{"$f":"$C3142&D3170","v":"TAS Chapel St.24"}]
[null,null,null,25,{"$f":"$C3142&D3171","v":"TAS Chapel St.25"},null,""]
[null,null,null,null,null,null,{"$f":"IF(CommentaryInput!D3137=\"\",\"\",CommentaryInput!D3137)","v":""}]
[null,null,"TAS Derwent Bridge",null,null,null,{"$f":"IF(CommentaryInput!D3138=\"\",\"\",CommentaryInput!D3138)","v":""}]
[null,null,null,null,null,null,{"$f":"IF(CommentaryInput!D3139=\"\",\"\",CommentaryInput!D3139)","v":""}]
[null,null,null,null,null,null,{"$f":"IF(CommentaryInput!D3140=\"\",\"\",CommentaryInput!D3140)","v":"MAIN SECTORS"}]
[null,null,null,1,{"$f":"$C3173&D3176","v":"TAS Derwent Bridge1"},null,{"$f":"IF(CommentaryInput!D3141=\"\",\"\",CommentaryInput!D3141)","v":"Predominantly residential and commercial."}]
[null,null,null,2,{"$f":"$C3173&D3177","v":"TAS Derwent Bridge2"},null,{"$f":"IF(CommentaryInput!D3142=\"\",\"\",CommentaryInput!D3142)","v":""}]
[null,null,null,3,{"$f":"$C3173&D3178","v":"TAS Derwent Bridge3"},null,{"$f":"IF(CommentaryInput!D3143=\"\",\"\",CommentaryInput!D3143)","v":""}]
[null,null,null,4,{"$f":"$C3173&D3179","v":"TAS Derwent Bridge4"},null,{"$f":"IF(CommentaryInput!D3144=\"\",\"\",CommentaryInput!D3144)","v":""}]
[null,null,null,5,{"$f":"$C3173&D3180","v":"TAS Derwent Bridge5"},null,{"$f":"IF(CommentaryInput!D3145=\"\",\"\",CommentaryInput!D3145)","v":""}]
[null,null,null,null,null,null,{"$f":"IF(CommentaryInput!D3146=\"\",\"\",CommentaryInput!D3146)","v":"MEDIUM SCENARIO"}]
[null,null,null,null,null,null,{"$f":"IF(CommentaryInput!D3147=\"\",\"\",CommentaryInput!D3147)","v":"Summer"}]
[null,null,null,8,{"$f":"$C3173&D3183","v":"TAS Derwent Bridge8"},null,{"$f":"IF(CommentaryInput!D3148=\"\",\"\",CommentaryInput!D3148)","v":"Historical load peaked in 2012."}]
[null,null,null,9,{"$f":"$C3173&D3184","v":"TAS Derwent Bridge9"},null,{"$f":"IF(CommentaryInput!D3149=\"\",\"\",CommentaryInput!D3149)","v":"Load is forecast to grow at a low rate over the outlook period."}]
[null,null,null,10,{"$f":"$C3173&D3185","v":"TAS Derwent Bridge10"},null,{"$f":"IF(CommentaryInput!D3150=\"\",\"\",CommentaryInput!D3150)","v":"The POE10 offset for PV and EE rises from 1.0% to 3.0% between 2015 and 2024 with EE contributing to 0.5% and 2.0% of the offset."}]
[null,null,null,11,{"$f":"$C3173&D3186","v":"TAS Derwent Bridge11"},null,{"$f":"IF(CommentaryInput!D3151=\"\",\"\",CommentaryInput!D3151)","v":""}]
[null,null,null,12,{"$f":"$C3173&D3187","v":"TAS Derwent Bridge12"},null,{"$f":"IF(CommentaryInput!D3152=\"\",\"\",CommentaryInput!D3152)","v":""}]
[null,null,null,null,null,null,{"$f":"IF(CommentaryInput!D3153=\"\",\"\",CommentaryInput!D3153)","v":"Winter"}]
[null,null,null,13,{"$f":"$C3173&D3189","v":"TAS Derwent Bridge13"},null,{"$f":"IF(CommentaryInput!D3154=\"\",\"\",CommentaryInput!D3154)","v":"Historical load peaked in 2006 and been relatively flat for the last 7 years."}]
[null,null,null,14,{"$f":"$C3173&D3190","v":"TAS Derwent Bridge14"},null,{"$f":"IF(CommentaryInput!D3155=\"\",\"\",CommentaryInput!D3155)","v":"Load is forecast to be flat unit 2019 before decreasing slightly until 2024."}]
[null,null,null,15,{"$f":"$C3173&D3191","v":"TAS Derwent Bridge15"},null,{"$f":"IF(CommentaryInput!D3156=\"\",\"\",CommentaryInput!D3156)","v":"The POE10 offset for PV and EE rises from 1.6% to 3.8% between 2014 and 2023 with EE contributing to 0.8% and 3.8% of the offset."}]
[null,null,null,16,{"$f":"$C3173&D3192","v":"TAS Derwent Bridge16"},null,{"$f":"IF(CommentaryInput!D3157=\"\",\"\",CommentaryInput!D3157)","v":""}]
[null,null,null,17,{"$f":"$C3173&D3193","v":"TAS Derwent Bridge17"},null,{"$f":"IF(CommentaryInput!D3158=\"\",\"\",CommentaryInput!D3158)","v":""}]
[null,null,null,null,null,null,{"$f":"IF(CommentaryInput!D3159=\"\",\"\",CommentaryInput!D3159)","v":"Other"}]
[null,null,null,18,{"$f":"$C3173&D3195","v":"TAS Derwent Bridge18"},null,{"$f":"IF(CommentaryInput!D3160=\"\",\"\",CommentaryInput!D3160)","v":"Small load with peaks in the Summer due primarily to greater tourist activity in the area."}]
[null,null,null,19,{"$f":"$C3173&D3196","v":"TAS Derwent Bridge19"},null,{"$f":"IF(CommentaryInput!D3161=\"\",\"\",CommentaryInput!D3161)","v":"Diversity factors: summer = 0.48; winter = 0.62."}]
[null,null,null,20,{"$f":"$C3173&D3197","v":"TAS Derwent Bridge20"},null,{"$f":"IF(CommentaryInput!D3162=\"\",\"\",CommentaryInput!D3162)","v":""}]
[null,null,null,21,{"$f":"$C3173&D3198","v":"TAS Derwent Bridge21"},null,{"$f":"IF(CommentaryInput!D3163=\"\",\"\",CommentaryInput!D3163)","v":""}]
[null,null,null,22,{"$f":"$C3173&D3199","v":"TAS Derwent Bridge22"},null,{"$f":"IF(CommentaryInput!D3164=\"\",\"\",CommentaryInput!D3164)","v":""}]
[null,null,null,23,{"$f":"$C3173&D3200","v":"TAS Derwent Bridge23"},null,""]
[null,null,null,24,{"$f":"$C3173&D3201","v":"TAS Derwent Bridge24"}]
[null,null,null,25,{"$f":"$C3173&D3202","v":"TAS Derwent Bridge25"},null,""]
[null,null,null,null,null,null,{"$f":"IF(CommentaryInput!D3168=\"\",\"\",CommentaryInput!D3168)","v":""}]
[null,null,"TAS Devonport",null,null,null,{"$f":"IF(CommentaryInput!D3169=\"\",\"\",CommentaryInput!D3169)","v":""}]
[null,null,null,null,null,null,{"$f":"IF(CommentaryInput!D3170=\"\",\"\",CommentaryInput!D3170)","v":""}]
[null,null,null,null,null,null,{"$f":"IF(CommentaryInput!D3171=\"\",\"\",CommentaryInput!D3171)","v":"MAIN SECTORS"}]
[null,null,null,1,{"$f":"$C3204&D3207","v":"TAS Devonport1"},null,{"$f":"IF(CommentaryInput!D3172=\"\",\"\",CommentaryInput!D3172)","v":"Predominantly residential."}]
[null,null,null,2,{"$f":"$C3204&D3208","v":"TAS Devonport2"},null,{"$f":"IF(CommentaryInput!D3173=\"\",\"\",CommentaryInput!D3173)","v":""}]
[null,null,null,3,{"$f":"$C3204&D3209","v":"TAS Devonport3"},null,{"$f":"IF(CommentaryInput!D3174=\"\",\"\",CommentaryInput!D3174)","v":""}]
[null,null,null,4,{"$f":"$C3204&D3210","v":"TAS Devonport4"},null,{"$f":"IF(CommentaryInput!D3175=\"\",\"\",CommentaryInput!D3175)","v":""}]
[null,null,null,5,{"$f":"$C3204&D3211","v":"TAS Devonport5"},null,{"$f":"IF(CommentaryInput!D3176=\"\",\"\",CommentaryInput!D3176)","v":""}]
[null,null,null,null,null,null,{"$f":"IF(CommentaryInput!D3177=\"\",\"\",CommentaryInput!D3177)","v":"MEDIUM SCENARIO"}]
[null,null,null,null,null,null,{"$f":"IF(CommentaryInput!D3178=\"\",\"\",CommentaryInput!D3178)","v":"Summer"}]
[null,null,null,8,{"$f":"$C3204&D3214","v":"TAS Devonport8"},null,{"$f":"IF(CommentaryInput!D3179=\"\",\"\",CommentaryInput!D3179)","v":"Historical load has been relatively flat before decreasing since 2011."}]
[null,null,null,9,{"$f":"$C3204&D3215","v":"TAS Devonport9"},null,{"$f":"IF(CommentaryInput!D3180=\"\",\"\",CommentaryInput!D3180)","v":"Load is forecast to remain flat over the outlook period."}]
[null,null,null,10,{"$f":"$C3204&D3216","v":"TAS Devonport10"},null,{"$f":"IF(CommentaryInput!D3181=\"\",\"\",CommentaryInput!D3181)","v":"The POE10 offset for PV and EE rises from 3.9% to 13.2% between 2015 and 2024 with EE contributing to 1.6% and 8.1% of the offset."}]
[null,null,null,11,{"$f":"$C3204&D3217","v":"TAS Devonport11"},null,{"$f":"IF(CommentaryInput!D3182=\"\",\"\",CommentaryInput!D3182)","v":""}]
[null,null,null,12,{"$f":"$C3204&D3218","v":"TAS Devonport12"},null,{"$f":"IF(CommentaryInput!D3183=\"\",\"\",CommentaryInput!D3183)","v":""}]
[null,null,null,null,null,null,{"$f":"IF(CommentaryInput!D3184=\"\",\"\",CommentaryInput!D3184)","v":"Winter"}]
[null,null,null,13,{"$f":"$C3204&D3220","v":"TAS Devonport13"},null,{"$f":"IF(CommentaryInput!D3185=\"\",\"\",CommentaryInput!D3185)","v":"Historical load increased from 2005 to 2009, before a large drop in 2010 after which it has remained relatively flat."}]
[null,null,null,14,{"$f":"$C3204&D3221","v":"TAS Devonport14"},null,{"$f":"IF(CommentaryInput!D3186=\"\",\"\",CommentaryInput!D3186)","v":"Load is forecast to remain relatively flat over the outlook period."}]
[null,null,null,15,{"$f":"$C3204&D3222","v":"TAS Devonport15"},null,{"$f":"IF(CommentaryInput!D3187=\"\",\"\",CommentaryInput!D3187)","v":"The POE10 offset for PV and EE rises from 2.6% to 5.5% between 2014 and 2023 with EE contributing to 1.1% and 5.5% of the offset."}]
[null,null,null,16,{"$f":"$C3204&D3223","v":"TAS Devonport16"},null,{"$f":"IF(CommentaryInput!D3188=\"\",\"\",CommentaryInput!D3188)","v":""}]
[null,null,null,17,{"$f":"$C3204&D3224","v":"TAS Devonport17"},null,{"$f":"IF(CommentaryInput!D3189=\"\",\"\",CommentaryInput!D3189)","v":""}]
[null,null,null,null,null,null,{"$f":"IF(CommentaryInput!D3190=\"\",\"\",CommentaryInput!D3190)","v":"Other"}]
[null,null,null,18,{"$f":"$C3204&D3226","v":"TAS Devonport18"},null,{"$f":"IF(CommentaryInput!D3191=\"\",\"\",CommentaryInput!D3191)","v":"Load servicing the Devonport area."}]
[null,null,null,19,{"$f":"$C3204&D3227","v":"TAS Devonport19"},null,{"$f":"IF(CommentaryInput!D3192=\"\",\"\",CommentaryInput!D3192)","v":"The connection point is Winter peaking."}]
[null,null,null,20,{"$f":"$C3204&D3228","v":"TAS Devonport20"},null,{"$f":"IF(CommentaryInput!D3193=\"\",\"\",CommentaryInput!D3193)","v":"Demand is weather sensitive in the Winter only."}]
[null,null,null,21,{"$f":"$C3204&D3229","v":"TAS Devonport21"},null,{"$f":"IF(CommentaryInput!D3194=\"\",\"\",CommentaryInput!D3194)","v":"Area has a strong dairy-related agricultural sector."}]
[null,null,null,22,{"$f":"$C3204&D3230","v":"TAS Devonport22"},null,{"$f":"IF(CommentaryInput!D3195=\"\",\"\",CommentaryInput!D3195)","v":"Diversity factors: summer = 0.91; winter = 0.88."}]
[null,null,null,23,{"$f":"$C3204&D3231","v":"TAS Devonport23"},null,""]
[null,null,null,24,{"$f":"$C3204&D3232","v":"TAS Devonport24"}]
[null,null,null,25,{"$f":"$C3204&D3233","v":"TAS Devonport25"},null,""]
[null,null,null,null,null,null,{"$f":"IF(CommentaryInput!D3199=\"\",\"\",CommentaryInput!D3199)","v":""}]
[null,null,"TAS Emu Bay",null,null,null,{"$f":"IF(CommentaryInput!D3200=\"\",\"\",CommentaryInput!D3200)","v":""}]
[null,null,null,null,null,null,{"$f":"IF(CommentaryInput!D3201=\"\",\"\",CommentaryInput!D3201)","v":""}]
[null,null,null,null,null,null,{"$f":"IF(CommentaryInput!D3202=\"\",\"\",CommentaryInput!D3202)","v":"MAIN SECTORS"}]
[null,null,null,1,{"$f":"$C3235&D3238","v":"TAS Emu Bay1"},null,{"$f":"IF(CommentaryInput!D3203=\"\",\"\",CommentaryInput!D3203)","v":"Predominantly commercial."}]
[null,null,null,2,{"$f":"$C3235&D3239","v":"TAS Emu Bay2"},null,{"$f":"IF(CommentaryInput!D3204=\"\",\"\",CommentaryInput!D3204)","v":""}]
[null,null,null,3,{"$f":"$C3235&D3240","v":"TAS Emu Bay3"},null,{"$f":"IF(CommentaryInput!D3205=\"\",\"\",CommentaryInput!D3205)","v":""}]
[null,null,null,4,{"$f":"$C3235&D3241","v":"TAS Emu Bay4"},null,{"$f":"IF(CommentaryInput!D3206=\"\",\"\",CommentaryInput!D3206)","v":""}]
[null,null,null,5,{"$f":"$C3235&D3242","v":"TAS Emu Bay5"},null,{"$f":"IF(CommentaryInput!D3207=\"\",\"\",CommentaryInput!D3207)","v":""}]
[null,null,null,null,null,null,{"$f":"IF(CommentaryInput!D3208=\"\",\"\",CommentaryInput!D3208)","v":"MEDIUM SCENARIO"}]
[null,null,null,null,null,null,{"$f":"IF(CommentaryInput!D3209=\"\",\"\",CommentaryInput!D3209)","v":"Summer"}]
[null,null,null,8,{"$f":"$C3235&D3245","v":"TAS Emu Bay8"},null,{"$f":"IF(CommentaryInput!D3210=\"\",\"\",CommentaryInput!D3210)","v":"There was a significant reduction in load in 2010 and 2011, before flattening between 2012 to 2014."}]
[null,null,null,9,{"$f":"$C3235&D3246","v":"TAS Emu Bay9"},null,{"$f":"IF(CommentaryInput!D3211=\"\",\"\",CommentaryInput!D3211)","v":"Forecast load remains relatively flat over the outlook period."}]
[null,null,null,10,{"$f":"$C3235&D3247","v":"TAS Emu Bay10"},null,{"$f":"IF(CommentaryInput!D3212=\"\",\"\",CommentaryInput!D3212)","v":"The POE10 offset for PV and EE rises from 0.5 to 1.7% between 2015 and 2024 with EE contributing to 0.3% and 1.2% of the offset."}]
[null,null,null,11,{"$f":"$C3235&D3248","v":"TAS Emu Bay11"},null,{"$f":"IF(CommentaryInput!D3213=\"\",\"\",CommentaryInput!D3213)","v":""}]
[null,null,null,12,{"$f":"$C3235&D3249","v":"TAS Emu Bay12"},null,{"$f":"IF(CommentaryInput!D3214=\"\",\"\",CommentaryInput!D3214)","v":""}]
[null,null,null,null,null,null,{"$f":"IF(CommentaryInput!D3215=\"\",\"\",CommentaryInput!D3215)","v":"Winter"}]
[null,null,null,13,{"$f":"$C3235&D3251","v":"TAS Emu Bay13"},null,{"$f":"IF(CommentaryInput!D3216=\"\",\"\",CommentaryInput!D3216)","v":"Load reduced significantly in 2010 and 2011, before flattening between 2012 to 2013."}]
[null,null,null,14,{"$f":"$C3235&D3252","v":"TAS Emu Bay14"},null,{"$f":"IF(CommentaryInput!D3217=\"\",\"\",CommentaryInput!D3217)","v":"Forecast load remains relatively flat over the outlook period."}]
[null,null,null,15,{"$f":"$C3235&D3253","v":"TAS Emu Bay15"},null,{"$f":"IF(CommentaryInput!D3218=\"\",\"\",CommentaryInput!D3218)","v":"The POE10 offset for PV and EE rises from 0.5% to 1.1% between 2014 and 2023 with EE contributing to 0.3% and 1.1% of the offset."}]
[null,null,null,16,{"$f":"$C3235&D3254","v":"TAS Emu Bay16"},null,{"$f":"IF(CommentaryInput!D3219=\"\",\"\",CommentaryInput!D3219)","v":""}]
[null,null,null,17,{"$f":"$C3235&D3255","v":"TAS Emu Bay17"},null,{"$f":"IF(CommentaryInput!D3220=\"\",\"\",CommentaryInput!D3220)","v":""}]
[null,null,null,null,null,null,{"$f":"IF(CommentaryInput!D3221=\"\",\"\",CommentaryInput!D3221)","v":"Other"}]
[null,null,null,18,{"$f":"$C3235&D3257","v":"TAS Emu Bay18"},null,{"$f":"IF(CommentaryInput!D3222=\"\",\"\",CommentaryInput!D3222)","v":"Connection point in Burnie area."}]
[null,null,null,19,{"$f":"$C3235&D3258","v":"TAS Emu Bay19"},null,{"$f":"IF(CommentaryInput!D3223=\"\",\"\",CommentaryInput!D3223)","v":"Significant drop in load due to closure of Burnie Paper Mill."}]
[null,null,null,20,{"$f":"$C3235&D3259","v":"TAS Emu Bay20"},null,{"$f":"IF(CommentaryInput!D3224=\"\",\"\",CommentaryInput!D3224)","v":"A Winter peaking connection point especially after the paper mill closure."}]
[null,null,null,21,{"$f":"$C3235&D3260","v":"TAS Emu Bay21"},null,{"$f":"IF(CommentaryInput!D3225=\"\",\"\",CommentaryInput!D3225)","v":"Demand is weather sensitive in the Winter especially after the paper mill closure."}]
[null,null,null,22,{"$f":"$C3235&D3261","v":"TAS Emu Bay22"},null,{"$f":"IF(CommentaryInput!D3226=\"\",\"\",CommentaryInput!D3226)","v":"Diversity factors: summer = 0.67; winter = 0.72."}]
[null,null,null,23,{"$f":"$C3235&D3262","v":"TAS Emu Bay23"},null,""]
[null,null,null,24,{"$f":"$C3235&D3263","v":"TAS Emu Bay24"}]
[null,null,null,25,{"$f":"$C3235&D3264","v":"TAS Emu Bay25"},null,""]
[null,null,null,null,null,null,{"$f":"IF(CommentaryInput!D3230=\"\",\"\",CommentaryInput!D3230)","v":""}]
[null,null,"TAS Electrona",null,null,null,{"$f":"IF(CommentaryInput!D3231=\"\",\"\",CommentaryInput!D3231)","v":""}]
[null,null,null,null,null,null,{"$f":"IF(CommentaryInput!D3232=\"\",\"\",CommentaryInput!D3232)","v":""}]
[null,null,null,null,null,null,{"$f":"IF(CommentaryInput!D3233=\"\",\"\",CommentaryInput!D3233)","v":"MAIN SECTORS"}]
[null,null,null,1,{"$f":"$C3266&D3269","v":"TAS Electrona1"},null,{"$f":"IF(CommentaryInput!D3234=\"\",\"\",CommentaryInput!D3234)","v":"Predominantly residential and agricultural."}]
[null,null,null,2,{"$f":"$C3266&D3270","v":"TAS Electrona2"},null,{"$f":"IF(CommentaryInput!D3235=\"\",\"\",CommentaryInput!D3235)","v":""}]
[null,null,null,3,{"$f":"$C3266&D3271","v":"TAS Electrona3"},null,{"$f":"IF(CommentaryInput!D3236=\"\",\"\",CommentaryInput!D3236)","v":""}]
[null,null,null,4,{"$f":"$C3266&D3272","v":"TAS Electrona4"},null,{"$f":"IF(CommentaryInput!D3237=\"\",\"\",CommentaryInput!D3237)","v":""}]
[null,null,null,5,{"$f":"$C3266&D3273","v":"TAS Electrona5"},null,{"$f":"IF(CommentaryInput!D3238=\"\",\"\",CommentaryInput!D3238)","v":""}]
[null,null,null,null,null,null,{"$f":"IF(CommentaryInput!D3239=\"\",\"\",CommentaryInput!D3239)","v":"MEDIUM SCENARIO"}]
[null,null,null,null,null,null,{"$f":"IF(CommentaryInput!D3240=\"\",\"\",CommentaryInput!D3240)","v":"Summer"}]
[null,null,null,8,{"$f":"$C3266&D3276","v":"TAS Electrona8"},null,{"$f":"IF(CommentaryInput!D3241=\"\",\"\",CommentaryInput!D3241)","v":"Historical load was increasing for the period of 2006 and 2012."}]
[null,null,null,9,{"$f":"$C3266&D3277","v":"TAS Electrona9"},null,{"$f":"IF(CommentaryInput!D3242=\"\",\"\",CommentaryInput!D3242)","v":"It has been declining for the past two years."}]
[null,null,null,10,{"$f":"$C3266&D3278","v":"TAS Electrona10"},null,{"$f":"IF(CommentaryInput!D3243=\"\",\"\",CommentaryInput!D3243)","v":"Load is forecast to remain relatively flat over the outlook period."}]
[null,null,null,11,{"$f":"$C3266&D3279","v":"TAS Electrona11"},null,{"$f":"IF(CommentaryInput!D3244=\"\",\"\",CommentaryInput!D3244)","v":"The POE10 offset for PV and EE rises from 6.5% to 23.7% between 2015 and 2024 with EE contributing to 2.6% and 14.4% of the offset."}]
[null,null,null,12,{"$f":"$C3266&D3280","v":"TAS Electrona12"},null,{"$f":"IF(CommentaryInput!D3245=\"\",\"\",CommentaryInput!D3245)","v":""}]
[null,null,null,null,null,null,{"$f":"IF(CommentaryInput!D3246=\"\",\"\",CommentaryInput!D3246)","v":"Winter"}]
[null,null,null,13,{"$f":"$C3266&D3282","v":"TAS Electrona13"},null,{"$f":"IF(CommentaryInput!D3247=\"\",\"\",CommentaryInput!D3247)","v":"Historical load peaked in 2012, before decreasing in 2013."}]
[null,null,null,14,{"$f":"$C3266&D3283","v":"TAS Electrona14"},null,{"$f":"IF(CommentaryInput!D3248=\"\",\"\",CommentaryInput!D3248)","v":"Growth mainly occurs from 2020 onwards, similar to regional forecasts."}]
[null,null,null,15,{"$f":"$C3266&D3284","v":"TAS Electrona15"},null,{"$f":"IF(CommentaryInput!D3249=\"\",\"\",CommentaryInput!D3249)","v":"The POE10 offset for PV and EE rises from 4.6% to 9.1% between 2014 and 2023 with EE contributing to 1.8% and 9.1% of the offset."}]
[null,null,null,16,{"$f":"$C3266&D3285","v":"TAS Electrona16"},null,{"$f":"IF(CommentaryInput!D3250=\"\",\"\",CommentaryInput!D3250)","v":""}]
[null,null,null,17,{"$f":"$C3266&D3286","v":"TAS Electrona17"},null,{"$f":"IF(CommentaryInput!D3251=\"\",\"\",CommentaryInput!D3251)","v":""}]
[null,null,null,null,null,null,{"$f":"IF(CommentaryInput!D3252=\"\",\"\",CommentaryInput!D3252)","v":"Other"}]
[null,null,null,18,{"$f":"$C3266&D3288","v":"TAS Electrona18"},null,{"$f":"IF(CommentaryInput!D3253=\"\",\"\",CommentaryInput!D3253)","v":"Strong growth between 2009 to 2011 due to load transfers from Kingston."}]
[null,null,null,19,{"$f":"$C3266&D3289","v":"TAS Electrona19"},null,{"$f":"IF(CommentaryInput!D3254=\"\",\"\",CommentaryInput!D3254)","v":"The connection point is Winter peaking."}]
[null,null,null,20,{"$f":"$C3266&D3290","v":"TAS Electrona20"},null,{"$f":"IF(CommentaryInput!D3255=\"\",\"\",CommentaryInput!D3255)","v":"Demand is weather sensitive in the Winter only."}]
[null,null,null,21,{"$f":"$C3266&D3291","v":"TAS Electrona21"},null,{"$f":"IF(CommentaryInput!D3256=\"\",\"\",CommentaryInput!D3256)","v":"Summer demands show elevated demand levels at high temperatures over the last three years suggesting increases in cooling loads."}]
[null,null,null,22,{"$f":"$C3266&D3292","v":"TAS Electrona22"},null,{"$f":"IF(CommentaryInput!D3257=\"\",\"\",CommentaryInput!D3257)","v":"Diversity factors: summer = 0.92; winter = 0.93."}]
[null,null,null,23,{"$f":"$C3266&D3293","v":"TAS Electrona23"},null,""]
[null,null,null,24,{"$f":"$C3266&D3294","v":"TAS Electrona24"}]
[null,null,null,25,{"$f":"$C3266&D3295","v":"TAS Electrona25"},null,""]
[null,null,null,null,null,null,{"$f":"IF(CommentaryInput!D3261=\"\",\"\",CommentaryInput!D3261)","v":""}]
[null,null,"TAS Gordon",null,null,null,{"$f":"IF(CommentaryInput!D3262=\"\",\"\",CommentaryInput!D3262)","v":""}]
[null,null,null,null,null,null,{"$f":"IF(CommentaryInput!D3263=\"\",\"\",CommentaryInput!D3263)","v":""}]
[null,null,null,null,null,null,{"$f":"IF(CommentaryInput!D3264=\"\",\"\",CommentaryInput!D3264)","v":"MAIN SECTORS"}]
[null,null,null,1,{"$f":"$C3297&D3300","v":"TAS Gordon1"},null,{"$f":"IF(CommentaryInput!D3265=\"\",\"\",CommentaryInput!D3265)","v":"Residential and pumping."}]
[null,null,null,2,{"$f":"$C3297&D3301","v":"TAS Gordon2"},null,{"$f":"IF(CommentaryInput!D3266=\"\",\"\",CommentaryInput!D3266)","v":""}]
[null,null,null,3,{"$f":"$C3297&D3302","v":"TAS Gordon3"},null,{"$f":"IF(CommentaryInput!D3267=\"\",\"\",CommentaryInput!D3267)","v":""}]
[null,null,null,4,{"$f":"$C3297&D3303","v":"TAS Gordon4"},null,{"$f":"IF(CommentaryInput!D3268=\"\",\"\",CommentaryInput!D3268)","v":""}]
[null,null,null,5,{"$f":"$C3297&D3304","v":"TAS Gordon5"},null,{"$f":"IF(CommentaryInput!D3269=\"\",\"\",CommentaryInput!D3269)","v":""}]
[null,null,null,null,null,null,{"$f":"IF(CommentaryInput!D3270=\"\",\"\",CommentaryInput!D3270)","v":"MEDIUM SCENARIO"}]
[null,null,null,null,null,null,{"$f":"IF(CommentaryInput!D3271=\"\",\"\",CommentaryInput!D3271)","v":"Summer"}]
[null,null,null,8,{"$f":"$C3297&D3307","v":"TAS Gordon8"},null,{"$f":"IF(CommentaryInput!D3272=\"\",\"\",CommentaryInput!D3272)","v":"Historical load has been trending downward since 2006."}]
[null,null,null,9,{"$f":"$C3297&D3308","v":"TAS Gordon9"},null,{"$f":"IF(CommentaryInput!D3273=\"\",\"\",CommentaryInput!D3273)","v":"Load is forecast to grow at a low rate over the outlook period."}]
[null,null,null,10,{"$f":"$C3297&D3309","v":"TAS Gordon10"},null,{"$f":"IF(CommentaryInput!D3274=\"\",\"\",CommentaryInput!D3274)","v":"PV and EE are not forecast to affect load over the outlook period."}]
[null,null,null,11,{"$f":"$C3297&D3310","v":"TAS Gordon11"},null,{"$f":"IF(CommentaryInput!D3275=\"\",\"\",CommentaryInput!D3275)","v":""}]
[null,null,null,12,{"$f":"$C3297&D3311","v":"TAS Gordon12"},null,{"$f":"IF(CommentaryInput!D3276=\"\",\"\",CommentaryInput!D3276)","v":""}]
[null,null,null,null,null,null,{"$f":"IF(CommentaryInput!D3277=\"\",\"\",CommentaryInput!D3277)","v":"Winter"}]
[null,null,null,13,{"$f":"$C3297&D3313","v":"TAS Gordon13"},null,{"$f":"IF(CommentaryInput!D3278=\"\",\"\",CommentaryInput!D3278)","v":"Historical load has been trending downward since 2006."}]
[null,null,null,14,{"$f":"$C3297&D3314","v":"TAS Gordon14"},null,{"$f":"IF(CommentaryInput!D3279=\"\",\"\",CommentaryInput!D3279)","v":"It is forecast to grow at a low rate over the outlook period."}]
[null,null,null,15,{"$f":"$C3297&D3315","v":"TAS Gordon15"},null,{"$f":"IF(CommentaryInput!D3280=\"\",\"\",CommentaryInput!D3280)","v":"PV and EE is not forecast to affect load over the outlook period."}]
[null,null,null,16,{"$f":"$C3297&D3316","v":"TAS Gordon16"},null,{"$f":"IF(CommentaryInput!D3281=\"\",\"\",CommentaryInput!D3281)","v":""}]
[null,null,null,17,{"$f":"$C3297&D3317","v":"TAS Gordon17"},null,{"$f":"IF(CommentaryInput!D3282=\"\",\"\",CommentaryInput!D3282)","v":""}]
[null,null,null,null,null,null,{"$f":"IF(CommentaryInput!D3283=\"\",\"\",CommentaryInput!D3283)","v":"Other"}]
[null,null,null,18,{"$f":"$C3297&D3319","v":"TAS Gordon18"},null,{"$f":"IF(CommentaryInput!D3284=\"\",\"\",CommentaryInput!D3284)","v":"Very small load less than 1 MW."}]
[null,null,null,19,{"$f":"$C3297&D3320","v":"TAS Gordon19"},null,{"$f":"IF(CommentaryInput!D3285=\"\",\"\",CommentaryInput!D3285)","v":"The connection point is Winter peaking."}]
[null,null,null,20,{"$f":"$C3297&D3321","v":"TAS Gordon20"},null,{"$f":"IF(CommentaryInput!D3286=\"\",\"\",CommentaryInput!D3286)","v":"Demand is weather sensitive in both seasons."}]
[null,null,null,21,{"$f":"$C3297&D3322","v":"TAS Gordon21"},null,{"$f":"IF(CommentaryInput!D3287=\"\",\"\",CommentaryInput!D3287)","v":"Part of the load is used by the nearby power station."}]
[null,null,null,22,{"$f":"$C3297&D3323","v":"TAS Gordon22"},null,{"$f":"IF(CommentaryInput!D3288=\"\",\"\",CommentaryInput!D3288)","v":"Diversity factors: summer = 0.54; winter = 0.62."}]
[null,null,null,23,{"$f":"$C3297&D3324","v":"TAS Gordon23"},null,""]
[null,null,null,24,{"$f":"$C3297&D3325","v":"TAS Gordon24"}]
[null,null,null,25,{"$f":"$C3297&D3326","v":"TAS Gordon25"},null,""]
[null,null,null,null,null,null,{"$f":"IF(CommentaryInput!D3292=\"\",\"\",CommentaryInput!D3292)","v":""}]
[null,null,"TAS George Town",null,null,null,{"$f":"IF(CommentaryInput!D3293=\"\",\"\",CommentaryInput!D3293)","v":""}]
[null,null,null,null,null,null,{"$f":"IF(CommentaryInput!D3294=\"\",\"\",CommentaryInput!D3294)","v":""}]
[null,null,null,null,null,null,{"$f":"IF(CommentaryInput!D3295=\"\",\"\",CommentaryInput!D3295)","v":"MAIN SECTORS"}]
[null,null,null,1,{"$f":"$C3328&D3331","v":"TAS George Town1"},null,{"$f":"IF(CommentaryInput!D3296=\"\",\"\",CommentaryInput!D3296)","v":"Predominantly residential, agricultural and industrial."}]
[null,null,null,2,{"$f":"$C3328&D3332","v":"TAS George Town2"},null,{"$f":"IF(CommentaryInput!D3297=\"\",\"\",CommentaryInput!D3297)","v":""}]
[null,null,null,3,{"$f":"$C3328&D3333","v":"TAS George Town3"},null,{"$f":"IF(CommentaryInput!D3298=\"\",\"\",CommentaryInput!D3298)","v":""}]
[null,null,null,4,{"$f":"$C3328&D3334","v":"TAS George Town4"},null,{"$f":"IF(CommentaryInput!D3299=\"\",\"\",CommentaryInput!D3299)","v":""}]
[null,null,null,5,{"$f":"$C3328&D3335","v":"TAS George Town5"},null,{"$f":"IF(CommentaryInput!D3300=\"\",\"\",CommentaryInput!D3300)","v":""}]
[null,null,null,null,null,null,{"$f":"IF(CommentaryInput!D3301=\"\",\"\",CommentaryInput!D3301)","v":"MEDIUM SCENARIO"}]
[null,null,null,null,null,null,{"$f":"IF(CommentaryInput!D3302=\"\",\"\",CommentaryInput!D3302)","v":"Summer"}]
[null,null,null,8,{"$f":"$C3328&D3338","v":"TAS George Town8"},null,{"$f":"IF(CommentaryInput!D3303=\"\",\"\",CommentaryInput!D3303)","v":"Historical load has been decreasing since 2010, before increasing in 2014."}]
[null,null,null,9,{"$f":"$C3328&D3339","v":"TAS George Town9"},null,{"$f":"IF(CommentaryInput!D3304=\"\",\"\",CommentaryInput!D3304)","v":"Load is forecast to remain relatively flat over the outlook period."}]
[null,null,null,10,{"$f":"$C3328&D3340","v":"TAS George Town10"},null,{"$f":"IF(CommentaryInput!D3305=\"\",\"\",CommentaryInput!D3305)","v":"The POE10 offset for PV and EE rises from 4.7% to 15.9% between 2015 and 2024 with EE contributing to 1.9% and 9.7% of the offset."}]
[null,null,null,11,{"$f":"$C3328&D3341","v":"TAS George Town11"},null,{"$f":"IF(CommentaryInput!D3306=\"\",\"\",CommentaryInput!D3306)","v":""}]
[null,null,null,12,{"$f":"$C3328&D3342","v":"TAS George Town12"},null,{"$f":"IF(CommentaryInput!D3307=\"\",\"\",CommentaryInput!D3307)","v":""}]
[null,null,null,null,null,null,{"$f":"IF(CommentaryInput!D3308=\"\",\"\",CommentaryInput!D3308)","v":"Winter"}]
[null,null,null,13,{"$f":"$C3328&D3344","v":"TAS George Town13"},null,{"$f":"IF(CommentaryInput!D3309=\"\",\"\",CommentaryInput!D3309)","v":"Historical load has been decreasing since 2011."}]
[null,null,null,14,{"$f":"$C3328&D3345","v":"TAS George Town14"},null,{"$f":"IF(CommentaryInput!D3310=\"\",\"\",CommentaryInput!D3310)","v":"It is forecast to remain flat over the outlook period."}]
[null,null,null,15,{"$f":"$C3328&D3346","v":"TAS George Town15"},null,{"$f":"IF(CommentaryInput!D3311=\"\",\"\",CommentaryInput!D3311)","v":"The POE10 offset for PV and EE rises from 3.2% to 6.6% between 2014 and 2023 with EE contributing to 1.3% and 6.6% of the offset."}]
[null,null,null,16,{"$f":"$C3328&D3347","v":"TAS George Town16"},null,{"$f":"IF(CommentaryInput!D3312=\"\",\"\",CommentaryInput!D3312)","v":""}]
[null,null,null,17,{"$f":"$C3328&D3348","v":"TAS George Town17"},null,{"$f":"IF(CommentaryInput!D3313=\"\",\"\",CommentaryInput!D3313)","v":""}]
[null,null,null,null,null,null,{"$f":"IF(CommentaryInput!D3314=\"\",\"\",CommentaryInput!D3314)","v":"Other"}]
[null,null,null,18,{"$f":"$C3328&D3350","v":"TAS George Town18"},null,{"$f":"IF(CommentaryInput!D3315=\"\",\"\",CommentaryInput!D3315)","v":"Located in the Tamar Valley area near Temco and Comalco."}]
[null,null,null,19,{"$f":"$C3328&D3351","v":"TAS George Town19"},null,{"$f":"IF(CommentaryInput!D3316=\"\",\"\",CommentaryInput!D3316)","v":"This particular load relates to the local area and not the Basslink interconnector."}]
[null,null,null,20,{"$f":"$C3328&D3352","v":"TAS George Town20"},null,{"$f":"IF(CommentaryInput!D3317=\"\",\"\",CommentaryInput!D3317)","v":"The connection point is Winter peaking. "}]
[null,null,null,21,{"$f":"$C3328&D3353","v":"TAS George Town21"},null,{"$f":"IF(CommentaryInput!D3318=\"\",\"\",CommentaryInput!D3318)","v":"Demand is weather sensitive in the Winter only."}]
[null,null,null,22,{"$f":"$C3328&D3354","v":"TAS George Town22"},null,{"$f":"IF(CommentaryInput!D3319=\"\",\"\",CommentaryInput!D3319)","v":"Two block loads came online in 2007 and one was removed in 2011."}]
[null,null,null,23,{"$f":"$C3328&D3355","v":"TAS George Town23"},null,""]
[null,null,null,24,{"$f":"$C3328&D3356","v":"TAS George Town24"}]
[null,null,null,25,{"$f":"$C3328&D3357","v":"TAS George Town25"},null,""]
[null,null,null,null,null,null,{"$f":"IF(CommentaryInput!D3323=\"\",\"\",CommentaryInput!D3323)","v":""}]
[null,null,"TAS Hadspen",null,null,null,{"$f":"IF(CommentaryInput!D3324=\"\",\"\",CommentaryInput!D3324)","v":""}]
[null,null,null,null,null,null,{"$f":"IF(CommentaryInput!D3325=\"\",\"\",CommentaryInput!D3325)","v":""}]
[null,null,null,null,null,null,{"$f":"IF(CommentaryInput!D3326=\"\",\"\",CommentaryInput!D3326)","v":"MAIN SECTORS"}]
[null,null,null,1,{"$f":"$C3359&D3362","v":"TAS Hadspen1"},null,{"$f":"IF(CommentaryInput!D3327=\"\",\"\",CommentaryInput!D3327)","v":"Predominantly residential and agricultural."}]
[null,null,null,2,{"$f":"$C3359&D3363","v":"TAS Hadspen2"},null,{"$f":"IF(CommentaryInput!D3328=\"\",\"\",CommentaryInput!D3328)","v":""}]
[null,null,null,3,{"$f":"$C3359&D3364","v":"TAS Hadspen3"},null,{"$f":"IF(CommentaryInput!D3329=\"\",\"\",CommentaryInput!D3329)","v":""}]
[null,null,null,4,{"$f":"$C3359&D3365","v":"TAS Hadspen4"},null,{"$f":"IF(CommentaryInput!D3330=\"\",\"\",CommentaryInput!D3330)","v":""}]
[null,null,null,5,{"$f":"$C3359&D3366","v":"TAS Hadspen5"},null,{"$f":"IF(CommentaryInput!D3331=\"\",\"\",CommentaryInput!D3331)","v":""}]
[null,null,null,null,null,null,{"$f":"IF(CommentaryInput!D3332=\"\",\"\",CommentaryInput!D3332)","v":"MEDIUM SCENARIO"}]
[null,null,null,null,null,null,{"$f":"IF(CommentaryInput!D3333=\"\",\"\",CommentaryInput!D3333)","v":"Summer"}]
[null,null,null,8,{"$f":"$C3359&D3369","v":"TAS Hadspen8"},null,{"$f":"IF(CommentaryInput!D3334=\"\",\"\",CommentaryInput!D3334)","v":"Historical load has been increasing since 2011."}]
[null,null,null,9,{"$f":"$C3359&D3370","v":"TAS Hadspen9"},null,{"$f":"IF(CommentaryInput!D3335=\"\",\"\",CommentaryInput!D3335)","v":"Load is forecast to remain relatively flat over the outlook period."}]
[null,null,null,10,{"$f":"$C3359&D3371","v":"TAS Hadspen10"},null,{"$f":"IF(CommentaryInput!D3336=\"\",\"\",CommentaryInput!D3336)","v":"The POE10 offset for PV and EE rises from 4% to 14% between 2015 and 2024 with EE contributing to 1.6% and 8.5% of the offset."}]
[null,null,null,11,{"$f":"$C3359&D3372","v":"TAS Hadspen11"},null,{"$f":"IF(CommentaryInput!D3337=\"\",\"\",CommentaryInput!D3337)","v":""}]
[null,null,null,12,{"$f":"$C3359&D3373","v":"TAS Hadspen12"},null,{"$f":"IF(CommentaryInput!D3338=\"\",\"\",CommentaryInput!D3338)","v":""}]
[null,null,null,null,null,null,{"$f":"IF(CommentaryInput!D3339=\"\",\"\",CommentaryInput!D3339)","v":"Winter"}]
[null,null,null,13,{"$f":"$C3359&D3375","v":"TAS Hadspen13"},null,{"$f":"IF(CommentaryInput!D3340=\"\",\"\",CommentaryInput!D3340)","v":"Historical load increased between 2006 and 2011, before decreasing for the last two years."}]
[null,null,null,14,{"$f":"$C3359&D3376","v":"TAS Hadspen14"},null,{"$f":"IF(CommentaryInput!D3341=\"\",\"\",CommentaryInput!D3341)","v":"Load is forecast to decline at a slow rate over the outlook period."}]
[null,null,null,15,{"$f":"$C3359&D3377","v":"TAS Hadspen15"},null,{"$f":"IF(CommentaryInput!D3342=\"\",\"\",CommentaryInput!D3342)","v":"The POE10 offset for PV and EE rises from 2.5% to 5.2% between 2014 and 2023 with EE contributing to 1.0% and 5.2% of the offset."}]
[null,null,null,16,{"$f":"$C3359&D3378","v":"TAS Hadspen16"},null,{"$f":"IF(CommentaryInput!D3343=\"\",\"\",CommentaryInput!D3343)","v":""}]
[null,null,null,17,{"$f":"$C3359&D3379","v":"TAS Hadspen17"},null,{"$f":"IF(CommentaryInput!D3344=\"\",\"\",CommentaryInput!D3344)","v":""}]
[null,null,null,null,null,null,{"$f":"IF(CommentaryInput!D3345=\"\",\"\",CommentaryInput!D3345)","v":"Other"}]
[null,null,null,18,{"$f":"$C3359&D3381","v":"TAS Hadspen18"},null,{"$f":"IF(CommentaryInput!D3346=\"\",\"\",CommentaryInput!D3346)","v":"Connection point serving the greater Launceston area."}]
[null,null,null,19,{"$f":"$C3359&D3382","v":"TAS Hadspen19"},null,{"$f":"IF(CommentaryInput!D3347=\"\",\"\",CommentaryInput!D3347)","v":"The connection point is Winter peaking. "}]
[null,null,null,20,{"$f":"$C3359&D3383","v":"TAS Hadspen20"},null,{"$f":"IF(CommentaryInput!D3348=\"\",\"\",CommentaryInput!D3348)","v":"Demand is weather sensitive in the Winter only."}]
[null,null,null,21,{"$f":"$C3359&D3384","v":"TAS Hadspen21"},null,{"$f":"IF(CommentaryInput!D3349=\"\",\"\",CommentaryInput!D3349)","v":"Load transfers occurred in 2006, 2007 and 2010 with two block loads also coming online in 2010 and 2011."}]
[null,null,null,22,{"$f":"$C3359&D3385","v":"TAS Hadspen22"},null,{"$f":"IF(CommentaryInput!D3350=\"\",\"\",CommentaryInput!D3350)","v":"Diversity factors: summer = 0.94; winter = 0.93."}]
[null,null,null,23,{"$f":"$C3359&D3386","v":"TAS Hadspen23"},null,""]
[null,null,null,24,{"$f":"$C3359&D3387","v":"TAS Hadspen24"}]
[null,null,null,25,{"$f":"$C3359&D3388","v":"TAS Hadspen25"},null,""]
[null,null,null,null,null,null,{"$f":"IF(CommentaryInput!D3354=\"\",\"\",CommentaryInput!D3354)","v":""}]
[null,null,"TAS Port Latta",null,null,null,{"$f":"IF(CommentaryInput!D3355=\"\",\"\",CommentaryInput!D3355)","v":""}]
[null,null,null,null,null,null,{"$f":"IF(CommentaryInput!D3356=\"\",\"\",CommentaryInput!D3356)","v":""}]
[null,null,null,null,null,null,{"$f":"IF(CommentaryInput!D3357=\"\",\"\",CommentaryInput!D3357)","v":"MAIN SECTORS"}]
[null,null,null,1,{"$f":"$C3390&D3393","v":"TAS Port Latta1"},null,{"$f":"IF(CommentaryInput!D3358=\"\",\"\",CommentaryInput!D3358)","v":"Predominantly industrial."}]
[null,null,null,2,{"$f":"$C3390&D3394","v":"TAS Port Latta2"},null,{"$f":"IF(CommentaryInput!D3359=\"\",\"\",CommentaryInput!D3359)","v":""}]
[null,null,null,3,{"$f":"$C3390&D3395","v":"TAS Port Latta3"},null,{"$f":"IF(CommentaryInput!D3360=\"\",\"\",CommentaryInput!D3360)","v":""}]
[null,null,null,4,{"$f":"$C3390&D3396","v":"TAS Port Latta4"},null,{"$f":"IF(CommentaryInput!D3361=\"\",\"\",CommentaryInput!D3361)","v":""}]
[null,null,null,5,{"$f":"$C3390&D3397","v":"TAS Port Latta5"},null,{"$f":"IF(CommentaryInput!D3362=\"\",\"\",CommentaryInput!D3362)","v":""}]
[null,null,null,null,null,null,{"$f":"IF(CommentaryInput!D3363=\"\",\"\",CommentaryInput!D3363)","v":"MEDIUM SCENARIO"}]
[null,null,null,null,null,null,{"$f":"IF(CommentaryInput!D3364=\"\",\"\",CommentaryInput!D3364)","v":"Summer"}]
[null,null,null,8,{"$f":"$C3390&D3400","v":"TAS Port Latta8"},null,{"$f":"IF(CommentaryInput!D3365=\"\",\"\",CommentaryInput!D3365)","v":"There was a significant drop in load in 2011 before increasing to pre-2011 levels in 2013 and 2014."}]
[null,null,null,9,{"$f":"$C3390&D3401","v":"TAS Port Latta9"},null,{"$f":"IF(CommentaryInput!D3366=\"\",\"\",CommentaryInput!D3366)","v":"There is a forecast small load growth over the outlook period."}]
[null,null,null,10,{"$f":"$C3390&D3402","v":"TAS Port Latta10"},null,{"$f":"IF(CommentaryInput!D3367=\"\",\"\",CommentaryInput!D3367)","v":"The POE10 offset for PV and EE rises from 2.0% to 6.0% between 2015 and 2024 with EE contributing to 0.8% and 3.7% of the offset."}]
[null,null,null,11,{"$f":"$C3390&D3403","v":"TAS Port Latta11"},null,{"$f":"IF(CommentaryInput!D3368=\"\",\"\",CommentaryInput!D3368)","v":""}]
[null,null,null,12,{"$f":"$C3390&D3404","v":"TAS Port Latta12"},null,{"$f":"IF(CommentaryInput!D3369=\"\",\"\",CommentaryInput!D3369)","v":""}]
[null,null,null,null,null,null,{"$f":"IF(CommentaryInput!D3370=\"\",\"\",CommentaryInput!D3370)","v":"Winter"}]
[null,null,null,13,{"$f":"$C3390&D3406","v":"TAS Port Latta13"},null,{"$f":"IF(CommentaryInput!D3371=\"\",\"\",CommentaryInput!D3371)","v":"Historical load has been relatively flat."}]
[null,null,null,14,{"$f":"$C3390&D3407","v":"TAS Port Latta14"},null,{"$f":"IF(CommentaryInput!D3372=\"\",\"\",CommentaryInput!D3372)","v":"It is forecast to remain flat over the outlook period."}]
[null,null,null,15,{"$f":"$C3390&D3408","v":"TAS Port Latta15"},null,{"$f":"IF(CommentaryInput!D3373=\"\",\"\",CommentaryInput!D3373)","v":"The POE10 offset for PV and EE rises from 4.0% to 8.6% between 2014 and 2023 with EE contributing to 1.7% and 8.6% of the offset."}]
[null,null,null,16,{"$f":"$C3390&D3409","v":"TAS Port Latta16"},null,{"$f":"IF(CommentaryInput!D3374=\"\",\"\",CommentaryInput!D3374)","v":""}]
[null,null,null,17,{"$f":"$C3390&D3410","v":"TAS Port Latta17"},null,{"$f":"IF(CommentaryInput!D3375=\"\",\"\",CommentaryInput!D3375)","v":""}]
[null,null,null,null,null,null,{"$f":"IF(CommentaryInput!D3376=\"\",\"\",CommentaryInput!D3376)","v":"Other"}]
[null,null,null,18,{"$f":"$C3390&D3412","v":"TAS Port Latta18"},null,{"$f":"IF(CommentaryInput!D3377=\"\",\"\",CommentaryInput!D3377)","v":"Load excludes the major industrial load."}]
[null,null,null,19,{"$f":"$C3390&D3413","v":"TAS Port Latta19"},null,{"$f":"IF(CommentaryInput!D3378=\"\",\"\",CommentaryInput!D3378)","v":"A Summer peaking connection point with Summers having highly volatile loads due to irrigation pumping loads."}]
[null,null,null,20,{"$f":"$C3390&D3414","v":"TAS Port Latta20"},null,{"$f":"IF(CommentaryInput!D3379=\"\",\"\",CommentaryInput!D3379)","v":"Demand is weather sensitive in the Winter only."}]
[null,null,null,21,{"$f":"$C3390&D3415","v":"TAS Port Latta21"},null,{"$f":"IF(CommentaryInput!D3380=\"\",\"\",CommentaryInput!D3380)","v":"General area has a strong dairy-related agricultural sector. "}]
[null,null,null,22,{"$f":"$C3390&D3416","v":"TAS Port Latta22"},null,{"$f":"IF(CommentaryInput!D3381=\"\",\"\",CommentaryInput!D3381)","v":"Diversity factors: summer = 0.44; winter = 0.74."}]
[null,null,null,23,{"$f":"$C3390&D3417","v":"TAS Port Latta23"},null,""]
[null,null,null,24,{"$f":"$C3390&D3418","v":"TAS Port Latta24"}]
[null,null,null,25,{"$f":"$C3390&D3419","v":"TAS Port Latta25"},null,""]
[null,null,null,null,null,null,{"$f":"IF(CommentaryInput!D3385=\"\",\"\",CommentaryInput!D3385)","v":""}]
[null,null,"TAS Rosebery",null,null,null,{"$f":"IF(CommentaryInput!D3386=\"\",\"\",CommentaryInput!D3386)","v":""}]
[null,null,null,null,null,null,{"$f":"IF(CommentaryInput!D3387=\"\",\"\",CommentaryInput!D3387)","v":""}]
[null,null,null,null,null,null,{"$f":"IF(CommentaryInput!D3388=\"\",\"\",CommentaryInput!D3388)","v":"MAIN SECTORS"}]
[null,null,null,1,{"$f":"$C3421&D3424","v":"TAS Rosebery1"},null,{"$f":"IF(CommentaryInput!D3389=\"\",\"\",CommentaryInput!D3389)","v":"Predominantly residential and agricultural."}]
[null,null,null,2,{"$f":"$C3421&D3425","v":"TAS Rosebery2"},null,{"$f":"IF(CommentaryInput!D3390=\"\",\"\",CommentaryInput!D3390)","v":""}]
[null,null,null,3,{"$f":"$C3421&D3426","v":"TAS Rosebery3"},null,{"$f":"IF(CommentaryInput!D3391=\"\",\"\",CommentaryInput!D3391)","v":""}]
[null,null,null,4,{"$f":"$C3421&D3427","v":"TAS Rosebery4"},null,{"$f":"IF(CommentaryInput!D3392=\"\",\"\",CommentaryInput!D3392)","v":""}]
[null,null,null,5,{"$f":"$C3421&D3428","v":"TAS Rosebery5"},null,{"$f":"IF(CommentaryInput!D3393=\"\",\"\",CommentaryInput!D3393)","v":""}]
[null,null,null,null,null,null,{"$f":"IF(CommentaryInput!D3394=\"\",\"\",CommentaryInput!D3394)","v":"MEDIUM SCENARIO"}]
[null,null,null,null,null,null,{"$f":"IF(CommentaryInput!D3395=\"\",\"\",CommentaryInput!D3395)","v":"Summer"}]
[null,null,null,8,{"$f":"$C3421&D3431","v":"TAS Rosebery8"},null,{"$f":"IF(CommentaryInput!D3396=\"\",\"\",CommentaryInput!D3396)","v":"Historical load peaked in 2009 and 2012."}]
[null,null,null,9,{"$f":"$C3421&D3432","v":"TAS Rosebery9"},null,{"$f":"IF(CommentaryInput!D3397=\"\",\"\",CommentaryInput!D3397)","v":"Growth mainly occurs from 2019 onwards."}]
[null,null,null,10,{"$f":"$C3421&D3433","v":"TAS Rosebery10"},null,{"$f":"IF(CommentaryInput!D3398=\"\",\"\",CommentaryInput!D3398)","v":"The POE10 offset for PV and EE rises from 4.4% to 15.8% between 2015 and 2024 with EE contributing to 1.8% and 9.7% of the offset."}]
[null,null,null,11,{"$f":"$C3421&D3434","v":"TAS Rosebery11"},null,{"$f":"IF(CommentaryInput!D3399=\"\",\"\",CommentaryInput!D3399)","v":""}]
[null,null,null,12,{"$f":"$C3421&D3435","v":"TAS Rosebery12"},null,{"$f":"IF(CommentaryInput!D3400=\"\",\"\",CommentaryInput!D3400)","v":""}]
[null,null,null,null,null,null,{"$f":"IF(CommentaryInput!D3401=\"\",\"\",CommentaryInput!D3401)","v":"Winter"}]
[null,null,null,13,{"$f":"$C3421&D3437","v":"TAS Rosebery13"},null,{"$f":"IF(CommentaryInput!D3402=\"\",\"\",CommentaryInput!D3402)","v":"Historical load peaked in 2008 and 2012."}]
[null,null,null,14,{"$f":"$C3421&D3438","v":"TAS Rosebery14"},null,{"$f":"IF(CommentaryInput!D3403=\"\",\"\",CommentaryInput!D3403)","v":"It is forecast to remain relatively flat over the outlook period."}]
[null,null,null,15,{"$f":"$C3421&D3439","v":"TAS Rosebery15"},null,{"$f":"IF(CommentaryInput!D3404=\"\",\"\",CommentaryInput!D3404)","v":"The POE10 offset for PV and EE rises from 3.4% to 7.1% between 2014 and 2023 with EE contributing to 1.4% and 7.1% of the offset."}]
[null,null,null,16,{"$f":"$C3421&D3440","v":"TAS Rosebery16"},null,{"$f":"IF(CommentaryInput!D3405=\"\",\"\",CommentaryInput!D3405)","v":""}]
[null,null,null,17,{"$f":"$C3421&D3441","v":"TAS Rosebery17"},null,{"$f":"IF(CommentaryInput!D3406=\"\",\"\",CommentaryInput!D3406)","v":""}]
[null,null,null,null,null,null,{"$f":"IF(CommentaryInput!D3407=\"\",\"\",CommentaryInput!D3407)","v":"Other"}]
[null,null,null,18,{"$f":"$C3421&D3443","v":"TAS Rosebery18"},null,{"$f":"IF(CommentaryInput!D3408=\"\",\"\",CommentaryInput!D3408)","v":"Load excludes major industrial loads sites."}]
[null,null,null,19,{"$f":"$C3421&D3444","v":"TAS Rosebery19"},null,{"$f":"IF(CommentaryInput!D3409=\"\",\"\",CommentaryInput!D3409)","v":"The connection point is Winter peaking."}]
[null,null,null,20,{"$f":"$C3421&D3445","v":"TAS Rosebery20"},null,{"$f":"IF(CommentaryInput!D3410=\"\",\"\",CommentaryInput!D3410)","v":"Demand is weather sensitive in both seasons."}]
[null,null,null,21,{"$f":"$C3421&D3446","v":"TAS Rosebery21"},null,{"$f":"IF(CommentaryInput!D3411=\"\",\"\",CommentaryInput!D3411)","v":"Diversity factors: summer = 0.89; winter = 0.84."}]
[null,null,null,22,{"$f":"$C3421&D3447","v":"TAS Rosebery22"},null,{"$f":"IF(CommentaryInput!D3412=\"\",\"\",CommentaryInput!D3412)","v":""}]
[null,null,null,23,{"$f":"$C3421&D3448","v":"TAS Rosebery23"},null,""]
[null,null,null,24,{"$f":"$C3421&D3449","v":"TAS Rosebery24"}]
[null,null,null,25,{"$f":"$C3421&D3450","v":"TAS Rosebery25"},null,""]
[null,null,null,null,null,null,{"$f":"IF(CommentaryInput!D3416=\"\",\"\",CommentaryInput!D3416)","v":""}]
[null,null,"TAS Savage River",null,null,null,{"$f":"IF(CommentaryInput!D3417=\"\",\"\",CommentaryInput!D3417)","v":""}]
[null,null,null,null,null,null,{"$f":"IF(CommentaryInput!D3418=\"\",\"\",CommentaryInput!D3418)","v":""}]
[null,null,null,null,null,null,{"$f":"IF(CommentaryInput!D3419=\"\",\"\",CommentaryInput!D3419)","v":"MAIN SECTORS"}]
[null,null,null,1,{"$f":"$C3452&D3455","v":"TAS Savage River1"},null,{"$f":"IF(CommentaryInput!D3420=\"\",\"\",CommentaryInput!D3420)","v":"Predominantly residential and agricultural."}]
[null,null,null,2,{"$f":"$C3452&D3456","v":"TAS Savage River2"},null,{"$f":"IF(CommentaryInput!D3421=\"\",\"\",CommentaryInput!D3421)","v":""}]
[null,null,null,3,{"$f":"$C3452&D3457","v":"TAS Savage River3"},null,{"$f":"IF(CommentaryInput!D3422=\"\",\"\",CommentaryInput!D3422)","v":""}]
[null,null,null,4,{"$f":"$C3452&D3458","v":"TAS Savage River4"},null,{"$f":"IF(CommentaryInput!D3423=\"\",\"\",CommentaryInput!D3423)","v":""}]
[null,null,null,5,{"$f":"$C3452&D3459","v":"TAS Savage River5"},null,{"$f":"IF(CommentaryInput!D3424=\"\",\"\",CommentaryInput!D3424)","v":""}]
[null,null,null,null,null,null,{"$f":"IF(CommentaryInput!D3425=\"\",\"\",CommentaryInput!D3425)","v":"MEDIUM SCENARIO"}]
[null,null,null,null,null,null,{"$f":"IF(CommentaryInput!D3426=\"\",\"\",CommentaryInput!D3426)","v":"Summer"}]
[null,null,null,8,{"$f":"$C3452&D3462","v":"TAS Savage River8"},null,{"$f":"IF(CommentaryInput!D3427=\"\",\"\",CommentaryInput!D3427)","v":"Historical load has remained flat since 2011."}]
[null,null,null,9,{"$f":"$C3452&D3463","v":"TAS Savage River9"},null,{"$f":"IF(CommentaryInput!D3428=\"\",\"\",CommentaryInput!D3428)","v":"There is a small growth in forecast load over the outlook period."}]
[null,null,null,10,{"$f":"$C3452&D3464","v":"TAS Savage River10"},null,{"$f":"IF(CommentaryInput!D3429=\"\",\"\",CommentaryInput!D3429)","v":"The POE10 offset for PV and EE rises from 2.5% to 7.9% between 2015 and 2024 with EE contributing to 1.1% and 4.9% of the offset."}]
[null,null,null,11,{"$f":"$C3452&D3465","v":"TAS Savage River11"},null,{"$f":"IF(CommentaryInput!D3430=\"\",\"\",CommentaryInput!D3430)","v":"Large actual value due to drop in industrial load for a 2 week period in 2013."}]
[null,null,null,12,{"$f":"$C3452&D3466","v":"TAS Savage River12"},null,{"$f":"IF(CommentaryInput!D3431=\"\",\"\",CommentaryInput!D3431)","v":""}]
[null,null,null,null,null,null,{"$f":"IF(CommentaryInput!D3432=\"\",\"\",CommentaryInput!D3432)","v":"Winter"}]
[null,null,null,13,{"$f":"$C3452&D3468","v":"TAS Savage River13"},null,{"$f":"IF(CommentaryInput!D3433=\"\",\"\",CommentaryInput!D3433)","v":"Historical load peaked in 2006 and remained around the 1.3 MW level since 2008."}]
[null,null,null,14,{"$f":"$C3452&D3469","v":"TAS Savage River14"},null,{"$f":"IF(CommentaryInput!D3434=\"\",\"\",CommentaryInput!D3434)","v":"Small growth is expected over the outlook period."}]
[null,null,null,15,{"$f":"$C3452&D3470","v":"TAS Savage River15"},null,{"$f":"IF(CommentaryInput!D3435=\"\",\"\",CommentaryInput!D3435)","v":"The POE10 offset for PV and EE rises from 1.7% to 3.4% between 2014 and 2023 with EE contributing to 0.7% and 3.4% of the offset."}]
[null,null,null,16,{"$f":"$C3452&D3471","v":"TAS Savage River16"},null,{"$f":"IF(CommentaryInput!D3436=\"\",\"\",CommentaryInput!D3436)","v":""}]
[null,null,null,17,{"$f":"$C3452&D3472","v":"TAS Savage River17"},null,{"$f":"IF(CommentaryInput!D3437=\"\",\"\",CommentaryInput!D3437)","v":""}]
[null,null,null,null,null,null,{"$f":"IF(CommentaryInput!D3438=\"\",\"\",CommentaryInput!D3438)","v":"Other"}]
[null,null,null,18,{"$f":"$C3452&D3474","v":"TAS Savage River18"},null,{"$f":"IF(CommentaryInput!D3439=\"\",\"\",CommentaryInput!D3439)","v":"Load excludes major industrial load."}]
[null,null,null,19,{"$f":"$C3452&D3475","v":"TAS Savage River19"},null,{"$f":"IF(CommentaryInput!D3440=\"\",\"\",CommentaryInput!D3440)","v":"The connection point is Winter peaking."}]
[null,null,null,20,{"$f":"$C3452&D3476","v":"TAS Savage River20"},null,{"$f":"IF(CommentaryInput!D3441=\"\",\"\",CommentaryInput!D3441)","v":"Demand is weather sensitive in both seasons."}]
[null,null,null,21,{"$f":"$C3452&D3477","v":"TAS Savage River21"},null,{"$f":"IF(CommentaryInput!D3442=\"\",\"\",CommentaryInput!D3442)","v":"Diversity factors: summer = 0.88; winter = 0.75."}]
[null,null,null,22,{"$f":"$C3452&D3478","v":"TAS Savage River22"},null,{"$f":"IF(CommentaryInput!D3443=\"\",\"\",CommentaryInput!D3443)","v":""}]
[null,null,null,23,{"$f":"$C3452&D3479","v":"TAS Savage River23"},null,""]
[null,null,null,24,{"$f":"$C3452&D3480","v":"TAS Savage River24"}]
[null,null,null,25,{"$f":"$C3452&D3481","v":"TAS Savage River25"},null,""]
[null,null,null,null,null,null,{"$f":"IF(CommentaryInput!D3447=\"\",\"\",CommentaryInput!D3447)","v":""}]
[null,null,"TAS Railton",null,null,null,{"$f":"IF(CommentaryInput!D3448=\"\",\"\",CommentaryInput!D3448)","v":""}]
[null,null,null,null,null,null,{"$f":"IF(CommentaryInput!D3449=\"\",\"\",CommentaryInput!D3449)","v":""}]
[null,null,null,null,null,null,{"$f":"IF(CommentaryInput!D3450=\"\",\"\",CommentaryInput!D3450)","v":"MAIN SECTORS"}]
[null,null,null,1,{"$f":"$C3483&D3486","v":"TAS Railton1"},null,{"$f":"IF(CommentaryInput!D3451=\"\",\"\",CommentaryInput!D3451)","v":"Predominantly residential."}]
[null,null,null,2,{"$f":"$C3483&D3487","v":"TAS Railton2"},null,{"$f":"IF(CommentaryInput!D3452=\"\",\"\",CommentaryInput!D3452)","v":""}]
[null,null,null,3,{"$f":"$C3483&D3488","v":"TAS Railton3"},null,{"$f":"IF(CommentaryInput!D3453=\"\",\"\",CommentaryInput!D3453)","v":""}]
[null,null,null,4,{"$f":"$C3483&D3489","v":"TAS Railton4"},null,{"$f":"IF(CommentaryInput!D3454=\"\",\"\",CommentaryInput!D3454)","v":""}]
[null,null,null,5,{"$f":"$C3483&D3490","v":"TAS Railton5"},null,{"$f":"IF(CommentaryInput!D3455=\"\",\"\",CommentaryInput!D3455)","v":""}]
[null,null,null,null,null,null,{"$f":"IF(CommentaryInput!D3456=\"\",\"\",CommentaryInput!D3456)","v":"MEDIUM SCENARIO"}]
[null,null,null,null,null,null,{"$f":"IF(CommentaryInput!D3457=\"\",\"\",CommentaryInput!D3457)","v":"Summer"}]
[null,null,null,8,{"$f":"$C3483&D3493","v":"TAS Railton8"},null,{"$f":"IF(CommentaryInput!D3458=\"\",\"\",CommentaryInput!D3458)","v":"Historical load of the residential component dropped in 2011, before increasing over two years."}]
[null,null,null,9,{"$f":"$C3483&D3494","v":"TAS Railton9"},null,{"$f":"IF(CommentaryInput!D3459=\"\",\"\",CommentaryInput!D3459)","v":"Growth mainly occurs post 2020, which is similar to regional forecasts."}]
[null,null,null,10,{"$f":"$C3483&D3495","v":"TAS Railton10"},null,{"$f":"IF(CommentaryInput!D3460=\"\",\"\",CommentaryInput!D3460)","v":"The POE10 offset on the residential load for PV and EE rises from 2.9% to 9.5% between 2015 and 2024 with EE contributing to 1.3% and 5.9%"}]
[null,null,null,11,{"$f":"$C3483&D3496","v":"TAS Railton11"},null,{"$f":"IF(CommentaryInput!D3461=\"\",\"\",CommentaryInput!D3461)","v":" of the offset."}]
[null,null,null,12,{"$f":"$C3483&D3497","v":"TAS Railton12"},null,{"$f":"IF(CommentaryInput!D3462=\"\",\"\",CommentaryInput!D3462)","v":""}]
[null,null,null,null,null,null,{"$f":"IF(CommentaryInput!D3463=\"\",\"\",CommentaryInput!D3463)","v":"Winter"}]
[null,null,null,13,{"$f":"$C3483&D3499","v":"TAS Railton13"},null,{"$f":"IF(CommentaryInput!D3464=\"\",\"\",CommentaryInput!D3464)","v":"Historical load of the residential component has been trending downwards since 2009."}]
[null,null,null,14,{"$f":"$C3483&D3500","v":"TAS Railton14"},null,{"$f":"IF(CommentaryInput!D3465=\"\",\"\",CommentaryInput!D3465)","v":"Load is forecast to remain flat over the outlook period."}]
[null,null,null,15,{"$f":"$C3483&D3501","v":"TAS Railton15"},null,{"$f":"IF(CommentaryInput!D3466=\"\",\"\",CommentaryInput!D3466)","v":"The POE10 offset on the residential load for PV and EE rises from 3.2% to 6.8% between 2014 and 2023 with EE contributing to 1.4% and 6.8%"}]
[null,null,null,16,{"$f":"$C3483&D3502","v":"TAS Railton16"},null,{"$f":"IF(CommentaryInput!D3467=\"\",\"\",CommentaryInput!D3467)","v":" of the offset."}]
[null,null,null,17,{"$f":"$C3483&D3503","v":"TAS Railton17"},null,{"$f":"IF(CommentaryInput!D3468=\"\",\"\",CommentaryInput!D3468)","v":""}]
[null,null,null,null,null,null,{"$f":"IF(CommentaryInput!D3469=\"\",\"\",CommentaryInput!D3469)","v":"Other"}]
[null,null,null,18,{"$f":"$C3483&D3505","v":"TAS Railton18"},null,{"$f":"IF(CommentaryInput!D3470=\"\",\"\",CommentaryInput!D3470)","v":"Load assumes embedded generation is off at times of MD."}]
[null,null,null,19,{"$f":"$C3483&D3506","v":"TAS Railton19"},null,{"$f":"IF(CommentaryInput!D3471=\"\",\"\",CommentaryInput!D3471)","v":"Step change in forecasts due to mining related block load coming online in 2016 and 2017."}]
[null,null,null,20,{"$f":"$C3483&D3507","v":"TAS Railton20"},null,{"$f":"IF(CommentaryInput!D3472=\"\",\"\",CommentaryInput!D3472)","v":"Forecast of residential and industrial components of this connection point load are conducted separately."}]
[null,null,null,21,{"$f":"$C3483&D3508","v":"TAS Railton21"},null,{"$f":"IF(CommentaryInput!D3473=\"\",\"\",CommentaryInput!D3473)","v":"Diversity factors: summer = 0.81; winter = 0.89."}]
[null,null,null,22,{"$f":"$C3483&D3509","v":"TAS Railton22"},null,{"$f":"IF(CommentaryInput!D3474=\"\",\"\",CommentaryInput!D3474)","v":""}]
[null,null,null,23,{"$f":"$C3483&D3510","v":"TAS Railton23"},null,""]
[null,null,null,24,{"$f":"$C3483&D3511","v":"TAS Railton24"}]
[null,null,null,25,{"$f":"$C3483&D3512","v":"TAS Railton25"},null,""]
[null,null,null,null,null,null,{"$f":"IF(CommentaryInput!D3478=\"\",\"\",CommentaryInput!D3478)","v":""}]
[null,null,"TAS Kermandie",null,null,null,{"$f":"IF(CommentaryInput!D3479=\"\",\"\",CommentaryInput!D3479)","v":""}]
[null,null,null,null,null,null,{"$f":"IF(CommentaryInput!D3480=\"\",\"\",CommentaryInput!D3480)","v":""}]
[null,null,null,null,null,null,{"$f":"IF(CommentaryInput!D3481=\"\",\"\",CommentaryInput!D3481)","v":"MAIN SECTORS"}]
[null,null,null,1,{"$f":"$C3514&D3517","v":"TAS Kermandie1"},null,{"$f":"IF(CommentaryInput!D3482=\"\",\"\",CommentaryInput!D3482)","v":"Predominantly residential and agricultural."}]
[null,null,null,2,{"$f":"$C3514&D3518","v":"TAS Kermandie2"},null,{"$f":"IF(CommentaryInput!D3483=\"\",\"\",CommentaryInput!D3483)","v":""}]
[null,null,null,3,{"$f":"$C3514&D3519","v":"TAS Kermandie3"},null,{"$f":"IF(CommentaryInput!D3484=\"\",\"\",CommentaryInput!D3484)","v":""}]
[null,null,null,4,{"$f":"$C3514&D3520","v":"TAS Kermandie4"},null,{"$f":"IF(CommentaryInput!D3485=\"\",\"\",CommentaryInput!D3485)","v":""}]
[null,null,null,5,{"$f":"$C3514&D3521","v":"TAS Kermandie5"},null,{"$f":"IF(CommentaryInput!D3486=\"\",\"\",CommentaryInput!D3486)","v":""}]
[null,null,null,null,null,null,{"$f":"IF(CommentaryInput!D3487=\"\",\"\",CommentaryInput!D3487)","v":"MEDIUM SCENARIO"}]
[null,null,null,null,null,null,{"$f":"IF(CommentaryInput!D3488=\"\",\"\",CommentaryInput!D3488)","v":"Summer"}]
[null,null,null,8,{"$f":"$C3514&D3524","v":"TAS Kermandie8"},null,{"$f":"IF(CommentaryInput!D3489=\"\",\"\",CommentaryInput!D3489)","v":"Load has been declining since 2009 and is forecast to continue to decline until 2022."}]
[null,null,null,9,{"$f":"$C3514&D3525","v":"TAS Kermandie9"},null,{"$f":"IF(CommentaryInput!D3490=\"\",\"\",CommentaryInput!D3490)","v":"The POE10 offset for PV and EE rises from 6.3% to 23.1% between 2015 and 2024 with EE contributing to 2.6% and 14.2% of the offset."}]
[null,null,null,10,{"$f":"$C3514&D3526","v":"TAS Kermandie10"},null,{"$f":"IF(CommentaryInput!D3491=\"\",\"\",CommentaryInput!D3491)","v":""}]
[null,null,null,11,{"$f":"$C3514&D3527","v":"TAS Kermandie11"},null,{"$f":"IF(CommentaryInput!D3492=\"\",\"\",CommentaryInput!D3492)","v":""}]
[null,null,null,12,{"$f":"$C3514&D3528","v":"TAS Kermandie12"},null,{"$f":"IF(CommentaryInput!D3493=\"\",\"\",CommentaryInput!D3493)","v":""}]
[null,null,null,null,null,null,{"$f":"IF(CommentaryInput!D3494=\"\",\"\",CommentaryInput!D3494)","v":"Winter"}]
[null,null,null,13,{"$f":"$C3514&D3530","v":"TAS Kermandie13"},null,{"$f":"IF(CommentaryInput!D3495=\"\",\"\",CommentaryInput!D3495)","v":"Historical load peaked around 2008 before slowly declining until 2012 and bouncing back in 2013."}]
[null,null,null,14,{"$f":"$C3514&D3531","v":"TAS Kermandie14"},null,{"$f":"IF(CommentaryInput!D3496=\"\",\"\",CommentaryInput!D3496)","v":"Load is forecast to decline between 2014 and 2019, before increasing in 2020 and flattening out for the rest of the outlook period."}]
[null,null,null,15,{"$f":"$C3514&D3532","v":"TAS Kermandie15"},null,{"$f":"IF(CommentaryInput!D3497=\"\",\"\",CommentaryInput!D3497)","v":"The POE10 offset for PV and EE rises from 4.4% to 9.4% between 2014 and 2023 with EE contributing to 1.8% and 9.4% of the offset."}]
[null,null,null,16,{"$f":"$C3514&D3533","v":"TAS Kermandie16"},null,{"$f":"IF(CommentaryInput!D3498=\"\",\"\",CommentaryInput!D3498)","v":""}]
[null,null,null,17,{"$f":"$C3514&D3534","v":"TAS Kermandie17"},null,{"$f":"IF(CommentaryInput!D3499=\"\",\"\",CommentaryInput!D3499)","v":""}]
[null,null,null,null,null,null,{"$f":"IF(CommentaryInput!D3500=\"\",\"\",CommentaryInput!D3500)","v":"Other"}]
[null,null,null,18,{"$f":"$C3514&D3536","v":"TAS Kermandie18"},null,{"$f":"IF(CommentaryInput!D3501=\"\",\"\",CommentaryInput!D3501)","v":"Connection point in the Geeveston area."}]
[null,null,null,19,{"$f":"$C3514&D3537","v":"TAS Kermandie19"},null,{"$f":"IF(CommentaryInput!D3502=\"\",\"\",CommentaryInput!D3502)","v":"The connection point is Winter peaking."}]
[null,null,null,20,{"$f":"$C3514&D3538","v":"TAS Kermandie20"},null,{"$f":"IF(CommentaryInput!D3503=\"\",\"\",CommentaryInput!D3503)","v":"Demand is weather sensitive in both seasons."}]
[null,null,null,21,{"$f":"$C3514&D3539","v":"TAS Kermandie21"},null,{"$f":"IF(CommentaryInput!D3504=\"\",\"\",CommentaryInput!D3504)","v":"In Summer, high demand tends to occur on public holidays."}]
[null,null,null,22,{"$f":"$C3514&D3540","v":"TAS Kermandie22"},null,{"$f":"IF(CommentaryInput!D3505=\"\",\"\",CommentaryInput!D3505)","v":"Diversity factors: summer = 0.88; winter = 0.87."}]
[null,null,null,23,{"$f":"$C3514&D3541","v":"TAS Kermandie23"},null,""]
[null,null,null,24,{"$f":"$C3514&D3542","v":"TAS Kermandie24"}]
[null,null,null,25,{"$f":"$C3514&D3543","v":"TAS Kermandie25"},null,""]
[null,null,null,null,null,null,{"$f":"IF(CommentaryInput!D3509=\"\",\"\",CommentaryInput!D3509)","v":""}]
[null,null,"TAS Kingston",null,null,null,{"$f":"IF(CommentaryInput!D3510=\"\",\"\",CommentaryInput!D3510)","v":""}]
[null,null,null,null,null,null,{"$f":"IF(CommentaryInput!D3511=\"\",\"\",CommentaryInput!D3511)","v":""}]
[null,null,null,null,null,null,{"$f":"IF(CommentaryInput!D3512=\"\",\"\",CommentaryInput!D3512)","v":"MAIN SECTORS"}]
[null,null,null,1,{"$f":"$C3545&D3548","v":"TAS Kingston1"},null,{"$f":"IF(CommentaryInput!D3513=\"\",\"\",CommentaryInput!D3513)","v":"Predominately residential"}]
[null,null,null,2,{"$f":"$C3545&D3549","v":"TAS Kingston2"},null,{"$f":"IF(CommentaryInput!D3514=\"\",\"\",CommentaryInput!D3514)","v":""}]
[null,null,null,3,{"$f":"$C3545&D3550","v":"TAS Kingston3"},null,{"$f":"IF(CommentaryInput!D3515=\"\",\"\",CommentaryInput!D3515)","v":""}]
[null,null,null,4,{"$f":"$C3545&D3551","v":"TAS Kingston4"},null,{"$f":"IF(CommentaryInput!D3516=\"\",\"\",CommentaryInput!D3516)","v":""}]
[null,null,null,5,{"$f":"$C3545&D3552","v":"TAS Kingston5"},null,{"$f":"IF(CommentaryInput!D3517=\"\",\"\",CommentaryInput!D3517)","v":""}]
[null,null,null,null,null,null,{"$f":"IF(CommentaryInput!D3518=\"\",\"\",CommentaryInput!D3518)","v":"MEDIUM SCENARIO"}]
[null,null,null,null,null,null,{"$f":"IF(CommentaryInput!D3519=\"\",\"\",CommentaryInput!D3519)","v":"Summer"}]
[null,null,null,8,{"$f":"$C3545&D3555","v":"TAS Kingston8"},null,{"$f":"IF(CommentaryInput!D3520=\"\",\"\",CommentaryInput!D3520)","v":"Historical load grew between 2005 to 2009, declined between 2010 and 2013, but increased again in 2014."}]
[null,null,null,9,{"$f":"$C3545&D3556","v":"TAS Kingston9"},null,{"$f":"IF(CommentaryInput!D3521=\"\",\"\",CommentaryInput!D3521)","v":"Load is forecast to remain relatively flat over the outlook period."}]
[null,null,null,10,{"$f":"$C3545&D3557","v":"TAS Kingston10"},null,{"$f":"IF(CommentaryInput!D3522=\"\",\"\",CommentaryInput!D3522)","v":"The POE10 offset for PV and EE rises from 4.0% to 12.8% between 2015 and 2024 with EE contributing to 1.6% and 7.8% of the offset."}]
[null,null,null,11,{"$f":"$C3545&D3558","v":"TAS Kingston11"},null,{"$f":"IF(CommentaryInput!D3523=\"\",\"\",CommentaryInput!D3523)","v":""}]
[null,null,null,12,{"$f":"$C3545&D3559","v":"TAS Kingston12"},null,{"$f":"IF(CommentaryInput!D3524=\"\",\"\",CommentaryInput!D3524)","v":""}]
[null,null,null,null,null,null,{"$f":"IF(CommentaryInput!D3525=\"\",\"\",CommentaryInput!D3525)","v":"Winter"}]
[null,null,null,13,{"$f":"$C3545&D3561","v":"TAS Kingston13"},null,{"$f":"IF(CommentaryInput!D3526=\"\",\"\",CommentaryInput!D3526)","v":"Historical load peaked in 2008 before declining between 2009 to 2012, then increasing in 2013."}]
[null,null,null,14,{"$f":"$C3545&D3562","v":"TAS Kingston14"},null,{"$f":"IF(CommentaryInput!D3527=\"\",\"\",CommentaryInput!D3527)","v":"It is forecast to remain flat over the outlook period."}]
[null,null,null,15,{"$f":"$C3545&D3563","v":"TAS Kingston15"},null,{"$f":"IF(CommentaryInput!D3528=\"\",\"\",CommentaryInput!D3528)","v":"The POE10 offset for PV and EE rises from 2.5% to 5.1% between 2014 and 2023 with EE contributing to 1.0% and 5.1% of the offset."}]
[null,null,null,16,{"$f":"$C3545&D3564","v":"TAS Kingston16"},null,{"$f":"IF(CommentaryInput!D3529=\"\",\"\",CommentaryInput!D3529)","v":""}]
[null,null,null,17,{"$f":"$C3545&D3565","v":"TAS Kingston17"},null,{"$f":"IF(CommentaryInput!D3530=\"\",\"\",CommentaryInput!D3530)","v":""}]
[null,null,null,null,null,null,{"$f":"IF(CommentaryInput!D3531=\"\",\"\",CommentaryInput!D3531)","v":"Other"}]
[null,null,null,18,{"$f":"$C3545&D3567","v":"TAS Kingston18"},null,{"$f":"IF(CommentaryInput!D3532=\"\",\"\",CommentaryInput!D3532)","v":"Connection point in the Kingston area just outside greater Hobart."}]
[null,null,null,19,{"$f":"$C3545&D3568","v":"TAS Kingston19"},null,{"$f":"IF(CommentaryInput!D3533=\"\",\"\",CommentaryInput!D3533)","v":"The connection point is Winter peaking."}]
[null,null,null,20,{"$f":"$C3545&D3569","v":"TAS Kingston20"},null,{"$f":"IF(CommentaryInput!D3534=\"\",\"\",CommentaryInput!D3534)","v":"Demand is weather sensitive in the Winter only"}]
[null,null,null,21,{"$f":"$C3545&D3570","v":"TAS Kingston21"},null,{"$f":"IF(CommentaryInput!D3535=\"\",\"\",CommentaryInput!D3535)","v":"Load transfers to Electrona occurred in 2009, 2010 and 2011 with a block load coming on in 2010."}]
[null,null,null,22,{"$f":"$C3545&D3571","v":"TAS Kingston22"},null,{"$f":"IF(CommentaryInput!D3536=\"\",\"\",CommentaryInput!D3536)","v":"Diversity factors: summer = 0.91; winter = 0.94."}]
[null,null,null,23,{"$f":"$C3545&D3572","v":"TAS Kingston23"},null,""]
[null,null,null,24,{"$f":"$C3545&D3573","v":"TAS Kingston24"}]
[null,null,null,25,{"$f":"$C3545&D3574","v":"TAS Kingston25"},null,""]
[null,null,null,null,null,null,{"$f":"IF(CommentaryInput!D3540=\"\",\"\",CommentaryInput!D3540)","v":""}]
[null,null,"TAS Knights Road",null,null,null,{"$f":"IF(CommentaryInput!D3541=\"\",\"\",CommentaryInput!D3541)","v":""}]
[null,null,null,null,null,null,{"$f":"IF(CommentaryInput!D3542=\"\",\"\",CommentaryInput!D3542)","v":""}]
[null,null,null,null,null,null,{"$f":"IF(CommentaryInput!D3543=\"\",\"\",CommentaryInput!D3543)","v":"MAIN SECTORS"}]
[null,null,null,1,{"$f":"$C3576&D3579","v":"TAS Knights Road1"},null,{"$f":"IF(CommentaryInput!D3544=\"\",\"\",CommentaryInput!D3544)","v":"Predominantly residential and agricultural."}]
[null,null,null,2,{"$f":"$C3576&D3580","v":"TAS Knights Road2"},null,{"$f":"IF(CommentaryInput!D3545=\"\",\"\",CommentaryInput!D3545)","v":""}]
[null,null,null,3,{"$f":"$C3576&D3581","v":"TAS Knights Road3"},null,{"$f":"IF(CommentaryInput!D3546=\"\",\"\",CommentaryInput!D3546)","v":""}]
[null,null,null,4,{"$f":"$C3576&D3582","v":"TAS Knights Road4"},null,{"$f":"IF(CommentaryInput!D3547=\"\",\"\",CommentaryInput!D3547)","v":""}]
[null,null,null,5,{"$f":"$C3576&D3583","v":"TAS Knights Road5"},null,{"$f":"IF(CommentaryInput!D3548=\"\",\"\",CommentaryInput!D3548)","v":""}]
[null,null,null,null,null,null,{"$f":"IF(CommentaryInput!D3549=\"\",\"\",CommentaryInput!D3549)","v":"MEDIUM SCENARIO"}]
[null,null,null,null,null,null,{"$f":"IF(CommentaryInput!D3550=\"\",\"\",CommentaryInput!D3550)","v":"Summer"}]
[null,null,null,8,{"$f":"$C3576&D3586","v":"TAS Knights Road8"},null,{"$f":"IF(CommentaryInput!D3551=\"\",\"\",CommentaryInput!D3551)","v":"Historical load increased modestly between 2007 and 2011 but has been falling since then."}]
[null,null,null,9,{"$f":"$C3576&D3587","v":"TAS Knights Road9"},null,{"$f":"IF(CommentaryInput!D3552=\"\",\"\",CommentaryInput!D3552)","v":"Load is forecast to remain flat going forward."}]
[null,null,null,10,{"$f":"$C3576&D3588","v":"TAS Knights Road10"},null,{"$f":"IF(CommentaryInput!D3553=\"\",\"\",CommentaryInput!D3553)","v":"The POE10 offset for PV and EE rises from 4.8% to 16.7% between 2015 and 2024 with EE contributing to 2.0% and 10.3% of the offset."}]
[null,null,null,11,{"$f":"$C3576&D3589","v":"TAS Knights Road11"},null,{"$f":"IF(CommentaryInput!D3554=\"\",\"\",CommentaryInput!D3554)","v":""}]
[null,null,null,12,{"$f":"$C3576&D3590","v":"TAS Knights Road12"},null,{"$f":"IF(CommentaryInput!D3555=\"\",\"\",CommentaryInput!D3555)","v":""}]
[null,null,null,null,null,null,{"$f":"IF(CommentaryInput!D3556=\"\",\"\",CommentaryInput!D3556)","v":"Winter"}]
[null,null,null,13,{"$f":"$C3576&D3592","v":"TAS Knights Road13"},null,{"$f":"IF(CommentaryInput!D3557=\"\",\"\",CommentaryInput!D3557)","v":"Historical load increased slowly from 2005 to 2011, before declining in 2012 and 2013."}]
[null,null,null,14,{"$f":"$C3576&D3593","v":"TAS Knights Road14"},null,{"$f":"IF(CommentaryInput!D3558=\"\",\"\",CommentaryInput!D3558)","v":"It is forecast to remain flat going forward."}]
[null,null,null,15,{"$f":"$C3576&D3594","v":"TAS Knights Road15"},null,{"$f":"IF(CommentaryInput!D3559=\"\",\"\",CommentaryInput!D3559)","v":"The POE10 offset for PV and EE rises from 3.5% to 7.4% between 2014 and 2023 with EE contributing to 1.5% and 7.4% of the offset."}]
[null,null,null,16,{"$f":"$C3576&D3595","v":"TAS Knights Road16"},null,{"$f":"IF(CommentaryInput!D3560=\"\",\"\",CommentaryInput!D3560)","v":""}]
[null,null,null,17,{"$f":"$C3576&D3596","v":"TAS Knights Road17"},null,{"$f":"IF(CommentaryInput!D3561=\"\",\"\",CommentaryInput!D3561)","v":""}]
[null,null,null,null,null,null,{"$f":"IF(CommentaryInput!D3562=\"\",\"\",CommentaryInput!D3562)","v":"Other"}]
[null,null,null,18,{"$f":"$C3576&D3598","v":"TAS Knights Road18"},null,{"$f":"IF(CommentaryInput!D3563=\"\",\"\",CommentaryInput!D3563)","v":"Connection point in the Huonville area."}]
[null,null,null,19,{"$f":"$C3576&D3599","v":"TAS Knights Road19"},null,{"$f":"IF(CommentaryInput!D3564=\"\",\"\",CommentaryInput!D3564)","v":"The connection point is Winter peaking."}]
[null,null,null,20,{"$f":"$C3576&D3600","v":"TAS Knights Road20"},null,{"$f":"IF(CommentaryInput!D3565=\"\",\"\",CommentaryInput!D3565)","v":"Demand is weather sensitive in the Winter only"}]
[null,null,null,21,{"$f":"$C3576&D3601","v":"TAS Knights Road21"},null,{"$f":"IF(CommentaryInput!D3566=\"\",\"\",CommentaryInput!D3566)","v":"Summer demands show elevated demand levels at high temperatures for the last two years, suggesting increases in cooling loads."}]
[null,null,null,22,{"$f":"$C3576&D3602","v":"TAS Knights Road22"},null,{"$f":"IF(CommentaryInput!D3567=\"\",\"\",CommentaryInput!D3567)","v":"Diversity factors: summer = 0.92; winter = 0.94."}]
[null,null,null,23,{"$f":"$C3576&D3603","v":"TAS Knights Road23"},null,""]
[null,null,null,24,{"$f":"$C3576&D3604","v":"TAS Knights Road24"}]
[null,null,null,25,{"$f":"$C3576&D3605","v":"TAS Knights Road25"},null,""]
[null,null,null,null,null,null,{"$f":"IF(CommentaryInput!D3571=\"\",\"\",CommentaryInput!D3571)","v":""}]
[null,null,"TAS Lindisfarne",null,null,null,{"$f":"IF(CommentaryInput!D3572=\"\",\"\",CommentaryInput!D3572)","v":""}]
[null,null,null,null,null,null,{"$f":"IF(CommentaryInput!D3573=\"\",\"\",CommentaryInput!D3573)","v":""}]
[null,null,null,null,null,null,{"$f":"IF(CommentaryInput!D3574=\"\",\"\",CommentaryInput!D3574)","v":"MAIN SECTORS"}]
[null,null,null,1,{"$f":"$C3607&D3610","v":"TAS Lindisfarne1"},null,{"$f":"IF(CommentaryInput!D3575=\"\",\"\",CommentaryInput!D3575)","v":"Predominantly residential."}]
[null,null,null,2,{"$f":"$C3607&D3611","v":"TAS Lindisfarne2"},null,{"$f":"IF(CommentaryInput!D3576=\"\",\"\",CommentaryInput!D3576)","v":""}]
[null,null,null,3,{"$f":"$C3607&D3612","v":"TAS Lindisfarne3"},null,{"$f":"IF(CommentaryInput!D3577=\"\",\"\",CommentaryInput!D3577)","v":""}]
[null,null,null,4,{"$f":"$C3607&D3613","v":"TAS Lindisfarne4"},null,{"$f":"IF(CommentaryInput!D3578=\"\",\"\",CommentaryInput!D3578)","v":""}]
[null,null,null,5,{"$f":"$C3607&D3614","v":"TAS Lindisfarne5"},null,{"$f":"IF(CommentaryInput!D3579=\"\",\"\",CommentaryInput!D3579)","v":""}]
[null,null,null,null,null,null,{"$f":"IF(CommentaryInput!D3580=\"\",\"\",CommentaryInput!D3580)","v":"MEDIUM SCENARIO"}]
[null,null,null,null,null,null,{"$f":"IF(CommentaryInput!D3581=\"\",\"\",CommentaryInput!D3581)","v":"Summer"}]
[null,null,null,8,{"$f":"$C3607&D3617","v":"TAS Lindisfarne8"},null,{"$f":"IF(CommentaryInput!D3582=\"\",\"\",CommentaryInput!D3582)","v":"Historical load was increasing from 2006 to 2012, before declining to 2013 and 2014."}]
[null,null,null,9,{"$f":"$C3607&D3618","v":"TAS Lindisfarne9"},null,{"$f":"IF(CommentaryInput!D3583=\"\",\"\",CommentaryInput!D3583)","v":"Load is forecast to remain flat between 2015 and 2020, before a small growth after 2020."}]
[null,null,null,10,{"$f":"$C3607&D3619","v":"TAS Lindisfarne10"},null,{"$f":"IF(CommentaryInput!D3584=\"\",\"\",CommentaryInput!D3584)","v":"The POE10 offset for PV and EE rises from 4.1% to 13.2% between 2015 and 2024 with EE contributing to 1.6% and 8.0% of the offset."}]
[null,null,null,11,{"$f":"$C3607&D3620","v":"TAS Lindisfarne11"},null,{"$f":"IF(CommentaryInput!D3585=\"\",\"\",CommentaryInput!D3585)","v":""}]
[null,null,null,12,{"$f":"$C3607&D3621","v":"TAS Lindisfarne12"},null,{"$f":"IF(CommentaryInput!D3586=\"\",\"\",CommentaryInput!D3586)","v":""}]
[null,null,null,null,null,null,{"$f":"IF(CommentaryInput!D3587=\"\",\"\",CommentaryInput!D3587)","v":"Winter"}]
[null,null,null,13,{"$f":"$C3607&D3623","v":"TAS Lindisfarne13"},null,{"$f":"IF(CommentaryInput!D3588=\"\",\"\",CommentaryInput!D3588)","v":"Historical load remained flat between 2008 and 2012, before declining in 2012 and 2013."}]
[null,null,null,14,{"$f":"$C3607&D3624","v":"TAS Lindisfarne14"},null,{"$f":"IF(CommentaryInput!D3589=\"\",\"\",CommentaryInput!D3589)","v":"It is forecast to grow slowly over the next ten years. "}]
[null,null,null,15,{"$f":"$C3607&D3625","v":"TAS Lindisfarne15"},null,{"$f":"IF(CommentaryInput!D3590=\"\",\"\",CommentaryInput!D3590)","v":"The POE10 offset for PV and EE rises from 2.7% to 5.1% between 2014 and 2023 with EE contributing to 1.1% and 5.1% of the offset."}]
[null,null,null,16,{"$f":"$C3607&D3626","v":"TAS Lindisfarne16"},null,{"$f":"IF(CommentaryInput!D3591=\"\",\"\",CommentaryInput!D3591)","v":""}]
[null,null,null,17,{"$f":"$C3607&D3627","v":"TAS Lindisfarne17"},null,{"$f":"IF(CommentaryInput!D3592=\"\",\"\",CommentaryInput!D3592)","v":""}]
[null,null,null,null,null,null,{"$f":"IF(CommentaryInput!D3593=\"\",\"\",CommentaryInput!D3593)","v":"Other"}]
[null,null,null,18,{"$f":"$C3607&D3629","v":"TAS Lindisfarne18"},null,{"$f":"IF(CommentaryInput!D3594=\"\",\"\",CommentaryInput!D3594)","v":"Connection point in the greater Hobart area."}]
[null,null,null,19,{"$f":"$C3607&D3630","v":"TAS Lindisfarne19"},null,{"$f":"IF(CommentaryInput!D3595=\"\",\"\",CommentaryInput!D3595)","v":"The connection point is Winter peaking."}]
[null,null,null,20,{"$f":"$C3607&D3631","v":"TAS Lindisfarne20"},null,{"$f":"IF(CommentaryInput!D3596=\"\",\"\",CommentaryInput!D3596)","v":"Demand is weather sensitive in the Winter only"}]
[null,null,null,21,{"$f":"$C3607&D3632","v":"TAS Lindisfarne21"},null,{"$f":"IF(CommentaryInput!D3597=\"\",\"\",CommentaryInput!D3597)","v":"Load transferred from Rokeby in 2008 and to Mornington in 2013."}]
[null,null,null,22,{"$f":"$C3607&D3633","v":"TAS Lindisfarne22"},null,{"$f":"IF(CommentaryInput!D3598=\"\",\"\",CommentaryInput!D3598)","v":"Commercial development block load came online in 2013 and another scheduled to come on late 2014."}]
[null,null,null,23,{"$f":"$C3607&D3634","v":"TAS Lindisfarne23"},null,""]
[null,null,null,24,{"$f":"$C3607&D3635","v":"TAS Lindisfarne24"}]
[null,null,null,25,{"$f":"$C3607&D3636","v":"TAS Lindisfarne25"},null,""]
[null,null,null,null,null,null,{"$f":"IF(CommentaryInput!D3602=\"\",\"\",CommentaryInput!D3602)","v":""}]
[null,null,"TAS Meadowbank",null,null,null,{"$f":"IF(CommentaryInput!D3603=\"\",\"\",CommentaryInput!D3603)","v":""}]
[null,null,null,null,null,null,{"$f":"IF(CommentaryInput!D3604=\"\",\"\",CommentaryInput!D3604)","v":""}]
[null,null,null,null,null,null,{"$f":"IF(CommentaryInput!D3605=\"\",\"\",CommentaryInput!D3605)","v":"MAIN SECTORS"}]
[null,null,null,1,{"$f":"$C3638&D3641","v":"TAS Meadowbank1"},null,{"$f":"IF(CommentaryInput!D3606=\"\",\"\",CommentaryInput!D3606)","v":"Predominantly residential and agricultural."}]
[null,null,null,2,{"$f":"$C3638&D3642","v":"TAS Meadowbank2"},null,{"$f":"IF(CommentaryInput!D3607=\"\",\"\",CommentaryInput!D3607)","v":""}]
[null,null,null,3,{"$f":"$C3638&D3643","v":"TAS Meadowbank3"},null,{"$f":"IF(CommentaryInput!D3608=\"\",\"\",CommentaryInput!D3608)","v":""}]
[null,null,null,4,{"$f":"$C3638&D3644","v":"TAS Meadowbank4"},null,{"$f":"IF(CommentaryInput!D3609=\"\",\"\",CommentaryInput!D3609)","v":""}]
[null,null,null,5,{"$f":"$C3638&D3645","v":"TAS Meadowbank5"},null,{"$f":"IF(CommentaryInput!D3610=\"\",\"\",CommentaryInput!D3610)","v":""}]
[null,null,null,null,null,null,{"$f":"IF(CommentaryInput!D3611=\"\",\"\",CommentaryInput!D3611)","v":"MEDIUM SCENARIO"}]
[null,null,null,null,null,null,{"$f":"IF(CommentaryInput!D3612=\"\",\"\",CommentaryInput!D3612)","v":"Summer"}]
[null,null,null,8,{"$f":"$C3638&D3648","v":"TAS Meadowbank8"},null,{"$f":"IF(CommentaryInput!D3613=\"\",\"\",CommentaryInput!D3613)","v":"Historical load has remained relatively flat since 2012."}]
[null,null,null,9,{"$f":"$C3638&D3649","v":"TAS Meadowbank9"},null,{"$f":"IF(CommentaryInput!D3614=\"\",\"\",CommentaryInput!D3614)","v":"Load is forecast to increase at a low rate over the outlook period."}]
[null,null,null,10,{"$f":"$C3638&D3650","v":"TAS Meadowbank10"},null,{"$f":"IF(CommentaryInput!D3615=\"\",\"\",CommentaryInput!D3615)","v":"The POE10 offset for PV and EE rises from 1.4% to 4.5% between 2015 and 2024 with EE contributing to 0.7% and 2.9% of the offset."}]
[null,null,null,11,{"$f":"$C3638&D3651","v":"TAS Meadowbank11"},null,{"$f":"IF(CommentaryInput!D3616=\"\",\"\",CommentaryInput!D3616)","v":""}]
[null,null,null,12,{"$f":"$C3638&D3652","v":"TAS Meadowbank12"},null,{"$f":"IF(CommentaryInput!D3617=\"\",\"\",CommentaryInput!D3617)","v":""}]
[null,null,null,null,null,null,{"$f":"IF(CommentaryInput!D3618=\"\",\"\",CommentaryInput!D3618)","v":"Winter"}]
[null,null,null,13,{"$f":"$C3638&D3654","v":"TAS Meadowbank13"},null,{"$f":"IF(CommentaryInput!D3619=\"\",\"\",CommentaryInput!D3619)","v":"Load has remained below 4 MW since 2006 and is forecast to decline at a slow rate over the outlook period."}]
[null,null,null,14,{"$f":"$C3638&D3655","v":"TAS Meadowbank14"},null,{"$f":"IF(CommentaryInput!D3620=\"\",\"\",CommentaryInput!D3620)","v":"The POE10 offset for PV and EE rises from 2.7% to 6.7% between 2014 and 2023 with EE contributing to 1.2% and 6.7% of the offset."}]
[null,null,null,15,{"$f":"$C3638&D3656","v":"TAS Meadowbank15"},null,{"$f":"IF(CommentaryInput!D3621=\"\",\"\",CommentaryInput!D3621)","v":""}]
[null,null,null,16,{"$f":"$C3638&D3657","v":"TAS Meadowbank16"},null,{"$f":"IF(CommentaryInput!D3622=\"\",\"\",CommentaryInput!D3622)","v":""}]
[null,null,null,17,{"$f":"$C3638&D3658","v":"TAS Meadowbank17"},null,{"$f":"IF(CommentaryInput!D3623=\"\",\"\",CommentaryInput!D3623)","v":""}]
[null,null,null,null,null,null,{"$f":"IF(CommentaryInput!D3624=\"\",\"\",CommentaryInput!D3624)","v":"Other"}]
[null,null,null,18,{"$f":"$C3638&D3660","v":"TAS Meadowbank18"},null,{"$f":"IF(CommentaryInput!D3625=\"\",\"\",CommentaryInput!D3625)","v":"A Summer peaking connection point due to agricultural activity in the area."}]
[null,null,null,19,{"$f":"$C3638&D3661","v":"TAS Meadowbank19"},null,{"$f":"IF(CommentaryInput!D3626=\"\",\"\",CommentaryInput!D3626)","v":"Agricultural activity in the area typically related to crops, poppies and wineries."}]
[null,null,null,20,{"$f":"$C3638&D3662","v":"TAS Meadowbank20"},null,{"$f":"IF(CommentaryInput!D3627=\"\",\"\",CommentaryInput!D3627)","v":"Agriculture related block load came online late-2013."}]
[null,null,null,21,{"$f":"$C3638&D3663","v":"TAS Meadowbank21"},null,{"$f":"IF(CommentaryInput!D3628=\"\",\"\",CommentaryInput!D3628)","v":"Diversity factors: summer = 0.5; winter = 0.73."}]
[null,null,null,22,{"$f":"$C3638&D3664","v":"TAS Meadowbank22"},null,{"$f":"IF(CommentaryInput!D3629=\"\",\"\",CommentaryInput!D3629)","v":""}]
[null,null,null,23,{"$f":"$C3638&D3665","v":"TAS Meadowbank23"},null,""]
[null,null,null,24,{"$f":"$C3638&D3666","v":"TAS Meadowbank24"}]
[null,null,null,25,{"$f":"$C3638&D3667","v":"TAS Meadowbank25"},null,""]
[null,null,null,null,null,null,{"$f":"IF(CommentaryInput!D3633=\"\",\"\",CommentaryInput!D3633)","v":""}]
[null,null,"TAS Mornington",null,null,null,{"$f":"IF(CommentaryInput!D3634=\"\",\"\",CommentaryInput!D3634)","v":""}]
[null,null,null,null,null,null,{"$f":"IF(CommentaryInput!D3635=\"\",\"\",CommentaryInput!D3635)","v":""}]
[null,null,null,null,null,null,{"$f":"IF(CommentaryInput!D3636=\"\",\"\",CommentaryInput!D3636)","v":"MAIN SECTORS"}]
[null,null,null,1,{"$f":"$C3669&D3672","v":"TAS Mornington1"},null,{"$f":"IF(CommentaryInput!D3637=\"\",\"\",CommentaryInput!D3637)","v":"Predominantly residential."}]
[null,null,null,2,{"$f":"$C3669&D3673","v":"TAS Mornington2"},null,{"$f":"IF(CommentaryInput!D3638=\"\",\"\",CommentaryInput!D3638)","v":""}]
[null,null,null,3,{"$f":"$C3669&D3674","v":"TAS Mornington3"},null,{"$f":"IF(CommentaryInput!D3639=\"\",\"\",CommentaryInput!D3639)","v":""}]
[null,null,null,4,{"$f":"$C3669&D3675","v":"TAS Mornington4"},null,{"$f":"IF(CommentaryInput!D3640=\"\",\"\",CommentaryInput!D3640)","v":""}]
[null,null,null,5,{"$f":"$C3669&D3676","v":"TAS Mornington5"},null,{"$f":"IF(CommentaryInput!D3641=\"\",\"\",CommentaryInput!D3641)","v":""}]
[null,null,null,null,null,null,{"$f":"IF(CommentaryInput!D3642=\"\",\"\",CommentaryInput!D3642)","v":"MEDIUM SCENARIO"}]
[null,null,null,null,null,null,{"$f":"IF(CommentaryInput!D3643=\"\",\"\",CommentaryInput!D3643)","v":"Summer"}]
[null,null,null,8,{"$f":"$C3669&D3679","v":"TAS Mornington8"},null,{"$f":"IF(CommentaryInput!D3644=\"\",\"\",CommentaryInput!D3644)","v":"The POE10 offset for PV and EE rises from 3.5% to 12.0% between 2015 and 2024 with EE contributing to 1.4% and 7.2% of the offset."}]
[null,null,null,9,{"$f":"$C3669&D3680","v":"TAS Mornington9"},null,{"$f":"IF(CommentaryInput!D3645=\"\",\"\",CommentaryInput!D3645)","v":""}]
[null,null,null,10,{"$f":"$C3669&D3681","v":"TAS Mornington10"},null,{"$f":"IF(CommentaryInput!D3646=\"\",\"\",CommentaryInput!D3646)","v":""}]
[null,null,null,11,{"$f":"$C3669&D3682","v":"TAS Mornington11"},null,{"$f":"IF(CommentaryInput!D3647=\"\",\"\",CommentaryInput!D3647)","v":""}]
[null,null,null,12,{"$f":"$C3669&D3683","v":"TAS Mornington12"},null,{"$f":"IF(CommentaryInput!D3648=\"\",\"\",CommentaryInput!D3648)","v":""}]
[null,null,null,null,null,null,{"$f":"IF(CommentaryInput!D3649=\"\",\"\",CommentaryInput!D3649)","v":"Winter"}]
[null,null,null,13,{"$f":"$C3669&D3685","v":"TAS Mornington13"},null,{"$f":"IF(CommentaryInput!D3650=\"\",\"\",CommentaryInput!D3650)","v":"The POE10 offset for PV and EE rises from 2.2% to 4.3% between 2014 and 2023 with EE contributing to 0.9% and 4.3% of the offset."}]
[null,null,null,14,{"$f":"$C3669&D3686","v":"TAS Mornington14"},null,{"$f":"IF(CommentaryInput!D3651=\"\",\"\",CommentaryInput!D3651)","v":""}]
[null,null,null,15,{"$f":"$C3669&D3687","v":"TAS Mornington15"},null,{"$f":"IF(CommentaryInput!D3652=\"\",\"\",CommentaryInput!D3652)","v":""}]
[null,null,null,16,{"$f":"$C3669&D3688","v":"TAS Mornington16"},null,{"$f":"IF(CommentaryInput!D3653=\"\",\"\",CommentaryInput!D3653)","v":""}]
[null,null,null,17,{"$f":"$C3669&D3689","v":"TAS Mornington17"},null,{"$f":"IF(CommentaryInput!D3654=\"\",\"\",CommentaryInput!D3654)","v":""}]
[null,null,null,null,null,null,{"$f":"IF(CommentaryInput!D3655=\"\",\"\",CommentaryInput!D3655)","v":"Other"}]
[null,null,null,18,{"$f":"$C3669&D3691","v":"TAS Mornington18"},null,{"$f":"IF(CommentaryInput!D3656=\"\",\"\",CommentaryInput!D3656)","v":"Connection point in the Hobart area that started operation in mid-2012."}]
[null,null,null,19,{"$f":"$C3669&D3692","v":"TAS Mornington19"},null,{"$f":"IF(CommentaryInput!D3657=\"\",\"\",CommentaryInput!D3657)","v":"The connection point is Winter peaking."}]
[null,null,null,20,{"$f":"$C3669&D3693","v":"TAS Mornington20"},null,{"$f":"IF(CommentaryInput!D3658=\"\",\"\",CommentaryInput!D3658)","v":"Assumed Winter loads are weather sensitive; Summers are not, based on residential profile of the load and lack of historical data."}]
[null,null,null,21,{"$f":"$C3669&D3694","v":"TAS Mornington21"},null,{"$f":"IF(CommentaryInput!D3659=\"\",\"\",CommentaryInput!D3659)","v":"Load was transferred from Rokeby in 2011 and Lindisfarne and Risdon in 2012."}]
[null,null,null,22,{"$f":"$C3669&D3695","v":"TAS Mornington22"},null,{"$f":"IF(CommentaryInput!D3660=\"\",\"\",CommentaryInput!D3660)","v":"Diversity factors: summer = 0.92; winter = 0.72."}]
[null,null,null,23,{"$f":"$C3669&D3696","v":"TAS Mornington23"},null,""]
[null,null,null,24,{"$f":"$C3669&D3697","v":"TAS Mornington24"}]
[null,null,null,25,{"$f":"$C3669&D3698","v":"TAS Mornington25"},null,""]
[null,null,null,null,null,null,{"$f":"IF(CommentaryInput!D3664=\"\",\"\",CommentaryInput!D3664)","v":""}]
[null,null,"TAS North Hobart",null,null,null,{"$f":"IF(CommentaryInput!D3665=\"\",\"\",CommentaryInput!D3665)","v":""}]
[null,null,null,null,null,null,{"$f":"IF(CommentaryInput!D3666=\"\",\"\",CommentaryInput!D3666)","v":""}]
[null,null,null,null,null,null,{"$f":"IF(CommentaryInput!D3667=\"\",\"\",CommentaryInput!D3667)","v":"MAIN SECTORS"}]
[null,null,null,1,{"$f":"$C3700&D3703","v":"TAS North Hobart1"},null,{"$f":"IF(CommentaryInput!D3668=\"\",\"\",CommentaryInput!D3668)","v":"Predominantly residential."}]
[null,null,null,2,{"$f":"$C3700&D3704","v":"TAS North Hobart2"},null,{"$f":"IF(CommentaryInput!D3669=\"\",\"\",CommentaryInput!D3669)","v":""}]
[null,null,null,3,{"$f":"$C3700&D3705","v":"TAS North Hobart3"},null,{"$f":"IF(CommentaryInput!D3670=\"\",\"\",CommentaryInput!D3670)","v":""}]
[null,null,null,4,{"$f":"$C3700&D3706","v":"TAS North Hobart4"},null,{"$f":"IF(CommentaryInput!D3671=\"\",\"\",CommentaryInput!D3671)","v":""}]
[null,null,null,5,{"$f":"$C3700&D3707","v":"TAS North Hobart5"},null,{"$f":"IF(CommentaryInput!D3672=\"\",\"\",CommentaryInput!D3672)","v":""}]
[null,null,null,null,null,null,{"$f":"IF(CommentaryInput!D3673=\"\",\"\",CommentaryInput!D3673)","v":"MEDIUM SCENARIO"}]
[null,null,null,null,null,null,{"$f":"IF(CommentaryInput!D3674=\"\",\"\",CommentaryInput!D3674)","v":"Summer"}]
[null,null,null,8,{"$f":"$C3700&D3710","v":"TAS North Hobart8"},null,{"$f":"IF(CommentaryInput!D3675=\"\",\"\",CommentaryInput!D3675)","v":"Historical load has been declining since 2011."}]
[null,null,null,9,{"$f":"$C3700&D3711","v":"TAS North Hobart9"},null,{"$f":"IF(CommentaryInput!D3676=\"\",\"\",CommentaryInput!D3676)","v":"It grows at a low rate over the outlook period."}]
[null,null,null,10,{"$f":"$C3700&D3712","v":"TAS North Hobart10"},null,{"$f":"IF(CommentaryInput!D3677=\"\",\"\",CommentaryInput!D3677)","v":"The POE10 offset for PV and EE rises from 3.1% to 8.9% between 2015 and 2024 with EE contributing to 1.3% and 5.4% of the offset."}]
[null,null,null,11,{"$f":"$C3700&D3713","v":"TAS North Hobart11"},null,{"$f":"IF(CommentaryInput!D3678=\"\",\"\",CommentaryInput!D3678)","v":""}]
[null,null,null,12,{"$f":"$C3700&D3714","v":"TAS North Hobart12"},null,{"$f":"IF(CommentaryInput!D3679=\"\",\"\",CommentaryInput!D3679)","v":""}]
[null,null,null,null,null,null,{"$f":"IF(CommentaryInput!D3680=\"\",\"\",CommentaryInput!D3680)","v":"Winter"}]
[null,null,null,13,{"$f":"$C3700&D3716","v":"TAS North Hobart13"},null,{"$f":"IF(CommentaryInput!D3681=\"\",\"\",CommentaryInput!D3681)","v":"Historical load has been declining since 2010."}]
[null,null,null,14,{"$f":"$C3700&D3717","v":"TAS North Hobart14"},null,{"$f":"IF(CommentaryInput!D3682=\"\",\"\",CommentaryInput!D3682)","v":"It is forecast to increase in 2015 and 2016 before flattening for the remainder of the outlook period."}]
[null,null,null,15,{"$f":"$C3700&D3718","v":"TAS North Hobart15"},null,{"$f":"IF(CommentaryInput!D3683=\"\",\"\",CommentaryInput!D3683)","v":"The POE10 offset for PV and EE rises from 2.0% to 3.8% between 2014 and 2023 with EE contributing to 0.8% and 3.8% of the offset."}]
[null,null,null,16,{"$f":"$C3700&D3719","v":"TAS North Hobart16"},null,{"$f":"IF(CommentaryInput!D3684=\"\",\"\",CommentaryInput!D3684)","v":""}]
[null,null,null,17,{"$f":"$C3700&D3720","v":"TAS North Hobart17"},null,{"$f":"IF(CommentaryInput!D3685=\"\",\"\",CommentaryInput!D3685)","v":""}]
[null,null,null,null,null,null,{"$f":"IF(CommentaryInput!D3686=\"\",\"\",CommentaryInput!D3686)","v":"Other"}]
[null,null,null,18,{"$f":"$C3700&D3722","v":"TAS North Hobart18"},null,{"$f":"IF(CommentaryInput!D3687=\"\",\"\",CommentaryInput!D3687)","v":"Connection point just north of Hobart CBD area."}]
[null,null,null,19,{"$f":"$C3700&D3723","v":"TAS North Hobart19"},null,{"$f":"IF(CommentaryInput!D3688=\"\",\"\",CommentaryInput!D3688)","v":"The connection point is Winter peaking."}]
[null,null,null,20,{"$f":"$C3700&D3724","v":"TAS North Hobart20"},null,{"$f":"IF(CommentaryInput!D3689=\"\",\"\",CommentaryInput!D3689)","v":"Demand is weather sensitive in the Winter."}]
[null,null,null,21,{"$f":"$C3700&D3725","v":"TAS North Hobart21"},null,{"$f":"IF(CommentaryInput!D3690=\"\",\"\",CommentaryInput!D3690)","v":"Load was transferred off in 2007 and block load came online in 2011."}]
[null,null,null,22,{"$f":"$C3700&D3726","v":"TAS North Hobart22"},null,{"$f":"IF(CommentaryInput!D3691=\"\",\"\",CommentaryInput!D3691)","v":"Block load due to Myer redevelopment scheduled to come online late 2014 and 2015."}]
[null,null,null,23,{"$f":"$C3700&D3727","v":"TAS North Hobart23"},null,""]
[null,null,null,24,{"$f":"$C3700&D3728","v":"TAS North Hobart24"}]
[null,null,null,25,{"$f":"$C3700&D3729","v":"TAS North Hobart25"},null,""]
[null,null,null,null,null,null,{"$f":"IF(CommentaryInput!D3695=\"\",\"\",CommentaryInput!D3695)","v":""}]
[null,null,"TAS New Norfolk",null,null,null,{"$f":"IF(CommentaryInput!D3696=\"\",\"\",CommentaryInput!D3696)","v":""}]
[null,null,null,null,null,null,{"$f":"IF(CommentaryInput!D3697=\"\",\"\",CommentaryInput!D3697)","v":""}]
[null,null,null,null,null,null,{"$f":"IF(CommentaryInput!D3698=\"\",\"\",CommentaryInput!D3698)","v":"MAIN SECTORS"}]
[null,null,null,1,{"$f":"$C3731&D3734","v":"TAS New Norfolk1"},null,{"$f":"IF(CommentaryInput!D3699=\"\",\"\",CommentaryInput!D3699)","v":"Predominantly residential."}]
[null,null,null,2,{"$f":"$C3731&D3735","v":"TAS New Norfolk2"},null,{"$f":"IF(CommentaryInput!D3700=\"\",\"\",CommentaryInput!D3700)","v":""}]
[null,null,null,3,{"$f":"$C3731&D3736","v":"TAS New Norfolk3"},null,{"$f":"IF(CommentaryInput!D3701=\"\",\"\",CommentaryInput!D3701)","v":""}]
[null,null,null,4,{"$f":"$C3731&D3737","v":"TAS New Norfolk4"},null,{"$f":"IF(CommentaryInput!D3702=\"\",\"\",CommentaryInput!D3702)","v":""}]
[null,null,null,5,{"$f":"$C3731&D3738","v":"TAS New Norfolk5"},null,{"$f":"IF(CommentaryInput!D3703=\"\",\"\",CommentaryInput!D3703)","v":""}]
[null,null,null,null,null,null,{"$f":"IF(CommentaryInput!D3704=\"\",\"\",CommentaryInput!D3704)","v":"MEDIUM SCENARIO"}]
[null,null,null,null,null,null,{"$f":"IF(CommentaryInput!D3705=\"\",\"\",CommentaryInput!D3705)","v":"Summer"}]
[null,null,null,8,{"$f":"$C3731&D3741","v":"TAS New Norfolk8"},null,{"$f":"IF(CommentaryInput!D3706=\"\",\"\",CommentaryInput!D3706)","v":"Historical load increased slightly from 2011."}]
[null,null,null,9,{"$f":"$C3731&D3742","v":"TAS New Norfolk9"},null,{"$f":"IF(CommentaryInput!D3707=\"\",\"\",CommentaryInput!D3707)","v":"The POE10 offset for PV and EE rises from 3.8% to 12.1% between 2015 and 2024 with EE contributing to 1.6% and 7.4% of the offset."}]
[null,null,null,10,{"$f":"$C3731&D3743","v":"TAS New Norfolk10"},null,{"$f":"IF(CommentaryInput!D3708=\"\",\"\",CommentaryInput!D3708)","v":""}]
[null,null,null,11,{"$f":"$C3731&D3744","v":"TAS New Norfolk11"},null,{"$f":"IF(CommentaryInput!D3709=\"\",\"\",CommentaryInput!D3709)","v":""}]
[null,null,null,12,{"$f":"$C3731&D3745","v":"TAS New Norfolk12"},null,{"$f":"IF(CommentaryInput!D3710=\"\",\"\",CommentaryInput!D3710)","v":""}]
[null,null,null,null,null,null,{"$f":"IF(CommentaryInput!D3711=\"\",\"\",CommentaryInput!D3711)","v":"Winter"}]
[null,null,null,13,{"$f":"$C3731&D3747","v":"TAS New Norfolk13"},null,{"$f":"IF(CommentaryInput!D3712=\"\",\"\",CommentaryInput!D3712)","v":"Load grew between 2005 and 2008 and has been generally declining since, except for a small increase in 2011."}]
[null,null,null,14,{"$f":"$C3731&D3748","v":"TAS New Norfolk14"},null,{"$f":"IF(CommentaryInput!D3713=\"\",\"\",CommentaryInput!D3713)","v":"The POE10 offset for PV and EE rises from 3.2% to 6.7% between 2014 and 2023 with EE contributing to 1.3% and 6.7% of the offset."}]
[null,null,null,15,{"$f":"$C3731&D3749","v":"TAS New Norfolk15"},null,{"$f":"IF(CommentaryInput!D3714=\"\",\"\",CommentaryInput!D3714)","v":""}]
[null,null,null,16,{"$f":"$C3731&D3750","v":"TAS New Norfolk16"},null,{"$f":"IF(CommentaryInput!D3715=\"\",\"\",CommentaryInput!D3715)","v":""}]
[null,null,null,17,{"$f":"$C3731&D3751","v":"TAS New Norfolk17"},null,{"$f":"IF(CommentaryInput!D3716=\"\",\"\",CommentaryInput!D3716)","v":""}]
[null,null,null,null,null,null,{"$f":"IF(CommentaryInput!D3717=\"\",\"\",CommentaryInput!D3717)","v":"Other"}]
[null,null,null,18,{"$f":"$C3731&D3753","v":"TAS New Norfolk18"},null,{"$f":"IF(CommentaryInput!D3718=\"\",\"\",CommentaryInput!D3718)","v":"Connection point serving the New Norfolk area."}]
[null,null,null,19,{"$f":"$C3731&D3754","v":"TAS New Norfolk19"},null,{"$f":"IF(CommentaryInput!D3719=\"\",\"\",CommentaryInput!D3719)","v":"A Winter peaking connection point but gap between summer and winter loads has narrowed in more recent years."}]
[null,null,null,20,{"$f":"$C3731&D3755","v":"TAS New Norfolk20"},null,{"$f":"IF(CommentaryInput!D3720=\"\",\"\",CommentaryInput!D3720)","v":"Demand is weather sensitive in the Winter only."}]
[null,null,null,21,{"$f":"$C3731&D3756","v":"TAS New Norfolk21"},null,{"$f":"IF(CommentaryInput!D3721=\"\",\"\",CommentaryInput!D3721)","v":"Diversity factors: summer = 0.78; winter = 0.93."}]
[null,null,null,22,{"$f":"$C3731&D3757","v":"TAS New Norfolk22"},null,{"$f":"IF(CommentaryInput!D3722=\"\",\"\",CommentaryInput!D3722)","v":""}]
[null,null,null,23,{"$f":"$C3731&D3758","v":"TAS New Norfolk23"},null,""]
[null,null,null,24,{"$f":"$C3731&D3759","v":"TAS New Norfolk24"}]
[null,null,null,25,{"$f":"$C3731&D3760","v":"TAS New Norfolk25"},null,""]
[null,null,null,null,null,null,{"$f":"IF(CommentaryInput!D3726=\"\",\"\",CommentaryInput!D3726)","v":""}]
[null,null,"TAS Newton",null,null,null,{"$f":"IF(CommentaryInput!D3727=\"\",\"\",CommentaryInput!D3727)","v":""}]
[null,null,null,null,null,null,{"$f":"IF(CommentaryInput!D3728=\"\",\"\",CommentaryInput!D3728)","v":""}]
[null,null,null,null,null,null,{"$f":"IF(CommentaryInput!D3729=\"\",\"\",CommentaryInput!D3729)","v":"MAIN SECTORS"}]
[null,null,null,1,{"$f":"$C3762&D3765","v":"TAS Newton1"},null,{"$f":"IF(CommentaryInput!D3730=\"\",\"\",CommentaryInput!D3730)","v":"Predominantly agricultural."}]
[null,null,null,2,{"$f":"$C3762&D3766","v":"TAS Newton2"},null,{"$f":"IF(CommentaryInput!D3731=\"\",\"\",CommentaryInput!D3731)","v":""}]
[null,null,null,3,{"$f":"$C3762&D3767","v":"TAS Newton3"},null,{"$f":"IF(CommentaryInput!D3732=\"\",\"\",CommentaryInput!D3732)","v":""}]
[null,null,null,4,{"$f":"$C3762&D3768","v":"TAS Newton4"},null,{"$f":"IF(CommentaryInput!D3733=\"\",\"\",CommentaryInput!D3733)","v":""}]
[null,null,null,5,{"$f":"$C3762&D3769","v":"TAS Newton5"},null,{"$f":"IF(CommentaryInput!D3734=\"\",\"\",CommentaryInput!D3734)","v":""}]
[null,null,null,null,null,null,{"$f":"IF(CommentaryInput!D3735=\"\",\"\",CommentaryInput!D3735)","v":"MEDIUM SCENARIO"}]
[null,null,null,null,null,null,{"$f":"IF(CommentaryInput!D3736=\"\",\"\",CommentaryInput!D3736)","v":"Summer"}]
[null,null,null,8,{"$f":"$C3762&D3772","v":"TAS Newton8"},null,{"$f":"IF(CommentaryInput!D3737=\"\",\"\",CommentaryInput!D3737)","v":"Historical load has been trending up since 2009."}]
[null,null,null,9,{"$f":"$C3762&D3773","v":"TAS Newton9"},null,{"$f":"IF(CommentaryInput!D3738=\"\",\"\",CommentaryInput!D3738)","v":"It is forecast to drop due to major industrial load entering maintenance mode in late 2015."}]
[null,null,null,10,{"$f":"$C3762&D3774","v":"TAS Newton10"},null,{"$f":"IF(CommentaryInput!D3739=\"\",\"\",CommentaryInput!D3739)","v":"PV and EE are not forecast to affect load over the outlook period."}]
[null,null,null,11,{"$f":"$C3762&D3775","v":"TAS Newton11"},null,{"$f":"IF(CommentaryInput!D3740=\"\",\"\",CommentaryInput!D3740)","v":""}]
[null,null,null,12,{"$f":"$C3762&D3776","v":"TAS Newton12"},null,{"$f":"IF(CommentaryInput!D3741=\"\",\"\",CommentaryInput!D3741)","v":""}]
[null,null,null,null,null,null,{"$f":"IF(CommentaryInput!D3742=\"\",\"\",CommentaryInput!D3742)","v":"Winter"}]
[null,null,null,13,{"$f":"$C3762&D3778","v":"TAS Newton13"},null,{"$f":"IF(CommentaryInput!D3743=\"\",\"\",CommentaryInput!D3743)","v":"Load has been trending up since 2009."}]
[null,null,null,14,{"$f":"$C3762&D3779","v":"TAS Newton14"},null,{"$f":"IF(CommentaryInput!D3744=\"\",\"\",CommentaryInput!D3744)","v":"It is forecast to drop due to major industrial load entering maintenance mode in late 2015."}]
[null,null,null,15,{"$f":"$C3762&D3780","v":"TAS Newton15"},null,{"$f":"IF(CommentaryInput!D3745=\"\",\"\",CommentaryInput!D3745)","v":"PV and EE are not forecast to affect load over the outlook period."}]
[null,null,null,16,{"$f":"$C3762&D3781","v":"TAS Newton16"},null,{"$f":"IF(CommentaryInput!D3746=\"\",\"\",CommentaryInput!D3746)","v":""}]
[null,null,null,17,{"$f":"$C3762&D3782","v":"TAS Newton17"},null,{"$f":"IF(CommentaryInput!D3747=\"\",\"\",CommentaryInput!D3747)","v":""}]
[null,null,null,null,null,null,{"$f":"IF(CommentaryInput!D3748=\"\",\"\",CommentaryInput!D3748)","v":"Other"}]
[null,null,null,18,{"$f":"$C3762&D3784","v":"TAS Newton18"},null,{"$f":"IF(CommentaryInput!D3749=\"\",\"\",CommentaryInput!D3749)","v":"There are no residential customers connected to this connection point."}]
[null,null,null,19,{"$f":"$C3762&D3785","v":"TAS Newton19"},null,{"$f":"IF(CommentaryInput!D3750=\"\",\"\",CommentaryInput!D3750)","v":"Load levels for summer and winter are almost the same."}]
[null,null,null,20,{"$f":"$C3762&D3786","v":"TAS Newton20"},null,{"$f":"IF(CommentaryInput!D3751=\"\",\"\",CommentaryInput!D3751)","v":"No weather sensitivity for either season."}]
[null,null,null,21,{"$f":"$C3762&D3787","v":"TAS Newton21"},null,{"$f":"IF(CommentaryInput!D3752=\"\",\"\",CommentaryInput!D3752)","v":"Diversity factors: summer = 0.77; winter = 0.8."}]
[null,null,null,22,{"$f":"$C3762&D3788","v":"TAS Newton22"},null,{"$f":"IF(CommentaryInput!D3753=\"\",\"\",CommentaryInput!D3753)","v":""}]
[null,null,null,23,{"$f":"$C3762&D3789","v":"TAS Newton23"},null,""]
[null,null,null,24,{"$f":"$C3762&D3790","v":"TAS Newton24"}]
[null,null,null,25,{"$f":"$C3762&D3791","v":"TAS Newton25"},null,""]
[null,null,null,null,null,null,{"$f":"IF(CommentaryInput!D3757=\"\",\"\",CommentaryInput!D3757)","v":""}]
[null,null,"TAS Norwood",null,null,null,{"$f":"IF(CommentaryInput!D3758=\"\",\"\",CommentaryInput!D3758)","v":""}]
[null,null,null,null,null,null,{"$f":"IF(CommentaryInput!D3759=\"\",\"\",CommentaryInput!D3759)","v":""}]
[null,null,null,null,null,null,{"$f":"IF(CommentaryInput!D3760=\"\",\"\",CommentaryInput!D3760)","v":"MAIN SECTORS"}]
[null,null,null,1,{"$f":"$C3793&D3796","v":"TAS Norwood1"},null,{"$f":"IF(CommentaryInput!D3761=\"\",\"\",CommentaryInput!D3761)","v":"Predominately residential."}]
[null,null,null,2,{"$f":"$C3793&D3797","v":"TAS Norwood2"},null,{"$f":"IF(CommentaryInput!D3762=\"\",\"\",CommentaryInput!D3762)","v":""}]
[null,null,null,3,{"$f":"$C3793&D3798","v":"TAS Norwood3"},null,{"$f":"IF(CommentaryInput!D3763=\"\",\"\",CommentaryInput!D3763)","v":""}]
[null,null,null,4,{"$f":"$C3793&D3799","v":"TAS Norwood4"},null,{"$f":"IF(CommentaryInput!D3764=\"\",\"\",CommentaryInput!D3764)","v":""}]
[null,null,null,5,{"$f":"$C3793&D3800","v":"TAS Norwood5"},null,{"$f":"IF(CommentaryInput!D3765=\"\",\"\",CommentaryInput!D3765)","v":""}]
[null,null,null,null,null,null,{"$f":"IF(CommentaryInput!D3766=\"\",\"\",CommentaryInput!D3766)","v":"MEDIUM SCENARIO"}]
[null,null,null,null,null,null,{"$f":"IF(CommentaryInput!D3767=\"\",\"\",CommentaryInput!D3767)","v":"Summer"}]
[null,null,null,8,{"$f":"$C3793&D3803","v":"TAS Norwood8"},null,{"$f":"IF(CommentaryInput!D3768=\"\",\"\",CommentaryInput!D3768)","v":"Load has been declining since 2010 and is forecast to be flat over the outlook period."}]
[null,null,null,9,{"$f":"$C3793&D3804","v":"TAS Norwood9"},null,{"$f":"IF(CommentaryInput!D3769=\"\",\"\",CommentaryInput!D3769)","v":"The POE10 offset for PV and EE rises from 3.6% to 11.0% between 2015 and 2024 with EE contributing to 1.4% and 6.7% of the offset."}]
[null,null,null,10,{"$f":"$C3793&D3805","v":"TAS Norwood10"},null,{"$f":"IF(CommentaryInput!D3770=\"\",\"\",CommentaryInput!D3770)","v":""}]
[null,null,null,11,{"$f":"$C3793&D3806","v":"TAS Norwood11"},null,{"$f":"IF(CommentaryInput!D3771=\"\",\"\",CommentaryInput!D3771)","v":""}]
[null,null,null,12,{"$f":"$C3793&D3807","v":"TAS Norwood12"},null,{"$f":"IF(CommentaryInput!D3772=\"\",\"\",CommentaryInput!D3772)","v":""}]
[null,null,null,null,null,null,{"$f":"IF(CommentaryInput!D3773=\"\",\"\",CommentaryInput!D3773)","v":"Winter"}]
[null,null,null,13,{"$f":"$C3793&D3809","v":"TAS Norwood13"},null,{"$f":"IF(CommentaryInput!D3774=\"\",\"\",CommentaryInput!D3774)","v":"Load has been declining since 2010 and is forecast be relatively flat over the outlook period."}]
[null,null,null,14,{"$f":"$C3793&D3810","v":"TAS Norwood14"},null,{"$f":"IF(CommentaryInput!D3775=\"\",\"\",CommentaryInput!D3775)","v":"The POE10 offset for PV and EE rises from 1.3% to 2.7% between 2014 and 2023 with EE contributing to 0.5% and 2.7% of the offset."}]
[null,null,null,15,{"$f":"$C3793&D3811","v":"TAS Norwood15"},null,{"$f":"IF(CommentaryInput!D3776=\"\",\"\",CommentaryInput!D3776)","v":""}]
[null,null,null,16,{"$f":"$C3793&D3812","v":"TAS Norwood16"},null,{"$f":"IF(CommentaryInput!D3777=\"\",\"\",CommentaryInput!D3777)","v":""}]
[null,null,null,17,{"$f":"$C3793&D3813","v":"TAS Norwood17"},null,{"$f":"IF(CommentaryInput!D3778=\"\",\"\",CommentaryInput!D3778)","v":""}]
[null,null,null,null,null,null,{"$f":"IF(CommentaryInput!D3779=\"\",\"\",CommentaryInput!D3779)","v":"Other"}]
[null,null,null,18,{"$f":"$C3793&D3815","v":"TAS Norwood18"},null,{"$f":"IF(CommentaryInput!D3780=\"\",\"\",CommentaryInput!D3780)","v":"Connection point in the greater Launceston area."}]
[null,null,null,19,{"$f":"$C3793&D3816","v":"TAS Norwood19"},null,{"$f":"IF(CommentaryInput!D3781=\"\",\"\",CommentaryInput!D3781)","v":"The connection point is Winter peaking. "}]
[null,null,null,20,{"$f":"$C3793&D3817","v":"TAS Norwood20"},null,{"$f":"IF(CommentaryInput!D3782=\"\",\"\",CommentaryInput!D3782)","v":"Demand in weather sensitive in the Winter only."}]
[null,null,null,21,{"$f":"$C3793&D3818","v":"TAS Norwood21"},null,{"$f":"IF(CommentaryInput!D3783=\"\",\"\",CommentaryInput!D3783)","v":"Load was transferred to Hadspen in 2006 and 2010 with another transfer to St. Leonards in 2012. "}]
[null,null,null,22,{"$f":"$C3793&D3819","v":"TAS Norwood22"},null,{"$f":"IF(CommentaryInput!D3784=\"\",\"\",CommentaryInput!D3784)","v":"Diversity factors: summer = 0.85; winter = 0.88."}]
[null,null,null,23,{"$f":"$C3793&D3820","v":"TAS Norwood23"},null,""]
[null,null,null,24,{"$f":"$C3793&D3821","v":"TAS Norwood24"}]
[null,null,null,25,{"$f":"$C3793&D3822","v":"TAS Norwood25"},null,""]
[null,null,null,null,null,null,{"$f":"IF(CommentaryInput!D3788=\"\",\"\",CommentaryInput!D3788)","v":""}]
[null,null,"TAS Palmerston",null,null,null,{"$f":"IF(CommentaryInput!D3789=\"\",\"\",CommentaryInput!D3789)","v":""}]
[null,null,null,null,null,null,{"$f":"IF(CommentaryInput!D3790=\"\",\"\",CommentaryInput!D3790)","v":""}]
[null,null,null,null,null,null,{"$f":"IF(CommentaryInput!D3791=\"\",\"\",CommentaryInput!D3791)","v":"MAIN SECTORS"}]
[null,null,null,1,{"$f":"$C3824&D3827","v":"TAS Palmerston1"},null,{"$f":"IF(CommentaryInput!D3792=\"\",\"\",CommentaryInput!D3792)","v":"Predominantly agricultural."}]
[null,null,null,2,{"$f":"$C3824&D3828","v":"TAS Palmerston2"},null,{"$f":"IF(CommentaryInput!D3793=\"\",\"\",CommentaryInput!D3793)","v":""}]
[null,null,null,3,{"$f":"$C3824&D3829","v":"TAS Palmerston3"},null,{"$f":"IF(CommentaryInput!D3794=\"\",\"\",CommentaryInput!D3794)","v":""}]
[null,null,null,4,{"$f":"$C3824&D3830","v":"TAS Palmerston4"},null,{"$f":"IF(CommentaryInput!D3795=\"\",\"\",CommentaryInput!D3795)","v":""}]
[null,null,null,5,{"$f":"$C3824&D3831","v":"TAS Palmerston5"},null,{"$f":"IF(CommentaryInput!D3796=\"\",\"\",CommentaryInput!D3796)","v":""}]
[null,null,null,null,null,null,{"$f":"IF(CommentaryInput!D3797=\"\",\"\",CommentaryInput!D3797)","v":"MEDIUM SCENARIO"}]
[null,null,null,null,null,null,{"$f":"IF(CommentaryInput!D3798=\"\",\"\",CommentaryInput!D3798)","v":"Summer"}]
[null,null,null,8,{"$f":"$C3824&D3834","v":"TAS Palmerston8"},null,{"$f":"IF(CommentaryInput!D3799=\"\",\"\",CommentaryInput!D3799)","v":"Historical load peaked in 2008 and 2010."}]
[null,null,null,9,{"$f":"$C3824&D3835","v":"TAS Palmerston9"},null,{"$f":"IF(CommentaryInput!D3800=\"\",\"\",CommentaryInput!D3800)","v":"Load is forecast to increase at a low rate over the outlook period."}]
[null,null,null,10,{"$f":"$C3824&D3836","v":"TAS Palmerston10"},null,{"$f":"IF(CommentaryInput!D3801=\"\",\"\",CommentaryInput!D3801)","v":"The POE10 offset for PV and EE rises from 1.2% to 3.8% between 2015 and 2024 with EE contributing to 0.6% and 2.5% of the offset."}]
[null,null,null,11,{"$f":"$C3824&D3837","v":"TAS Palmerston11"},null,{"$f":"IF(CommentaryInput!D3802=\"\",\"\",CommentaryInput!D3802)","v":""}]
[null,null,null,12,{"$f":"$C3824&D3838","v":"TAS Palmerston12"},null,{"$f":"IF(CommentaryInput!D3803=\"\",\"\",CommentaryInput!D3803)","v":""}]
[null,null,null,null,null,null,{"$f":"IF(CommentaryInput!D3804=\"\",\"\",CommentaryInput!D3804)","v":"Winter"}]
[null,null,null,13,{"$f":"$C3824&D3840","v":"TAS Palmerston13"},null,{"$f":"IF(CommentaryInput!D3805=\"\",\"\",CommentaryInput!D3805)","v":"Historical load dropped significantly in 2008 followed by a small decline over the past 5 years."}]
[null,null,null,14,{"$f":"$C3824&D3841","v":"TAS Palmerston14"},null,{"$f":"IF(CommentaryInput!D3806=\"\",\"\",CommentaryInput!D3806)","v":"It is forecast to increase in 2015 before flattening for the remainder of the outlook period."}]
[null,null,null,15,{"$f":"$C3824&D3842","v":"TAS Palmerston15"},null,{"$f":"IF(CommentaryInput!D3807=\"\",\"\",CommentaryInput!D3807)","v":"The POE10 offset for PV and EE rises from 2.7% to 5.3% between 2014 and 2023 with EE contributing to 1.2% and 5.3% of the offset."}]
[null,null,null,16,{"$f":"$C3824&D3843","v":"TAS Palmerston16"},null,{"$f":"IF(CommentaryInput!D3808=\"\",\"\",CommentaryInput!D3808)","v":""}]
[null,null,null,17,{"$f":"$C3824&D3844","v":"TAS Palmerston17"},null,{"$f":"IF(CommentaryInput!D3809=\"\",\"\",CommentaryInput!D3809)","v":""}]
[null,null,null,null,null,null,{"$f":"IF(CommentaryInput!D3810=\"\",\"\",CommentaryInput!D3810)","v":"Other"}]
[null,null,null,18,{"$f":"$C3824&D3846","v":"TAS Palmerston18"},null,{"$f":"IF(CommentaryInput!D3811=\"\",\"\",CommentaryInput!D3811)","v":"A Summer peaking connection point with more volatile in the Summer due to irrigation."}]
[null,null,null,19,{"$f":"$C3824&D3847","v":"TAS Palmerston19"},null,{"$f":"IF(CommentaryInput!D3812=\"\",\"\",CommentaryInput!D3812)","v":"Neither season is weather sensitive."}]
[null,null,null,20,{"$f":"$C3824&D3848","v":"TAS Palmerston20"},null,{"$f":"IF(CommentaryInput!D3813=\"\",\"\",CommentaryInput!D3813)","v":"General area has a strong dairy-related agricultural sector."}]
[null,null,null,21,{"$f":"$C3824&D3849","v":"TAS Palmerston21"},null,{"$f":"IF(CommentaryInput!D3814=\"\",\"\",CommentaryInput!D3814)","v":"Diversity factors: summer = 0.57; winter = 0.88."}]
[null,null,null,22,{"$f":"$C3824&D3850","v":"TAS Palmerston22"},null,{"$f":"IF(CommentaryInput!D3815=\"\",\"\",CommentaryInput!D3815)","v":""}]
[null,null,null,23,{"$f":"$C3824&D3851","v":"TAS Palmerston23"},null,""]
[null,null,null,24,{"$f":"$C3824&D3852","v":"TAS Palmerston24"}]
[null,null,null,25,{"$f":"$C3824&D3853","v":"TAS Palmerston25"},null,""]
[null,null,null,null,null,null,{"$f":"IF(CommentaryInput!D3819=\"\",\"\",CommentaryInput!D3819)","v":""}]
[null,null,"TAS Queenstown",null,null,null,{"$f":"IF(CommentaryInput!D3820=\"\",\"\",CommentaryInput!D3820)","v":""}]
[null,null,null,null,null,null,{"$f":"IF(CommentaryInput!D3821=\"\",\"\",CommentaryInput!D3821)","v":""}]
[null,null,null,null,null,null,{"$f":"IF(CommentaryInput!D3822=\"\",\"\",CommentaryInput!D3822)","v":"MAIN SECTORS"}]
[null,null,null,1,{"$f":"$C3855&D3858","v":"TAS Queenstown1"},null,{"$f":"IF(CommentaryInput!D3823=\"\",\"\",CommentaryInput!D3823)","v":"Predominately residential and agricultural."}]
[null,null,null,2,{"$f":"$C3855&D3859","v":"TAS Queenstown2"},null,{"$f":"IF(CommentaryInput!D3824=\"\",\"\",CommentaryInput!D3824)","v":""}]
[null,null,null,3,{"$f":"$C3855&D3860","v":"TAS Queenstown3"},null,{"$f":"IF(CommentaryInput!D3825=\"\",\"\",CommentaryInput!D3825)","v":""}]
[null,null,null,4,{"$f":"$C3855&D3861","v":"TAS Queenstown4"},null,{"$f":"IF(CommentaryInput!D3826=\"\",\"\",CommentaryInput!D3826)","v":""}]
[null,null,null,5,{"$f":"$C3855&D3862","v":"TAS Queenstown5"},null,{"$f":"IF(CommentaryInput!D3827=\"\",\"\",CommentaryInput!D3827)","v":""}]
[null,null,null,null,null,null,{"$f":"IF(CommentaryInput!D3828=\"\",\"\",CommentaryInput!D3828)","v":"MEDIUM SCENARIO"}]
[null,null,null,null,null,null,{"$f":"IF(CommentaryInput!D3829=\"\",\"\",CommentaryInput!D3829)","v":"Summer"}]
[null,null,null,8,{"$f":"$C3855&D3865","v":"TAS Queenstown8"},null,{"$f":"IF(CommentaryInput!D3830=\"\",\"\",CommentaryInput!D3830)","v":"Historical load has remained below 5 MW since 2010."}]
[null,null,null,9,{"$f":"$C3855&D3866","v":"TAS Queenstown9"},null,{"$f":"IF(CommentaryInput!D3831=\"\",\"\",CommentaryInput!D3831)","v":"Load growth occurs from 2020 onwards, which is similar to the system forecasts."}]
[null,null,null,10,{"$f":"$C3855&D3867","v":"TAS Queenstown10"},null,{"$f":"IF(CommentaryInput!D3832=\"\",\"\",CommentaryInput!D3832)","v":"The POE10 offset for PV and EE rises from 3.9% to 12.8% between 2015 and 2024 with EE contributing to 1.6% and 7.9% of the offset."}]
[null,null,null,11,{"$f":"$C3855&D3868","v":"TAS Queenstown11"},null,{"$f":"IF(CommentaryInput!D3833=\"\",\"\",CommentaryInput!D3833)","v":""}]
[null,null,null,12,{"$f":"$C3855&D3869","v":"TAS Queenstown12"},null,{"$f":"IF(CommentaryInput!D3834=\"\",\"\",CommentaryInput!D3834)","v":""}]
[null,null,null,null,null,null,{"$f":"IF(CommentaryInput!D3835=\"\",\"\",CommentaryInput!D3835)","v":"Winter"}]
[null,null,null,13,{"$f":"$C3855&D3871","v":"TAS Queenstown13"},null,{"$f":"IF(CommentaryInput!D3836=\"\",\"\",CommentaryInput!D3836)","v":"Historical load has been declining since 2009, with a small increase in 2013."}]
[null,null,null,14,{"$f":"$C3855&D3872","v":"TAS Queenstown14"},null,{"$f":"IF(CommentaryInput!D3837=\"\",\"\",CommentaryInput!D3837)","v":"It is forecast to increase in 2015 due to block load before declining for the remainder of the outlook period."}]
[null,null,null,15,{"$f":"$C3855&D3873","v":"TAS Queenstown15"},null,{"$f":"IF(CommentaryInput!D3838=\"\",\"\",CommentaryInput!D3838)","v":"The POE10 offset for PV and EE rises from 3.2% to 6.1% between 2014 and 2023 with EE contributing to 1.3% and 6.1% of the offset."}]
[null,null,null,16,{"$f":"$C3855&D3874","v":"TAS Queenstown16"},null,{"$f":"IF(CommentaryInput!D3839=\"\",\"\",CommentaryInput!D3839)","v":""}]
[null,null,null,17,{"$f":"$C3855&D3875","v":"TAS Queenstown17"},null,{"$f":"IF(CommentaryInput!D3840=\"\",\"\",CommentaryInput!D3840)","v":""}]
[null,null,null,null,null,null,{"$f":"IF(CommentaryInput!D3841=\"\",\"\",CommentaryInput!D3841)","v":"Other"}]
[null,null,null,18,{"$f":"$C3855&D3877","v":"TAS Queenstown18"},null,{"$f":"IF(CommentaryInput!D3842=\"\",\"\",CommentaryInput!D3842)","v":"Connection point serving the Queenstown area."}]
[null,null,null,19,{"$f":"$C3855&D3878","v":"TAS Queenstown19"},null,{"$f":"IF(CommentaryInput!D3843=\"\",\"\",CommentaryInput!D3843)","v":"The connection point is Winter peaking. "}]
[null,null,null,20,{"$f":"$C3855&D3879","v":"TAS Queenstown20"},null,{"$f":"IF(CommentaryInput!D3844=\"\",\"\",CommentaryInput!D3844)","v":"Demand is weather sensitive in both seasons."}]
[null,null,null,21,{"$f":"$C3855&D3880","v":"TAS Queenstown21"},null,{"$f":"IF(CommentaryInput!D3845=\"\",\"\",CommentaryInput!D3845)","v":"Commercial development block load scheduled to come online in late-2014."}]
[null,null,null,22,{"$f":"$C3855&D3881","v":"TAS Queenstown22"},null,{"$f":"IF(CommentaryInput!D3846=\"\",\"\",CommentaryInput!D3846)","v":"Diversity factors: summer = 0.82; winter = 0.89."}]
[null,null,null,23,{"$f":"$C3855&D3882","v":"TAS Queenstown23"},null,""]
[null,null,null,24,{"$f":"$C3855&D3883","v":"TAS Queenstown24"}]
[null,null,null,25,{"$f":"$C3855&D3884","v":"TAS Queenstown25"},null,""]
[null,null,null,null,null,null,{"$f":"IF(CommentaryInput!D3850=\"\",\"\",CommentaryInput!D3850)","v":""}]
[null,null,"TAS Risdon",null,null,null,{"$f":"IF(CommentaryInput!D3851=\"\",\"\",CommentaryInput!D3851)","v":""}]
[null,null,null,null,null,null,{"$f":"IF(CommentaryInput!D3852=\"\",\"\",CommentaryInput!D3852)","v":""}]
[null,null,null,null,null,null,{"$f":"IF(CommentaryInput!D3853=\"\",\"\",CommentaryInput!D3853)","v":"MAIN SECTORS"}]
[null,null,null,1,{"$f":"$C3886&D3889","v":"TAS Risdon1"},null,{"$f":"IF(CommentaryInput!D3854=\"\",\"\",CommentaryInput!D3854)","v":"Predominantly residential and commercial."}]
[null,null,null,2,{"$f":"$C3886&D3890","v":"TAS Risdon2"},null,{"$f":"IF(CommentaryInput!D3855=\"\",\"\",CommentaryInput!D3855)","v":""}]
[null,null,null,3,{"$f":"$C3886&D3891","v":"TAS Risdon3"},null,{"$f":"IF(CommentaryInput!D3856=\"\",\"\",CommentaryInput!D3856)","v":""}]
[null,null,null,4,{"$f":"$C3886&D3892","v":"TAS Risdon4"},null,{"$f":"IF(CommentaryInput!D3857=\"\",\"\",CommentaryInput!D3857)","v":""}]
[null,null,null,5,{"$f":"$C3886&D3893","v":"TAS Risdon5"},null,{"$f":"IF(CommentaryInput!D3858=\"\",\"\",CommentaryInput!D3858)","v":""}]
[null,null,null,null,null,null,{"$f":"IF(CommentaryInput!D3859=\"\",\"\",CommentaryInput!D3859)","v":"MEDIUM SCENARIO"}]
[null,null,null,null,null,null,{"$f":"IF(CommentaryInput!D3860=\"\",\"\",CommentaryInput!D3860)","v":"Summer"}]
[null,null,null,8,{"$f":"$C3886&D3896","v":"TAS Risdon8"},null,{"$f":"IF(CommentaryInput!D3861=\"\",\"\",CommentaryInput!D3861)","v":"Historical load declined between 2010 and 2013 before increasing in 2014."}]
[null,null,null,9,{"$f":"$C3886&D3897","v":"TAS Risdon9"},null,{"$f":"IF(CommentaryInput!D3862=\"\",\"\",CommentaryInput!D3862)","v":"It is forecast to increase at a steady rate over the outlook period."}]
[null,null,null,10,{"$f":"$C3886&D3898","v":"TAS Risdon10"},null,{"$f":"IF(CommentaryInput!D3863=\"\",\"\",CommentaryInput!D3863)","v":"The POE10 offset for PV and EE rises from 1.8% to 5.0% between 2015 and 2024 with EE contributing to 0.7% and 3.1% of the offset."}]
[null,null,null,11,{"$f":"$C3886&D3899","v":"TAS Risdon11"},null,{"$f":"IF(CommentaryInput!D3864=\"\",\"\",CommentaryInput!D3864)","v":""}]
[null,null,null,12,{"$f":"$C3886&D3900","v":"TAS Risdon12"},null,{"$f":"IF(CommentaryInput!D3865=\"\",\"\",CommentaryInput!D3865)","v":""}]
[null,null,null,null,null,null,{"$f":"IF(CommentaryInput!D3866=\"\",\"\",CommentaryInput!D3866)","v":"Winter"}]
[null,null,null,13,{"$f":"$C3886&D3902","v":"TAS Risdon13"},null,{"$f":"IF(CommentaryInput!D3867=\"\",\"\",CommentaryInput!D3867)","v":"Historical load reached it's lowest point in 2010 and has been trending upwards since."}]
[null,null,null,14,{"$f":"$C3886&D3903","v":"TAS Risdon14"},null,{"$f":"IF(CommentaryInput!D3868=\"\",\"\",CommentaryInput!D3868)","v":"It is forecast to increase for two years, before flattening over the remainder of the outlook period."}]
[null,null,null,15,{"$f":"$C3886&D3904","v":"TAS Risdon15"},null,{"$f":"IF(CommentaryInput!D3869=\"\",\"\",CommentaryInput!D3869)","v":"The POE10 offset for PV and EE rises from 1.2% to 2.3% between 2014 and 2023 with EE contributing to 0.5% and 2.3% of the offset."}]
[null,null,null,16,{"$f":"$C3886&D3905","v":"TAS Risdon16"},null,{"$f":"IF(CommentaryInput!D3870=\"\",\"\",CommentaryInput!D3870)","v":""}]
[null,null,null,17,{"$f":"$C3886&D3906","v":"TAS Risdon17"},null,{"$f":"IF(CommentaryInput!D3871=\"\",\"\",CommentaryInput!D3871)","v":""}]
[null,null,null,null,null,null,{"$f":"IF(CommentaryInput!D3872=\"\",\"\",CommentaryInput!D3872)","v":"Other"}]
[null,null,null,18,{"$f":"$C3886&D3908","v":"TAS Risdon18"},null,{"$f":"IF(CommentaryInput!D3873=\"\",\"\",CommentaryInput!D3873)","v":"Step increases in 2016 due to block loads coming on."}]
[null,null,null,19,{"$f":"$C3886&D3909","v":"TAS Risdon19"},null,{"$f":"IF(CommentaryInput!D3874=\"\",\"\",CommentaryInput!D3874)","v":"One of them is the Royal Hobart Hospital which is currently assumed to be completed. AEMO is monitoring any further developments."}]
[null,null,null,20,{"$f":"$C3886&D3910","v":"TAS Risdon20"},null,{"$f":"IF(CommentaryInput!D3875=\"\",\"\",CommentaryInput!D3875)","v":"Diversity factors: summer = 0.79; winter = 0.88."}]
[null,null,null,21,{"$f":"$C3886&D3911","v":"TAS Risdon21"},null,{"$f":"IF(CommentaryInput!D3876=\"\",\"\",CommentaryInput!D3876)","v":""}]
[null,null,null,22,{"$f":"$C3886&D3912","v":"TAS Risdon22"},null,{"$f":"IF(CommentaryInput!D3877=\"\",\"\",CommentaryInput!D3877)","v":""}]
[null,null,null,23,{"$f":"$C3886&D3913","v":"TAS Risdon23"},null,""]
[null,null,null,24,{"$f":"$C3886&D3914","v":"TAS Risdon24"}]
[null,null,null,25,{"$f":"$C3886&D3915","v":"TAS Risdon25"},null,""]
[null,null,null,null,null,null,{"$f":"IF(CommentaryInput!D3881=\"\",\"\",CommentaryInput!D3881)","v":""}]
[null,null,"TAS Rokeby",null,null,null,{"$f":"IF(CommentaryInput!D3882=\"\",\"\",CommentaryInput!D3882)","v":""}]
[null,null,null,null,null,null,{"$f":"IF(CommentaryInput!D3883=\"\",\"\",CommentaryInput!D3883)","v":""}]
[null,null,null,null,null,null,{"$f":"IF(CommentaryInput!D3884=\"\",\"\",CommentaryInput!D3884)","v":"MAIN SECTORS"}]
[null,null,null,1,{"$f":"$C3917&D3920","v":"TAS Rokeby1"},null,{"$f":"IF(CommentaryInput!D3885=\"\",\"\",CommentaryInput!D3885)","v":"Predominantly residential."}]
[null,null,null,2,{"$f":"$C3917&D3921","v":"TAS Rokeby2"},null,{"$f":"IF(CommentaryInput!D3886=\"\",\"\",CommentaryInput!D3886)","v":""}]
[null,null,null,3,{"$f":"$C3917&D3922","v":"TAS Rokeby3"},null,{"$f":"IF(CommentaryInput!D3887=\"\",\"\",CommentaryInput!D3887)","v":""}]
[null,null,null,4,{"$f":"$C3917&D3923","v":"TAS Rokeby4"},null,{"$f":"IF(CommentaryInput!D3888=\"\",\"\",CommentaryInput!D3888)","v":""}]
[null,null,null,5,{"$f":"$C3917&D3924","v":"TAS Rokeby5"},null,{"$f":"IF(CommentaryInput!D3889=\"\",\"\",CommentaryInput!D3889)","v":""}]
[null,null,null,null,null,null,{"$f":"IF(CommentaryInput!D3890=\"\",\"\",CommentaryInput!D3890)","v":"MEDIUM SCENARIO"}]
[null,null,null,null,null,null,{"$f":"IF(CommentaryInput!D3891=\"\",\"\",CommentaryInput!D3891)","v":"Summer"}]
[null,null,null,8,{"$f":"$C3917&D3927","v":"TAS Rokeby8"},null,{"$f":"IF(CommentaryInput!D3892=\"\",\"\",CommentaryInput!D3892)","v":"Historical load peaked in 2009."}]
[null,null,null,9,{"$f":"$C3917&D3928","v":"TAS Rokeby9"},null,{"$f":"IF(CommentaryInput!D3893=\"\",\"\",CommentaryInput!D3893)","v":"However, after adjusting for load transfers historical trend shows positive growth."}]
[null,null,null,10,{"$f":"$C3917&D3929","v":"TAS Rokeby10"},null,{"$f":"IF(CommentaryInput!D3894=\"\",\"\",CommentaryInput!D3894)","v":"It is forecast to increase at a low rate over the outlook period."}]
[null,null,null,11,{"$f":"$C3917&D3930","v":"TAS Rokeby11"},null,{"$f":"IF(CommentaryInput!D3895=\"\",\"\",CommentaryInput!D3895)","v":"The POE10 offset for PV and EE rises from 5.7% to 17.8% between 2015 and 2024 with EE contributing to 2.3% and 10.8% of the offset."}]
[null,null,null,12,{"$f":"$C3917&D3931","v":"TAS Rokeby12"},null,{"$f":"IF(CommentaryInput!D3896=\"\",\"\",CommentaryInput!D3896)","v":""}]
[null,null,null,null,null,null,{"$f":"IF(CommentaryInput!D3897=\"\",\"\",CommentaryInput!D3897)","v":"Winter"}]
[null,null,null,13,{"$f":"$C3917&D3933","v":"TAS Rokeby13"},null,{"$f":"IF(CommentaryInput!D3898=\"\",\"\",CommentaryInput!D3898)","v":"Historical load peaked in 2008, then fell dramatically due to load transfers."}]
[null,null,null,14,{"$f":"$C3917&D3934","v":"TAS Rokeby14"},null,{"$f":"IF(CommentaryInput!D3899=\"\",\"\",CommentaryInput!D3899)","v":"Adjusting for this, load remained constant until 2010 and declines thereafter."}]
[null,null,null,15,{"$f":"$C3917&D3935","v":"TAS Rokeby15"},null,{"$f":"IF(CommentaryInput!D3900=\"\",\"\",CommentaryInput!D3900)","v":"It is forecast to increase over the next two years, then remaining flat for the rest of the outlook period."}]
[null,null,null,16,{"$f":"$C3917&D3936","v":"TAS Rokeby16"},null,{"$f":"IF(CommentaryInput!D3901=\"\",\"\",CommentaryInput!D3901)","v":"The POE10 offset for PV and EE rises from 3.0% to 6.1% between 2014 and 2023 with EE contributing to 1.2% and 6.1% of the offset."}]
[null,null,null,17,{"$f":"$C3917&D3937","v":"TAS Rokeby17"},null,{"$f":"IF(CommentaryInput!D3902=\"\",\"\",CommentaryInput!D3902)","v":""}]
[null,null,null,null,null,null,{"$f":"IF(CommentaryInput!D3903=\"\",\"\",CommentaryInput!D3903)","v":"Other"}]
[null,null,null,18,{"$f":"$C3917&D3939","v":"TAS Rokeby18"},null,{"$f":"IF(CommentaryInput!D3904=\"\",\"\",CommentaryInput!D3904)","v":"Connection point in the greater Hobart area."}]
[null,null,null,19,{"$f":"$C3917&D3940","v":"TAS Rokeby19"},null,{"$f":"IF(CommentaryInput!D3905=\"\",\"\",CommentaryInput!D3905)","v":"The connection point is Winter peaking. "}]
[null,null,null,20,{"$f":"$C3917&D3941","v":"TAS Rokeby20"},null,{"$f":"IF(CommentaryInput!D3906=\"\",\"\",CommentaryInput!D3906)","v":"Demand is weather sensitive in winter  only."}]
[null,null,null,21,{"$f":"$C3917&D3942","v":"TAS Rokeby21"},null,{"$f":"IF(CommentaryInput!D3907=\"\",\"\",CommentaryInput!D3907)","v":"Load was transferred to Lindisfarne in 2008 and to Mornington in 2012."}]
[null,null,null,22,{"$f":"$C3917&D3943","v":"TAS Rokeby22"},null,{"$f":"IF(CommentaryInput!D3908=\"\",\"\",CommentaryInput!D3908)","v":"Diversity factors: summer = 0.94; winter = 0.9."}]
[null,null,null,23,{"$f":"$C3917&D3944","v":"TAS Rokeby23"},null,""]
[null,null,null,24,{"$f":"$C3917&D3945","v":"TAS Rokeby24"}]
[null,null,null,25,{"$f":"$C3917&D3946","v":"TAS Rokeby25"},null,""]
[null,null,null,null,null,null,{"$f":"IF(CommentaryInput!D3912=\"\",\"\",CommentaryInput!D3912)","v":""}]
[null,null,"TAS Scottsdale",null,null,null,{"$f":"IF(CommentaryInput!D3913=\"\",\"\",CommentaryInput!D3913)","v":""}]
[null,null,null,null,null,null,{"$f":"IF(CommentaryInput!D3914=\"\",\"\",CommentaryInput!D3914)","v":""}]
[null,null,null,null,null,null,{"$f":"IF(CommentaryInput!D3915=\"\",\"\",CommentaryInput!D3915)","v":"MAIN SECTORS"}]
[null,null,null,1,{"$f":"$C3948&D3951","v":"TAS Scottsdale1"},null,{"$f":"IF(CommentaryInput!D3916=\"\",\"\",CommentaryInput!D3916)","v":"Predominantly residential and agricultural."}]
[null,null,null,2,{"$f":"$C3948&D3952","v":"TAS Scottsdale2"},null,{"$f":"IF(CommentaryInput!D3917=\"\",\"\",CommentaryInput!D3917)","v":""}]
[null,null,null,3,{"$f":"$C3948&D3953","v":"TAS Scottsdale3"},null,{"$f":"IF(CommentaryInput!D3918=\"\",\"\",CommentaryInput!D3918)","v":""}]
[null,null,null,4,{"$f":"$C3948&D3954","v":"TAS Scottsdale4"},null,{"$f":"IF(CommentaryInput!D3919=\"\",\"\",CommentaryInput!D3919)","v":""}]
[null,null,null,5,{"$f":"$C3948&D3955","v":"TAS Scottsdale5"},null,{"$f":"IF(CommentaryInput!D3920=\"\",\"\",CommentaryInput!D3920)","v":""}]
[null,null,null,null,null,null,{"$f":"IF(CommentaryInput!D3921=\"\",\"\",CommentaryInput!D3921)","v":"MEDIUM SCENARIO"}]
[null,null,null,null,null,null,{"$f":"IF(CommentaryInput!D3922=\"\",\"\",CommentaryInput!D3922)","v":"Summer"}]
[null,null,null,8,{"$f":"$C3948&D3958","v":"TAS Scottsdale8"},null,{"$f":"IF(CommentaryInput!D3923=\"\",\"\",CommentaryInput!D3923)","v":"Historical load declined until 2011 and while it has been trending upwards since then, the overall historical trend is still down."}]
[null,null,null,9,{"$f":"$C3948&D3959","v":"TAS Scottsdale9"},null,{"$f":"IF(CommentaryInput!D3924=\"\",\"\",CommentaryInput!D3924)","v":"Load is forecast to remain relatively flat over the outlook period."}]
[null,null,null,10,{"$f":"$C3948&D3960","v":"TAS Scottsdale10"},null,{"$f":"IF(CommentaryInput!D3925=\"\",\"\",CommentaryInput!D3925)","v":"The POE10 offset for PV and EE rises from 4.2% to 14.4% between 2015 and 2024 with EE contributing to 1.8% and 9.0% of the offset."}]
[null,null,null,11,{"$f":"$C3948&D3961","v":"TAS Scottsdale11"},null,{"$f":"IF(CommentaryInput!D3926=\"\",\"\",CommentaryInput!D3926)","v":""}]
[null,null,null,12,{"$f":"$C3948&D3962","v":"TAS Scottsdale12"},null,{"$f":"IF(CommentaryInput!D3927=\"\",\"\",CommentaryInput!D3927)","v":""}]
[null,null,null,null,null,null,{"$f":"IF(CommentaryInput!D3928=\"\",\"\",CommentaryInput!D3928)","v":"Winter"}]
[null,null,null,13,{"$f":"$C3948&D3964","v":"TAS Scottsdale13"},null,{"$f":"IF(CommentaryInput!D3929=\"\",\"\",CommentaryInput!D3929)","v":"Historical load has been trending downwards since 2005."}]
[null,null,null,14,{"$f":"$C3948&D3965","v":"TAS Scottsdale14"},null,{"$f":"IF(CommentaryInput!D3930=\"\",\"\",CommentaryInput!D3930)","v":"It is forecast to remain relatively flat over the outlook period."}]
[null,null,null,15,{"$f":"$C3948&D3966","v":"TAS Scottsdale15"},null,{"$f":"IF(CommentaryInput!D3931=\"\",\"\",CommentaryInput!D3931)","v":"The POE10 offset for PV and EE rises from 3.9% to 8.4% between 2014 and 2023 with EE contributing to 1.7% and 8.4% of the offset."}]
[null,null,null,16,{"$f":"$C3948&D3967","v":"TAS Scottsdale16"},null,{"$f":"IF(CommentaryInput!D3932=\"\",\"\",CommentaryInput!D3932)","v":""}]
[null,null,null,17,{"$f":"$C3948&D3968","v":"TAS Scottsdale17"},null,{"$f":"IF(CommentaryInput!D3933=\"\",\"\",CommentaryInput!D3933)","v":""}]
[null,null,null,null,null,null,{"$f":"IF(CommentaryInput!D3934=\"\",\"\",CommentaryInput!D3934)","v":"Other"}]
[null,null,null,18,{"$f":"$C3948&D3970","v":"TAS Scottsdale18"},null,{"$f":"IF(CommentaryInput!D3935=\"\",\"\",CommentaryInput!D3935)","v":"Connection point serving the Scottsdale township and greater area."}]
[null,null,null,19,{"$f":"$C3948&D3971","v":"TAS Scottsdale19"},null,{"$f":"IF(CommentaryInput!D3936=\"\",\"\",CommentaryInput!D3936)","v":"A Winter peaking connection point but recent years show similar levels for both seasons."}]
[null,null,null,20,{"$f":"$C3948&D3972","v":"TAS Scottsdale20"},null,{"$f":"IF(CommentaryInput!D3937=\"\",\"\",CommentaryInput!D3937)","v":"Demand is weather sensitive in winter  only."}]
[null,null,null,21,{"$f":"$C3948&D3973","v":"TAS Scottsdale21"},null,{"$f":"IF(CommentaryInput!D3938=\"\",\"\",CommentaryInput!D3938)","v":"Two block loads went offline in 2008 and 2012 respectively."}]
[null,null,null,22,{"$f":"$C3948&D3974","v":"TAS Scottsdale22"},null,{"$f":"IF(CommentaryInput!D3939=\"\",\"\",CommentaryInput!D3939)","v":"Diversity factors: summer = 0.78; winter = 0.92."}]
[null,null,null,23,{"$f":"$C3948&D3975","v":"TAS Scottsdale23"},null,""]
[null,null,null,24,{"$f":"$C3948&D3976","v":"TAS Scottsdale24"}]
[null,null,null,25,{"$f":"$C3948&D3977","v":"TAS Scottsdale25"},null,""]
[null,null,null,null,null,null,{"$f":"IF(CommentaryInput!D3943=\"\",\"\",CommentaryInput!D3943)","v":""}]
[null,null,"TAS St. Leonards",null,null,null,{"$f":"IF(CommentaryInput!D3944=\"\",\"\",CommentaryInput!D3944)","v":""}]
[null,null,null,null,null,null,{"$f":"IF(CommentaryInput!D3945=\"\",\"\",CommentaryInput!D3945)","v":""}]
[null,null,null,null,null,null,{"$f":"IF(CommentaryInput!D3946=\"\",\"\",CommentaryInput!D3946)","v":"MAIN SECTORS"}]
[null,null,null,1,{"$f":"$C3979&D3982","v":"TAS St. Leonards1"},null,{"$f":"IF(CommentaryInput!D3947=\"\",\"\",CommentaryInput!D3947)","v":"Predominantly residential."}]
[null,null,null,2,{"$f":"$C3979&D3983","v":"TAS St. Leonards2"},null,{"$f":"IF(CommentaryInput!D3948=\"\",\"\",CommentaryInput!D3948)","v":""}]
[null,null,null,3,{"$f":"$C3979&D3984","v":"TAS St. Leonards3"},null,{"$f":"IF(CommentaryInput!D3949=\"\",\"\",CommentaryInput!D3949)","v":""}]
[null,null,null,4,{"$f":"$C3979&D3985","v":"TAS St. Leonards4"},null,{"$f":"IF(CommentaryInput!D3950=\"\",\"\",CommentaryInput!D3950)","v":""}]
[null,null,null,5,{"$f":"$C3979&D3986","v":"TAS St. Leonards5"},null,{"$f":"IF(CommentaryInput!D3951=\"\",\"\",CommentaryInput!D3951)","v":""}]
[null,null,null,null,null,null,{"$f":"IF(CommentaryInput!D3952=\"\",\"\",CommentaryInput!D3952)","v":"MEDIUM SCENARIO"}]
[null,null,null,null,null,null,{"$f":"IF(CommentaryInput!D3953=\"\",\"\",CommentaryInput!D3953)","v":"Summer"}]
[null,null,null,8,{"$f":"$C3979&D3989","v":"TAS St. Leonards8"},null,{"$f":"IF(CommentaryInput!D3954=\"\",\"\",CommentaryInput!D3954)","v":"This connection point commenced operation in 2012."}]
[null,null,null,9,{"$f":"$C3979&D3990","v":"TAS St. Leonards9"},null,{"$f":"IF(CommentaryInput!D3955=\"\",\"\",CommentaryInput!D3955)","v":"The load increased over the past year, but is forecast to remain relatively flat over the outlook period."}]
[null,null,null,10,{"$f":"$C3979&D3991","v":"TAS St. Leonards10"},null,{"$f":"IF(CommentaryInput!D3956=\"\",\"\",CommentaryInput!D3956)","v":"The POE10 offset for PV and EE rises from 5.7% to 21.1% between 2015 and 2024 with EE contributing to 2.3% and 12.8% of the offset."}]
[null,null,null,11,{"$f":"$C3979&D3992","v":"TAS St. Leonards11"},null,{"$f":"IF(CommentaryInput!D3957=\"\",\"\",CommentaryInput!D3957)","v":""}]
[null,null,null,12,{"$f":"$C3979&D3993","v":"TAS St. Leonards12"},null,{"$f":"IF(CommentaryInput!D3958=\"\",\"\",CommentaryInput!D3958)","v":""}]
[null,null,null,null,null,null,{"$f":"IF(CommentaryInput!D3959=\"\",\"\",CommentaryInput!D3959)","v":"Winter"}]
[null,null,null,13,{"$f":"$C3979&D3995","v":"TAS St. Leonards13"},null,{"$f":"IF(CommentaryInput!D3960=\"\",\"\",CommentaryInput!D3960)","v":"This connection point commenced operation in 2012."}]
[null,null,null,14,{"$f":"$C3979&D3996","v":"TAS St. Leonards14"},null,{"$f":"IF(CommentaryInput!D3961=\"\",\"\",CommentaryInput!D3961)","v":"The load increased over the past year, but is forecast to remain relatively flat over the outlook period."}]
[null,null,null,15,{"$f":"$C3979&D3997","v":"TAS St. Leonards15"},null,{"$f":"IF(CommentaryInput!D3962=\"\",\"\",CommentaryInput!D3962)","v":"The POE10 offset for PV and EE rises from 5.2% to 11.1% between 2014 and 2023 with EE contributing to 2.1% and 11.1% of the offset."}]
[null,null,null,16,{"$f":"$C3979&D3998","v":"TAS St. Leonards16"},null,{"$f":"IF(CommentaryInput!D3963=\"\",\"\",CommentaryInput!D3963)","v":""}]
[null,null,null,17,{"$f":"$C3979&D3999","v":"TAS St. Leonards17"},null,{"$f":"IF(CommentaryInput!D3964=\"\",\"\",CommentaryInput!D3964)","v":""}]
[null,null,null,null,null,null,{"$f":"IF(CommentaryInput!D3965=\"\",\"\",CommentaryInput!D3965)","v":"Other"}]
[null,null,null,18,{"$f":"$C3979&D4001","v":"TAS St. Leonards18"},null,{"$f":"IF(CommentaryInput!D3966=\"\",\"\",CommentaryInput!D3966)","v":"Relatively new connection point just outside the Launceston area. Started operation late-2012."}]
[null,null,null,19,{"$f":"$C3979&D4002","v":"TAS St. Leonards19"},null,{"$f":"IF(CommentaryInput!D3967=\"\",\"\",CommentaryInput!D3967)","v":"summer and winter load levels are quite similar with limited data."}]
[null,null,null,20,{"$f":"$C3979&D4003","v":"TAS St. Leonards20"},null,{"$f":"IF(CommentaryInput!D3968=\"\",\"\",CommentaryInput!D3968)","v":"Assumed weather sensitivity for winter only due to high proportion of residential customers at this connection point and lack of historical data."}]
[null,null,null,21,{"$f":"$C3979&D4004","v":"TAS St. Leonards21"},null,{"$f":"IF(CommentaryInput!D3969=\"\",\"\",CommentaryInput!D3969)","v":"Load transferred from Mowbray and Norwood onto this connection point in 2013."}]
[null,null,null,22,{"$f":"$C3979&D4005","v":"TAS St. Leonards22"},null,{"$f":"IF(CommentaryInput!D3970=\"\",\"\",CommentaryInput!D3970)","v":"Diversity factors: summer = 0.86; winter = 0.92."}]
[null,null,null,23,{"$f":"$C3979&D4006","v":"TAS St. Leonards23"},null,""]
[null,null,null,24,{"$f":"$C3979&D4007","v":"TAS St. Leonards24"}]
[null,null,null,25,{"$f":"$C3979&D4008","v":"TAS St. Leonards25"},null,""]
[null,null,null,null,null,null,{"$f":"IF(CommentaryInput!D3974=\"\",\"\",CommentaryInput!D3974)","v":""}]
[null,null,"TAS St. Marys",null,null,null,{"$f":"IF(CommentaryInput!D3975=\"\",\"\",CommentaryInput!D3975)","v":""}]
[null,null,null,null,null,null,{"$f":"IF(CommentaryInput!D3976=\"\",\"\",CommentaryInput!D3976)","v":""}]
[null,null,null,null,null,null,{"$f":"IF(CommentaryInput!D3977=\"\",\"\",CommentaryInput!D3977)","v":"MAIN SECTORS"}]
[null,null,null,1,{"$f":"$C4010&D4013","v":"TAS St. Marys1"},null,{"$f":"IF(CommentaryInput!D3978=\"\",\"\",CommentaryInput!D3978)","v":"Predominantly residential and agricultural."}]
[null,null,null,2,{"$f":"$C4010&D4014","v":"TAS St. Marys2"},null,{"$f":"IF(CommentaryInput!D3979=\"\",\"\",CommentaryInput!D3979)","v":""}]
[null,null,null,3,{"$f":"$C4010&D4015","v":"TAS St. Marys3"},null,{"$f":"IF(CommentaryInput!D3980=\"\",\"\",CommentaryInput!D3980)","v":""}]
[null,null,null,4,{"$f":"$C4010&D4016","v":"TAS St. Marys4"},null,{"$f":"IF(CommentaryInput!D3981=\"\",\"\",CommentaryInput!D3981)","v":""}]
[null,null,null,5,{"$f":"$C4010&D4017","v":"TAS St. Marys5"},null,{"$f":"IF(CommentaryInput!D3982=\"\",\"\",CommentaryInput!D3982)","v":""}]
[null,null,null,null,null,null,{"$f":"IF(CommentaryInput!D3983=\"\",\"\",CommentaryInput!D3983)","v":"MEDIUM SCENARIO"}]
[null,null,null,null,null,null,{"$f":"IF(CommentaryInput!D3984=\"\",\"\",CommentaryInput!D3984)","v":"Summer"}]
[null,null,null,8,{"$f":"$C4010&D4020","v":"TAS St. Marys8"},null,{"$f":"IF(CommentaryInput!D3985=\"\",\"\",CommentaryInput!D3985)","v":"Although historical load increased in 2014, it has generally been trending downwards."}]
[null,null,null,9,{"$f":"$C4010&D4021","v":"TAS St. Marys9"},null,{"$f":"IF(CommentaryInput!D3986=\"\",\"\",CommentaryInput!D3986)","v":"It is forecast to increase in 2015 before a slow decline over the next 9 years."}]
[null,null,null,10,{"$f":"$C4010&D4022","v":"TAS St. Marys10"},null,{"$f":"IF(CommentaryInput!D3987=\"\",\"\",CommentaryInput!D3987)","v":"The POE10 offset for PV and EE rises from 5.1% to 17.3% between 2015 and 2024 with EE contributing to 2.1% and 10.6% of the offset."}]
[null,null,null,11,{"$f":"$C4010&D4023","v":"TAS St. Marys11"},null,{"$f":"IF(CommentaryInput!D3988=\"\",\"\",CommentaryInput!D3988)","v":""}]
[null,null,null,12,{"$f":"$C4010&D4024","v":"TAS St. Marys12"},null,{"$f":"IF(CommentaryInput!D3989=\"\",\"\",CommentaryInput!D3989)","v":""}]
[null,null,null,null,null,null,{"$f":"IF(CommentaryInput!D3990=\"\",\"\",CommentaryInput!D3990)","v":"Winter"}]
[null,null,null,13,{"$f":"$C4010&D4026","v":"TAS St. Marys13"},null,{"$f":"IF(CommentaryInput!D3991=\"\",\"\",CommentaryInput!D3991)","v":"Load has been declining since 2009 and is forecast to increase in 2015 and 2016 before very mild decline."}]
[null,null,null,14,{"$f":"$C4010&D4027","v":"TAS St. Marys14"},null,{"$f":"IF(CommentaryInput!D3992=\"\",\"\",CommentaryInput!D3992)","v":"It is then forecast to pick up in 2020 and remain relatively flat for the rest of the outlook period."}]
[null,null,null,15,{"$f":"$C4010&D4028","v":"TAS St. Marys15"},null,{"$f":"IF(CommentaryInput!D3993=\"\",\"\",CommentaryInput!D3993)","v":"The POE10 offset for PV and EE rises from 4.9% to 9.2% between 2014 and 2023 with EE contributing to 2.0% and 9.2% of the offset."}]
[null,null,null,16,{"$f":"$C4010&D4029","v":"TAS St. Marys16"},null,{"$f":"IF(CommentaryInput!D3994=\"\",\"\",CommentaryInput!D3994)","v":""}]
[null,null,null,17,{"$f":"$C4010&D4030","v":"TAS St. Marys17"},null,{"$f":"IF(CommentaryInput!D3995=\"\",\"\",CommentaryInput!D3995)","v":""}]
[null,null,null,null,null,null,{"$f":"IF(CommentaryInput!D3996=\"\",\"\",CommentaryInput!D3996)","v":"Other"}]
[null,null,null,18,{"$f":"$C4010&D4032","v":"TAS St. Marys18"},null,{"$f":"IF(CommentaryInput!D3997=\"\",\"\",CommentaryInput!D3997)","v":"Connection point serving St. Mary's township and greater area."}]
[null,null,null,19,{"$f":"$C4010&D4033","v":"TAS St. Marys19"},null,{"$f":"IF(CommentaryInput!D3998=\"\",\"\",CommentaryInput!D3998)","v":"The connection point is Winter peaking."}]
[null,null,null,20,{"$f":"$C4010&D4034","v":"TAS St. Marys20"},null,{"$f":"IF(CommentaryInput!D3999=\"\",\"\",CommentaryInput!D3999)","v":"Demand is weather sensitive in winter  only."}]
[null,null,null,21,{"$f":"$C4010&D4035","v":"TAS St. Marys21"},null,{"$f":"IF(CommentaryInput!D4000=\"\",\"\",CommentaryInput!D4000)","v":"Two block loads came online in 2010 and 2013 with another two scheduled to come online late 2014 and 2015."}]
[null,null,null,22,{"$f":"$C4010&D4036","v":"TAS St. Marys22"},null,{"$f":"IF(CommentaryInput!D4001=\"\",\"\",CommentaryInput!D4001)","v":"Diversity factors: summer = 0.78; winter = 0.81."}]
[null,null,null,23,{"$f":"$C4010&D4037","v":"TAS St. Marys23"},null,""]
[null,null,null,24,{"$f":"$C4010&D4038","v":"TAS St. Marys24"}]
[null,null,null,25,{"$f":"$C4010&D4039","v":"TAS St. Marys25"},null,""]
[null,null,null,null,null,null,{"$f":"IF(CommentaryInput!D4005=\"\",\"\",CommentaryInput!D4005)","v":""}]
[null,null,"TAS Sorell",null,null,null,{"$f":"IF(CommentaryInput!D4006=\"\",\"\",CommentaryInput!D4006)","v":""}]
[null,null,null,null,null,null,{"$f":"IF(CommentaryInput!D4007=\"\",\"\",CommentaryInput!D4007)","v":""}]
[null,null,null,null,null,null,{"$f":"IF(CommentaryInput!D4008=\"\",\"\",CommentaryInput!D4008)","v":"MAIN SECTORS"}]
[null,null,null,1,{"$f":"$C4041&D4044","v":"TAS Sorell1"},null,{"$f":"IF(CommentaryInput!D4009=\"\",\"\",CommentaryInput!D4009)","v":"Predominantly residential."}]
[null,null,null,2,{"$f":"$C4041&D4045","v":"TAS Sorell2"},null,{"$f":"IF(CommentaryInput!D4010=\"\",\"\",CommentaryInput!D4010)","v":""}]
[null,null,null,3,{"$f":"$C4041&D4046","v":"TAS Sorell3"},null,{"$f":"IF(CommentaryInput!D4011=\"\",\"\",CommentaryInput!D4011)","v":""}]
[null,null,null,4,{"$f":"$C4041&D4047","v":"TAS Sorell4"},null,{"$f":"IF(CommentaryInput!D4012=\"\",\"\",CommentaryInput!D4012)","v":""}]
[null,null,null,5,{"$f":"$C4041&D4048","v":"TAS Sorell5"},null,{"$f":"IF(CommentaryInput!D4013=\"\",\"\",CommentaryInput!D4013)","v":""}]
[null,null,null,null,null,null,{"$f":"IF(CommentaryInput!D4014=\"\",\"\",CommentaryInput!D4014)","v":"MEDIUM SCENARIO"}]
[null,null,null,null,null,null,{"$f":"IF(CommentaryInput!D4015=\"\",\"\",CommentaryInput!D4015)","v":"Summer"}]
[null,null,null,8,{"$f":"$C4041&D4051","v":"TAS Sorell8"},null,{"$f":"IF(CommentaryInput!D4016=\"\",\"\",CommentaryInput!D4016)","v":"Load peaked in 2012 and has been declining since."}]
[null,null,null,9,{"$f":"$C4041&D4052","v":"TAS Sorell9"},null,{"$f":"IF(CommentaryInput!D4017=\"\",\"\",CommentaryInput!D4017)","v":"It is forecast to increase to historical levels in 2015 before declining for the next 7 years."}]
[null,null,null,10,{"$f":"$C4041&D4053","v":"TAS Sorell10"},null,{"$f":"IF(CommentaryInput!D4018=\"\",\"\",CommentaryInput!D4018)","v":"It is then forecast to increase in 2023 due to PV peak times shifting peak from morning to evening."}]
[null,null,null,11,{"$f":"$C4041&D4054","v":"TAS Sorell11"},null,{"$f":"IF(CommentaryInput!D4019=\"\",\"\",CommentaryInput!D4019)","v":"The POE10 offset for PV and EE rises from 7.3% to 24.8% between 2015 and 2024 with EE contributing to 3.0% and 15.2% of the offset."}]
[null,null,null,12,{"$f":"$C4041&D4055","v":"TAS Sorell12"},null,{"$f":"IF(CommentaryInput!D4020=\"\",\"\",CommentaryInput!D4020)","v":""}]
[null,null,null,null,null,null,{"$f":"IF(CommentaryInput!D4021=\"\",\"\",CommentaryInput!D4021)","v":"Winter"}]
[null,null,null,13,{"$f":"$C4041&D4057","v":"TAS Sorell13"},null,{"$f":"IF(CommentaryInput!D4022=\"\",\"\",CommentaryInput!D4022)","v":"Load has been declining since 2009 and is forecast to continue to decline until 2019."}]
[null,null,null,14,{"$f":"$C4041&D4058","v":"TAS Sorell14"},null,{"$f":"IF(CommentaryInput!D4023=\"\",\"\",CommentaryInput!D4023)","v":"It is then forecast to increase around 2020 as PV shifts the time of MD from evening to morning."}]
[null,null,null,15,{"$f":"$C4041&D4059","v":"TAS Sorell15"},null,{"$f":"IF(CommentaryInput!D4024=\"\",\"\",CommentaryInput!D4024)","v":"The POE10 offset for PV and EE rises from 4.7% to 10.0% between 2014 and 2023 with EE contributing to 1.9% and 10.0% of the offset."}]
[null,null,null,16,{"$f":"$C4041&D4060","v":"TAS Sorell16"},null,{"$f":"IF(CommentaryInput!D4025=\"\",\"\",CommentaryInput!D4025)","v":""}]
[null,null,null,17,{"$f":"$C4041&D4061","v":"TAS Sorell17"},null,{"$f":"IF(CommentaryInput!D4026=\"\",\"\",CommentaryInput!D4026)","v":""}]
[null,null,null,null,null,null,{"$f":"IF(CommentaryInput!D4027=\"\",\"\",CommentaryInput!D4027)","v":"Other"}]
[null,null,null,18,{"$f":"$C4041&D4063","v":"TAS Sorell18"},null,{"$f":"IF(CommentaryInput!D4028=\"\",\"\",CommentaryInput!D4028)","v":"Connection point just outside greater Hobart area, close to Hobart airport and not far from some of the affected areas in the 2013 bushfires."}]
[null,null,null,19,{"$f":"$C4041&D4064","v":"TAS Sorell19"},null,{"$f":"IF(CommentaryInput!D4029=\"\",\"\",CommentaryInput!D4029)","v":"A Winter peaking connection point but recent Summers have elevated levels of demand suggesting increasing cooling loads."}]
[null,null,null,20,{"$f":"$C4041&D4065","v":"TAS Sorell20"},null,{"$f":"IF(CommentaryInput!D4030=\"\",\"\",CommentaryInput!D4030)","v":"Demand is weather sensitive in winter  only."}]
[null,null,null,21,{"$f":"$C4041&D4066","v":"TAS Sorell21"},null,{"$f":"IF(CommentaryInput!D4031=\"\",\"\",CommentaryInput!D4031)","v":"Diversity factors: summer = 0.92; winter = 0.9."}]
[null,null,null,22,{"$f":"$C4041&D4067","v":"TAS Sorell22"},null,{"$f":"IF(CommentaryInput!D4032=\"\",\"\",CommentaryInput!D4032)","v":""}]
[null,null,null,23,{"$f":"$C4041&D4068","v":"TAS Sorell23"},null,""]
[null,null,null,24,{"$f":"$C4041&D4069","v":"TAS Sorell24"}]
[null,null,null,25,{"$f":"$C4041&D4070","v":"TAS Sorell25"},null,""]
[null,null,null,null,null,null,{"$f":"IF(CommentaryInput!D4036=\"\",\"\",CommentaryInput!D4036)","v":""}]
[null,null,"TAS Smithton",null,null,null,{"$f":"IF(CommentaryInput!D4037=\"\",\"\",CommentaryInput!D4037)","v":""}]
[null,null,null,null,null,null,{"$f":"IF(CommentaryInput!D4038=\"\",\"\",CommentaryInput!D4038)","v":""}]
[null,null,null,null,null,null,{"$f":"IF(CommentaryInput!D4039=\"\",\"\",CommentaryInput!D4039)","v":"MAIN SECTORS"}]
[null,null,null,1,{"$f":"$C4072&D4075","v":"TAS Smithton1"},null,{"$f":"IF(CommentaryInput!D4040=\"\",\"\",CommentaryInput!D4040)","v":"Predominantly residential and commercial."}]
[null,null,null,2,{"$f":"$C4072&D4076","v":"TAS Smithton2"},null,{"$f":"IF(CommentaryInput!D4041=\"\",\"\",CommentaryInput!D4041)","v":""}]
[null,null,null,3,{"$f":"$C4072&D4077","v":"TAS Smithton3"},null,{"$f":"IF(CommentaryInput!D4042=\"\",\"\",CommentaryInput!D4042)","v":""}]
[null,null,null,4,{"$f":"$C4072&D4078","v":"TAS Smithton4"},null,{"$f":"IF(CommentaryInput!D4043=\"\",\"\",CommentaryInput!D4043)","v":""}]
[null,null,null,5,{"$f":"$C4072&D4079","v":"TAS Smithton5"},null,{"$f":"IF(CommentaryInput!D4044=\"\",\"\",CommentaryInput!D4044)","v":""}]
[null,null,null,null,null,null,{"$f":"IF(CommentaryInput!D4045=\"\",\"\",CommentaryInput!D4045)","v":"MEDIUM SCENARIO"}]
[null,null,null,null,null,null,{"$f":"IF(CommentaryInput!D4046=\"\",\"\",CommentaryInput!D4046)","v":"Summer"}]
[null,null,null,8,{"$f":"$C4072&D4082","v":"TAS Smithton8"},null,{"$f":"IF(CommentaryInput!D4047=\"\",\"\",CommentaryInput!D4047)","v":"Historical load peaked in 2009, before declining between 2010 and 2012."}]
[null,null,null,9,{"$f":"$C4072&D4083","v":"TAS Smithton9"},null,{"$f":"IF(CommentaryInput!D4048=\"\",\"\",CommentaryInput!D4048)","v":"The load then increased over the lost couple of years."}]
[null,null,null,10,{"$f":"$C4072&D4084","v":"TAS Smithton10"},null,{"$f":"IF(CommentaryInput!D4049=\"\",\"\",CommentaryInput!D4049)","v":"Strong growth expected over the outlook period, driven primarily by block loads."}]
[null,null,null,11,{"$f":"$C4072&D4085","v":"TAS Smithton11"},null,{"$f":"IF(CommentaryInput!D4050=\"\",\"\",CommentaryInput!D4050)","v":"The POE10 offset for PV and EE rises from 1.4% to 4.0% between 2015 and 2024 with EE contributing to 0.6% and 2.5% of the offset."}]
[null,null,null,12,{"$f":"$C4072&D4086","v":"TAS Smithton12"},null,{"$f":"IF(CommentaryInput!D4051=\"\",\"\",CommentaryInput!D4051)","v":""}]
[null,null,null,null,null,null,{"$f":"IF(CommentaryInput!D4052=\"\",\"\",CommentaryInput!D4052)","v":"Winter"}]
[null,null,null,13,{"$f":"$C4072&D4088","v":"TAS Smithton13"},null,{"$f":"IF(CommentaryInput!D4053=\"\",\"\",CommentaryInput!D4053)","v":"Historical load remained relatively flat between 2008 and 2011."}]
[null,null,null,14,{"$f":"$C4072&D4089","v":"TAS Smithton14"},null,{"$f":"IF(CommentaryInput!D4054=\"\",\"\",CommentaryInput!D4054)","v":"It then declined in 2012 before increasing in 2013."}]
[null,null,null,15,{"$f":"$C4072&D4090","v":"TAS Smithton15"},null,{"$f":"IF(CommentaryInput!D4055=\"\",\"\",CommentaryInput!D4055)","v":"It is forecast to increase for the next two years driven primarily by block loads before declining at a slow rate for the remainder for the outlook period."}]
[null,null,null,16,{"$f":"$C4072&D4091","v":"TAS Smithton16"},null,{"$f":"IF(CommentaryInput!D4056=\"\",\"\",CommentaryInput!D4056)","v":"The POE10 offset for PV and EE rises from 1.6% to 3.2% between 2014 and 2023 with EE contributing to 0.7% and 3.2% of the offset."}]
[null,null,null,17,{"$f":"$C4072&D4092","v":"TAS Smithton17"},null,{"$f":"IF(CommentaryInput!D4057=\"\",\"\",CommentaryInput!D4057)","v":""}]
[null,null,null,null,null,null,{"$f":"IF(CommentaryInput!D4058=\"\",\"\",CommentaryInput!D4058)","v":"Other"}]
[null,null,null,18,{"$f":"$C4072&D4094","v":"TAS Smithton18"},null,{"$f":"IF(CommentaryInput!D4059=\"\",\"\",CommentaryInput!D4059)","v":"Connection point serving the Smithton township and greater area."}]
[null,null,null,19,{"$f":"$C4072&D4095","v":"TAS Smithton19"},null,{"$f":"IF(CommentaryInput!D4060=\"\",\"\",CommentaryInput!D4060)","v":"A Summer peaking connection point due to irrigation loads."}]
[null,null,null,20,{"$f":"$C4072&D4096","v":"TAS Smithton20"},null,{"$f":"IF(CommentaryInput!D4061=\"\",\"\",CommentaryInput!D4061)","v":"Area has a strong dairy-related agricultural sector. "}]
[null,null,null,21,{"$f":"$C4072&D4097","v":"TAS Smithton21"},null,{"$f":"IF(CommentaryInput!D4062=\"\",\"\",CommentaryInput!D4062)","v":"Refrigeration loads also contribute to higher Summer loads used for meat processing, food storage and freezing (e.g. McCain Foods has major facility here)."}]
[null,null,null,22,{"$f":"$C4072&D4098","v":"TAS Smithton22"},null,{"$f":"IF(CommentaryInput!D4063=\"\",\"\",CommentaryInput!D4063)","v":"Neither seasons are weather sensitive. "}]
[null,null,null,23,{"$f":"$C4072&D4099","v":"TAS Smithton23"},null,""]
[null,null,null,24,{"$f":"$C4072&D4100","v":"TAS Smithton24"}]
[null,null,null,25,{"$f":"$C4072&D4101","v":"TAS Smithton25"},null,""]
[null,null,null,null,null,null,{"$f":"IF(CommentaryInput!D4067=\"\",\"\",CommentaryInput!D4067)","v":""}]
[null,null,"TAS Triabunna",null,null,null,{"$f":"IF(CommentaryInput!D4068=\"\",\"\",CommentaryInput!D4068)","v":""}]
[null,null,null,null,null,null,{"$f":"IF(CommentaryInput!D4069=\"\",\"\",CommentaryInput!D4069)","v":""}]
[null,null,null,null,null,null,{"$f":"IF(CommentaryInput!D4070=\"\",\"\",CommentaryInput!D4070)","v":"MAIN SECTORS"}]
[null,null,null,1,{"$f":"$C4103&D4106","v":"TAS Triabunna1"},null,{"$f":"IF(CommentaryInput!D4071=\"\",\"\",CommentaryInput!D4071)","v":"Predominantly residential."}]
[null,null,null,2,{"$f":"$C4103&D4107","v":"TAS Triabunna2"},null,{"$f":"IF(CommentaryInput!D4072=\"\",\"\",CommentaryInput!D4072)","v":""}]
[null,null,null,3,{"$f":"$C4103&D4108","v":"TAS Triabunna3"},null,{"$f":"IF(CommentaryInput!D4073=\"\",\"\",CommentaryInput!D4073)","v":""}]
[null,null,null,4,{"$f":"$C4103&D4109","v":"TAS Triabunna4"},null,{"$f":"IF(CommentaryInput!D4074=\"\",\"\",CommentaryInput!D4074)","v":""}]
[null,null,null,5,{"$f":"$C4103&D4110","v":"TAS Triabunna5"},null,{"$f":"IF(CommentaryInput!D4075=\"\",\"\",CommentaryInput!D4075)","v":""}]
[null,null,null,null,null,null,{"$f":"IF(CommentaryInput!D4076=\"\",\"\",CommentaryInput!D4076)","v":"MEDIUM SCENARIO"}]
[null,null,null,null,null,null,{"$f":"IF(CommentaryInput!D4077=\"\",\"\",CommentaryInput!D4077)","v":"Summer"}]
[null,null,null,8,{"$f":"$C4103&D4113","v":"TAS Triabunna8"},null,{"$f":"IF(CommentaryInput!D4078=\"\",\"\",CommentaryInput!D4078)","v":"Historical load has been trending downwards from 2006 to 2014, with a block load coming off in 2011."}]
[null,null,null,9,{"$f":"$C4103&D4114","v":"TAS Triabunna9"},null,{"$f":"IF(CommentaryInput!D4079=\"\",\"\",CommentaryInput!D4079)","v":"Historical trend after adjusting for this is flat."}]
[null,null,null,10,{"$f":"$C4103&D4115","v":"TAS Triabunna10"},null,{"$f":"IF(CommentaryInput!D4080=\"\",\"\",CommentaryInput!D4080)","v":"Load is forecast to continue to trend down (at a slow rate) over the outlook period."}]
[null,null,null,11,{"$f":"$C4103&D4116","v":"TAS Triabunna11"},null,{"$f":"IF(CommentaryInput!D4081=\"\",\"\",CommentaryInput!D4081)","v":"The POE10 offset for PV and EE rises from 4.6% to 16.4% between 2015 and 2024 with EE contributing to 1.9% and 10.1% of the offset."}]
[null,null,null,12,{"$f":"$C4103&D4117","v":"TAS Triabunna12"},null,{"$f":"IF(CommentaryInput!D4082=\"\",\"\",CommentaryInput!D4082)","v":""}]
[null,null,null,null,null,null,{"$f":"IF(CommentaryInput!D4083=\"\",\"\",CommentaryInput!D4083)","v":"Winter"}]
[null,null,null,13,{"$f":"$C4103&D4119","v":"TAS Triabunna13"},null,{"$f":"IF(CommentaryInput!D4084=\"\",\"\",CommentaryInput!D4084)","v":"Historical load was declining from 2009 to 2012 due to block load decline in 2011 before increasing in 2013."}]
[null,null,null,14,{"$f":"$C4103&D4120","v":"TAS Triabunna14"},null,{"$f":"IF(CommentaryInput!D4085=\"\",\"\",CommentaryInput!D4085)","v":"Historical trend after adjusting for this is increasing."}]
[null,null,null,15,{"$f":"$C4103&D4121","v":"TAS Triabunna15"},null,{"$f":"IF(CommentaryInput!D4086=\"\",\"\",CommentaryInput!D4086)","v":"Load is forecast to grow for the next two years at a strong rate, then reduces to a slow growth rate for the remainder of the outlook period."}]
[null,null,null,16,{"$f":"$C4103&D4122","v":"TAS Triabunna16"},null,{"$f":"IF(CommentaryInput!D4087=\"\",\"\",CommentaryInput!D4087)","v":"The POE10 offset for PV and EE rises from 4.8% to 6.8% between 2014 and 2023 with EE contributing to 2.0% and 6.8% of the offset."}]
[null,null,null,17,{"$f":"$C4103&D4123","v":"TAS Triabunna17"},null,{"$f":"IF(CommentaryInput!D4088=\"\",\"\",CommentaryInput!D4088)","v":""}]
[null,null,null,null,null,null,{"$f":"IF(CommentaryInput!D4089=\"\",\"\",CommentaryInput!D4089)","v":"Other"}]
[null,null,null,18,{"$f":"$C4103&D4125","v":"TAS Triabunna18"},null,{"$f":"IF(CommentaryInput!D4090=\"\",\"\",CommentaryInput!D4090)","v":"Connection point serving the Triabunna township and greater area."}]
[null,null,null,19,{"$f":"$C4103&D4126","v":"TAS Triabunna19"},null,{"$f":"IF(CommentaryInput!D4091=\"\",\"\",CommentaryInput!D4091)","v":"Area is a popular tourist destination with Summer peak loads sometimes occurring on public holidays."}]
[null,null,null,20,{"$f":"$C4103&D4127","v":"TAS Triabunna20"},null,{"$f":"IF(CommentaryInput!D4092=\"\",\"\",CommentaryInput!D4092)","v":"The connection point is Winter peaking."}]
[null,null,null,21,{"$f":"$C4103&D4128","v":"TAS Triabunna21"},null,{"$f":"IF(CommentaryInput!D4093=\"\",\"\",CommentaryInput!D4093)","v":"Demand is weather sensitive in the Winter only."}]
[null,null,null,22,{"$f":"$C4103&D4129","v":"TAS Triabunna22"},null,{"$f":"IF(CommentaryInput!D4094=\"\",\"\",CommentaryInput!D4094)","v":"Block load went offline in 2011 but another commercial development block load is scheduled to come online late-2014."}]
[null,null,null,23,{"$f":"$C4103&D4130","v":"TAS Triabunna23"},null,""]
[null,null,null,24,{"$f":"$C4103&D4131","v":"TAS Triabunna24"}]
[null,null,null,25,{"$f":"$C4103&D4132","v":"TAS Triabunna25"},null,""]
[null,null,null,null,null,null,{"$f":"IF(CommentaryInput!D4098=\"\",\"\",CommentaryInput!D4098)","v":""}]
[null,null,"TAS Trevallyn",null,null,null,{"$f":"IF(CommentaryInput!D4099=\"\",\"\",CommentaryInput!D4099)","v":""}]
[null,null,null,null,null,null,{"$f":"IF(CommentaryInput!D4100=\"\",\"\",CommentaryInput!D4100)","v":""}]
[null,null,null,null,null,null,{"$f":"IF(CommentaryInput!D4101=\"\",\"\",CommentaryInput!D4101)","v":"MAIN SECTORS"}]
[null,null,null,1,{"$f":"$C4134&D4137","v":"TAS Trevallyn1"},null,{"$f":"IF(CommentaryInput!D4102=\"\",\"\",CommentaryInput!D4102)","v":"Predominantly residential."}]
[null,null,null,2,{"$f":"$C4134&D4138","v":"TAS Trevallyn2"},null,{"$f":"IF(CommentaryInput!D4103=\"\",\"\",CommentaryInput!D4103)","v":""}]
[null,null,null,3,{"$f":"$C4134&D4139","v":"TAS Trevallyn3"},null,{"$f":"IF(CommentaryInput!D4104=\"\",\"\",CommentaryInput!D4104)","v":""}]
[null,null,null,4,{"$f":"$C4134&D4140","v":"TAS Trevallyn4"},null,{"$f":"IF(CommentaryInput!D4105=\"\",\"\",CommentaryInput!D4105)","v":""}]
[null,null,null,5,{"$f":"$C4134&D4141","v":"TAS Trevallyn5"},null,{"$f":"IF(CommentaryInput!D4106=\"\",\"\",CommentaryInput!D4106)","v":""}]
[null,null,null,null,null,null,{"$f":"IF(CommentaryInput!D4107=\"\",\"\",CommentaryInput!D4107)","v":"MEDIUM SCENARIO"}]
[null,null,null,null,null,null,{"$f":"IF(CommentaryInput!D4108=\"\",\"\",CommentaryInput!D4108)","v":"Summer"}]
[null,null,null,8,{"$f":"$C4134&D4144","v":"TAS Trevallyn8"},null,{"$f":"IF(CommentaryInput!D4109=\"\",\"\",CommentaryInput!D4109)","v":"Historical load peaked in 2009 and declined due to block loads in 2009 and 2010."}]
[null,null,null,9,{"$f":"$C4134&D4145","v":"TAS Trevallyn9"},null,{"$f":"IF(CommentaryInput!D4110=\"\",\"\",CommentaryInput!D4110)","v":"The load is forecast to decline at a slow rate over the outlook period."}]
[null,null,null,10,{"$f":"$C4134&D4146","v":"TAS Trevallyn10"},null,{"$f":"IF(CommentaryInput!D4111=\"\",\"\",CommentaryInput!D4111)","v":"The POE10 offset for PV and EE rises from 4% to 13.8% between 2015 and 2024 with EE contributing to 1.6% and 8.5% of the offset."}]
[null,null,null,11,{"$f":"$C4134&D4147","v":"TAS Trevallyn11"},null,{"$f":"IF(CommentaryInput!D4112=\"\",\"\",CommentaryInput!D4112)","v":""}]
[null,null,null,12,{"$f":"$C4134&D4148","v":"TAS Trevallyn12"},null,{"$f":"IF(CommentaryInput!D4113=\"\",\"\",CommentaryInput!D4113)","v":""}]
[null,null,null,null,null,null,{"$f":"IF(CommentaryInput!D4114=\"\",\"\",CommentaryInput!D4114)","v":"Winter"}]
[null,null,null,13,{"$f":"$C4134&D4150","v":"TAS Trevallyn13"},null,{"$f":"IF(CommentaryInput!D4115=\"\",\"\",CommentaryInput!D4115)","v":"Load has been declining since 2008, with large drops due to block loads decreases in 2009 and 2010."}]
[null,null,null,14,{"$f":"$C4134&D4151","v":"TAS Trevallyn14"},null,{"$f":"IF(CommentaryInput!D4116=\"\",\"\",CommentaryInput!D4116)","v":"It is forecast to remain flat over the outlook period."}]
[null,null,null,15,{"$f":"$C4134&D4152","v":"TAS Trevallyn15"},null,{"$f":"IF(CommentaryInput!D4117=\"\",\"\",CommentaryInput!D4117)","v":"The POE10 offset for PV and EE rises from 2.4% to 4.8% between 2014 and 2023 with EE contributing to 1.0% and 4.8% of the offset."}]
[null,null,null,16,{"$f":"$C4134&D4153","v":"TAS Trevallyn16"},null,{"$f":"IF(CommentaryInput!D4118=\"\",\"\",CommentaryInput!D4118)","v":""}]
[null,null,null,17,{"$f":"$C4134&D4154","v":"TAS Trevallyn17"},null,{"$f":"IF(CommentaryInput!D4119=\"\",\"\",CommentaryInput!D4119)","v":""}]
[null,null,null,null,null,null,{"$f":"IF(CommentaryInput!D4120=\"\",\"\",CommentaryInput!D4120)","v":"Other"}]
[null,null,null,18,{"$f":"$C4134&D4156","v":"TAS Trevallyn18"},null,{"$f":"IF(CommentaryInput!D4121=\"\",\"\",CommentaryInput!D4121)","v":"Major connection point in the Launceston area."}]
[null,null,null,19,{"$f":"$C4134&D4157","v":"TAS Trevallyn19"},null,{"$f":"IF(CommentaryInput!D4122=\"\",\"\",CommentaryInput!D4122)","v":"The connection point is Winter peaking."}]
[null,null,null,20,{"$f":"$C4134&D4158","v":"TAS Trevallyn20"},null,{"$f":"IF(CommentaryInput!D4123=\"\",\"\",CommentaryInput!D4123)","v":"Demand is weather sensitive in the Winter only."}]
[null,null,null,21,{"$f":"$C4134&D4159","v":"TAS Trevallyn21"},null,{"$f":"IF(CommentaryInput!D4124=\"\",\"\",CommentaryInput!D4124)","v":"Load was transferred to Mowbray in 2011 with an additional two block loads going offline in 2010 and 2011."}]
[null,null,null,22,{"$f":"$C4134&D4160","v":"TAS Trevallyn22"},null,{"$f":"IF(CommentaryInput!D4125=\"\",\"\",CommentaryInput!D4125)","v":"Diversity factors: summer = 0.81; winter = 0.9."}]
[null,null,null,23,{"$f":"$C4134&D4161","v":"TAS Trevallyn23"},null,""]
[null,null,null,24,{"$f":"$C4134&D4162","v":"TAS Trevallyn24"}]
[null,null,null,25,{"$f":"$C4134&D4163","v":"TAS Trevallyn25"},null,""]
[null,null,null,null,null,null,{"$f":"IF(CommentaryInput!D4129=\"\",\"\",CommentaryInput!D4129)","v":""}]
[null,null,"TAS Tungatinah",null,null,null,{"$f":"IF(CommentaryInput!D4130=\"\",\"\",CommentaryInput!D4130)","v":""}]
[null,null,null,null,null,null,{"$f":"IF(CommentaryInput!D4131=\"\",\"\",CommentaryInput!D4131)","v":""}]
[null,null,null,null,null,null,{"$f":"IF(CommentaryInput!D4132=\"\",\"\",CommentaryInput!D4132)","v":"MAIN SECTORS"}]
[null,null,null,1,{"$f":"$C4165&D4168","v":"TAS Tungatinah1"},null,{"$f":"IF(CommentaryInput!D4133=\"\",\"\",CommentaryInput!D4133)","v":"Predominantly commercial (Tungatinah Hydro Tas dam) with some agricultural area."}]
[null,null,null,2,{"$f":"$C4165&D4169","v":"TAS Tungatinah2"},null,{"$f":"IF(CommentaryInput!D4134=\"\",\"\",CommentaryInput!D4134)","v":""}]
[null,null,null,3,{"$f":"$C4165&D4170","v":"TAS Tungatinah3"},null,{"$f":"IF(CommentaryInput!D4135=\"\",\"\",CommentaryInput!D4135)","v":""}]
[null,null,null,4,{"$f":"$C4165&D4171","v":"TAS Tungatinah4"},null,{"$f":"IF(CommentaryInput!D4136=\"\",\"\",CommentaryInput!D4136)","v":""}]
[null,null,null,5,{"$f":"$C4165&D4172","v":"TAS Tungatinah5"},null,{"$f":"IF(CommentaryInput!D4137=\"\",\"\",CommentaryInput!D4137)","v":""}]
[null,null,null,null,null,null,{"$f":"IF(CommentaryInput!D4138=\"\",\"\",CommentaryInput!D4138)","v":"MEDIUM SCENARIO"}]
[null,null,null,null,null,null,{"$f":"IF(CommentaryInput!D4139=\"\",\"\",CommentaryInput!D4139)","v":"Summer"}]
[null,null,null,8,{"$f":"$C4165&D4175","v":"TAS Tungatinah8"},null,{"$f":"IF(CommentaryInput!D4140=\"\",\"\",CommentaryInput!D4140)","v":"Historical load quite volatile due to pumping load from nearby hydro dam."}]
[null,null,null,9,{"$f":"$C4165&D4176","v":"TAS Tungatinah9"},null,{"$f":"IF(CommentaryInput!D4141=\"\",\"\",CommentaryInput!D4141)","v":"Load is forecast to remain relatively flat over the outlook period."}]
[null,null,null,10,{"$f":"$C4165&D4177","v":"TAS Tungatinah10"},null,{"$f":"IF(CommentaryInput!D4142=\"\",\"\",CommentaryInput!D4142)","v":"The POE10 offset for PV and EE rises from 4.0% to 14.3% between 2015 and 2024 with EE contributing to 1.6% and 8.7% of the offset."}]
[null,null,null,11,{"$f":"$C4165&D4178","v":"TAS Tungatinah11"},null,{"$f":"IF(CommentaryInput!D4143=\"\",\"\",CommentaryInput!D4143)","v":""}]
[null,null,null,12,{"$f":"$C4165&D4179","v":"TAS Tungatinah12"},null,{"$f":"IF(CommentaryInput!D4144=\"\",\"\",CommentaryInput!D4144)","v":""}]
[null,null,null,null,null,null,{"$f":"IF(CommentaryInput!D4145=\"\",\"\",CommentaryInput!D4145)","v":"Winter"}]
[null,null,null,13,{"$f":"$C4165&D4181","v":"TAS Tungatinah13"},null,{"$f":"IF(CommentaryInput!D4146=\"\",\"\",CommentaryInput!D4146)","v":"Historical load was quite volatile due to pumping load from nearby hydro dam."}]
[null,null,null,14,{"$f":"$C4165&D4182","v":"TAS Tungatinah14"},null,{"$f":"IF(CommentaryInput!D4147=\"\",\"\",CommentaryInput!D4147)","v":"It is forecast to remain flat until 2019, then grow for the remainder of the outlook period."}]
[null,null,null,15,{"$f":"$C4165&D4183","v":"TAS Tungatinah15"},null,{"$f":"IF(CommentaryInput!D4148=\"\",\"\",CommentaryInput!D4148)","v":"The POE10 offset for PV and EE rises from 2.6% to 5.1% between 2014 and 2023 with EE contributing to 1.1% and 5.1% of the offset."}]
[null,null,null,16,{"$f":"$C4165&D4184","v":"TAS Tungatinah16"},null,{"$f":"IF(CommentaryInput!D4149=\"\",\"\",CommentaryInput!D4149)","v":""}]
[null,null,null,17,{"$f":"$C4165&D4185","v":"TAS Tungatinah17"},null,{"$f":"IF(CommentaryInput!D4150=\"\",\"\",CommentaryInput!D4150)","v":""}]
[null,null,null,null,null,null,{"$f":"IF(CommentaryInput!D4151=\"\",\"\",CommentaryInput!D4151)","v":"Other"}]
[null,null,null,18,{"$f":"$C4165&D4187","v":"TAS Tungatinah18"},null,{"$f":"IF(CommentaryInput!D4152=\"\",\"\",CommentaryInput!D4152)","v":"Very small load in rural area that just completed redevelopment in 2014."}]
[null,null,null,19,{"$f":"$C4165&D4188","v":"TAS Tungatinah19"},null,{"$f":"IF(CommentaryInput!D4153=\"\",\"\",CommentaryInput!D4153)","v":"The connection point is Winter peaking."}]
[null,null,null,20,{"$f":"$C4165&D4189","v":"TAS Tungatinah20"},null,{"$f":"IF(CommentaryInput!D4154=\"\",\"\",CommentaryInput!D4154)","v":"Demand is not weather sensitive in either season."}]
[null,null,null,21,{"$f":"$C4165&D4190","v":"TAS Tungatinah21"},null,{"$f":"IF(CommentaryInput!D4155=\"\",\"\",CommentaryInput!D4155)","v":"Diversity factors: summer = 0.6; winter = 0.62."}]
[null,null,null,22,{"$f":"$C4165&D4191","v":"TAS Tungatinah22"},null,{"$f":"IF(CommentaryInput!D4156=\"\",\"\",CommentaryInput!D4156)","v":""}]
[null,null,null,23,{"$f":"$C4165&D4192","v":"TAS Tungatinah23"},null,""]
[null,null,null,24,{"$f":"$C4165&D4193","v":"TAS Tungatinah24"}]
[null,null,null,25,{"$f":"$C4165&D4194","v":"TAS Tungatinah25"},null,""]
[null,null,null,null,null,null,{"$f":"IF(CommentaryInput!D4160=\"\",\"\",CommentaryInput!D4160)","v":""}]
[null,null,"TAS Ulverstone",null,null,null,{"$f":"IF(CommentaryInput!D4161=\"\",\"\",CommentaryInput!D4161)","v":""}]
[null,null,null,null,null,null,{"$f":"IF(CommentaryInput!D4162=\"\",\"\",CommentaryInput!D4162)","v":""}]
[null,null,null,null,null,null,{"$f":"IF(CommentaryInput!D4163=\"\",\"\",CommentaryInput!D4163)","v":"MAIN SECTORS"}]
[null,null,null,1,{"$f":"$C4196&D4199","v":"TAS Ulverstone1"},null,{"$f":"IF(CommentaryInput!D4164=\"\",\"\",CommentaryInput!D4164)","v":"Predominantly residential."}]
[null,null,null,2,{"$f":"$C4196&D4200","v":"TAS Ulverstone2"},null,{"$f":"IF(CommentaryInput!D4165=\"\",\"\",CommentaryInput!D4165)","v":""}]
[null,null,null,3,{"$f":"$C4196&D4201","v":"TAS Ulverstone3"},null,{"$f":"IF(CommentaryInput!D4166=\"\",\"\",CommentaryInput!D4166)","v":""}]
[null,null,null,4,{"$f":"$C4196&D4202","v":"TAS Ulverstone4"},null,{"$f":"IF(CommentaryInput!D4167=\"\",\"\",CommentaryInput!D4167)","v":""}]
[null,null,null,5,{"$f":"$C4196&D4203","v":"TAS Ulverstone5"},null,{"$f":"IF(CommentaryInput!D4168=\"\",\"\",CommentaryInput!D4168)","v":""}]
[null,null,null,null,null,null,{"$f":"IF(CommentaryInput!D4169=\"\",\"\",CommentaryInput!D4169)","v":"MEDIUM SCENARIO"}]
[null,null,null,null,null,null,{"$f":"IF(CommentaryInput!D4170=\"\",\"\",CommentaryInput!D4170)","v":"Summer"}]
[null,null,null,8,{"$f":"$C4196&D4206","v":"TAS Ulverstone8"},null,{"$f":"IF(CommentaryInput!D4171=\"\",\"\",CommentaryInput!D4171)","v":"Historical load has been trending downwards since 2009."}]
[null,null,null,9,{"$f":"$C4196&D4207","v":"TAS Ulverstone9"},null,{"$f":"IF(CommentaryInput!D4172=\"\",\"\",CommentaryInput!D4172)","v":"Load is forecast to continue to decline at a slow rate over the outlook period."}]
[null,null,null,10,{"$f":"$C4196&D4208","v":"TAS Ulverstone10"},null,{"$f":"IF(CommentaryInput!D4173=\"\",\"\",CommentaryInput!D4173)","v":"The POE10 offset for PV and EE rises from 5.2% to 18.8% between 2015 and 2024 with EE contributing to 2.1% and 11.5% of the offset."}]
[null,null,null,11,{"$f":"$C4196&D4209","v":"TAS Ulverstone11"},null,{"$f":"IF(CommentaryInput!D4174=\"\",\"\",CommentaryInput!D4174)","v":""}]
[null,null,null,12,{"$f":"$C4196&D4210","v":"TAS Ulverstone12"},null,{"$f":"IF(CommentaryInput!D4175=\"\",\"\",CommentaryInput!D4175)","v":""}]
[null,null,null,null,null,null,{"$f":"IF(CommentaryInput!D4176=\"\",\"\",CommentaryInput!D4176)","v":"Winter"}]
[null,null,null,13,{"$f":"$C4196&D4212","v":"TAS Ulverstone13"},null,{"$f":"IF(CommentaryInput!D4177=\"\",\"\",CommentaryInput!D4177)","v":"Load had been declining since 2012 with sharp drop in 2013."}]
[null,null,null,14,{"$f":"$C4196&D4213","v":"TAS Ulverstone14"},null,{"$f":"IF(CommentaryInput!D4178=\"\",\"\",CommentaryInput!D4178)","v":"It is forecast to be flat over the outlook period."}]
[null,null,null,15,{"$f":"$C4196&D4214","v":"TAS Ulverstone15"},null,{"$f":"IF(CommentaryInput!D4179=\"\",\"\",CommentaryInput!D4179)","v":"The POE10 offset for PV and EE rises from 3.3% to 6.9% between 2014 and 2023 with EE contributing to 1.4% and 6.9% of the offset."}]
[null,null,null,16,{"$f":"$C4196&D4215","v":"TAS Ulverstone16"},null,{"$f":"IF(CommentaryInput!D4180=\"\",\"\",CommentaryInput!D4180)","v":""}]
[null,null,null,17,{"$f":"$C4196&D4216","v":"TAS Ulverstone17"},null,{"$f":"IF(CommentaryInput!D4181=\"\",\"\",CommentaryInput!D4181)","v":""}]
[null,null,null,null,null,null,{"$f":"IF(CommentaryInput!D4182=\"\",\"\",CommentaryInput!D4182)","v":"Other"}]
[null,null,null,18,{"$f":"$C4196&D4218","v":"TAS Ulverstone18"},null,{"$f":"IF(CommentaryInput!D4183=\"\",\"\",CommentaryInput!D4183)","v":"Connection point serving Ulverstone township and greater area."}]
[null,null,null,19,{"$f":"$C4196&D4219","v":"TAS Ulverstone19"},null,{"$f":"IF(CommentaryInput!D4184=\"\",\"\",CommentaryInput!D4184)","v":"The connection point is Winter peaking."}]
[null,null,null,20,{"$f":"$C4196&D4220","v":"TAS Ulverstone20"},null,{"$f":"IF(CommentaryInput!D4185=\"\",\"\",CommentaryInput!D4185)","v":"Demand is weather sensitive in winter  only."}]
[null,null,null,21,{"$f":"$C4196&D4221","v":"TAS Ulverstone21"},null,{"$f":"IF(CommentaryInput!D4186=\"\",\"\",CommentaryInput!D4186)","v":"Diversity factors: summer = 0.81; winter = 0.86."}]
[null,null,null,22,{"$f":"$C4196&D4222","v":"TAS Ulverstone22"},null,{"$f":"IF(CommentaryInput!D4187=\"\",\"\",CommentaryInput!D4187)","v":""}]
[null,null,null,23,{"$f":"$C4196&D4223","v":"TAS Ulverstone23"},null,""]
[null,null,null,24,{"$f":"$C4196&D4224","v":"TAS Ulverstone24"}]
[null,null,null,25,{"$f":"$C4196&D4225","v":"TAS Ulverstone25"},null,""]
[null,null,null,null,null,null,{"$f":"IF(CommentaryInput!D4191=\"\",\"\",CommentaryInput!D4191)","v":""}]
[null,null,"TAS Waddamana",null,null,null,{"$f":"IF(CommentaryInput!D4192=\"\",\"\",CommentaryInput!D4192)","v":""}]
[null,null,null,null,null,null,{"$f":"IF(CommentaryInput!D4193=\"\",\"\",CommentaryInput!D4193)","v":""}]
[null,null,null,null,null,null,{"$f":"IF(CommentaryInput!D4194=\"\",\"\",CommentaryInput!D4194)","v":"MAIN SECTORS"}]
[null,null,null,1,{"$f":"$C4227&D4230","v":"TAS Waddamana1"},null,{"$f":"IF(CommentaryInput!D4195=\"\",\"\",CommentaryInput!D4195)","v":"Predominantly residential."}]
[null,null,null,2,{"$f":"$C4227&D4231","v":"TAS Waddamana2"},null,{"$f":"IF(CommentaryInput!D4196=\"\",\"\",CommentaryInput!D4196)","v":"Rural area is dominated by agriculture."}]
[null,null,null,3,{"$f":"$C4227&D4232","v":"TAS Waddamana3"},null,{"$f":"IF(CommentaryInput!D4197=\"\",\"\",CommentaryInput!D4197)","v":""}]
[null,null,null,4,{"$f":"$C4227&D4233","v":"TAS Waddamana4"},null,{"$f":"IF(CommentaryInput!D4198=\"\",\"\",CommentaryInput!D4198)","v":""}]
[null,null,null,5,{"$f":"$C4227&D4234","v":"TAS Waddamana5"},null,{"$f":"IF(CommentaryInput!D4199=\"\",\"\",CommentaryInput!D4199)","v":""}]
[null,null,null,null,null,null,{"$f":"IF(CommentaryInput!D4200=\"\",\"\",CommentaryInput!D4200)","v":"MEDIUM SCENARIO"}]
[null,null,null,null,null,null,{"$f":"IF(CommentaryInput!D4201=\"\",\"\",CommentaryInput!D4201)","v":"Summer"}]
[null,null,null,8,{"$f":"$C4227&D4237","v":"TAS Waddamana8"},null,{"$f":"IF(CommentaryInput!D4202=\"\",\"\",CommentaryInput!D4202)","v":"Historical load has remained relatively flat since 2009."}]
[null,null,null,9,{"$f":"$C4227&D4238","v":"TAS Waddamana9"},null,{"$f":"IF(CommentaryInput!D4203=\"\",\"\",CommentaryInput!D4203)","v":"Load is forecast to remain flat over the outlook period."}]
[null,null,null,10,{"$f":"$C4227&D4239","v":"TAS Waddamana10"},null,{"$f":"IF(CommentaryInput!D4204=\"\",\"\",CommentaryInput!D4204)","v":"The POE10 offset for PV and EE rises from 1.5% to 5.0% between 2015 and 2024 with EE contributing to 0.6% and 3.2% of the offset."}]
[null,null,null,11,{"$f":"$C4227&D4240","v":"TAS Waddamana11"},null,{"$f":"IF(CommentaryInput!D4205=\"\",\"\",CommentaryInput!D4205)","v":""}]
[null,null,null,12,{"$f":"$C4227&D4241","v":"TAS Waddamana12"},null,{"$f":"IF(CommentaryInput!D4206=\"\",\"\",CommentaryInput!D4206)","v":""}]
[null,null,null,null,null,null,{"$f":"IF(CommentaryInput!D4207=\"\",\"\",CommentaryInput!D4207)","v":"Winter"}]
[null,null,null,13,{"$f":"$C4227&D4243","v":"TAS Waddamana13"},null,{"$f":"IF(CommentaryInput!D4208=\"\",\"\",CommentaryInput!D4208)","v":"Load has been trending up since 2006."}]
[null,null,null,14,{"$f":"$C4227&D4244","v":"TAS Waddamana14"},null,{"$f":"IF(CommentaryInput!D4209=\"\",\"\",CommentaryInput!D4209)","v":"It is forecast to continue to grow at a steady rate over the outlook period."}]
[null,null,null,15,{"$f":"$C4227&D4245","v":"TAS Waddamana15"},null,{"$f":"IF(CommentaryInput!D4210=\"\",\"\",CommentaryInput!D4210)","v":"The POE10 offset for PV and EE rises from 1.0% to 2.2% between 2014 and 2023 with EE contributing to 0.4% and 2.2% of the offset."}]
[null,null,null,16,{"$f":"$C4227&D4246","v":"TAS Waddamana16"},null,{"$f":"IF(CommentaryInput!D4211=\"\",\"\",CommentaryInput!D4211)","v":""}]
[null,null,null,17,{"$f":"$C4227&D4247","v":"TAS Waddamana17"},null,{"$f":"IF(CommentaryInput!D4212=\"\",\"\",CommentaryInput!D4212)","v":""}]
[null,null,null,null,null,null,{"$f":"IF(CommentaryInput!D4213=\"\",\"\",CommentaryInput!D4213)","v":"Other"}]
[null,null,null,18,{"$f":"$C4227&D4249","v":"TAS Waddamana18"},null,{"$f":"IF(CommentaryInput!D4214=\"\",\"\",CommentaryInput!D4214)","v":"Very small load in the middle of Tasmania."}]
[null,null,null,19,{"$f":"$C4227&D4250","v":"TAS Waddamana19"},null,{"$f":"IF(CommentaryInput!D4215=\"\",\"\",CommentaryInput!D4215)","v":"Winter and Summer loads very similar."}]
[null,null,null,20,{"$f":"$C4227&D4251","v":"TAS Waddamana20"},null,{"$f":"IF(CommentaryInput!D4216=\"\",\"\",CommentaryInput!D4216)","v":"Demand is weather sensitive in both seasons."}]
[null,null,null,21,{"$f":"$C4227&D4252","v":"TAS Waddamana21"},null,{"$f":"IF(CommentaryInput!D4217=\"\",\"\",CommentaryInput!D4217)","v":"Summer loads have peaks around public holidays."}]
[null,null,null,22,{"$f":"$C4227&D4253","v":"TAS Waddamana22"},null,{"$f":"IF(CommentaryInput!D4218=\"\",\"\",CommentaryInput!D4218)","v":"Diversity factors: summer = 0.58; winter = 0.39."}]
[null,null,null,23,{"$f":"$C4227&D4254","v":"TAS Waddamana23"},null,""]
[null,null,null,24,{"$f":"$C4227&D4255","v":"TAS Waddamana24"}]
[null,null,null,25,{"$f":"$C4227&D4256","v":"TAS Waddamana25"},null,""]
[null,null,null,null,null,null,{"$f":"IF(CommentaryInput!D4222=\"\",\"\",CommentaryInput!D4222)","v":""}]
[null,null,"TAS Wesley Vale",null,null,null,{"$f":"IF(CommentaryInput!D4223=\"\",\"\",CommentaryInput!D4223)","v":""}]
[null,null,null,null,null,null,{"$f":"IF(CommentaryInput!D4224=\"\",\"\",CommentaryInput!D4224)","v":""}]
[null,null,null,null,null,null,{"$f":"IF(CommentaryInput!D4225=\"\",\"\",CommentaryInput!D4225)","v":"MAIN SECTORS"}]
[null,null,null,1,{"$f":"$C4258&D4261","v":"TAS Wesley Vale1"},null,{"$f":"IF(CommentaryInput!D4226=\"\",\"\",CommentaryInput!D4226)","v":"Predominantly industrial."}]
[null,null,null,2,{"$f":"$C4258&D4262","v":"TAS Wesley Vale2"},null,{"$f":"IF(CommentaryInput!D4227=\"\",\"\",CommentaryInput!D4227)","v":""}]
[null,null,null,3,{"$f":"$C4258&D4263","v":"TAS Wesley Vale3"},null,{"$f":"IF(CommentaryInput!D4228=\"\",\"\",CommentaryInput!D4228)","v":""}]
[null,null,null,4,{"$f":"$C4258&D4264","v":"TAS Wesley Vale4"},null,{"$f":"IF(CommentaryInput!D4229=\"\",\"\",CommentaryInput!D4229)","v":""}]
[null,null,null,5,{"$f":"$C4258&D4265","v":"TAS Wesley Vale5"},null,{"$f":"IF(CommentaryInput!D4230=\"\",\"\",CommentaryInput!D4230)","v":""}]
[null,null,null,null,null,null,{"$f":"IF(CommentaryInput!D4231=\"\",\"\",CommentaryInput!D4231)","v":"MEDIUM SCENARIO"}]
[null,null,null,null,null,null,{"$f":"IF(CommentaryInput!D4232=\"\",\"\",CommentaryInput!D4232)","v":"Summer"}]
[null,null,null,8,{"$f":"$C4258&D4268","v":"TAS Wesley Vale8"},null,{"$f":"IF(CommentaryInput!D4233=\"\",\"\",CommentaryInput!D4233)","v":"There was a significant drop in load in 2011, before reducing to almost 0.5 MW in 2014."}]
[null,null,null,9,{"$f":"$C4258&D4269","v":"TAS Wesley Vale9"},null,{"$f":"IF(CommentaryInput!D4234=\"\",\"\",CommentaryInput!D4234)","v":"Load is forecast to remain flat over the outlook period."}]
[null,null,null,10,{"$f":"$C4258&D4270","v":"TAS Wesley Vale10"},null,{"$f":"IF(CommentaryInput!D4235=\"\",\"\",CommentaryInput!D4235)","v":"PV and EE do not affect the POE10 forecasts at this connection point."}]
[null,null,null,11,{"$f":"$C4258&D4271","v":"TAS Wesley Vale11"},null,{"$f":"IF(CommentaryInput!D4236=\"\",\"\",CommentaryInput!D4236)","v":""}]
[null,null,null,12,{"$f":"$C4258&D4272","v":"TAS Wesley Vale12"},null,{"$f":"IF(CommentaryInput!D4237=\"\",\"\",CommentaryInput!D4237)","v":""}]
[null,null,null,null,null,null,{"$f":"IF(CommentaryInput!D4238=\"\",\"\",CommentaryInput!D4238)","v":"Winter"}]
[null,null,null,13,{"$f":"$C4258&D4274","v":"TAS Wesley Vale13"},null,{"$f":"IF(CommentaryInput!D4239=\"\",\"\",CommentaryInput!D4239)","v":"There was a significant drop in load in 2010, before reducing to almost 0.5 MW in 2014."}]
[null,null,null,14,{"$f":"$C4258&D4275","v":"TAS Wesley Vale14"},null,{"$f":"IF(CommentaryInput!D4240=\"\",\"\",CommentaryInput!D4240)","v":"Load is forecast to remain flat over the outlook period."}]
[null,null,null,15,{"$f":"$C4258&D4276","v":"TAS Wesley Vale15"},null,{"$f":"IF(CommentaryInput!D4241=\"\",\"\",CommentaryInput!D4241)","v":"PV and EE do not affect the POE10 forecasts at this connection point."}]
[null,null,null,16,{"$f":"$C4258&D4277","v":"TAS Wesley Vale16"},null,{"$f":"IF(CommentaryInput!D4242=\"\",\"\",CommentaryInput!D4242)","v":""}]
[null,null,null,17,{"$f":"$C4258&D4278","v":"TAS Wesley Vale17"},null,{"$f":"IF(CommentaryInput!D4243=\"\",\"\",CommentaryInput!D4243)","v":""}]
[null,null,null,null,null,null,{"$f":"IF(CommentaryInput!D4244=\"\",\"\",CommentaryInput!D4244)","v":"Other"}]
[null,null,null,18,{"$f":"$C4258&D4280","v":"TAS Wesley Vale18"},null,{"$f":"IF(CommentaryInput!D4245=\"\",\"\",CommentaryInput!D4245)","v":"Connection point west of Devonport."}]
[null,null,null,19,{"$f":"$C4258&D4281","v":"TAS Wesley Vale19"},null,{"$f":"IF(CommentaryInput!D4246=\"\",\"\",CommentaryInput!D4246)","v":"Load has reduced to very low levels due to closure of Tas Paper mill early 2010."}]
[null,null,null,20,{"$f":"$C4258&D4282","v":"TAS Wesley Vale20"},null,{"$f":"IF(CommentaryInput!D4247=\"\",\"\",CommentaryInput!D4247)","v":"summer and winter loads now identical."}]
[null,null,null,21,{"$f":"$C4258&D4283","v":"TAS Wesley Vale21"},null,{"$f":"IF(CommentaryInput!D4248=\"\",\"\",CommentaryInput!D4248)","v":"Diversity factors: summer = 0.8; winter = 0.72."}]
[null,null,null,22,{"$f":"$C4258&D4284","v":"TAS Wesley Vale22"},null,{"$f":"IF(CommentaryInput!D4249=\"\",\"\",CommentaryInput!D4249)","v":""}]
[null,null,null,23,{"$f":"$C4258&D4285","v":"TAS Wesley Vale23"},null,""]
[null,null,null,24,{"$f":"$C4258&D4286","v":"TAS Wesley Vale24"}]
[null,null,null,25,{"$f":"$C4258&D4287","v":"TAS Wesley Vale25"},null,""]
[null,null,null,null,null,null,{"$f":"IF(CommentaryInput!D4253=\"\",\"\",CommentaryInput!D4253)","v":""}]
[null,null,"TAS Arthurs Lake",null,null,null,{"$f":"IF(CommentaryInput!D4254=\"\",\"\",CommentaryInput!D4254)","v":""}]
[null,null,null,null,null,null,{"$f":"IF(CommentaryInput!D4255=\"\",\"\",CommentaryInput!D4255)","v":""}]
[null,null,null,null,null,null,{"$f":"IF(CommentaryInput!D4256=\"\",\"\",CommentaryInput!D4256)","v":"MAIN SECTORS"}]
[null,null,null,1,{"$f":"$C4289&D4292","v":"TAS Arthurs Lake1"},null,{"$f":"IF(CommentaryInput!D4257=\"\",\"\",CommentaryInput!D4257)","v":"Predominantly agricultural and residential."}]
[null,null,null,2,{"$f":"$C4289&D4293","v":"TAS Arthurs Lake2"},null,{"$f":"IF(CommentaryInput!D4258=\"\",\"\",CommentaryInput!D4258)","v":""}]
[null,null,null,3,{"$f":"$C4289&D4294","v":"TAS Arthurs Lake3"},null,{"$f":"IF(CommentaryInput!D4259=\"\",\"\",CommentaryInput!D4259)","v":""}]
[null,null,null,4,{"$f":"$C4289&D4295","v":"TAS Arthurs Lake4"},null,{"$f":"IF(CommentaryInput!D4260=\"\",\"\",CommentaryInput!D4260)","v":""}]
[null,null,null,5,{"$f":"$C4289&D4296","v":"TAS Arthurs Lake5"},null,{"$f":"IF(CommentaryInput!D4261=\"\",\"\",CommentaryInput!D4261)","v":""}]
[null,null,null,null,null,null,{"$f":"IF(CommentaryInput!D4262=\"\",\"\",CommentaryInput!D4262)","v":"MEDIUM SCENARIO"}]
[null,null,null,null,null,null,{"$f":"IF(CommentaryInput!D4263=\"\",\"\",CommentaryInput!D4263)","v":"Summer"}]
[null,null,null,8,{"$f":"$C4289&D4299","v":"TAS Arthurs Lake8"},null,{"$f":"IF(CommentaryInput!D4264=\"\",\"\",CommentaryInput!D4264)","v":"Load is forecast to remain flat for the outlook period."}]
[null,null,null,9,{"$f":"$C4289&D4300","v":"TAS Arthurs Lake9"},null,{"$f":"IF(CommentaryInput!D4265=\"\",\"\",CommentaryInput!D4265)","v":"PV and EE do not affect the POE10 forecasts at this connection point."}]
[null,null,null,10,{"$f":"$C4289&D4301","v":"TAS Arthurs Lake10"},null,{"$f":"IF(CommentaryInput!D4266=\"\",\"\",CommentaryInput!D4266)","v":""}]
[null,null,null,11,{"$f":"$C4289&D4302","v":"TAS Arthurs Lake11"},null,{"$f":"IF(CommentaryInput!D4267=\"\",\"\",CommentaryInput!D4267)","v":""}]
[null,null,null,12,{"$f":"$C4289&D4303","v":"TAS Arthurs Lake12"},null,{"$f":"IF(CommentaryInput!D4268=\"\",\"\",CommentaryInput!D4268)","v":""}]
[null,null,null,null,null,null,{"$f":"IF(CommentaryInput!D4269=\"\",\"\",CommentaryInput!D4269)","v":"Winter"}]
[null,null,null,13,{"$f":"$C4289&D4305","v":"TAS Arthurs Lake13"},null,{"$f":"IF(CommentaryInput!D4270=\"\",\"\",CommentaryInput!D4270)","v":"Load is forecast to remain flat for the outlook period."}]
[null,null,null,14,{"$f":"$C4289&D4306","v":"TAS Arthurs Lake14"},null,{"$f":"IF(CommentaryInput!D4271=\"\",\"\",CommentaryInput!D4271)","v":"PV and EE do not affect the POE10 forecasts at this connection point."}]
[null,null,null,15,{"$f":"$C4289&D4307","v":"TAS Arthurs Lake15"},null,{"$f":"IF(CommentaryInput!D4272=\"\",\"\",CommentaryInput!D4272)","v":""}]
[null,null,null,16,{"$f":"$C4289&D4308","v":"TAS Arthurs Lake16"},null,{"$f":"IF(CommentaryInput!D4273=\"\",\"\",CommentaryInput!D4273)","v":""}]
[null,null,null,17,{"$f":"$C4289&D4309","v":"TAS Arthurs Lake17"},null,{"$f":"IF(CommentaryInput!D4274=\"\",\"\",CommentaryInput!D4274)","v":""}]
[null,null,null,null,null,null,{"$f":"IF(CommentaryInput!D4275=\"\",\"\",CommentaryInput!D4275)","v":"Other"}]
[null,null,null,18,{"$f":"$C4289&D4311","v":"TAS Arthurs Lake18"},null,{"$f":"IF(CommentaryInput!D4276=\"\",\"\",CommentaryInput!D4276)","v":"Load dominated by pumping load of nearby generator."}]
[null,null,null,19,{"$f":"$C4289&D4312","v":"TAS Arthurs Lake19"},null,{"$f":"IF(CommentaryInput!D4277=\"\",\"\",CommentaryInput!D4277)","v":"Load also includes small embedded generators assumed off at times of maximum demand."}]
[null,null,null,20,{"$f":"$C4289&D4313","v":"TAS Arthurs Lake20"},null,{"$f":"IF(CommentaryInput!D4278=\"\",\"\",CommentaryInput!D4278)","v":"Demand is not weather sensitivity for either season."}]
[null,null,null,21,{"$f":"$C4289&D4314","v":"TAS Arthurs Lake21"},null,{"$f":"IF(CommentaryInput!D4279=\"\",\"\",CommentaryInput!D4279)","v":"Diversity factors: summer = 1; winter = 0.41."}]
[null,null,null,22,{"$f":"$C4289&D4315","v":"TAS Arthurs Lake22"},null,{"$f":"IF(CommentaryInput!D4280=\"\",\"\",CommentaryInput!D4280)","v":""}]
[null,null,null,23,{"$f":"$C4289&D4316","v":"TAS Arthurs Lake23"},null,""]
[null,null,null,24,{"$f":"$C4289&D4317","v":"TAS Arthurs Lake24"}]
[null,null,null,25,{"$f":"$C4289&D4318","v":"TAS Arthurs Lake25"},null,""]
[null,null,null,null,null,null,{"$f":"IF(CommentaryInput!D4284=\"\",\"\",CommentaryInput!D4284)","v":""}]
[null,null,"TAS Derby",null,null,null,{"$f":"IF(CommentaryInput!D4285=\"\",\"\",CommentaryInput!D4285)","v":""}]
[null,null,null,null,null,null,{"$f":"IF(CommentaryInput!D4286=\"\",\"\",CommentaryInput!D4286)","v":""}]
[null,null,null,null,null,null,{"$f":"IF(CommentaryInput!D4287=\"\",\"\",CommentaryInput!D4287)","v":"MAIN SECTORS"}]
[null,null,null,1,{"$f":"$C4320&D4323","v":"TAS Derby1"},null,{"$f":"IF(CommentaryInput!D4288=\"\",\"\",CommentaryInput!D4288)","v":"Predominantly agricultural."}]
[null,null,null,2,{"$f":"$C4320&D4324","v":"TAS Derby2"},null,{"$f":"IF(CommentaryInput!D4289=\"\",\"\",CommentaryInput!D4289)","v":""}]
[null,null,null,3,{"$f":"$C4320&D4325","v":"TAS Derby3"},null,{"$f":"IF(CommentaryInput!D4290=\"\",\"\",CommentaryInput!D4290)","v":""}]
[null,null,null,4,{"$f":"$C4320&D4326","v":"TAS Derby4"},null,{"$f":"IF(CommentaryInput!D4291=\"\",\"\",CommentaryInput!D4291)","v":""}]
[null,null,null,5,{"$f":"$C4320&D4327","v":"TAS Derby5"},null,{"$f":"IF(CommentaryInput!D4292=\"\",\"\",CommentaryInput!D4292)","v":""}]
[null,null,null,null,null,null,{"$f":"IF(CommentaryInput!D4293=\"\",\"\",CommentaryInput!D4293)","v":"MEDIUM SCENARIO"}]
[null,null,null,null,null,null,{"$f":"IF(CommentaryInput!D4294=\"\",\"\",CommentaryInput!D4294)","v":"Summer"}]
[null,null,null,8,{"$f":"$C4320&D4330","v":"TAS Derby8"},null,{"$f":"IF(CommentaryInput!D4295=\"\",\"\",CommentaryInput!D4295)","v":"Historical load peaked in 2007."}]
[null,null,null,9,{"$f":"$C4320&D4331","v":"TAS Derby9"},null,{"$f":"IF(CommentaryInput!D4296=\"\",\"\",CommentaryInput!D4296)","v":"Load is forecast to increase in 2015, then steadily increase for the remainder of the outlook period."}]
[null,null,null,10,{"$f":"$C4320&D4332","v":"TAS Derby10"},null,{"$f":"IF(CommentaryInput!D4297=\"\",\"\",CommentaryInput!D4297)","v":"The POE10 offset for PV and EE rises from 2.2% to 7.1% between 2015 and 2024 with EE contributing to 0.9% and 4.5% of the offset."}]
[null,null,null,11,{"$f":"$C4320&D4333","v":"TAS Derby11"},null,{"$f":"IF(CommentaryInput!D4298=\"\",\"\",CommentaryInput!D4298)","v":""}]
[null,null,null,12,{"$f":"$C4320&D4334","v":"TAS Derby12"},null,{"$f":"IF(CommentaryInput!D4299=\"\",\"\",CommentaryInput!D4299)","v":""}]
[null,null,null,null,null,null,{"$f":"IF(CommentaryInput!D4300=\"\",\"\",CommentaryInput!D4300)","v":"Winter"}]
[null,null,null,13,{"$f":"$C4320&D4336","v":"TAS Derby13"},null,{"$f":"IF(CommentaryInput!D4301=\"\",\"\",CommentaryInput!D4301)","v":"Historical load has remained relatively flat since 2005."}]
[null,null,null,14,{"$f":"$C4320&D4337","v":"TAS Derby14"},null,{"$f":"IF(CommentaryInput!D4302=\"\",\"\",CommentaryInput!D4302)","v":"It is forecast to be relatively flat for the outlook period."}]
[null,null,null,15,{"$f":"$C4320&D4338","v":"TAS Derby15"},null,{"$f":"IF(CommentaryInput!D4303=\"\",\"\",CommentaryInput!D4303)","v":"The POE10 offset for PV and EE rises from 4.9% to 10.5% between 2014 and 2023 with EE contributing to 2.1% and 10.5% of the offset."}]
[null,null,null,16,{"$f":"$C4320&D4339","v":"TAS Derby16"},null,{"$f":"IF(CommentaryInput!D4304=\"\",\"\",CommentaryInput!D4304)","v":""}]
[null,null,null,17,{"$f":"$C4320&D4340","v":"TAS Derby17"},null,{"$f":"IF(CommentaryInput!D4305=\"\",\"\",CommentaryInput!D4305)","v":""}]
[null,null,null,null,null,null,{"$f":"IF(CommentaryInput!D4306=\"\",\"\",CommentaryInput!D4306)","v":"Other"}]
[null,null,null,18,{"$f":"$C4320&D4342","v":"TAS Derby18"},null,{"$f":"IF(CommentaryInput!D4307=\"\",\"\",CommentaryInput!D4307)","v":"Load includes Cascade Dam embedded generator."}]
[null,null,null,19,{"$f":"$C4320&D4343","v":"TAS Derby19"},null,{"$f":"IF(CommentaryInput!D4308=\"\",\"\",CommentaryInput!D4308)","v":"Musselroe Wind Farm also connected to this connection point."}]
[null,null,null,20,{"$f":"$C4320&D4344","v":"TAS Derby20"},null,{"$f":"IF(CommentaryInput!D4309=\"\",\"\",CommentaryInput!D4309)","v":"A Summer peaking connection point due to irrigation."}]
[null,null,null,21,{"$f":"$C4320&D4345","v":"TAS Derby21"},null,{"$f":"IF(CommentaryInput!D4310=\"\",\"\",CommentaryInput!D4310)","v":"Area has a strong dairy-related agricultural sector."}]
[null,null,null,22,{"$f":"$C4320&D4346","v":"TAS Derby22"},null,{"$f":"IF(CommentaryInput!D4311=\"\",\"\",CommentaryInput!D4311)","v":"Demand is not weather sensitivity in either season. "}]
[null,null,null,23,{"$f":"$C4320&D4347","v":"TAS Derby23"},null,""]
[null,null,null,24,{"$f":"$C4320&D4348","v":"TAS Derby24"}]
[null,null,null,25,{"$f":"$C4320&D4349","v":"TAS Derby25"},null,""]
[null,null,null,null,null,null,{"$f":"IF(CommentaryInput!D4315=\"\",\"\",CommentaryInput!D4315)","v":""}]
[null,null,"TAS Mowbray",null,null,null,{"$f":"IF(CommentaryInput!D4316=\"\",\"\",CommentaryInput!D4316)","v":""}]
[null,null,null,null,null,null,{"$f":"IF(CommentaryInput!D4317=\"\",\"\",CommentaryInput!D4317)","v":""}]
[null,null,null,null,null,null,{"$f":"IF(CommentaryInput!D4318=\"\",\"\",CommentaryInput!D4318)","v":"MAIN SECTORS"}]
[null,null,null,1,{"$f":"$C4351&D4354","v":"TAS Mowbray1"},null,{"$f":"IF(CommentaryInput!D4319=\"\",\"\",CommentaryInput!D4319)","v":"Predominantly residential."}]
[null,null,null,2,{"$f":"$C4351&D4355","v":"TAS Mowbray2"},null,{"$f":"IF(CommentaryInput!D4320=\"\",\"\",CommentaryInput!D4320)","v":""}]
[null,null,null,3,{"$f":"$C4351&D4356","v":"TAS Mowbray3"},null,{"$f":"IF(CommentaryInput!D4321=\"\",\"\",CommentaryInput!D4321)","v":""}]
[null,null,null,4,{"$f":"$C4351&D4357","v":"TAS Mowbray4"},null,{"$f":"IF(CommentaryInput!D4322=\"\",\"\",CommentaryInput!D4322)","v":""}]
[null,null,null,5,{"$f":"$C4351&D4358","v":"TAS Mowbray5"},null,{"$f":"IF(CommentaryInput!D4323=\"\",\"\",CommentaryInput!D4323)","v":""}]
[null,null,null,null,null,null,{"$f":"IF(CommentaryInput!D4324=\"\",\"\",CommentaryInput!D4324)","v":"MEDIUM SCENARIO"}]
[null,null,null,null,null,null,{"$f":"IF(CommentaryInput!D4325=\"\",\"\",CommentaryInput!D4325)","v":"Summer"}]
[null,null,null,8,{"$f":"$C4351&D4361","v":"TAS Mowbray8"},null,{"$f":"IF(CommentaryInput!D4326=\"\",\"\",CommentaryInput!D4326)","v":"Load peaked in 2012 and has been decreasing for the past two years."}]
[null,null,null,9,{"$f":"$C4351&D4362","v":"TAS Mowbray9"},null,{"$f":"IF(CommentaryInput!D4327=\"\",\"\",CommentaryInput!D4327)","v":"It is forecast to decrease in 2016 and then steadily increase at a slow rate for the remainder of the outlook period."}]
[null,null,null,10,{"$f":"$C4351&D4363","v":"TAS Mowbray10"},null,{"$f":"IF(CommentaryInput!D4328=\"\",\"\",CommentaryInput!D4328)","v":"The POE10 offset for PV and EE rises from 3.1% to 9.9% between 2015 and 2024 with EE contributing to 1.3% and 6.0% of the offset."}]
[null,null,null,11,{"$f":"$C4351&D4364","v":"TAS Mowbray11"},null,{"$f":"IF(CommentaryInput!D4329=\"\",\"\",CommentaryInput!D4329)","v":""}]
[null,null,null,12,{"$f":"$C4351&D4365","v":"TAS Mowbray12"},null,{"$f":"IF(CommentaryInput!D4330=\"\",\"\",CommentaryInput!D4330)","v":""}]
[null,null,null,null,null,null,{"$f":"IF(CommentaryInput!D4331=\"\",\"\",CommentaryInput!D4331)","v":"Winter"}]
[null,null,null,13,{"$f":"$C4351&D4367","v":"TAS Mowbray13"},null,{"$f":"IF(CommentaryInput!D4332=\"\",\"\",CommentaryInput!D4332)","v":"Historical load peaked in 2009."}]
[null,null,null,14,{"$f":"$C4351&D4368","v":"TAS Mowbray14"},null,{"$f":"IF(CommentaryInput!D4333=\"\",\"\",CommentaryInput!D4333)","v":"It is forecast to increase at a low rate over the outlook period."}]
[null,null,null,15,{"$f":"$C4351&D4369","v":"TAS Mowbray15"},null,{"$f":"IF(CommentaryInput!D4334=\"\",\"\",CommentaryInput!D4334)","v":"The POE10 offset for PV and EE rises from 2.0% to 3.9% between 2014 and 2023 with EE contributing to 0.8% and 3.9% of the offset."}]
[null,null,null,16,{"$f":"$C4351&D4370","v":"TAS Mowbray16"},null,{"$f":"IF(CommentaryInput!D4335=\"\",\"\",CommentaryInput!D4335)","v":""}]
[null,null,null,17,{"$f":"$C4351&D4371","v":"TAS Mowbray17"},null,{"$f":"IF(CommentaryInput!D4336=\"\",\"\",CommentaryInput!D4336)","v":""}]
[null,null,null,null,null,null,{"$f":"IF(CommentaryInput!D4337=\"\",\"\",CommentaryInput!D4337)","v":"Other"}]
[null,null,null,18,{"$f":"$C4351&D4373","v":"TAS Mowbray18"},null,{"$f":"IF(CommentaryInput!D4338=\"\",\"\",CommentaryInput!D4338)","v":"Load includes Remount embedded generator."}]
[null,null,null,19,{"$f":"$C4351&D4374","v":"TAS Mowbray19"},null,{"$f":"IF(CommentaryInput!D4339=\"\",\"\",CommentaryInput!D4339)","v":"The connection point is Winter peaking."}]
[null,null,null,20,{"$f":"$C4351&D4375","v":"TAS Mowbray20"},null,{"$f":"IF(CommentaryInput!D4340=\"\",\"\",CommentaryInput!D4340)","v":"Demand is weather sensitive in the Winter only."}]
[null,null,null,21,{"$f":"$C4351&D4376","v":"TAS Mowbray21"},null,{"$f":"IF(CommentaryInput!D4341=\"\",\"\",CommentaryInput!D4341)","v":"Loads were transferred to Trevallyn and St. Leonards in 2010 and 2013 respectively."}]
[null,null,null,22,{"$f":"$C4351&D4377","v":"TAS Mowbray22"},null,{"$f":"IF(CommentaryInput!D4342=\"\",\"\",CommentaryInput!D4342)","v":"Two block loads also went offline in 2010 and 2012."}]
[null,null,null,23,{"$f":"$C4351&D4378","v":"TAS Mowbray23"},null,""]
[null,null,null,24,{"$f":"$C4351&D4379","v":"TAS Mowbray24"}]
[null,null,null,25,{"$f":"$C4351&D4380","v":"TAS Mowbray25"},null,""]
[null,null,null,null,null,null,{"$f":"IF(CommentaryInput!D4346=\"\",\"\",CommentaryInput!D4346)","v":""}]
[null,null,"TAS Wayatinah",null,null,null,{"$f":"IF(CommentaryInput!D4347=\"\",\"\",CommentaryInput!D4347)","v":""}]
[null,null,null,null,null,null,{"$f":"IF(CommentaryInput!D4348=\"\",\"\",CommentaryInput!D4348)","v":""}]
[null,null,null,null,null,null,{"$f":"IF(CommentaryInput!D4349=\"\",\"\",CommentaryInput!D4349)","v":"MAIN SECTORS"}]
[null,null,null,1,{"$f":"$C4382&D4385","v":"TAS Wayatinah1"},null,{"$f":"IF(CommentaryInput!D4350=\"\",\"\",CommentaryInput!D4350)","v":"Predominantly agricultural (parklands)."}]
[null,null,null,2,{"$f":"$C4382&D4386","v":"TAS Wayatinah2"},null,{"$f":"IF(CommentaryInput!D4351=\"\",\"\",CommentaryInput!D4351)","v":""}]
[null,null,null,3,{"$f":"$C4382&D4387","v":"TAS Wayatinah3"},null,{"$f":"IF(CommentaryInput!D4352=\"\",\"\",CommentaryInput!D4352)","v":""}]
[null,null,null,4,{"$f":"$C4382&D4388","v":"TAS Wayatinah4"},null,{"$f":"IF(CommentaryInput!D4353=\"\",\"\",CommentaryInput!D4353)","v":""}]
[null,null,null,5,{"$f":"$C4382&D4389","v":"TAS Wayatinah5"},null,{"$f":"IF(CommentaryInput!D4354=\"\",\"\",CommentaryInput!D4354)","v":""}]
[null,null,null,null,null,null,{"$f":"IF(CommentaryInput!D4355=\"\",\"\",CommentaryInput!D4355)","v":"MEDIUM SCENARIO"}]
[null,null,null,null,null,null,{"$f":"IF(CommentaryInput!D4356=\"\",\"\",CommentaryInput!D4356)","v":"Summer"}]
[null,null,null,8,{"$f":"$C4382&D4392","v":"TAS Wayatinah8"},null,{"$f":"IF(CommentaryInput!D4357=\"\",\"\",CommentaryInput!D4357)","v":"Load peaked in 2006, 2011 and 2014."}]
[null,null,null,9,{"$f":"$C4382&D4393","v":"TAS Wayatinah9"},null,{"$f":"IF(CommentaryInput!D4358=\"\",\"\",CommentaryInput!D4358)","v":"It is forecast to increase at a slow rate over the outlook period."}]
[null,null,null,10,{"$f":"$C4382&D4394","v":"TAS Wayatinah10"},null,{"$f":"IF(CommentaryInput!D4359=\"\",\"\",CommentaryInput!D4359)","v":"PV and EE do not affect the POE10 forecasts at this connection point"}]
[null,null,null,11,{"$f":"$C4382&D4395","v":"TAS Wayatinah11"},null,{"$f":"IF(CommentaryInput!D4360=\"\",\"\",CommentaryInput!D4360)","v":""}]
[null,null,null,12,{"$f":"$C4382&D4396","v":"TAS Wayatinah12"},null,{"$f":"IF(CommentaryInput!D4361=\"\",\"\",CommentaryInput!D4361)","v":""}]
[null,null,null,null,null,null,{"$f":"IF(CommentaryInput!D4362=\"\",\"\",CommentaryInput!D4362)","v":"Winter"}]
[null,null,null,13,{"$f":"$C4382&D4398","v":"TAS Wayatinah13"},null,{"$f":"IF(CommentaryInput!D4363=\"\",\"\",CommentaryInput!D4363)","v":"Load peaked in 2013."}]
[null,null,null,14,{"$f":"$C4382&D4399","v":"TAS Wayatinah14"},null,{"$f":"IF(CommentaryInput!D4364=\"\",\"\",CommentaryInput!D4364)","v":"It is forecast to remain flat over the outlook period."}]
[null,null,null,15,{"$f":"$C4382&D4400","v":"TAS Wayatinah15"},null,{"$f":"IF(CommentaryInput!D4365=\"\",\"\",CommentaryInput!D4365)","v":"PV and EE do not affect the POE10 forecasts at this connection point."}]
[null,null,null,16,{"$f":"$C4382&D4401","v":"TAS Wayatinah16"},null,{"$f":"IF(CommentaryInput!D4366=\"\",\"\",CommentaryInput!D4366)","v":""}]
[null,null,null,17,{"$f":"$C4382&D4402","v":"TAS Wayatinah17"},null,{"$f":"IF(CommentaryInput!D4367=\"\",\"\",CommentaryInput!D4367)","v":""}]
[null,null,null,null,null,null,{"$f":"IF(CommentaryInput!D4368=\"\",\"\",CommentaryInput!D4368)","v":"Other"}]
[null,null,null,18,{"$f":"$C4382&D4404","v":"TAS Wayatinah18"},null,{"$f":"IF(CommentaryInput!D4369=\"\",\"\",CommentaryInput!D4369)","v":"Load dominated by pumping for nearby generator."}]
[null,null,null,19,{"$f":"$C4382&D4405","v":"TAS Wayatinah19"},null,{"$f":"IF(CommentaryInput!D4370=\"\",\"\",CommentaryInput!D4370)","v":"summer and winter loads are identical."}]
[null,null,null,20,{"$f":"$C4382&D4406","v":"TAS Wayatinah20"},null,{"$f":"IF(CommentaryInput!D4371=\"\",\"\",CommentaryInput!D4371)","v":"Demand is not weather sensitive in either season."}]
[null,null,null,21,{"$f":"$C4382&D4407","v":"TAS Wayatinah21"},null,{"$f":"IF(CommentaryInput!D4372=\"\",\"\",CommentaryInput!D4372)","v":"Diversity factors: summer = 0.58; winter = 0.67."}]
[null,null,null,22,{"$f":"$C4382&D4408","v":"TAS Wayatinah22"},null,{"$f":"IF(CommentaryInput!D4373=\"\",\"\",CommentaryInput!D4373)","v":""}]
[null,null,null,23,{"$f":"$C4382&D4409","v":"TAS Wayatinah23"},null,""]
[null,null,null,24,{"$f":"$C4382&D4410","v":"TAS Wayatinah24"}]
[null,null,null,25,{"$f":"$C4382&D4411","v":"TAS Wayatinah25"},null,""]
[null,null,null,null,null,null,{"$f":"IF(CommentaryInput!D4377=\"\",\"\",CommentaryInput!D4377)","v":""}]
[null,null,"TAS SpareA",null,null,null,{"$f":"IF(CommentaryInput!D4378=\"\",\"\",CommentaryInput!D4378)","v":""}]
[null,null,null,null,null,null,{"$f":"IF(CommentaryInput!D4379=\"\",\"\",CommentaryInput!D4379)","v":""}]
[null,null,null,null,null,null,{"$f":"IF(CommentaryInput!D4380=\"\",\"\",CommentaryInput!D4380)","v":"MAIN SECTORS"}]
[null,null,null,1,{"$f":"$C4413&D4416","v":"TAS SpareA1"},null,{"$f":"IF(CommentaryInput!D4381=\"\",\"\",CommentaryInput!D4381)","v":""}]
[null,null,null,2,{"$f":"$C4413&D4417","v":"TAS SpareA2"},null,{"$f":"IF(CommentaryInput!D4382=\"\",\"\",CommentaryInput!D4382)","v":""}]
[null,null,null,3,{"$f":"$C4413&D4418","v":"TAS SpareA3"},null,{"$f":"IF(CommentaryInput!D4383=\"\",\"\",CommentaryInput!D4383)","v":""}]
[null,null,null,4,{"$f":"$C4413&D4419","v":"TAS SpareA4"},null,{"$f":"IF(CommentaryInput!D4384=\"\",\"\",CommentaryInput!D4384)","v":""}]
[null,null,null,5,{"$f":"$C4413&D4420","v":"TAS SpareA5"},null,{"$f":"IF(CommentaryInput!D4385=\"\",\"\",CommentaryInput!D4385)","v":""}]
[null,null,null,null,null,null,{"$f":"IF(CommentaryInput!D4386=\"\",\"\",CommentaryInput!D4386)","v":"MEDIUM SCENARIO"}]
[null,null,null,null,null,null,{"$f":"IF(CommentaryInput!D4387=\"\",\"\",CommentaryInput!D4387)","v":"Summer"}]
[null,null,null,8,{"$f":"$C4413&D4423","v":"TAS SpareA8"},null,{"$f":"IF(CommentaryInput!D4388=\"\",\"\",CommentaryInput!D4388)","v":""}]
[null,null,null,9,{"$f":"$C4413&D4424","v":"TAS SpareA9"},null,{"$f":"IF(CommentaryInput!D4389=\"\",\"\",CommentaryInput!D4389)","v":""}]
[null,null,null,10,{"$f":"$C4413&D4425","v":"TAS SpareA10"},null,{"$f":"IF(CommentaryInput!D4390=\"\",\"\",CommentaryInput!D4390)","v":""}]
[null,null,null,11,{"$f":"$C4413&D4426","v":"TAS SpareA11"},null,{"$f":"IF(CommentaryInput!D4391=\"\",\"\",CommentaryInput!D4391)","v":""}]
[null,null,null,12,{"$f":"$C4413&D4427","v":"TAS SpareA12"},null,{"$f":"IF(CommentaryInput!D4392=\"\",\"\",CommentaryInput!D4392)","v":""}]
[null,null,null,null,null,null,{"$f":"IF(CommentaryInput!D4393=\"\",\"\",CommentaryInput!D4393)","v":"Winter"}]
[null,null,null,13,{"$f":"$C4413&D4429","v":"TAS SpareA13"},null,{"$f":"IF(CommentaryInput!D4394=\"\",\"\",CommentaryInput!D4394)","v":""}]
[null,null,null,14,{"$f":"$C4413&D4430","v":"TAS SpareA14"},null,{"$f":"IF(CommentaryInput!D4395=\"\",\"\",CommentaryInput!D4395)","v":""}]
[null,null,null,15,{"$f":"$C4413&D4431","v":"TAS SpareA15"},null,{"$f":"IF(CommentaryInput!D4396=\"\",\"\",CommentaryInput!D4396)","v":""}]
[null,null,null,16,{"$f":"$C4413&D4432","v":"TAS SpareA16"},null,{"$f":"IF(CommentaryInput!D4397=\"\",\"\",CommentaryInput!D4397)","v":""}]
[null,null,null,17,{"$f":"$C4413&D4433","v":"TAS SpareA17"},null,{"$f":"IF(CommentaryInput!D4398=\"\",\"\",CommentaryInput!D4398)","v":""}]
[null,null,null,null,null,null,{"$f":"IF(CommentaryInput!D4399=\"\",\"\",CommentaryInput!D4399)","v":"Other"}]
[null,null,null,18,{"$f":"$C4413&D4435","v":"TAS SpareA18"},null,{"$f":"IF(CommentaryInput!D4400=\"\",\"\",CommentaryInput!D4400)","v":""}]
[null,null,null,19,{"$f":"$C4413&D4436","v":"TAS SpareA19"},null,{"$f":"IF(CommentaryInput!D4401=\"\",\"\",CommentaryInput!D4401)","v":""}]
[null,null,null,20,{"$f":"$C4413&D4437","v":"TAS SpareA20"},null,{"$f":"IF(CommentaryInput!D4402=\"\",\"\",CommentaryInput!D4402)","v":""}]
[null,null,null,21,{"$f":"$C4413&D4438","v":"TAS SpareA21"},null,{"$f":"IF(CommentaryInput!D4403=\"\",\"\",CommentaryInput!D4403)","v":""}]
[null,null,null,22,{"$f":"$C4413&D4439","v":"TAS SpareA22"},null,{"$f":"IF(CommentaryInput!D4404=\"\",\"\",CommentaryInput!D4404)","v":""}]
[null,null,null,23,{"$f":"$C4413&D4440","v":"TAS SpareA23"},null,""]
[null,null,null,24,{"$f":"$C4413&D4441","v":"TAS SpareA24"}]
[null,null,null,25,{"$f":"$C4413&D4442","v":"TAS SpareA25"},null,""]
[null,null,null,null,null,null,{"$f":"IF(CommentaryInput!D4408=\"\",\"\",CommentaryInput!D4408)","v":""}]
[null,null,"TASSpareB",null,null,null,{"$f":"IF(CommentaryInput!D4409=\"\",\"\",CommentaryInput!D4409)","v":""}]
[null,null,null,null,null,null,{"$f":"IF(CommentaryInput!D4410=\"\",\"\",CommentaryInput!D4410)","v":""}]
[null,null,null,null,null,null,{"$f":"IF(CommentaryInput!D4411=\"\",\"\",CommentaryInput!D4411)","v":"MAIN SECTORS"}]
[null,null,null,1,{"$f":"$C4444&D4447","v":"TASSpareB1"},null,{"$f":"IF(CommentaryInput!D4412=\"\",\"\",CommentaryInput!D4412)","v":""}]
[null,null,null,2,{"$f":"$C4444&D4448","v":"TASSpareB2"},null,{"$f":"IF(CommentaryInput!D4413=\"\",\"\",CommentaryInput!D4413)","v":""}]
[null,null,null,3,{"$f":"$C4444&D4449","v":"TASSpareB3"},null,{"$f":"IF(CommentaryInput!D4414=\"\",\"\",CommentaryInput!D4414)","v":""}]
[null,null,null,4,{"$f":"$C4444&D4450","v":"TASSpareB4"},null,{"$f":"IF(CommentaryInput!D4415=\"\",\"\",CommentaryInput!D4415)","v":""}]
[null,null,null,5,{"$f":"$C4444&D4451","v":"TASSpareB5"},null,{"$f":"IF(CommentaryInput!D4416=\"\",\"\",CommentaryInput!D4416)","v":""}]
[null,null,null,null,null,null,{"$f":"IF(CommentaryInput!D4417=\"\",\"\",CommentaryInput!D4417)","v":"MEDIUM SCENARIO"}]
[null,null,null,null,null,null,{"$f":"IF(CommentaryInput!D4418=\"\",\"\",CommentaryInput!D4418)","v":"Summer"}]
[null,null,null,8,{"$f":"$C4444&D4454","v":"TASSpareB8"},null,{"$f":"IF(CommentaryInput!D4419=\"\",\"\",CommentaryInput!D4419)","v":""}]
[null,null,null,9,{"$f":"$C4444&D4455","v":"TASSpareB9"},null,{"$f":"IF(CommentaryInput!D4420=\"\",\"\",CommentaryInput!D4420)","v":""}]
[null,null,null,10,{"$f":"$C4444&D4456","v":"TASSpareB10"},null,{"$f":"IF(CommentaryInput!D4421=\"\",\"\",CommentaryInput!D4421)","v":""}]
[null,null,null,11,{"$f":"$C4444&D4457","v":"TASSpareB11"},null,{"$f":"IF(CommentaryInput!D4422=\"\",\"\",CommentaryInput!D4422)","v":""}]
[null,null,null,12,{"$f":"$C4444&D4458","v":"TASSpareB12"},null,{"$f":"IF(CommentaryInput!D4423=\"\",\"\",CommentaryInput!D4423)","v":""}]
[null,null,null,null,null,null,{"$f":"IF(CommentaryInput!D4424=\"\",\"\",CommentaryInput!D4424)","v":"Winter"}]
[null,null,null,13,{"$f":"$C4444&D4460","v":"TASSpareB13"},null,{"$f":"IF(CommentaryInput!D4425=\"\",\"\",CommentaryInput!D4425)","v":""}]
[null,null,null,14,{"$f":"$C4444&D4461","v":"TASSpareB14"},null,{"$f":"IF(CommentaryInput!D4426=\"\",\"\",CommentaryInput!D4426)","v":""}]
[null,null,null,15,{"$f":"$C4444&D4462","v":"TASSpareB15"},null,{"$f":"IF(CommentaryInput!D4427=\"\",\"\",CommentaryInput!D4427)","v":""}]
[null,null,null,16,{"$f":"$C4444&D4463","v":"TASSpareB16"},null,{"$f":"IF(CommentaryInput!D4428=\"\",\"\",CommentaryInput!D4428)","v":""}]
[null,null,null,17,{"$f":"$C4444&D4464","v":"TASSpareB17"},null,{"$f":"IF(CommentaryInput!D4429=\"\",\"\",CommentaryInput!D4429)","v":""}]
[null,null,null,null,null,null,{"$f":"IF(CommentaryInput!D4430=\"\",\"\",CommentaryInput!D4430)","v":"Other"}]
[null,null,null,18,{"$f":"$C4444&D4466","v":"TASSpareB18"},null,{"$f":"IF(CommentaryInput!D4431=\"\",\"\",CommentaryInput!D4431)","v":""}]
[null,null,null,19,{"$f":"$C4444&D4467","v":"TASSpareB19"},null,{"$f":"IF(CommentaryInput!D4432=\"\",\"\",CommentaryInput!D4432)","v":""}]
[null,null,null,20,{"$f":"$C4444&D4468","v":"TASSpareB20"},null,{"$f":"IF(CommentaryInput!D4433=\"\",\"\",CommentaryInput!D4433)","v":""}]
[null,null,null,21,{"$f":"$C4444&D4469","v":"TASSpareB21"},null,{"$f":"IF(CommentaryInput!D4434=\"\",\"\",CommentaryInput!D4434)","v":""}]
[null,null,null,22,{"$f":"$C4444&D4470","v":"TASSpareB22"},null,{"$f":"IF(CommentaryInput!D4435=\"\",\"\",CommentaryInput!D4435)","v":""}]
[null,null,null,23,{"$f":"$C4444&D4471","v":"TASSpareB23"},null,""]
[null,null,null,24,{"$f":"$C4444&D4472","v":"TASSpareB24"}]
[null,null,null,25,{"$f":"$C4444&D4473","v":"TASSpareB25"},null,""]
[null,null,null,null,null,null,{"$f":"IF(CommentaryInput!D4439=\"\",\"\",CommentaryInput!D4439)","v":""}]
[null,null,"TAS SpareC",null,null,null,{"$f":"IF(CommentaryInput!D4440=\"\",\"\",CommentaryInput!D4440)","v":""}]
[null,null,null,null,null,null,{"$f":"IF(CommentaryInput!D4441=\"\",\"\",CommentaryInput!D4441)","v":""}]
[null,null,null,null,null,null,{"$f":"IF(CommentaryInput!D4442=\"\",\"\",CommentaryInput!D4442)","v":"MAIN SECTORS"}]
[null,null,null,1,{"$f":"$C4475&D4478","v":"TAS SpareC1"},null,{"$f":"IF(CommentaryInput!D4443=\"\",\"\",CommentaryInput!D4443)","v":""}]
[null,null,null,2,{"$f":"$C4475&D4479","v":"TAS SpareC2"},null,{"$f":"IF(CommentaryInput!D4444=\"\",\"\",CommentaryInput!D4444)","v":""}]
[null,null,null,3,{"$f":"$C4475&D4480","v":"TAS SpareC3"},null,{"$f":"IF(CommentaryInput!D4445=\"\",\"\",CommentaryInput!D4445)","v":""}]
[null,null,null,4,{"$f":"$C4475&D4481","v":"TAS SpareC4"},null,{"$f":"IF(CommentaryInput!D4446=\"\",\"\",CommentaryInput!D4446)","v":""}]
[null,null,null,5,{"$f":"$C4475&D4482","v":"TAS SpareC5"},null,{"$f":"IF(CommentaryInput!D4447=\"\",\"\",CommentaryInput!D4447)","v":""}]
[null,null,null,null,null,null,{"$f":"IF(CommentaryInput!D4448=\"\",\"\",CommentaryInput!D4448)","v":"MEDIUM SCENARIO"}]
[null,null,null,null,null,null,{"$f":"IF(CommentaryInput!D4449=\"\",\"\",CommentaryInput!D4449)","v":"Summer"}]
[null,null,null,8,{"$f":"$C4475&D4485","v":"TAS SpareC8"},null,{"$f":"IF(CommentaryInput!D4450=\"\",\"\",CommentaryInput!D4450)","v":""}]
[null,null,null,9,{"$f":"$C4475&D4486","v":"TAS SpareC9"},null,{"$f":"IF(CommentaryInput!D4451=\"\",\"\",CommentaryInput!D4451)","v":""}]
[null,null,null,10,{"$f":"$C4475&D4487","v":"TAS SpareC10"},null,{"$f":"IF(CommentaryInput!D4452=\"\",\"\",CommentaryInput!D4452)","v":""}]
[null,null,null,11,{"$f":"$C4475&D4488","v":"TAS SpareC11"},null,{"$f":"IF(CommentaryInput!D4453=\"\",\"\",CommentaryInput!D4453)","v":""}]
[null,null,null,12,{"$f":"$C4475&D4489","v":"TAS SpareC12"},null,{"$f":"IF(CommentaryInput!D4454=\"\",\"\",CommentaryInput!D4454)","v":""}]
[null,null,null,null,null,null,{"$f":"IF(CommentaryInput!D4455=\"\",\"\",CommentaryInput!D4455)","v":"Winter"}]
[null,null,null,13,{"$f":"$C4475&D4491","v":"TAS SpareC13"},null,{"$f":"IF(CommentaryInput!D4456=\"\",\"\",CommentaryInput!D4456)","v":""}]
[null,null,null,14,{"$f":"$C4475&D4492","v":"TAS SpareC14"},null,{"$f":"IF(CommentaryInput!D4457=\"\",\"\",CommentaryInput!D4457)","v":""}]
[null,null,null,15,{"$f":"$C4475&D4493","v":"TAS SpareC15"},null,{"$f":"IF(CommentaryInput!D4458=\"\",\"\",CommentaryInput!D4458)","v":""}]
[null,null,null,16,{"$f":"$C4475&D4494","v":"TAS SpareC16"},null,{"$f":"IF(CommentaryInput!D4459=\"\",\"\",CommentaryInput!D4459)","v":""}]
[null,null,null,17,{"$f":"$C4475&D4495","v":"TAS SpareC17"},null,{"$f":"IF(CommentaryInput!D4460=\"\",\"\",CommentaryInput!D4460)","v":""}]
[null,null,null,null,null,null,{"$f":"IF(CommentaryInput!D4461=\"\",\"\",CommentaryInput!D4461)","v":"Other"}]
[null,null,null,18,{"$f":"$C4475&D4497","v":"TAS SpareC18"},null,{"$f":"IF(CommentaryInput!D4462=\"\",\"\",CommentaryInput!D4462)","v":""}]
[null,null,null,19,{"$f":"$C4475&D4498","v":"TAS SpareC19"},null,{"$f":"IF(CommentaryInput!D4463=\"\",\"\",CommentaryInput!D4463)","v":""}]
[null,null,null,20,{"$f":"$C4475&D4499","v":"TAS SpareC20"},null,{"$f":"IF(CommentaryInput!D4464=\"\",\"\",CommentaryInput!D4464)","v":""}]
[null,null,null,21,{"$f":"$C4475&D4500","v":"TAS SpareC21"},null,{"$f":"IF(CommentaryInput!D4465=\"\",\"\",CommentaryInput!D4465)","v":""}]
[null,null,null,22,{"$f":"$C4475&D4501","v":"TAS SpareC22"},null,{"$f":"IF(CommentaryInput!D4466=\"\",\"\",CommentaryInput!D4466)","v":""}]
[null,null,null,23,{"$f":"$C4475&D4502","v":"TAS SpareC23"},null,""]
[null,null,null,24,{"$f":"$C4475&D4503","v":"TAS SpareC24"}]
[null,null,null,25,{"$f":"$C4475&D4504","v":"TAS SpareC25"},null,""]
[null,null,null,null,null,null,{"$f":"IF(CommentaryInput!D4470=\"\",\"\",CommentaryInput!D4470)","v":""}]
[null,null,"TAS SpareD",null,null,null,{"$f":"IF(CommentaryInput!D4471=\"\",\"\",CommentaryInput!D4471)","v":""}]
[null,null,null,null,null,null,{"$f":"IF(CommentaryInput!D4472=\"\",\"\",CommentaryInput!D4472)","v":""}]
[null,null,null,null,null,null,{"$f":"IF(CommentaryInput!D4473=\"\",\"\",CommentaryInput!D4473)","v":"MAIN SECTORS"}]
[null,null,null,1,{"$f":"$C4506&D4509","v":"TAS SpareD1"},null,{"$f":"IF(CommentaryInput!D4474=\"\",\"\",CommentaryInput!D4474)","v":""}]
[null,null,null,2,{"$f":"$C4506&D4510","v":"TAS SpareD2"},null,{"$f":"IF(CommentaryInput!D4475=\"\",\"\",CommentaryInput!D4475)","v":""}]
[null,null,null,3,{"$f":"$C4506&D4511","v":"TAS SpareD3"},null,{"$f":"IF(CommentaryInput!D4476=\"\",\"\",CommentaryInput!D4476)","v":""}]
[null,null,null,4,{"$f":"$C4506&D4512","v":"TAS SpareD4"},null,{"$f":"IF(CommentaryInput!D4477=\"\",\"\",CommentaryInput!D4477)","v":""}]
[null,null,null,5,{"$f":"$C4506&D4513","v":"TAS SpareD5"},null,{"$f":"IF(CommentaryInput!D4478=\"\",\"\",CommentaryInput!D4478)","v":""}]
[null,null,null,null,null,null,{"$f":"IF(CommentaryInput!D4479=\"\",\"\",CommentaryInput!D4479)","v":"MEDIUM SCENARIO"}]
[null,null,null,null,null,null,{"$f":"IF(CommentaryInput!D4480=\"\",\"\",CommentaryInput!D4480)","v":"Summer"}]
[null,null,null,8,{"$f":"$C4506&D4516","v":"TAS SpareD8"},null,{"$f":"IF(CommentaryInput!D4481=\"\",\"\",CommentaryInput!D4481)","v":""}]
[null,null,null,9,{"$f":"$C4506&D4517","v":"TAS SpareD9"},null,{"$f":"IF(CommentaryInput!D4482=\"\",\"\",CommentaryInput!D4482)","v":""}]
[null,null,null,10,{"$f":"$C4506&D4518","v":"TAS SpareD10"},null,{"$f":"IF(CommentaryInput!D4483=\"\",\"\",CommentaryInput!D4483)","v":""}]
[null,null,null,11,{"$f":"$C4506&D4519","v":"TAS SpareD11"},null,{"$f":"IF(CommentaryInput!D4484=\"\",\"\",CommentaryInput!D4484)","v":""}]
[null,null,null,12,{"$f":"$C4506&D4520","v":"TAS SpareD12"},null,{"$f":"IF(CommentaryInput!D4485=\"\",\"\",CommentaryInput!D4485)","v":""}]
[null,null,null,null,null,null,{"$f":"IF(CommentaryInput!D4486=\"\",\"\",CommentaryInput!D4486)","v":"Winter"}]
[null,null,null,13,{"$f":"$C4506&D4522","v":"TAS SpareD13"},null,{"$f":"IF(CommentaryInput!D4487=\"\",\"\",CommentaryInput!D4487)","v":""}]
[null,null,null,14,{"$f":"$C4506&D4523","v":"TAS SpareD14"},null,{"$f":"IF(CommentaryInput!D4488=\"\",\"\",CommentaryInput!D4488)","v":""}]
[null,null,null,15,{"$f":"$C4506&D4524","v":"TAS SpareD15"},null,{"$f":"IF(CommentaryInput!D4489=\"\",\"\",CommentaryInput!D4489)","v":""}]
[null,null,null,16,{"$f":"$C4506&D4525","v":"TAS SpareD16"},null,{"$f":"IF(CommentaryInput!D4490=\"\",\"\",CommentaryInput!D4490)","v":""}]
[null,null,null,17,{"$f":"$C4506&D4526","v":"TAS SpareD17"},null,{"$f":"IF(CommentaryInput!D4491=\"\",\"\",CommentaryInput!D4491)","v":""}]
[null,null,null,null,null,null,{"$f":"IF(CommentaryInput!D4492=\"\",\"\",CommentaryInput!D4492)","v":"Other"}]
[null,null,null,18,{"$f":"$C4506&D4528","v":"TAS SpareD18"},null,{"$f":"IF(CommentaryInput!D4493=\"\",\"\",CommentaryInput!D4493)","v":""}]
[null,null,null,19,{"$f":"$C4506&D4529","v":"TAS SpareD19"},null,{"$f":"IF(CommentaryInput!D4494=\"\",\"\",CommentaryInput!D4494)","v":""}]
[null,null,null,20,{"$f":"$C4506&D4530","v":"TAS SpareD20"},null,{"$f":"IF(CommentaryInput!D4495=\"\",\"\",CommentaryInput!D4495)","v":""}]
[null,null,null,21,{"$f":"$C4506&D4531","v":"TAS SpareD21"},null,{"$f":"IF(CommentaryInput!D4496=\"\",\"\",CommentaryInput!D4496)","v":""}]
[null,null,null,22,{"$f":"$C4506&D4532","v":"TAS SpareD22"},null,{"$f":"IF(CommentaryInput!D4497=\"\",\"\",CommentaryInput!D4497)","v":""}]
[null,null,null,23,{"$f":"$C4506&D4533","v":"TAS SpareD23"},null,""]
[null,null,null,24,{"$f":"$C4506&D4534","v":"TAS SpareD24"}]
[null,null,null,25,{"$f":"$C4506&D4535","v":"TAS SpareD25"},null,""]
[null,null,null,null,null,null,{"$f":"IF(CommentaryInput!D4501=\"\",\"\",CommentaryInput!D4501)","v":""}]
[null,null,"TAS SpareE",null,null,null,{"$f":"IF(CommentaryInput!D4502=\"\",\"\",CommentaryInput!D4502)","v":""}]
[null,null,null,null,null,null,{"$f":"IF(CommentaryInput!D4503=\"\",\"\",CommentaryInput!D4503)","v":""}]
[null,null,null,null,null,null,{"$f":"IF(CommentaryInput!D4504=\"\",\"\",CommentaryInput!D4504)","v":"MAIN SECTORS"}]
[null,null,null,1,{"$f":"$C4537&D4540","v":"TAS SpareE1"},null,{"$f":"IF(CommentaryInput!D4505=\"\",\"\",CommentaryInput!D4505)","v":""}]
[null,null,null,2,{"$f":"$C4537&D4541","v":"TAS SpareE2"},null,{"$f":"IF(CommentaryInput!D4506=\"\",\"\",CommentaryInput!D4506)","v":""}]
[null,null,null,3,{"$f":"$C4537&D4542","v":"TAS SpareE3"},null,{"$f":"IF(CommentaryInput!D4507=\"\",\"\",CommentaryInput!D4507)","v":""}]
[null,null,null,4,{"$f":"$C4537&D4543","v":"TAS SpareE4"},null,{"$f":"IF(CommentaryInput!D4508=\"\",\"\",CommentaryInput!D4508)","v":""}]
[null,null,null,5,{"$f":"$C4537&D4544","v":"TAS SpareE5"},null,{"$f":"IF(CommentaryInput!D4509=\"\",\"\",CommentaryInput!D4509)","v":""}]
[null,null,null,null,null,null,{"$f":"IF(CommentaryInput!D4510=\"\",\"\",CommentaryInput!D4510)","v":"MEDIUM SCENARIO"}]
[null,null,null,null,null,null,{"$f":"IF(CommentaryInput!D4511=\"\",\"\",CommentaryInput!D4511)","v":"Summer"}]
[null,null,null,8,{"$f":"$C4537&D4547","v":"TAS SpareE8"},null,{"$f":"IF(CommentaryInput!D4512=\"\",\"\",CommentaryInput!D4512)","v":""}]
[null,null,null,9,{"$f":"$C4537&D4548","v":"TAS SpareE9"},null,{"$f":"IF(CommentaryInput!D4513=\"\",\"\",CommentaryInput!D4513)","v":""}]
[null,null,null,10,{"$f":"$C4537&D4549","v":"TAS SpareE10"},null,{"$f":"IF(CommentaryInput!D4514=\"\",\"\",CommentaryInput!D4514)","v":""}]
[null,null,null,11,{"$f":"$C4537&D4550","v":"TAS SpareE11"},null,{"$f":"IF(CommentaryInput!D4515=\"\",\"\",CommentaryInput!D4515)","v":""}]
[null,null,null,12,{"$f":"$C4537&D4551","v":"TAS SpareE12"},null,{"$f":"IF(CommentaryInput!D4516=\"\",\"\",CommentaryInput!D4516)","v":""}]
[null,null,null,null,null,null,{"$f":"IF(CommentaryInput!D4517=\"\",\"\",CommentaryInput!D4517)","v":"Winter"}]
[null,null,null,13,{"$f":"$C4537&D4553","v":"TAS SpareE13"},null,{"$f":"IF(CommentaryInput!D4518=\"\",\"\",CommentaryInput!D4518)","v":""}]
[null,null,null,14,{"$f":"$C4537&D4554","v":"TAS SpareE14"},null,{"$f":"IF(CommentaryInput!D4519=\"\",\"\",CommentaryInput!D4519)","v":""}]
[null,null,null,15,{"$f":"$C4537&D4555","v":"TAS SpareE15"},null,{"$f":"IF(CommentaryInput!D4520=\"\",\"\",CommentaryInput!D4520)","v":""}]
[null,null,null,16,{"$f":"$C4537&D4556","v":"TAS SpareE16"},null,{"$f":"IF(CommentaryInput!D4521=\"\",\"\",CommentaryInput!D4521)","v":""}]
[null,null,null,17,{"$f":"$C4537&D4557","v":"TAS SpareE17"},null,{"$f":"IF(CommentaryInput!D4522=\"\",\"\",CommentaryInput!D4522)","v":""}]
[null,null,null,null,null,null,{"$f":"IF(CommentaryInput!D4523=\"\",\"\",CommentaryInput!D4523)","v":"Other"}]
[null,null,null,18,{"$f":"$C4537&D4559","v":"TAS SpareE18"},null,{"$f":"IF(CommentaryInput!D4524=\"\",\"\",CommentaryInput!D4524)","v":""}]
[null,null,null,19,{"$f":"$C4537&D4560","v":"TAS SpareE19"},null,{"$f":"IF(CommentaryInput!D4525=\"\",\"\",CommentaryInput!D4525)","v":""}]
[null,null,null,20,{"$f":"$C4537&D4561","v":"TAS SpareE20"},null,{"$f":"IF(CommentaryInput!D4526=\"\",\"\",CommentaryInput!D4526)","v":""}]
[null,null,null,21,{"$f":"$C4537&D4562","v":"TAS SpareE21"},null,{"$f":"IF(CommentaryInput!D4527=\"\",\"\",CommentaryInput!D4527)","v":""}]
[null,null,null,22,{"$f":"$C4537&D4563","v":"TAS SpareE22"},null,{"$f":"IF(CommentaryInput!D4528=\"\",\"\",CommentaryInput!D4528)","v":""}]
[null,null,null,23,{"$f":"$C4537&D4564","v":"TAS SpareE23"},null,""]
[null,null,null,24,{"$f":"$C4537&D4565","v":"TAS SpareE24"}]
[null,null,null,25,{"$f":"$C4537&D4566","v":"TAS SpareE25"},null,""]
[null,null,null,null,null,null,{"$f":"IF(CommentaryInput!D4532=\"\",\"\",CommentaryInput!D4532)","v":""}]
[null,null,"TAS SpareF",null,null,null,{"$f":"IF(CommentaryInput!D4533=\"\",\"\",CommentaryInput!D4533)","v":""}]
[null,null,null,null,null,null,{"$f":"IF(CommentaryInput!D4534=\"\",\"\",CommentaryInput!D4534)","v":""}]
[null,null,null,null,null,null,{"$f":"IF(CommentaryInput!D4535=\"\",\"\",CommentaryInput!D4535)","v":"MAIN SECTORS"}]
[null,null,null,1,{"$f":"$C4568&D4571","v":"TAS SpareF1"},null,{"$f":"IF(CommentaryInput!D4536=\"\",\"\",CommentaryInput!D4536)","v":""}]
[null,null,null,2,{"$f":"$C4568&D4572","v":"TAS SpareF2"},null,{"$f":"IF(CommentaryInput!D4537=\"\",\"\",CommentaryInput!D4537)","v":""}]
[null,null,null,3,{"$f":"$C4568&D4573","v":"TAS SpareF3"},null,{"$f":"IF(CommentaryInput!D4538=\"\",\"\",CommentaryInput!D4538)","v":""}]
[null,null,null,4,{"$f":"$C4568&D4574","v":"TAS SpareF4"},null,{"$f":"IF(CommentaryInput!D4539=\"\",\"\",CommentaryInput!D4539)","v":""}]
[null,null,null,5,{"$f":"$C4568&D4575","v":"TAS SpareF5"},null,{"$f":"IF(CommentaryInput!D4540=\"\",\"\",CommentaryInput!D4540)","v":""}]
[null,null,null,null,null,null,{"$f":"IF(CommentaryInput!D4541=\"\",\"\",CommentaryInput!D4541)","v":"MEDIUM SCENARIO"}]
[null,null,null,null,null,null,{"$f":"IF(CommentaryInput!D4542=\"\",\"\",CommentaryInput!D4542)","v":"Summer"}]
[null,null,null,8,{"$f":"$C4568&D4578","v":"TAS SpareF8"},null,{"$f":"IF(CommentaryInput!D4543=\"\",\"\",CommentaryInput!D4543)","v":""}]
[null,null,null,9,{"$f":"$C4568&D4579","v":"TAS SpareF9"},null,{"$f":"IF(CommentaryInput!D4544=\"\",\"\",CommentaryInput!D4544)","v":""}]
[null,null,null,10,{"$f":"$C4568&D4580","v":"TAS SpareF10"},null,{"$f":"IF(CommentaryInput!D4545=\"\",\"\",CommentaryInput!D4545)","v":""}]
[null,null,null,11,{"$f":"$C4568&D4581","v":"TAS SpareF11"},null,{"$f":"IF(CommentaryInput!D4546=\"\",\"\",CommentaryInput!D4546)","v":""}]
[null,null,null,12,{"$f":"$C4568&D4582","v":"TAS SpareF12"},null,{"$f":"IF(CommentaryInput!D4547=\"\",\"\",CommentaryInput!D4547)","v":""}]
[null,null,null,null,null,null,{"$f":"IF(CommentaryInput!D4548=\"\",\"\",CommentaryInput!D4548)","v":"Winter"}]
[null,null,null,13,{"$f":"$C4568&D4584","v":"TAS SpareF13"},null,{"$f":"IF(CommentaryInput!D4549=\"\",\"\",CommentaryInput!D4549)","v":""}]
[null,null,null,14,{"$f":"$C4568&D4585","v":"TAS SpareF14"},null,{"$f":"IF(CommentaryInput!D4550=\"\",\"\",CommentaryInput!D4550)","v":""}]
[null,null,null,15,{"$f":"$C4568&D4586","v":"TAS SpareF15"},null,{"$f":"IF(CommentaryInput!D4551=\"\",\"\",CommentaryInput!D4551)","v":""}]
[null,null,null,16,{"$f":"$C4568&D4587","v":"TAS SpareF16"},null,{"$f":"IF(CommentaryInput!D4552=\"\",\"\",CommentaryInput!D4552)","v":""}]
[null,null,null,17,{"$f":"$C4568&D4588","v":"TAS SpareF17"},null,{"$f":"IF(CommentaryInput!D4553=\"\",\"\",CommentaryInput!D4553)","v":""}]
[null,null,null,null,null,null,{"$f":"IF(CommentaryInput!D4554=\"\",\"\",CommentaryInput!D4554)","v":"Other"}]
[null,null,null,18,{"$f":"$C4568&D4590","v":"TAS SpareF18"},null,{"$f":"IF(CommentaryInput!D4555=\"\",\"\",CommentaryInput!D4555)","v":""}]
[null,null,null,19,{"$f":"$C4568&D4591","v":"TAS SpareF19"},null,{"$f":"IF(CommentaryInput!D4556=\"\",\"\",CommentaryInput!D4556)","v":""}]
[null,null,null,20,{"$f":"$C4568&D4592","v":"TAS SpareF20"},null,{"$f":"IF(CommentaryInput!D4557=\"\",\"\",CommentaryInput!D4557)","v":""}]
[null,null,null,21,{"$f":"$C4568&D4593","v":"TAS SpareF21"},null,{"$f":"IF(CommentaryInput!D4558=\"\",\"\",CommentaryInput!D4558)","v":""}]
[null,null,null,22,{"$f":"$C4568&D4594","v":"TAS SpareF22"},null,{"$f":"IF(CommentaryInput!D4559=\"\",\"\",CommentaryInput!D4559)","v":""}]
[null,null,null,23,{"$f":"$C4568&D4595","v":"TAS SpareF23"},null,""]
[null,null,null,24,{"$f":"$C4568&D4596","v":"TAS SpareF24"}]
[null,null,null,25,{"$f":"$C4568&D4597","v":"TAS SpareF25"},null,""]
[null,null,null,null,null,null,{"$f":"IF(CommentaryInput!D4563=\"\",\"\",CommentaryInput!D4563)","v":""}]
[null,null,"TAS SpareG",null,null,null,{"$f":"IF(CommentaryInput!D4564=\"\",\"\",CommentaryInput!D4564)","v":""}]
[null,null,null,null,null,null,{"$f":"IF(CommentaryInput!D4565=\"\",\"\",CommentaryInput!D4565)","v":""}]
[null,null,null,null,null,null,{"$f":"IF(CommentaryInput!D4566=\"\",\"\",CommentaryInput!D4566)","v":"MAIN SECTORS"}]
[null,null,null,1,{"$f":"$C4599&D4602","v":"TAS SpareG1"},null,{"$f":"IF(CommentaryInput!D4567=\"\",\"\",CommentaryInput!D4567)","v":""}]
[null,null,null,2,{"$f":"$C4599&D4603","v":"TAS SpareG2"},null,{"$f":"IF(CommentaryInput!D4568=\"\",\"\",CommentaryInput!D4568)","v":""}]
[null,null,null,3,{"$f":"$C4599&D4604","v":"TAS SpareG3"},null,{"$f":"IF(CommentaryInput!D4569=\"\",\"\",CommentaryInput!D4569)","v":""}]
[null,null,null,4,{"$f":"$C4599&D4605","v":"TAS SpareG4"},null,{"$f":"IF(CommentaryInput!D4570=\"\",\"\",CommentaryInput!D4570)","v":""}]
[null,null,null,5,{"$f":"$C4599&D4606","v":"TAS SpareG5"},null,{"$f":"IF(CommentaryInput!D4571=\"\",\"\",CommentaryInput!D4571)","v":""}]
[null,null,null,null,null,null,{"$f":"IF(CommentaryInput!D4572=\"\",\"\",CommentaryInput!D4572)","v":"MEDIUM SCENARIO"}]
[null,null,null,null,null,null,{"$f":"IF(CommentaryInput!D4573=\"\",\"\",CommentaryInput!D4573)","v":"Summer"}]
[null,null,null,8,{"$f":"$C4599&D4609","v":"TAS SpareG8"},null,{"$f":"IF(CommentaryInput!D4574=\"\",\"\",CommentaryInput!D4574)","v":""}]
[null,null,null,9,{"$f":"$C4599&D4610","v":"TAS SpareG9"},null,{"$f":"IF(CommentaryInput!D4575=\"\",\"\",CommentaryInput!D4575)","v":""}]
[null,null,null,10,{"$f":"$C4599&D4611","v":"TAS SpareG10"},null,{"$f":"IF(CommentaryInput!D4576=\"\",\"\",CommentaryInput!D4576)","v":""}]
[null,null,null,11,{"$f":"$C4599&D4612","v":"TAS SpareG11"},null,{"$f":"IF(CommentaryInput!D4577=\"\",\"\",CommentaryInput!D4577)","v":""}]
[null,null,null,12,{"$f":"$C4599&D4613","v":"TAS SpareG12"},null,{"$f":"IF(CommentaryInput!D4578=\"\",\"\",CommentaryInput!D4578)","v":""}]
[null,null,null,null,null,null,{"$f":"IF(CommentaryInput!D4579=\"\",\"\",CommentaryInput!D4579)","v":"Winter"}]
[null,null,null,13,{"$f":"$C4599&D4615","v":"TAS SpareG13"},null,{"$f":"IF(CommentaryInput!D4580=\"\",\"\",CommentaryInput!D4580)","v":""}]
[null,null,null,14,{"$f":"$C4599&D4616","v":"TAS SpareG14"},null,{"$f":"IF(CommentaryInput!D4581=\"\",\"\",CommentaryInput!D4581)","v":""}]
[null,null,null,15,{"$f":"$C4599&D4617","v":"TAS SpareG15"},null,{"$f":"IF(CommentaryInput!D4582=\"\",\"\",CommentaryInput!D4582)","v":""}]
[null,null,null,16,{"$f":"$C4599&D4618","v":"TAS SpareG16"},null,{"$f":"IF(CommentaryInput!D4583=\"\",\"\",CommentaryInput!D4583)","v":""}]
[null,null,null,17,{"$f":"$C4599&D4619","v":"TAS SpareG17"},null,{"$f":"IF(CommentaryInput!D4584=\"\",\"\",CommentaryInput!D4584)","v":""}]
[null,null,null,null,null,null,{"$f":"IF(CommentaryInput!D4585=\"\",\"\",CommentaryInput!D4585)","v":"Other"}]
[null,null,null,18,{"$f":"$C4599&D4621","v":"TAS SpareG18"},null,{"$f":"IF(CommentaryInput!D4586=\"\",\"\",CommentaryInput!D4586)","v":""}]
[null,null,null,19,{"$f":"$C4599&D4622","v":"TAS SpareG19"},null,{"$f":"IF(CommentaryInput!D4587=\"\",\"\",CommentaryInput!D4587)","v":""}]
[null,null,null,20,{"$f":"$C4599&D4623","v":"TAS SpareG20"},null,{"$f":"IF(CommentaryInput!D4588=\"\",\"\",CommentaryInput!D4588)","v":""}]
[null,null,null,21,{"$f":"$C4599&D4624","v":"TAS SpareG21"},null,{"$f":"IF(CommentaryInput!D4589=\"\",\"\",CommentaryInput!D4589)","v":""}]
[null,null,null,22,{"$f":"$C4599&D4625","v":"TAS SpareG22"},null,{"$f":"IF(CommentaryInput!D4590=\"\",\"\",CommentaryInput!D4590)","v":""}]
[null,null,null,23,{"$f":"$C4599&D4626","v":"TAS SpareG23"},null,""]
[null,null,null,24,{"$f":"$C4599&D4627","v":"TAS SpareG24"}]
[null,null,null,25,{"$f":"$C4599&D4628","v":"TAS SpareG25"},null,""]
[null,null,null,null,null,null,{"$f":"IF(CommentaryInput!D4594=\"\",\"\",CommentaryInput!D4594)","v":""}]
[null,null,"TAS SpareH",null,null,null,{"$f":"IF(CommentaryInput!D4595=\"\",\"\",CommentaryInput!D4595)","v":""}]
[null,null,null,null,null,null,{"$f":"IF(CommentaryInput!D4596=\"\",\"\",CommentaryInput!D4596)","v":""}]
[null,null,null,null,null,null,{"$f":"IF(CommentaryInput!D4597=\"\",\"\",CommentaryInput!D4597)","v":"MAIN SECTORS"}]
[null,null,null,1,{"$f":"$C4630&D4633","v":"TAS SpareH1"},null,{"$f":"IF(CommentaryInput!D4598=\"\",\"\",CommentaryInput!D4598)","v":""}]
[null,null,null,2,{"$f":"$C4630&D4634","v":"TAS SpareH2"},null,{"$f":"IF(CommentaryInput!D4599=\"\",\"\",CommentaryInput!D4599)","v":""}]
[null,null,null,3,{"$f":"$C4630&D4635","v":"TAS SpareH3"},null,{"$f":"IF(CommentaryInput!D4600=\"\",\"\",CommentaryInput!D4600)","v":""}]
[null,null,null,4,{"$f":"$C4630&D4636","v":"TAS SpareH4"},null,{"$f":"IF(CommentaryInput!D4601=\"\",\"\",CommentaryInput!D4601)","v":""}]
[null,null,null,5,{"$f":"$C4630&D4637","v":"TAS SpareH5"},null,{"$f":"IF(CommentaryInput!D4602=\"\",\"\",CommentaryInput!D4602)","v":""}]
[null,null,null,null,null,null,{"$f":"IF(CommentaryInput!D4603=\"\",\"\",CommentaryInput!D4603)","v":"MEDIUM SCENARIO"}]
[null,null,null,null,null,null,{"$f":"IF(CommentaryInput!D4604=\"\",\"\",CommentaryInput!D4604)","v":"Summer"}]
[null,null,null,8,{"$f":"$C4630&D4640","v":"TAS SpareH8"},null,{"$f":"IF(CommentaryInput!D4605=\"\",\"\",CommentaryInput!D4605)","v":""}]
[null,null,null,9,{"$f":"$C4630&D4641","v":"TAS SpareH9"},null,{"$f":"IF(CommentaryInput!D4606=\"\",\"\",CommentaryInput!D4606)","v":""}]
[null,null,null,10,{"$f":"$C4630&D4642","v":"TAS SpareH10"},null,{"$f":"IF(CommentaryInput!D4607=\"\",\"\",CommentaryInput!D4607)","v":""}]
[null,null,null,11,{"$f":"$C4630&D4643","v":"TAS SpareH11"},null,{"$f":"IF(CommentaryInput!D4608=\"\",\"\",CommentaryInput!D4608)","v":""}]
[null,null,null,12,{"$f":"$C4630&D4644","v":"TAS SpareH12"},null,{"$f":"IF(CommentaryInput!D4609=\"\",\"\",CommentaryInput!D4609)","v":""}]
[null,null,null,null,null,null,{"$f":"IF(CommentaryInput!D4610=\"\",\"\",CommentaryInput!D4610)","v":"Winter"}]
[null,null,null,13,{"$f":"$C4630&D4646","v":"TAS SpareH13"},null,{"$f":"IF(CommentaryInput!D4611=\"\",\"\",CommentaryInput!D4611)","v":""}]
[null,null,null,14,{"$f":"$C4630&D4647","v":"TAS SpareH14"},null,{"$f":"IF(CommentaryInput!D4612=\"\",\"\",CommentaryInput!D4612)","v":""}]
[null,null,null,15,{"$f":"$C4630&D4648","v":"TAS SpareH15"},null,{"$f":"IF(CommentaryInput!D4613=\"\",\"\",CommentaryInput!D4613)","v":""}]
[null,null,null,16,{"$f":"$C4630&D4649","v":"TAS SpareH16"},null,{"$f":"IF(CommentaryInput!D4614=\"\",\"\",CommentaryInput!D4614)","v":""}]
[null,null,null,17,{"$f":"$C4630&D4650","v":"TAS SpareH17"},null,{"$f":"IF(CommentaryInput!D4615=\"\",\"\",CommentaryInput!D4615)","v":""}]
[null,null,null,null,null,null,{"$f":"IF(CommentaryInput!D4616=\"\",\"\",CommentaryInput!D4616)","v":"Other"}]
[null,null,null,18,{"$f":"$C4630&D4652","v":"TAS SpareH18"},null,{"$f":"IF(CommentaryInput!D4617=\"\",\"\",CommentaryInput!D4617)","v":""}]
[null,null,null,19,{"$f":"$C4630&D4653","v":"TAS SpareH19"},null,{"$f":"IF(CommentaryInput!D4618=\"\",\"\",CommentaryInput!D4618)","v":""}]
[null,null,null,20,{"$f":"$C4630&D4654","v":"TAS SpareH20"},null,{"$f":"IF(CommentaryInput!D4619=\"\",\"\",CommentaryInput!D4619)","v":""}]
[null,null,null,21,{"$f":"$C4630&D4655","v":"TAS SpareH21"},null,{"$f":"IF(CommentaryInput!D4620=\"\",\"\",CommentaryInput!D4620)","v":""}]
[null,null,null,22,{"$f":"$C4630&D4656","v":"TAS SpareH22"},null,{"$f":"IF(CommentaryInput!D4621=\"\",\"\",CommentaryInput!D4621)","v":""}]
[null,null,null,23,{"$f":"$C4630&D4657","v":"TAS SpareH23"},null,""]
[null,null,null,24,{"$f":"$C4630&D4658","v":"TAS SpareH24"}]
[null,null,null,25,{"$f":"$C4630&D4659","v":"TAS SpareH25"},null,""]
[null,null,null,null,null,null,{"$f":"IF(CommentaryInput!D4625=\"\",\"\",CommentaryInput!D4625)","v":""}]
[null,null,"TAS SpareI",null,null,null,{"$f":"IF(CommentaryInput!D4626=\"\",\"\",CommentaryInput!D4626)","v":""}]
[null,null,null,null,null,null,{"$f":"IF(CommentaryInput!D4627=\"\",\"\",CommentaryInput!D4627)","v":""}]
[null,null,null,null,null,null,{"$f":"IF(CommentaryInput!D4628=\"\",\"\",CommentaryInput!D4628)","v":"MAIN SECTORS"}]
[null,null,null,1,{"$f":"$C4661&D4664","v":"TAS SpareI1"},null,{"$f":"IF(CommentaryInput!D4629=\"\",\"\",CommentaryInput!D4629)","v":""}]
[null,null,null,2,{"$f":"$C4661&D4665","v":"TAS SpareI2"},null,{"$f":"IF(CommentaryInput!D4630=\"\",\"\",CommentaryInput!D4630)","v":""}]
[null,null,null,3,{"$f":"$C4661&D4666","v":"TAS SpareI3"},null,{"$f":"IF(CommentaryInput!D4631=\"\",\"\",CommentaryInput!D4631)","v":""}]
[null,null,null,4,{"$f":"$C4661&D4667","v":"TAS SpareI4"},null,{"$f":"IF(CommentaryInput!D4632=\"\",\"\",CommentaryInput!D4632)","v":""}]
[null,null,null,5,{"$f":"$C4661&D4668","v":"TAS SpareI5"},null,{"$f":"IF(CommentaryInput!D4633=\"\",\"\",CommentaryInput!D4633)","v":""}]
[null,null,null,null,null,null,{"$f":"IF(CommentaryInput!D4634=\"\",\"\",CommentaryInput!D4634)","v":"MEDIUM SCENARIO"}]
[null,null,null,null,null,null,{"$f":"IF(CommentaryInput!D4635=\"\",\"\",CommentaryInput!D4635)","v":"Summer"}]
[null,null,null,8,{"$f":"$C4661&D4671","v":"TAS SpareI8"},null,{"$f":"IF(CommentaryInput!D4636=\"\",\"\",CommentaryInput!D4636)","v":""}]
[null,null,null,9,{"$f":"$C4661&D4672","v":"TAS SpareI9"},null,{"$f":"IF(CommentaryInput!D4637=\"\",\"\",CommentaryInput!D4637)","v":""}]
[null,null,null,10,{"$f":"$C4661&D4673","v":"TAS SpareI10"},null,{"$f":"IF(CommentaryInput!D4638=\"\",\"\",CommentaryInput!D4638)","v":""}]
[null,null,null,11,{"$f":"$C4661&D4674","v":"TAS SpareI11"},null,{"$f":"IF(CommentaryInput!D4639=\"\",\"\",CommentaryInput!D4639)","v":""}]
[null,null,null,12,{"$f":"$C4661&D4675","v":"TAS SpareI12"},null,{"$f":"IF(CommentaryInput!D4640=\"\",\"\",CommentaryInput!D4640)","v":""}]
[null,null,null,null,null,null,{"$f":"IF(CommentaryInput!D4641=\"\",\"\",CommentaryInput!D4641)","v":"Winter"}]
[null,null,null,13,{"$f":"$C4661&D4677","v":"TAS SpareI13"},null,{"$f":"IF(CommentaryInput!D4642=\"\",\"\",CommentaryInput!D4642)","v":""}]
[null,null,null,14,{"$f":"$C4661&D4678","v":"TAS SpareI14"},null,{"$f":"IF(CommentaryInput!D4643=\"\",\"\",CommentaryInput!D4643)","v":""}]
[null,null,null,15,{"$f":"$C4661&D4679","v":"TAS SpareI15"},null,{"$f":"IF(CommentaryInput!D4644=\"\",\"\",CommentaryInput!D4644)","v":""}]
[null,null,null,16,{"$f":"$C4661&D4680","v":"TAS SpareI16"},null,{"$f":"IF(CommentaryInput!D4645=\"\",\"\",CommentaryInput!D4645)","v":""}]
[null,null,null,17,{"$f":"$C4661&D4681","v":"TAS SpareI17"},null,{"$f":"IF(CommentaryInput!D4646=\"\",\"\",CommentaryInput!D4646)","v":""}]
[null,null,null,null,null,null,{"$f":"IF(CommentaryInput!D4647=\"\",\"\",CommentaryInput!D4647)","v":"Other"}]
[null,null,null,18,{"$f":"$C4661&D4683","v":"TAS SpareI18"},null,{"$f":"IF(CommentaryInput!D4648=\"\",\"\",CommentaryInput!D4648)","v":""}]
[null,null,null,19,{"$f":"$C4661&D4684","v":"TAS SpareI19"},null,{"$f":"IF(CommentaryInput!D4649=\"\",\"\",CommentaryInput!D4649)","v":""}]
[null,null,null,20,{"$f":"$C4661&D4685","v":"TAS SpareI20"},null,{"$f":"IF(CommentaryInput!D4650=\"\",\"\",CommentaryInput!D4650)","v":""}]
[null,null,null,21,{"$f":"$C4661&D4686","v":"TAS SpareI21"},null,{"$f":"IF(CommentaryInput!D4651=\"\",\"\",CommentaryInput!D4651)","v":""}]
[null,null,null,22,{"$f":"$C4661&D4687","v":"TAS SpareI22"},null,{"$f":"IF(CommentaryInput!D4652=\"\",\"\",CommentaryInput!D4652)","v":""}]
[null,null,null,23,{"$f":"$C4661&D4688","v":"TAS SpareI23"},null,""]
[null,null,null,24,{"$f":"$C4661&D4689","v":"TAS SpareI24"}]
[null,null,null,25,{"$f":"$C4661&D4690","v":"TAS SpareI25"},null,""]
[null,null,null,null,null,null,{"$f":"IF(CommentaryInput!D4656=\"\",\"\",CommentaryInput!D4656)","v":""}]
[null,null,"TAS SpareJ",null,null,null,{"$f":"IF(CommentaryInput!D4657=\"\",\"\",CommentaryInput!D4657)","v":""}]
[null,null,null,null,null,null,{"$f":"IF(CommentaryInput!D4658=\"\",\"\",CommentaryInput!D4658)","v":""}]
[null,null,null,null,null,null,{"$f":"IF(CommentaryInput!D4659=\"\",\"\",CommentaryInput!D4659)","v":"MAIN SECTORS"}]
[null,null,null,1,{"$f":"$C4692&D4695","v":"TAS SpareJ1"},null,{"$f":"IF(CommentaryInput!D4660=\"\",\"\",CommentaryInput!D4660)","v":""}]
[null,null,null,2,{"$f":"$C4692&D4696","v":"TAS SpareJ2"},null,{"$f":"IF(CommentaryInput!D4661=\"\",\"\",CommentaryInput!D4661)","v":""}]
[null,null,null,3,{"$f":"$C4692&D4697","v":"TAS SpareJ3"},null,{"$f":"IF(CommentaryInput!D4662=\"\",\"\",CommentaryInput!D4662)","v":""}]
[null,null,null,4,{"$f":"$C4692&D4698","v":"TAS SpareJ4"},null,{"$f":"IF(CommentaryInput!D4663=\"\",\"\",CommentaryInput!D4663)","v":""}]
[null,null,null,5,{"$f":"$C4692&D4699","v":"TAS SpareJ5"},null,{"$f":"IF(CommentaryInput!D4664=\"\",\"\",CommentaryInput!D4664)","v":""}]
[null,null,null,null,null,null,{"$f":"IF(CommentaryInput!D4665=\"\",\"\",CommentaryInput!D4665)","v":"MEDIUM SCENARIO"}]
[null,null,null,null,null,null,{"$f":"IF(CommentaryInput!D4666=\"\",\"\",CommentaryInput!D4666)","v":"Summer"}]
[null,null,null,8,{"$f":"$C4692&D4702","v":"TAS SpareJ8"},null,{"$f":"IF(CommentaryInput!D4667=\"\",\"\",CommentaryInput!D4667)","v":""}]
[null,null,null,9,{"$f":"$C4692&D4703","v":"TAS SpareJ9"},null,{"$f":"IF(CommentaryInput!D4668=\"\",\"\",CommentaryInput!D4668)","v":""}]
[null,null,null,10,{"$f":"$C4692&D4704","v":"TAS SpareJ10"},null,{"$f":"IF(CommentaryInput!D4669=\"\",\"\",CommentaryInput!D4669)","v":""}]
[null,null,null,11,{"$f":"$C4692&D4705","v":"TAS SpareJ11"},null,{"$f":"IF(CommentaryInput!D4670=\"\",\"\",CommentaryInput!D4670)","v":""}]
[null,null,null,12,{"$f":"$C4692&D4706","v":"TAS SpareJ12"},null,{"$f":"IF(CommentaryInput!D4671=\"\",\"\",CommentaryInput!D4671)","v":""}]
[null,null,null,null,null,null,{"$f":"IF(CommentaryInput!D4672=\"\",\"\",CommentaryInput!D4672)","v":"Winter"}]
[null,null,null,13,{"$f":"$C4692&D4708","v":"TAS SpareJ13"},null,{"$f":"IF(CommentaryInput!D4673=\"\",\"\",CommentaryInput!D4673)","v":""}]
[null,null,null,14,{"$f":"$C4692&D4709","v":"TAS SpareJ14"},null,{"$f":"IF(CommentaryInput!D4674=\"\",\"\",CommentaryInput!D4674)","v":""}]
[null,null,null,15,{"$f":"$C4692&D4710","v":"TAS SpareJ15"},null,{"$f":"IF(CommentaryInput!D4675=\"\",\"\",CommentaryInput!D4675)","v":""}]
[null,null,null,16,{"$f":"$C4692&D4711","v":"TAS SpareJ16"},null,{"$f":"IF(CommentaryInput!D4676=\"\",\"\",CommentaryInput!D4676)","v":""}]
[null,null,null,17,{"$f":"$C4692&D4712","v":"TAS SpareJ17"},null,{"$f":"IF(CommentaryInput!D4677=\"\",\"\",CommentaryInput!D4677)","v":""}]
[null,null,null,null,null,null,{"$f":"IF(CommentaryInput!D4678=\"\",\"\",CommentaryInput!D4678)","v":"Other"}]
[null,null,null,18,{"$f":"$C4692&D4714","v":"TAS SpareJ18"},null,{"$f":"IF(CommentaryInput!D4679=\"\",\"\",CommentaryInput!D4679)","v":""}]
[null,null,null,19,{"$f":"$C4692&D4715","v":"TAS SpareJ19"},null,{"$f":"IF(CommentaryInput!D4680=\"\",\"\",CommentaryInput!D4680)","v":""}]
[null,null,null,20,{"$f":"$C4692&D4716","v":"TAS SpareJ20"},null,{"$f":"IF(CommentaryInput!D4681=\"\",\"\",CommentaryInput!D4681)","v":""}]
[null,null,null,21,{"$f":"$C4692&D4717","v":"TAS SpareJ21"},null,{"$f":"IF(CommentaryInput!D4682=\"\",\"\",CommentaryInput!D4682)","v":""}]
[null,null,null,22,{"$f":"$C4692&D4718","v":"TAS SpareJ22"},null,{"$f":"IF(CommentaryInput!D4683=\"\",\"\",CommentaryInput!D4683)","v":""}]
[null,null,null,23,{"$f":"$C4692&D4719","v":"TAS SpareJ23"},null,""]
[null,null,null,24,{"$f":"$C4692&D4720","v":"TAS SpareJ24"}]
[null,null,null,25,{"$f":"$C4692&D4721","v":"TAS SpareJ25"},null,""]
[null,null,null,null,null,null,{"$f":"IF(CommentaryInput!D4687=\"\",\"\",CommentaryInput!D4687)","v":""}]
[null,null,"TAS SpareK",null,null,null,{"$f":"IF(CommentaryInput!D4688=\"\",\"\",CommentaryInput!D4688)","v":""}]
[null,null,null,null,null,null,{"$f":"IF(CommentaryInput!D4689=\"\",\"\",CommentaryInput!D4689)","v":""}]
[null,null,null,null,null,null,{"$f":"IF(CommentaryInput!D4690=\"\",\"\",CommentaryInput!D4690)","v":"MAIN SECTORS"}]
[null,null,null,1,{"$f":"$C4723&D4726","v":"TAS SpareK1"},null,{"$f":"IF(CommentaryInput!D4691=\"\",\"\",CommentaryInput!D4691)","v":""}]
[null,null,null,2,{"$f":"$C4723&D4727","v":"TAS SpareK2"},null,{"$f":"IF(CommentaryInput!D4692=\"\",\"\",CommentaryInput!D4692)","v":""}]
[null,null,null,3,{"$f":"$C4723&D4728","v":"TAS SpareK3"},null,{"$f":"IF(CommentaryInput!D4693=\"\",\"\",CommentaryInput!D4693)","v":""}]
[null,null,null,4,{"$f":"$C4723&D4729","v":"TAS SpareK4"},null,{"$f":"IF(CommentaryInput!D4694=\"\",\"\",CommentaryInput!D4694)","v":""}]
[null,null,null,5,{"$f":"$C4723&D4730","v":"TAS SpareK5"},null,{"$f":"IF(CommentaryInput!D4695=\"\",\"\",CommentaryInput!D4695)","v":""}]
[null,null,null,null,null,null,{"$f":"IF(CommentaryInput!D4696=\"\",\"\",CommentaryInput!D4696)","v":"MEDIUM SCENARIO"}]
[null,null,null,null,null,null,{"$f":"IF(CommentaryInput!D4697=\"\",\"\",CommentaryInput!D4697)","v":"Summer"}]
[null,null,null,8,{"$f":"$C4723&D4733","v":"TAS SpareK8"},null,{"$f":"IF(CommentaryInput!D4698=\"\",\"\",CommentaryInput!D4698)","v":""}]
[null,null,null,9,{"$f":"$C4723&D4734","v":"TAS SpareK9"},null,{"$f":"IF(CommentaryInput!D4699=\"\",\"\",CommentaryInput!D4699)","v":""}]
[null,null,null,10,{"$f":"$C4723&D4735","v":"TAS SpareK10"},null,{"$f":"IF(CommentaryInput!D4700=\"\",\"\",CommentaryInput!D4700)","v":""}]
[null,null,null,11,{"$f":"$C4723&D4736","v":"TAS SpareK11"},null,{"$f":"IF(CommentaryInput!D4701=\"\",\"\",CommentaryInput!D4701)","v":""}]
[null,null,null,12,{"$f":"$C4723&D4737","v":"TAS SpareK12"},null,{"$f":"IF(CommentaryInput!D4702=\"\",\"\",CommentaryInput!D4702)","v":""}]
[null,null,null,null,null,null,{"$f":"IF(CommentaryInput!D4703=\"\",\"\",CommentaryInput!D4703)","v":"Winter"}]
[null,null,null,13,{"$f":"$C4723&D4739","v":"TAS SpareK13"},null,{"$f":"IF(CommentaryInput!D4704=\"\",\"\",CommentaryInput!D4704)","v":""}]
[null,null,null,14,{"$f":"$C4723&D4740","v":"TAS SpareK14"},null,{"$f":"IF(CommentaryInput!D4705=\"\",\"\",CommentaryInput!D4705)","v":""}]
[null,null,null,15,{"$f":"$C4723&D4741","v":"TAS SpareK15"},null,{"$f":"IF(CommentaryInput!D4706=\"\",\"\",CommentaryInput!D4706)","v":""}]
[null,null,null,16,{"$f":"$C4723&D4742","v":"TAS SpareK16"},null,{"$f":"IF(CommentaryInput!D4707=\"\",\"\",CommentaryInput!D4707)","v":""}]
[null,null,null,17,{"$f":"$C4723&D4743","v":"TAS SpareK17"},null,{"$f":"IF(CommentaryInput!D4708=\"\",\"\",CommentaryInput!D4708)","v":""}]
[null,null,null,null,null,null,{"$f":"IF(CommentaryInput!D4709=\"\",\"\",CommentaryInput!D4709)","v":"Other"}]
[null,null,null,18,{"$f":"$C4723&D4745","v":"TAS SpareK18"},null,{"$f":"IF(CommentaryInput!D4710=\"\",\"\",CommentaryInput!D4710)","v":""}]
[null,null,null,19,{"$f":"$C4723&D4746","v":"TAS SpareK19"},null,{"$f":"IF(CommentaryInput!D4711=\"\",\"\",CommentaryInput!D4711)","v":""}]
[null,null,null,20,{"$f":"$C4723&D4747","v":"TAS SpareK20"},null,{"$f":"IF(CommentaryInput!D4712=\"\",\"\",CommentaryInput!D4712)","v":""}]
[null,null,null,21,{"$f":"$C4723&D4748","v":"TAS SpareK21"},null,{"$f":"IF(CommentaryInput!D4713=\"\",\"\",CommentaryInput!D4713)","v":""}]
[null,null,null,22,{"$f":"$C4723&D4749","v":"TAS SpareK22"},null,{"$f":"IF(CommentaryInput!D4714=\"\",\"\",CommentaryInput!D4714)","v":""}]
[null,null,null,23,{"$f":"$C4723&D4750","v":"TAS SpareK23"},null,""]
[null,null,null,24,{"$f":"$C4723&D4751","v":"TAS SpareK24"}]
[null,null,null,25,{"$f":"$C4723&D4752","v":"TAS SpareK25"},null,""]
[null,null,null,null,null,null,{"$f":"IF(CommentaryInput!D4718=\"\",\"\",CommentaryInput!D4718)","v":""}]
[null,null,"TAS SpareL",null,null,null,{"$f":"IF(CommentaryInput!D4719=\"\",\"\",CommentaryInput!D4719)","v":""}]
[null,null,null,null,null,null,{"$f":"IF(CommentaryInput!D4720=\"\",\"\",CommentaryInput!D4720)","v":""}]
[null,null,null,null,null,null,{"$f":"IF(CommentaryInput!D4721=\"\",\"\",CommentaryInput!D4721)","v":"MAIN SECTORS"}]
[null,null,null,1,{"$f":"$C4754&D4757","v":"TAS SpareL1"},null,{"$f":"IF(CommentaryInput!D4722=\"\",\"\",CommentaryInput!D4722)","v":""}]
[null,null,null,2,{"$f":"$C4754&D4758","v":"TAS SpareL2"},null,{"$f":"IF(CommentaryInput!D4723=\"\",\"\",CommentaryInput!D4723)","v":""}]
[null,null,null,3,{"$f":"$C4754&D4759","v":"TAS SpareL3"},null,{"$f":"IF(CommentaryInput!D4724=\"\",\"\",CommentaryInput!D4724)","v":""}]
[null,null,null,4,{"$f":"$C4754&D4760","v":"TAS SpareL4"},null,{"$f":"IF(CommentaryInput!D4725=\"\",\"\",CommentaryInput!D4725)","v":""}]
[null,null,null,5,{"$f":"$C4754&D4761","v":"TAS SpareL5"},null,{"$f":"IF(CommentaryInput!D4726=\"\",\"\",CommentaryInput!D4726)","v":""}]
[null,null,null,null,null,null,{"$f":"IF(CommentaryInput!D4727=\"\",\"\",CommentaryInput!D4727)","v":"MEDIUM SCENARIO"}]
[null,null,null,null,null,null,{"$f":"IF(CommentaryInput!D4728=\"\",\"\",CommentaryInput!D4728)","v":"Summer"}]
[null,null,null,8,{"$f":"$C4754&D4764","v":"TAS SpareL8"},null,{"$f":"IF(CommentaryInput!D4729=\"\",\"\",CommentaryInput!D4729)","v":""}]
[null,null,null,9,{"$f":"$C4754&D4765","v":"TAS SpareL9"},null,{"$f":"IF(CommentaryInput!D4730=\"\",\"\",CommentaryInput!D4730)","v":""}]
[null,null,null,10,{"$f":"$C4754&D4766","v":"TAS SpareL10"},null,{"$f":"IF(CommentaryInput!D4731=\"\",\"\",CommentaryInput!D4731)","v":""}]
[null,null,null,11,{"$f":"$C4754&D4767","v":"TAS SpareL11"},null,{"$f":"IF(CommentaryInput!D4732=\"\",\"\",CommentaryInput!D4732)","v":""}]
[null,null,null,12,{"$f":"$C4754&D4768","v":"TAS SpareL12"},null,{"$f":"IF(CommentaryInput!D4733=\"\",\"\",CommentaryInput!D4733)","v":""}]
[null,null,null,null,null,null,{"$f":"IF(CommentaryInput!D4734=\"\",\"\",CommentaryInput!D4734)","v":"Winter"}]
[null,null,null,13,{"$f":"$C4754&D4770","v":"TAS SpareL13"},null,{"$f":"IF(CommentaryInput!D4735=\"\",\"\",CommentaryInput!D4735)","v":""}]
[null,null,null,14,{"$f":"$C4754&D4771","v":"TAS SpareL14"},null,{"$f":"IF(CommentaryInput!D4736=\"\",\"\",CommentaryInput!D4736)","v":""}]
[null,null,null,15,{"$f":"$C4754&D4772","v":"TAS SpareL15"},null,{"$f":"IF(CommentaryInput!D4737=\"\",\"\",CommentaryInput!D4737)","v":""}]
[null,null,null,16,{"$f":"$C4754&D4773","v":"TAS SpareL16"},null,{"$f":"IF(CommentaryInput!D4738=\"\",\"\",CommentaryInput!D4738)","v":""}]
[null,null,null,17,{"$f":"$C4754&D4774","v":"TAS SpareL17"},null,{"$f":"IF(CommentaryInput!D4739=\"\",\"\",CommentaryInput!D4739)","v":""}]
[null,null,null,null,null,null,{"$f":"IF(CommentaryInput!D4740=\"\",\"\",CommentaryInput!D4740)","v":"Other"}]
[null,null,null,18,{"$f":"$C4754&D4776","v":"TAS SpareL18"},null,{"$f":"IF(CommentaryInput!D4741=\"\",\"\",CommentaryInput!D4741)","v":""}]
[null,null,null,19,{"$f":"$C4754&D4777","v":"TAS SpareL19"},null,{"$f":"IF(CommentaryInput!D4742=\"\",\"\",CommentaryInput!D4742)","v":""}]
[null,null,null,20,{"$f":"$C4754&D4778","v":"TAS SpareL20"},null,{"$f":"IF(CommentaryInput!D4743=\"\",\"\",CommentaryInput!D4743)","v":""}]
[null,null,null,21,{"$f":"$C4754&D4779","v":"TAS SpareL21"},null,{"$f":"IF(CommentaryInput!D4744=\"\",\"\",CommentaryInput!D4744)","v":""}]
[null,null,null,22,{"$f":"$C4754&D4780","v":"TAS SpareL22"},null,{"$f":"IF(CommentaryInput!D4745=\"\",\"\",CommentaryInput!D4745)","v":""}]
[null,null,null,23,{"$f":"$C4754&D4781","v":"TAS SpareL23"},null,""]
[null,null,null,24,{"$f":"$C4754&D4782","v":"TAS SpareL24"}]
[null,null,null,25,{"$f":"$C4754&D4783","v":"TAS SpareL25"},null,""]
[null,null,null,null,null,null,{"$f":"IF(CommentaryInput!D4749=\"\",\"\",CommentaryInput!D4749)","v":""}]
[null,null,"TAS SpareM",null,null,null,{"$f":"IF(CommentaryInput!D4750=\"\",\"\",CommentaryInput!D4750)","v":""}]
[null,null,null,null,null,null,{"$f":"IF(CommentaryInput!D4751=\"\",\"\",CommentaryInput!D4751)","v":""}]
[null,null,null,null,null,null,{"$f":"IF(CommentaryInput!D4752=\"\",\"\",CommentaryInput!D4752)","v":"MAIN SECTORS"}]
[null,null,null,1,{"$f":"$C4785&D4788","v":"TAS SpareM1"},null,{"$f":"IF(CommentaryInput!D4753=\"\",\"\",CommentaryInput!D4753)","v":""}]
[null,null,null,2,{"$f":"$C4785&D4789","v":"TAS SpareM2"},null,{"$f":"IF(CommentaryInput!D4754=\"\",\"\",CommentaryInput!D4754)","v":""}]
[null,null,null,3,{"$f":"$C4785&D4790","v":"TAS SpareM3"},null,{"$f":"IF(CommentaryInput!D4755=\"\",\"\",CommentaryInput!D4755)","v":""}]
[null,null,null,4,{"$f":"$C4785&D4791","v":"TAS SpareM4"},null,{"$f":"IF(CommentaryInput!D4756=\"\",\"\",CommentaryInput!D4756)","v":""}]
[null,null,null,5,{"$f":"$C4785&D4792","v":"TAS SpareM5"},null,{"$f":"IF(CommentaryInput!D4757=\"\",\"\",CommentaryInput!D4757)","v":""}]
[null,null,null,null,null,null,{"$f":"IF(CommentaryInput!D4758=\"\",\"\",CommentaryInput!D4758)","v":"MEDIUM SCENARIO"}]
[null,null,null,null,null,null,{"$f":"IF(CommentaryInput!D4759=\"\",\"\",CommentaryInput!D4759)","v":"Summer"}]
[null,null,null,8,{"$f":"$C4785&D4795","v":"TAS SpareM8"},null,{"$f":"IF(CommentaryInput!D4760=\"\",\"\",CommentaryInput!D4760)","v":""}]
[null,null,null,9,{"$f":"$C4785&D4796","v":"TAS SpareM9"},null,{"$f":"IF(CommentaryInput!D4761=\"\",\"\",CommentaryInput!D4761)","v":""}]
[null,null,null,10,{"$f":"$C4785&D4797","v":"TAS SpareM10"},null,{"$f":"IF(CommentaryInput!D4762=\"\",\"\",CommentaryInput!D4762)","v":""}]
[null,null,null,11,{"$f":"$C4785&D4798","v":"TAS SpareM11"},null,{"$f":"IF(CommentaryInput!D4763=\"\",\"\",CommentaryInput!D4763)","v":""}]
[null,null,null,12,{"$f":"$C4785&D4799","v":"TAS SpareM12"},null,{"$f":"IF(CommentaryInput!D4764=\"\",\"\",CommentaryInput!D4764)","v":""}]
[null,null,null,null,null,null,{"$f":"IF(CommentaryInput!D4765=\"\",\"\",CommentaryInput!D4765)","v":"Winter"}]
[null,null,null,13,{"$f":"$C4785&D4801","v":"TAS SpareM13"},null,{"$f":"IF(CommentaryInput!D4766=\"\",\"\",CommentaryInput!D4766)","v":""}]
[null,null,null,14,{"$f":"$C4785&D4802","v":"TAS SpareM14"},null,{"$f":"IF(CommentaryInput!D4767=\"\",\"\",CommentaryInput!D4767)","v":""}]
[null,null,null,15,{"$f":"$C4785&D4803","v":"TAS SpareM15"},null,{"$f":"IF(CommentaryInput!D4768=\"\",\"\",CommentaryInput!D4768)","v":""}]
[null,null,null,16,{"$f":"$C4785&D4804","v":"TAS SpareM16"},null,{"$f":"IF(CommentaryInput!D4769=\"\",\"\",CommentaryInput!D4769)","v":""}]
[null,null,null,17,{"$f":"$C4785&D4805","v":"TAS SpareM17"},null,{"$f":"IF(CommentaryInput!D4770=\"\",\"\",CommentaryInput!D4770)","v":""}]
[null,null,null,null,null,null,{"$f":"IF(CommentaryInput!D4771=\"\",\"\",CommentaryInput!D4771)","v":"Other"}]
[null,null,null,18,{"$f":"$C4785&D4807","v":"TAS SpareM18"},null,{"$f":"IF(CommentaryInput!D4772=\"\",\"\",CommentaryInput!D4772)","v":""}]
[null,null,null,19,{"$f":"$C4785&D4808","v":"TAS SpareM19"},null,{"$f":"IF(CommentaryInput!D4773=\"\",\"\",CommentaryInput!D4773)","v":""}]
[null,null,null,20,{"$f":"$C4785&D4809","v":"TAS SpareM20"},null,{"$f":"IF(CommentaryInput!D4774=\"\",\"\",CommentaryInput!D4774)","v":""}]
[null,null,null,21,{"$f":"$C4785&D4810","v":"TAS SpareM21"},null,{"$f":"IF(CommentaryInput!D4775=\"\",\"\",CommentaryInput!D4775)","v":""}]
[null,null,null,22,{"$f":"$C4785&D4811","v":"TAS SpareM22"},null,{"$f":"IF(CommentaryInput!D4776=\"\",\"\",CommentaryInput!D4776)","v":""}]
[null,null,null,23,{"$f":"$C4785&D4812","v":"TAS SpareM23"},null,""]
[null,null,null,24,{"$f":"$C4785&D4813","v":"TAS SpareM24"}]
[null,null,null,25,{"$f":"$C4785&D4814","v":"TAS SpareM25"},null,""]

{"sheet":"DataInput","index":4,"n_rows":9573,"n_cols":11,"rows_kept":4500,"cut":true,"hidden":true,"merged":[],"bounds":{"rows_first":2000,"rows_last":500,"rows_between":2000,"halvings":0}}
[]
[null,"Last date updated",null,"2014-12-02"]
[]
[null,"Region","cpID","Name","DB/DNSP","Season","reconciled","Year","Percentile","MW","divFactor"]
[]
[]
[]
[]
[]
[]
[null,"SA","SANC","ANGAS CREEK","SAPN","Summer","Non-Coincident",2003,"Actual",15.118876,"NA"]
[null,"SA","SANC","ANGAS CREEK","SAPN","Summer","Non-Coincident",2004,"Actual",16.097248,"NA"]
[null,"SA","SANC","ANGAS CREEK","SAPN","Summer","Non-Coincident",2005,"Actual",15.363576,"NA"]
[null,"SA","SANC","ANGAS CREEK","SAPN","Summer","Non-Coincident",2006,"Actual",17.097643999999999,"NA"]
[null,"SA","SANC","ANGAS CREEK","SAPN","Summer","Non-Coincident",2007,"Actual",17.183126000000001,"NA"]
[null,"SA","SANC","ANGAS CREEK","SAPN","Summer","Non-Coincident",2008,"Actual",20.24652,"NA"]
[null,"SA","SANC","ANGAS CREEK","SAPN","Summer","Non-Coincident",2009,"Actual",19.707719999999998,"NA"]
[null,"SA","SANC","ANGAS CREEK","SAPN","Summer","Non-Coincident",2010,"Actual",20.228339999999999,"NA"]
[null,"SA","SANC","ANGAS CREEK","SAPN","Summer","Non-Coincident",2011,"Actual",22.53754,"NA"]
[null,"SA","SANC","ANGAS CREEK","SAPN","Summer","Non-Coincident",2012,"Actual",16.019742000000001,"NA"]
[null,"SA","SANC","ANGAS CREEK","SAPN","Summer","Non-Coincident",2013,"Actual",17.838100000000001,"NA"]
[null,"SA","SANC","ANGAS CREEK","SAPN","Summer","Non-Coincident",2014,"Actual",18.768436000000001,"NA"]
[null,"SA","SANC","ANGAS CREEK","SAPN","Winter","Non-Coincident",2003,"Actual",15.120824000000001,"NA"]
[null,"SA","SANC","ANGAS CREEK","SAPN","Winter","Non-Coincident",2004,"Actual",19.34064,"NA"]
[null,"SA","SANC","ANGAS CREEK","SAPN","Winter","Non-Coincident",2005,"Actual",14.771929999999999,"NA"]
[null,"SA","SANC","ANGAS CREEK","SAPN","Winter","Non-Coincident",2006,"Actual",14.413285999999999,"NA"]
[null,"SA","SANC","ANGAS CREEK","SAPN","Winter","Non-Coincident",2007,"Actual",15.277054,"NA"]
[null,"SA","SANC","ANGAS CREEK","SAPN","Winter","Non-Coincident",2008,"Actual",16.456626,"NA"]
[null,"SA","SANC","ANGAS CREEK","SAPN","Winter","Non-Coincident",2009,"Actual",17.88334,"NA"]
[null,"SA","SANC","ANGAS CREEK","SAPN","Winter","Non-Coincident",2010,"Actual",22.0489,"NA"]
[null,"SA","SANC","ANGAS CREEK","SAPN","Winter","Non-Coincident",2011,"Actual",19.178908,"NA"]
[null,"SA","SANC","ANGAS CREEK","SAPN","Winter","Non-Coincident",2012,"Actual",19.09686,"NA"]
[null,"SA","SANC","ANGAS CREEK","SAPN","Winter","Non-Coincident",2013,"Actual",14.756404,"NA"]
[null,"SA","SANC","ANGAS CREEK","SAPN","Winter","Non-Coincident",2014,"Actual",14.83986,"NA"]
[null,"SA","SARW","ARDROSSAN WEST","SAPN","Summer","Non-Coincident",2003,"Actual",8.4375400000000003,"NA"]
[null,"SA","SARW","ARDROSSAN WEST","SAPN","Summer","Non-Coincident",2004,"Actual",8.5555800000000009,"NA"]
[null,"SA","SARW","ARDROSSAN WEST","SAPN","Summer","Non-Coincident",2005,"Actual",8.8458539999999992,"NA"]
[null,"SA","SARW","ARDROSSAN WEST","SAPN","Summer","Non-Coincident",2006,"Actual",11.901006000000001,"NA"]
[null,"SA","SARW","ARDROSSAN WEST","SAPN","Summer","Non-Coincident",2007,"Actual",11.099974,"NA"]
[null,"SA","SARW","ARDROSSAN WEST","SAPN","Summer","Non-Coincident",2008,"Actual",13.241382,"NA"]
[null,"SA","SARW","ARDROSSAN WEST","SAPN","Summer","Non-Coincident",2009,"Actual",12.494249999999999,"NA"]
[null,"SA","SARW","ARDROSSAN WEST","SAPN","Summer","Non-Coincident",2010,"Actual",14.080641999999999,"NA"]
[null,"SA","SARW","ARDROSSAN WEST","SAPN","Summer","Non-Coincident",2011,"Actual",12.128159999999999,"NA"]
[null,"SA","SARW","ARDROSSAN WEST","SAPN","Summer","Non-Coincident",2012,"Actual",11.773688,"NA"]
[null,"SA","SARW","ARDROSSAN WEST","SAPN","Summer","Non-Coincident",2013,"Actual",11.58042,"NA"]
[null,"SA","SARW","ARDROSSAN WEST","SAPN","Summer","Non-Coincident",2014,"Actual",11.870482000000001,"NA"]
[null,"SA","SARW","ARDROSSAN WEST","SAPN","Winter","Non-Coincident",2003,"Actual",6.8698860000000002,"NA"]
[null,"SA","SARW","ARDROSSAN WEST","SAPN","Winter","Non-Coincident",2004,"Actual",7.2696199999999997,"NA"]
[null,"SA","SARW","ARDROSSAN WEST","SAPN","Winter","Non-Coincident",2005,"Actual",8.418526,"NA"]
[null,"SA","SARW","ARDROSSAN WEST","SAPN","Winter","Non-Coincident",2006,"Actual",9.3687819999999995,"NA"]
[null,"SA","SARW","ARDROSSAN WEST","SAPN","Winter","Non-Coincident",2007,"Actual",8.8726280000000006,"NA"]
[null,"SA","SARW","ARDROSSAN WEST","SAPN","Winter","Non-Coincident",2008,"Actual",8.8543240000000001,"NA"]
[null,"SA","SARW","ARDROSSAN WEST","SAPN","Winter","Non-Coincident",2009,"Actual",8.9603120000000001,"NA"]
[null,"SA","SARW","ARDROSSAN WEST","SAPN","Winter","Non-Coincident",2010,"Actual",10.091951999999999,"NA"]
[null,"SA","SARW","ARDROSSAN WEST","SAPN","Winter","Non-Coincident",2011,"Actual",9.4747260000000004,"NA"]
[null,"SA","SARW","ARDROSSAN WEST","SAPN","Winter","Non-Coincident",2012,"Actual",8.7282320000000002,"NA"]
[null,"SA","SARW","ARDROSSAN WEST","SAPN","Winter","Non-Coincident",2013,"Actual",9.0378880000000006,"NA"]
[null,"SA","SARW","ARDROSSAN WEST","SAPN","Winter","Non-Coincident",2014,"Actual",9.2825179999999996,"NA"]
[null,"SA","SBAC","BACK CALLINGTON","ElectraNet","Summer","Non-Coincident",2003,"Actual","NA","NA"]
[null,"SA","SBAC","BACK CALLINGTON","ElectraNet","Summer","Non-Coincident",2004,"Actual","NA","NA"]
[null,"SA","SBAC","BACK CALLINGTON","ElectraNet","Summer","Non-Coincident",2005,"Actual","NA","NA"]
[null,"SA","SBAC","BACK CALLINGTON","ElectraNet","Summer","Non-Coincident",2006,"Actual","NA","NA"]
[null,"SA","SBAC","BACK CALLINGTON","ElectraNet","Summer","Non-Coincident",2007,"Actual","NA","NA"]
[null,"SA","SBAC","BACK CALLINGTON","ElectraNet","Summer","Non-Coincident",2008,"Actual","NA","NA"]
[null,"SA","SBAC","BACK CALLINGTON","ElectraNet","Summer","Non-Coincident",2009,"Actual","NA","NA"]
[null,"SA","SBAC","BACK CALLINGTON","ElectraNet","Summer","Non-Coincident",2010,"Actual","NA","NA"]
[null,"SA","SBAC","BACK CALLINGTON","ElectraNet","Summer","Non-Coincident",2011,"Actual","NA","NA"]
[null,"SA","SBAC","BACK CALLINGTON","ElectraNet","Summer","Non-Coincident",2012,"Actual","NA","NA"]
[null,"SA","SBAC","BACK CALLINGTON","ElectraNet","Summer","Non-Coincident",2013,"Actual","NA","NA"]
[null,"SA","SBAC","BACK CALLINGTON","ElectraNet","Summer","Non-Coincident",2014,"Actual","NA","NA"]
[null,"SA","SBAC","BACK CALLINGTON","ElectraNet","Winter","Non-Coincident",2003,"Actual","NA","NA"]
[null,"SA","SBAC","BACK CALLINGTON","ElectraNet","Winter","Non-Coincident",2004,"Actual","NA","NA"]
[null,"SA","SBAC","BACK CALLINGTON","ElectraNet","Winter","Non-Coincident",2005,"Actual","NA","NA"]
[null,"SA","SBAC","BACK CALLINGTON","ElectraNet","Winter","Non-Coincident",2006,"Actual","NA","NA"]
[null,"SA","SBAC","BACK CALLINGTON","ElectraNet","Winter","Non-Coincident",2007,"Actual","NA","NA"]
[null,"SA","SBAC","BACK CALLINGTON","ElectraNet","Winter","Non-Coincident",2008,"Actual","NA","NA"]
[null,"SA","SBAC","BACK CALLINGTON","ElectraNet","Winter","Non-Coincident",2009,"Actual","NA","NA"]
[null,"SA","SBAC","BACK CALLINGTON","ElectraNet","Winter","Non-Coincident",2010,"Actual","NA","NA"]
[null,"SA","SBAC","BACK CALLINGTON","ElectraNet","Winter","Non-Coincident",2011,"Actual","NA","NA"]
[null,"SA","SBAC","BACK CALLINGTON","ElectraNet","Winter","Non-Coincident",2012,"Actual","NA","NA"]
[null,"SA","SBAC","BACK CALLINGTON","ElectraNet","Winter","Non-Coincident",2013,"Actual","NA","NA"]
[null,"SA","SBAC","BACK CALLINGTON","ElectraNet","Winter","Non-Coincident",2014,"Actual","NA","NA"]
[null,"SA","SBAR","BAROOTA","SAPN","Summer","Non-Coincident",2003,"Actual",7.0500480000000003,"NA"]
[null,"SA","SBAR","BAROOTA","SAPN","Summer","Non-Coincident",2004,"Actual",7.7849300000000001,"NA"]
[null,"SA","SBAR","BAROOTA","SAPN","Summer","Non-Coincident",2005,"Actual",6.4783499999999998,"NA"]
[null,"SA","SBAR","BAROOTA","SAPN","Summer","Non-Coincident",2006,"Actual",7.8782759999999996,"NA"]
[null,"SA","SBAR","BAROOTA","SAPN","Summer","Non-Coincident",2007,"Actual",7.5790660000000001,"NA"]
[null,"SA","SBAR","BAROOTA","SAPN","Summer","Non-Coincident",2008,"Actual",7.6262480000000004,"NA"]
[null,"SA","SBAR","BAROOTA","SAPN","Summer","Non-Coincident",2009,"Actual",8.5999239999999997,"NA"]
[null,"SA","SBAR","BAROOTA","SAPN","Summer","Non-Coincident",2010,"Actual",8.5466479999999994,"NA"]
[null,"SA","SBAR","BAROOTA","SAPN","Summer","Non-Coincident",2011,"Actual",8.5149360000000005,"NA"]
[null,"SA","SBAR","BAROOTA","SAPN","Summer","Non-Coincident",2012,"Actual",7.30267,"NA"]
[null,"SA","SBAR","BAROOTA","SAPN","Summer","Non-Coincident",2013,"Actual",7.6874440000000002,"NA"]
[null,"SA","SBAR","BAROOTA","SAPN","Summer","Non-Coincident",2014,"Actual",7.7608259999999998,"NA"]
[null,"SA","SBAR","BAROOTA","SAPN","Winter","Non-Coincident",2003,"Actual",5.7804679999999999,"NA"]
[null,"SA","SBAR","BAROOTA","SAPN","Winter","Non-Coincident",2004,"Actual",6.0367360000000003,"NA"]
[null,"SA","SBAR","BAROOTA","SAPN","Winter","Non-Coincident",2005,"Actual",6.2096200000000001,"NA"]
[null,"SA","SBAR","BAROOTA","SAPN","Winter","Non-Coincident",2006,"Actual",6.2438520000000004,"NA"]
[null,"SA","SBAR","BAROOTA","SAPN","Winter","Non-Coincident",2007,"Actual",6.3659119999999998,"NA"]
[null,"SA","SBAR","BAROOTA","SAPN","Winter","Non-Coincident",2008,"Actual",6.3094140000000003,"NA"]
[null,"SA","SBAR","BAROOTA","SAPN","Winter","Non-Coincident",2009,"Actual",6.0315099999999999,"NA"]
[null,"SA","SBAR","BAROOTA","SAPN","Winter","Non-Coincident",2010,"Actual",6.6441499999999998,"NA"]
[null,"SA","SBAR","BAROOTA","SAPN","Winter","Non-Coincident",2011,"Actual",5.8728340000000001,"NA"]
[null,"SA","SBAR","BAROOTA","SAPN","Winter","Non-Coincident",2012,"Actual",5.9672619999999998,"NA"]
[null,"SA","SBAR","BAROOTA","SAPN","Winter","Non-Coincident",2013,"Actual",5.8943019999999997,"NA"]
[null,"SA","SBAR","BAROOTA","SAPN","Winter","Non-Coincident",2014,"Actual",6.0397439999999998,"NA"]
[null,"SA","SBRK","BRINKWORTH","SAPN","Summer","Non-Coincident",2003,"Actual",9.7068320000000003,"NA"]
[null,"SA","SBRK","BRINKWORTH","SAPN","Summer","Non-Coincident",2004,"Actual",11.963787999999999,"NA"]
[null,"SA","SBRK","BRINKWORTH","SAPN","Summer","Non-Coincident",2005,"Actual",9.3005840000000006,"NA"]
[null,"SA","SBRK","BRINKWORTH","SAPN","Summer","Non-Coincident",2006,"Actual",12.715237999999999,"NA"]
[null,"SA","SBRK","BRINKWORTH","SAPN","Summer","Non-Coincident",2007,"Actual",10.247356,"NA"]
[null,"SA","SBRK","BRINKWORTH","SAPN","Summer","Non-Coincident",2008,"Actual",10.638146000000001,"NA"]
[null,"SA","SBRK","BRINKWORTH","SAPN","Summer","Non-Coincident",2009,"Actual",5.4672299999999998,"NA"]
[null,"SA","SBRK","BRINKWORTH","SAPN","Summer","Non-Coincident",2010,"Actual",7.0598280000000004,"NA"]
[null,"SA","SBRK","BRINKWORTH","SAPN","Summer","Non-Coincident",2011,"Actual",9.8738100000000006,"NA"]
[null,"SA","SBRK","BRINKWORTH","SAPN","Summer","Non-Coincident",2012,"Actual",9.9700839999999999,"NA"]
[null,"SA","SBRK","BRINKWORTH","SAPN","Summer","Non-Coincident",2013,"Actual",4.7297539999999998,"NA"]
[null,"SA","SBRK","BRINKWORTH","SAPN","Summer","Non-Coincident",2014,"Actual",4.7370739999999998,"NA"]
[null,"SA","SBRK","BRINKWORTH","SAPN","Winter","Non-Coincident",2003,"Actual",5.8275240000000004,"NA"]
[null,"SA","SBRK","BRINKWORTH","SAPN","Winter","Non-Coincident",2004,"Actual",5.921214,"NA"]
[null,"SA","SBRK","BRINKWORTH","SAPN","Winter","Non-Coincident",2005,"Actual",13.83567,"NA"]
[null,"SA","SBRK","BRINKWORTH","SAPN","Winter","Non-Coincident",2006,"Actual",13.12299,"NA"]
[null,"SA","SBRK","BRINKWORTH","SAPN","Winter","Non-Coincident",2007,"Actual",11.316257999999999,"NA"]
[null,"SA","SBRK","BRINKWORTH","SAPN","Winter","Non-Coincident",2008,"Actual",7.9696100000000003,"NA"]
[null,"SA","SBRK","BRINKWORTH","SAPN","Winter","Non-Coincident",2009,"Actual",10.10554,"NA"]
[null,"SA","SBRK","BRINKWORTH","SAPN","Winter","Non-Coincident",2010,"Actual",10.679596,"NA"]
[null,"SA","SBRK","BRINKWORTH","SAPN","Winter","Non-Coincident",2011,"Actual",3.7789419999999998,"NA"]
[null,"SA","SBRK","BRINKWORTH","SAPN","Winter","Non-Coincident",2012,"Actual",4.0050619999999997,"NA"]
[null,"SA","SBRK","BRINKWORTH","SAPN","Winter","Non-Coincident",2013,"Actual",4.5834780000000004,"NA"]
[null,"SA","SBRK","BRINKWORTH","SAPN","Winter","Non-Coincident",2014,"Actual",4.1779479999999998,"NA"]
[null,"SA","SCLN","CLARE NORTH","SAPN","Summer","Non-Coincident",2003,"Actual","NA","NA"]
[null,"SA","SCLN","CLARE NORTH","SAPN","Summer","Non-Coincident",2004,"Actual","NA","NA"]
[null,"SA","SCLN","CLARE NORTH","SAPN","Summer","Non-Coincident",2005,"Actual","NA","NA"]
[null,"SA","SCLN","CLARE NORTH","SAPN","Summer","Non-Coincident",2006,"Actual","NA","NA"]
[null,"SA","SCLN","CLARE NORTH","SAPN","Summer","Non-Coincident",2007,"Actual","NA","NA"]
[null,"SA","SCLN","CLARE NORTH","SAPN","Summer","Non-Coincident",2008,"Actual","NA","NA"]
[null,"SA","SCLN","CLARE NORTH","SAPN","Summer","Non-Coincident",2009,"Actual","NA","NA"]
[null,"SA","SCLN","CLARE NORTH","SAPN","Summer","Non-Coincident",2010,"Actual","NA","NA"]
[null,"SA","SCLN","CLARE NORTH","SAPN","Summer","Non-Coincident",2011,"Actual",9.8644920000000003,"NA"]
[null,"SA","SCLN","CLARE NORTH","SAPN","Summer","Non-Coincident",2012,"Actual",10.635724,"NA"]
[null,"SA","SCLN","CLARE NORTH","SAPN","Summer","Non-Coincident",2013,"Actual",12.353286000000001,"NA"]
[null,"SA","SCLN","CLARE NORTH","SAPN","Summer","Non-Coincident",2014,"Actual",12.381864,"NA"]
[null,"SA","SCLN","CLARE NORTH","SAPN","Winter","Non-Coincident",2003,"Actual","NA","NA"]
[null,"SA","SCLN","CLARE NORTH","SAPN","Winter","Non-Coincident",2004,"Actual","NA","NA"]
[null,"SA","SCLN","CLARE NORTH","SAPN","Winter","Non-Coincident",2005,"Actual","NA","NA"]
[null,"SA","SCLN","CLARE NORTH","SAPN","Winter","Non-Coincident",2006,"Actual","NA","NA"]
[null,"SA","SCLN","CLARE NORTH","SAPN","Winter","Non-Coincident",2007,"Actual","NA","NA"]
[null,"SA","SCLN","CLARE NORTH","SAPN","Winter","Non-Coincident",2008,"Actual","NA","NA"]
[null,"SA","SCLN","CLARE NORTH","SAPN","Winter","Non-Coincident",2009,"Actual","NA","NA"]
[null,"SA","SCLN","CLARE NORTH","SAPN","Winter","Non-Coincident",2010,"Actual","NA","NA"]
[null,"SA","SCLN","CLARE NORTH","SAPN","Winter","Non-Coincident",2011,"Actual",10.032845999999999,"NA"]
[null,"SA","SCLN","CLARE NORTH","SAPN","Winter","Non-Coincident",2012,"Actual",10.049094,"NA"]
[null,"SA","SCLN","CLARE NORTH","SAPN","Winter","Non-Coincident",2013,"Actual",10.530638,"NA"]
[null,"SA","SCLN","CLARE NORTH","SAPN","Winter","Non-Coincident",2014,"Actual",10.295667999999999,"NA"]
[null,"SA","SDAL","DALRYMPLE","SAPN","Summer","Non-Coincident",2003,"Actual",7.7884979999999997,"NA"]
[null,"SA","SDAL","DALRYMPLE","SAPN","Summer","Non-Coincident",2004,"Actual",7.8974599999999997,"NA"]
[null,"SA","SDAL","DALRYMPLE","SAPN","Summer","Non-Coincident",2005,"Actual",8.1654040000000006,"NA"]
[null,"SA","SDAL","DALRYMPLE","SAPN","Summer","Non-Coincident",2006,"Actual",7.5193339999999997,"NA"]
[null,"SA","SDAL","DALRYMPLE","SAPN","Summer","Non-Coincident",2007,"Actual",6.9929379999999997,"NA"]
[null,"SA","SDAL","DALRYMPLE","SAPN","Summer","Non-Coincident",2008,"Actual",9.4219159999999995,"NA"]
[null,"SA","SDAL","DALRYMPLE","SAPN","Summer","Non-Coincident",2009,"Actual",6.7992460000000001,"NA"]
[null,"SA","SDAL","DALRYMPLE","SAPN","Summer","Non-Coincident",2010,"Actual",8.8600399999999997,"NA"]
[null,"SA","SDAL","DALRYMPLE","SAPN","Summer","Non-Coincident",2011,"Actual",8.5566800000000001,"NA"]
[null,"SA","SDAL","DALRYMPLE","SAPN","Summer","Non-Coincident",2012,"Actual",8.5424240000000005,"NA"]
[null,"SA","SDAL","DALRYMPLE","SAPN","Summer","Non-Coincident",2013,"Actual",7.9644880000000002,"NA"]
[null,"SA","SDAL","DALRYMPLE","SAPN","Summer","Non-Coincident",2014,"Actual",7.8677159999999997,"NA"]
[null,"SA","SDAL","DALRYMPLE","SAPN","Winter","Non-Coincident",2003,"Actual",6.3414339999999996,"NA"]
[null,"SA","SDAL","DALRYMPLE","SAPN","Winter","Non-Coincident",2004,"Actual",6.7104179999999998,"NA"]
[null,"SA","SDAL","DALRYMPLE","SAPN","Winter","Non-Coincident",2005,"Actual",6.5694039999999996,"NA"]
[null,"SA","SDAL","DALRYMPLE","SAPN","Winter","Non-Coincident",2006,"Actual",6.3556980000000003,"NA"]
[null,"SA","SDAL","DALRYMPLE","SAPN","Winter","Non-Coincident",2007,"Actual",5.8899359999999996,"NA"]
[null,"SA","SDAL","DALRYMPLE","SAPN","Winter","Non-Coincident",2008,"Actual",5.905462,"NA"]
[null,"SA","SDAL","DALRYMPLE","SAPN","Winter","Non-Coincident",2009,"Actual",6.5679959999999999,"NA"]
[null,"SA","SDAL","DALRYMPLE","SAPN","Winter","Non-Coincident",2010,"Actual",7.7901819999999997,"NA"]
[null,"SA","SDAL","DALRYMPLE","SAPN","Winter","Non-Coincident",2011,"Actual",7.3835819999999996,"NA"]
[null,"SA","SDAL","DALRYMPLE","SAPN","Winter","Non-Coincident",2012,"Actual",8.6279199999999996,"NA"]
[null,"SA","SDAL","DALRYMPLE","SAPN","Winter","Non-Coincident",2013,"Actual",7.0442280000000004,"NA"]
[null,"SA","SDAL","DALRYMPLE","SAPN","Winter","Non-Coincident",2014,"Actual",7.1067799999999997,"NA"]
[null,"SA","SDAW","DAVENPORT WEST","SAPN","Summer","Non-Coincident",2003,"Actual","NA","NA"]
[null,"SA","SDAW","DAVENPORT WEST","SAPN","Summer","Non-Coincident",2004,"Actual","NA","NA"]
[null,"SA","SDAW","DAVENPORT WEST","SAPN","Summer","Non-Coincident",2005,"Actual","NA","NA"]
[null,"SA","SDAW","DAVENPORT WEST","SAPN","Summer","Non-Coincident",2006,"Actual","NA","NA"]
[null,"SA","SDAW","DAVENPORT WEST","SAPN","Summer","Non-Coincident",2007,"Actual","NA","NA"]
[null,"SA","SDAW","DAVENPORT WEST","SAPN","Summer","Non-Coincident",2008,"Actual","NA","NA"]
[null,"SA","SDAW","DAVENPORT WEST","SAPN","Summer","Non-Coincident",2009,"Actual","NA","NA"]
[null,"SA","SDAW","DAVENPORT WEST","SAPN","Summer","Non-Coincident",2010,"Actual",24.658512000000002,"NA"]
[null,"SA","SDAW","DAVENPORT WEST","SAPN","Summer","Non-Coincident",2011,"Actual",30.801852,"NA"]
[null,"SA","SDAW","DAVENPORT WEST","SAPN","Summer","Non-Coincident",2012,"Actual",25.899256000000001,"NA"]
[null,"SA","SDAW","DAVENPORT WEST","SAPN","Summer","Non-Coincident",2013,"Actual",27.435607999999998,"NA"]
[null,"SA","SDAW","DAVENPORT WEST","SAPN","Summer","Non-Coincident",2014,"Actual",28.571804,"NA"]
[null,"SA","SDAW","DAVENPORT WEST","SAPN","Winter","Non-Coincident",2003,"Actual","NA","NA"]
[null,"SA","SDAW","DAVENPORT WEST","SAPN","Winter","Non-Coincident",2004,"Actual","NA","NA"]
[null,"SA","SDAW","DAVENPORT WEST","SAPN","Winter","Non-Coincident",2005,"Actual","NA","NA"]
[null,"SA","SDAW","DAVENPORT WEST","SAPN","Winter","Non-Coincident",2006,"Actual","NA","NA"]
[null,"SA","SDAW","DAVENPORT WEST","SAPN","Winter","Non-Coincident",2007,"Actual","NA","NA"]
[null,"SA","SDAW","DAVENPORT WEST","SAPN","Winter","Non-Coincident",2008,"Actual","NA","NA"]
[null,"SA","SDAW","DAVENPORT WEST","SAPN","Winter","Non-Coincident",2009,"Actual","NA","NA"]
[null,"SA","SDAW","DAVENPORT WEST","SAPN","Winter","Non-Coincident",2010,"Actual",22.522763999999999,"NA"]
[null,"SA","SDAW","DAVENPORT WEST","SAPN","Winter","Non-Coincident",2011,"Actual",19.449103999999998,"NA"]
[null,"SA","SDAW","DAVENPORT WEST","SAPN","Winter","Non-Coincident",2012,"Actual",19.167572,"NA"]
[null,"SA","SDAW","DAVENPORT WEST","SAPN","Winter","Non-Coincident",2013,"Actual",19.548808000000001,"NA"]
[null,"SA","SDAW","DAVENPORT WEST","SAPN","Winter","Non-Coincident",2014,"Actual",20.022303999999998,"NA"]
[null,"SA","SGSDRN","DORRIEN","SAPN","Summer","Non-Coincident",2003,"Actual",20.689584,"NA"]
[null,"SA","SGSDRN","DORRIEN","SAPN","Summer","Non-Coincident",2004,"Actual",30.433926,"NA"]
[null,"SA","SGSDRN","DORRIEN","SAPN","Summer","Non-Coincident",2005,"Actual",36.269005999999997,"NA"]
[null,"SA","SGSDRN","DORRIEN","SAPN","Summer","Non-Coincident",2006,"Actual",45.700462000000002,"NA"]
[null,"SA","SGSDRN","DORRIEN","SAPN","Summer","Non-Coincident",2007,"Actual",52.764786000000001,"NA"]
[null,"SA","SGSDRN","DORRIEN","SAPN","Summer","Non-Coincident",2008,"Actual",58.950046,"NA"]
[null,"SA","SGSDRN","DORRIEN","SAPN","Summer","Non-Coincident",2009,"Actual",60.189894000000002,"NA"]
[null,"SA","SGSDRN","DORRIEN","SAPN","Summer","Non-Coincident",2010,"Actual",56.515515999999998,"NA"]
[null,"SA","SGSDRN","DORRIEN","SAPN","Summer","Non-Coincident",2011,"Actual",55.624816000000003,"NA"]
[null,"SA","SGSDRN","DORRIEN","SAPN","Summer","Non-Coincident",2012,"Actual",54.610646000000003,"NA"]
[null,"SA","SGSDRN","DORRIEN","SAPN","Summer","Non-Coincident",2013,"Actual",57.210653999999998,"NA"]
[null,"SA","SGSDRN","DORRIEN","SAPN","Summer","Non-Coincident",2014,"Actual",56.588132000000002,"NA"]
[null,"SA","SGSDRN","DORRIEN","SAPN","Winter","Non-Coincident",2003,"Actual",16.420425999999999,"NA"]
[null,"SA","SGSDRN","DORRIEN","SAPN","Winter","Non-Coincident",2004,"Actual",23.154966000000002,"NA"]
[null,"SA","SGSDRN","DORRIEN","SAPN","Winter","Non-Coincident",2005,"Actual",38.179262000000001,"NA"]
[null,"SA","SGSDRN","DORRIEN","SAPN","Winter","Non-Coincident",2006,"Actual",40.652312000000002,"NA"]
[null,"SA","SGSDRN","DORRIEN","SAPN","Winter","Non-Coincident",2007,"Actual",41.377249999999997,"NA"]
[null,"SA","SGSDRN","DORRIEN","SAPN","Winter","Non-Coincident",2008,"Actual",44.359895999999999,"NA"]
[null,"SA","SGSDRN","DORRIEN","SAPN","Winter","Non-Coincident",2009,"Actual",42.074848000000003,"NA"]
[null,"SA","SGSDRN","DORRIEN","SAPN","Winter","Non-Coincident",2010,"Actual",43.469946,"NA"]
[null,"SA","SGSDRN","DORRIEN","SAPN","Winter","Non-Coincident",2011,"Actual",42.596798,"NA"]
[null,"SA","SGSDRN","DORRIEN","SAPN","Winter","Non-Coincident",2012,"Actual",42.185070000000003,"NA"]
[null,"SA","SGSDRN","DORRIEN","SAPN","Winter","Non-Coincident",2013,"Actual",40.200105999999998,"NA"]
[null,"SA","SGSDRN","DORRIEN","SAPN","Winter","Non-Coincident",2014,"Actual",41.205240000000003,"NA"]
[null,"SA","SGSKET","KEITH","SAPN","Summer","Non-Coincident",2003,"Actual",24.950752000000001,"NA"]
[null,"SA","SGSKET","KEITH","SAPN","Summer","Non-Coincident",2004,"Actual",20.310904000000001,"NA"]
[null,"SA","SGSKET","KEITH","SAPN","Summer","Non-Coincident",2005,"Actual",19.978895999999999,"NA"]
[null,"SA","SGSKET","KEITH","SAPN","Summer","Non-Coincident",2006,"Actual",22.968164000000002,"NA"]
[null,"SA","SGSKET","KEITH","SAPN","Summer","Non-Coincident",2007,"Actual",21.881072,"NA"]
[null,"SA","SGSKET","KEITH","SAPN","Summer","Non-Coincident",2008,"Actual",23.053395999999999,"NA"]
[null,"SA","SGSKET","KEITH","SAPN","Summer","Non-Coincident",2009,"Actual",29.192148,"NA"]
[null,"SA","SGSKET","KEITH","SAPN","Summer","Non-Coincident",2010,"Actual",24.013932,"NA"]
[null,"SA","SGSKET","KEITH","SAPN","Summer","Non-Coincident",2011,"Actual",22.080307999999999,"NA"]
[null,"SA","SGSKET","KEITH","SAPN","Summer","Non-Coincident",2012,"Actual",20.561295999999999,"NA"]
[null,"SA","SGSKET","KEITH","SAPN","Summer","Non-Coincident",2013,"Actual",20.937044,"NA"]
[null,"SA","SGSKET","KEITH","SAPN","Summer","Non-Coincident",2014,"Actual",25.373816000000001,"NA"]
[null,"SA","SGSKET","KEITH","SAPN","Winter","Non-Coincident",2003,"Actual",15.275838,"NA"]
[null,"SA","SGSKET","KEITH","SAPN","Winter","Non-Coincident",2004,"Actual",13.478062,"NA"]
[null,"SA","SGSKET","KEITH","SAPN","Winter","Non-Coincident",2005,"Actual",13.369196000000001,"NA"]
[null,"SA","SGSKET","KEITH","SAPN","Winter","Non-Coincident",2006,"Actual",15.331476,"NA"]
[null,"SA","SGSKET","KEITH","SAPN","Winter","Non-Coincident",2007,"Actual",14.065315999999999,"NA"]
[null,"SA","SGSKET","KEITH","SAPN","Winter","Non-Coincident",2008,"Actual",13.591060000000001,"NA"]
[null,"SA","SGSKET","KEITH","SAPN","Winter","Non-Coincident",2009,"Actual",14.381966,"NA"]
[null,"SA","SGSKET","KEITH","SAPN","Winter","Non-Coincident",2010,"Actual",14.311524,"NA"]
[null,"SA","SGSKET","KEITH","SAPN","Winter","Non-Coincident",2011,"Actual",13.051119999999999,"NA"]
[null,"SA","SGSKET","KEITH","SAPN","Winter","Non-Coincident",2012,"Actual",13.897592,"NA"]
[null,"SA","SGSKET","KEITH","SAPN","Winter","Non-Coincident",2013,"Actual",12.973106,"NA"]
[null,"SA","SGSKET","KEITH","SAPN","Winter","Non-Coincident",2014,"Actual",14.04308,"NA"]
[null,"SA","SGSXEAST","EASTERN SUBURBS","SAPN","Summer","Non-Coincident",2003,"Actual",563.56723199999999,"NA"]
[null,"SA","SGSXEAST","EASTERN SUBURBS","SAPN","Summer","Non-Coincident",2004,"Actual",568.04575799999998,"NA"]
[null,"SA","SGSXEAST","EASTERN SUBURBS","SAPN","Summer","Non-Coincident",2005,"Actual",539.89185756999996,"NA"]
[null,"SA","SGSXEAST","EASTERN SUBURBS","SAPN","Summer","Non-Coincident",2006,"Actual",664.33881650000001,"NA"]
[null,"SA","SGSXEAST","EASTERN SUBURBS","SAPN","Summer","Non-Coincident",2007,"Actual",672.74776799999995,"NA"]
[null,"SA","SGSXEAST","EASTERN SUBURBS","SAPN","Summer","Non-Coincident",2008,"Actual",684.47301000000004,"NA"]
[null,"SA","SGSXEAST","EASTERN SUBURBS","SAPN","Summer","Non-Coincident",2009,"Actual",730.90970000000004,"NA"]
[null,"SA","SGSXEAST","EASTERN SUBURBS","SAPN","Summer","Non-Coincident",2010,"Actual",707.79102999999998,"NA"]
[null,"SA","SGSXEAST","EASTERN SUBURBS","SAPN","Summer","Non-Coincident",2011,"Actual",712.40786800000001,"NA"]
[null,"SA","SGSXEAST","EASTERN SUBURBS","SAPN","Summer","Non-Coincident",2012,"Actual",611.11400200000003,"NA"]
[null,"SA","SGSXEAST","EASTERN SUBURBS","SAPN","Summer","Non-Coincident",2013,"Actual",642.24702600000001,"NA"]
[null,"SA","SGSXEAST","EASTERN SUBURBS","SAPN","Summer","Non-Coincident",2014,"Actual",661.18576599999994,"NA"]
[null,"SA","SGSXEAST","EASTERN SUBURBS","SAPN","Winter","Non-Coincident",2003,"Actual",399.92607400000003,"NA"]
[null,"SA","SGSXEAST","EASTERN SUBURBS","SAPN","Winter","Non-Coincident",2004,"Actual",394.73904599999997,"NA"]
[null,"SA","SGSXEAST","EASTERN SUBURBS","SAPN","Winter","Non-Coincident",2005,"Actual",487.22149363,"NA"]
[null,"SA","SGSXEAST","EASTERN SUBURBS","SAPN","Winter","Non-Coincident",2006,"Actual",543.67076999999995,"NA"]
[null,"SA","SGSXEAST","EASTERN SUBURBS","SAPN","Winter","Non-Coincident",2007,"Actual",483.10398199999997,"NA"]
[null,"SA","SGSXEAST","EASTERN SUBURBS","SAPN","Winter","Non-Coincident",2008,"Actual",482.12492800000001,"NA"]
[null,"SA","SGSXEAST","EASTERN SUBURBS","SAPN","Winter","Non-Coincident",2009,"Actual",449.10358200000002,"NA"]
[null,"SA","SGSXEAST","EASTERN SUBURBS","SAPN","Winter","Non-Coincident",2010,"Actual",463.57239199999998,"NA"]
[null,"SA","SGSXEAST","EASTERN SUBURBS","SAPN","Winter","Non-Coincident",2011,"Actual",438.23197399999998,"NA"]
[null,"SA","SGSXEAST","EASTERN SUBURBS","SAPN","Winter","Non-Coincident",2012,"Actual",433.21034800000001,"NA"]
[null,"SA","SGSXEAST","EASTERN SUBURBS","SAPN","Winter","Non-Coincident",2013,"Actual",430.50014800000002,"NA"]
[null,"SA","SGSXEAST","EASTERN SUBURBS","SAPN","Winter","Non-Coincident",2014,"Actual",436.46427399999999,"NA"]
[null,"SA","SHUM","HUMMOCKS","SAPN","Summer","Non-Coincident",2003,"Actual",10.138676,"NA"]
[null,"SA","SHUM","HUMMOCKS","SAPN","Summer","Non-Coincident",2004,"Actual",13.446306,"NA"]
[null,"SA","SHUM","HUMMOCKS","SAPN","Summer","Non-Coincident",2005,"Actual",9.8626419999999992,"NA"]
[null,"SA","SHUM","HUMMOCKS","SAPN","Summer","Non-Coincident",2006,"Actual",11.244588,"NA"]
[null,"SA","SHUM","HUMMOCKS","SAPN","Summer","Non-Coincident",2007,"Actual",11.419228,"NA"]
[null,"SA","SHUM","HUMMOCKS","SAPN","Summer","Non-Coincident",2008,"Actual",19.047376,"NA"]
[null,"SA","SHUM","HUMMOCKS","SAPN","Summer","Non-Coincident",2009,"Actual",24.155652,"NA"]
[null,"SA","SHUM","HUMMOCKS","SAPN","Summer","Non-Coincident",2010,"Actual",13.856517999999999,"NA"]
[null,"SA","SHUM","HUMMOCKS","SAPN","Summer","Non-Coincident",2011,"Actual",14.846432,"NA"]
[null,"SA","SHUM","HUMMOCKS","SAPN","Summer","Non-Coincident",2012,"Actual",14.907717999999999,"NA"]
[null,"SA","SHUM","HUMMOCKS","SAPN","Summer","Non-Coincident",2013,"Actual",13.179145999999999,"NA"]
[null,"SA","SHUM","HUMMOCKS","SAPN","Summer","Non-Coincident",2014,"Actual",13.5951,"NA"]
[null,"SA","SHUM","HUMMOCKS","SAPN","Winter","Non-Coincident",2003,"Actual",18.907679999999999,"NA"]
[null,"SA","SHUM","HUMMOCKS","SAPN","Winter","Non-Coincident",2004,"Actual",8.740888,"NA"]
[null,"SA","SHUM","HUMMOCKS","SAPN","Winter","Non-Coincident",2005,"Actual",9.1901019999999995,"NA"]
[null,"SA","SHUM","HUMMOCKS","SAPN","Winter","Non-Coincident",2006,"Actual",15.659606,"NA"]
[null,"SA","SHUM","HUMMOCKS","SAPN","Winter","Non-Coincident",2007,"Actual",8.4133379999999995,"NA"]
[null,"SA","SHUM","HUMMOCKS","SAPN","Winter","Non-Coincident",2008,"Actual",9.2952019999999997,"NA"]
[null,"SA","SHUM","HUMMOCKS","SAPN","Winter","Non-Coincident",2009,"Actual",10.08769,"NA"]
[null,"SA","SHUM","HUMMOCKS","SAPN","Winter","Non-Coincident",2010,"Actual",10.989602,"NA"]
[null,"SA","SHUM","HUMMOCKS","SAPN","Winter","Non-Coincident",2011,"Actual",27.636372000000001,"NA"]
[null,"SA","SHUM","HUMMOCKS","SAPN","Winter","Non-Coincident",2012,"Actual",11.743230000000001,"NA"]
[null,"SA","SHUM","HUMMOCKS","SAPN","Winter","Non-Coincident",2013,"Actual",9.8773,"NA"]
[null,"SA","SHUM","HUMMOCKS","SAPN","Winter","Non-Coincident",2014,"Actual",10.413126,"NA"]
[null,"SA","SGSSNN","SNUGGERY INDUSTRIAL","SAPN","Summer","Non-Coincident",2003,"Actual","NA","NA"]
[null,"SA","SGSSNN","SNUGGERY INDUSTRIAL","SAPN","Summer","Non-Coincident",2004,"Actual",49.926169999999999,"NA"]
[null,"SA","SGSSNN","SNUGGERY INDUSTRIAL","SAPN","Summer","Non-Coincident",2005,"Actual",40.106313999999998,"NA"]
[null,"SA","SGSSNN","SNUGGERY INDUSTRIAL","SAPN","Summer","Non-Coincident",2006,"Actual",48.183374000000001,"NA"]
[null,"SA","SGSSNN","SNUGGERY INDUSTRIAL","SAPN","Summer","Non-Coincident",2007,"Actual",48.668976000000001,"NA"]
[null,"SA","SGSSNN","SNUGGERY INDUSTRIAL","SAPN","Summer","Non-Coincident",2008,"Actual",44.194412,"NA"]
[null,"SA","SGSSNN","SNUGGERY INDUSTRIAL","SAPN","Summer","Non-Coincident",2009,"Actual",43.706809999999997,"NA"]
[null,"SA","SGSSNN","SNUGGERY INDUSTRIAL","SAPN","Summer","Non-Coincident",2010,"Actual",42.597754000000002,"NA"]
[null,"SA","SGSSNN","SNUGGERY INDUSTRIAL","SAPN","Summer","Non-Coincident",2011,"Actual",42.438332000000003,"NA"]
[null,"SA","SGSSNN","SNUGGERY INDUSTRIAL","SAPN","Summer","Non-Coincident",2012,"Actual",31.334693999999999,"NA"]
[null,"SA","SGSSNN","SNUGGERY INDUSTRIAL","SAPN","Summer","Non-Coincident",2013,"Actual",53.075071999999999,"NA"]
[null,"SA","SGSSNN","SNUGGERY INDUSTRIAL","SAPN","Summer","Non-Coincident",2014,"Actual",24.820865999999999,"NA"]
[null,"SA","SGSSNN","SNUGGERY INDUSTRIAL","SAPN","Winter","Non-Coincident",2003,"Actual",42.500950000000003,"NA"]
[null,"SA","SGSSNN","SNUGGERY INDUSTRIAL","SAPN","Winter","Non-Coincident",2004,"Actual",38.871006000000001,"NA"]
[null,"SA","SGSSNN","SNUGGERY INDUSTRIAL","SAPN","Winter","Non-Coincident",2005,"Actual",41.874395999999997,"NA"]
[null,"SA","SGSSNN","SNUGGERY INDUSTRIAL","SAPN","Winter","Non-Coincident",2006,"Actual",52.498688000000001,"NA"]
[null,"SA","SGSSNN","SNUGGERY INDUSTRIAL","SAPN","Winter","Non-Coincident",2007,"Actual",42.785344000000002,"NA"]
[null,"SA","SGSSNN","SNUGGERY INDUSTRIAL","SAPN","Winter","Non-Coincident",2008,"Actual",43.353462,"NA"]
[null,"SA","SGSSNN","SNUGGERY INDUSTRIAL","SAPN","Winter","Non-Coincident",2009,"Actual",42.954694000000003,"NA"]
[null,"SA","SGSSNN","SNUGGERY INDUSTRIAL","SAPN","Winter","Non-Coincident",2010,"Actual",53.659545999999999,"NA"]
[null,"SA","SGSSNN","SNUGGERY INDUSTRIAL","SAPN","Winter","Non-Coincident",2011,"Actual",32.390458000000002,"NA"]
[null,"SA","SGSSNN","SNUGGERY INDUSTRIAL","SAPN","Winter","Non-Coincident",2012,"Actual",38.323645999999997,"NA"]
[null,"SA","SGSSNN","SNUGGERY INDUSTRIAL","SAPN","Winter","Non-Coincident",2013,"Actual",24.471512000000001,"NA"]
[null,"SA","SGSSNN","SNUGGERY INDUSTRIAL","SAPN","Winter","Non-Coincident",2014,"Actual",25.371134000000001,"NA"]
[null,"SA","SGSXSOUT","SOUTHERN SUBURBS","SAPN","Summer","Non-Coincident",2003,"Actual",566.00605199999995,"NA"]
[null,"SA","SGSXSOUT","SOUTHERN SUBURBS","SAPN","Summer","Non-Coincident",2004,"Actual",525.89574200000004,"NA"]
[null,"SA","SGSXSOUT","SOUTHERN SUBURBS","SAPN","Summer","Non-Coincident",2005,"Actual",504.25026200000002,"NA"]
[null,"SA","SGSXSOUT","SOUTHERN SUBURBS","SAPN","Summer","Non-Coincident",2006,"Actual",583.82852600000001,"NA"]
[null,"SA","SGSXSOUT","SOUTHERN SUBURBS","SAPN","Summer","Non-Coincident",2007,"Actual",589.05723,"NA"]
[null,"SA","SGSXSOUT","SOUTHERN SUBURBS","SAPN","Summer","Non-Coincident",2008,"Actual",660.76716599999997,"NA"]
[null,"SA","SGSXSOUT","SOUTHERN SUBURBS","SAPN","Summer","Non-Coincident",2009,"Actual",733.10283600000002,"NA"]
[null,"SA","SGSXSOUT","SOUTHERN SUBURBS","SAPN","Summer","Non-Coincident",2010,"Actual",711.15884000000005,"NA"]
[null,"SA","SGSXSOUT","SOUTHERN SUBURBS","SAPN","Summer","Non-Coincident",2011,"Actual",728.31618200000003,"NA"]
[null,"SA","SGSXSOUT","SOUTHERN SUBURBS","SAPN","Summer","Non-Coincident",2012,"Actual",614.263644,"NA"]
[null,"SA","SGSXSOUT","SOUTHERN SUBURBS","SAPN","Summer","Non-Coincident",2013,"Actual",673.73157200000003,"NA"]
[null,"SA","SGSXSOUT","SOUTHERN SUBURBS","SAPN","Summer","Non-Coincident",2014,"Actual",764.79568800000004,"NA"]
[null,"SA","SGSXSOUT","SOUTHERN SUBURBS","SAPN","Winter","Non-Coincident",2003,"Actual",446.72365400000001,"NA"]
[null,"SA","SGSXSOUT","SOUTHERN SUBURBS","SAPN","Winter","Non-Coincident",2004,"Actual",456.85558800000001,"NA"]
[null,"SA","SGSXSOUT","SOUTHERN SUBURBS","SAPN","Winter","Non-Coincident",2005,"Actual",471.11051600000002,"NA"]
[null,"SA","SGSXSOUT","SOUTHERN SUBURBS","SAPN","Winter","Non-Coincident",2006,"Actual",482.75211000000002,"NA"]
[null,"SA","SGSXSOUT","SOUTHERN SUBURBS","SAPN","Winter","Non-Coincident",2007,"Actual",485.07458800000001,"NA"]
[null,"SA","SGSXSOUT","SOUTHERN SUBURBS","SAPN","Winter","Non-Coincident",2008,"Actual",524.15561000000002,"NA"]
[null,"SA","SGSXSOUT","SOUTHERN SUBURBS","SAPN","Winter","Non-Coincident",2009,"Actual",508.36494199999999,"NA"]
[null,"SA","SGSXSOUT","SOUTHERN SUBURBS","SAPN","Winter","Non-Coincident",2010,"Actual",541.85113000000001,"NA"]
[null,"SA","SGSXSOUT","SOUTHERN SUBURBS","SAPN","Winter","Non-Coincident",2011,"Actual",535.09250999999995,"NA"]
[null,"SA","SGSXSOUT","SOUTHERN SUBURBS","SAPN","Winter","Non-Coincident",2012,"Actual",524.99444800000003,"NA"]
[null,"SA","SGSXSOUT","SOUTHERN SUBURBS","SAPN","Winter","Non-Coincident",2013,"Actual",506.82860599999998,"NA"]
[null,"SA","SGSXSOUT","SOUTHERN SUBURBS","SAPN","Winter","Non-Coincident",2014,"Actual",541.22783800000002,"NA"]
[null,"SA","SGSXWEST","WESTERN SUBURBS","SAPN","Summer","Non-Coincident",2003,"Actual",365.72424799999999,"NA"]
[null,"SA","SGSXWEST","WESTERN SUBURBS","SAPN","Summer","Non-Coincident",2004,"Actual",371.578236,"NA"]
[null,"SA","SGSXWEST","WESTERN SUBURBS","SAPN","Summer","Non-Coincident",2005,"Actual",362.867074,"NA"]
[null,"SA","SGSXWEST","WESTERN SUBURBS","SAPN","Summer","Non-Coincident",2006,"Actual",384.69819200000001,"NA"]
[null,"SA","SGSXWEST","WESTERN SUBURBS","SAPN","Summer","Non-Coincident",2007,"Actual",383.71439400000003,"NA"]
[null,"SA","SGSXWEST","WESTERN SUBURBS","SAPN","Summer","Non-Coincident",2008,"Actual",415.05461400000002,"NA"]
[null,"SA","SGSXWEST","WESTERN SUBURBS","SAPN","Summer","Non-Coincident",2009,"Actual",439.4658,"NA"]
[null,"SA","SGSXWEST","WESTERN SUBURBS","SAPN","Summer","Non-Coincident",2010,"Actual",440.87381599999998,"NA"]
[null,"SA","SGSXWEST","WESTERN SUBURBS","SAPN","Summer","Non-Coincident",2011,"Actual",446.32029,"NA"]
[null,"SA","SGSXWEST","WESTERN SUBURBS","SAPN","Summer","Non-Coincident",2012,"Actual",398.453508,"NA"]
[null,"SA","SGSXWEST","WESTERN SUBURBS","SAPN","Summer","Non-Coincident",2013,"Actual",409.09162600000002,"NA"]
[null,"SA","SGSXWEST","WESTERN SUBURBS","SAPN","Summer","Non-Coincident",2014,"Actual",449.66475600000001,"NA"]
[null,"SA","SGSXWEST","WESTERN SUBURBS","SAPN","Winter","Non-Coincident",2003,"Actual",293.54035599999997,"NA"]
[null,"SA","SGSXWEST","WESTERN SUBURBS","SAPN","Winter","Non-Coincident",2004,"Actual",305.318332,"NA"]
[null,"SA","SGSXWEST","WESTERN SUBURBS","SAPN","Winter","Non-Coincident",2005,"Actual",356.11874399999999,"NA"]
[null,"SA","SGSXWEST","WESTERN SUBURBS","SAPN","Winter","Non-Coincident",2006,"Actual",321.356314,"NA"]
[null,"SA","SGSXWEST","WESTERN SUBURBS","SAPN","Winter","Non-Coincident",2007,"Actual",319.12777199999999,"NA"]
[null,"SA","SGSXWEST","WESTERN SUBURBS","SAPN","Winter","Non-Coincident",2008,"Actual",322.57449400000002,"NA"]
[null,"SA","SGSXWEST","WESTERN SUBURBS","SAPN","Winter","Non-Coincident",2009,"Actual",307.48537599999997,"NA"]
[null,"SA","SGSXWEST","WESTERN SUBURBS","SAPN","Winter","Non-Coincident",2010,"Actual",385.99326200000002,"NA"]
[null,"SA","SGSXWEST","WESTERN SUBURBS","SAPN","Winter","Non-Coincident",2011,"Actual",299.68361199999998,"NA"]
[null,"SA","SGSXWEST","WESTERN SUBURBS","SAPN","Winter","Non-Coincident",2012,"Actual",297.35463399999998,"NA"]
[null,"SA","SGSXWEST","WESTERN SUBURBS","SAPN","Winter","Non-Coincident",2013,"Actual",324.29807799999998,"NA"]
[null,"SA","SGSXWEST","WESTERN SUBURBS","SAPN","Winter","Non-Coincident",2014,"Actual",332.52192400000001,"NA"]
[null,"SA","SISSPN","STONY POINT","SAPN","Summer","Non-Coincident",2003,"Actual","NA","NA"]
[null,"SA","SISSPN","STONY POINT","SAPN","Summer","Non-Coincident",2004,"Actual","NA","NA"]
[null,"SA","SISSPN","STONY POINT","SAPN","Summer","Non-Coincident",2005,"Actual","NA","NA"]
[null,"SA","SISSPN","STONY POINT","SAPN","Summer","Non-Coincident",2006,"Actual","NA","NA"]
[null,"SA","SISSPN","STONY POINT","SAPN","Summer","Non-Coincident",2007,"Actual","NA","NA"]
[null,"SA","SISSPN","STONY POINT","SAPN","Summer","Non-Coincident",2008,"Actual","NA","NA"]
[null,"SA","SISSPN","STONY POINT","SAPN","Summer","Non-Coincident",2009,"Actual",4.4333999999999998E-2,"NA"]
[null,"SA","SISSPN","STONY POINT","SAPN","Summer","Non-Coincident",2010,"Actual",6.0414000000000002E-2,"NA"]
[null,"SA","SISSPN","STONY POINT","SAPN","Summer","Non-Coincident",2011,"Actual",0.1142,"NA"]
[null,"SA","SISSPN","STONY POINT","SAPN","Summer","Non-Coincident",2012,"Actual",9.7542000000000004E-2,"NA"]
[null,"SA","SISSPN","STONY POINT","SAPN","Summer","Non-Coincident",2013,"Actual",9.2357999999999996E-2,"NA"]
[null,"SA","SISSPN","STONY POINT","SAPN","Summer","Non-Coincident",2014,"Actual",7.8562000000000007E-2,"NA"]
[null,"SA","SISSPN","STONY POINT","SAPN","Winter","Non-Coincident",2003,"Actual","NA","NA"]
[null,"SA","SISSPN","STONY POINT","SAPN","Winter","Non-Coincident",2004,"Actual","NA","NA"]
[null,"SA","SISSPN","STONY POINT","SAPN","Winter","Non-Coincident",2005,"Actual","NA","NA"]
[null,"SA","SISSPN","STONY POINT","SAPN","Winter","Non-Coincident",2006,"Actual","NA","NA"]
[null,"SA","SISSPN","STONY POINT","SAPN","Winter","Non-Coincident",2007,"Actual","NA","NA"]
[null,"SA","SISSPN","STONY POINT","SAPN","Winter","Non-Coincident",2008,"Actual","NA","NA"]
[null,"SA","SISSPN","STONY POINT","SAPN","Winter","Non-Coincident",2009,"Actual",4.2939999999999999E-2,"NA"]
[null,"SA","SISSPN","STONY POINT","SAPN","Winter","Non-Coincident",2010,"Actual",7.9376000000000002E-2,"NA"]
[null,"SA","SISSPN","STONY POINT","SAPN","Winter","Non-Coincident",2011,"Actual",7.0968000000000003E-2,"NA"]
[null,"SA","SISSPN","STONY POINT","SAPN","Winter","Non-Coincident",2012,"Actual",8.3320000000000005E-2,"NA"]
[null,"SA","SISSPN","STONY POINT","SAPN","Winter","Non-Coincident",2013,"Actual",6.8849999999999995E-2,"NA"]
[null,"SA","SISSPN","STONY POINT","SAPN","Winter","Non-Coincident",2014,"Actual",6.5002000000000004E-2,"NA"]
[null,"SA","SXNORT","NORTHERN","SAPN","Summer","Non-Coincident",2003,"Actual",261.23564199999998,"NA"]
[null,"SA","SXNORT","NORTHERN","SAPN","Summer","Non-Coincident",2004,"Actual",260.50725999999997,"NA"]
[null,"SA","SXNORT","NORTHERN","SAPN","Summer","Non-Coincident",2005,"Actual",262.377138,"NA"]
[null,"SA","SXNORT","NORTHERN","SAPN","Summer","Non-Coincident",2006,"Actual",294.13827600000002,"NA"]
[null,"SA","SXNORT","NORTHERN","SAPN","Summer","Non-Coincident",2007,"Actual",302.71300600000001,"NA"]
[null,"SA","SXNORT","NORTHERN","SAPN","Summer","Non-Coincident",2008,"Actual",328.32131399999997,"NA"]
[null,"SA","SXNORT","NORTHERN","SAPN","Summer","Non-Coincident",2009,"Actual",341.16015599999997,"NA"]
[null,"SA","SXNORT","NORTHERN","SAPN","Summer","Non-Coincident",2010,"Actual",351.55565200000001,"NA"]
[null,"SA","SXNORT","NORTHERN","SAPN","Summer","Non-Coincident",2011,"Actual",368.50313199999999,"NA"]
[null,"SA","SXNORT","NORTHERN","SAPN","Summer","Non-Coincident",2012,"Actual",322.62732799999998,"NA"]
[null,"SA","SXNORT","NORTHERN","SAPN","Summer","Non-Coincident",2013,"Actual",326.91798,"NA"]
[null,"SA","SXNORT","NORTHERN","SAPN","Summer","Non-Coincident",2014,"Actual",303.03408000000002,"NA"]
[null,"SA","SXNORT","NORTHERN","SAPN","Winter","Non-Coincident",2003,"Actual",201.45502400000001,"NA"]
[null,"SA","SXNORT","NORTHERN","SAPN","Winter","Non-Coincident",2004,"Actual",213.14362800000001,"NA"]
[null,"SA","SXNORT","NORTHERN","SAPN","Winter","Non-Coincident",2005,"Actual",216.72853000000001,"NA"]
[null,"SA","SXNORT","NORTHERN","SAPN","Winter","Non-Coincident",2006,"Actual",230.27856600000001,"NA"]
[null,"SA","SXNORT","NORTHERN","SAPN","Winter","Non-Coincident",2007,"Actual",234.826638,"NA"]
[null,"SA","SXNORT","NORTHERN","SAPN","Winter","Non-Coincident",2008,"Actual",253.08602999999999,"NA"]
[null,"SA","SXNORT","NORTHERN","SAPN","Winter","Non-Coincident",2009,"Actual",234.856076,"NA"]
[null,"SA","SXNORT","NORTHERN","SAPN","Winter","Non-Coincident",2010,"Actual",242.14721399999999,"NA"]
[null,"SA","SXNORT","NORTHERN","SAPN","Winter","Non-Coincident",2011,"Actual",240.445312,"NA"]
[null,"SA","SXNORT","NORTHERN","SAPN","Winter","Non-Coincident",2012,"Actual",240.03003200000001,"NA"]
[null,"SA","SXNORT","NORTHERN","SAPN","Winter","Non-Coincident",2013,"Actual",212.83828800000001,"NA"]
[null,"SA","SXNORT","NORTHERN","SAPN","Winter","Non-Coincident",2014,"Actual",221.485974,"NA"]
[null,"SA","SXPPIR","PORT PIRIE SYSTEM","SAPN","Summer","Non-Coincident",2003,"Actual",63.834471999999998,"NA"]
[null,"SA","SXPPIR","PORT PIRIE SYSTEM","SAPN","Summer","Non-Coincident",2004,"Actual",65.430655999999999,"NA"]
[null,"SA","SXPPIR","PORT PIRIE SYSTEM","SAPN","Summer","Non-Coincident",2005,"Actual",64.247376000000003,"NA"]
[null,"SA","SXPPIR","PORT PIRIE SYSTEM","SAPN","Summer","Non-Coincident",2006,"Actual",64.040548000000001,"NA"]
[null,"SA","SXPPIR","PORT PIRIE SYSTEM","SAPN","Summer","Non-Coincident",2007,"Actual",70.098743999999996,"NA"]
[null,"SA","SXPPIR","PORT PIRIE SYSTEM","SAPN","Summer","Non-Coincident",2008,"Actual",70.290887999999995,"NA"]
[null,"SA","SXPPIR","PORT PIRIE SYSTEM","SAPN","Summer","Non-Coincident",2009,"Actual",73.277215999999996,"NA"]
[null,"SA","SXPPIR","PORT PIRIE SYSTEM","SAPN","Summer","Non-Coincident",2010,"Actual",76.803792000000001,"NA"]
[null,"SA","SXPPIR","PORT PIRIE SYSTEM","SAPN","Summer","Non-Coincident",2011,"Actual",71.952591999999996,"NA"]
[null,"SA","SXPPIR","PORT PIRIE SYSTEM","SAPN","Summer","Non-Coincident",2012,"Actual",65.356392,"NA"]
[null,"SA","SXPPIR","PORT PIRIE SYSTEM","SAPN","Summer","Non-Coincident",2013,"Actual",63.411296,"NA"]
[null,"SA","SXPPIR","PORT PIRIE SYSTEM","SAPN","Summer","Non-Coincident",2014,"Actual",66.599063999999998,"NA"]
[null,"SA","SXPPIR","PORT PIRIE SYSTEM","SAPN","Winter","Non-Coincident",2003,"Actual",57.514792,"NA"]
[null,"SA","SXPPIR","PORT PIRIE SYSTEM","SAPN","Winter","Non-Coincident",2004,"Actual",57.570726000000001,"NA"]
[null,"SA","SXPPIR","PORT PIRIE SYSTEM","SAPN","Winter","Non-Coincident",2005,"Actual",58.658748000000003,"NA"]
[null,"SA","SXPPIR","PORT PIRIE SYSTEM","SAPN","Winter","Non-Coincident",2006,"Actual",63.576383999999997,"NA"]
[null,"SA","SXPPIR","PORT PIRIE SYSTEM","SAPN","Winter","Non-Coincident",2007,"Actual",61.834344000000002,"NA"]
[null,"SA","SXPPIR","PORT PIRIE SYSTEM","SAPN","Winter","Non-Coincident",2008,"Actual",62.331760000000003,"NA"]
[null,"SA","SXPPIR","PORT PIRIE SYSTEM","SAPN","Winter","Non-Coincident",2009,"Actual",60.497992000000004,"NA"]
[null,"SA","SXPPIR","PORT PIRIE SYSTEM","SAPN","Winter","Non-Coincident",2010,"Actual",59.511524000000001,"NA"]
[null,"SA","SXPPIR","PORT PIRIE SYSTEM","SAPN","Winter","Non-Coincident",2011,"Actual",60.348032000000003,"NA"]
[null,"SA","SXPPIR","PORT PIRIE SYSTEM","SAPN","Winter","Non-Coincident",2012,"Actual",61.762768000000001,"NA"]
[null,"SA","SXPPIR","PORT PIRIE SYSTEM","SAPN","Winter","Non-Coincident",2013,"Actual",58.374180000000003,"NA"]
[null,"SA","SXPPIR","PORT PIRIE SYSTEM","SAPN","Winter","Non-Coincident",2014,"Actual",53.848024000000002,"NA"]
[null,"SA","SXWYAL","WHYALLA CENTRAL/TERMINAL","SAPN","Summer","Non-Coincident",2003,"Actual",61.405112000000003,"NA"]
[null,"SA","SXWYAL","WHYALLA CENTRAL/TERMINAL","SAPN","Summer","Non-Coincident",2004,"Actual",59.343423999999999,"NA"]
[null,"SA","SXWYAL","WHYALLA CENTRAL/TERMINAL","SAPN","Summer","Non-Coincident",2005,"Actual",66.426509999999993,"NA"]
[null,"SA","SXWYAL","WHYALLA CENTRAL/TERMINAL","SAPN","Summer","Non-Coincident",2006,"Actual",62.09816,"NA"]
[null,"SA","SXWYAL","WHYALLA CENTRAL/TERMINAL","SAPN","Summer","Non-Coincident",2007,"Actual",70.659105999999994,"NA"]
[null,"SA","SXWYAL","WHYALLA CENTRAL/TERMINAL","SAPN","Summer","Non-Coincident",2008,"Actual",69.107519999999994,"NA"]
[null,"SA","SXWYAL","WHYALLA CENTRAL/TERMINAL","SAPN","Summer","Non-Coincident",2009,"Actual",59.336776,"NA"]
[null,"SA","SXWYAL","WHYALLA CENTRAL/TERMINAL","SAPN","Summer","Non-Coincident",2010,"Actual",69.770207999999997,"NA"]
[null,"SA","SXWYAL","WHYALLA CENTRAL/TERMINAL","SAPN","Summer","Non-Coincident",2011,"Actual",74.618353999999997,"NA"]
[null,"SA","SXWYAL","WHYALLA CENTRAL/TERMINAL","SAPN","Summer","Non-Coincident",2012,"Actual",70.654737999999995,"NA"]
[null,"SA","SXWYAL","WHYALLA CENTRAL/TERMINAL","SAPN","Summer","Non-Coincident",2013,"Actual",66.375551999999999,"NA"]
[null,"SA","SXWYAL","WHYALLA CENTRAL/TERMINAL","SAPN","Summer","Non-Coincident",2014,"Actual",69.354349999999997,"NA"]
[null,"SA","SXWYAL","WHYALLA CENTRAL/TERMINAL","SAPN","Winter","Non-Coincident",2003,"Actual",56.587544000000001,"NA"]
[null,"SA","SXWYAL","WHYALLA CENTRAL/TERMINAL","SAPN","Winter","Non-Coincident",2004,"Actual",56.667608000000001,"NA"]
[null,"SA","SXWYAL","WHYALLA CENTRAL/TERMINAL","SAPN","Winter","Non-Coincident",2005,"Actual",62.832231999999998,"NA"]
[null,"SA","SXWYAL","WHYALLA CENTRAL/TERMINAL","SAPN","Winter","Non-Coincident",2006,"Actual",60.497280000000003,"NA"]
[null,"SA","SXWYAL","WHYALLA CENTRAL/TERMINAL","SAPN","Winter","Non-Coincident",2007,"Actual",65.183967999999993,"NA"]
[null,"SA","SXWYAL","WHYALLA CENTRAL/TERMINAL","SAPN","Winter","Non-Coincident",2008,"Actual",61.755631999999999,"NA"]
[null,"SA","SXWYAL","WHYALLA CENTRAL/TERMINAL","SAPN","Winter","Non-Coincident",2009,"Actual",58.331831999999999,"NA"]
[null,"SA","SXWYAL","WHYALLA CENTRAL/TERMINAL","SAPN","Winter","Non-Coincident",2010,"Actual",60.825048000000002,"NA"]
[null,"SA","SXWYAL","WHYALLA CENTRAL/TERMINAL","SAPN","Winter","Non-Coincident",2011,"Actual",60.508575999999998,"NA"]
[null,"SA","SXWYAL","WHYALLA CENTRAL/TERMINAL","SAPN","Winter","Non-Coincident",2012,"Actual",68.567959999999999,"NA"]
[null,"SA","SXWYAL","WHYALLA CENTRAL/TERMINAL","SAPN","Winter","Non-Coincident",2013,"Actual",63.309992000000001,"NA"]
[null,"SA","SXWYAL","WHYALLA CENTRAL/TERMINAL","SAPN","Winter","Non-Coincident",2014,"Actual",73.062939999999998,"NA"]
[null,"SA","SKAD","KADINA EAST","SAPN","Summer","Non-Coincident",2003,"Actual",17.209634000000001,"NA"]
[null,"SA","SKAD","KADINA EAST","SAPN","Summer","Non-Coincident",2004,"Actual",18.191756000000002,"NA"]
[null,"SA","SKAD","KADINA EAST","SAPN","Summer","Non-Coincident",2005,"Actual",17.905443999999999,"NA"]
[null,"SA","SKAD","KADINA EAST","SAPN","Summer","Non-Coincident",2006,"Actual",22.572793999999998,"NA"]
[null,"SA","SKAD","KADINA EAST","SAPN","Summer","Non-Coincident",2007,"Actual",20.040430000000001,"NA"]
[null,"SA","SKAD","KADINA EAST","SAPN","Summer","Non-Coincident",2008,"Actual",24.096430000000002,"NA"]
[null,"SA","SKAD","KADINA EAST","SAPN","Summer","Non-Coincident",2009,"Actual",25.299693999999999,"NA"]
[null,"SA","SKAD","KADINA EAST","SAPN","Summer","Non-Coincident",2010,"Actual",26.24052,"NA"]
[null,"SA","SKAD","KADINA EAST","SAPN","Summer","Non-Coincident",2011,"Actual",25.110230000000001,"NA"]
[null,"SA","SKAD","KADINA EAST","SAPN","Summer","Non-Coincident",2012,"Actual",24.832211999999998,"NA"]
[null,"SA","SKAD","KADINA EAST","SAPN","Summer","Non-Coincident",2013,"Actual",25.101392000000001,"NA"]
[null,"SA","SKAD","KADINA EAST","SAPN","Summer","Non-Coincident",2014,"Actual",24.812156000000002,"NA"]
[null,"SA","SKAD","KADINA EAST","SAPN","Winter","Non-Coincident",2003,"Actual",12.36707,"NA"]
[null,"SA","SKAD","KADINA EAST","SAPN","Winter","Non-Coincident",2004,"Actual",12.968526000000001,"NA"]
[null,"SA","SKAD","KADINA EAST","SAPN","Winter","Non-Coincident",2005,"Actual",14.218742000000001,"NA"]
[null,"SA","SKAD","KADINA EAST","SAPN","Winter","Non-Coincident",2006,"Actual",15.000617999999999,"NA"]
[null,"SA","SKAD","KADINA EAST","SAPN","Winter","Non-Coincident",2007,"Actual",14.991574,"NA"]
[null,"SA","SKAD","KADINA EAST","SAPN","Winter","Non-Coincident",2008,"Actual",16.140879999999999,"NA"]
[null,"SA","SKAD","KADINA EAST","SAPN","Winter","Non-Coincident",2009,"Actual",16.229991999999999,"NA"]
[null,"SA","SKAD","KADINA EAST","SAPN","Winter","Non-Coincident",2010,"Actual",18.072704000000002,"NA"]
[null,"SA","SKAD","KADINA EAST","SAPN","Winter","Non-Coincident",2011,"Actual",17.881900000000002,"NA"]
[null,"SA","SKAD","KADINA EAST","SAPN","Winter","Non-Coincident",2012,"Actual",20.35324,"NA"]
[null,"SA","SKAD","KADINA EAST","SAPN","Winter","Non-Coincident",2013,"Actual",18.434719999999999,"NA"]
[null,"SA","SKAD","KADINA EAST","SAPN","Winter","Non-Coincident",2014,"Actual",19.523887999999999,"NA"]
[null,"SA","SKAN","KANMANTOO","SAPN","Summer","Non-Coincident",2003,"Actual",0.79583800000000005,"NA"]
[null,"SA","SKAN","KANMANTOO","SAPN","Summer","Non-Coincident",2004,"Actual",0.89247399999999999,"NA"]
[null,"SA","SKAN","KANMANTOO","SAPN","Summer","Non-Coincident",2005,"Actual",0.89997000000000005,"NA"]
[null,"SA","SKAN","KANMANTOO","SAPN","Summer","Non-Coincident",2006,"Actual",0.89563800000000005,"NA"]
[null,"SA","SKAN","KANMANTOO","SAPN","Summer","Non-Coincident",2007,"Actual",0.93771400000000005,"NA"]
[null,"SA","SKAN","KANMANTOO","SAPN","Summer","Non-Coincident",2008,"Actual",1.3500319999999999,"NA"]
[null,"SA","SKAN","KANMANTOO","SAPN","Summer","Non-Coincident",2009,"Actual",1.5625560000000001,"NA"]
[null,"SA","SKAN","KANMANTOO","SAPN","Summer","Non-Coincident",2010,"Actual",1.5477240000000001,"NA"]
[null,"SA","SKAN","KANMANTOO","SAPN","Summer","Non-Coincident",2011,"Actual",1.577278,"NA"]
[null,"SA","SKAN","KANMANTOO","SAPN","Summer","Non-Coincident",2012,"Actual",1.4099839999999999,"NA"]
[null,"SA","SKAN","KANMANTOO","SAPN","Summer","Non-Coincident",2013,"Actual",1.4923599999999999,"NA"]
[null,"SA","SKAN","KANMANTOO","SAPN","Summer","Non-Coincident",2014,"Actual",1.6627400000000001,"NA"]
[null,"SA","SKAN","KANMANTOO","SAPN","Winter","Non-Coincident",2003,"Actual",0.98394000000000004,"NA"]
[null,"SA","SKAN","KANMANTOO","SAPN","Winter","Non-Coincident",2004,"Actual",1.011806,"NA"]
[null,"SA","SKAN","KANMANTOO","SAPN","Winter","Non-Coincident",2005,"Actual",1.1037159999999999,"NA"]
[null,"SA","SKAN","KANMANTOO","SAPN","Winter","Non-Coincident",2006,"Actual",1.0782579999999999,"NA"]
[null,"SA","SKAN","KANMANTOO","SAPN","Winter","Non-Coincident",2007,"Actual",1.3557539999999999,"NA"]
[null,"SA","SKAN","KANMANTOO","SAPN","Winter","Non-Coincident",2008,"Actual",1.3703799999999999,"NA"]
[null,"SA","SKAN","KANMANTOO","SAPN","Winter","Non-Coincident",2009,"Actual",1.36128,"NA"]
[null,"SA","SKAN","KANMANTOO","SAPN","Winter","Non-Coincident",2010,"Actual",1.3393539999999999,"NA"]
[null,"SA","SKAN","KANMANTOO","SAPN","Winter","Non-Coincident",2011,"Actual",1.3517159999999999,"NA"]
[null,"SA","SKAN","KANMANTOO","SAPN","Winter","Non-Coincident",2012,"Actual",1.3187279999999999,"NA"]
[null,"SA","SKAN","KANMANTOO","SAPN","Winter","Non-Coincident",2013,"Actual",1.4666380000000001,"NA"]
[null,"SA","SKAN","KANMANTOO","SAPN","Winter","Non-Coincident",2014,"Actual",1.581636,"NA"]
[null,"SA","SKNC","KINCRAIG","SAPN","Summer","Non-Coincident",2003,"Actual",19.087420000000002,"NA"]
[null,"SA","SKNC","KINCRAIG","SAPN","Summer","Non-Coincident",2004,"Actual",18.509267999999999,"NA"]
[null,"SA","SKNC","KINCRAIG","SAPN","Summer","Non-Coincident",2005,"Actual",19.287908000000002,"NA"]
[null,"SA","SKNC","KINCRAIG","SAPN","Summer","Non-Coincident",2006,"Actual",21.914263999999999,"NA"]
[null,"SA","SKNC","KINCRAIG","SAPN","Summer","Non-Coincident",2007,"Actual",21.676672,"NA"]
[null,"SA","SKNC","KINCRAIG","SAPN","Summer","Non-Coincident",2008,"Actual",27.973904000000001,"NA"]
[null,"SA","SKNC","KINCRAIG","SAPN","Summer","Non-Coincident",2009,"Actual",29.476051999999999,"NA"]
[null,"SA","SKNC","KINCRAIG","SAPN","Summer","Non-Coincident",2010,"Actual",27.036812000000001,"NA"]
[null,"SA","SKNC","KINCRAIG","SAPN","Summer","Non-Coincident",2011,"Actual",24.096708,"NA"]
[null,"SA","SKNC","KINCRAIG","SAPN","Summer","Non-Coincident",2012,"Actual",25.696176000000001,"NA"]
[null,"SA","SKNC","KINCRAIG","SAPN","Summer","Non-Coincident",2013,"Actual",26.067532,"NA"]
[null,"SA","SKNC","KINCRAIG","SAPN","Summer","Non-Coincident",2014,"Actual",21.834447999999998,"NA"]
[null,"SA","SKNC","KINCRAIG","SAPN","Winter","Non-Coincident",2003,"Actual",17.192398000000001,"NA"]
[null,"SA","SKNC","KINCRAIG","SAPN","Winter","Non-Coincident",2004,"Actual",18.104348000000002,"NA"]
[null,"SA","SKNC","KINCRAIG","SAPN","Winter","Non-Coincident",2005,"Actual",17.444202000000001,"NA"]
[null,"SA","SKNC","KINCRAIG","SAPN","Winter","Non-Coincident",2006,"Actual",16.590568000000001,"NA"]
[null,"SA","SKNC","KINCRAIG","SAPN","Winter","Non-Coincident",2007,"Actual",16.324206,"NA"]
[null,"SA","SKNC","KINCRAIG","SAPN","Winter","Non-Coincident",2008,"Actual",18.529228,"NA"]
[null,"SA","SKNC","KINCRAIG","SAPN","Winter","Non-Coincident",2009,"Actual",19.038143999999999,"NA"]
[null,"SA","SKNC","KINCRAIG","SAPN","Winter","Non-Coincident",2010,"Actual",20.083335999999999,"NA"]
[null,"SA","SKNC","KINCRAIG","SAPN","Winter","Non-Coincident",2011,"Actual",19.661460000000002,"NA"]
[null,"SA","SKNC","KINCRAIG","SAPN","Winter","Non-Coincident",2012,"Actual",18.507908,"NA"]
[null,"SA","SKNC","KINCRAIG","SAPN","Winter","Non-Coincident",2013,"Actual",14.577692000000001,"NA"]
[null,"SA","SKNC","KINCRAIG","SAPN","Winter","Non-Coincident",2014,"Actual",14.651339999999999,"NA"]
[null,"SA","SLCS","LEIGH CREEK SOUTH","SAPN","Summer","Non-Coincident",2003,"Actual",1.5523199999999999,"NA"]
[null,"SA","SLCS","LEIGH CREEK SOUTH","SAPN","Summer","Non-Coincident",2004,"Actual",1.5622959999999999,"NA"]
[null,"SA","SLCS","LEIGH CREEK SOUTH","SAPN","Summer","Non-Coincident",2005,"Actual",1.2729520000000001,"NA"]
[null,"SA","SLCS","LEIGH CREEK SOUTH","SAPN","Summer","Non-Coincident",2006,"Actual",1.448024,"NA"]
[null,"SA","SLCS","LEIGH CREEK SOUTH","SAPN","Summer","Non-Coincident",2007,"Actual",1.48265,"NA"]
[null,"SA","SLCS","LEIGH CREEK SOUTH","SAPN","Summer","Non-Coincident",2008,"Actual",1.570732,"NA"]
[null,"SA","SLCS","LEIGH CREEK SOUTH","SAPN","Summer","Non-Coincident",2009,"Actual",1.690672,"NA"]
[null,"SA","SLCS","LEIGH CREEK SOUTH","SAPN","Summer","Non-Coincident",2010,"Actual",1.5563659999999999,"NA"]
[null,"SA","SLCS","LEIGH CREEK SOUTH","SAPN","Summer","Non-Coincident",2011,"Actual",1.5704279999999999,"NA"]
[null,"SA","SLCS","LEIGH CREEK SOUTH","SAPN","Summer","Non-Coincident",2012,"Actual",1.4250419999999999,"NA"]
[null,"SA","SLCS","LEIGH CREEK SOUTH","SAPN","Summer","Non-Coincident",2013,"Actual",1.4601919999999999,"NA"]
[null,"SA","SLCS","LEIGH CREEK SOUTH","SAPN","Summer","Non-Coincident",2014,"Actual",1.5301739999999999,"NA"]
[null,"SA","SLCS","LEIGH CREEK SOUTH","SAPN","Winter","Non-Coincident",2003,"Actual",1.4396640000000001,"NA"]
[null,"SA","SLCS","LEIGH CREEK SOUTH","SAPN","Winter","Non-Coincident",2004,"Actual",1.3090219999999999,"NA"]
[null,"SA","SLCS","LEIGH CREEK SOUTH","SAPN","Winter","Non-Coincident",2005,"Actual",1.325796,"NA"]
[null,"SA","SLCS","LEIGH CREEK SOUTH","SAPN","Winter","Non-Coincident",2006,"Actual",1.5018739999999999,"NA"]
[null,"SA","SLCS","LEIGH CREEK SOUTH","SAPN","Winter","Non-Coincident",2007,"Actual",1.5388200000000001,"NA"]
[null,"SA","SLCS","LEIGH CREEK SOUTH","SAPN","Winter","Non-Coincident",2008,"Actual",1.405732,"NA"]
[null,"SA","SLCS","LEIGH CREEK SOUTH","SAPN","Winter","Non-Coincident",2009,"Actual",1.378738,"NA"]
[null,"SA","SLCS","LEIGH CREEK SOUTH","SAPN","Winter","Non-Coincident",2010,"Actual",1.426328,"NA"]
[null,"SA","SLCS","LEIGH CREEK SOUTH","SAPN","Winter","Non-Coincident",2011,"Actual",1.4137459999999999,"NA"]
[null,"SA","SLCS","LEIGH CREEK SOUTH","SAPN","Winter","Non-Coincident",2012,"Actual",1.3209820000000001,"NA"]
[null,"SA","SLCS","LEIGH CREEK SOUTH","SAPN","Winter","Non-Coincident",2013,"Actual",1.272278,"NA"]
[null,"SA","SLCS","LEIGH CREEK SOUTH","SAPN","Winter","Non-Coincident",2014,"Actual",1.431262,"NA"]
[null,"SA","SMAN","MANNUM","SAPN","Summer","Non-Coincident",2003,"Actual",11.285472,"NA"]
[null,"SA","SMAN","MANNUM","SAPN","Summer","Non-Coincident",2004,"Actual",10.521894,"NA"]
[null,"SA","SMAN","MANNUM","SAPN","Summer","Non-Coincident",2005,"Actual",9.2499079999999996,"NA"]
[null,"SA","SMAN","MANNUM","SAPN","Summer","Non-Coincident",2006,"Actual",14.242704,"NA"]
[null,"SA","SMAN","MANNUM","SAPN","Summer","Non-Coincident",2007,"Actual",11.734071999999999,"NA"]
[null,"SA","SMAN","MANNUM","SAPN","Summer","Non-Coincident",2008,"Actual",12.837364000000001,"NA"]
[null,"SA","SMAN","MANNUM","SAPN","Summer","Non-Coincident",2009,"Actual",11.229139999999999,"NA"]
[null,"SA","SMAN","MANNUM","SAPN","Summer","Non-Coincident",2010,"Actual",13.7666,"NA"]
[null,"SA","SMAN","MANNUM","SAPN","Summer","Non-Coincident",2011,"Actual",12.319708,"NA"]
[null,"SA","SMAN","MANNUM","SAPN","Summer","Non-Coincident",2012,"Actual",13.276464000000001,"NA"]
[null,"SA","SMAN","MANNUM","SAPN","Summer","Non-Coincident",2013,"Actual",13.137632,"NA"]
[null,"SA","SMAN","MANNUM","SAPN","Summer","Non-Coincident",2014,"Actual",12.575112000000001,"NA"]
[null,"SA","SMAN","MANNUM","SAPN","Winter","Non-Coincident",2003,"Actual",6.4371140000000002,"NA"]
[null,"SA","SMAN","MANNUM","SAPN","Winter","Non-Coincident",2004,"Actual",5.8961940000000004,"NA"]
[null,"SA","SMAN","MANNUM","SAPN","Winter","Non-Coincident",2005,"Actual",6.6640579999999998,"NA"]
[null,"SA","SMAN","MANNUM","SAPN","Winter","Non-Coincident",2006,"Actual",7.5497360000000002,"NA"]
[null,"SA","SMAN","MANNUM","SAPN","Winter","Non-Coincident",2007,"Actual",7.6270100000000003,"NA"]
[null,"SA","SMAN","MANNUM","SAPN","Winter","Non-Coincident",2008,"Actual",7.5572080000000001,"NA"]
[null,"SA","SMAN","MANNUM","SAPN","Winter","Non-Coincident",2009,"Actual",8.0272799999999993,"NA"]
[null,"SA","SMAN","MANNUM","SAPN","Winter","Non-Coincident",2010,"Actual",8.2925760000000004,"NA"]
[null,"SA","SMAN","MANNUM","SAPN","Winter","Non-Coincident",2011,"Actual",6.7248419999999998,"NA"]
[null,"SA","SMAN","MANNUM","SAPN","Winter","Non-Coincident",2012,"Actual",7.5522159999999996,"NA"]
[null,"SA","SMAN","MANNUM","SAPN","Winter","Non-Coincident",2013,"Actual",7.542554,"NA"]
[null,"SA","SMAN","MANNUM","SAPN","Winter","Non-Coincident",2014,"Actual",7.7474080000000001,"NA"]
[null,"SA","SMBL","MOBILONG","SAPN","Summer","Non-Coincident",2003,"Actual",29.684632000000001,"NA"]
[null,"SA","SMBL","MOBILONG","SAPN","Summer","Non-Coincident",2004,"Actual",28.957363999999998,"NA"]
[null,"SA","SMBL","MOBILONG","SAPN","Summer","Non-Coincident",2005,"Actual",31.14432,"NA"]
[null,"SA","SMBL","MOBILONG","SAPN","Summer","Non-Coincident",2006,"Actual",30.065259999999999,"NA"]
[null,"SA","SMBL","MOBILONG","SAPN","Summer","Non-Coincident",2007,"Actual",31.409084,"NA"]
[null,"SA","SMBL","MOBILONG","SAPN","Summer","Non-Coincident",2008,"Actual",35.002096000000002,"NA"]
[null,"SA","SMBL","MOBILONG","SAPN","Summer","Non-Coincident",2009,"Actual",39.493679999999998,"NA"]
[null,"SA","SMBL","MOBILONG","SAPN","Summer","Non-Coincident",2010,"Actual",39.884887999999997,"NA"]
[null,"SA","SMBL","MOBILONG","SAPN","Summer","Non-Coincident",2011,"Actual",41.234743999999999,"NA"]
[null,"SA","SMBL","MOBILONG","SAPN","Summer","Non-Coincident",2012,"Actual",37.308335999999997,"NA"]
[null,"SA","SMBL","MOBILONG","SAPN","Summer","Non-Coincident",2013,"Actual",37.498551999999997,"NA"]
[null,"SA","SMBL","MOBILONG","SAPN","Summer","Non-Coincident",2014,"Actual",40.989696000000002,"NA"]
[null,"SA","SMBL","MOBILONG","SAPN","Winter","Non-Coincident",2003,"Actual",23.103363999999999,"NA"]
[null,"SA","SMBL","MOBILONG","SAPN","Winter","Non-Coincident",2004,"Actual",23.834292000000001,"NA"]
[null,"SA","SMBL","MOBILONG","SAPN","Winter","Non-Coincident",2005,"Actual",26.098748000000001,"NA"]
[null,"SA","SMBL","MOBILONG","SAPN","Winter","Non-Coincident",2006,"Actual",28.753807999999999,"NA"]
[null,"SA","SMBL","MOBILONG","SAPN","Winter","Non-Coincident",2007,"Actual",26.63036,"NA"]
[null,"SA","SMBL","MOBILONG","SAPN","Winter","Non-Coincident",2008,"Actual",27.6401,"NA"]
[null,"SA","SMBL","MOBILONG","SAPN","Winter","Non-Coincident",2009,"Actual",27.590108000000001,"NA"]
[null,"SA","SMBL","MOBILONG","SAPN","Winter","Non-Coincident",2010,"Actual",28.918963999999999,"NA"]
[null,"SA","SMBL","MOBILONG","SAPN","Winter","Non-Coincident",2011,"Actual",27.597328000000001,"NA"]
[null,"SA","SMBL","MOBILONG","SAPN","Winter","Non-Coincident",2012,"Actual",28.591076000000001,"NA"]
[null,"SA","SMBL","MOBILONG","SAPN","Winter","Non-Coincident",2013,"Actual",28.819900000000001,"NA"]
[null,"SA","SMBL","MOBILONG","SAPN","Winter","Non-Coincident",2014,"Actual",29.352419999999999,"NA"]
[null,"SA","SMGA","MT GAMBIER","SAPN","Summer","Non-Coincident",2003,"Actual",44.132752000000004,"NA"]
[null,"SA","SMGA","MT GAMBIER","SAPN","Summer","Non-Coincident",2004,"Actual",26.628679999999999,"NA"]
[null,"SA","SMGA","MT GAMBIER","SAPN","Summer","Non-Coincident",2005,"Actual",27.507560000000002,"NA"]
[null,"SA","SMGA","MT GAMBIER","SAPN","Summer","Non-Coincident",2006,"Actual",37.372715999999997,"NA"]
[null,"SA","SMGA","MT GAMBIER","SAPN","Summer","Non-Coincident",2007,"Actual",36.162292000000001,"NA"]
[null,"SA","SMGA","MT GAMBIER","SAPN","Summer","Non-Coincident",2008,"Actual",30.309836000000001,"NA"]
[null,"SA","SMGA","MT GAMBIER","SAPN","Summer","Non-Coincident",2009,"Actual",31.854331999999999,"NA"]
[null,"SA","SMGA","MT GAMBIER","SAPN","Summer","Non-Coincident",2010,"Actual",28.415972,"NA"]
[null,"SA","SMGA","MT GAMBIER","SAPN","Summer","Non-Coincident",2011,"Actual",25.558167999999998,"NA"]
[null,"SA","SMGA","MT GAMBIER","SAPN","Summer","Non-Coincident",2012,"Actual",33.702896000000003,"NA"]
[null,"SA","SMGA","MT GAMBIER","SAPN","Summer","Non-Coincident",2013,"Actual",25.865159999999999,"NA"]
[null,"SA","SMGA","MT GAMBIER","SAPN","Summer","Non-Coincident",2014,"Actual",22.381965999999998,"NA"]
[null,"SA","SMGA","MT GAMBIER","SAPN","Winter","Non-Coincident",2003,"Actual",46.991728000000002,"NA"]
[null,"SA","SMGA","MT GAMBIER","SAPN","Winter","Non-Coincident",2004,"Actual",42.801360000000003,"NA"]
[null,"SA","SMGA","MT GAMBIER","SAPN","Winter","Non-Coincident",2005,"Actual",32.564244000000002,"NA"]
[null,"SA","SMGA","MT GAMBIER","SAPN","Winter","Non-Coincident",2006,"Actual",33.043115999999998,"NA"]
[null,"SA","SMGA","MT GAMBIER","SAPN","Winter","Non-Coincident",2007,"Actual",35.048839999999998,"NA"]
[null,"SA","SMGA","MT GAMBIER","SAPN","Winter","Non-Coincident",2008,"Actual",31.798956,"NA"]
[null,"SA","SMGA","MT GAMBIER","SAPN","Winter","Non-Coincident",2009,"Actual",44.598616,"NA"]
[null,"SA","SMGA","MT GAMBIER","SAPN","Winter","Non-Coincident",2010,"Actual",45.367671999999999,"NA"]
[null,"SA","SMGA","MT GAMBIER","SAPN","Winter","Non-Coincident",2011,"Actual",32.481448,"NA"]
[null,"SA","SMGA","MT GAMBIER","SAPN","Winter","Non-Coincident",2012,"Actual",27.969795999999999,"NA"]
[null,"SA","SMGA","MT GAMBIER","SAPN","Winter","Non-Coincident",2013,"Actual",25.975183999999999,"NA"]
[null,"SA","SMGA","MT GAMBIER","SAPN","Winter","Non-Coincident",2014,"Actual",21.101368000000001,"NA"]
[null,"SA","SMGU","MT GUNSON","SAPN","Summer","Non-Coincident",2003,"Actual",0.26577200000000001,"NA"]
[null,"SA","SMGU","MT GUNSON","SAPN","Summer","Non-Coincident",2004,"Actual",0.25589800000000001,"NA"]
[null,"SA","SMGU","MT GUNSON","SAPN","Summer","Non-Coincident",2005,"Actual",0.18268799999999999,"NA"]
[null,"SA","SMGU","MT GUNSON","SAPN","Summer","Non-Coincident",2006,"Actual",0.18029400000000001,"NA"]
[null,"SA","SMGU","MT GUNSON","SAPN","Summer","Non-Coincident",2007,"Actual",0.148086,"NA"]
[null,"SA","SMGU","MT GUNSON","SAPN","Summer","Non-Coincident",2008,"Actual",0.16703399999999999,"NA"]
[null,"SA","SMGU","MT GUNSON","SAPN","Summer","Non-Coincident",2009,"Actual",0.121568,"NA"]
[null,"SA","SMGU","MT GUNSON","SAPN","Summer","Non-Coincident",2010,"Actual",0.17038800000000001,"NA"]
[null,"SA","SMGU","MT GUNSON","SAPN","Summer","Non-Coincident",2011,"Actual",0.23835200000000001,"NA"]
[null,"SA","SMGU","MT GUNSON","SAPN","Summer","Non-Coincident",2012,"Actual",0.16836599999999999,"NA"]
[null,"SA","SMGU","MT GUNSON","SAPN","Summer","Non-Coincident",2013,"Actual",0.17111599999999999,"NA"]
[null,"SA","SMGU","MT GUNSON","SAPN","Summer","Non-Coincident",2014,"Actual",0.20868600000000001,"NA"]
[null,"SA","SMGU","MT GUNSON","SAPN","Winter","Non-Coincident",2003,"Actual",0.22563800000000001,"NA"]
[null,"SA","SMGU","MT GUNSON","SAPN","Winter","Non-Coincident",2004,"Actual",0.160746,"NA"]
[null,"SA","SMGU","MT GUNSON","SAPN","Winter","Non-Coincident",2005,"Actual",0.24410200000000001,"NA"]
[null,"SA","SMGU","MT GUNSON","SAPN","Winter","Non-Coincident",2006,"Actual",0.163882,"NA"]
[null,"SA","SMGU","MT GUNSON","SAPN","Winter","Non-Coincident",2007,"Actual",0.123844,"NA"]
[null,"SA","SMGU","MT GUNSON","SAPN","Winter","Non-Coincident",2008,"Actual",7.1526000000000006E-2,"NA"]
[null,"SA","SMGU","MT GUNSON","SAPN","Winter","Non-Coincident",2009,"Actual",0.119564,"NA"]
[null,"SA","SMGU","MT GUNSON","SAPN","Winter","Non-Coincident",2010,"Actual",0.153528,"NA"]
[null,"SA","SMGU","MT GUNSON","SAPN","Winter","Non-Coincident",2011,"Actual",0.160444,"NA"]
[null,"SA","SMGU","MT GUNSON","SAPN","Winter","Non-Coincident",2012,"Actual",0.15451799999999999,"NA"]
[null,"SA","SMGU","MT GUNSON","SAPN","Winter","Non-Coincident",2013,"Actual",0.12948200000000001,"NA"]
[null,"SA","SMGU","MT GUNSON","SAPN","Winter","Non-Coincident",2014,"Actual",0.12131,"NA"]
[null,"SA","SNEU","NEUROODLA","SAPN","Summer","Non-Coincident",2003,"Actual",0.86126599999999998,"NA"]
[null,"SA","SNEU","NEUROODLA","SAPN","Summer","Non-Coincident",2004,"Actual",0.89076,"NA"]
[null,"SA","SNEU","NEUROODLA","SAPN","Summer","Non-Coincident",2005,"Actual",0.81807200000000002,"NA"]
[null,"SA","SNEU","NEUROODLA","SAPN","Summer","Non-Coincident",2006,"Actual",1.2530079999999999,"NA"]
[null,"SA","SNEU","NEUROODLA","SAPN","Summer","Non-Coincident",2007,"Actual",0.71776200000000001,"NA"]
[null,"SA","SNEU","NEUROODLA","SAPN","Summer","Non-Coincident",2008,"Actual",0.730078,"NA"]
[null,"SA","SNEU","NEUROODLA","SAPN","Summer","Non-Coincident",2009,"Actual",0.79235199999999995,"NA"]
[null,"SA","SNEU","NEUROODLA","SAPN","Summer","Non-Coincident",2010,"Actual",0.83203199999999999,"NA"]
[null,"SA","SNEU","NEUROODLA","SAPN","Summer","Non-Coincident",2011,"Actual",0.94673399999999996,"NA"]
[null,"SA","SNEU","NEUROODLA","SAPN","Summer","Non-Coincident",2012,"Actual",1.7946059999999999,"NA"]
[null,"SA","SNEU","NEUROODLA","SAPN","Summer","Non-Coincident",2013,"Actual",3.660126,"NA"]
[null,"SA","SNEU","NEUROODLA","SAPN","Summer","Non-Coincident",2014,"Actual",0.92671599999999998,"NA"]
[null,"SA","SNEU","NEUROODLA","SAPN","Winter","Non-Coincident",2003,"Actual",0.88642799999999999,"NA"]
[null,"SA","SNEU","NEUROODLA","SAPN","Winter","Non-Coincident",2004,"Actual",0.81159999999999999,"NA"]
[null,"SA","SNEU","NEUROODLA","SAPN","Winter","Non-Coincident",2005,"Actual",0.95062199999999997,"NA"]
[null,"SA","SNEU","NEUROODLA","SAPN","Winter","Non-Coincident",2006,"Actual",0.84714199999999995,"NA"]
[null,"SA","SNEU","NEUROODLA","SAPN","Winter","Non-Coincident",2007,"Actual",1.7467900000000001,"NA"]
[null,"SA","SNEU","NEUROODLA","SAPN","Winter","Non-Coincident",2008,"Actual",0.78564199999999995,"NA"]
[null,"SA","SNEU","NEUROODLA","SAPN","Winter","Non-Coincident",2009,"Actual",0.82052999999999998,"NA"]
[null,"SA","SNEU","NEUROODLA","SAPN","Winter","Non-Coincident",2010,"Actual",2.0618259999999999,"NA"]
[null,"SA","SNEU","NEUROODLA","SAPN","Winter","Non-Coincident",2011,"Actual",0.97689400000000004,"NA"]
[null,"SA","SNEU","NEUROODLA","SAPN","Winter","Non-Coincident",2012,"Actual",0.80416600000000005,"NA"]
[null,"SA","SNEU","NEUROODLA","SAPN","Winter","Non-Coincident",2013,"Actual",0.82330199999999998,"NA"]
[null,"SA","SNEU","NEUROODLA","SAPN","Winter","Non-Coincident",2014,"Actual",0.85164200000000001,"NA"]
[null,"SA","SNWB","NORTH WEST BEND","SAPN","Summer","Non-Coincident",2003,"Actual",29.650798000000002,"NA"]
[null,"SA","SNWB","NORTH WEST BEND","SAPN","Summer","Non-Coincident",2004,"Actual",29.332788000000001,"NA"]
[null,"SA","SNWB","NORTH WEST BEND","SAPN","Summer","Non-Coincident",2005,"Actual",42.885818,"NA"]
[null,"SA","SNWB","NORTH WEST BEND","SAPN","Summer","Non-Coincident",2006,"Actual",28.700144000000002,"NA"]
[null,"SA","SNWB","NORTH WEST BEND","SAPN","Summer","Non-Coincident",2007,"Actual",29.348839999999999,"NA"]
[null,"SA","SNWB","NORTH WEST BEND","SAPN","Summer","Non-Coincident",2008,"Actual",26.508288,"NA"]
[null,"SA","SNWB","NORTH WEST BEND","SAPN","Summer","Non-Coincident",2009,"Actual",27.508544000000001,"NA"]
[null,"SA","SNWB","NORTH WEST BEND","SAPN","Summer","Non-Coincident",2010,"Actual",25.913440000000001,"NA"]
[null,"SA","SNWB","NORTH WEST BEND","SAPN","Summer","Non-Coincident",2011,"Actual",27.346160000000001,"NA"]
[null,"SA","SNWB","NORTH WEST BEND","SAPN","Summer","Non-Coincident",2012,"Actual",25.488631999999999,"NA"]
[null,"SA","SNWB","NORTH WEST BEND","SAPN","Summer","Non-Coincident",2013,"Actual",25.845044000000001,"NA"]
[null,"SA","SNWB","NORTH WEST BEND","SAPN","Summer","Non-Coincident",2014,"Actual",26.917392,"NA"]
[null,"SA","SNWB","NORTH WEST BEND","SAPN","Winter","Non-Coincident",2003,"Actual",23.322217999999999,"NA"]
[null,"SA","SNWB","NORTH WEST BEND","SAPN","Winter","Non-Coincident",2004,"Actual",14.977297999999999,"NA"]
[null,"SA","SNWB","NORTH WEST BEND","SAPN","Winter","Non-Coincident",2005,"Actual",19.325872,"NA"]
[null,"SA","SNWB","NORTH WEST BEND","SAPN","Winter","Non-Coincident",2006,"Actual",15.702892,"NA"]
[null,"SA","SNWB","NORTH WEST BEND","SAPN","Winter","Non-Coincident",2007,"Actual",18.26577,"NA"]
[null,"SA","SNWB","NORTH WEST BEND","SAPN","Winter","Non-Coincident",2008,"Actual",12.984712,"NA"]
[null,"SA","SNWB","NORTH WEST BEND","SAPN","Winter","Non-Coincident",2009,"Actual",13.778582,"NA"]
[null,"SA","SNWB","NORTH WEST BEND","SAPN","Winter","Non-Coincident",2010,"Actual",12.462284,"NA"]
[null,"SA","SNWB","NORTH WEST BEND","SAPN","Winter","Non-Coincident",2011,"Actual",22.084222,"NA"]
[null,"SA","SNWB","NORTH WEST BEND","SAPN","Winter","Non-Coincident",2012,"Actual",12.856342,"NA"]
[null,"SA","SNWB","NORTH WEST BEND","SAPN","Winter","Non-Coincident",2013,"Actual",9.8733000000000004,"NA"]
[null,"SA","SNWB","NORTH WEST BEND","SAPN","Winter","Non-Coincident",2014,"Actual",13.338804,"NA"]
[null,"SA","SPEN","PENOLA WEST","SAPN","Summer","Non-Coincident",2003,"Actual","NA","NA"]
[null,"SA","SPEN","PENOLA WEST","SAPN","Summer","Non-Coincident",2004,"Actual","NA","NA"]
[null,"SA","SPEN","PENOLA WEST","SAPN","Summer","Non-Coincident",2005,"Actual","NA","NA"]
[null,"SA","SPEN","PENOLA WEST","SAPN","Summer","Non-Coincident",2006,"Actual","NA","NA"]
[null,"SA","SPEN","PENOLA WEST","SAPN","Summer","Non-Coincident",2007,"Actual","NA","NA"]
[null,"SA","SPEN","PENOLA WEST","SAPN","Summer","Non-Coincident",2008,"Actual","NA","NA"]
[null,"SA","SPEN","PENOLA WEST","SAPN","Summer","Non-Coincident",2009,"Actual","NA","NA"]
[null,"SA","SPEN","PENOLA WEST","SAPN","Summer","Non-Coincident",2010,"Actual","NA","NA"]
[null,"SA","SPEN","PENOLA WEST","SAPN","Summer","Non-Coincident",2011,"Actual","NA","NA"]
[null,"SA","SPEN","PENOLA WEST","SAPN","Summer","Non-Coincident",2012,"Actual","NA","NA"]
[null,"SA","SPEN","PENOLA WEST","SAPN","Summer","Non-Coincident",2013,"Actual",10.088616,"NA"]
[null,"SA","SPEN","PENOLA WEST","SAPN","Summer","Non-Coincident",2014,"Actual",6.3949319999999998,"NA"]
[null,"SA","SPEN","PENOLA WEST","SAPN","Winter","Non-Coincident",2003,"Actual","NA","NA"]
[null,"SA","SPEN","PENOLA WEST","SAPN","Winter","Non-Coincident",2004,"Actual","NA","NA"]
[null,"SA","SPEN","PENOLA WEST","SAPN","Winter","Non-Coincident",2005,"Actual","NA","NA"]
[null,"SA","SPEN","PENOLA WEST","SAPN","Winter","Non-Coincident",2006,"Actual","NA","NA"]
[null,"SA","SPEN","PENOLA WEST","SAPN","Winter","Non-Coincident",2007,"Actual","NA","NA"]
[null,"SA","SPEN","PENOLA WEST","SAPN","Winter","Non-Coincident",2008,"Actual","NA","NA"]
[null,"SA","SPEN","PENOLA WEST","SAPN","Winter","Non-Coincident",2009,"Actual","NA","NA"]
[null,"SA","SPEN","PENOLA WEST","SAPN","Winter","Non-Coincident",2010,"Actual","NA","NA"]
[null,"SA","SPEN","PENOLA WEST","SAPN","Winter","Non-Coincident",2011,"Actual","NA","NA"]
[null,"SA","SPEN","PENOLA WEST","SAPN","Winter","Non-Coincident",2012,"Actual","NA","NA"]
[null,"SA","SPEN","PENOLA WEST","SAPN","Winter","Non-Coincident",2013,"Actual",6.8671699999999998,"NA"]
[null,"SA","SPEN","PENOLA WEST","SAPN","Winter","Non-Coincident",2014,"Actual",4.5883399999999996,"NA"]
[null,"SA","SPLN","PORT LINCOLN TERMINAL","SAPN","Summer","Non-Coincident",2003,"Actual",26.937524,"NA"]
[null,"SA","SPLN","PORT LINCOLN TERMINAL","SAPN","Summer","Non-Coincident",2004,"Actual",27.064019999999999,"NA"]
[null,"SA","SPLN","PORT LINCOLN TERMINAL","SAPN","Summer","Non-Coincident",2005,"Actual",29.271728,"NA"]
[null,"SA","SPLN","PORT LINCOLN TERMINAL","SAPN","Summer","Non-Coincident",2006,"Actual",32.226891999999999,"NA"]
[null,"SA","SPLN","PORT LINCOLN TERMINAL","SAPN","Summer","Non-Coincident",2007,"Actual",32.572975999999997,"NA"]
[null,"SA","SPLN","PORT LINCOLN TERMINAL","SAPN","Summer","Non-Coincident",2008,"Actual",36.796064000000001,"NA"]
[null,"SA","SPLN","PORT LINCOLN TERMINAL","SAPN","Summer","Non-Coincident",2009,"Actual",41.193027999999998,"NA"]
[null,"SA","SPLN","PORT LINCOLN TERMINAL","SAPN","Summer","Non-Coincident",2010,"Actual",37.848047999999999,"NA"]
[null,"SA","SPLN","PORT LINCOLN TERMINAL","SAPN","Summer","Non-Coincident",2011,"Actual",39.675511999999998,"NA"]
[null,"SA","SPLN","PORT LINCOLN TERMINAL","SAPN","Summer","Non-Coincident",2012,"Actual",29.387256000000001,"NA"]
[null,"SA","SPLN","PORT LINCOLN TERMINAL","SAPN","Summer","Non-Coincident",2013,"Actual",34.159695999999997,"NA"]
[null,"SA","SPLN","PORT LINCOLN TERMINAL","SAPN","Summer","Non-Coincident",2014,"Actual",32.260288000000003,"NA"]
[null,"SA","SPLN","PORT LINCOLN TERMINAL","SAPN","Winter","Non-Coincident",2003,"Actual",27.112231999999999,"NA"]
[null,"SA","SPLN","PORT LINCOLN TERMINAL","SAPN","Winter","Non-Coincident",2004,"Actual",26.716743999999998,"NA"]
[null,"SA","SPLN","PORT LINCOLN TERMINAL","SAPN","Winter","Non-Coincident",2005,"Actual",27.584892,"NA"]
[null,"SA","SPLN","PORT LINCOLN TERMINAL","SAPN","Winter","Non-Coincident",2006,"Actual",28.173572,"NA"]
[null,"SA","SPLN","PORT LINCOLN TERMINAL","SAPN","Winter","Non-Coincident",2007,"Actual",28.815892000000002,"NA"]
[null,"SA","SPLN","PORT LINCOLN TERMINAL","SAPN","Winter","Non-Coincident",2008,"Actual",30.998487999999998,"NA"]
[null,"SA","SPLN","PORT LINCOLN TERMINAL","SAPN","Winter","Non-Coincident",2009,"Actual",29.54082,"NA"]
[null,"SA","SPLN","PORT LINCOLN TERMINAL","SAPN","Winter","Non-Coincident",2010,"Actual",31.247720000000001,"NA"]
[null,"SA","SPLN","PORT LINCOLN TERMINAL","SAPN","Winter","Non-Coincident",2011,"Actual",31.845735999999999,"NA"]
[null,"SA","SPLN","PORT LINCOLN TERMINAL","SAPN","Winter","Non-Coincident",2012,"Actual",32.359183999999999,"NA"]
[null,"SA","SPLN","PORT LINCOLN TERMINAL","SAPN","Winter","Non-Coincident",2013,"Actual",31.148508,"NA"]
[null,"SA","SPLN","PORT LINCOLN TERMINAL","SAPN","Winter","Non-Coincident",2014,"Actual",31.794447999999999,"NA"]
[null,"SA","SSNR","SNUGGERY RURAL","SAPN","Summer","Non-Coincident",2003,"Actual",10.813228000000001,"NA"]
[null,"SA","SSNR","SNUGGERY RURAL","SAPN","Summer","Non-Coincident",2004,"Actual",24.418664,"NA"]
[null,"SA","SSNR","SNUGGERY RURAL","SAPN","Summer","Non-Coincident",2005,"Actual",11.876232,"NA"]
[null,"SA","SSNR","SNUGGERY RURAL","SAPN","Summer","Non-Coincident",2006,"Actual",16.515491999999998,"NA"]
[null,"SA","SSNR","SNUGGERY RURAL","SAPN","Summer","Non-Coincident",2007,"Actual",13.52406,"NA"]
[null,"SA","SSNR","SNUGGERY RURAL","SAPN","Summer","Non-Coincident",2008,"Actual",14.419040000000001,"NA"]
[null,"SA","SSNR","SNUGGERY RURAL","SAPN","Summer","Non-Coincident",2009,"Actual",15.260960000000001,"NA"]
[null,"SA","SSNR","SNUGGERY RURAL","SAPN","Summer","Non-Coincident",2010,"Actual",16.09778,"NA"]
[null,"SA","SSNR","SNUGGERY RURAL","SAPN","Summer","Non-Coincident",2011,"Actual",12.19294,"NA"]
[null,"SA","SSNR","SNUGGERY RURAL","SAPN","Summer","Non-Coincident",2012,"Actual",13.786184,"NA"]
[null,"SA","SSNR","SNUGGERY RURAL","SAPN","Summer","Non-Coincident",2013,"Actual",14.066280000000001,"NA"]
[null,"SA","SSNR","SNUGGERY RURAL","SAPN","Summer","Non-Coincident",2014,"Actual",15.667496,"NA"]
[null,"SA","SSNR","SNUGGERY RURAL","SAPN","Winter","Non-Coincident",2003,"Actual",22.360776000000001,"NA"]
[null,"SA","SSNR","SNUGGERY RURAL","SAPN","Winter","Non-Coincident",2004,"Actual",11.490568,"NA"]
[null,"SA","SSNR","SNUGGERY RURAL","SAPN","Winter","Non-Coincident",2005,"Actual",11.804772,"NA"]
[null,"SA","SSNR","SNUGGERY RURAL","SAPN","Winter","Non-Coincident",2006,"Actual",19.378471999999999,"NA"]
[null,"SA","SSNR","SNUGGERY RURAL","SAPN","Winter","Non-Coincident",2007,"Actual",12.944844,"NA"]
[null,"SA","SSNR","SNUGGERY RURAL","SAPN","Winter","Non-Coincident",2008,"Actual",13.111295999999999,"NA"]
[null,"SA","SSNR","SNUGGERY RURAL","SAPN","Winter","Non-Coincident",2009,"Actual",13.099064,"NA"]
[null,"SA","SSNR","SNUGGERY RURAL","SAPN","Winter","Non-Coincident",2010,"Actual",16.639939999999999,"NA"]
[null,"SA","SSNR","SNUGGERY RURAL","SAPN","Winter","Non-Coincident",2011,"Actual",12.983732,"NA"]
[null,"SA","SSNR","SNUGGERY RURAL","SAPN","Winter","Non-Coincident",2012,"Actual",13.180244,"NA"]
[null,"SA","SSNR","SNUGGERY RURAL","SAPN","Winter","Non-Coincident",2013,"Actual",12.504052,"NA"]
[null,"SA","SSNR","SNUGGERY RURAL","SAPN","Winter","Non-Coincident",2014,"Actual",12.337084000000001,"NA"]
[null,"SA","STAL","TAILEM BEND","SAPN","Summer","Non-Coincident",2003,"Actual",20.894608000000002,"NA"]
[null,"SA","STAL","TAILEM BEND","SAPN","Summer","Non-Coincident",2004,"Actual",20.300884,"NA"]
[null,"SA","STAL","TAILEM BEND","SAPN","Summer","Non-Coincident",2005,"Actual",20.731188,"NA"]
[null,"SA","STAL","TAILEM BEND","SAPN","Summer","Non-Coincident",2006,"Actual",21.908072000000001,"NA"]
[null,"SA","STAL","TAILEM BEND","SAPN","Summer","Non-Coincident",2007,"Actual",20.245311999999998,"NA"]
[null,"SA","STAL","TAILEM BEND","SAPN","Summer","Non-Coincident",2008,"Actual",18.963191999999999,"NA"]
[null,"SA","STAL","TAILEM BEND","SAPN","Summer","Non-Coincident",2009,"Actual",21.649664000000001,"NA"]
[null,"SA","STAL","TAILEM BEND","SAPN","Summer","Non-Coincident",2010,"Actual",21.992892000000001,"NA"]
[null,"SA","STAL","TAILEM BEND","SAPN","Summer","Non-Coincident",2011,"Actual",23.279496000000002,"NA"]
[null,"SA","STAL","TAILEM BEND","SAPN","Summer","Non-Coincident",2012,"Actual",19.836075999999998,"NA"]
[null,"SA","STAL","TAILEM BEND","SAPN","Summer","Non-Coincident",2013,"Actual",21.348792,"NA"]
[null,"SA","STAL","TAILEM BEND","SAPN","Summer","Non-Coincident",2014,"Actual",21.84544,"NA"]
[null,"SA","STAL","TAILEM BEND","SAPN","Winter","Non-Coincident",2003,"Actual",14.10591,"NA"]
[null,"SA","STAL","TAILEM BEND","SAPN","Winter","Non-Coincident",2004,"Actual",14.3123,"NA"]
[null,"SA","STAL","TAILEM BEND","SAPN","Winter","Non-Coincident",2005,"Actual",14.789756000000001,"NA"]
[null,"SA","STAL","TAILEM BEND","SAPN","Winter","Non-Coincident",2006,"Actual",16.473299999999998,"NA"]
[null,"SA","STAL","TAILEM BEND","SAPN","Winter","Non-Coincident",2007,"Actual",15.313872,"NA"]
[null,"SA","STAL","TAILEM BEND","SAPN","Winter","Non-Coincident",2008,"Actual",15.99891,"NA"]
[null,"SA","STAL","TAILEM BEND","SAPN","Winter","Non-Coincident",2009,"Actual",14.801638000000001,"NA"]
[null,"SA","STAL","TAILEM BEND","SAPN","Winter","Non-Coincident",2010,"Actual",15.521649999999999,"NA"]
[null,"SA","STAL","TAILEM BEND","SAPN","Winter","Non-Coincident",2011,"Actual",15.09671,"NA"]
[null,"SA","STAL","TAILEM BEND","SAPN","Winter","Non-Coincident",2012,"Actual",15.065353999999999,"NA"]
[null,"SA","STAL","TAILEM BEND","SAPN","Winter","Non-Coincident",2013,"Actual",14.987218,"NA"]
[null,"SA","STAL","TAILEM BEND","SAPN","Winter","Non-Coincident",2014,"Actual",15.186202,"NA"]
[null,"SA","STEM","TEMPLERS","SAPN","Summer","Non-Coincident",2003,"Actual",42.370367999999999,"NA"]
[null,"SA","STEM","TEMPLERS","SAPN","Summer","Non-Coincident",2004,"Actual",54.265647999999999,"NA"]
[null,"SA","STEM","TEMPLERS","SAPN","Summer","Non-Coincident",2005,"Actual",50.121791999999999,"NA"]
[null,"SA","STEM","TEMPLERS","SAPN","Summer","Non-Coincident",2006,"Actual",20.704619999999998,"NA"]
[null,"SA","STEM","TEMPLERS","SAPN","Summer","Non-Coincident",2007,"Actual",27.46726,"NA"]
[null,"SA","STEM","TEMPLERS","SAPN","Summer","Non-Coincident",2008,"Actual",31.388940000000002,"NA"]
[null,"SA","STEM","TEMPLERS","SAPN","Summer","Non-Coincident",2009,"Actual",31.448271999999999,"NA"]
[null,"SA","STEM","TEMPLERS","SAPN","Summer","Non-Coincident",2010,"Actual",32.094672000000003,"NA"]
[null,"SA","STEM","TEMPLERS","SAPN","Summer","Non-Coincident",2011,"Actual",30.990511999999999,"NA"]
[null,"SA","STEM","TEMPLERS","SAPN","Summer","Non-Coincident",2012,"Actual",25.865535999999999,"NA"]
[null,"SA","STEM","TEMPLERS","SAPN","Summer","Non-Coincident",2013,"Actual",29.254904,"NA"]
[null,"SA","STEM","TEMPLERS","SAPN","Summer","Non-Coincident",2014,"Actual",30.22756,"NA"]
[null,"SA","STEM","TEMPLERS","SAPN","Winter","Non-Coincident",2003,"Actual",38.685248000000001,"NA"]
[null,"SA","STEM","TEMPLERS","SAPN","Winter","Non-Coincident",2004,"Actual",34.157927999999998,"NA"]
[null,"SA","STEM","TEMPLERS","SAPN","Winter","Non-Coincident",2005,"Actual",17.973824,"NA"]
[null,"SA","STEM","TEMPLERS","SAPN","Winter","Non-Coincident",2006,"Actual",55.282511999999997,"NA"]
[null,"SA","STEM","TEMPLERS","SAPN","Winter","Non-Coincident",2007,"Actual",21.916604,"NA"]
[null,"SA","STEM","TEMPLERS","SAPN","Winter","Non-Coincident",2008,"Actual",21.61026,"NA"]
[null,"SA","STEM","TEMPLERS","SAPN","Winter","Non-Coincident",2009,"Actual",23.297796000000002,"NA"]
[null,"SA","STEM","TEMPLERS","SAPN","Winter","Non-Coincident",2010,"Actual",22.944492,"NA"]
[null,"SA","STEM","TEMPLERS","SAPN","Winter","Non-Coincident",2011,"Actual",22.325559999999999,"NA"]
[null,"SA","STEM","TEMPLERS","SAPN","Winter","Non-Coincident",2012,"Actual",27.465484,"NA"]
[null,"SA","STEM","TEMPLERS","SAPN","Winter","Non-Coincident",2013,"Actual",24.201212000000002,"NA"]
[null,"SA","STEM","TEMPLERS","SAPN","Winter","Non-Coincident",2014,"Actual",23.570132000000001,"NA"]
[null,"SA","SWAT","WATERLOO","SAPN","Summer","Non-Coincident",2003,"Actual",16.935407999999999,"NA"]
[null,"SA","SWAT","WATERLOO","SAPN","Summer","Non-Coincident",2004,"Actual",18.430292000000001,"NA"]
[null,"SA","SWAT","WATERLOO","SAPN","Summer","Non-Coincident",2005,"Actual",17.172523999999999,"NA"]
[null,"SA","SWAT","WATERLOO","SAPN","Summer","Non-Coincident",2006,"Actual",20.472380000000001,"NA"]
[null,"SA","SWAT","WATERLOO","SAPN","Summer","Non-Coincident",2007,"Actual",22.317647999999998,"NA"]
[null,"SA","SWAT","WATERLOO","SAPN","Summer","Non-Coincident",2008,"Actual",22.084752000000002,"NA"]
[null,"SA","SWAT","WATERLOO","SAPN","Summer","Non-Coincident",2009,"Actual",23.529298000000001,"NA"]
[null,"SA","SWAT","WATERLOO","SAPN","Summer","Non-Coincident",2010,"Actual",22.485703999999998,"NA"]
[null,"SA","SWAT","WATERLOO","SAPN","Summer","Non-Coincident",2011,"Actual",14.643698000000001,"NA"]
[null,"SA","SWAT","WATERLOO","SAPN","Summer","Non-Coincident",2012,"Actual",14.211983999999999,"NA"]
[null,"SA","SWAT","WATERLOO","SAPN","Summer","Non-Coincident",2013,"Actual",11.331720000000001,"NA"]
[null,"SA","SWAT","WATERLOO","SAPN","Summer","Non-Coincident",2014,"Actual",8.1898160000000004,"NA"]
[null,"SA","SWAT","WATERLOO","SAPN","Winter","Non-Coincident",2003,"Actual",15.527507999999999,"NA"]
[null,"SA","SWAT","WATERLOO","SAPN","Winter","Non-Coincident",2004,"Actual",15.739523999999999,"NA"]
[null,"SA","SWAT","WATERLOO","SAPN","Winter","Non-Coincident",2005,"Actual",16.598272000000001,"NA"]
[null,"SA","SWAT","WATERLOO","SAPN","Winter","Non-Coincident",2006,"Actual",16.976844,"NA"]
[null,"SA","SWAT","WATERLOO","SAPN","Winter","Non-Coincident",2007,"Actual",17.273116000000002,"NA"]
[null,"SA","SWAT","WATERLOO","SAPN","Winter","Non-Coincident",2008,"Actual",18.465326000000001,"NA"]
[null,"SA","SWAT","WATERLOO","SAPN","Winter","Non-Coincident",2009,"Actual",16.211192,"NA"]
[null,"SA","SWAT","WATERLOO","SAPN","Winter","Non-Coincident",2010,"Actual",20.143550000000001,"NA"]
[null,"SA","SWAT","WATERLOO","SAPN","Winter","Non-Coincident",2011,"Actual",17.660232000000001,"NA"]
[null,"SA","SWAT","WATERLOO","SAPN","Winter","Non-Coincident",2012,"Actual",6.7935759999999998,"NA"]
[null,"SA","SWAT","WATERLOO","SAPN","Winter","Non-Coincident",2013,"Actual",4.13537,"NA"]
[null,"SA","SWAT","WATERLOO","SAPN","Winter","Non-Coincident",2014,"Actual",13.697022,"NA"]
[null,"SA","SWUD","WUDINNA","SAPN","Summer","Non-Coincident",2003,"Actual",12.103071999999999,"NA"]
[null,"SA","SWUD","WUDINNA","SAPN","Summer","Non-Coincident",2004,"Actual",13.248011999999999,"NA"]
[null,"SA","SWUD","WUDINNA","SAPN","Summer","Non-Coincident",2005,"Actual",12.139818,"NA"]
[null,"SA","SWUD","WUDINNA","SAPN","Summer","Non-Coincident",2006,"Actual",13.511687999999999,"NA"]
[null,"SA","SWUD","WUDINNA","SAPN","Summer","Non-Coincident",2007,"Actual",12.839665999999999,"NA"]
[null,"SA","SWUD","WUDINNA","SAPN","Summer","Non-Coincident",2008,"Actual",14.150460000000001,"NA"]
[null,"SA","SWUD","WUDINNA","SAPN","Summer","Non-Coincident",2009,"Actual",15.219548,"NA"]
[null,"SA","SWUD","WUDINNA","SAPN","Summer","Non-Coincident",2010,"Actual",15.14373,"NA"]
[null,"SA","SWUD","WUDINNA","SAPN","Summer","Non-Coincident",2011,"Actual",15.6502,"NA"]
[null,"SA","SWUD","WUDINNA","SAPN","Summer","Non-Coincident",2012,"Actual",14.188205999999999,"NA"]
[null,"SA","SWUD","WUDINNA","SAPN","Summer","Non-Coincident",2013,"Actual",14.072326,"NA"]
[null,"SA","SWUD","WUDINNA","SAPN","Summer","Non-Coincident",2014,"Actual",15.281846,"NA"]
[null,"SA","SWUD","WUDINNA","SAPN","Winter","Non-Coincident",2003,"Actual",10.063928000000001,"NA"]
[null,"SA","SWUD","WUDINNA","SAPN","Winter","Non-Coincident",2004,"Actual",9.3756120000000003,"NA"]
[null,"SA","SWUD","WUDINNA","SAPN","Winter","Non-Coincident",2005,"Actual",9.5518780000000003,"NA"]
[null,"SA","SWUD","WUDINNA","SAPN","Winter","Non-Coincident",2006,"Actual",10.20046,"NA"]
[null,"SA","SWUD","WUDINNA","SAPN","Winter","Non-Coincident",2007,"Actual",10.056710000000001,"NA"]
[null,"SA","SWUD","WUDINNA","SAPN","Winter","Non-Coincident",2008,"Actual",9.1904299999999992,"NA"]
[null,"SA","SWUD","WUDINNA","SAPN","Winter","Non-Coincident",2009,"Actual",9.6536460000000002,"NA"]
[null,"SA","SWUD","WUDINNA","SAPN","Winter","Non-Coincident",2010,"Actual",10.548942,"NA"]
[null,"SA","SWUD","WUDINNA","SAPN","Winter","Non-Coincident",2011,"Actual",10.917192,"NA"]
[null,"SA","SWUD","WUDINNA","SAPN","Winter","Non-Coincident",2012,"Actual",10.815438,"NA"]
[null,"SA","SWUD","WUDINNA","SAPN","Winter","Non-Coincident",2013,"Actual",10.240474000000001,"NA"]
[null,"SA","SWUD","WUDINNA","SAPN","Winter","Non-Coincident",2014,"Actual",10.969861999999999,"NA"]
[null,"SA","SXADEL","ADELAIDE CENTRAL","SAPN","Summer","Non-Coincident",2003,"Actual","NA","NA"]
[null,"SA","SXADEL","ADELAIDE CENTRAL","SAPN","Summer","Non-Coincident",2004,"Actual","NA","NA"]
[null,"SA","SXADEL","ADELAIDE CENTRAL","SAPN","Summer","Non-Coincident",2005,"Actual",178.8,"NA"]
[null,"SA","SXADEL","ADELAIDE CENTRAL","SAPN","Summer","Non-Coincident",2006,"Actual",193.23,"NA"]
[null,"SA","SXADEL","ADELAIDE CENTRAL","SAPN","Summer","Non-Coincident",2007,"Actual",200.58,"NA"]
[null,"SA","SXADEL","ADELAIDE CENTRAL","SAPN","Summer","Non-Coincident",2008,"Actual",207.6,"NA"]
[null,"SA","SXADEL","ADELAIDE CENTRAL","SAPN","Summer","Non-Coincident",2009,"Actual",211.79,"NA"]
[null,"SA","SXADEL","ADELAIDE CENTRAL","SAPN","Summer","Non-Coincident",2010,"Actual",208.42,"NA"]
[null,"SA","SXADEL","ADELAIDE CENTRAL","SAPN","Summer","Non-Coincident",2011,"Actual",208.27,"NA"]
[null,"SA","SXADEL","ADELAIDE CENTRAL","SAPN","Summer","Non-Coincident",2012,"Actual",191.38,"NA"]
[null,"SA","SXADEL","ADELAIDE CENTRAL","SAPN","Summer","Non-Coincident",2013,"Actual",199.21,"NA"]
[null,"SA","SXADEL","ADELAIDE CENTRAL","SAPN","Summer","Non-Coincident",2014,"Actual",198.22,"NA"]
[null,"SA","SXADEL","ADELAIDE CENTRAL","SAPN","Winter","Non-Coincident",2003,"Actual","NA","NA"]
[null,"SA","SXADEL","ADELAIDE CENTRAL","SAPN","Winter","Non-Coincident",2004,"Actual",127.17,"NA"]
[null,"SA","SXADEL","ADELAIDE CENTRAL","SAPN","Winter","Non-Coincident",2005,"Actual",131.19999999999999,"NA"]
[null,"SA","SXADEL","ADELAIDE CENTRAL","SAPN","Winter","Non-Coincident",2006,"Actual",130.88999999999999,"NA"]
[null,"SA","SXADEL","ADELAIDE CENTRAL","SAPN","Winter","Non-Coincident",2007,"Actual",141.69999999999999,"NA"]
[null,"SA","SXADEL","ADELAIDE CENTRAL","SAPN","Winter","Non-Coincident",2008,"Actual",134.41,"NA"]
[null,"SA","SXADEL","ADELAIDE CENTRAL","SAPN","Winter","Non-Coincident",2009,"Actual",128.44,"NA"]
[null,"SA","SXADEL","ADELAIDE CENTRAL","SAPN","Winter","Non-Coincident",2010,"Actual",132.16999999999999,"NA"]
[null,"SA","SXADEL","ADELAIDE CENTRAL","SAPN","Winter","Non-Coincident",2011,"Actual",127.41,"NA"]
[null,"SA","SXADEL","ADELAIDE CENTRAL","SAPN","Winter","Non-Coincident",2012,"Actual",125.7,"NA"]
[null,"SA","SXADEL","ADELAIDE CENTRAL","SAPN","Winter","Non-Coincident",2013,"Actual",121.64,"NA"]
[null,"SA","SXADEL","ADELAIDE CENTRAL","SAPN","Winter","Non-Coincident",2014,"Actual",117.4,"NA"]
[null,"SA","SXBARK","MT BARKER/MT BARKER STH","SAPN","Summer","Non-Coincident",2003,"Actual",61.707183999999998,"NA"]
[null,"SA","SXBARK","MT BARKER/MT BARKER STH","SAPN","Summer","Non-Coincident",2004,"Actual",64.486559999999997,"NA"]
[null,"SA","SXBARK","MT BARKER/MT BARKER STH","SAPN","Summer","Non-Coincident",2005,"Actual",59.719951999999999,"NA"]
[null,"SA","SXBARK","MT BARKER/MT BARKER STH","SAPN","Summer","Non-Coincident",2006,"Actual",72.899568000000002,"NA"]
[null,"SA","SXBARK","MT BARKER/MT BARKER STH","SAPN","Summer","Non-Coincident",2007,"Actual",73.818464000000006,"NA"]
[null,"SA","SXBARK","MT BARKER/MT BARKER STH","SAPN","Summer","Non-Coincident",2008,"Actual",78.219442000000001,"NA"]
[null,"SA","SXBARK","MT BARKER/MT BARKER STH","SAPN","Summer","Non-Coincident",2009,"Actual",96.167472000000004,"NA"]
[null,"SA","SXBARK","MT BARKER/MT BARKER STH","SAPN","Summer","Non-Coincident",2010,"Actual",86.836783999999994,"NA"]
[null,"SA","SXBARK","MT BARKER/MT BARKER STH","SAPN","Summer","Non-Coincident",2011,"Actual",96.478207999999995,"NA"]
[null,"SA","SXBARK","MT BARKER/MT BARKER STH","SAPN","Summer","Non-Coincident",2012,"Actual",80.026148000000006,"NA"]
[null,"SA","SXBARK","MT BARKER/MT BARKER STH","SAPN","Summer","Non-Coincident",2013,"Actual",87.048732000000001,"NA"]
[null,"SA","SXBARK","MT BARKER/MT BARKER STH","SAPN","Summer","Non-Coincident",2014,"Actual",94.761886000000004,"NA"]
[null,"SA","SXBARK","MT BARKER/MT BARKER STH","SAPN","Winter","Non-Coincident",2003,"Actual",65.323920000000001,"NA"]
[null,"SA","SXBARK","MT BARKER/MT BARKER STH","SAPN","Winter","Non-Coincident",2004,"Actual",67.110640000000004,"NA"]
[null,"SA","SXBARK","MT BARKER/MT BARKER STH","SAPN","Winter","Non-Coincident",2005,"Actual",69.077016,"NA"]
[null,"SA","SXBARK","MT BARKER/MT BARKER STH","SAPN","Winter","Non-Coincident",2006,"Actual",73.889842000000002,"NA"]
[null,"SA","SXBARK","MT BARKER/MT BARKER STH","SAPN","Winter","Non-Coincident",2007,"Actual",75.402240000000006,"NA"]
[null,"SA","SXBARK","MT BARKER/MT BARKER STH","SAPN","Winter","Non-Coincident",2008,"Actual",79.208765999999997,"NA"]
[null,"SA","SXBARK","MT BARKER/MT BARKER STH","SAPN","Winter","Non-Coincident",2009,"Actual",78.243647999999993,"NA"]
[null,"SA","SXBARK","MT BARKER/MT BARKER STH","SAPN","Winter","Non-Coincident",2010,"Actual",77.406301999999997,"NA"]
[null,"SA","SXBARK","MT BARKER/MT BARKER STH","SAPN","Winter","Non-Coincident",2011,"Actual",84.431240000000003,"NA"]
[null,"SA","SXBARK","MT BARKER/MT BARKER STH","SAPN","Winter","Non-Coincident",2012,"Actual",83.920302000000007,"NA"]
[null,"SA","SXBARK","MT BARKER/MT BARKER STH","SAPN","Winter","Non-Coincident",2013,"Actual",82.742778000000001,"NA"]
[null,"SA","SXBARK","MT BARKER/MT BARKER STH","SAPN","Winter","Non-Coincident",2014,"Actual",81.734632000000005,"NA"]
[null,"SA","SXBERR","BERRI","SAPN","Summer","Non-Coincident",2003,"Actual",81.065743999999995,"NA"]
[null,"SA","SXBERR","BERRI","SAPN","Summer","Non-Coincident",2004,"Actual",85.903263999999993,"NA"]
[null,"SA","SXBERR","BERRI","SAPN","Summer","Non-Coincident",2005,"Actual",79.102559999999997,"NA"]
[null,"SA","SXBERR","BERRI","SAPN","Summer","Non-Coincident",2006,"Actual",90.284471999999994,"NA"]
[null,"SA","SXBERR","BERRI","SAPN","Summer","Non-Coincident",2007,"Actual",81.124039999999994,"NA"]
[null,"SA","SXBERR","BERRI","SAPN","Summer","Non-Coincident",2008,"Actual",81.742264000000006,"NA"]
[null,"SA","SXBERR","BERRI","SAPN","Summer","Non-Coincident",2009,"Actual",94.114664000000005,"NA"]
[null,"SA","SXBERR","BERRI","SAPN","Summer","Non-Coincident",2010,"Actual",89.251040000000003,"NA"]
[null,"SA","SXBERR","BERRI","SAPN","Summer","Non-Coincident",2011,"Actual",84.456432000000007,"NA"]
[null,"SA","SXBERR","BERRI","SAPN","Summer","Non-Coincident",2012,"Actual",79.087496000000002,"NA"]
[null,"SA","SXBERR","BERRI","SAPN","Summer","Non-Coincident",2013,"Actual",84.964168000000001,"NA"]
[null,"SA","SXBERR","BERRI","SAPN","Summer","Non-Coincident",2014,"Actual",90.995472000000007,"NA"]
[null,"SA","SXBERR","BERRI","SAPN","Winter","Non-Coincident",2003,"Actual",47.953032,"NA"]
[null,"SA","SXBERR","BERRI","SAPN","Winter","Non-Coincident",2004,"Actual",44.243575999999997,"NA"]
[null,"SA","SXBERR","BERRI","SAPN","Winter","Non-Coincident",2005,"Actual",43.813316,"NA"]
[null,"SA","SXBERR","BERRI","SAPN","Winter","Non-Coincident",2006,"Actual",52.004956,"NA"]
[null,"SA","SXBERR","BERRI","SAPN","Winter","Non-Coincident",2007,"Actual",52.922544000000002,"NA"]
[null,"SA","SXBERR","BERRI","SAPN","Winter","Non-Coincident",2008,"Actual",48.135260000000002,"NA"]
[null,"SA","SXBERR","BERRI","SAPN","Winter","Non-Coincident",2009,"Actual",47.205916000000002,"NA"]
[null,"SA","SXBERR","BERRI","SAPN","Winter","Non-Coincident",2010,"Actual",46.707276,"NA"]
[null,"SA","SXBERR","BERRI","SAPN","Winter","Non-Coincident",2011,"Actual",47.133428000000002,"NA"]
[null,"SA","SXBERR","BERRI","SAPN","Winter","Non-Coincident",2012,"Actual",45.967624000000001,"NA"]
[null,"SA","SXBERR","BERRI","SAPN","Winter","Non-Coincident",2013,"Actual",50.580255999999999,"NA"]
[null,"SA","SXBERR","BERRI","SAPN","Winter","Non-Coincident",2014,"Actual",47.966223999999997,"NA"]
[null,"SA","SXBLAN","BLANCHE","SAPN","Summer","Non-Coincident",2003,"Actual",43.605719999999998,"NA"]
[null,"SA","SXBLAN","BLANCHE","SAPN","Summer","Non-Coincident",2004,"Actual",30.918944,"NA"]
[null,"SA","SXBLAN","BLANCHE","SAPN","Summer","Non-Coincident",2005,"Actual",30.194403999999999,"NA"]
[null,"SA","SXBLAN","BLANCHE","SAPN","Summer","Non-Coincident",2006,"Actual",33.731216000000003,"NA"]
[null,"SA","SXBLAN","BLANCHE","SAPN","Summer","Non-Coincident",2007,"Actual",30.328711999999999,"NA"]
[null,"SA","SXBLAN","BLANCHE","SAPN","Summer","Non-Coincident",2008,"Actual",34.610303999999999,"NA"]
[null,"SA","SXBLAN","BLANCHE","SAPN","Summer","Non-Coincident",2009,"Actual",35.168523999999998,"NA"]
[null,"SA","SXBLAN","BLANCHE","SAPN","Summer","Non-Coincident",2010,"Actual",35.702359999999999,"NA"]
[null,"SA","SXBLAN","BLANCHE","SAPN","Summer","Non-Coincident",2011,"Actual",32.655752,"NA"]
[null,"SA","SXBLAN","BLANCHE","SAPN","Summer","Non-Coincident",2012,"Actual",35.075716,"NA"]
[null,"SA","SXBLAN","BLANCHE","SAPN","Summer","Non-Coincident",2013,"Actual",32.237119999999997,"NA"]
[null,"SA","SXBLAN","BLANCHE","SAPN","Summer","Non-Coincident",2014,"Actual",33.714744000000003,"NA"]
[null,"SA","SXBLAN","BLANCHE","SAPN","Winter","Non-Coincident",2003,"Actual",28.925059999999998,"NA"]
[null,"SA","SXBLAN","BLANCHE","SAPN","Winter","Non-Coincident",2004,"Actual",31.355543999999998,"NA"]
[null,"SA","SXBLAN","BLANCHE","SAPN","Winter","Non-Coincident",2005,"Actual",29.285903999999999,"NA"]
[null,"SA","SXBLAN","BLANCHE","SAPN","Winter","Non-Coincident",2006,"Actual",29.863968,"NA"]
[null,"SA","SXBLAN","BLANCHE","SAPN","Winter","Non-Coincident",2007,"Actual",30.902059999999999,"NA"]
[null,"SA","SXBLAN","BLANCHE","SAPN","Winter","Non-Coincident",2008,"Actual",31.869624000000002,"NA"]
[null,"SA","SXBLAN","BLANCHE","SAPN","Winter","Non-Coincident",2009,"Actual",34.777608000000001,"NA"]
[null,"SA","SXBLAN","BLANCHE","SAPN","Winter","Non-Coincident",2010,"Actual",34.475907999999997,"NA"]
[null,"SA","SXBLAN","BLANCHE","SAPN","Winter","Non-Coincident",2011,"Actual",33.898940000000003,"NA"]
[null,"SA","SXBLAN","BLANCHE","SAPN","Winter","Non-Coincident",2012,"Actual",32.567411999999997,"NA"]
[null,"SA","SXBLAN","BLANCHE","SAPN","Winter","Non-Coincident",2013,"Actual",28.404824000000001,"NA"]
[null,"SA","SXBLAN","BLANCHE","SAPN","Winter","Non-Coincident",2014,"Actual",32.875216000000002,"NA"]
[null,"SA","SYAD","YADNARIE","SAPN","Summer","Non-Coincident",2003,"Actual",7.9512879999999999,"NA"]
[null,"SA","SYAD","YADNARIE","SAPN","Summer","Non-Coincident",2004,"Actual",13.304131999999999,"NA"]
[null,"SA","SYAD","YADNARIE","SAPN","Summer","Non-Coincident",2005,"Actual",8.1634759999999993,"NA"]
[null,"SA","SYAD","YADNARIE","SAPN","Summer","Non-Coincident",2006,"Actual",9.2099299999999999,"NA"]
[null,"SA","SYAD","YADNARIE","SAPN","Summer","Non-Coincident",2007,"Actual",8.8151379999999993,"NA"]
[null,"SA","SYAD","YADNARIE","SAPN","Summer","Non-Coincident",2008,"Actual",9.9671099999999999,"NA"]
[null,"SA","SYAD","YADNARIE","SAPN","Summer","Non-Coincident",2009,"Actual",11.208786,"NA"]
[null,"SA","SYAD","YADNARIE","SAPN","Summer","Non-Coincident",2010,"Actual",10.578621999999999,"NA"]
[null,"SA","SYAD","YADNARIE","SAPN","Summer","Non-Coincident",2011,"Actual",9.5247899999999994,"NA"]
[null,"SA","SYAD","YADNARIE","SAPN","Summer","Non-Coincident",2012,"Actual",14.68472,"NA"]
[null,"SA","SYAD","YADNARIE","SAPN","Summer","Non-Coincident",2013,"Actual",8.0022719999999996,"NA"]
[null,"SA","SYAD","YADNARIE","SAPN","Summer","Non-Coincident",2014,"Actual",8.2403060000000004,"NA"]
[null,"SA","SYAD","YADNARIE","SAPN","Winter","Non-Coincident",2003,"Actual",7.3097539999999999,"NA"]
[null,"SA","SYAD","YADNARIE","SAPN","Winter","Non-Coincident",2004,"Actual",9.5270659999999996,"NA"]
[null,"SA","SYAD","YADNARIE","SAPN","Winter","Non-Coincident",2005,"Actual",7.6234279999999996,"NA"]
[null,"SA","SYAD","YADNARIE","SAPN","Winter","Non-Coincident",2006,"Actual",7.8634440000000003,"NA"]
[null,"SA","SYAD","YADNARIE","SAPN","Winter","Non-Coincident",2007,"Actual",7.7840340000000001,"NA"]
[null,"SA","SYAD","YADNARIE","SAPN","Winter","Non-Coincident",2008,"Actual",8.2159619999999993,"NA"]
[null,"SA","SYAD","YADNARIE","SAPN","Winter","Non-Coincident",2009,"Actual",16.06963,"NA"]
[null,"SA","SYAD","YADNARIE","SAPN","Winter","Non-Coincident",2010,"Actual",7.5942499999999997,"NA"]
[null,"SA","SYAD","YADNARIE","SAPN","Winter","Non-Coincident",2011,"Actual",20.143975999999999,"NA"]
[null,"SA","SYAD","YADNARIE","SAPN","Winter","Non-Coincident",2012,"Actual",6.57606,"NA"]
[null,"SA","SYAD","YADNARIE","SAPN","Winter","Non-Coincident",2013,"Actual",6.3443740000000002,"NA"]
[null,"SA","SYAD","YADNARIE","SAPN","Winter","Non-Coincident",2014,"Actual",6.9076440000000003,"NA"]
[null,"SA","SANC","ANGAS CREEK","SAPN","Summer","Coincident",2003,"Actual",13.289094,"NA"]
[null,"SA","SANC","ANGAS CREEK","SAPN","Summer","Coincident",2004,"Actual",13.083278,"NA"]
[null,"SA","SANC","ANGAS CREEK","SAPN","Summer","Coincident",2005,"Actual",13.008926000000001,"NA"]
[null,"SA","SANC","ANGAS CREEK","SAPN","Summer","Coincident",2006,"Actual",14.966430000000001,"NA"]
[null,"SA","SANC","ANGAS CREEK","SAPN","Summer","Coincident",2007,"Actual",13.938140000000001,"NA"]
[null,"SA","SANC","ANGAS CREEK","SAPN","Summer","Coincident",2008,"Actual",18.909592,"NA"]
[null,"SA","SANC","ANGAS CREEK","SAPN","Summer","Coincident",2009,"Actual",18.692336000000001,"NA"]
[null,"SA","SANC","ANGAS CREEK","SAPN","Summer","Coincident",2010,"Actual",18.906796,"NA"]
[null,"SA","SANC","ANGAS CREEK","SAPN","Summer","Coincident",2011,"Actual",21.260940000000002,"NA"]
[null,"SA","SANC","ANGAS CREEK","SAPN","Summer","Coincident",2012,"Actual",14.842708,"NA"]
[null,"SA","SANC","ANGAS CREEK","SAPN","Summer","Coincident",2013,"Actual",15.392163999999999,"NA"]
[null,"SA","SANC","ANGAS CREEK","SAPN","Summer","Coincident",2014,"Actual",18.405080000000002,"NA"]
[null,"SA","SANC","ANGAS CREEK","SAPN","Winter","Coincident",2003,"Actual",12.637435999999999,"NA"]
[null,"SA","SANC","ANGAS CREEK","SAPN","Winter","Coincident",2004,"Actual",19.34064,"NA"]
[null,"SA","SANC","ANGAS CREEK","SAPN","Winter","Coincident",2005,"Actual",13.368221999999999,"NA"]
[null,"SA","SANC","ANGAS CREEK","SAPN","Winter","Coincident",2006,"Actual",14.413285999999999,"NA"]
[null,"SA","SANC","ANGAS CREEK","SAPN","Winter","Coincident",2007,"Actual",14.944288,"NA"]
[null,"SA","SANC","ANGAS CREEK","SAPN","Winter","Coincident",2008,"Actual",16.456626,"NA"]
[null,"SA","SANC","ANGAS CREEK","SAPN","Winter","Coincident",2009,"Actual",14.105782,"NA"]
[null,"SA","SANC","ANGAS CREEK","SAPN","Winter","Coincident",2010,"Actual",22.0489,"NA"]
[null,"SA","SANC","ANGAS CREEK","SAPN","Winter","Coincident",2011,"Actual",14.925000000000001,"NA"]
[null,"SA","SANC","ANGAS CREEK","SAPN","Winter","Coincident",2012,"Actual",13.457482000000001,"NA"]
[null,"SA","SANC","ANGAS CREEK","SAPN","Winter","Coincident",2013,"Actual",12.98592,"NA"]
[null,"SA","SANC","ANGAS CREEK","SAPN","Winter","Coincident",2014,"Actual",12.725562,"NA"]
[null,"SA","SARW","ARDROSSAN WEST","SAPN","Summer","Coincident",2003,"Actual",6.9531460000000003,"NA"]
[null,"SA","SARW","ARDROSSAN WEST","SAPN","Summer","Coincident",2004,"Actual",7.3921020000000004,"NA"]
[null,"SA","SARW","ARDROSSAN WEST","SAPN","Summer","Coincident",2005,"Actual",8.6926220000000001,"NA"]
[null,"SA","SARW","ARDROSSAN WEST","SAPN","Summer","Coincident",2006,"Actual",10.675456000000001,"NA"]
[null,"SA","SARW","ARDROSSAN WEST","SAPN","Summer","Coincident",2007,"Actual",10.331464,"NA"]
[null,"SA","SARW","ARDROSSAN WEST","SAPN","Summer","Coincident",2008,"Actual",10.311518,"NA"]
[null,"SA","SARW","ARDROSSAN WEST","SAPN","Summer","Coincident",2009,"Actual",12.077631999999999,"NA"]
[null,"SA","SARW","ARDROSSAN WEST","SAPN","Summer","Coincident",2010,"Actual",12.805434,"NA"]
[null,"SA","SARW","ARDROSSAN WEST","SAPN","Summer","Coincident",2011,"Actual",11.665675999999999,"NA"]
[null,"SA","SARW","ARDROSSAN WEST","SAPN","Summer","Coincident",2012,"Actual",8.6453380000000006,"NA"]
[null,"SA","SARW","ARDROSSAN WEST","SAPN","Summer","Coincident",2013,"Actual",10.336176,"NA"]
[null,"SA","SARW","ARDROSSAN WEST","SAPN","Summer","Coincident",2014,"Actual",11.780778,"NA"]
[null,"SA","SARW","ARDROSSAN WEST","SAPN","Winter","Coincident",2003,"Actual",6.019234,"NA"]
[null,"SA","SARW","ARDROSSAN WEST","SAPN","Winter","Coincident",2004,"Actual",6.4459860000000004,"NA"]
[null,"SA","SARW","ARDROSSAN WEST","SAPN","Winter","Coincident",2005,"Actual",8.4061020000000006,"NA"]
[null,"SA","SARW","ARDROSSAN WEST","SAPN","Winter","Coincident",2006,"Actual",8.2832880000000007,"NA"]
[null,"SA","SARW","ARDROSSAN WEST","SAPN","Winter","Coincident",2007,"Actual",8.7053820000000002,"NA"]
[null,"SA","SARW","ARDROSSAN WEST","SAPN","Winter","Coincident",2008,"Actual",8.5260739999999995,"NA"]
[null,"SA","SARW","ARDROSSAN WEST","SAPN","Winter","Coincident",2009,"Actual",8.4519319999999993,"NA"]
[null,"SA","SARW","ARDROSSAN WEST","SAPN","Winter","Coincident",2010,"Actual",8.2847539999999995,"NA"]
[null,"SA","SARW","ARDROSSAN WEST","SAPN","Winter","Coincident",2011,"Actual",8.8507420000000003,"NA"]
[null,"SA","SARW","ARDROSSAN WEST","SAPN","Winter","Coincident",2012,"Actual",7.6650140000000002,"NA"]
[null,"SA","SARW","ARDROSSAN WEST","SAPN","Winter","Coincident",2013,"Actual",7.5402120000000004,"NA"]
[null,"SA","SARW","ARDROSSAN WEST","SAPN","Winter","Coincident",2014,"Actual",7.4702979999999997,"NA"]
[null,"SA","SBAC","BACK CALLINGTON","ElectraNet","Summer","Coincident",2003,"Actual","NA","NA"]
[null,"SA","SBAC","BACK CALLINGTON","ElectraNet","Summer","Coincident",2004,"Actual","NA","NA"]
[null,"SA","SBAC","BACK CALLINGTON","ElectraNet","Summer","Coincident",2005,"Actual","NA","NA"]
[null,"SA","SBAC","BACK CALLINGTON","ElectraNet","Summer","Coincident",2006,"Actual","NA","NA"]
[null,"SA","SBAC","BACK CALLINGTON","ElectraNet","Summer","Coincident",2007,"Actual","NA","NA"]
[null,"SA","SBAC","BACK CALLINGTON","ElectraNet","Summer","Coincident",2008,"Actual","NA","NA"]
[null,"SA","SBAC","BACK CALLINGTON","ElectraNet","Summer","Coincident",2009,"Actual","NA","NA"]
[null,"SA","SBAC","BACK CALLINGTON","ElectraNet","Summer","Coincident",2010,"Actual","NA","NA"]
[null,"SA","SBAC","BACK CALLINGTON","ElectraNet","Summer","Coincident",2011,"Actual","NA","NA"]
[null,"SA","SBAC","BACK CALLINGTON","ElectraNet","Summer","Coincident",2012,"Actual","NA","NA"]
[null,"SA","SBAC","BACK CALLINGTON","ElectraNet","Summer","Coincident",2013,"Actual","NA","NA"]
[null,"SA","SBAC","BACK CALLINGTON","ElectraNet","Summer","Coincident",2014,"Actual","NA","NA"]
[null,"SA","SBAC","BACK CALLINGTON","ElectraNet","Winter","Coincident",2003,"Actual","NA","NA"]
[null,"SA","SBAC","BACK CALLINGTON","ElectraNet","Winter","Coincident",2004,"Actual","NA","NA"]
[null,"SA","SBAC","BACK CALLINGTON","ElectraNet","Winter","Coincident",2005,"Actual","NA","NA"]
[null,"SA","SBAC","BACK CALLINGTON","ElectraNet","Winter","Coincident",2006,"Actual","NA","NA"]
[null,"SA","SBAC","BACK CALLINGTON","ElectraNet","Winter","Coincident",2007,"Actual","NA","NA"]
[null,"SA","SBAC","BACK CALLINGTON","ElectraNet","Winter","Coincident",2008,"Actual","NA","NA"]
[null,"SA","SBAC","BACK CALLINGTON","ElectraNet","Winter","Coincident",2009,"Actual","NA","NA"]
[null,"SA","SBAC","BACK CALLINGTON","ElectraNet","Winter","Coincident",2010,"Actual","NA","NA"]
[null,"SA","SBAC","BACK CALLINGTON","ElectraNet","Winter","Coincident",2011,"Actual","NA","NA"]
[null,"SA","SBAC","BACK CALLINGTON","ElectraNet","Winter","Coincident",2012,"Actual","NA","NA"]
[null,"SA","SBAC","BACK CALLINGTON","ElectraNet","Winter","Coincident",2013,"Actual","NA","NA"]
[null,"SA","SBAC","BACK CALLINGTON","ElectraNet","Winter","Coincident",2014,"Actual","NA","NA"]
[null,"SA","SBAR","BAROOTA","SAPN","Summer","Coincident",2003,"Actual",6.2244640000000002,"NA"]
[null,"SA","SBAR","BAROOTA","SAPN","Summer","Coincident",2004,"Actual",6.0611220000000001,"NA"]
[null,"SA","SBAR","BAROOTA","SAPN","Summer","Coincident",2005,"Actual",4.9868360000000003,"NA"]
[null,"SA","SBAR","BAROOTA","SAPN","Summer","Coincident",2006,"Actual",7.062856,"NA"]
[null,"SA","SBAR","BAROOTA","SAPN","Summer","Coincident",2007,"Actual",6.1013159999999997,"NA"]
[null,"SA","SBAR","BAROOTA","SAPN","Summer","Coincident",2008,"Actual",6.8441599999999996,"NA"]
[null,"SA","SBAR","BAROOTA","SAPN","Summer","Coincident",2009,"Actual",8.1131840000000004,"NA"]
[null,"SA","SBAR","BAROOTA","SAPN","Summer","Coincident",2010,"Actual",7.6536,"NA"]
[null,"SA","SBAR","BAROOTA","SAPN","Summer","Coincident",2011,"Actual",7.99247,"NA"]
[null,"SA","SBAR","BAROOTA","SAPN","Summer","Coincident",2012,"Actual",5.604374,"NA"]
[null,"SA","SBAR","BAROOTA","SAPN","Summer","Coincident",2013,"Actual",6.7369240000000001,"NA"]
[null,"SA","SBAR","BAROOTA","SAPN","Summer","Coincident",2014,"Actual",7.1318999999999999,"NA"]
[null,"SA","SBAR","BAROOTA","SAPN","Winter","Coincident",2003,"Actual",5.4604140000000001,"NA"]
[null,"SA","SBAR","BAROOTA","SAPN","Winter","Coincident",2004,"Actual",6.0165319999999998,"NA"]
[null,"SA","SBAR","BAROOTA","SAPN","Winter","Coincident",2005,"Actual",5.80558,"NA"]
[null,"SA","SBAR","BAROOTA","SAPN","Winter","Coincident",2006,"Actual",6.2438520000000004,"NA"]
[null,"SA","SBAR","BAROOTA","SAPN","Winter","Coincident",2007,"Actual",6.0080419999999997,"NA"]
[null,"SA","SBAR","BAROOTA","SAPN","Winter","Coincident",2008,"Actual",6.228618,"NA"]
[null,"SA","SBAR","BAROOTA","SAPN","Winter","Coincident",2009,"Actual",5.9192819999999999,"NA"]
[null,"SA","SBAR","BAROOTA","SAPN","Winter","Coincident",2010,"Actual",6.4439780000000004,"NA"]
[null,"SA","SBAR","BAROOTA","SAPN","Winter","Coincident",2011,"Actual",5.6201540000000003,"NA"]
[null,"SA","SBAR","BAROOTA","SAPN","Winter","Coincident",2012,"Actual",5.1740240000000002,"NA"]
[null,"SA","SBAR","BAROOTA","SAPN","Winter","Coincident",2013,"Actual",5.4781000000000004,"NA"]
[null,"SA","SBAR","BAROOTA","SAPN","Winter","Coincident",2014,"Actual",5.6323499999999997,"NA"]
[null,"SA","SBRK","BRINKWORTH","SAPN","Summer","Coincident",2003,"Actual",6.7695660000000002,"NA"]
[null,"SA","SBRK","BRINKWORTH","SAPN","Summer","Coincident",2004,"Actual",6.638998,"NA"]
[null,"SA","SBRK","BRINKWORTH","SAPN","Summer","Coincident",2005,"Actual",6.9917040000000004,"NA"]
[null,"SA","SBRK","BRINKWORTH","SAPN","Summer","Coincident",2006,"Actual",7.2503599999999997,"NA"]
[null,"SA","SBRK","BRINKWORTH","SAPN","Summer","Coincident",2007,"Actual",3.2998980000000002,"NA"]
[null,"SA","SBRK","BRINKWORTH","SAPN","Summer","Coincident",2008,"Actual",3.819242,"NA"]
[null,"SA","SBRK","BRINKWORTH","SAPN","Summer","Coincident",2009,"Actual",4.4456300000000004,"NA"]
[null,"SA","SBRK","BRINKWORTH","SAPN","Summer","Coincident",2010,"Actual",4.0949780000000002,"NA"]
[null,"SA","SBRK","BRINKWORTH","SAPN","Summer","Coincident",2011,"Actual",4.8583540000000003,"NA"]
[null,"SA","SBRK","BRINKWORTH","SAPN","Summer","Coincident",2012,"Actual",3.491384,"NA"]
[null,"SA","SBRK","BRINKWORTH","SAPN","Summer","Coincident",2013,"Actual",4.0837659999999998,"NA"]
[null,"SA","SBRK","BRINKWORTH","SAPN","Summer","Coincident",2014,"Actual",4.5719820000000002,"NA"]
[null,"SA","SBRK","BRINKWORTH","SAPN","Winter","Coincident",2003,"Actual",5.3540760000000001,"NA"]
[null,"SA","SBRK","BRINKWORTH","SAPN","Winter","Coincident",2004,"Actual",5.8435940000000004,"NA"]
[null,"SA","SBRK","BRINKWORTH","SAPN","Winter","Coincident",2005,"Actual",5.7705479999999998,"NA"]
[null,"SA","SBRK","BRINKWORTH","SAPN","Winter","Coincident",2006,"Actual",11.036612,"NA"]
[null,"SA","SBRK","BRINKWORTH","SAPN","Winter","Coincident",2007,"Actual",3.4742120000000001,"NA"]
[null,"SA","SBRK","BRINKWORTH","SAPN","Winter","Coincident",2008,"Actual",3.7376079999999998,"NA"]
[null,"SA","SBRK","BRINKWORTH","SAPN","Winter","Coincident",2009,"Actual",3.4344899999999998,"NA"]
[null,"SA","SBRK","BRINKWORTH","SAPN","Winter","Coincident",2010,"Actual",4.01126,"NA"]
[null,"SA","SBRK","BRINKWORTH","SAPN","Winter","Coincident",2011,"Actual",3.5483739999999999,"NA"]
[null,"SA","SBRK","BRINKWORTH","SAPN","Winter","Coincident",2012,"Actual",3.5404019999999998,"NA"]
[null,"SA","SBRK","BRINKWORTH","SAPN","Winter","Coincident",2013,"Actual",3.5988760000000002,"NA"]
[null,"SA","SBRK","BRINKWORTH","SAPN","Winter","Coincident",2014,"Actual",3.862006,"NA"]
[null,"SA","SCLN","CLARE NORTH","SAPN","Summer","Coincident",2003,"Actual","NA","NA"]
[null,"SA","SCLN","CLARE NORTH","SAPN","Summer","Coincident",2004,"Actual","NA","NA"]
[null,"SA","SCLN","CLARE NORTH","SAPN","Summer","Coincident",2005,"Actual","NA","NA"]
[null,"SA","SCLN","CLARE NORTH","SAPN","Summer","Coincident",2006,"Actual","NA","NA"]
[null,"SA","SCLN","CLARE NORTH","SAPN","Summer","Coincident",2007,"Actual","NA","NA"]
[null,"SA","SCLN","CLARE NORTH","SAPN","Summer","Coincident",2008,"Actual","NA","NA"]
[null,"SA","SCLN","CLARE NORTH","SAPN","Summer","Coincident",2009,"Actual","NA","NA"]
[null,"SA","SCLN","CLARE NORTH","SAPN","Summer","Coincident",2010,"Actual","NA","NA"]
[null,"SA","SCLN","CLARE NORTH","SAPN","Summer","Coincident",2011,"Actual",9.6316760000000006,"NA"]
[null,"SA","SCLN","CLARE NORTH","SAPN","Summer","Coincident",2012,"Actual",10.235075999999999,"NA"]
[null,"SA","SCLN","CLARE NORTH","SAPN","Summer","Coincident",2013,"Actual",11.745728,"NA"]
[null,"SA","SCLN","CLARE NORTH","SAPN","Summer","Coincident",2014,"Actual",11.948884,"NA"]
[null,"SA","SCLN","CLARE NORTH","SAPN","Winter","Coincident",2003,"Actual","NA","NA"]
[null,"SA","SCLN","CLARE NORTH","SAPN","Winter","Coincident",2004,"Actual","NA","NA"]
[null,"SA","SCLN","CLARE NORTH","SAPN","Winter","Coincident",2005,"Actual","NA","NA"]
[null,"SA","SCLN","CLARE NORTH","SAPN","Winter","Coincident",2006,"Actual","NA","NA"]
[null,"SA","SCLN","CLARE NORTH","SAPN","Winter","Coincident",2007,"Actual","NA","NA"]
[null,"SA","SCLN","CLARE NORTH","SAPN","Winter","Coincident",2008,"Actual","NA","NA"]
[null,"SA","SCLN","CLARE NORTH","SAPN","Winter","Coincident",2009,"Actual","NA","NA"]
[null,"SA","SCLN","CLARE NORTH","SAPN","Winter","Coincident",2010,"Actual","NA","NA"]
[null,"SA","SCLN","CLARE NORTH","SAPN","Winter","Coincident",2011,"Actual",0,"NA"]
[null,"SA","SCLN","CLARE NORTH","SAPN","Winter","Coincident",2012,"Actual",8.8759259999999998,"NA"]
[null,"SA","SCLN","CLARE NORTH","SAPN","Winter","Coincident",2013,"Actual",9.797644,"NA"]
[null,"SA","SCLN","CLARE NORTH","SAPN","Winter","Coincident",2014,"Actual",9.3679900000000007,"NA"]
[null,"SA","SDAL","DALRYMPLE","SAPN","Summer","Coincident",2003,"Actual",6.4182899999999998,"NA"]
[null,"SA","SDAL","DALRYMPLE","SAPN","Summer","Coincident",2004,"Actual",6.8234779999999997,"NA"]
[null,"SA","SDAL","DALRYMPLE","SAPN","Summer","Coincident",2005,"Actual",8.0239580000000004,"NA"]
[null,"SA","SDAL","DALRYMPLE","SAPN","Summer","Coincident",2006,"Actual",5.6930240000000003,"NA"]
[null,"SA","SDAL","DALRYMPLE","SAPN","Summer","Coincident",2007,"Actual",6.6582420000000004,"NA"]
[null,"SA","SDAL","DALRYMPLE","SAPN","Summer","Coincident",2008,"Actual",5.4862339999999996,"NA"]
[null,"SA","SDAL","DALRYMPLE","SAPN","Summer","Coincident",2009,"Actual",6.5532959999999996,"NA"]
[null,"SA","SDAL","DALRYMPLE","SAPN","Summer","Coincident",2010,"Actual",6.9882799999999996,"NA"]
[null,"SA","SDAL","DALRYMPLE","SAPN","Summer","Coincident",2011,"Actual",6.2761880000000003,"NA"]
[null,"SA","SDAL","DALRYMPLE","SAPN","Summer","Coincident",2012,"Actual",4.9432640000000001,"NA"]
[null,"SA","SDAL","DALRYMPLE","SAPN","Summer","Coincident",2013,"Actual",6.5579679999999998,"NA"]
[null,"SA","SDAL","DALRYMPLE","SAPN","Summer","Coincident",2014,"Actual",7.0499219999999996,"NA"]
[null,"SA","SDAL","DALRYMPLE","SAPN","Winter","Coincident",2003,"Actual",5.556216,"NA"]
[null,"SA","SDAL","DALRYMPLE","SAPN","Winter","Coincident",2004,"Actual",5.9501400000000002,"NA"]
[null,"SA","SDAL","DALRYMPLE","SAPN","Winter","Coincident",2005,"Actual",4.7873000000000001,"NA"]
[null,"SA","SDAL","DALRYMPLE","SAPN","Winter","Coincident",2006,"Actual",4.9416880000000001,"NA"]
[null,"SA","SDAL","DALRYMPLE","SAPN","Winter","Coincident",2007,"Actual",4.7279640000000001,"NA"]
[null,"SA","SDAL","DALRYMPLE","SAPN","Winter","Coincident",2008,"Actual",5.537776,"NA"]
[null,"SA","SDAL","DALRYMPLE","SAPN","Winter","Coincident",2009,"Actual",4.7994500000000002,"NA"]
[null,"SA","SDAL","DALRYMPLE","SAPN","Winter","Coincident",2010,"Actual",4.699166,"NA"]
[null,"SA","SDAL","DALRYMPLE","SAPN","Winter","Coincident",2011,"Actual",5.1413719999999996,"NA"]
[null,"SA","SDAL","DALRYMPLE","SAPN","Winter","Coincident",2012,"Actual",5.1499259999999998,"NA"]
[null,"SA","SDAL","DALRYMPLE","SAPN","Winter","Coincident",2013,"Actual",4.2337920000000002,"NA"]
[null,"SA","SDAL","DALRYMPLE","SAPN","Winter","Coincident",2014,"Actual",4.2751799999999998,"NA"]
[null,"SA","SDAW","DAVENPORT WEST","SAPN","Summer","Coincident",2003,"Actual","NA","NA"]
[null,"SA","SDAW","DAVENPORT WEST","SAPN","Summer","Coincident",2004,"Actual","NA","NA"]
[null,"SA","SDAW","DAVENPORT WEST","SAPN","Summer","Coincident",2005,"Actual","NA","NA"]
[null,"SA","SDAW","DAVENPORT WEST","SAPN","Summer","Coincident",2006,"Actual","NA","NA"]
[null,"SA","SDAW","DAVENPORT WEST","SAPN","Summer","Coincident",2007,"Actual","NA","NA"]
[null,"SA","SDAW","DAVENPORT WEST","SAPN","Summer","Coincident",2008,"Actual","NA","NA"]
[null,"SA","SDAW","DAVENPORT WEST","SAPN","Summer","Coincident",2009,"Actual","NA","NA"]
[null,"SA","SDAW","DAVENPORT WEST","SAPN","Summer","Coincident",2010,"Actual",4.9470159999999996,"NA"]
[null,"SA","SDAW","DAVENPORT WEST","SAPN","Summer","Coincident",2011,"Actual",30.541056000000001,"NA"]
[null,"SA","SDAW","DAVENPORT WEST","SAPN","Summer","Coincident",2012,"Actual",23.658408000000001,"NA"]
[null,"SA","SDAW","DAVENPORT WEST","SAPN","Summer","Coincident",2013,"Actual",27.384395999999999,"NA"]
[null,"SA","SDAW","DAVENPORT WEST","SAPN","Summer","Coincident",2014,"Actual",27.114623999999999,"NA"]
[null,"SA","SDAW","DAVENPORT WEST","SAPN","Winter","Coincident",2003,"Actual","NA","NA"]
[null,"SA","SDAW","DAVENPORT WEST","SAPN","Winter","Coincident",2004,"Actual","NA","NA"]
[null,"SA","SDAW","DAVENPORT WEST","SAPN","Winter","Coincident",2005,"Actual","NA","NA"]
[null,"SA","SDAW","DAVENPORT WEST","SAPN","Winter","Coincident",2006,"Actual","NA","NA"]
[null,"SA","SDAW","DAVENPORT WEST","SAPN","Winter","Coincident",2007,"Actual","NA","NA"]
[null,"SA","SDAW","DAVENPORT WEST","SAPN","Winter","Coincident",2008,"Actual","NA","NA"]
[null,"SA","SDAW","DAVENPORT WEST","SAPN","Winter","Coincident",2009,"Actual","NA","NA"]
[null,"SA","SDAW","DAVENPORT WEST","SAPN","Winter","Coincident",2010,"Actual",18.264824000000001,"NA"]
[null,"SA","SDAW","DAVENPORT WEST","SAPN","Winter","Coincident",2011,"Actual",18.494047999999999,"NA"]
[null,"SA","SDAW","DAVENPORT WEST","SAPN","Winter","Coincident",2012,"Actual",15.680552,"NA"]
[null,"SA","SDAW","DAVENPORT WEST","SAPN","Winter","Coincident",2013,"Actual",18.143944000000001,"NA"]
[null,"SA","SDAW","DAVENPORT WEST","SAPN","Winter","Coincident",2014,"Actual",18.508876000000001,"NA"]
[null,"SA","SGSDRN","DORRIEN","SAPN","Summer","Coincident",2003,"Actual",17.713208000000002,"NA"]
[null,"SA","SGSDRN","DORRIEN","SAPN","Summer","Coincident",2004,"Actual",17.388487999999999,"NA"]
[null,"SA","SGSDRN","DORRIEN","SAPN","Summer","Coincident",2005,"Actual",21.157492000000001,"NA"]
[null,"SA","SGSDRN","DORRIEN","SAPN","Summer","Coincident",2006,"Actual",42.551867999999999,"NA"]
[null,"SA","SGSDRN","DORRIEN","SAPN","Summer","Coincident",2007,"Actual",44.584772000000001,"NA"]
[null,"SA","SGSDRN","DORRIEN","SAPN","Summer","Coincident",2008,"Actual",58.950046,"NA"]
[null,"SA","SGSDRN","DORRIEN","SAPN","Summer","Coincident",2009,"Actual",58.303325999999998,"NA"]
[null,"SA","SGSDRN","DORRIEN","SAPN","Summer","Coincident",2010,"Actual",55.685555999999998,"NA"]
[null,"SA","SGSDRN","DORRIEN","SAPN","Summer","Coincident",2011,"Actual",54.469234,"NA"]
[null,"SA","SGSDRN","DORRIEN","SAPN","Summer","Coincident",2012,"Actual",46.703758000000001,"NA"]
[null,"SA","SGSDRN","DORRIEN","SAPN","Summer","Coincident",2013,"Actual",52.086163999999997,"NA"]
[null,"SA","SGSDRN","DORRIEN","SAPN","Summer","Coincident",2014,"Actual",53.345314000000002,"NA"]
[null,"SA","SGSDRN","DORRIEN","SAPN","Winter","Coincident",2003,"Actual",13.500498,"NA"]
[null,"SA","SGSDRN","DORRIEN","SAPN","Winter","Coincident",2004,"Actual",18.851289999999999,"NA"]
[null,"SA","SGSDRN","DORRIEN","SAPN","Winter","Coincident",2005,"Actual",38.179262000000001,"NA"]
[null,"SA","SGSDRN","DORRIEN","SAPN","Winter","Coincident",2006,"Actual",39.855167999999999,"NA"]
[null,"SA","SGSDRN","DORRIEN","SAPN","Winter","Coincident",2007,"Actual",38.144924000000003,"NA"]
[null,"SA","SGSDRN","DORRIEN","SAPN","Winter","Coincident",2008,"Actual",41.499181999999998,"NA"]
[null,"SA","SGSDRN","DORRIEN","SAPN","Winter","Coincident",2009,"Actual",40.493878000000002,"NA"]
[null,"SA","SGSDRN","DORRIEN","SAPN","Winter","Coincident",2010,"Actual",40.816105999999998,"NA"]
[null,"SA","SGSDRN","DORRIEN","SAPN","Winter","Coincident",2011,"Actual",42.461317999999999,"NA"]
[null,"SA","SGSDRN","DORRIEN","SAPN","Winter","Coincident",2012,"Actual",39.220548000000001,"NA"]
[null,"SA","SGSDRN","DORRIEN","SAPN","Winter","Coincident",2013,"Actual",38.993079999999999,"NA"]
[null,"SA","SGSDRN","DORRIEN","SAPN","Winter","Coincident",2014,"Actual",39.251336000000002,"NA"]
[null,"SA","SGSKET","KEITH","SAPN","Summer","Coincident",2003,"Actual",19.499772,"NA"]
[null,"SA","SGSKET","KEITH","SAPN","Summer","Coincident",2004,"Actual",20.310904000000001,"NA"]
[null,"SA","SGSKET","KEITH","SAPN","Summer","Coincident",2005,"Actual",19.978895999999999,"NA"]
[null,"SA","SGSKET","KEITH","SAPN","Summer","Coincident",2006,"Actual",21.540600000000001,"NA"]
[null,"SA","SGSKET","KEITH","SAPN","Summer","Coincident",2007,"Actual",20.868407999999999,"NA"]
[null,"SA","SGSKET","KEITH","SAPN","Summer","Coincident",2008,"Actual",21.291364000000002,"NA"]
[null,"SA","SGSKET","KEITH","SAPN","Summer","Coincident",2009,"Actual",25.954395999999999,"NA"]
[null,"SA","SGSKET","KEITH","SAPN","Summer","Coincident",2010,"Actual",23.563244000000001,"NA"]
[null,"SA","SGSKET","KEITH","SAPN","Summer","Coincident",2011,"Actual",21.994679999999999,"NA"]
[null,"SA","SGSKET","KEITH","SAPN","Summer","Coincident",2012,"Actual",19.188824,"NA"]
[null,"SA","SGSKET","KEITH","SAPN","Summer","Coincident",2013,"Actual",18.047357999999999,"NA"]
[null,"SA","SGSKET","KEITH","SAPN","Summer","Coincident",2014,"Actual",22.503056000000001,"NA"]
[null,"SA","SGSKET","KEITH","SAPN","Winter","Coincident",2003,"Actual",11.690606000000001,"NA"]
[null,"SA","SGSKET","KEITH","SAPN","Winter","Coincident",2004,"Actual",11.64241,"NA"]
[null,"SA","SGSKET","KEITH","SAPN","Winter","Coincident",2005,"Actual",13.36383,"NA"]
[null,"SA","SGSKET","KEITH","SAPN","Winter","Coincident",2006,"Actual",14.761939999999999,"NA"]
[null,"SA","SGSKET","KEITH","SAPN","Winter","Coincident",2007,"Actual",12.268426,"NA"]
[null,"SA","SGSKET","KEITH","SAPN","Winter","Coincident",2008,"Actual",13.062082,"NA"]
[null,"SA","SGSKET","KEITH","SAPN","Winter","Coincident",2009,"Actual",13.728885999999999,"NA"]
[null,"SA","SGSKET","KEITH","SAPN","Winter","Coincident",2010,"Actual",12.929080000000001,"NA"]
[null,"SA","SGSKET","KEITH","SAPN","Winter","Coincident",2011,"Actual",12.921775999999999,"NA"]
[null,"SA","SGSKET","KEITH","SAPN","Winter","Coincident",2012,"Actual",11.834838,"NA"]
[null,"SA","SGSKET","KEITH","SAPN","Winter","Coincident",2013,"Actual",12.498991999999999,"NA"]
[null,"SA","SGSKET","KEITH","SAPN","Winter","Coincident",2014,"Actual",12.64659,"NA"]
[null,"SA","SGSXEAST","EASTERN SUBURBS","SAPN","Summer","Coincident",2003,"Actual",552.26896999999997,"NA"]
[null,"SA","SGSXEAST","EASTERN SUBURBS","SAPN","Summer","Coincident",2004,"Actual",531.26107200000001,"NA"]
[null,"SA","SGSXEAST","EASTERN SUBURBS","SAPN","Summer","Coincident",2005,"Actual",539.89185756999996,"NA"]
[null,"SA","SGSXEAST","EASTERN SUBURBS","SAPN","Summer","Coincident",2006,"Actual",660.59216119999996,"NA"]
[null,"SA","SGSXEAST","EASTERN SUBURBS","SAPN","Summer","Coincident",2007,"Actual",628.255222,"NA"]
[null,"SA","SGSXEAST","EASTERN SUBURBS","SAPN","Summer","Coincident",2008,"Actual",684.47301000000004,"NA"]
[null,"SA","SGSXEAST","EASTERN SUBURBS","SAPN","Summer","Coincident",2009,"Actual",730.90970000000004,"NA"]
[null,"SA","SGSXEAST","EASTERN SUBURBS","SAPN","Summer","Coincident",2010,"Actual",695.42306599999995,"NA"]
[null,"SA","SGSXEAST","EASTERN SUBURBS","SAPN","Summer","Coincident",2011,"Actual",699.16096400000004,"NA"]
[null,"SA","SGSXEAST","EASTERN SUBURBS","SAPN","Summer","Coincident",2012,"Actual",605.68175199999996,"NA"]
[null,"SA","SGSXEAST","EASTERN SUBURBS","SAPN","Summer","Coincident",2013,"Actual",597.280798,"NA"]
[null,"SA","SGSXEAST","EASTERN SUBURBS","SAPN","Summer","Coincident",2014,"Actual",629.21473000000003,"NA"]
[null,"SA","SGSXEAST","EASTERN SUBURBS","SAPN","Winter","Coincident",2003,"Actual",372.02104200000002,"NA"]
[null,"SA","SGSXEAST","EASTERN SUBURBS","SAPN","Winter","Coincident",2004,"Actual",392.07626599999998,"NA"]
[null,"SA","SGSXEAST","EASTERN SUBURBS","SAPN","Winter","Coincident",2005,"Actual",406.09163027300002,"NA"]
[null,"SA","SGSXEAST","EASTERN SUBURBS","SAPN","Winter","Coincident",2006,"Actual",464.43741199999999,"NA"]
[null,"SA","SGSXEAST","EASTERN SUBURBS","SAPN","Winter","Coincident",2007,"Actual",474.40758,"NA"]
[null,"SA","SGSXEAST","EASTERN SUBURBS","SAPN","Winter","Coincident",2008,"Actual",476.636168,"NA"]
[null,"SA","SGSXEAST","EASTERN SUBURBS","SAPN","Winter","Coincident",2009,"Actual",436.39583399999998,"NA"]
[null,"SA","SGSXEAST","EASTERN SUBURBS","SAPN","Winter","Coincident",2010,"Actual",463.57239199999998,"NA"]
[null,"SA","SGSXEAST","EASTERN SUBURBS","SAPN","Winter","Coincident",2011,"Actual",436.05076800000001,"NA"]
[null,"SA","SGSXEAST","EASTERN SUBURBS","SAPN","Winter","Coincident",2012,"Actual",423.38886600000001,"NA"]
[null,"SA","SGSXEAST","EASTERN SUBURBS","SAPN","Winter","Coincident",2013,"Actual",430.50014800000002,"NA"]
[null,"SA","SGSXEAST","EASTERN SUBURBS","SAPN","Winter","Coincident",2014,"Actual",434.76184599999999,"NA"]
[null,"SA","SHUM","HUMMOCKS","SAPN","Summer","Coincident",2003,"Actual",9.2637219999999996,"NA"]
[null,"SA","SHUM","HUMMOCKS","SAPN","Summer","Coincident",2004,"Actual",8.986262,"NA"]
[null,"SA","SHUM","HUMMOCKS","SAPN","Summer","Coincident",2005,"Actual",9.833952,"NA"]
[null,"SA","SHUM","HUMMOCKS","SAPN","Summer","Coincident",2006,"Actual",11.217366,"NA"]
[null,"SA","SHUM","HUMMOCKS","SAPN","Summer","Coincident",2007,"Actual",10.854331999999999,"NA"]
[null,"SA","SHUM","HUMMOCKS","SAPN","Summer","Coincident",2008,"Actual",10.947056,"NA"]
[null,"SA","SHUM","HUMMOCKS","SAPN","Summer","Coincident",2009,"Actual",12.584479999999999,"NA"]
[null,"SA","SHUM","HUMMOCKS","SAPN","Summer","Coincident",2010,"Actual",13.416558,"NA"]
[null,"SA","SHUM","HUMMOCKS","SAPN","Summer","Coincident",2011,"Actual",14.468144000000001,"NA"]
[null,"SA","SHUM","HUMMOCKS","SAPN","Summer","Coincident",2012,"Actual",11.838798000000001,"NA"]
[null,"SA","SHUM","HUMMOCKS","SAPN","Summer","Coincident",2013,"Actual",12.812856,"NA"]
[null,"SA","SHUM","HUMMOCKS","SAPN","Summer","Coincident",2014,"Actual",12.393722,"NA"]
[null,"SA","SHUM","HUMMOCKS","SAPN","Winter","Coincident",2003,"Actual",7.6344580000000004,"NA"]
[null,"SA","SHUM","HUMMOCKS","SAPN","Winter","Coincident",2004,"Actual",8.740888,"NA"]
[null,"SA","SHUM","HUMMOCKS","SAPN","Winter","Coincident",2005,"Actual",9.0896439999999998,"NA"]
[null,"SA","SHUM","HUMMOCKS","SAPN","Winter","Coincident",2006,"Actual",10.237054000000001,"NA"]
[null,"SA","SHUM","HUMMOCKS","SAPN","Winter","Coincident",2007,"Actual",8.2151999999999994,"NA"]
[null,"SA","SHUM","HUMMOCKS","SAPN","Winter","Coincident",2008,"Actual",9.0392679999999999,"NA"]
[null,"SA","SHUM","HUMMOCKS","SAPN","Winter","Coincident",2009,"Actual",10.016908000000001,"NA"]
[null,"SA","SHUM","HUMMOCKS","SAPN","Winter","Coincident",2010,"Actual",10.554107999999999,"NA"]
[null,"SA","SHUM","HUMMOCKS","SAPN","Winter","Coincident",2011,"Actual",10.101293999999999,"NA"]
[null,"SA","SHUM","HUMMOCKS","SAPN","Winter","Coincident",2012,"Actual",10.146122,"NA"]
[null,"SA","SHUM","HUMMOCKS","SAPN","Winter","Coincident",2013,"Actual",8.9747439999999994,"NA"]
[null,"SA","SHUM","HUMMOCKS","SAPN","Winter","Coincident",2014,"Actual",9.7672799999999995,"NA"]
[null,"SA","SGSSNN","SNUGGERY INDUSTRIAL","SAPN","Summer","Coincident",2003,"Actual","NA","NA"]
[null,"SA","SGSSNN","SNUGGERY INDUSTRIAL","SAPN","Summer","Coincident",2004,"Actual",31.722888000000001,"NA"]
[null,"SA","SGSSNN","SNUGGERY INDUSTRIAL","SAPN","Summer","Coincident",2005,"Actual",22.637218000000001,"NA"]
[null,"SA","SGSSNN","SNUGGERY INDUSTRIAL","SAPN","Summer","Coincident",2006,"Actual",39.671694000000002,"NA"]
[null,"SA","SGSSNN","SNUGGERY INDUSTRIAL","SAPN","Summer","Coincident",2007,"Actual",40.504162000000001,"NA"]
[null,"SA","SGSSNN","SNUGGERY INDUSTRIAL","SAPN","Summer","Coincident",2008,"Actual",32.457659999999997,"NA"]
[null,"SA","SGSSNN","SNUGGERY INDUSTRIAL","SAPN","Summer","Coincident",2009,"Actual",26.525200000000002,"NA"]
[null,"SA","SGSSNN","SNUGGERY INDUSTRIAL","SAPN","Summer","Coincident",2010,"Actual",11.43824,"NA"]
[null,"SA","SGSSNN","SNUGGERY INDUSTRIAL","SAPN","Summer","Coincident",2011,"Actual",7.2091919999999998,"NA"]
[null,"SA","SGSSNN","SNUGGERY INDUSTRIAL","SAPN","Summer","Coincident",2012,"Actual",16.454536000000001,"NA"]
[null,"SA","SGSSNN","SNUGGERY INDUSTRIAL","SAPN","Summer","Coincident",2013,"Actual",13.302268,"NA"]
[null,"SA","SGSSNN","SNUGGERY INDUSTRIAL","SAPN","Summer","Coincident",2014,"Actual",-4.5798540000000001,"NA"]
[null,"SA","SGSSNN","SNUGGERY INDUSTRIAL","SAPN","Winter","Coincident",2003,"Actual","NA","NA"]
[null,"SA","SGSSNN","SNUGGERY INDUSTRIAL","SAPN","Winter","Coincident",2004,"Actual",28.120570000000001,"NA"]
[null,"SA","SGSSNN","SNUGGERY INDUSTRIAL","SAPN","Winter","Coincident",2005,"Actual",30.472211999999999,"NA"]
[null,"SA","SGSSNN","SNUGGERY INDUSTRIAL","SAPN","Winter","Coincident",2006,"Actual",34.41319,"NA"]
[null,"SA","SGSSNN","SNUGGERY INDUSTRIAL","SAPN","Winter","Coincident",2007,"Actual",38.554900000000004,"NA"]
[null,"SA","SGSSNN","SNUGGERY INDUSTRIAL","SAPN","Winter","Coincident",2008,"Actual",34.491166,"NA"]
[null,"SA","SGSSNN","SNUGGERY INDUSTRIAL","SAPN","Winter","Coincident",2009,"Actual",36.648815999999997,"NA"]
[null,"SA","SGSSNN","SNUGGERY INDUSTRIAL","SAPN","Winter","Coincident",2010,"Actual",38.707307999999998,"NA"]
[null,"SA","SGSSNN","SNUGGERY INDUSTRIAL","SAPN","Winter","Coincident",2011,"Actual",30.320018000000001,"NA"]
[null,"SA","SGSSNN","SNUGGERY INDUSTRIAL","SAPN","Winter","Coincident",2012,"Actual",23.114049999999999,"NA"]
[null,"SA","SGSSNN","SNUGGERY INDUSTRIAL","SAPN","Winter","Coincident",2013,"Actual",13.13109,"NA"]
[null,"SA","SGSSNN","SNUGGERY INDUSTRIAL","SAPN","Winter","Coincident",2014,"Actual",2.272472,"NA"]
[null,"SA","SGSXSOUT","SOUTHERN SUBURBS","SAPN","Summer","Coincident",2003,"Actual",560.54279199999996,"NA"]
[null,"SA","SGSXSOUT","SOUTHERN SUBURBS","SAPN","Summer","Coincident",2004,"Actual",497.11746599999998,"NA"]
[null,"SA","SGSXSOUT","SOUTHERN SUBURBS","SAPN","Summer","Coincident",2005,"Actual",489.48129799999998,"NA"]
[null,"SA","SGSXSOUT","SOUTHERN SUBURBS","SAPN","Summer","Coincident",2006,"Actual",579.77372400000002,"NA"]
[null,"SA","SGSXSOUT","SOUTHERN SUBURBS","SAPN","Summer","Coincident",2007,"Actual",548.16986799999995,"NA"]
[null,"SA","SGSXSOUT","SOUTHERN SUBURBS","SAPN","Summer","Coincident",2008,"Actual",654.42802200000006,"NA"]
[null,"SA","SGSXSOUT","SOUTHERN SUBURBS","SAPN","Summer","Coincident",2009,"Actual",728.77546400000006,"NA"]
[null,"SA","SGSXSOUT","SOUTHERN SUBURBS","SAPN","Summer","Coincident",2010,"Actual",688.93895199999997,"NA"]
[null,"SA","SGSXSOUT","SOUTHERN SUBURBS","SAPN","Summer","Coincident",2011,"Actual",727.25495999999998,"NA"]
[null,"SA","SGSXSOUT","SOUTHERN SUBURBS","SAPN","Summer","Coincident",2012,"Actual",605.92176400000005,"NA"]
[null,"SA","SGSXSOUT","SOUTHERN SUBURBS","SAPN","Summer","Coincident",2013,"Actual",659.08825200000001,"NA"]
[null,"SA","SGSXSOUT","SOUTHERN SUBURBS","SAPN","Summer","Coincident",2014,"Actual",761.13877400000001,"NA"]
[null,"SA","SGSXSOUT","SOUTHERN SUBURBS","SAPN","Winter","Coincident",2003,"Actual",445.51018800000003,"NA"]
[null,"SA","SGSXSOUT","SOUTHERN SUBURBS","SAPN","Winter","Coincident",2004,"Actual",456.85558800000001,"NA"]
[null,"SA","SGSXSOUT","SOUTHERN SUBURBS","SAPN","Winter","Coincident",2005,"Actual",451.75387000000001,"NA"]
[null,"SA","SGSXSOUT","SOUTHERN SUBURBS","SAPN","Winter","Coincident",2006,"Actual",482.75211000000002,"NA"]
[null,"SA","SGSXSOUT","SOUTHERN SUBURBS","SAPN","Winter","Coincident",2007,"Actual",481.66321199999999,"NA"]
[null,"SA","SGSXSOUT","SOUTHERN SUBURBS","SAPN","Winter","Coincident",2008,"Actual",520.57049800000004,"NA"]
[null,"SA","SGSXSOUT","SOUTHERN SUBURBS","SAPN","Winter","Coincident",2009,"Actual",495.35290400000002,"NA"]
[null,"SA","SGSXSOUT","SOUTHERN SUBURBS","SAPN","Winter","Coincident",2010,"Actual",534.51897399999996,"NA"]
[null,"SA","SGSXSOUT","SOUTHERN SUBURBS","SAPN","Winter","Coincident",2011,"Actual",488.71232199999997,"NA"]
[null,"SA","SGSXSOUT","SOUTHERN SUBURBS","SAPN","Winter","Coincident",2012,"Actual",523.340056,"NA"]
[null,"SA","SGSXSOUT","SOUTHERN SUBURBS","SAPN","Winter","Coincident",2013,"Actual",496.58604600000001,"NA"]
[null,"SA","SGSXSOUT","SOUTHERN SUBURBS","SAPN","Winter","Coincident",2014,"Actual",533.046876,"NA"]
[null,"SA","SGSXWEST","WESTERN SUBURBS","SAPN","Summer","Coincident",2003,"Actual",362.46282200000002,"NA"]
[null,"SA","SGSXWEST","WESTERN SUBURBS","SAPN","Summer","Coincident",2004,"Actual",341.92714799999999,"NA"]
[null,"SA","SGSXWEST","WESTERN SUBURBS","SAPN","Summer","Coincident",2005,"Actual",360.09443800000003,"NA"]
[null,"SA","SGSXWEST","WESTERN SUBURBS","SAPN","Summer","Coincident",2006,"Actual",370.41486400000002,"NA"]
[null,"SA","SGSXWEST","WESTERN SUBURBS","SAPN","Summer","Coincident",2007,"Actual",383.71439400000003,"NA"]
[null,"SA","SGSXWEST","WESTERN SUBURBS","SAPN","Summer","Coincident",2008,"Actual",404.59159199999999,"NA"]
[null,"SA","SGSXWEST","WESTERN SUBURBS","SAPN","Summer","Coincident",2009,"Actual",433.38737800000001,"NA"]
[null,"SA","SGSXWEST","WESTERN SUBURBS","SAPN","Summer","Coincident",2010,"Actual",440.87381599999998,"NA"]
[null,"SA","SGSXWEST","WESTERN SUBURBS","SAPN","Summer","Coincident",2011,"Actual",435.80283400000002,"NA"]
[null,"SA","SGSXWEST","WESTERN SUBURBS","SAPN","Summer","Coincident",2012,"Actual",376.192136,"NA"]
[null,"SA","SGSXWEST","WESTERN SUBURBS","SAPN","Summer","Coincident",2013,"Actual",363.157062,"NA"]
[null,"SA","SGSXWEST","WESTERN SUBURBS","SAPN","Summer","Coincident",2014,"Actual",431.22832199999999,"NA"]
[null,"SA","SGSXWEST","WESTERN SUBURBS","SAPN","Winter","Coincident",2003,"Actual",268.79539799999998,"NA"]
[null,"SA","SGSXWEST","WESTERN SUBURBS","SAPN","Winter","Coincident",2004,"Actual",303.91742199999999,"NA"]
[null,"SA","SGSXWEST","WESTERN SUBURBS","SAPN","Winter","Coincident",2005,"Actual",287.199208,"NA"]
[null,"SA","SGSXWEST","WESTERN SUBURBS","SAPN","Winter","Coincident",2006,"Actual",310.36019399999998,"NA"]
[null,"SA","SGSXWEST","WESTERN SUBURBS","SAPN","Winter","Coincident",2007,"Actual",314.47579000000002,"NA"]
[null,"SA","SGSXWEST","WESTERN SUBURBS","SAPN","Winter","Coincident",2008,"Actual",319.61018999999999,"NA"]
[null,"SA","SGSXWEST","WESTERN SUBURBS","SAPN","Winter","Coincident",2009,"Actual",293.593636,"NA"]
[null,"SA","SGSXWEST","WESTERN SUBURBS","SAPN","Winter","Coincident",2010,"Actual",316.88149800000002,"NA"]
[null,"SA","SGSXWEST","WESTERN SUBURBS","SAPN","Winter","Coincident",2011,"Actual",281.224694,"NA"]
[null,"SA","SGSXWEST","WESTERN SUBURBS","SAPN","Winter","Coincident",2012,"Actual",292.80949399999997,"NA"]
[null,"SA","SGSXWEST","WESTERN SUBURBS","SAPN","Winter","Coincident",2013,"Actual",324.29807799999998,"NA"]
[null,"SA","SGSXWEST","WESTERN SUBURBS","SAPN","Winter","Coincident",2014,"Actual",324.77812799999998,"NA"]
[null,"SA","SISSPN","STONY POINT","SAPN","Summer","Coincident",2003,"Actual","NA","NA"]
[null,"SA","SISSPN","STONY POINT","SAPN","Summer","Coincident",2004,"Actual","NA","NA"]
[null,"SA","SISSPN","STONY POINT","SAPN","Summer","Coincident",2005,"Actual","NA","NA"]
[null,"SA","SISSPN","STONY POINT","SAPN","Summer","Coincident",2006,"Actual","NA","NA"]
[null,"SA","SISSPN","STONY POINT","SAPN","Summer","Coincident",2007,"Actual","NA","NA"]
[null,"SA","SISSPN","STONY POINT","SAPN","Summer","Coincident",2008,"Actual","NA","NA"]
[null,"SA","SISSPN","STONY POINT","SAPN","Summer","Coincident",2009,"Actual","NA","NA"]
[null,"SA","SISSPN","STONY POINT","SAPN","Summer","Coincident",2010,"Actual",4.2417999999999997E-2,"NA"]
[null,"SA","SISSPN","STONY POINT","SAPN","Summer","Coincident",2011,"Actual",8.9627999999999999E-2,"NA"]
[null,"SA","SISSPN","STONY POINT","SAPN","Summer","Coincident",2012,"Actual",5.8066E-2,"NA"]
[null,"SA","SISSPN","STONY POINT","SAPN","Summer","Coincident",2013,"Actual",5.0257999999999997E-2,"NA"]
[null,"SA","SISSPN","STONY POINT","SAPN","Summer","Coincident",2014,"Actual",4.9806000000000003E-2,"NA"]
[null,"SA","SISSPN","STONY POINT","SAPN","Winter","Coincident",2003,"Actual","NA","NA"]
[null,"SA","SISSPN","STONY POINT","SAPN","Winter","Coincident",2004,"Actual","NA","NA"]
[null,"SA","SISSPN","STONY POINT","SAPN","Winter","Coincident",2005,"Actual","NA","NA"]
[null,"SA","SISSPN","STONY POINT","SAPN","Winter","Coincident",2006,"Actual","NA","NA"]
[null,"SA","SISSPN","STONY POINT","SAPN","Winter","Coincident",2007,"Actual","NA","NA"]
[null,"SA","SISSPN","STONY POINT","SAPN","Winter","Coincident",2008,"Actual","NA","NA"]
[null,"SA","SISSPN","STONY POINT","SAPN","Winter","Coincident",2009,"Actual",2.8709999999999999E-2,"NA"]
[null,"SA","SISSPN","STONY POINT","SAPN","Winter","Coincident",2010,"Actual",5.0082000000000002E-2,"NA"]
[null,"SA","SISSPN","STONY POINT","SAPN","Winter","Coincident",2011,"Actual",4.8601999999999999E-2,"NA"]
[null,"SA","SISSPN","STONY POINT","SAPN","Winter","Coincident",2012,"Actual",3.2030000000000003E-2,"NA"]
[null,"SA","SISSPN","STONY POINT","SAPN","Winter","Coincident",2013,"Actual",2.8361999999999998E-2,"NA"]
[null,"SA","SISSPN","STONY POINT","SAPN","Winter","Coincident",2014,"Actual",3.1354E-2,"NA"]
[null,"SA","SXNORT","NORTHERN","SAPN","Summer","Coincident",2003,"Actual",260.91628800000001,"NA"]
[null,"SA","SXNORT","NORTHERN","SAPN","Summer","Coincident",2004,"Actual",259.25569200000001,"NA"]
[null,"SA","SXNORT","NORTHERN","SAPN","Summer","Coincident",2005,"Actual",262.04753399999998,"NA"]
[null,"SA","SXNORT","NORTHERN","SAPN","Summer","Coincident",2006,"Actual",291.04062599999997,"NA"]
[null,"SA","SXNORT","NORTHERN","SAPN","Summer","Coincident",2007,"Actual",289.98688199999998,"NA"]
[null,"SA","SXNORT","NORTHERN","SAPN","Summer","Coincident",2008,"Actual",326.15309000000002,"NA"]
[null,"SA","SXNORT","NORTHERN","SAPN","Summer","Coincident",2009,"Actual",339.632926,"NA"]
[null,"SA","SXNORT","NORTHERN","SAPN","Summer","Coincident",2010,"Actual",345.20352400000002,"NA"]
[null,"SA","SXNORT","NORTHERN","SAPN","Summer","Coincident",2011,"Actual",368.50313199999999,"NA"]
[null,"SA","SXNORT","NORTHERN","SAPN","Summer","Coincident",2012,"Actual",322.62732799999998,"NA"]
[null,"SA","SXNORT","NORTHERN","SAPN","Summer","Coincident",2013,"Actual",324.98908399999999,"NA"]
[null,"SA","SXNORT","NORTHERN","SAPN","Summer","Coincident",2014,"Actual",302.31891999999999,"NA"]
[null,"SA","SXNORT","NORTHERN","SAPN","Winter","Coincident",2003,"Actual",187.88140999999999,"NA"]
[null,"SA","SXNORT","NORTHERN","SAPN","Winter","Coincident",2004,"Actual",213.14362800000001,"NA"]
[null,"SA","SXNORT","NORTHERN","SAPN","Winter","Coincident",2005,"Actual",216.21646200000001,"NA"]
[null,"SA","SXNORT","NORTHERN","SAPN","Winter","Coincident",2006,"Actual",226.51369399999999,"NA"]
[null,"SA","SXNORT","NORTHERN","SAPN","Winter","Coincident",2007,"Actual",230.72457399999999,"NA"]
[null,"SA","SXNORT","NORTHERN","SAPN","Winter","Coincident",2008,"Actual",250.60561799999999,"NA"]
[null,"SA","SXNORT","NORTHERN","SAPN","Winter","Coincident",2009,"Actual",229.77662599999999,"NA"]
[null,"SA","SXNORT","NORTHERN","SAPN","Winter","Coincident",2010,"Actual",242.14721399999999,"NA"]
[null,"SA","SXNORT","NORTHERN","SAPN","Winter","Coincident",2011,"Actual",232.76745600000001,"NA"]
[null,"SA","SXNORT","NORTHERN","SAPN","Winter","Coincident",2012,"Actual",236.86887999999999,"NA"]
[null,"SA","SXNORT","NORTHERN","SAPN","Winter","Coincident",2013,"Actual",212.83828800000001,"NA"]
[null,"SA","SXNORT","NORTHERN","SAPN","Winter","Coincident",2014,"Actual",215.538904,"NA"]
[null,"SA","SXPPIR","PORT PIRIE SYSTEM","SAPN","Summer","Coincident",2003,"Actual",58.772944000000003,"NA"]
[null,"SA","SXPPIR","PORT PIRIE SYSTEM","SAPN","Summer","Coincident",2004,"Actual",59.309511999999998,"NA"]
[null,"SA","SXPPIR","PORT PIRIE SYSTEM","SAPN","Summer","Coincident",2005,"Actual",59.607531999999999,"NA"]
[null,"SA","SXPPIR","PORT PIRIE SYSTEM","SAPN","Summer","Coincident",2006,"Actual",61.906708000000002,"NA"]
[null,"SA","SXPPIR","PORT PIRIE SYSTEM","SAPN","Summer","Coincident",2007,"Actual",63.283380000000001,"NA"]
[null,"SA","SXPPIR","PORT PIRIE SYSTEM","SAPN","Summer","Coincident",2008,"Actual",56.323324,"NA"]
[null,"SA","SXPPIR","PORT PIRIE SYSTEM","SAPN","Summer","Coincident",2009,"Actual",66.254903999999996,"NA"]
[null,"SA","SXPPIR","PORT PIRIE SYSTEM","SAPN","Summer","Coincident",2010,"Actual",66.839792000000003,"NA"]
[null,"SA","SXPPIR","PORT PIRIE SYSTEM","SAPN","Summer","Coincident",2011,"Actual",59.806871999999998,"NA"]
[null,"SA","SXPPIR","PORT PIRIE SYSTEM","SAPN","Summer","Coincident",2012,"Actual",61.040072000000002,"NA"]
[null,"SA","SXPPIR","PORT PIRIE SYSTEM","SAPN","Summer","Coincident",2013,"Actual",51.260916000000002,"NA"]
[null,"SA","SXPPIR","PORT PIRIE SYSTEM","SAPN","Summer","Coincident",2014,"Actual",63.335839999999997,"NA"]
[null,"SA","SXPPIR","PORT PIRIE SYSTEM","SAPN","Winter","Coincident",2003,"Actual",57.514792,"NA"]
[null,"SA","SXPPIR","PORT PIRIE SYSTEM","SAPN","Winter","Coincident",2004,"Actual",52.497807999999999,"NA"]
[null,"SA","SXPPIR","PORT PIRIE SYSTEM","SAPN","Winter","Coincident",2005,"Actual",55.87979,"NA"]
[null,"SA","SXPPIR","PORT PIRIE SYSTEM","SAPN","Winter","Coincident",2006,"Actual",58.19914,"NA"]
[null,"SA","SXPPIR","PORT PIRIE SYSTEM","SAPN","Winter","Coincident",2007,"Actual",60.046495999999998,"NA"]
[null,"SA","SXPPIR","PORT PIRIE SYSTEM","SAPN","Winter","Coincident",2008,"Actual",58.095768,"NA"]
[null,"SA","SXPPIR","PORT PIRIE SYSTEM","SAPN","Winter","Coincident",2009,"Actual",60.233911999999997,"NA"]
[null,"SA","SXPPIR","PORT PIRIE SYSTEM","SAPN","Winter","Coincident",2010,"Actual",58.138936000000001,"NA"]
[null,"SA","SXPPIR","PORT PIRIE SYSTEM","SAPN","Winter","Coincident",2011,"Actual",52.013452000000001,"NA"]
[null,"SA","SXPPIR","PORT PIRIE SYSTEM","SAPN","Winter","Coincident",2012,"Actual",48.011887999999999,"NA"]
[null,"SA","SXPPIR","PORT PIRIE SYSTEM","SAPN","Winter","Coincident",2013,"Actual",50.333620000000003,"NA"]
[null,"SA","SXPPIR","PORT PIRIE SYSTEM","SAPN","Winter","Coincident",2014,"Actual",40.281312,"NA"]
[null,"SA","SXWYAL","WHYALLA CENTRAL/TERMINAL","SAPN","Summer","Coincident",2003,"Actual",42.814543999999998,"NA"]
[null,"SA","SXWYAL","WHYALLA CENTRAL/TERMINAL","SAPN","Summer","Coincident",2004,"Actual",39.879752000000003,"NA"]
[null,"SA","SXWYAL","WHYALLA CENTRAL/TERMINAL","SAPN","Summer","Coincident",2005,"Actual",36.050784,"NA"]
[null,"SA","SXWYAL","WHYALLA CENTRAL/TERMINAL","SAPN","Summer","Coincident",2006,"Actual",40.716472000000003,"NA"]
[null,"SA","SXWYAL","WHYALLA CENTRAL/TERMINAL","SAPN","Summer","Coincident",2007,"Actual",60.890647999999999,"NA"]
[null,"SA","SXWYAL","WHYALLA CENTRAL/TERMINAL","SAPN","Summer","Coincident",2008,"Actual",52.232640000000004,"NA"]
[null,"SA","SXWYAL","WHYALLA CENTRAL/TERMINAL","SAPN","Summer","Coincident",2009,"Actual",51.704248,"NA"]
[null,"SA","SXWYAL","WHYALLA CENTRAL/TERMINAL","SAPN","Summer","Coincident",2010,"Actual",54.200536,"NA"]
[null,"SA","SXWYAL","WHYALLA CENTRAL/TERMINAL","SAPN","Summer","Coincident",2011,"Actual",53.992384000000001,"NA"]
[null,"SA","SXWYAL","WHYALLA CENTRAL/TERMINAL","SAPN","Summer","Coincident",2012,"Actual",55.838647999999999,"NA"]
[null,"SA","SXWYAL","WHYALLA CENTRAL/TERMINAL","SAPN","Summer","Coincident",2013,"Actual",57.490664000000002,"NA"]
[null,"SA","SXWYAL","WHYALLA CENTRAL/TERMINAL","SAPN","Summer","Coincident",2014,"Actual",58.587420000000002,"NA"]
[null,"SA","SXWYAL","WHYALLA CENTRAL/TERMINAL","SAPN","Winter","Coincident",2003,"Actual",38.816392,"NA"]
[null,"SA","SXWYAL","WHYALLA CENTRAL/TERMINAL","SAPN","Winter","Coincident",2004,"Actual",32.946896000000002,"NA"]
[null,"SA","SXWYAL","WHYALLA CENTRAL/TERMINAL","SAPN","Winter","Coincident",2005,"Actual",41.270088000000001,"NA"]
[null,"SA","SXWYAL","WHYALLA CENTRAL/TERMINAL","SAPN","Winter","Coincident",2006,"Actual",50.441920000000003,"NA"]
[null,"SA","SXWYAL","WHYALLA CENTRAL/TERMINAL","SAPN","Winter","Coincident",2007,"Actual",42.022495999999997,"NA"]
[null,"SA","SXWYAL","WHYALLA CENTRAL/TERMINAL","SAPN","Winter","Coincident",2008,"Actual",38.300015999999999,"NA"]
[null,"SA","SXWYAL","WHYALLA CENTRAL/TERMINAL","SAPN","Winter","Coincident",2009,"Actual",50.805664,"NA"]
[null,"SA","SXWYAL","WHYALLA CENTRAL/TERMINAL","SAPN","Winter","Coincident",2010,"Actual",59.865296000000001,"NA"]
[null,"SA","SXWYAL","WHYALLA CENTRAL/TERMINAL","SAPN","Winter","Coincident",2011,"Actual",47.824711999999998,"NA"]
[null,"SA","SXWYAL","WHYALLA CENTRAL/TERMINAL","SAPN","Winter","Coincident",2012,"Actual",47.083632000000001,"NA"]
[null,"SA","SXWYAL","WHYALLA CENTRAL/TERMINAL","SAPN","Winter","Coincident",2013,"Actual",57.679653999999999,"NA"]
[null,"SA","SXWYAL","WHYALLA CENTRAL/TERMINAL","SAPN","Winter","Coincident",2014,"Actual",66.646833999999998,"NA"]
[null,"SA","SKAD","KADINA EAST","SAPN","Summer","Coincident",2003,"Actual",16.254946,"NA"]
[null,"SA","SKAD","KADINA EAST","SAPN","Summer","Coincident",2004,"Actual",14.951292,"NA"]
[null,"SA","SKAD","KADINA EAST","SAPN","Summer","Coincident",2005,"Actual",17.905443999999999,"NA"]
[null,"SA","SKAD","KADINA EAST","SAPN","Summer","Coincident",2006,"Actual",19.723175999999999,"NA"]
[null,"SA","SKAD","KADINA EAST","SAPN","Summer","Coincident",2007,"Actual",18.808050000000001,"NA"]
[null,"SA","SKAD","KADINA EAST","SAPN","Summer","Coincident",2008,"Actual",19.883597999999999,"NA"]
[null,"SA","SKAD","KADINA EAST","SAPN","Summer","Coincident",2009,"Actual",24.175643999999998,"NA"]
[null,"SA","SKAD","KADINA EAST","SAPN","Summer","Coincident",2010,"Actual",24.467877999999999,"NA"]
[null,"SA","SKAD","KADINA EAST","SAPN","Summer","Coincident",2011,"Actual",24.930119999999999,"NA"]
[null,"SA","SKAD","KADINA EAST","SAPN","Summer","Coincident",2012,"Actual",20.36656,"NA"]
[null,"SA","SKAD","KADINA EAST","SAPN","Summer","Coincident",2013,"Actual",22.859635999999998,"NA"]
[null,"SA","SKAD","KADINA EAST","SAPN","Summer","Coincident",2014,"Actual",24.779588,"NA"]
[null,"SA","SKAD","KADINA EAST","SAPN","Winter","Coincident",2003,"Actual",11.504440000000001,"NA"]
[null,"SA","SKAD","KADINA EAST","SAPN","Winter","Coincident",2004,"Actual",12.37247,"NA"]
[null,"SA","SKAD","KADINA EAST","SAPN","Winter","Coincident",2005,"Actual",13.4358,"NA"]
[null,"SA","SKAD","KADINA EAST","SAPN","Winter","Coincident",2006,"Actual",14.434754,"NA"]
[null,"SA","SKAD","KADINA EAST","SAPN","Winter","Coincident",2007,"Actual",14.06789,"NA"]
[null,"SA","SKAD","KADINA EAST","SAPN","Winter","Coincident",2008,"Actual",15.591748000000001,"NA"]
[null,"SA","SKAD","KADINA EAST","SAPN","Winter","Coincident",2009,"Actual",15.179183999999999,"NA"]
[null,"SA","SKAD","KADINA EAST","SAPN","Winter","Coincident",2010,"Actual",16.107734000000001,"NA"]
[null,"SA","SKAD","KADINA EAST","SAPN","Winter","Coincident",2011,"Actual",15.143167999999999,"NA"]
[null,"SA","SKAD","KADINA EAST","SAPN","Winter","Coincident",2012,"Actual",14.699337999999999,"NA"]
[null,"SA","SKAD","KADINA EAST","SAPN","Winter","Coincident",2013,"Actual",15.86533,"NA"]
[null,"SA","SKAD","KADINA EAST","SAPN","Winter","Coincident",2014,"Actual",16.502606,"NA"]
[null,"SA","SKAN","KANMANTOO","SAPN","Summer","Coincident",2003,"Actual",0.63417400000000002,"NA"]
[null,"SA","SKAN","KANMANTOO","SAPN","Summer","Coincident",2004,"Actual",0.62663999999999997,"NA"]
[null,"SA","SKAN","KANMANTOO","SAPN","Summer","Coincident",2005,"Actual",0.71243199999999995,"NA"]
[null,"SA","SKAN","KANMANTOO","SAPN","Summer","Coincident",2006,"Actual",0.75843799999999995,"NA"]
[null,"SA","SKAN","KANMANTOO","SAPN","Summer","Coincident",2007,"Actual",0.67388400000000004,"NA"]
[null,"SA","SKAN","KANMANTOO","SAPN","Summer","Coincident",2008,"Actual",1.21756,"NA"]
[null,"SA","SKAN","KANMANTOO","SAPN","Summer","Coincident",2009,"Actual",1.453846,"NA"]
[null,"SA","SKAN","KANMANTOO","SAPN","Summer","Coincident",2010,"Actual",1.314746,"NA"]
[null,"SA","SKAN","KANMANTOO","SAPN","Summer","Coincident",2011,"Actual",1.482564,"NA"]
[null,"SA","SKAN","KANMANTOO","SAPN","Summer","Coincident",2012,"Actual",1.2274160000000001,"NA"]
[null,"SA","SKAN","KANMANTOO","SAPN","Summer","Coincident",2013,"Actual",1.09266,"NA"]
[null,"SA","SKAN","KANMANTOO","SAPN","Summer","Coincident",2014,"Actual",1.6115999999999999,"NA"]
[null,"SA","SKAN","KANMANTOO","SAPN","Winter","Coincident",2003,"Actual",0.77719400000000005,"NA"]
[null,"SA","SKAN","KANMANTOO","SAPN","Winter","Coincident",2004,"Actual",0.83842000000000005,"NA"]
[null,"SA","SKAN","KANMANTOO","SAPN","Winter","Coincident",2005,"Actual",0.76007400000000003,"NA"]
[null,"SA","SKAN","KANMANTOO","SAPN","Winter","Coincident",2006,"Actual",0.96333199999999997,"NA"]
[null,"SA","SKAN","KANMANTOO","SAPN","Winter","Coincident",2007,"Actual",1.0316399999999999,"NA"]
[null,"SA","SKAN","KANMANTOO","SAPN","Winter","Coincident",2008,"Actual",1.0666739999999999,"NA"]
[null,"SA","SKAN","KANMANTOO","SAPN","Winter","Coincident",2009,"Actual",1.1670039999999999,"NA"]
[null,"SA","SKAN","KANMANTOO","SAPN","Winter","Coincident",2010,"Actual",1.248364,"NA"]
[null,"SA","SKAN","KANMANTOO","SAPN","Winter","Coincident",2011,"Actual",1.1529240000000001,"NA"]
[null,"SA","SKAN","KANMANTOO","SAPN","Winter","Coincident",2012,"Actual",1.3022419999999999,"NA"]
[null,"SA","SKAN","KANMANTOO","SAPN","Winter","Coincident",2013,"Actual",1.1739740000000001,"NA"]
[null,"SA","SKAN","KANMANTOO","SAPN","Winter","Coincident",2014,"Actual",1.2057519999999999,"NA"]
[null,"SA","SKNC","KINCRAIG","SAPN","Summer","Coincident",2003,"Actual",18.164287999999999,"NA"]
[null,"SA","SKNC","KINCRAIG","SAPN","Summer","Coincident",2004,"Actual",18.372123999999999,"NA"]
[null,"SA","SKNC","KINCRAIG","SAPN","Summer","Coincident",2005,"Actual",19.031172000000002,"NA"]
[null,"SA","SKNC","KINCRAIG","SAPN","Summer","Coincident",2006,"Actual",21.46142,"NA"]
[null,"SA","SKNC","KINCRAIG","SAPN","Summer","Coincident",2007,"Actual",20.602727999999999,"NA"]
[null,"SA","SKNC","KINCRAIG","SAPN","Summer","Coincident",2008,"Actual",26.680104,"NA"]
[null,"SA","SKNC","KINCRAIG","SAPN","Summer","Coincident",2009,"Actual",27.682127999999999,"NA"]
[null,"SA","SKNC","KINCRAIG","SAPN","Summer","Coincident",2010,"Actual",26.707135999999998,"NA"]
[null,"SA","SKNC","KINCRAIG","SAPN","Summer","Coincident",2011,"Actual",23.747547999999998,"NA"]
[null,"SA","SKNC","KINCRAIG","SAPN","Summer","Coincident",2012,"Actual",24.217099999999999,"NA"]
[null,"SA","SKNC","KINCRAIG","SAPN","Summer","Coincident",2013,"Actual",17.754567999999999,"NA"]
[null,"SA","SKNC","KINCRAIG","SAPN","Summer","Coincident",2014,"Actual",21.392911999999999,"NA"]
[null,"SA","SKNC","KINCRAIG","SAPN","Winter","Coincident",2003,"Actual",14.292490000000001,"NA"]
[null,"SA","SKNC","KINCRAIG","SAPN","Winter","Coincident",2004,"Actual",14.298366,"NA"]
[null,"SA","SKNC","KINCRAIG","SAPN","Winter","Coincident",2005,"Actual",15.377485999999999,"NA"]
[null,"SA","SKNC","KINCRAIG","SAPN","Winter","Coincident",2006,"Actual",15.941506,"NA"]
[null,"SA","SKNC","KINCRAIG","SAPN","Winter","Coincident",2007,"Actual",15.934124000000001,"NA"]
[null,"SA","SKNC","KINCRAIG","SAPN","Winter","Coincident",2008,"Actual",17.688175999999999,"NA"]
[null,"SA","SKNC","KINCRAIG","SAPN","Winter","Coincident",2009,"Actual",16.494319999999998,"NA"]
[null,"SA","SKNC","KINCRAIG","SAPN","Winter","Coincident",2010,"Actual",19.364847999999999,"NA"]
[null,"SA","SKNC","KINCRAIG","SAPN","Winter","Coincident",2011,"Actual",18.724039999999999,"NA"]
[null,"SA","SKNC","KINCRAIG","SAPN","Winter","Coincident",2012,"Actual",17.259571999999999,"NA"]
[null,"SA","SKNC","KINCRAIG","SAPN","Winter","Coincident",2013,"Actual",14.061316,"NA"]
[null,"SA","SKNC","KINCRAIG","SAPN","Winter","Coincident",2014,"Actual",13.621003999999999,"NA"]
[null,"SA","SLCS","LEIGH CREEK SOUTH","SAPN","Summer","Coincident",2003,"Actual",1.2976300000000001,"NA"]
[null,"SA","SLCS","LEIGH CREEK SOUTH","SAPN","Summer","Coincident",2004,"Actual",1.163762,"NA"]
[null,"SA","SLCS","LEIGH CREEK SOUTH","SAPN","Summer","Coincident",2005,"Actual",1.1611899999999999,"NA"]
[null,"SA","SLCS","LEIGH CREEK SOUTH","SAPN","Summer","Coincident",2006,"Actual",1.2986260000000001,"NA"]
[null,"SA","SLCS","LEIGH CREEK SOUTH","SAPN","Summer","Coincident",2007,"Actual",1.0662959999999999,"NA"]
[null,"SA","SLCS","LEIGH CREEK SOUTH","SAPN","Summer","Coincident",2008,"Actual",1.203702,"NA"]
[null,"SA","SLCS","LEIGH CREEK SOUTH","SAPN","Summer","Coincident",2009,"Actual",1.497242,"NA"]
[null,"SA","SLCS","LEIGH CREEK SOUTH","SAPN","Summer","Coincident",2010,"Actual",1.249514,"NA"]
[null,"SA","SLCS","LEIGH CREEK SOUTH","SAPN","Summer","Coincident",2011,"Actual",1.2997160000000001,"NA"]
[null,"SA","SLCS","LEIGH CREEK SOUTH","SAPN","Summer","Coincident",2012,"Actual",1.0465800000000001,"NA"]
[null,"SA","SLCS","LEIGH CREEK SOUTH","SAPN","Summer","Coincident",2013,"Actual",1.2034899999999999,"NA"]
[null,"SA","SLCS","LEIGH CREEK SOUTH","SAPN","Summer","Coincident",2014,"Actual",1.179044,"NA"]
[null,"SA","SLCS","LEIGH CREEK SOUTH","SAPN","Winter","Coincident",2003,"Actual",1.294036,"NA"]
[null,"SA","SLCS","LEIGH CREEK SOUTH","SAPN","Winter","Coincident",2004,"Actual",1.171932,"NA"]
[null,"SA","SLCS","LEIGH CREEK SOUTH","SAPN","Winter","Coincident",2005,"Actual",1.2099679999999999,"NA"]
[null,"SA","SLCS","LEIGH CREEK SOUTH","SAPN","Winter","Coincident",2006,"Actual",1.183122,"NA"]
[null,"SA","SLCS","LEIGH CREEK SOUTH","SAPN","Winter","Coincident",2007,"Actual",1.448096,"NA"]
[null,"SA","SLCS","LEIGH CREEK SOUTH","SAPN","Winter","Coincident",2008,"Actual",1.3915200000000001,"NA"]
[null,"SA","SLCS","LEIGH CREEK SOUTH","SAPN","Winter","Coincident",2009,"Actual",1.1242460000000001,"NA"]
[null,"SA","SLCS","LEIGH CREEK SOUTH","SAPN","Winter","Coincident",2010,"Actual",1.1474660000000001,"NA"]
[null,"SA","SLCS","LEIGH CREEK SOUTH","SAPN","Winter","Coincident",2011,"Actual",1.269652,"NA"]
[null,"SA","SLCS","LEIGH CREEK SOUTH","SAPN","Winter","Coincident",2012,"Actual",1.03576,"NA"]
[null,"SA","SLCS","LEIGH CREEK SOUTH","SAPN","Winter","Coincident",2013,"Actual",0.93852400000000002,"NA"]
[null,"SA","SLCS","LEIGH CREEK SOUTH","SAPN","Winter","Coincident",2014,"Actual",1.147408,"NA"]
[null,"SA","SMAN","MANNUM","SAPN","Summer","Coincident",2003,"Actual",7.6013659999999996,"NA"]
[null,"SA","SMAN","MANNUM","SAPN","Summer","Coincident",2004,"Actual",7.0879440000000002,"NA"]
[null,"SA","SMAN","MANNUM","SAPN","Summer","Coincident",2005,"Actual",8.5028500000000005,"NA"]
[null,"SA","SMAN","MANNUM","SAPN","Summer","Coincident",2006,"Actual",10.436655999999999,"NA"]
[null,"SA","SMAN","MANNUM","SAPN","Summer","Coincident",2007,"Actual",9.9535839999999993,"NA"]
[null,"SA","SMAN","MANNUM","SAPN","Summer","Coincident",2008,"Actual",9.6024360000000009,"NA"]
[null,"SA","SMAN","MANNUM","SAPN","Summer","Coincident",2009,"Actual",10.436807999999999,"NA"]
[null,"SA","SMAN","MANNUM","SAPN","Summer","Coincident",2010,"Actual",11.312760000000001,"NA"]
[null,"SA","SMAN","MANNUM","SAPN","Summer","Coincident",2011,"Actual",9.3048839999999995,"NA"]
[null,"SA","SMAN","MANNUM","SAPN","Summer","Coincident",2012,"Actual",9.5217919999999996,"NA"]
[null,"SA","SMAN","MANNUM","SAPN","Summer","Coincident",2013,"Actual",10.609298000000001,"NA"]
[null,"SA","SMAN","MANNUM","SAPN","Summer","Coincident",2014,"Actual",12.373466000000001,"NA"]
[null,"SA","SMAN","MANNUM","SAPN","Winter","Coincident",2003,"Actual",4.9616020000000001,"NA"]
[null,"SA","SMAN","MANNUM","SAPN","Winter","Coincident",2004,"Actual",4.97715,"NA"]
[null,"SA","SMAN","MANNUM","SAPN","Winter","Coincident",2005,"Actual",5.0813459999999999,"NA"]
[null,"SA","SMAN","MANNUM","SAPN","Winter","Coincident",2006,"Actual",6.6724940000000004,"NA"]
[null,"SA","SMAN","MANNUM","SAPN","Winter","Coincident",2007,"Actual",6.2229859999999997,"NA"]
[null,"SA","SMAN","MANNUM","SAPN","Winter","Coincident",2008,"Actual",7.1577539999999997,"NA"]
[null,"SA","SMAN","MANNUM","SAPN","Winter","Coincident",2009,"Actual",6.5704640000000003,"NA"]
[null,"SA","SMAN","MANNUM","SAPN","Winter","Coincident",2010,"Actual",6.0591080000000002,"NA"]
[null,"SA","SMAN","MANNUM","SAPN","Winter","Coincident",2011,"Actual",5.6400880000000004,"NA"]
[null,"SA","SMAN","MANNUM","SAPN","Winter","Coincident",2012,"Actual",6.1714479999999998,"NA"]
[null,"SA","SMAN","MANNUM","SAPN","Winter","Coincident",2013,"Actual",6.1647920000000003,"NA"]
[null,"SA","SMAN","MANNUM","SAPN","Winter","Coincident",2014,"Actual",6.031962,"NA"]
[null,"SA","SMBL","MOBILONG","SAPN","Summer","Coincident",2003,"Actual",29.341591999999999,"NA"]
[null,"SA","SMBL","MOBILONG","SAPN","Summer","Coincident",2004,"Actual",28.110284,"NA"]
[null,"SA","SMBL","MOBILONG","SAPN","Summer","Coincident",2005,"Actual",30.947896,"NA"]
[null,"SA","SMBL","MOBILONG","SAPN","Summer","Coincident",2006,"Actual",30.065259999999999,"NA"]
[null,"SA","SMBL","MOBILONG","SAPN","Summer","Coincident",2007,"Actual",30.420524,"NA"]
[null,"SA","SMBL","MOBILONG","SAPN","Summer","Coincident",2008,"Actual",34.263255999999998,"NA"]
[null,"SA","SMBL","MOBILONG","SAPN","Summer","Coincident",2009,"Actual",38.512016000000003,"NA"]
[null,"SA","SMBL","MOBILONG","SAPN","Summer","Coincident",2010,"Actual",39.498255999999998,"NA"]
[null,"SA","SMBL","MOBILONG","SAPN","Summer","Coincident",2011,"Actual",39.737271999999997,"NA"]
[null,"SA","SMBL","MOBILONG","SAPN","Summer","Coincident",2012,"Actual",35.292008000000003,"NA"]
[null,"SA","SMBL","MOBILONG","SAPN","Summer","Coincident",2013,"Actual",35.456952000000001,"NA"]
[null,"SA","SMBL","MOBILONG","SAPN","Summer","Coincident",2014,"Actual",38.558784000000003,"NA"]
[null,"SA","SMBL","MOBILONG","SAPN","Winter","Coincident",2003,"Actual",20.941112,"NA"]
[null,"SA","SMBL","MOBILONG","SAPN","Winter","Coincident",2004,"Actual",23.834292000000001,"NA"]
[null,"SA","SMBL","MOBILONG","SAPN","Winter","Coincident",2005,"Actual",25.172272,"NA"]
[null,"SA","SMBL","MOBILONG","SAPN","Winter","Coincident",2006,"Actual",25.357956000000001,"NA"]
[null,"SA","SMBL","MOBILONG","SAPN","Winter","Coincident",2007,"Actual",23.300827999999999,"NA"]
[null,"SA","SMBL","MOBILONG","SAPN","Winter","Coincident",2008,"Actual",27.6401,"NA"]
[null,"SA","SMBL","MOBILONG","SAPN","Winter","Coincident",2009,"Actual",26.656151999999999,"NA"]
[null,"SA","SMBL","MOBILONG","SAPN","Winter","Coincident",2010,"Actual",27.392336,"NA"]
[null,"SA","SMBL","MOBILONG","SAPN","Winter","Coincident",2011,"Actual",26.822427999999999,"NA"]
[null,"SA","SMBL","MOBILONG","SAPN","Winter","Coincident",2012,"Actual",27.208652000000001,"NA"]
[null,"SA","SMBL","MOBILONG","SAPN","Winter","Coincident",2013,"Actual",26.803211999999998,"NA"]
[null,"SA","SMBL","MOBILONG","SAPN","Winter","Coincident",2014,"Actual",27.044391999999998,"NA"]
[null,"SA","SMGA","MT GAMBIER","SAPN","Summer","Coincident",2003,"Actual",24.268172,"NA"]
[null,"SA","SMGA","MT GAMBIER","SAPN","Summer","Coincident",2004,"Actual",21.353055999999999,"NA"]
[null,"SA","SMGA","MT GAMBIER","SAPN","Summer","Coincident",2005,"Actual",26.195340000000002,"NA"]
[null,"SA","SMGA","MT GAMBIER","SAPN","Summer","Coincident",2006,"Actual",19.444144000000001,"NA"]
[null,"SA","SMGA","MT GAMBIER","SAPN","Summer","Coincident",2007,"Actual",28.239148,"NA"]
[null,"SA","SMGA","MT GAMBIER","SAPN","Summer","Coincident",2008,"Actual",29.229915999999999,"NA"]
[null,"SA","SMGA","MT GAMBIER","SAPN","Summer","Coincident",2009,"Actual",30.096820000000001,"NA"]
[null,"SA","SMGA","MT GAMBIER","SAPN","Summer","Coincident",2010,"Actual",25.730492000000002,"NA"]
[null,"SA","SMGA","MT GAMBIER","SAPN","Summer","Coincident",2011,"Actual",24.794944000000001,"NA"]
[null,"SA","SMGA","MT GAMBIER","SAPN","Summer","Coincident",2012,"Actual",23.880047999999999,"NA"]
[null,"SA","SMGA","MT GAMBIER","SAPN","Summer","Coincident",2013,"Actual",23.860316000000001,"NA"]
[null,"SA","SMGA","MT GAMBIER","SAPN","Summer","Coincident",2014,"Actual",22.240646000000002,"NA"]
[null,"SA","SMGA","MT GAMBIER","SAPN","Winter","Coincident",2003,"Actual",25.073727999999999,"NA"]
[null,"SA","SMGA","MT GAMBIER","SAPN","Winter","Coincident",2004,"Actual",27.00432,"NA"]
[null,"SA","SMGA","MT GAMBIER","SAPN","Winter","Coincident",2005,"Actual",32.564244000000002,"NA"]
[null,"SA","SMGA","MT GAMBIER","SAPN","Winter","Coincident",2006,"Actual",29.309719999999999,"NA"]
[null,"SA","SMGA","MT GAMBIER","SAPN","Winter","Coincident",2007,"Actual",33.895764,"NA"]
[null,"SA","SMGA","MT GAMBIER","SAPN","Winter","Coincident",2008,"Actual",29.765032000000001,"NA"]
[null,"SA","SMGA","MT GAMBIER","SAPN","Winter","Coincident",2009,"Actual",28.231272000000001,"NA"]
[null,"SA","SMGA","MT GAMBIER","SAPN","Winter","Coincident",2010,"Actual",28.261303999999999,"NA"]
[null,"SA","SMGA","MT GAMBIER","SAPN","Winter","Coincident",2011,"Actual",27.322051999999999,"NA"]
[null,"SA","SMGA","MT GAMBIER","SAPN","Winter","Coincident",2012,"Actual",26.285299999999999,"NA"]
[null,"SA","SMGA","MT GAMBIER","SAPN","Winter","Coincident",2013,"Actual",24.945284000000001,"NA"]
[null,"SA","SMGA","MT GAMBIER","SAPN","Winter","Coincident",2014,"Actual",20.051521999999999,"NA"]
[null,"SA","SMGU","MT GUNSON","SAPN","Summer","Coincident",2003,"Actual",0.145482,"NA"]
[null,"SA","SMGU","MT GUNSON","SAPN","Summer","Coincident",2004,"Actual",0.106446,"NA"]
[null,"SA","SMGU","MT GUNSON","SAPN","Summer","Coincident",2005,"Actual",0.10734200000000001,"NA"]
[null,"SA","SMGU","MT GUNSON","SAPN","Summer","Coincident",2006,"Actual",9.5180000000000001E-2,"NA"]
[null,"SA","SMGU","MT GUNSON","SAPN","Summer","Coincident",2007,"Actual",6.0373999999999997E-2,"NA"]
[null,"SA","SMGU","MT GUNSON","SAPN","Summer","Coincident",2008,"Actual",7.0230000000000001E-2,"NA"]
[null,"SA","SMGU","MT GUNSON","SAPN","Summer","Coincident",2009,"Actual",9.7110000000000002E-2,"NA"]
[null,"SA","SMGU","MT GUNSON","SAPN","Summer","Coincident",2010,"Actual",8.8802000000000006E-2,"NA"]
[null,"SA","SMGU","MT GUNSON","SAPN","Summer","Coincident",2011,"Actual",5.1737999999999999E-2,"NA"]
[null,"SA","SMGU","MT GUNSON","SAPN","Summer","Coincident",2012,"Actual",4.6131999999999999E-2,"NA"]
[null,"SA","SMGU","MT GUNSON","SAPN","Summer","Coincident",2013,"Actual",0.12080399999999999,"NA"]
[null,"SA","SMGU","MT GUNSON","SAPN","Summer","Coincident",2014,"Actual",0.18607799999999999,"NA"]
[null,"SA","SMGU","MT GUNSON","SAPN","Winter","Coincident",2003,"Actual",0.119422,"NA"]
[null,"SA","SMGU","MT GUNSON","SAPN","Winter","Coincident",2004,"Actual",8.9924000000000004E-2,"NA"]
[null,"SA","SMGU","MT GUNSON","SAPN","Winter","Coincident",2005,"Actual",8.3937999999999999E-2,"NA"]
[null,"SA","SMGU","MT GUNSON","SAPN","Winter","Coincident",2006,"Actual",5.1951999999999998E-2,"NA"]
[null,"SA","SMGU","MT GUNSON","SAPN","Winter","Coincident",2007,"Actual",6.0260000000000001E-2,"NA"]
[null,"SA","SMGU","MT GUNSON","SAPN","Winter","Coincident",2008,"Actual",3.8856000000000002E-2,"NA"]
[null,"SA","SMGU","MT GUNSON","SAPN","Winter","Coincident",2009,"Actual",8.0189999999999997E-2,"NA"]
[null,"SA","SMGU","MT GUNSON","SAPN","Winter","Coincident",2010,"Actual",9.1583999999999999E-2,"NA"]
[null,"SA","SMGU","MT GUNSON","SAPN","Winter","Coincident",2011,"Actual",0.105416,"NA"]
[null,"SA","SMGU","MT GUNSON","SAPN","Winter","Coincident",2012,"Actual",9.5177999999999999E-2,"NA"]
[null,"SA","SMGU","MT GUNSON","SAPN","Winter","Coincident",2013,"Actual",9.2046000000000003E-2,"NA"]
[null,"SA","SMGU","MT GUNSON","SAPN","Winter","Coincident",2014,"Actual",9.1667999999999999E-2,"NA"]
[null,"SA","SNEU","NEUROODLA","SAPN","Summer","Coincident",2003,"Actual",0.78529199999999999,"NA"]
[null,"SA","SNEU","NEUROODLA","SAPN","Summer","Coincident",2004,"Actual",0.72979799999999995,"NA"]
[null,"SA","SNEU","NEUROODLA","SAPN","Summer","Coincident",2005,"Actual",0.79579800000000001,"NA"]
[null,"SA","SNEU","NEUROODLA","SAPN","Summer","Coincident",2006,"Actual",0.70298400000000005,"NA"]
[null,"SA","SNEU","NEUROODLA","SAPN","Summer","Coincident",2007,"Actual",0.51536999999999999,"NA"]
[null,"SA","SNEU","NEUROODLA","SAPN","Summer","Coincident",2008,"Actual",0.60720600000000002,"NA"]
[null,"SA","SNEU","NEUROODLA","SAPN","Summer","Coincident",2009,"Actual",0.71816800000000003,"NA"]
[null,"SA","SNEU","NEUROODLA","SAPN","Summer","Coincident",2010,"Actual",0.65527400000000002,"NA"]
[null,"SA","SNEU","NEUROODLA","SAPN","Summer","Coincident",2011,"Actual",0.84819,"NA"]
[null,"SA","SNEU","NEUROODLA","SAPN","Summer","Coincident",2012,"Actual",0.69006000000000001,"NA"]
[null,"SA","SNEU","NEUROODLA","SAPN","Summer","Coincident",2013,"Actual",0.82162400000000002,"NA"]
[null,"SA","SNEU","NEUROODLA","SAPN","Summer","Coincident",2014,"Actual",0.86082400000000003,"NA"]
[null,"SA","SNEU","NEUROODLA","SAPN","Winter","Coincident",2003,"Actual",0.65932800000000003,"NA"]
[null,"SA","SNEU","NEUROODLA","SAPN","Winter","Coincident",2004,"Actual",0.79848799999999998,"NA"]
[null,"SA","SNEU","NEUROODLA","SAPN","Winter","Coincident",2005,"Actual",0.65483999999999998,"NA"]
[null,"SA","SNEU","NEUROODLA","SAPN","Winter","Coincident",2006,"Actual",0.55468799999999996,"NA"]
[null,"SA","SNEU","NEUROODLA","SAPN","Winter","Coincident",2007,"Actual",0.59091400000000005,"NA"]
[null,"SA","SNEU","NEUROODLA","SAPN","Winter","Coincident",2008,"Actual",0.63967399999999996,"NA"]
[null,"SA","SNEU","NEUROODLA","SAPN","Winter","Coincident",2009,"Actual",0.59032600000000002,"NA"]
[null,"SA","SNEU","NEUROODLA","SAPN","Winter","Coincident",2010,"Actual",0.84907600000000005,"NA"]
[null,"SA","SNEU","NEUROODLA","SAPN","Winter","Coincident",2011,"Actual",0.713978,"NA"]
[null,"SA","SNEU","NEUROODLA","SAPN","Winter","Coincident",2012,"Actual",0.638548,"NA"]
[null,"SA","SNEU","NEUROODLA","SAPN","Winter","Coincident",2013,"Actual",0.67260600000000004,"NA"]
[null,"SA","SNEU","NEUROODLA","SAPN","Winter","Coincident",2014,"Actual",0.74543000000000004,"NA"]
[null,"SA","SNWB","NORTH WEST BEND","SAPN","Summer","Coincident",2003,"Actual",22.997617999999999,"NA"]
[null,"SA","SNWB","NORTH WEST BEND","SAPN","Summer","Coincident",2004,"Actual",17.663228,"NA"]
[null,"SA","SNWB","NORTH WEST BEND","SAPN","Summer","Coincident",2005,"Actual",21.294637999999999,"NA"]
[null,"SA","SNWB","NORTH WEST BEND","SAPN","Summer","Coincident",2006,"Actual",22.69126,"NA"]
[null,"SA","SNWB","NORTH WEST BEND","SAPN","Summer","Coincident",2007,"Actual",15.597486,"NA"]
[null,"SA","SNWB","NORTH WEST BEND","SAPN","Summer","Coincident",2008,"Actual",15.314857999999999,"NA"]
[null,"SA","SNWB","NORTH WEST BEND","SAPN","Summer","Coincident",2009,"Actual",18.389620000000001,"NA"]
[null,"SA","SNWB","NORTH WEST BEND","SAPN","Summer","Coincident",2010,"Actual",20.362186000000001,"NA"]
[null,"SA","SNWB","NORTH WEST BEND","SAPN","Summer","Coincident",2011,"Actual",23.861922,"NA"]
[null,"SA","SNWB","NORTH WEST BEND","SAPN","Summer","Coincident",2012,"Actual",14.201502,"NA"]
[null,"SA","SNWB","NORTH WEST BEND","SAPN","Summer","Coincident",2013,"Actual",20.362953999999998,"NA"]
[null,"SA","SNWB","NORTH WEST BEND","SAPN","Summer","Coincident",2014,"Actual",19.602214,"NA"]
[null,"SA","SNWB","NORTH WEST BEND","SAPN","Winter","Coincident",2003,"Actual",13.324541999999999,"NA"]
[null,"SA","SNWB","NORTH WEST BEND","SAPN","Winter","Coincident",2004,"Actual",8.6789380000000005,"NA"]
[null,"SA","SNWB","NORTH WEST BEND","SAPN","Winter","Coincident",2005,"Actual",8.889818,"NA"]
[null,"SA","SNWB","NORTH WEST BEND","SAPN","Winter","Coincident",2006,"Actual",11.615962,"NA"]
[null,"SA","SNWB","NORTH WEST BEND","SAPN","Winter","Coincident",2007,"Actual",16.129206,"NA"]
[null,"SA","SNWB","NORTH WEST BEND","SAPN","Winter","Coincident",2008,"Actual",8.8985880000000002,"NA"]
[null,"SA","SNWB","NORTH WEST BEND","SAPN","Winter","Coincident",2009,"Actual",13.479956,"NA"]
[null,"SA","SNWB","NORTH WEST BEND","SAPN","Winter","Coincident",2010,"Actual",8.436814,"NA"]
[null,"SA","SNWB","NORTH WEST BEND","SAPN","Winter","Coincident",2011,"Actual",21.983433999999999,"NA"]
[null,"SA","SNWB","NORTH WEST BEND","SAPN","Winter","Coincident",2012,"Actual",4.1283240000000001,"NA"]
[null,"SA","SNWB","NORTH WEST BEND","SAPN","Winter","Coincident",2013,"Actual",8.4000280000000007,"NA"]
[null,"SA","SNWB","NORTH WEST BEND","SAPN","Winter","Coincident",2014,"Actual",9.2567500000000003,"NA"]
[null,"SA","SPEN","PENOLA WEST","SAPN","Summer","Coincident",2003,"Actual","NA","NA"]
[null,"SA","SPEN","PENOLA WEST","SAPN","Summer","Coincident",2004,"Actual","NA","NA"]
[null,"SA","SPEN","PENOLA WEST","SAPN","Summer","Coincident",2005,"Actual","NA","NA"]
[null,"SA","SPEN","PENOLA WEST","SAPN","Summer","Coincident",2006,"Actual","NA","NA"]
[null,"SA","SPEN","PENOLA WEST","SAPN","Summer","Coincident",2007,"Actual","NA","NA"]
[null,"SA","SPEN","PENOLA WEST","SAPN","Summer","Coincident",2008,"Actual","NA","NA"]
[null,"SA","SPEN","PENOLA WEST","SAPN","Summer","Coincident",2009,"Actual","NA","NA"]
[null,"SA","SPEN","PENOLA WEST","SAPN","Summer","Coincident",2010,"Actual","NA","NA"]
[null,"SA","SPEN","PENOLA WEST","SAPN","Summer","Coincident",2011,"Actual","NA","NA"]
[null,"SA","SPEN","PENOLA WEST","SAPN","Summer","Coincident",2012,"Actual","NA","NA"]
[null,"SA","SPEN","PENOLA WEST","SAPN","Summer","Coincident",2013,"Actual",7.1807780000000001,"NA"]
[null,"SA","SPEN","PENOLA WEST","SAPN","Summer","Coincident",2014,"Actual",6.3949319999999998,"NA"]
[null,"SA","SPEN","PENOLA WEST","SAPN","Winter","Coincident",2003,"Actual","NA","NA"]
[null,"SA","SPEN","PENOLA WEST","SAPN","Winter","Coincident",2004,"Actual","NA","NA"]
[null,"SA","SPEN","PENOLA WEST","SAPN","Winter","Coincident",2005,"Actual","NA","NA"]
[null,"SA","SPEN","PENOLA WEST","SAPN","Winter","Coincident",2006,"Actual","NA","NA"]
[null,"SA","SPEN","PENOLA WEST","SAPN","Winter","Coincident",2007,"Actual","NA","NA"]
[null,"SA","SPEN","PENOLA WEST","SAPN","Winter","Coincident",2008,"Actual","NA","NA"]
[null,"SA","SPEN","PENOLA WEST","SAPN","Winter","Coincident",2009,"Actual","NA","NA"]
[null,"SA","SPEN","PENOLA WEST","SAPN","Winter","Coincident",2010,"Actual","NA","NA"]
[null,"SA","SPEN","PENOLA WEST","SAPN","Winter","Coincident",2011,"Actual","NA","NA"]
[null,"SA","SPEN","PENOLA WEST","SAPN","Winter","Coincident",2012,"Actual","NA","NA"]
[null,"SA","SPEN","PENOLA WEST","SAPN","Winter","Coincident",2013,"Actual",6.2582940000000002,"NA"]
[null,"SA","SPEN","PENOLA WEST","SAPN","Winter","Coincident",2014,"Actual",3.830924,"NA"]
[null,"SA","SPLN","PORT LINCOLN TERMINAL","SAPN","Summer","Coincident",2003,"Actual",20.501163999999999,"NA"]
[null,"SA","SPLN","PORT LINCOLN TERMINAL","SAPN","Summer","Coincident",2004,"Actual",21.265588000000001,"NA"]
[null,"SA","SPLN","PORT LINCOLN TERMINAL","SAPN","Summer","Coincident",2005,"Actual",22.067637999999999,"NA"]
[null,"SA","SPLN","PORT LINCOLN TERMINAL","SAPN","Summer","Coincident",2006,"Actual",30.34808,"NA"]
[null,"SA","SPLN","PORT LINCOLN TERMINAL","SAPN","Summer","Coincident",2007,"Actual",31.390415999999998,"NA"]
[null,"SA","SPLN","PORT LINCOLN TERMINAL","SAPN","Summer","Coincident",2008,"Actual",34.117908,"NA"]
[null,"SA","SPLN","PORT LINCOLN TERMINAL","SAPN","Summer","Coincident",2009,"Actual",38.443604000000001,"NA"]
[null,"SA","SPLN","PORT LINCOLN TERMINAL","SAPN","Summer","Coincident",2010,"Actual",37.848047999999999,"NA"]
[null,"SA","SPLN","PORT LINCOLN TERMINAL","SAPN","Summer","Coincident",2011,"Actual",39.522087999999997,"NA"]
[null,"SA","SPLN","PORT LINCOLN TERMINAL","SAPN","Summer","Coincident",2012,"Actual",27.208220000000001,"NA"]
[null,"SA","SPLN","PORT LINCOLN TERMINAL","SAPN","Summer","Coincident",2013,"Actual",32.379739999999998,"NA"]
[null,"SA","SPLN","PORT LINCOLN TERMINAL","SAPN","Summer","Coincident",2014,"Actual",32.260288000000003,"NA"]
[null,"SA","SPLN","PORT LINCOLN TERMINAL","SAPN","Winter","Coincident",2003,"Actual",25.569004,"NA"]
[null,"SA","SPLN","PORT LINCOLN TERMINAL","SAPN","Winter","Coincident",2004,"Actual",25.969387999999999,"NA"]
[null,"SA","SPLN","PORT LINCOLN TERMINAL","SAPN","Winter","Coincident",2005,"Actual",26.408957999999998,"NA"]
[null,"SA","SPLN","PORT LINCOLN TERMINAL","SAPN","Winter","Coincident",2006,"Actual",27.103719999999999,"NA"]
[null,"SA","SPLN","PORT LINCOLN TERMINAL","SAPN","Winter","Coincident",2007,"Actual",25.193155999999998,"NA"]
[null,"SA","SPLN","PORT LINCOLN TERMINAL","SAPN","Winter","Coincident",2008,"Actual",28.441108,"NA"]
[null,"SA","SPLN","PORT LINCOLN TERMINAL","SAPN","Winter","Coincident",2009,"Actual",29.027868000000002,"NA"]
[null,"SA","SPLN","PORT LINCOLN TERMINAL","SAPN","Winter","Coincident",2010,"Actual",28.723952000000001,"NA"]
[null,"SA","SPLN","PORT LINCOLN TERMINAL","SAPN","Winter","Coincident",2011,"Actual",28.468156,"NA"]
[null,"SA","SPLN","PORT LINCOLN TERMINAL","SAPN","Winter","Coincident",2012,"Actual",28.186232,"NA"]
[null,"SA","SPLN","PORT LINCOLN TERMINAL","SAPN","Winter","Coincident",2013,"Actual",24.859652000000001,"NA"]
[null,"SA","SPLN","PORT LINCOLN TERMINAL","SAPN","Winter","Coincident",2014,"Actual",25.739404,"NA"]
[null,"SA","SSNR","SNUGGERY RURAL","SAPN","Summer","Coincident",2003,"Actual",10.255331999999999,"NA"]
[null,"SA","SSNR","SNUGGERY RURAL","SAPN","Summer","Coincident",2004,"Actual",9.1230840000000004,"NA"]
[null,"SA","SSNR","SNUGGERY RURAL","SAPN","Summer","Coincident",2005,"Actual",10.781844,"NA"]
[null,"SA","SSNR","SNUGGERY RURAL","SAPN","Summer","Coincident",2006,"Actual",10.461247999999999,"NA"]
[null,"SA","SSNR","SNUGGERY RURAL","SAPN","Summer","Coincident",2007,"Actual",11.478631999999999,"NA"]
[null,"SA","SSNR","SNUGGERY RURAL","SAPN","Summer","Coincident",2008,"Actual",12.06236,"NA"]
[null,"SA","SSNR","SNUGGERY RURAL","SAPN","Summer","Coincident",2009,"Actual",14.410856000000001,"NA"]
[null,"SA","SSNR","SNUGGERY RURAL","SAPN","Summer","Coincident",2010,"Actual",15.386272,"NA"]
[null,"SA","SSNR","SNUGGERY RURAL","SAPN","Summer","Coincident",2011,"Actual",11.005328,"NA"]
[null,"SA","SSNR","SNUGGERY RURAL","SAPN","Summer","Coincident",2012,"Actual",13.154916,"NA"]
[null,"SA","SSNR","SNUGGERY RURAL","SAPN","Summer","Coincident",2013,"Actual",11.430872000000001,"NA"]
[null,"SA","SSNR","SNUGGERY RURAL","SAPN","Summer","Coincident",2014,"Actual",15.667496,"NA"]
[null,"SA","SSNR","SNUGGERY RURAL","SAPN","Winter","Coincident",2003,"Actual",10.692983999999999,"NA"]
[null,"SA","SSNR","SNUGGERY RURAL","SAPN","Winter","Coincident",2004,"Actual",10.985564,"NA"]
[null,"SA","SSNR","SNUGGERY RURAL","SAPN","Winter","Coincident",2005,"Actual",11.706480000000001,"NA"]
[null,"SA","SSNR","SNUGGERY RURAL","SAPN","Winter","Coincident",2006,"Actual",11.520111999999999,"NA"]
[null,"SA","SSNR","SNUGGERY RURAL","SAPN","Winter","Coincident",2007,"Actual",12.675204000000001,"NA"]
[null,"SA","SSNR","SNUGGERY RURAL","SAPN","Winter","Coincident",2008,"Actual",13.074208,"NA"]
[null,"SA","SSNR","SNUGGERY RURAL","SAPN","Winter","Coincident",2009,"Actual",12.235060000000001,"NA"]
[null,"SA","SSNR","SNUGGERY RURAL","SAPN","Winter","Coincident",2010,"Actual",12.654356,"NA"]
[null,"SA","SSNR","SNUGGERY RURAL","SAPN","Winter","Coincident",2011,"Actual",11.714736,"NA"]
[null,"SA","SSNR","SNUGGERY RURAL","SAPN","Winter","Coincident",2012,"Actual",11.192220000000001,"NA"]
[null,"SA","SSNR","SNUGGERY RURAL","SAPN","Winter","Coincident",2013,"Actual",10.862816,"NA"]
[null,"SA","SSNR","SNUGGERY RURAL","SAPN","Winter","Coincident",2014,"Actual",10.517256,"NA"]
[null,"SA","STAL","TAILEM BEND","SAPN","Summer","Coincident",2003,"Actual",19.992439999999998,"NA"]
[null,"SA","STAL","TAILEM BEND","SAPN","Summer","Coincident",2004,"Actual",19.688051999999999,"NA"]
[null,"SA","STAL","TAILEM BEND","SAPN","Summer","Coincident",2005,"Actual",19.922196,"NA"]
[null,"SA","STAL","TAILEM BEND","SAPN","Summer","Coincident",2006,"Actual",19.613876000000001,"NA"]
[null,"SA","STAL","TAILEM BEND","SAPN","Summer","Coincident",2007,"Actual",17.34356,"NA"]
[null,"SA","STAL","TAILEM BEND","SAPN","Summer","Coincident",2008,"Actual",18.768443999999999,"NA"]
[null,"SA","STAL","TAILEM BEND","SAPN","Summer","Coincident",2009,"Actual",21.442460000000001,"NA"]
[null,"SA","STAL","TAILEM BEND","SAPN","Summer","Coincident",2010,"Actual",21.431591999999998,"NA"]
[null,"SA","STAL","TAILEM BEND","SAPN","Summer","Coincident",2011,"Actual",22.996759999999998,"NA"]
[null,"SA","STAL","TAILEM BEND","SAPN","Summer","Coincident",2012,"Actual",19.217452000000002,"NA"]
[null,"SA","STAL","TAILEM BEND","SAPN","Summer","Coincident",2013,"Actual",18.972828,"NA"]
[null,"SA","STAL","TAILEM BEND","SAPN","Summer","Coincident",2014,"Actual",21.368248000000001,"NA"]
[null,"SA","STAL","TAILEM BEND","SAPN","Winter","Coincident",2003,"Actual",14.033654,"NA"]
[null,"SA","STAL","TAILEM BEND","SAPN","Winter","Coincident",2004,"Actual",14.3123,"NA"]
[null,"SA","STAL","TAILEM BEND","SAPN","Winter","Coincident",2005,"Actual",14.436444,"NA"]
[null,"SA","STAL","TAILEM BEND","SAPN","Winter","Coincident",2006,"Actual",16.257297999999999,"NA"]
[null,"SA","STAL","TAILEM BEND","SAPN","Winter","Coincident",2007,"Actual",15.009615999999999,"NA"]
[null,"SA","STAL","TAILEM BEND","SAPN","Winter","Coincident",2008,"Actual",15.99891,"NA"]
[null,"SA","STAL","TAILEM BEND","SAPN","Winter","Coincident",2009,"Actual",14.329328,"NA"]
[null,"SA","STAL","TAILEM BEND","SAPN","Winter","Coincident",2010,"Actual",15.024114000000001,"NA"]
[null,"SA","STAL","TAILEM BEND","SAPN","Winter","Coincident",2011,"Actual",13.938459999999999,"NA"]
[null,"SA","STAL","TAILEM BEND","SAPN","Winter","Coincident",2012,"Actual",13.383034,"NA"]
[null,"SA","STAL","TAILEM BEND","SAPN","Winter","Coincident",2013,"Actual",14.214036,"NA"]
[null,"SA","STAL","TAILEM BEND","SAPN","Winter","Coincident",2014,"Actual",14.788224,"NA"]
[null,"SA","STEM","TEMPLERS","SAPN","Summer","Coincident",2003,"Actual",41.971511999999997,"NA"]
[null,"SA","STEM","TEMPLERS","SAPN","Summer","Coincident",2004,"Actual",41.768304000000001,"NA"]
[null,"SA","STEM","TEMPLERS","SAPN","Summer","Coincident",2005,"Actual",40.223976,"NA"]
[null,"SA","STEM","TEMPLERS","SAPN","Summer","Coincident",2006,"Actual",20.396256000000001,"NA"]
[null,"SA","STEM","TEMPLERS","SAPN","Summer","Coincident",2007,"Actual",21.360555999999999,"NA"]
[null,"SA","STEM","TEMPLERS","SAPN","Summer","Coincident",2008,"Actual",30.111315999999999,"NA"]
[null,"SA","STEM","TEMPLERS","SAPN","Summer","Coincident",2009,"Actual",31.209451999999999,"NA"]
[null,"SA","STEM","TEMPLERS","SAPN","Summer","Coincident",2010,"Actual",30.164591999999999,"NA"]
[null,"SA","STEM","TEMPLERS","SAPN","Summer","Coincident",2011,"Actual",30.198564000000001,"NA"]
[null,"SA","STEM","TEMPLERS","SAPN","Summer","Coincident",2012,"Actual",25.108916000000001,"NA"]
[null,"SA","STEM","TEMPLERS","SAPN","Summer","Coincident",2013,"Actual",27.484556000000001,"NA"]
[null,"SA","STEM","TEMPLERS","SAPN","Summer","Coincident",2014,"Actual",27.490680000000001,"NA"]
[null,"SA","STEM","TEMPLERS","SAPN","Winter","Coincident",2003,"Actual",35.147663999999999,"NA"]
[null,"SA","STEM","TEMPLERS","SAPN","Winter","Coincident",2004,"Actual",33.393495999999999,"NA"]
[null,"SA","STEM","TEMPLERS","SAPN","Winter","Coincident",2005,"Actual",17.973824,"NA"]
[null,"SA","STEM","TEMPLERS","SAPN","Winter","Coincident",2006,"Actual",17.972548,"NA"]
[null,"SA","STEM","TEMPLERS","SAPN","Winter","Coincident",2007,"Actual",19.473939999999999,"NA"]
[null,"SA","STEM","TEMPLERS","SAPN","Winter","Coincident",2008,"Actual",21.61026,"NA"]
[null,"SA","STEM","TEMPLERS","SAPN","Winter","Coincident",2009,"Actual",22.271912,"NA"]
[null,"SA","STEM","TEMPLERS","SAPN","Winter","Coincident",2010,"Actual",22.944492,"NA"]
[null,"SA","STEM","TEMPLERS","SAPN","Winter","Coincident",2011,"Actual",21.621507999999999,"NA"]
[null,"SA","STEM","TEMPLERS","SAPN","Winter","Coincident",2012,"Actual",20.976331999999999,"NA"]
[null,"SA","STEM","TEMPLERS","SAPN","Winter","Coincident",2013,"Actual",24.108215999999999,"NA"]
[null,"SA","STEM","TEMPLERS","SAPN","Winter","Coincident",2014,"Actual",22.938872,"NA"]
[null,"SA","SWAT","WATERLOO","SAPN","Summer","Coincident",2003,"Actual",16.544633999999999,"NA"]
[null,"SA","SWAT","WATERLOO","SAPN","Summer","Coincident",2004,"Actual",16.056730000000002,"NA"]
[null,"SA","SWAT","WATERLOO","SAPN","Summer","Coincident",2005,"Actual",17.172523999999999,"NA"]
[null,"SA","SWAT","WATERLOO","SAPN","Summer","Coincident",2006,"Actual",20.472380000000001,"NA"]
[null,"SA","SWAT","WATERLOO","SAPN","Summer","Coincident",2007,"Actual",19.091704,"NA"]
[null,"SA","SWAT","WATERLOO","SAPN","Summer","Coincident",2008,"Actual",18.196088,"NA"]
[null,"SA","SWAT","WATERLOO","SAPN","Summer","Coincident",2009,"Actual",23.170268,"NA"]
[null,"SA","SWAT","WATERLOO","SAPN","Summer","Coincident",2010,"Actual",21.728576,"NA"]
[null,"SA","SWAT","WATERLOO","SAPN","Summer","Coincident",2011,"Actual",12.958014,"NA"]
[null,"SA","SWAT","WATERLOO","SAPN","Summer","Coincident",2012,"Actual",7.2866200000000001,"NA"]
[null,"SA","SWAT","WATERLOO","SAPN","Summer","Coincident",2013,"Actual",6.9121259999999998,"NA"]
[null,"SA","SWAT","WATERLOO","SAPN","Summer","Coincident",2014,"Actual",8.1654280000000004,"NA"]
[null,"SA","SWAT","WATERLOO","SAPN","Winter","Coincident",2003,"Actual",14.54021,"NA"]
[null,"SA","SWAT","WATERLOO","SAPN","Winter","Coincident",2004,"Actual",15.739523999999999,"NA"]
[null,"SA","SWAT","WATERLOO","SAPN","Winter","Coincident",2005,"Actual",16.598272000000001,"NA"]
[null,"SA","SWAT","WATERLOO","SAPN","Winter","Coincident",2006,"Actual",9.3756660000000007,"NA"]
[null,"SA","SWAT","WATERLOO","SAPN","Winter","Coincident",2007,"Actual",16.868022,"NA"]
[null,"SA","SWAT","WATERLOO","SAPN","Winter","Coincident",2008,"Actual",18.465326000000001,"NA"]
[null,"SA","SWAT","WATERLOO","SAPN","Winter","Coincident",2009,"Actual",16.211192,"NA"]
[null,"SA","SWAT","WATERLOO","SAPN","Winter","Coincident",2010,"Actual",18.219434,"NA"]
[null,"SA","SWAT","WATERLOO","SAPN","Winter","Coincident",2011,"Actual",17.660232000000001,"NA"]
[null,"SA","SWAT","WATERLOO","SAPN","Winter","Coincident",2012,"Actual",5.9987300000000001,"NA"]
[null,"SA","SWAT","WATERLOO","SAPN","Winter","Coincident",2013,"Actual",3.5937679999999999,"NA"]
[null,"SA","SWAT","WATERLOO","SAPN","Winter","Coincident",2014,"Actual",6.2850640000000002,"NA"]
[null,"SA","SWUD","WUDINNA","SAPN","Summer","Coincident",2003,"Actual",7.8432680000000001,"NA"]
[null,"SA","SWUD","WUDINNA","SAPN","Summer","Coincident",2004,"Actual",8.6855960000000003,"NA"]
[null,"SA","SWUD","WUDINNA","SAPN","Summer","Coincident",2005,"Actual",9.9937000000000005,"NA"]
[null,"SA","SWUD","WUDINNA","SAPN","Summer","Coincident",2006,"Actual",13.511687999999999,"NA"]
[null,"SA","SWUD","WUDINNA","SAPN","Summer","Coincident",2007,"Actual",9.5499600000000004,"NA"]
[null,"SA","SWUD","WUDINNA","SAPN","Summer","Coincident",2008,"Actual",13.972944,"NA"]
[null,"SA","SWUD","WUDINNA","SAPN","Summer","Coincident",2009,"Actual",14.312950000000001,"NA"]
[null,"SA","SWUD","WUDINNA","SAPN","Summer","Coincident",2010,"Actual",12.34145,"NA"]
[null,"SA","SWUD","WUDINNA","SAPN","Summer","Coincident",2011,"Actual",15.6502,"NA"]
[null,"SA","SWUD","WUDINNA","SAPN","Summer","Coincident",2012,"Actual",12.412592,"NA"]
[null,"SA","SWUD","WUDINNA","SAPN","Summer","Coincident",2013,"Actual",13.542118,"NA"]
[null,"SA","SWUD","WUDINNA","SAPN","Summer","Coincident",2014,"Actual",14.556165999999999,"NA"]
[null,"SA","SWUD","WUDINNA","SAPN","Winter","Coincident",2003,"Actual",8.1471920000000004,"NA"]
[null,"SA","SWUD","WUDINNA","SAPN","Winter","Coincident",2004,"Actual",8.6869720000000008,"NA"]
[null,"SA","SWUD","WUDINNA","SAPN","Winter","Coincident",2005,"Actual",8.5635060000000003,"NA"]
[null,"SA","SWUD","WUDINNA","SAPN","Winter","Coincident",2006,"Actual",9.1031840000000006,"NA"]
[null,"SA","SWUD","WUDINNA","SAPN","Winter","Coincident",2007,"Actual",8.6530120000000004,"NA"]
[null,"SA","SWUD","WUDINNA","SAPN","Winter","Coincident",2008,"Actual",8.1011319999999998,"NA"]
[null,"SA","SWUD","WUDINNA","SAPN","Winter","Coincident",2009,"Actual",9.6536460000000002,"NA"]
[null,"SA","SWUD","WUDINNA","SAPN","Winter","Coincident",2010,"Actual",9.3928759999999993,"NA"]
[null,"SA","SWUD","WUDINNA","SAPN","Winter","Coincident",2011,"Actual",10.55565,"NA"]
[null,"SA","SWUD","WUDINNA","SAPN","Winter","Coincident",2012,"Actual",9.6905900000000003,"NA"]
[null,"SA","SWUD","WUDINNA","SAPN","Winter","Coincident",2013,"Actual",9.3140839999999994,"NA"]
[null,"SA","SWUD","WUDINNA","SAPN","Winter","Coincident",2014,"Actual",9.7585680000000004,"NA"]
[null,"SA","SXADEL","ADELAIDE CENTRAL","SAPN","Summer","Coincident",2003,"Actual","NA","NA"]
[null,"SA","SXADEL","ADELAIDE CENTRAL","SAPN","Summer","Coincident",2004,"Actual","NA","NA"]
[null,"SA","SXADEL","ADELAIDE CENTRAL","SAPN","Summer","Coincident",2005,"Actual",178.8,"NA"]
[null,"SA","SXADEL","ADELAIDE CENTRAL","SAPN","Summer","Coincident",2006,"Actual",191.36,"NA"]
[null,"SA","SXADEL","ADELAIDE CENTRAL","SAPN","Summer","Coincident",2007,"Actual",184.62,"NA"]
[null,"SA","SXADEL","ADELAIDE CENTRAL","SAPN","Summer","Coincident",2008,"Actual",205.31,"NA"]
[null,"SA","SXADEL","ADELAIDE CENTRAL","SAPN","Summer","Coincident",2009,"Actual",206.94,"NA"]
[null,"SA","SXADEL","ADELAIDE CENTRAL","SAPN","Summer","Coincident",2010,"Actual",205.11,"NA"]
[null,"SA","SXADEL","ADELAIDE CENTRAL","SAPN","Summer","Coincident",2011,"Actual",204.21,"NA"]
[null,"SA","SXADEL","ADELAIDE CENTRAL","SAPN","Summer","Coincident",2012,"Actual",183.33,"NA"]
[null,"SA","SXADEL","ADELAIDE CENTRAL","SAPN","Summer","Coincident",2013,"Actual",172.3,"NA"]
[null,"SA","SXADEL","ADELAIDE CENTRAL","SAPN","Summer","Coincident",2014,"Actual",155.16999999999999,"NA"]
[null,"SA","SXADEL","ADELAIDE CENTRAL","SAPN","Winter","Coincident",2003,"Actual","NA","NA"]
[null,"SA","SXADEL","ADELAIDE CENTRAL","SAPN","Winter","Coincident",2004,"Actual",86.42,"NA"]
[null,"SA","SXADEL","ADELAIDE CENTRAL","SAPN","Winter","Coincident",2005,"Actual",100.15,"NA"]
[null,"SA","SXADEL","ADELAIDE CENTRAL","SAPN","Winter","Coincident",2006,"Actual",88.99,"NA"]
[null,"SA","SXADEL","ADELAIDE CENTRAL","SAPN","Winter","Coincident",2007,"Actual",83.85,"NA"]
[null,"SA","SXADEL","ADELAIDE CENTRAL","SAPN","Winter","Coincident",2008,"Actual",88.21,"NA"]
[null,"SA","SXADEL","ADELAIDE CENTRAL","SAPN","Winter","Coincident",2009,"Actual",89.35,"NA"]
[null,"SA","SXADEL","ADELAIDE CENTRAL","SAPN","Winter","Coincident",2010,"Actual",95.01,"NA"]
[null,"SA","SXADEL","ADELAIDE CENTRAL","SAPN","Winter","Coincident",2011,"Actual",93.13,"NA"]
[null,"SA","SXADEL","ADELAIDE CENTRAL","SAPN","Winter","Coincident",2012,"Actual",84.34,"NA"]
[null,"SA","SXADEL","ADELAIDE CENTRAL","SAPN","Winter","Coincident",2013,"Actual",88.22,"NA"]
[null,"SA","SXADEL","ADELAIDE CENTRAL","SAPN","Winter","Coincident",2014,"Actual","NA","NA"]
[null,"SA","SXBARK","MT BARKER/MT BARKER STH","SAPN","Summer","Coincident",2003,"Actual",56.764952000000001,"NA"]
[null,"SA","SXBARK","MT BARKER/MT BARKER STH","SAPN","Summer","Coincident",2004,"Actual",55.999744,"NA"]
[null,"SA","SXBARK","MT BARKER/MT BARKER STH","SAPN","Summer","Coincident",2005,"Actual",59.719951999999999,"NA"]
[null,"SA","SXBARK","MT BARKER/MT BARKER STH","SAPN","Summer","Coincident",2006,"Actual",66.877216000000004,"NA"]
[null,"SA","SXBARK","MT BARKER/MT BARKER STH","SAPN","Summer","Coincident",2007,"Actual",60.432152000000002,"NA"]
[null,"SA","SXBARK","MT BARKER/MT BARKER STH","SAPN","Summer","Coincident",2008,"Actual",74.521405999999999,"NA"]
[null,"SA","SXBARK","MT BARKER/MT BARKER STH","SAPN","Summer","Coincident",2009,"Actual",93.551839999999999,"NA"]
[null,"SA","SXBARK","MT BARKER/MT BARKER STH","SAPN","Summer","Coincident",2010,"Actual",82.528130000000004,"NA"]
[null,"SA","SXBARK","MT BARKER/MT BARKER STH","SAPN","Summer","Coincident",2011,"Actual",93.011887999999999,"NA"]
[null,"SA","SXBARK","MT BARKER/MT BARKER STH","SAPN","Summer","Coincident",2012,"Actual",73.943256000000005,"NA"]
[null,"SA","SXBARK","MT BARKER/MT BARKER STH","SAPN","Summer","Coincident",2013,"Actual",78.463357999999999,"NA"]
[null,"SA","SXBARK","MT BARKER/MT BARKER STH","SAPN","Summer","Coincident",2014,"Actual",94.761886000000004,"NA"]
[null,"SA","SXBARK","MT BARKER/MT BARKER STH","SAPN","Winter","Coincident",2003,"Actual",59.349863999999997,"NA"]
[null,"SA","SXBARK","MT BARKER/MT BARKER STH","SAPN","Winter","Coincident",2004,"Actual",61.011952000000001,"NA"]
[null,"SA","SXBARK","MT BARKER/MT BARKER STH","SAPN","Winter","Coincident",2005,"Actual",65.330303999999998,"NA"]
[null,"SA","SXBARK","MT BARKER/MT BARKER STH","SAPN","Winter","Coincident",2006,"Actual",70.020176000000006,"NA"]
[null,"SA","SXBARK","MT BARKER/MT BARKER STH","SAPN","Winter","Coincident",2007,"Actual",69.076487999999998,"NA"]
[null,"SA","SXBARK","MT BARKER/MT BARKER STH","SAPN","Winter","Coincident",2008,"Actual",76.354320000000001,"NA"]
[null,"SA","SXBARK","MT BARKER/MT BARKER STH","SAPN","Winter","Coincident",2009,"Actual",75.242624000000006,"NA"]
[null,"SA","SXBARK","MT BARKER/MT BARKER STH","SAPN","Winter","Coincident",2010,"Actual",67.634311999999994,"NA"]
[null,"SA","SXBARK","MT BARKER/MT BARKER STH","SAPN","Winter","Coincident",2011,"Actual",76.932192000000001,"NA"]
[null,"SA","SXBARK","MT BARKER/MT BARKER STH","SAPN","Winter","Coincident",2012,"Actual",78.328530000000001,"NA"]
[null,"SA","SXBARK","MT BARKER/MT BARKER STH","SAPN","Winter","Coincident",2013,"Actual",74.088151999999994,"NA"]
[null,"SA","SXBARK","MT BARKER/MT BARKER STH","SAPN","Winter","Coincident",2014,"Actual",74.373154,"NA"]
[null,"SA","SXBERR","BERRI","SAPN","Summer","Coincident",2003,"Actual",81.061335999999997,"NA"]
[null,"SA","SXBERR","BERRI","SAPN","Summer","Coincident",2004,"Actual",71.575832000000005,"NA"]
[null,"SA","SXBERR","BERRI","SAPN","Summer","Coincident",2005,"Actual",78.762696000000005,"NA"]
[null,"SA","SXBERR","BERRI","SAPN","Summer","Coincident",2006,"Actual",88.839663999999999,"NA"]
[null,"SA","SXBERR","BERRI","SAPN","Summer","Coincident",2007,"Actual",71.489112000000006,"NA"]
[null,"SA","SXBERR","BERRI","SAPN","Summer","Coincident",2008,"Actual",73.752663999999996,"NA"]
[null,"SA","SXBERR","BERRI","SAPN","Summer","Coincident",2009,"Actual",89.769255999999999,"NA"]
[null,"SA","SXBERR","BERRI","SAPN","Summer","Coincident",2010,"Actual",88.887991999999997,"NA"]
[null,"SA","SXBERR","BERRI","SAPN","Summer","Coincident",2011,"Actual",83.667063999999996,"NA"]
[null,"SA","SXBERR","BERRI","SAPN","Summer","Coincident",2012,"Actual",69.172703999999996,"NA"]
[null,"SA","SXBERR","BERRI","SAPN","Summer","Coincident",2013,"Actual",81.075496000000001,"NA"]
[null,"SA","SXBERR","BERRI","SAPN","Summer","Coincident",2014,"Actual",89.911541999999997,"NA"]
[null,"SA","SXBERR","BERRI","SAPN","Winter","Coincident",2003,"Actual",47.227364000000001,"NA"]
[null,"SA","SXBERR","BERRI","SAPN","Winter","Coincident",2004,"Actual",41.58296,"NA"]
[null,"SA","SXBERR","BERRI","SAPN","Winter","Coincident",2005,"Actual",43.36768,"NA"]
[null,"SA","SXBERR","BERRI","SAPN","Winter","Coincident",2006,"Actual",51.457771999999999,"NA"]
[null,"SA","SXBERR","BERRI","SAPN","Winter","Coincident",2007,"Actual",51.629192000000003,"NA"]
[null,"SA","SXBERR","BERRI","SAPN","Winter","Coincident",2008,"Actual",48.102719999999998,"NA"]
[null,"SA","SXBERR","BERRI","SAPN","Winter","Coincident",2009,"Actual",44.183036000000001,"NA"]
[null,"SA","SXBERR","BERRI","SAPN","Winter","Coincident",2010,"Actual",42.840780000000002,"NA"]
[null,"SA","SXBERR","BERRI","SAPN","Winter","Coincident",2011,"Actual",32.659044000000002,"NA"]
[null,"SA","SXBERR","BERRI","SAPN","Winter","Coincident",2012,"Actual",41.169012000000002,"NA"]
[null,"SA","SXBERR","BERRI","SAPN","Winter","Coincident",2013,"Actual",48.046343999999998,"NA"]
[null,"SA","SXBERR","BERRI","SAPN","Winter","Coincident",2014,"Actual",46.18853,"NA"]
[null,"SA","SXBLAN","BLANCHE","SAPN","Summer","Coincident",2003,"Actual",27.962164000000001,"NA"]
[null,"SA","SXBLAN","BLANCHE","SAPN","Summer","Coincident",2004,"Actual",28.418896,"NA"]
[null,"SA","SXBLAN","BLANCHE","SAPN","Summer","Coincident",2005,"Actual",24.177816,"NA"]
[null,"SA","SXBLAN","BLANCHE","SAPN","Summer","Coincident",2006,"Actual",29.081436,"NA"]
[null,"SA","SXBLAN","BLANCHE","SAPN","Summer","Coincident",2007,"Actual",28.164000000000001,"NA"]
[null,"SA","SXBLAN","BLANCHE","SAPN","Summer","Coincident",2008,"Actual",32.462400000000002,"NA"]
[null,"SA","SXBLAN","BLANCHE","SAPN","Summer","Coincident",2009,"Actual",34.206299999999999,"NA"]
[null,"SA","SXBLAN","BLANCHE","SAPN","Summer","Coincident",2010,"Actual",35.216467999999999,"NA"]
[null,"SA","SXBLAN","BLANCHE","SAPN","Summer","Coincident",2011,"Actual",32.063400000000001,"NA"]
[null,"SA","SXBLAN","BLANCHE","SAPN","Summer","Coincident",2012,"Actual",35.075716,"NA"]
[null,"SA","SXBLAN","BLANCHE","SAPN","Summer","Coincident",2013,"Actual",29.025739999999999,"NA"]
[null,"SA","SXBLAN","BLANCHE","SAPN","Summer","Coincident",2014,"Actual",29.946496,"NA"]
[null,"SA","SXBLAN","BLANCHE","SAPN","Winter","Coincident",2003,"Actual",27.575592,"NA"]
[null,"SA","SXBLAN","BLANCHE","SAPN","Winter","Coincident",2004,"Actual",28.471164000000002,"NA"]
[null,"SA","SXBLAN","BLANCHE","SAPN","Winter","Coincident",2005,"Actual",28.886068000000002,"NA"]
[null,"SA","SXBLAN","BLANCHE","SAPN","Winter","Coincident",2006,"Actual",26.331403999999999,"NA"]
[null,"SA","SXBLAN","BLANCHE","SAPN","Winter","Coincident",2007,"Actual",28.618776,"NA"]
[null,"SA","SXBLAN","BLANCHE","SAPN","Winter","Coincident",2008,"Actual",30.722415999999999,"NA"]
[null,"SA","SXBLAN","BLANCHE","SAPN","Winter","Coincident",2009,"Actual",31.868539999999999,"NA"]
[null,"SA","SXBLAN","BLANCHE","SAPN","Winter","Coincident",2010,"Actual",33.319263999999997,"NA"]
[null,"SA","SXBLAN","BLANCHE","SAPN","Winter","Coincident",2011,"Actual",31.918472000000001,"NA"]
[null,"SA","SXBLAN","BLANCHE","SAPN","Winter","Coincident",2012,"Actual",30.912127999999999,"NA"]
[null,"SA","SXBLAN","BLANCHE","SAPN","Winter","Coincident",2013,"Actual",27.119264000000001,"NA"]
[null,"SA","SXBLAN","BLANCHE","SAPN","Winter","Coincident",2014,"Actual",30.856895999999999,"NA"]
[null,"SA","SYAD","YADNARIE","SAPN","Summer","Coincident",2003,"Actual",7.6560560000000004,"NA"]
[null,"SA","SYAD","YADNARIE","SAPN","Summer","Coincident",2004,"Actual",7.27597,"NA"]
[null,"SA","SYAD","YADNARIE","SAPN","Summer","Coincident",2005,"Actual",6.2548719999999998,"NA"]
[null,"SA","SYAD","YADNARIE","SAPN","Summer","Coincident",2006,"Actual",8.2230980000000002,"NA"]
[null,"SA","SYAD","YADNARIE","SAPN","Summer","Coincident",2007,"Actual",7.7232399999999997,"NA"]
[null,"SA","SYAD","YADNARIE","SAPN","Summer","Coincident",2008,"Actual",9.8680679999999992,"NA"]
[null,"SA","SYAD","YADNARIE","SAPN","Summer","Coincident",2009,"Actual",10.61275,"NA"]
[null,"SA","SYAD","YADNARIE","SAPN","Summer","Coincident",2010,"Actual",9.6200759999999992,"NA"]
[null,"SA","SYAD","YADNARIE","SAPN","Summer","Coincident",2011,"Actual",9.233746,"NA"]
[null,"SA","SYAD","YADNARIE","SAPN","Summer","Coincident",2012,"Actual",5.9493179999999999,"NA"]
[null,"SA","SYAD","YADNARIE","SAPN","Summer","Coincident",2013,"Actual",7.5499799999999997,"NA"]
[null,"SA","SYAD","YADNARIE","SAPN","Summer","Coincident",2014,"Actual",8.0389180000000007,"NA"]
[null,"SA","SYAD","YADNARIE","SAPN","Winter","Coincident",2003,"Actual",6.7235940000000003,"NA"]
[null,"SA","SYAD","YADNARIE","SAPN","Winter","Coincident",2004,"Actual",7.0291540000000001,"NA"]
[null,"SA","SYAD","YADNARIE","SAPN","Winter","Coincident",2005,"Actual",7.2235279999999999,"NA"]
[null,"SA","SYAD","YADNARIE","SAPN","Winter","Coincident",2006,"Actual",7.4798559999999998,"NA"]
[null,"SA","SYAD","YADNARIE","SAPN","Winter","Coincident",2007,"Actual",7.2594900000000004,"NA"]
[null,"SA","SYAD","YADNARIE","SAPN","Winter","Coincident",2008,"Actual",7.0569160000000002,"NA"]
[null,"SA","SYAD","YADNARIE","SAPN","Winter","Coincident",2009,"Actual",7.1602540000000001,"NA"]
[null,"SA","SYAD","YADNARIE","SAPN","Winter","Coincident",2010,"Actual",6.9894059999999998,"NA"]
[null,"SA","SYAD","YADNARIE","SAPN","Winter","Coincident",2011,"Actual",6.2240380000000002,"NA"]
[null,"SA","SYAD","YADNARIE","SAPN","Winter","Coincident",2012,"Actual",6.0925599999999998,"NA"]
[null,"SA","SYAD","YADNARIE","SAPN","Winter","Coincident",2013,"Actual",5.8595639999999998,"NA"]
[null,"SA","SYAD","YADNARIE","SAPN","Winter","Coincident",2014,"Actual",6.6060999999999996,"NA"]
[null,"SA","SANC","ANGAS CREEK","SAPN","Summer","Non-Coincident",2004,"TempCorrActualpoe10",15.24962687,"NA"]
[null,"SA","SANC","ANGAS CREEK","SAPN","Summer","Non-Coincident",2004,"TempCorrActualpoe50",13.85442037,"NA"]
[null,"SA","SANC","ANGAS CREEK","SAPN","Summer","Non-Coincident",2005,"TempCorrActualpoe10",14.24895588,"NA"]
[null,"SA","SANC","ANGAS CREEK","SAPN","Summer","Non-Coincident",2005,"TempCorrActualpoe50",13.18333997,"NA"]
[null,"SA","SANC","ANGAS CREEK","SAPN","Summer","Non-Coincident",2006,"TempCorrActualpoe10",16.29680931,"NA"]
[null,"SA","SANC","ANGAS CREEK","SAPN","Summer","Non-Coincident",2006,"TempCorrActualpoe50",14.79662813,"NA"]
[null,"SA","SANC","ANGAS CREEK","SAPN","Summer","Non-Coincident",2007,"TempCorrActualpoe10",15.67259896,"NA"]
[null,"SA","SANC","ANGAS CREEK","SAPN","Summer","Non-Coincident",2007,"TempCorrActualpoe50",14.268344129999999,"NA"]
[null,"SA","SANC","ANGAS CREEK","SAPN","Summer","Non-Coincident",2008,"TempCorrActualpoe10",19.33200304,"NA"]
[null,"SA","SANC","ANGAS CREEK","SAPN","Summer","Non-Coincident",2008,"TempCorrActualpoe50",17.15134888,"NA"]
[null,"SA","SANC","ANGAS CREEK","SAPN","Summer","Non-Coincident",2009,"TempCorrActualpoe10",19.4044116,"NA"]
[null,"SA","SANC","ANGAS CREEK","SAPN","Summer","Non-Coincident",2009,"TempCorrActualpoe50",17.572650670000002,"NA"]
[null,"SA","SANC","ANGAS CREEK","SAPN","Summer","Non-Coincident",2010,"TempCorrActualpoe10",19.049024070000002,"NA"]
[null,"SA","SANC","ANGAS CREEK","SAPN","Summer","Non-Coincident",2010,"TempCorrActualpoe50",17.0729878,"NA"]
[null,"SA","SANC","ANGAS CREEK","SAPN","Summer","Non-Coincident",2011,"TempCorrActualpoe10",22.532073669999999,"NA"]
[null,"SA","SANC","ANGAS CREEK","SAPN","Summer","Non-Coincident",2011,"TempCorrActualpoe50",20.048306220000001,"NA"]
[null,"SA","SANC","ANGAS CREEK","SAPN","Summer","Non-Coincident",2012,"TempCorrActualpoe10",18.322362739999999,"NA"]
[null,"SA","SANC","ANGAS CREEK","SAPN","Summer","Non-Coincident",2012,"TempCorrActualpoe50",16.60886447,"NA"]
[null,"SA","SANC","ANGAS CREEK","SAPN","Summer","Non-Coincident",2013,"TempCorrActualpoe10",18.16393154,"NA"]
[null,"SA","SANC","ANGAS CREEK","SAPN","Summer","Non-Coincident",2013,"TempCorrActualpoe50",16.597580700000002,"NA"]
[null,"SA","SANC","ANGAS CREEK","SAPN","Summer","Non-Coincident",2014,"TempCorrActualpoe10",18.854062039999999,"NA"]
[null,"SA","SANC","ANGAS CREEK","SAPN","Summer","Non-Coincident",2014,"TempCorrActualpoe50",17.087317169999999,"NA"]
[null,"SA","SANC","ANGAS CREEK","SAPN","Winter","Non-Coincident",2003,"TempCorrActualpoe10",11.792676030000001,"NA"]
[null,"SA","SANC","ANGAS CREEK","SAPN","Winter","Non-Coincident",2005,"TempCorrActualpoe50",12.733331590000001,"NA"]
[null,"SA","SANC","ANGAS CREEK","SAPN","Winter","Non-Coincident",2007,"TempCorrActualpoe10",14.34320424,"NA"]
[null,"SA","SANC","ANGAS CREEK","SAPN","Winter","Non-Coincident",2008,"TempCorrActualpoe10",15.04452328,"NA"]
[null,"SA","SANC","ANGAS CREEK","SAPN","Winter","Non-Coincident",2011,"TempCorrActualpoe10",15.106432570000001,"NA"]
[null,"SA","SANC","ANGAS CREEK","SAPN","Winter","Non-Coincident",2012,"TempCorrActualpoe50",13.88440741,"NA"]
[null,"SA","SANC","ANGAS CREEK","SAPN","Winter","Non-Coincident",2013,"TempCorrActualpoe50",13.9779591,"NA"]
[null,"SA","SARW","ARDROSSAN WEST","SAPN","Summer","Non-Coincident",2004,"TempCorrActualpoe10",10.02980571,"NA"]
[null,"SA","SARW","ARDROSSAN WEST","SAPN","Summer","Non-Coincident",2006,"TempCorrActualpoe50",10.52647945,"NA"]
[null,"SA","SARW","ARDROSSAN WEST","SAPN","Summer","Non-Coincident",2008,"TempCorrActualpoe50",11.21708885,"NA"]
[null,"SA","SARW","ARDROSSAN WEST","SAPN","Summer","Non-Coincident",2010,"TempCorrActualpoe10",13.203421970000001,"NA"]
[null,"SA","SARW","ARDROSSAN WEST","SAPN","Summer","Non-Coincident",2011,"TempCorrActualpoe10",13.22163538,"NA"]
[null,"SA","SARW","ARDROSSAN WEST","SAPN","Summer","Non-Coincident",2014,"TempCorrActualpoe10",11.54118809,"NA"]
[null,"SA","SARW","ARDROSSAN WEST","SAPN","Winter","Non-Coincident",2003,"TempCorrActualpoe50",7.736010254,"NA"]
[null,"SA","SARW","ARDROSSAN WEST","SAPN","Winter","Non-Coincident",2006,"TempCorrActualpoe10",9.4081197840000002,"NA"]
[null,"SA","SARW","ARDROSSAN WEST","SAPN","Winter","Non-Coincident",2006,"TempCorrActualpoe50",8.9048205209999995,"NA"]
[null,"SA","SARW","ARDROSSAN WEST","SAPN","Winter","Non-Coincident",2008,"TempCorrActualpoe50",8.5667200880000003,"NA"]
[null,"SA","SARW","ARDROSSAN WEST","SAPN","Winter","Non-Coincident",2010,"TempCorrActualpoe50",9.0470389470000008,"NA"]
[null,"SA","SARW","ARDROSSAN WEST","SAPN","Winter","Non-Coincident",2013,"TempCorrActualpoe10",8.5748572680000006,"NA"]
[null,"SA","SARW","ARDROSSAN WEST","SAPN","Winter","Non-Coincident",2014,"TempCorrActualpoe50",8.3519066029999998,"NA"]
[null,"SA","SBAC","BACK CALLINGTON","ElectraNet","Summer","Non-Coincident",2012,"TempCorrActualpoe50","NA","NA"]
[null,"SA","SBAC","BACK CALLINGTON","ElectraNet","Summer","Non-Coincident",2014,"TempCorrActualpoe10","NA","NA"]
[null,"SA","SBAC","BACK CALLINGTON","ElectraNet","Winter","Non-Coincident",2014,"TempCorrActualpoe10","NA","NA"]
[null,"SA","SBAC","BACK CALLINGTON","ElectraNet","Winter","Non-Coincident",2014,"TempCorrActualpoe50","NA","NA"]
[null,"SA","SBAR","BAROOTA","SAPN","Summer","Non-Coincident",2005,"TempCorrActualpoe50",6.419962945,"NA"]
[null,"SA","SBAR","BAROOTA","SAPN","Summer","Non-Coincident",2007,"TempCorrActualpoe50",7.7483933010000001,"NA"]
[null,"SA","SBAR","BAROOTA","SAPN","Summer","Non-Coincident",2010,"TempCorrActualpoe10",9.2029268240000004,"NA"]
[null,"SA","SBAR","BAROOTA","SAPN","Summer","Non-Coincident",2010,"TempCorrActualpoe50",8.4503637430000005,"NA"]
[null,"SA","SBAR","BAROOTA","SAPN","Summer","Non-Coincident",2013,"TempCorrActualpoe50",7.2516183569999999,"NA"]
[null,"SA","SBAR","BAROOTA","SAPN","Winter","Non-Coincident",2003,"TempCorrActualpoe10",5.8538929470000003,"NA"]
[null,"SA","SBAR","BAROOTA","SAPN","Winter","Non-Coincident",2004,"TempCorrActualpoe10",6.3097052009999999,"NA"]
[null,"SA","SBAR","BAROOTA","SAPN","Winter","Non-Coincident",2005,"TempCorrActualpoe50",6.0972971960000004,"NA"]
[null,"SA","SBAR","BAROOTA","SAPN","Winter","Non-Coincident",2008,"TempCorrActualpoe10",6.5694870420000004,"NA"]
[null,"SA","SBAR","BAROOTA","SAPN","Winter","Non-Coincident",2010,"TempCorrActualpoe10",6.842173388,"NA"]
[null,"SA","SBAR","BAROOTA","SAPN","Winter","Non-Coincident",2011,"TempCorrActualpoe50",5.9895531750000002,"NA"]
[null,"SA","SBAR","BAROOTA","SAPN","Winter","Non-Coincident",2012,"TempCorrActualpoe50",6.0068340490000001,"NA"]
[null,"SA","SBRK","BRINKWORTH","SAPN","Summer","Non-Coincident",2007,"TempCorrActualpoe50",4.468684702,"NA"]
[null,"SA","SBRK","BRINKWORTH","SAPN","Summer","Non-Coincident",2009,"TempCorrActualpoe10",4.9662182509999999,"NA"]
[null,"SA","SBRK","BRINKWORTH","SAPN","Summer","Non-Coincident",2010,"TempCorrActualpoe10",5.0168966099999999,"NA"]
[null,"SA","SBRK","BRINKWORTH","SAPN","Summer","Non-Coincident",2011,"TempCorrActualpoe50",4.4353610919999999,"NA"]
[null,"SA","SBRK","BRINKWORTH","SAPN","Summer","Non-Coincident",2014,"TempCorrActualpoe10",4.8229002769999996,"NA"]
[null,"SA","SBRK","BRINKWORTH","SAPN","Winter","Non-Coincident",2008,"TempCorrActualpoe10",4.1870080779999999,"NA"]
[null,"SA","SBRK","BRINKWORTH","SAPN","Winter","Non-Coincident",2010,"TempCorrActualpoe50",4.1056934920000003,"NA"]
[null,"SA","SBRK","BRINKWORTH","SAPN","Winter","Non-Coincident",2012,"TempCorrActualpoe10",4.0659162420000001,"NA"]
[null,"SA","SBRK","BRINKWORTH","SAPN","Winter","Non-Coincident",2013,"TempCorrActualpoe10",4.010715501,"NA"]
[null,"SA","SBRK","BRINKWORTH","SAPN","Winter","Non-Coincident",2014,"TempCorrActualpoe50",3.9776210289999998,"NA"]
[null,"SA","SCLN","CLARE NORTH","SAPN","Summer","Non-Coincident",2013,"TempCorrActualpoe50",12.342942750000001,"NA"]
[null,"SA","SCLN","CLARE NORTH","SAPN","Summer","Non-Coincident",2014,"TempCorrActualpoe10",13.369776460000001,"NA"]
[null,"SA","SCLN","CLARE NORTH","SAPN","Winter","Non-Coincident",2012,"TempCorrActualpoe10",10.296359259999999,"NA"]
[null,"SA","SCLN","CLARE NORTH","SAPN","Winter","Non-Coincident",2014,"TempCorrActualpoe10",10.42297598,"NA"]
[null,"SA","SDAL","DALRYMPLE","SAPN","Summer","Non-Coincident",2005,"TempCorrActualpoe50",7.3812727819999999,"NA"]
[null,"SA","SDAL","DALRYMPLE","SAPN","Summer","Non-Coincident",2007,"TempCorrActualpoe10",6.41801508,"NA"]
[null,"SA","SDAL","DALRYMPLE","SAPN","Summer","Non-Coincident",2008,"TempCorrActualpoe10",7.2493285209999998,"NA"]
[null,"SA","SDAL","DALRYMPLE","SAPN","Summer","Non-Coincident",2009,"TempCorrActualpoe50",6.31281873,"NA"]
[null,"SA","SDAL","DALRYMPLE","SAPN","Summer","Non-Coincident",2012,"TempCorrActualpoe50",6.8212832819999996,"NA"]
[null,"SA","SDAL","DALRYMPLE","SAPN","Summer","Non-Coincident",2013,"TempCorrActualpoe10",7.5501327539999998,"NA"]
[null,"SA","SDAL","DALRYMPLE","SAPN","Winter","Non-Coincident",2003,"TempCorrActualpoe50",4.9773621700000001,"NA"]
[null,"SA","SDAL","DALRYMPLE","SAPN","Winter","Non-Coincident",2005,"TempCorrActualpoe50",5.4673475089999997,"NA"]
[null,"SA","SDAL","DALRYMPLE","SAPN","Winter","Non-Coincident",2007,"TempCorrActualpoe50",5.5634920919999997,"NA"]
[null,"SA","SDAL","DALRYMPLE","SAPN","Winter","Non-Coincident",2008,"TempCorrActualpoe10",5.5955290739999999,"NA"]
[null,"SA","SDAL","DALRYMPLE","SAPN","Winter","Non-Coincident",2011,"TempCorrActualpoe10",6.8151860969999998,"NA"]
[null,"SA","SDAL","DALRYMPLE","SAPN","Winter","Non-Coincident",2012,"TempCorrActualpoe50",5.8520273940000003,"NA"]
[null,"SA","SDAL","DALRYMPLE","SAPN","Winter","Non-Coincident",2013,"TempCorrActualpoe50",5.9107094059999996,"NA"]
[null,"SA","SDAW","DAVENPORT WEST","SAPN","Summer","Non-Coincident",2011,"TempCorrActualpoe10",33.194890000000001,"NA"]
[null,"SA","SDAW","DAVENPORT WEST","SAPN","Summer","Non-Coincident",2013,"TempCorrActualpoe50",28.79393,"NA"]
[null,"SA","SDAW","DAVENPORT WEST","SAPN","Winter","Non-Coincident",2010,"TempCorrActualpoe50",19.628959999999999,"NA"]
[null,"SA","SDAW","DAVENPORT WEST","SAPN","Winter","Non-Coincident",2012,"TempCorrActualpoe50",19.945540000000001,"NA"]
[null,"SA","SDAW","DAVENPORT WEST","SAPN","Winter","Non-Coincident",2013,"TempCorrActualpoe10",20.730399999999999,"NA"]
[null,"SA","SGSDRN","DORRIEN","SAPN","Summer","Non-Coincident",2006,"TempCorrActualpoe50",51.346359999999997,"NA"]
[null,"SA","SGSDRN","DORRIEN","SAPN","Summer","Non-Coincident",2008,"TempCorrActualpoe10",64.435569999999998,"NA"]
[null,"SA","SGSDRN","DORRIEN","SAPN","Summer","Non-Coincident",2011,"TempCorrActualpoe10",60.948270000000001,"NA"]
[null,"SA","SGSDRN","DORRIEN","SAPN","Summer","Non-Coincident",2012,"TempCorrActualpoe10",61.282080000000001,"NA"]
[null,"SA","SGSDRN","DORRIEN","SAPN","Summer","Non-Coincident",2013,"TempCorrActualpoe50",60.184910000000002,"NA"]
[null,"SA","SGSDRN","DORRIEN","SAPN","Winter","Non-Coincident",2006,"TempCorrActualpoe50",42.89331,"NA"]
[null,"SA","SGSDRN","DORRIEN","SAPN","Winter","Non-Coincident",2009,"TempCorrActualpoe10",46.131169999999997,"NA"]
[null,"SA","SGSDRN","DORRIEN","SAPN","Winter","Non-Coincident",2010,"TempCorrActualpoe50",45.55979,"NA"]
[null,"SA","SGSDRN","DORRIEN","SAPN","Winter","Non-Coincident",2011,"TempCorrActualpoe50",45.800629999999998,"NA"]
[null,"SA","SGSDRN","DORRIEN","SAPN","Winter","Non-Coincident",2013,"TempCorrActualpoe10",45.245150000000002,"NA"]
[null,"SA","SGSKET","KEITH","SAPN","Summer","Non-Coincident",2005,"TempCorrActualpoe10",22.649170000000002,"NA"]
[null,"SA","SGSKET","KEITH","SAPN","Summer","Non-Coincident",2006,"TempCorrActualpoe10",25.191130000000001,"NA"]
[null,"SA","SGSKET","KEITH","SAPN","Summer","Non-Coincident",2007,"TempCorrActualpoe50",22.72052,"NA"]
[null,"SA","SGSKET","KEITH","SAPN","Summer","Non-Coincident",2009,"TempCorrActualpoe50",27.016639999999999,"NA"]
[null,"SA","SGSKET","KEITH","SAPN","Summer","Non-Coincident",2012,"TempCorrActualpoe10",24.001539999999999,"NA"]
[null,"SA","SGSKET","KEITH","SAPN","Summer","Non-Coincident",2012,"TempCorrActualpoe50",21.682569999999998,"NA"]
[null,"SA","SGSKET","KEITH","SAPN","Summer","Non-Coincident",2014,"TempCorrActualpoe50",23.359220000000001,"NA"]
[null,"SA","SGSKET","KEITH","SAPN","Winter","Non-Coincident",2005,"TempCorrActualpoe10",14.651669999999999,"NA"]
[null,"SA","SGSKET","KEITH","SAPN","Winter","Non-Coincident",2006,"TempCorrActualpoe10",15.897080000000001,"NA"]
[null,"SA","SGSKET","KEITH","SAPN","Winter","Non-Coincident",2007,"TempCorrActualpoe50",14.00301,"NA"]
[null,"SA","SGSKET","KEITH","SAPN","Winter","Non-Coincident",2010,"TempCorrActualpoe10",15.242559999999999,"NA"]
[null,"SA","SGSKET","KEITH","SAPN","Winter","Non-Coincident",2012,"TempCorrActualpoe10",13.853160000000001,"NA"]
[null,"SA","SGSKET","KEITH","SAPN","Winter","Non-Coincident",2014,"TempCorrActualpoe10",14.316929999999999,"NA"]
[null,"SA","SGSKET","KEITH","SAPN","Winter","Non-Coincident",2014,"TempCorrActualpoe50",13.78529,"NA"]
[null,"SA","SGSXEAST","EASTERN SUBURBS","SAPN","Summer","Non-Coincident",2007,"TempCorrActualpoe50",707.36749999999995,"NA"]
[null,"SA","SGSXEAST","EASTERN SUBURBS","SAPN","Summer","Non-Coincident",2010,"TempCorrActualpoe10",833.351,"NA"]
[null,"SA","SGSXEAST","EASTERN SUBURBS","SAPN","Summer","Non-Coincident",2011,"TempCorrActualpoe10",803.02700000000004,"NA"]
[null,"SA","SGSXEAST","EASTERN SUBURBS","SAPN","Summer","Non-Coincident",2012,"TempCorrActualpoe50",692.35540000000003,"NA"]
[null,"SA","SGSXEAST","EASTERN SUBURBS","SAPN","Winter","Non-Coincident",2006,"TempCorrActualpoe10",498.08850000000001,"NA"]
[null,"SA","SGSXEAST","EASTERN SUBURBS","SAPN","Winter","Non-Coincident",2008,"TempCorrActualpoe50",505.62689999999998,"NA"]
[null,"SA","SGSXEAST","EASTERN SUBURBS","SAPN","Winter","Non-Coincident",2010,"TempCorrActualpoe50",511.48480000000001,"NA"]
[null,"SA","SGSXEAST","EASTERN SUBURBS","SAPN","Winter","Non-Coincident",2012,"TempCorrActualpoe10",480.87189999999998,"NA"]
[null,"SA","SGSXEAST","EASTERN SUBURBS","SAPN","Winter","Non-Coincident",2013,"TempCorrActualpoe10",498.16050000000001,"NA"]
[null,"SA","SGSXEAST","EASTERN SUBURBS","SAPN","Winter","Non-Coincident",2014,"TempCorrActualpoe50",502.47770000000003,"NA"]
[null,"SA","SHUM","HUMMOCKS","SAPN","Summer","Non-Coincident",2006,"TempCorrActualpoe50",11.15569,"NA"]
[null,"SA","SHUM","HUMMOCKS","SAPN","Summer","Non-Coincident",2007,"TempCorrActualpoe50",12.72804,"NA"]
[null,"SA","SHUM","HUMMOCKS","SAPN","Summer","Non-Coincident",2009,"TempCorrActualpoe10",13.60169,"NA"]
[null,"SA","SHUM","HUMMOCKS","SAPN","Summer","Non-Coincident",2011,"TempCorrActualpoe50",14.27352,"NA"]
[null,"SA","SHUM","HUMMOCKS","SAPN","Summer","Non-Coincident",2013,"TempCorrActualpoe50",14.476139999999999,"NA"]
[null,"SA","SHUM","HUMMOCKS","SAPN","Winter","Non-Coincident",2003,"TempCorrActualpoe10",10.74234,"NA"]
[null,"SA","SHUM","HUMMOCKS","SAPN","Winter","Non-Coincident",2004,"TempCorrActualpoe10",11.06742,"NA"]
[null,"SA","SHUM","HUMMOCKS","SAPN","Winter","Non-Coincident",2006,"TempCorrActualpoe50",10.795400000000001,"NA"]
[null,"SA","SHUM","HUMMOCKS","SAPN","Winter","Non-Coincident",2008,"TempCorrActualpoe10",10.14001,"NA"]
[null,"SA","SHUM","HUMMOCKS","SAPN","Winter","Non-Coincident",2009,"TempCorrActualpoe10",10.692869999999999,"NA"]
[null,"SA","SHUM","HUMMOCKS","SAPN","Winter","Non-Coincident",2011,"TempCorrActualpoe50",11.024900000000001,"NA"]
[null,"SA","SHUM","HUMMOCKS","SAPN","Winter","Non-Coincident",2013,"TempCorrActualpoe50",10.278689999999999,"NA"]
[null,"SA","SGSSNN","SNUGGERY INDUSTRIAL","SAPN","Summer","Non-Coincident",2005,"TempCorrActualpoe50",30.946204999999999,"NA"]
[null,"SA","SGSSNN","SNUGGERY INDUSTRIAL","SAPN","Summer","Non-Coincident",2006,"TempCorrActualpoe10",41.399559000000004,"NA"]
[null,"SA","SGSSNN","SNUGGERY INDUSTRIAL","SAPN","Summer","Non-Coincident",2008,"TempCorrActualpoe10",17.116126999999999,"NA"]
[null,"SA","SGSSNN","SNUGGERY INDUSTRIAL","SAPN","Summer","Non-Coincident",2010,"TempCorrActualpoe50",41.602829,"NA"]
[null,"SA","SGSSNN","SNUGGERY INDUSTRIAL","SAPN","Summer","Non-Coincident",2012,"TempCorrActualpoe10",31.775365000000001,"NA"]
[null,"SA","SGSSNN","SNUGGERY INDUSTRIAL","SAPN","Summer","Non-Coincident",2013,"TempCorrActualpoe10",25.421928999999999,"NA"]
[null,"SA","SGSSNN","SNUGGERY INDUSTRIAL","SAPN","Winter","Non-Coincident",2004,"TempCorrActualpoe50",21.251882999999999,"NA"]
[null,"SA","SGSSNN","SNUGGERY INDUSTRIAL","SAPN","Winter","Non-Coincident",2006,"TempCorrActualpoe50",27.976772,"NA"]
[null,"SA","SGSSNN","SNUGGERY INDUSTRIAL","SAPN","Winter","Non-Coincident",2008,"TempCorrActualpoe50",41.091186,"NA"]
[null,"SA","SGSSNN","SNUGGERY INDUSTRIAL","SAPN","Winter","Non-Coincident",2009,"TempCorrActualpoe10",27.670940999999999,"NA"]
[null,"SA","SGSSNN","SNUGGERY INDUSTRIAL","SAPN","Winter","Non-Coincident",2011,"TempCorrActualpoe50",24.513915999999998,"NA"]
[null,"SA","SGSSNN","SNUGGERY INDUSTRIAL","SAPN","Winter","Non-Coincident",2013,"TempCorrActualpoe10",22.164209,"NA"]
[null,"SA","SGSXSOUT","SOUTHERN SUBURBS","SAPN","Summer","Non-Coincident",2007,"TempCorrActualpoe10",600.63409999999999,"NA"]
[null,"SA","SGSXSOUT","SOUTHERN SUBURBS","SAPN","Summer","Non-Coincident",2008,"TempCorrActualpoe10",703.01340000000005,"NA"]
[null,"SA","SGSXSOUT","SOUTHERN SUBURBS","SAPN","Summer","Non-Coincident",2009,"TempCorrActualpoe50",589.3519,"NA"]
[null,"SA","SGSXSOUT","SOUTHERN SUBURBS","SAPN","Summer","Non-Coincident",2012,"TempCorrActualpoe10",693.18499999999995,"NA"]
[null,"SA","SGSXSOUT","SOUTHERN SUBURBS","SAPN","Summer","Non-Coincident",2014,"TempCorrActualpoe10",720.63019999999995,"NA"]
[null,"SA","SGSXSOUT","SOUTHERN SUBURBS","SAPN","Summer","Non-Coincident",2014,"TempCorrActualpoe50",644.37009999999998,"NA"]
[null,"SA","SGSXSOUT","SOUTHERN SUBURBS","SAPN","Winter","Non-Coincident",2004,"TempCorrActualpoe50",465.02300000000002,"NA"]
[null,"SA","SGSXSOUT","SOUTHERN SUBURBS","SAPN","Winter","Non-Coincident",2006,"TempCorrActualpoe10",509.89210000000003,"NA"]
[null,"SA","SGSXSOUT","SOUTHERN SUBURBS","SAPN","Winter","Non-Coincident",2009,"TempCorrActualpoe10",486.86160000000001,"NA"]
[null,"SA","SGSXSOUT","SOUTHERN SUBURBS","SAPN","Winter","Non-Coincident",2010,"TempCorrActualpoe10",526.5838,"NA"]
[null,"SA","SGSXSOUT","SOUTHERN SUBURBS","SAPN","Winter","Non-Coincident",2011,"TempCorrActualpoe50",487.94450000000001,"NA"]
[null,"SA","SGSXSOUT","SOUTHERN SUBURBS","SAPN","Winter","Non-Coincident",2014,"TempCorrActualpoe10",512.85299999999995,"NA"]
[null,"SA","SGSXWEST","WESTERN SUBURBS","SAPN","Summer","Non-Coincident",2005,"TempCorrActualpoe10",430.62029999999999,"NA"]
[null,"SA","SGSXWEST","WESTERN SUBURBS","SAPN","Summer","Non-Coincident",2005,"TempCorrActualpoe50",408.92869999999999,"NA"]
[null,"SA","SGSXWEST","WESTERN SUBURBS","SAPN","Summer","Non-Coincident",2007,"TempCorrActualpoe50",434.4633,"NA"]
[null,"SA","SGSXWEST","WESTERN SUBURBS","SAPN","Summer","Non-Coincident",2010,"TempCorrActualpoe10",484.44690000000003,"NA"]
[null,"SA","SGSXWEST","WESTERN SUBURBS","SAPN","Summer","Non-Coincident",2011,"TempCorrActualpoe50",445.39049999999997,"NA"]
[null,"SA","SGSXWEST","WESTERN SUBURBS","SAPN","Summer","Non-Coincident",2012,"TempCorrActualpoe50",447.03949999999998,"NA"]
[null,"SA","SGSXWEST","WESTERN SUBURBS","SAPN","Winter","Non-Coincident",2003,"TempCorrActualpoe50",294.86349999999999,"NA"]
[null,"SA","SGSXWEST","WESTERN SUBURBS","SAPN","Winter","Non-Coincident",2005,"TempCorrActualpoe10",340.17739999999998,"NA"]
[null,"SA","SGSXWEST","WESTERN SUBURBS","SAPN","Winter","Non-Coincident",2007,"TempCorrActualpoe10",363.03919999999999,"NA"]
[null,"SA","SGSXWEST","WESTERN SUBURBS","SAPN","Winter","Non-Coincident",2007,"TempCorrActualpoe50",355.05950000000001,"NA"]
[null,"SA","SGSXWEST","WESTERN SUBURBS","SAPN","Winter","Non-Coincident",2009,"TempCorrActualpoe50",337.48020000000002,"NA"]
[null,"SA","SGSXWEST","WESTERN SUBURBS","SAPN","Winter","Non-Coincident",2012,"TempCorrActualpoe10",340.48669999999998,"NA"]
[null,"SA","SGSXWEST","WESTERN SUBURBS","SAPN","Winter","Non-Coincident",2014,"TempCorrActualpoe50",344.24770000000001,"NA"]
[null,"SA","SISSPN","STONY POINT","SAPN","Summer","Non-Coincident",2011,"TempCorrActualpoe50",9.6584719999999999E-2,"NA"]
[null,"SA","SISSPN","STONY POINT","SAPN","Summer","Non-Coincident",2013,"TempCorrActualpoe10",9.1805579999999998E-2,"NA"]
[null,"SA","SISSPN","STONY POINT","SAPN","Winter","Non-Coincident",2010,"TempCorrActualpoe50",7.2831270000000004E-2,"NA"]
[null,"SA","SISSPN","STONY POINT","SAPN","Winter","Non-Coincident",2012,"TempCorrActualpoe50",6.8282339999999997E-2,"NA"]
[null,"SA","SISSPN","STONY POINT","SAPN","Winter","Non-Coincident",2013,"TempCorrActualpoe10",6.8643830000000003E-2,"NA"]
[null,"SA","SXNORT","NORTHERN","SAPN","Summer","Non-Coincident",2006,"TempCorrActualpoe10",284.36149999999998,"NA"]
[null,"SA","SXNORT","NORTHERN","SAPN","Summer","Non-Coincident",2007,"TempCorrActualpoe50",290.1112,"NA"]
[null,"SA","SXNORT","NORTHERN","SAPN","Summer","Non-Coincident",2010,"TempCorrActualpoe50",327.42790000000002,"NA"]
[null,"SA","SXNORT","NORTHERN","SAPN","Summer","Non-Coincident",2011,"TempCorrActualpoe50",332.2251,"NA"]
[null,"SA","SXNORT","NORTHERN","SAPN","Summer","Non-Coincident",2013,"TempCorrActualpoe10",348.31400000000002,"NA"]
[null,"SA","SXNORT","NORTHERN","SAPN","Winter","Non-Coincident",2006,"TempCorrActualpoe50",201.12530000000001,"NA"]
[null,"SA","SXNORT","NORTHERN","SAPN","Winter","Non-Coincident",2008,"TempCorrActualpoe50",216.91829999999999,"NA"]
[null,"SA","SXNORT","NORTHERN","SAPN","Winter","Non-Coincident",2009,"TempCorrActualpoe10",218.7141,"NA"]
[null,"SA","SXNORT","NORTHERN","SAPN","Winter","Non-Coincident",2011,"TempCorrActualpoe10",227.08410000000001,"NA"]
[null,"SA","SXNORT","NORTHERN","SAPN","Winter","Non-Coincident",2013,"TempCorrActualpoe50",219.95910000000001,"NA"]
[null,"SA","SXPPIR","PORT PIRIE SYSTEM","SAPN","Summer","Non-Coincident",2004,"TempCorrActualpoe10",71.106049999999996,"NA"]
[null,"SA","SXPPIR","PORT PIRIE SYSTEM","SAPN","Summer","Non-Coincident",2005,"TempCorrActualpoe10",70.025570000000002,"NA"]
[null,"SA","SXPPIR","PORT PIRIE SYSTEM","SAPN","Summer","Non-Coincident",2008,"TempCorrActualpoe10",75.538809999999998,"NA"]
[null,"SA","SXPPIR","PORT PIRIE SYSTEM","SAPN","Summer","Non-Coincident",2009,"TempCorrActualpoe50",76.351500000000001,"NA"]
[null,"SA","SXPPIR","PORT PIRIE SYSTEM","SAPN","Summer","Non-Coincident",2011,"TempCorrActualpoe50",75.904809999999998,"NA"]
[null,"SA","SXPPIR","PORT PIRIE SYSTEM","SAPN","Summer","Non-Coincident",2012,"TempCorrActualpoe10",72.90213,"NA"]
[null,"SA","SXPPIR","PORT PIRIE SYSTEM","SAPN","Summer","Non-Coincident",2014,"TempCorrActualpoe10",67.720309999999998,"NA"]
[null,"SA","SXPPIR","PORT PIRIE SYSTEM","SAPN","Winter","Non-Coincident",2004,"TempCorrActualpoe50",60.500489999999999,"NA"]
[null,"SA","SXPPIR","PORT PIRIE SYSTEM","SAPN","Winter","Non-Coincident",2006,"TempCorrActualpoe10",64.259749999999997,"NA"]
[null,"SA","SXPPIR","PORT PIRIE SYSTEM","SAPN","Winter","Non-Coincident",2007,"TempCorrActualpoe10",65.171999999999997,"NA"]
[null,"SA","SXPPIR","PORT PIRIE SYSTEM","SAPN","Winter","Non-Coincident",2010,"TempCorrActualpoe10",50.892769999999999,"NA"]
[null,"SA","SXPPIR","PORT PIRIE SYSTEM","SAPN","Winter","Non-Coincident",2011,"TempCorrActualpoe50",62.54504,"NA"]
[null,"SA","SXPPIR","PORT PIRIE SYSTEM","SAPN","Winter","Non-Coincident",2014,"TempCorrActualpoe10",55.299639999999997,"NA"]
[null,"SA","SXPPIR","PORT PIRIE SYSTEM","SAPN","Winter","Non-Coincident",2014,"TempCorrActualpoe50",54.253740000000001,"NA"]
[null,"SA","SXWYAL","WHYALLA CENTRAL/TERMINAL","SAPN","Summer","Non-Coincident",2005,"TempCorrActualpoe50",57.416229999999999,"NA"]
[null,"SA","SXWYAL","WHYALLA CENTRAL/TERMINAL","SAPN","Summer","Non-Coincident",2007,"TempCorrActualpoe50",62.632150000000003,"NA"]
[null,"SA","SXWYAL","WHYALLA CENTRAL/TERMINAL","SAPN","Summer","Non-Coincident",2010,"TempCorrActualpoe10",67.10051,"NA"]
[null,"SA","SXWYAL","WHYALLA CENTRAL/TERMINAL","SAPN","Summer","Non-Coincident",2011,"TempCorrActualpoe10",77.143720000000002,"NA"]
[null,"SA","SXWYAL","WHYALLA CENTRAL/TERMINAL","SAPN","Summer","Non-Coincident",2012,"TempCorrActualpoe50",76.852649999999997,"NA"]
[null,"SA","SXWYAL","WHYALLA CENTRAL/TERMINAL","SAPN","Winter","Non-Coincident",2003,"TempCorrActualpoe10",21.413170000000001,"NA"]
[null,"SA","SXWYAL","WHYALLA CENTRAL/TERMINAL","SAPN","Winter","Non-Coincident",2005,"TempCorrActualpoe10",53.219859999999997,"NA"]
[null,"SA","SXWYAL","WHYALLA CENTRAL/TERMINAL","SAPN","Winter","Non-Coincident",2005,"TempCorrActualpoe50",52.054290000000002,"NA"]
[null,"SA","SXWYAL","WHYALLA CENTRAL/TERMINAL","SAPN","Winter","Non-Coincident",2007,"TempCorrActualpoe50",52.40164,"NA"]
[null,"SA","SXWYAL","WHYALLA CENTRAL/TERMINAL","SAPN","Winter","Non-Coincident",2009,"TempCorrActualpoe50",42.029260000000001,"NA"]
[null,"SA","SXWYAL","WHYALLA CENTRAL/TERMINAL","SAPN","Winter","Non-Coincident",2012,"TempCorrActualpoe10",63.846380000000003,"NA"]
[null,"SA","SXWYAL","WHYALLA CENTRAL/TERMINAL","SAPN","Winter","Non-Coincident",2012,"TempCorrActualpoe50",62.636389999999999,"NA"]
[null,"SA","SKAD","KADINA EAST","SAPN","Summer","Non-Coincident",2004,"TempCorrActualpoe50",16.498709999999999,"NA"]
[null,"SA","SKAD","KADINA EAST","SAPN","Summer","Non-Coincident",2006,"TempCorrActualpoe10",21.389040000000001,"NA"]
[null,"SA","SKAD","KADINA EAST","SAPN","Summer","Non-Coincident",2007,"TempCorrActualpoe10",21.265180000000001,"NA"]
[null,"SA","SKAD","KADINA EAST","SAPN","Summer","Non-Coincident",2008,"TempCorrActualpoe50",21.624780000000001,"NA"]
[null,"SA","SKAD","KADINA EAST","SAPN","Summer","Non-Coincident",2010,"TempCorrActualpoe50",23.248640000000002,"NA"]
[null,"SA","SKAD","KADINA EAST","SAPN","Summer","Non-Coincident",2013,"TempCorrActualpoe10",25.03708,"NA"]
[null,"SA","SKAD","KADINA EAST","SAPN","Summer","Non-Coincident",2014,"TempCorrActualpoe50",23.50714,"NA"]
[null,"SA","SKAD","KADINA EAST","SAPN","Winter","Non-Coincident",2003,"TempCorrActualpoe50",12.163220000000001,"NA"]
[null,"SA","SKAD","KADINA EAST","SAPN","Winter","Non-Coincident",2006,"TempCorrActualpoe50",15.35468,"NA"]
[null,"SA","SKAD","KADINA EAST","SAPN","Winter","Non-Coincident",2008,"TempCorrActualpoe10",16.497060000000001,"NA"]
[null,"SA","SKAD","KADINA EAST","SAPN","Winter","Non-Coincident",2009,"TempCorrActualpoe10",17.233720000000002,"NA"]
[null,"SA","SKAD","KADINA EAST","SAPN","Winter","Non-Coincident",2010,"TempCorrActualpoe50",17.168209999999998,"NA"]
[null,"SA","SKAD","KADINA EAST","SAPN","Winter","Non-Coincident",2012,"TempCorrActualpoe50",17.042400000000001,"NA"]
[null,"SA","SKAN","KANMANTOO","SAPN","Summer","Non-Coincident",2004,"TempCorrActualpoe10",0.79338909999999996,"NA"]
[null,"SA","SKAN","KANMANTOO","SAPN","Summer","Non-Coincident",2006,"TempCorrActualpoe50",0.88886560000000003,"NA"]
[null,"SA","SKAN","KANMANTOO","SAPN","Summer","Non-Coincident",2008,"TempCorrActualpoe10",1.4736020000000001,"NA"]
[null,"SA","SKAN","KANMANTOO","SAPN","Summer","Non-Coincident",2009,"TempCorrActualpoe10",1.488294,"NA"]
[null,"SA","SKAN","KANMANTOO","SAPN","Summer","Non-Coincident",2011,"TempCorrActualpoe50",1.4745010000000001,"NA"]
[null,"SA","SKAN","KANMANTOO","SAPN","Summer","Non-Coincident",2013,"TempCorrActualpoe50",1.3337570000000001,"NA"]
[null,"SA","SKAN","KANMANTOO","SAPN","Summer","Non-Coincident",2014,"TempCorrActualpoe10",1.6352469999999999,"NA"]
[null,"SA","SKAN","KANMANTOO","SAPN","Winter","Non-Coincident",2004,"TempCorrActualpoe10",1.0445690000000001,"NA"]
[null,"SA","SKAN","KANMANTOO","SAPN","Winter","Non-Coincident",2006,"TempCorrActualpoe10",1.200947,"NA"]
[null,"SA","SKAN","KANMANTOO","SAPN","Winter","Non-Coincident",2008,"TempCorrActualpoe50",1.229374,"NA"]
[null,"SA","SKAN","KANMANTOO","SAPN","Winter","Non-Coincident",2010,"TempCorrActualpoe10",1.4073819999999999,"NA"]
[null,"SA","SKAN","KANMANTOO","SAPN","Winter","Non-Coincident",2011,"TempCorrActualpoe10",1.345372,"NA"]
[null,"SA","SKAN","KANMANTOO","SAPN","Winter","Non-Coincident",2013,"TempCorrActualpoe50",1.324568,"NA"]
[null,"SA","SKNC","KINCRAIG","SAPN","Summer","Non-Coincident",2008,"TempCorrActualpoe50",23.37773,"NA"]
[null,"SA","SKNC","KINCRAIG","SAPN","Summer","Non-Coincident",2009,"TempCorrActualpoe10",27.07788,"NA"]
[null,"SA","SKNC","KINCRAIG","SAPN","Summer","Non-Coincident",2011,"TempCorrActualpoe50",21.25103,"NA"]
[null,"SA","SKNC","KINCRAIG","SAPN","Summer","Non-Coincident",2013,"TempCorrActualpoe50",23.699210000000001,"NA"]
[null,"SA","SKNC","KINCRAIG","SAPN","Winter","Non-Coincident",2008,"TempCorrActualpoe10",16.295470000000002,"NA"]
[null,"SA","SKNC","KINCRAIG","SAPN","Winter","Non-Coincident",2009,"TempCorrActualpoe10",16.752659999999999,"NA"]
[null,"SA","SKNC","KINCRAIG","SAPN","Winter","Non-Coincident",2012,"TempCorrActualpoe10",15.993320000000001,"NA"]
[null,"SA","SKNC","KINCRAIG","SAPN","Winter","Non-Coincident",2013,"TempCorrActualpoe50",14.680110000000001,"NA"]
[null,"SA","SKNC","KINCRAIG","SAPN","Winter","Non-Coincident",2014,"TempCorrActualpoe50",14.58981,"NA"]
[null,"SA","SLCS","LEIGH CREEK SOUTH","SAPN","Summer","Non-Coincident",2005,"TempCorrActualpoe10",1.3867350000000001,"NA"]
[null,"SA","SLCS","LEIGH CREEK SOUTH","SAPN","Summer","Non-Coincident",2007,"TempCorrActualpoe50",1.5323519999999999,"NA"]
[null,"SA","SLCS","LEIGH CREEK SOUTH","SAPN","Summer","Non-Coincident",2009,"TempCorrActualpoe50",1.54244,"NA"]
[null,"SA","SLCS","LEIGH CREEK SOUTH","SAPN","Summer","Non-Coincident",2011,"TempCorrActualpoe10",1.645878,"NA"]
[null,"SA","SLCS","LEIGH CREEK SOUTH","SAPN","Summer","Non-Coincident",2012,"TempCorrActualpoe10",1.5616840000000001,"NA"]
[null,"SA","SLCS","LEIGH CREEK SOUTH","SAPN","Summer","Non-Coincident",2014,"TempCorrActualpoe50",1.4681960000000001,"NA"]
[null,"SA","SLCS","LEIGH CREEK SOUTH","SAPN","Winter","Non-Coincident",2005,"TempCorrActualpoe10",1.3881950000000001,"NA"]
[null,"SA","SLCS","LEIGH CREEK SOUTH","SAPN","Winter","Non-Coincident",2007,"TempCorrActualpoe10",1.6325350000000001,"NA"]
[null,"SA","SLCS","LEIGH CREEK SOUTH","SAPN","Winter","Non-Coincident",2007,"TempCorrActualpoe50",1.5335700000000001,"NA"]
[null,"SA","SLCS","LEIGH CREEK SOUTH","SAPN","Winter","Non-Coincident",2009,"TempCorrActualpoe50",1.467468,"NA"]
[null,"SA","SLCS","LEIGH CREEK SOUTH","SAPN","Winter","Non-Coincident",2011,"TempCorrActualpoe50",1.4150849999999999,"NA"]
[null,"SA","SLCS","LEIGH CREEK SOUTH","SAPN","Winter","Non-Coincident",2014,"TempCorrActualpoe10",1.542262,"NA"]
[null,"SA","SMAN","MANNUM","SAPN","Summer","Non-Coincident",2004,"TempCorrActualpoe50",9.5127330000000008,"NA"]
[null,"SA","SMAN","MANNUM","SAPN","Summer","Non-Coincident",2005,"TempCorrActualpoe50",10.26094,"NA"]
[null,"SA","SMAN","MANNUM","SAPN","Summer","Non-Coincident",2007,"TempCorrActualpoe10",11.103619999999999,"NA"]
[null,"SA","SMAN","MANNUM","SAPN","Summer","Non-Coincident",2010,"TempCorrActualpoe10",12.35941,"NA"]
[null,"SA","SMAN","MANNUM","SAPN","Summer","Non-Coincident",2010,"TempCorrActualpoe50",11.163539999999999,"NA"]
[null,"SA","SMAN","MANNUM","SAPN","Summer","Non-Coincident",2012,"TempCorrActualpoe50",11.59718,"NA"]
[null,"SA","SMAN","MANNUM","SAPN","Summer","Non-Coincident",2014,"TempCorrActualpoe50",11.96041,"NA"]
[null,"SA","SMAN","MANNUM","SAPN","Winter","Non-Coincident",2005,"TempCorrActualpoe10",6.9282130000000004,"NA"]
[null,"SA","SMAN","MANNUM","SAPN","Winter","Non-Coincident",2005,"TempCorrActualpoe50",6.6933910000000001,"NA"]
[null,"SA","SMAN","MANNUM","SAPN","Winter","Non-Coincident",2008,"TempCorrActualpoe50",7.2515039999999997,"NA"]
[null,"SA","SMAN","MANNUM","SAPN","Winter","Non-Coincident",2010,"TempCorrActualpoe10",7.4544949999999996,"NA"]
[null,"SA","SMAN","MANNUM","SAPN","Winter","Non-Coincident",2011,"TempCorrActualpoe10",6.8445590000000003,"NA"]
[null,"SA","SMAN","MANNUM","SAPN","Winter","Non-Coincident",2012,"TempCorrActualpoe50",6.6945059999999996,"NA"]
[null,"SA","SMBL","MOBILONG","SAPN","Summer","Non-Coincident",2004,"TempCorrActualpoe10",30.697970000000002,"NA"]
[null,"SA","SMBL","MOBILONG","SAPN","Summer","Non-Coincident",2006,"TempCorrActualpoe10",33.284579999999998,"NA"]
[null,"SA","SMBL","MOBILONG","SAPN","Summer","Non-Coincident",2008,"TempCorrActualpoe10",37.690510000000003,"NA"]
[null,"SA","SMBL","MOBILONG","SAPN","Summer","Non-Coincident",2008,"TempCorrActualpoe50",34.592709999999997,"NA"]
[null,"SA","SMBL","MOBILONG","SAPN","Summer","Non-Coincident",2011,"TempCorrActualpoe50",37.098269999999999,"NA"]
[null,"SA","SMBL","MOBILONG","SAPN","Summer","Non-Coincident",2013,"TempCorrActualpoe10",42.95167,"NA"]
[null,"SA","SMBL","MOBILONG","SAPN","Summer","Non-Coincident",2014,"TempCorrActualpoe10",43.053460000000001,"NA"]
[null,"SA","SMBL","MOBILONG","SAPN","Winter","Non-Coincident",2003,"TempCorrActualpoe50",24.00404,"NA"]
[null,"SA","SMBL","MOBILONG","SAPN","Winter","Non-Coincident",2006,"TempCorrActualpoe10",28.342279999999999,"NA"]
[null,"SA","SMBL","MOBILONG","SAPN","Winter","Non-Coincident",2008,"TempCorrActualpoe10",27.821380000000001,"NA"]
[null,"SA","SMBL","MOBILONG","SAPN","Winter","Non-Coincident",2010,"TempCorrActualpoe50",29.38447,"NA"]
[null,"SA","SMBL","MOBILONG","SAPN","Winter","Non-Coincident",2012,"TempCorrActualpoe10",29.520160000000001,"NA"]
[null,"SA","SMBL","MOBILONG","SAPN","Winter","Non-Coincident",2013,"TempCorrActualpoe10",30.238099999999999,"NA"]
[null,"SA","SMBL","MOBILONG","SAPN","Winter","Non-Coincident",2014,"TempCorrActualpoe50",29.19022,"NA"]
[null,"SA","SMGA","MT GAMBIER","SAPN","Summer","Non-Coincident",2006,"TempCorrActualpoe50",20.760570000000001,"NA"]
[null,"SA","SMGA","MT GAMBIER","SAPN","Summer","Non-Coincident",2007,"TempCorrActualpoe10",27.050080000000001,"NA"]
[null,"SA","SMGA","MT GAMBIER","SAPN","Summer","Non-Coincident",2009,"TempCorrActualpoe10",24.66761,"NA"]
[null,"SA","SMGA","MT GAMBIER","SAPN","Summer","Non-Coincident",2011,"TempCorrActualpoe10",23.69417,"NA"]
[null,"SA","SMGA","MT GAMBIER","SAPN","Summer","Non-Coincident",2013,"TempCorrActualpoe50",21.11373,"NA"]
[null,"SA","SMGA","MT GAMBIER","SAPN","Winter","Non-Coincident",2003,"TempCorrActualpoe10",22.27177,"NA"]
[null,"SA","SMGA","MT GAMBIER","SAPN","Winter","Non-Coincident",2004,"TempCorrActualpoe10",24.93459,"NA"]
[null,"SA","SMGA","MT GAMBIER","SAPN","Winter","Non-Coincident",2006,"TempCorrActualpoe50",25.84337,"NA"]
[null,"SA","SMGA","MT GAMBIER","SAPN","Winter","Non-Coincident",2007,"TempCorrActualpoe50",27.68488,"NA"]
[null,"SA","SMGA","MT GAMBIER","SAPN","Winter","Non-Coincident",2009,"TempCorrActualpoe10",23.782889999999998,"NA"]
[null,"SA","SMGA","MT GAMBIER","SAPN","Winter","Non-Coincident",2011,"TempCorrActualpoe50",25.722390000000001,"NA"]
[null,"SA","SMGA","MT GAMBIER","SAPN","Winter","Non-Coincident",2013,"TempCorrActualpoe50",21.7346,"NA"]
[null,"SA","SMGU","MT GUNSON","SAPN","Summer","Non-Coincident",2006,"TempCorrActualpoe50",0.17722879999999999,"NA"]
[null,"SA","SMGU","MT GUNSON","SAPN","Summer","Non-Coincident",2007,"TempCorrActualpoe10",0.1381433,"NA"]
[null,"SA","SMGU","MT GUNSON","SAPN","Summer","Non-Coincident",2010,"TempCorrActualpoe10",0.16994500000000001,"NA"]
[null,"SA","SMGU","MT GUNSON","SAPN","Summer","Non-Coincident",2011,"TempCorrActualpoe50",0.18245510000000001,"NA"]
[null,"SA","SMGU","MT GUNSON","SAPN","Summer","Non-Coincident",2012,"TempCorrActualpoe50",0.1469367,"NA"]
[null,"SA","SMGU","MT GUNSON","SAPN","Summer","Non-Coincident",2014,"TempCorrActualpoe10",0.20210510000000001,"NA"]
[null,"SA","SMGU","MT GUNSON","SAPN","Winter","Non-Coincident",2007,"TempCorrActualpoe50",0.1305953,"NA"]
[null,"SA","SMGU","MT GUNSON","SAPN","Winter","Non-Coincident",2009,"TempCorrActualpoe50",0.106201,"NA"]
[null,"SA","SMGU","MT GUNSON","SAPN","Winter","Non-Coincident",2011,"TempCorrActualpoe50",0.15989300000000001,"NA"]
[null,"SA","SMGU","MT GUNSON","SAPN","Winter","Non-Coincident",2012,"TempCorrActualpoe10",0.167462,"NA"]
[null,"SA","SMGU","MT GUNSON","SAPN","Winter","Non-Coincident",2014,"TempCorrActualpoe50",0.13583700000000001,"NA"]
[null,"SA","SNEU","NEUROODLA","SAPN","Summer","Non-Coincident",2005,"TempCorrActualpoe10",0.89759929999999999,"NA"]
[null,"SA","SNEU","NEUROODLA","SAPN","Summer","Non-Coincident",2008,"TempCorrActualpoe10",0.93024470000000004,"NA"]
[null,"SA","SNEU","NEUROODLA","SAPN","Summer","Non-Coincident",2009,"TempCorrActualpoe10",0.94686020000000004,"NA"]
[null,"SA","SNEU","NEUROODLA","SAPN","Summer","Non-Coincident",2010,"TempCorrActualpoe50",0.91056079999999995,"NA"]
[null,"SA","SNEU","NEUROODLA","SAPN","Summer","Non-Coincident",2012,"TempCorrActualpoe50",0.81668419999999997,"NA"]
[null,"SA","SNEU","NEUROODLA","SAPN","Winter","Non-Coincident",2003,"TempCorrActualpoe10",0.8485935,"NA"]
[null,"SA","SNEU","NEUROODLA","SAPN","Winter","Non-Coincident",2004,"TempCorrActualpoe50",0.82311710000000005,"NA"]
[null,"SA","SNEU","NEUROODLA","SAPN","Winter","Non-Coincident",2005,"TempCorrActualpoe50",0.81518919999999995,"NA"]
[null,"SA","SNEU","NEUROODLA","SAPN","Winter","Non-Coincident",2007,"TempCorrActualpoe10",0.86226159999999996,"NA"]
[null,"SA","SNEU","NEUROODLA","SAPN","Winter","Non-Coincident",2010,"TempCorrActualpoe10",0.95665370000000005,"NA"]
[null,"SA","SNEU","NEUROODLA","SAPN","Winter","Non-Coincident",2011,"TempCorrActualpoe10",0.97164450000000002,"NA"]
[null,"SA","SNEU","NEUROODLA","SAPN","Winter","Non-Coincident",2012,"TempCorrActualpoe50",0.78653200000000001,"NA"]
[null,"SA","SNWB","NORTH WEST BEND","SAPN","Summer","Non-Coincident",2004,"TempCorrActualpoe10",26.470839999999999,"NA"]
[null,"SA","SNWB","NORTH WEST BEND","SAPN","Summer","Non-Coincident",2006,"TempCorrActualpoe10",26.344069999999999,"NA"]
[null,"SA","SNWB","NORTH WEST BEND","SAPN","Summer","Non-Coincident",2006,"TempCorrActualpoe50",23.78079,"NA"]
[null,"SA","SNWB","NORTH WEST BEND","SAPN","Summer","Non-Coincident",2008,"TempCorrActualpoe50",19.477170000000001,"NA"]
[null,"SA","SNWB","NORTH WEST BEND","SAPN","Summer","Non-Coincident",2011,"TempCorrActualpoe10",28.666460000000001,"NA"]
[null,"SA","SNWB","NORTH WEST BEND","SAPN","Summer","Non-Coincident",2012,"TempCorrActualpoe10",24.91676,"NA"]
[null,"SA","SNWB","NORTH WEST BEND","SAPN","Summer","Non-Coincident",2013,"TempCorrActualpoe50",22.55001,"NA"]
[null,"SA","SNWB","NORTH WEST BEND","SAPN","Winter","Non-Coincident",2004,"TempCorrActualpoe10",10.48903,"NA"]
[null,"SA","SNWB","NORTH WEST BEND","SAPN","Winter","Non-Coincident",2006,"TempCorrActualpoe10",11.632999999999999,"NA"]
[null,"SA","SNWB","NORTH WEST BEND","SAPN","Winter","Non-Coincident",2008,"TempCorrActualpoe10",11.33963,"NA"]
[null,"SA","SNWB","NORTH WEST BEND","SAPN","Winter","Non-Coincident",2008,"TempCorrActualpoe50",10.7142,"NA"]
[null,"SA","SNWB","NORTH WEST BEND","SAPN","Winter","Non-Coincident",2010,"TempCorrActualpoe50",10.59652,"NA"]
[null,"SA","SNWB","NORTH WEST BEND","SAPN","Winter","Non-Coincident",2013,"TempCorrActualpoe10",12.234069999999999,"NA"]
[null,"SA","SNWB","NORTH WEST BEND","SAPN","Winter","Non-Coincident",2014,"TempCorrActualpoe10",13.033480000000001,"NA"]
[null,"SA","SPEN","PENOLA WEST","SAPN","Summer","Non-Coincident",2013,"TempCorrActualpoe50",4.4911050000000001,"NA"]
[null,"SA","SPEN","PENOLA WEST","SAPN","Winter","Non-Coincident",2014,"TempCorrActualpoe10",4.9758829999999996,"NA"]
[null,"SA","SPLN","PORT LINCOLN TERMINAL","SAPN","Summer","Non-Coincident",2005,"TempCorrActualpoe50",31.677700000000002,"NA"]
[null,"SA","SPLN","PORT LINCOLN TERMINAL","SAPN","Summer","Non-Coincident",2007,"TempCorrActualpoe50",30.252759999999999,"NA"]
[null,"SA","SPLN","PORT LINCOLN TERMINAL","SAPN","Summer","Non-Coincident",2009,"TempCorrActualpoe10",39.11262,"NA"]
[null,"SA","SPLN","PORT LINCOLN TERMINAL","SAPN","Summer","Non-Coincident",2010,"TempCorrActualpoe10",38.48057,"NA"]
[null,"SA","SPLN","PORT LINCOLN TERMINAL","SAPN","Summer","Non-Coincident",2011,"TempCorrActualpoe50",36.943159999999999,"NA"]
[null,"SA","SPLN","PORT LINCOLN TERMINAL","SAPN","Summer","Non-Coincident",2014,"TempCorrActualpoe50",31.50582,"NA"]
[null,"SA","SPLN","PORT LINCOLN TERMINAL","SAPN","Winter","Non-Coincident",2003,"TempCorrActualpoe50",26.930679999999999,"NA"]
[null,"SA","SPLN","PORT LINCOLN TERMINAL","SAPN","Winter","Non-Coincident",2005,"TempCorrActualpoe10",28.566040000000001,"NA"]
[null,"SA","SPLN","PORT LINCOLN TERMINAL","SAPN","Winter","Non-Coincident",2007,"TempCorrActualpoe50",28.31859,"NA"]
[null,"SA","SPLN","PORT LINCOLN TERMINAL","SAPN","Winter","Non-Coincident",2009,"TempCorrActualpoe50",30.348569999999999,"NA"]
[null,"SA","SPLN","PORT LINCOLN TERMINAL","SAPN","Winter","Non-Coincident",2011,"TempCorrActualpoe10",34.507249999999999,"NA"]
[null,"SA","SPLN","PORT LINCOLN TERMINAL","SAPN","Winter","Non-Coincident",2012,"TempCorrActualpoe10",31.43449,"NA"]
[null,"SA","SPLN","PORT LINCOLN TERMINAL","SAPN","Winter","Non-Coincident",2014,"TempCorrActualpoe50",29.707159999999998,"NA"]
[null,"SA","SSNR","SNUGGERY RURAL","SAPN","Summer","Non-Coincident",2008,"TempCorrActualpoe10",14.08207,"NA"]
[null,"SA","SSNR","SNUGGERY RURAL","SAPN","Summer","Non-Coincident",2009,"TempCorrActualpoe10",15.29945,"NA"]
[null,"SA","SSNR","SNUGGERY RURAL","SAPN","Summer","Non-Coincident",2011,"TempCorrActualpoe50",12.55284,"NA"]
[null,"SA","SSNR","SNUGGERY RURAL","SAPN","Summer","Non-Coincident",2013,"TempCorrActualpoe50",12.526910000000001,"NA"]
[null,"SA","SSNR","SNUGGERY RURAL","SAPN","Winter","Non-Coincident",2007,"TempCorrActualpoe50",12.922219999999999,"NA"]
[null,"SA","SSNR","SNUGGERY RURAL","SAPN","Winter","Non-Coincident",2008,"TempCorrActualpoe10",12.97822,"NA"]
[null,"SA","SSNR","SNUGGERY RURAL","SAPN","Winter","Non-Coincident",2010,"TempCorrActualpoe10",14.1899,"NA"]
[null,"SA","SSNR","SNUGGERY RURAL","SAPN","Winter","Non-Coincident",2012,"TempCorrActualpoe50",12.07067,"NA"]
[null,"SA","SSNR","SNUGGERY RURAL","SAPN","Winter","Non-Coincident",2014,"TempCorrActualpoe10",11.95515,"NA"]
[null,"SA","STAL","TAILEM BEND","SAPN","Summer","Non-Coincident",2004,"TempCorrActualpoe10",22.024760000000001,"NA"]
[null,"SA","STAL","TAILEM BEND","SAPN","Summer","Non-Coincident",2006,"TempCorrActualpoe50",21.805610000000001,"NA"]
[null,"SA","STAL","TAILEM BEND","SAPN","Summer","Non-Coincident",2008,"TempCorrActualpoe50",18.966660000000001,"NA"]
[null,"SA","STAL","TAILEM BEND","SAPN","Summer","Non-Coincident",2011,"TempCorrActualpoe10",22.610119999999998,"NA"]
[null,"SA","STAL","TAILEM BEND","SAPN","Summer","Non-Coincident",2011,"TempCorrActualpoe50",20.651710000000001,"NA"]
[null,"SA","STAL","TAILEM BEND","SAPN","Summer","Non-Coincident",2013,"TempCorrActualpoe50",20.26576,"NA"]
[null,"SA","STAL","TAILEM BEND","SAPN","Winter","Non-Coincident",2003,"TempCorrActualpoe10",14.77994,"NA"]
[null,"SA","STAL","TAILEM BEND","SAPN","Winter","Non-Coincident",2006,"TempCorrActualpoe10",16.611059999999998,"NA"]
[null,"SA","STAL","TAILEM BEND","SAPN","Winter","Non-Coincident",2007,"TempCorrActualpoe10",15.649800000000001,"NA"]
[null,"SA","STAL","TAILEM BEND","SAPN","Winter","Non-Coincident",2008,"TempCorrActualpoe50",15.62918,"NA"]
[null,"SA","STAL","TAILEM BEND","SAPN","Winter","Non-Coincident",2011,"TempCorrActualpoe10",16.50695,"NA"]
[null,"SA","STAL","TAILEM BEND","SAPN","Winter","Non-Coincident",2013,"TempCorrActualpoe10",15.86523,"NA"]
[null,"SA","STAL","TAILEM BEND","SAPN","Winter","Non-Coincident",2013,"TempCorrActualpoe50",15.31363,"NA"]
[null,"SA","STEM","TEMPLERS","SAPN","Summer","Non-Coincident",2006,"TempCorrActualpoe50",22.622979999999998,"NA"]
[null,"SA","STEM","TEMPLERS","SAPN","Summer","Non-Coincident",2008,"TempCorrActualpoe10",30.173300000000001,"NA"]
[null,"SA","STEM","TEMPLERS","SAPN","Summer","Non-Coincident",2011,"TempCorrActualpoe10",31.565110000000001,"NA"]
[null,"SA","STEM","TEMPLERS","SAPN","Summer","Non-Coincident",2012,"TempCorrActualpoe10",29.97353,"NA"]
[null,"SA","STEM","TEMPLERS","SAPN","Summer","Non-Coincident",2013,"TempCorrActualpoe50",26.597079999999998,"NA"]
[null,"SA","STEM","TEMPLERS","SAPN","Winter","Non-Coincident",2006,"TempCorrActualpoe10",17.499199999999998,"NA"]
[null,"SA","STEM","TEMPLERS","SAPN","Winter","Non-Coincident",2008,"TempCorrActualpoe10",20.141590000000001,"NA"]
[null,"SA","STEM","TEMPLERS","SAPN","Winter","Non-Coincident",2008,"TempCorrActualpoe50",19.34647,"NA"]
[null,"SA","STEM","TEMPLERS","SAPN","Winter","Non-Coincident",2010,"TempCorrActualpoe50",21.6694,"NA"]
[null,"SA","STEM","TEMPLERS","SAPN","Winter","Non-Coincident",2013,"TempCorrActualpoe10",23.991949999999999,"NA"]
[null,"SA","STEM","TEMPLERS","SAPN","Winter","Non-Coincident",2014,"TempCorrActualpoe50",23.66405,"NA"]
[null,"SA","SWAT","WATERLOO","SAPN","Summer","Non-Coincident",2004,"TempCorrActualpoe50",11.024940000000001,"NA"]
[null,"SA","SWAT","WATERLOO","SAPN","Summer","Non-Coincident",2007,"TempCorrActualpoe50",14.28994,"NA"]
[null,"SA","SWAT","WATERLOO","SAPN","Summer","Non-Coincident",2009,"TempCorrActualpoe10",16.878050000000002,"NA"]
[null,"SA","SWAT","WATERLOO","SAPN","Summer","Non-Coincident",2011,"TempCorrActualpoe10",12.00367,"NA"]
[null,"SA","SWAT","WATERLOO","SAPN","Summer","Non-Coincident",2011,"TempCorrActualpoe50",10.798360000000001,"NA"]
[null,"SA","SWAT","WATERLOO","SAPN","Summer","Non-Coincident",2013,"TempCorrActualpoe50",10.91986,"NA"]
[null,"SA","SWAT","WATERLOO","SAPN","Winter","Non-Coincident",2004,"TempCorrActualpoe10",8.7920510000000007,"NA"]
[null,"SA","SWAT","WATERLOO","SAPN","Winter","Non-Coincident",2006,"TempCorrActualpoe50",9.6085609999999999,"NA"]
[null,"SA","SWAT","WATERLOO","SAPN","Winter","Non-Coincident",2007,"TempCorrActualpoe50",10.401260000000001,"NA"]
[null,"SA","SWAT","WATERLOO","SAPN","Winter","Non-Coincident",2009,"TempCorrActualpoe10",9.7257119999999997,"NA"]
[null,"SA","SWAT","WATERLOO","SAPN","Winter","Non-Coincident",2011,"TempCorrActualpoe50",7.0136599999999998,"NA"]
[null,"SA","SWAT","WATERLOO","SAPN","Winter","Non-Coincident",2013,"TempCorrActualpoe50",6.4640319999999996,"NA"]
[null,"SA","SWAT","WATERLOO","SAPN","Winter","Non-Coincident",2014,"TempCorrActualpoe10",6.9770479999999999,"NA"]
[null,"SA","SWUD","WUDINNA","SAPN","Summer","Non-Coincident",2005,"TempCorrActualpoe10",14.9186,"NA"]
[null,"SA","SWUD","WUDINNA","SAPN","Summer","Non-Coincident",2007,"TempCorrActualpoe10",16.776119999999999,"NA"]
[null,"SA","SWUD","WUDINNA","SAPN","Summer","Non-Coincident",2009,"TempCorrActualpoe50",15.41142,"NA"]
[null,"SA","SWUD","WUDINNA","SAPN","Summer","Non-Coincident",2010,"TempCorrActualpoe50",16.037210000000002,"NA"]
[null,"SA","SWUD","WUDINNA","SAPN","Summer","Non-Coincident",2012,"TempCorrActualpoe10",17.387730000000001,"NA"]
[null,"SA","SWUD","WUDINNA","SAPN","Summer","Non-Coincident",2014,"TempCorrActualpoe50",14.101570000000001,"NA"]
[null,"SA","SWUD","WUDINNA","SAPN","Winter","Non-Coincident",2004,"TempCorrActualpoe50",10.21449,"NA"]
[null,"SA","SWUD","WUDINNA","SAPN","Winter","Non-Coincident",2005,"TempCorrActualpoe10",10.89359,"NA"]
[null,"SA","SWUD","WUDINNA","SAPN","Winter","Non-Coincident",2007,"TempCorrActualpoe10",11.02399,"NA"]
[null,"SA","SWUD","WUDINNA","SAPN","Winter","Non-Coincident",2009,"TempCorrActualpoe50",10.90301,"NA"]
[null,"SA","SWUD","WUDINNA","SAPN","Winter","Non-Coincident",2011,"TempCorrActualpoe10",12.29237,"NA"]
[null,"SA","SWUD","WUDINNA","SAPN","Winter","Non-Coincident",2012,"TempCorrActualpoe10",11.397349999999999,"NA"]
[null,"SA","SXADEL","ADELAIDE CENTRAL","SAPN","Summer","Non-Coincident",2005,"TempCorrActualpoe10",194.89879999999999,"NA"]
[null,"SA","SXADEL","ADELAIDE CENTRAL","SAPN","Summer","Non-Coincident",2006,"TempCorrActualpoe50",197.21870000000001,"NA"]
[null,"SA","SXADEL","ADELAIDE CENTRAL","SAPN","Summer","Non-Coincident",2008,"TempCorrActualpoe50",213.48840000000001,"NA"]
[null,"SA","SXADEL","ADELAIDE CENTRAL","SAPN","Summer","Non-Coincident",2009,"TempCorrActualpoe10",219.77529999999999,"NA"]
[null,"SA","SXADEL","ADELAIDE CENTRAL","SAPN","Summer","Non-Coincident",2011,"TempCorrActualpoe10",219.08760000000001,"NA"]
[null,"SA","SXADEL","ADELAIDE CENTRAL","SAPN","Summer","Non-Coincident",2013,"TempCorrActualpoe50",200.59460000000001,"NA"]
[null,"SA","SXADEL","ADELAIDE CENTRAL","SAPN","Winter","Non-Coincident",2004,"TempCorrActualpoe10",127.9311,"NA"]
[null,"SA","SXADEL","ADELAIDE CENTRAL","SAPN","Winter","Non-Coincident",2005,"TempCorrActualpoe10",129.88679999999999,"NA"]
[null,"SA","SXADEL","ADELAIDE CENTRAL","SAPN","Winter","Non-Coincident",2008,"TempCorrActualpoe10",135.0078,"NA"]
[null,"SA","SXADEL","ADELAIDE CENTRAL","SAPN","Winter","Non-Coincident",2009,"TempCorrActualpoe50",129.7003,"NA"]
[null,"SA","SXADEL","ADELAIDE CENTRAL","SAPN","Winter","Non-Coincident",2012,"TempCorrActualpoe10",125.70180000000001,"NA"]
[null,"SA","SXADEL","ADELAIDE CENTRAL","SAPN","Winter","Non-Coincident",2012,"TempCorrActualpoe50",124.58450000000001,"NA"]
[null,"SA","SXADEL","ADELAIDE CENTRAL","SAPN","Winter","Non-Coincident",2014,"TempCorrActualpoe50",121.2166,"NA"]
[null,"SA","SXBARK","MT BARKER/MT BARKER STH","SAPN","Summer","Non-Coincident",2005,"TempCorrActualpoe50",64.361180000000004,"NA"]
[null,"SA","SXBARK","MT BARKER/MT BARKER STH","SAPN","Summer","Non-Coincident",2008,"TempCorrActualpoe10",87.984949999999998,"NA"]
[null,"SA","SXBARK","MT BARKER/MT BARKER STH","SAPN","Summer","Non-Coincident",2009,"TempCorrActualpoe10",88.865729999999999,"NA"]
[null,"SA","SXBARK","MT BARKER/MT BARKER STH","SAPN","Summer","Non-Coincident",2010,"TempCorrActualpoe50",82.545659999999998,"NA"]
[null,"SA","SXBARK","MT BARKER/MT BARKER STH","SAPN","Summer","Non-Coincident",2013,"TempCorrActualpoe10",90.645570000000006,"NA"]
[null,"SA","SXBARK","MT BARKER/MT BARKER STH","SAPN","Winter","Non-Coincident",2003,"TempCorrActualpoe10",67.717529999999996,"NA"]
[null,"SA","SXBARK","MT BARKER/MT BARKER STH","SAPN","Winter","Non-Coincident",2003,"TempCorrActualpoe50",65.534130000000005,"NA"]
[null,"SA","SXBARK","MT BARKER/MT BARKER STH","SAPN","Winter","Non-Coincident",2005,"TempCorrActualpoe50",68.826089999999994,"NA"]
[null,"SA","SXBARK","MT BARKER/MT BARKER STH","SAPN","Winter","Non-Coincident",2007,"TempCorrActualpoe50",76.237319999999997,"NA"]
[null,"SA","SXBARK","MT BARKER/MT BARKER STH","SAPN","Winter","Non-Coincident",2010,"TempCorrActualpoe10",80.161699999999996,"NA"]
[null,"SA","SXBARK","MT BARKER/MT BARKER STH","SAPN","Winter","Non-Coincident",2010,"TempCorrActualpoe50",77.091650000000001,"NA"]
[null,"SA","SXBARK","MT BARKER/MT BARKER STH","SAPN","Winter","Non-Coincident",2013,"TempCorrActualpoe50",77.434449999999998,"NA"]
[null,"SA","SXBERR","BERRI","SAPN","Summer","Non-Coincident",2004,"TempCorrActualpoe10",82.509270000000001,"NA"]
[null,"SA","SXBERR","BERRI","SAPN","Summer","Non-Coincident",2005,"TempCorrActualpoe10",88.888540000000006,"NA"]
[null,"SA","SXBERR","BERRI","SAPN","Summer","Non-Coincident",2006,"TempCorrActualpoe50",86.935890000000001,"NA"]
[null,"SA","SXBERR","BERRI","SAPN","Summer","Non-Coincident",2008,"TempCorrActualpoe50",81.511089999999996,"NA"]
[null,"SA","SXBERR","BERRI","SAPN","Summer","Non-Coincident",2011,"TempCorrActualpoe10",90.585419999999999,"NA"]
[null,"SA","SXBERR","BERRI","SAPN","Summer","Non-Coincident",2012,"TempCorrActualpoe50",81.532539999999997,"NA"]
[null,"SA","SXBERR","BERRI","SAPN","Summer","Non-Coincident",2013,"TempCorrActualpoe50",84.465620000000001,"NA"]
[null,"SA","SXBERR","BERRI","SAPN","Winter","Non-Coincident",2004,"TempCorrActualpoe50",42.194859999999998,"NA"]
[null,"SA","SXBERR","BERRI","SAPN","Winter","Non-Coincident",2006,"TempCorrActualpoe10",47.167729999999999,"NA"]
[null,"SA","SXBERR","BERRI","SAPN","Winter","Non-Coincident",2007,"TempCorrActualpoe10",47.492609999999999,"NA"]
[null,"SA","SXBERR","BERRI","SAPN","Winter","Non-Coincident",2008,"TempCorrActualpoe50",45.45664,"NA"]
[null,"SA","SXBERR","BERRI","SAPN","Winter","Non-Coincident",2011,"TempCorrActualpoe10",49.999040000000001,"NA"]
[null,"SA","SXBERR","BERRI","SAPN","Winter","Non-Coincident",2013,"TempCorrActualpoe10",48.678539999999998,"NA"]
[null,"SA","SXBLAN","BLANCHE","SAPN","Summer","Non-Coincident",2004,"TempCorrActualpoe50",30.655249999999999,"NA"]
[null,"SA","SXBLAN","BLANCHE","SAPN","Summer","Non-Coincident",2006,"TempCorrActualpoe10",37.057780000000001,"NA"]
[null,"SA","SXBLAN","BLANCHE","SAPN","Summer","Non-Coincident",2007,"TempCorrActualpoe10",32.53678,"NA"]
[null,"SA","SXBLAN","BLANCHE","SAPN","Summer","Non-Coincident",2009,"TempCorrActualpoe50",35.060920000000003,"NA"]
[null,"SA","SXBLAN","BLANCHE","SAPN","Summer","Non-Coincident",2011,"TempCorrActualpoe50",34.30106,"NA"]
[null,"SA","SXBLAN","BLANCHE","SAPN","Summer","Non-Coincident",2012,"TempCorrActualpoe10",35.026159999999997,"NA"]
[null,"SA","SXBLAN","BLANCHE","SAPN","Summer","Non-Coincident",2014,"TempCorrActualpoe10",33.485239999999997,"NA"]
[null,"SA","SXBLAN","BLANCHE","SAPN","Winter","Non-Coincident",2004,"TempCorrActualpoe10",34.431710000000002,"NA"]
[null,"SA","SXBLAN","BLANCHE","SAPN","Winter","Non-Coincident",2006,"TempCorrActualpoe50",32.24268,"NA"]
[null,"SA","SXBLAN","BLANCHE","SAPN","Winter","Non-Coincident",2008,"TempCorrActualpoe10",34.654429999999998,"NA"]
[null,"SA","SXBLAN","BLANCHE","SAPN","Winter","Non-Coincident",2009,"TempCorrActualpoe10",37.176729999999999,"NA"]
[null,"SA","SXBLAN","BLANCHE","SAPN","Winter","Non-Coincident",2011,"TempCorrActualpoe50",34.34937,"NA"]
[null,"SA","SXBLAN","BLANCHE","SAPN","Winter","Non-Coincident",2013,"TempCorrActualpoe50",32.300820000000002,"NA"]
[null,"SA","SXBLAN","BLANCHE","SAPN","Winter","Non-Coincident",2014,"TempCorrActualpoe10",34.419069999999998,"NA"]
[null,"SA","SYAD","YADNARIE","SAPN","Summer","Non-Coincident",2005,"TempCorrActualpoe50",7.564254,"NA"]
[null,"SA","SYAD","YADNARIE","SAPN","Summer","Non-Coincident",2007,"TempCorrActualpoe50",8.0804270000000002,"NA"]
[null,"SA","SYAD","YADNARIE","SAPN","Summer","Non-Coincident",2009,"TempCorrActualpoe10",10.45866,"NA"]
[null,"SA","SYAD","YADNARIE","SAPN","Summer","Non-Coincident",2010,"TempCorrActualpoe10",9.7851160000000004,"NA"]
[null,"SA","SYAD","YADNARIE","SAPN","Summer","Non-Coincident",2013,"TempCorrActualpoe10",8.9740059999999993,"NA"]
[null,"SA","SYAD","YADNARIE","SAPN","Summer","Non-Coincident",2014,"TempCorrActualpoe50",7.818327,"NA"]
[null,"SA","SYAD","YADNARIE","SAPN","Winter","Non-Coincident",2003,"TempCorrActualpoe50",6.3619969999999997,"NA"]
[null,"SA","SYAD","YADNARIE","SAPN","Winter","Non-Coincident",2005,"TempCorrActualpoe10",6.938059,"NA"]
[null,"SA","SYAD","YADNARIE","SAPN","Winter","Non-Coincident",2007,"TempCorrActualpoe50",7.0127620000000004,"NA"]
[null,"SA","SYAD","YADNARIE","SAPN","Winter","Non-Coincident",2009,"TempCorrActualpoe50",6.6031230000000001,"NA"]
[null,"SA","SYAD","YADNARIE","SAPN","Winter","Non-Coincident",2011,"TempCorrActualpoe10",7.040921,"NA"]
[null,"SA","SYAD","YADNARIE","SAPN","Winter","Non-Coincident",2012,"TempCorrActualpoe10",6.8820290000000002,"NA"]
[null,"SA","SYAD","YADNARIE","SAPN","Winter","Non-Coincident",2014,"TempCorrActualpoe50",6.650353,"NA"]
[null,"SA","SANC","ANGAS CREEK","SAPN","Summer","Non-Coincident",2016,"poe10",19.2465424021063,0.87651139642244502]
[null,"SA","SANC","ANGAS CREEK","SAPN","Summer","Non-Coincident",2019,"poe10",19.5198089127964,0.87651139642244502]
[null,"SA","SANC","ANGAS CREEK","SAPN","Summer","Non-Coincident",2019,"poe50",17.1279294949179,0.87651139642244502]
[null,"SA","SANC","ANGAS CREEK","SAPN","Summer","Non-Coincident",2021,"poe50",17.131992101956602,0.87651139642244502]
[null,"SA","SANC","ANGAS CREEK","SAPN","Summer","Non-Coincident",2023,"poe50",17.0231826354402,0.87651139642244502]
[null,"SA","SANC","ANGAS CREEK","SAPN","Winter","Non-Coincident",2016,"poe10",16.2866392231651,0.94500932436317797]
[null,"SA","SANC","ANGAS CREEK","SAPN","Winter","Non-Coincident",2017,"poe50",15.9051702472886,0.94500932436317797]
[null,"SA","SANC","ANGAS CREEK","SAPN","Winter","Non-Coincident",2018,"poe50",16.272438556288702,0.94500932436317797]
[null,"SA","SANC","ANGAS CREEK","SAPN","Winter","Non-Coincident",2020,"poe10",17.885625341788501,0.94500932436317797]
[null,"SA","SANC","ANGAS CREEK","SAPN","Winter","Non-Coincident",2023,"poe10",18.9925791515351,0.94500932436317797]
[null,"SA","SANC","ANGAS CREEK","SAPN","Winter","Non-Coincident",2023,"poe50",18.008444179204801,0.94500932436317797]
[null,"SA","SARW","ARDROSSAN WEST","SAPN","Summer","Non-Coincident",2015,"poe50",9.9968220980642304,0.88753301254234696]
[null,"SA","SARW","ARDROSSAN WEST","SAPN","Summer","Non-Coincident",2018,"poe10",9.7279259607154298,0.88753301254234696]
[null,"SA","SARW","ARDROSSAN WEST","SAPN","Summer","Non-Coincident",2019,"poe50",7.8706019172215704,0.88753301254234696]
[null,"SA","SARW","ARDROSSAN WEST","SAPN","Summer","Non-Coincident",2020,"poe50",7.8331845971991498,0.88753301254234696]
[null,"SA","SARW","ARDROSSAN WEST","SAPN","Summer","Non-Coincident",2023,"poe50",7.7383844858354403,0.88753301254234696]
[null,"SA","SARW","ARDROSSAN WEST","SAPN","Winter","Non-Coincident",2015,"poe10",9.3418871059038704,0.87987495626005396]
[null,"SA","SARW","ARDROSSAN WEST","SAPN","Winter","Non-Coincident",2016,"poe10",7.20511235640961,0.87987495626005396]
[null,"SA","SARW","ARDROSSAN WEST","SAPN","Winter","Non-Coincident",2017,"poe50",6.6586234856588096,0.87987495626005396]
[null,"SA","SARW","ARDROSSAN WEST","SAPN","Winter","Non-Coincident",2020,"poe10",7.3211620383484801,0.87987495626005396]
[null,"SA","SARW","ARDROSSAN WEST","SAPN","Winter","Non-Coincident",2022,"poe10",7.3725918812930296,0.87987495626005396]
[null,"SA","SARW","ARDROSSAN WEST","SAPN","Winter","Non-Coincident",2024,"poe10",7.4278856713744599,0.87987495626005396]
[null,"SA","SARW","ARDROSSAN WEST","SAPN","Winter","Non-Coincident",2024,"poe50",6.66180199835512,0.87987495626005396]
[null,"SA","SBAC","BACK CALLINGTON","ElectraNet","Summer","Non-Coincident",2017,"poe50","NA",0.65438920115238997]
[null,"SA","SBAC","BACK CALLINGTON","ElectraNet","Summer","Non-Coincident",2019,"poe10","NA",0.65438920115238997]
[null,"SA","SBAC","BACK CALLINGTON","ElectraNet","Summer","Non-Coincident",2020,"poe10","NA",0.65438920115238997]
[null,"SA","SBAC","BACK CALLINGTON","ElectraNet","Summer","Non-Coincident",2021,"poe50","NA",0.65438920115238997]
[null,"SA","SBAC","BACK CALLINGTON","ElectraNet","Summer","Non-Coincident",2024,"poe10","NA",0.65438920115238997]
[null,"SA","SBAC","BACK CALLINGTON","ElectraNet","Winter","Non-Coincident",2016,"poe10","NA",0.59226914405131803]
[null,"SA","SBAC","BACK CALLINGTON","ElectraNet","Winter","Non-Coincident",2018,"poe50","NA",0.59226914405131803]
[null,"SA","SBAC","BACK CALLINGTON","ElectraNet","Winter","Non-Coincident",2020,"poe10","NA",0.59226914405131803]
[null,"SA","SBAC","BACK CALLINGTON","ElectraNet","Winter","Non-Coincident",2021,"poe10","NA",0.59226914405131803]
[null,"SA","SBAC","BACK CALLINGTON","ElectraNet","Winter","Non-Coincident",2022,"poe50","NA",0.59226914405131803]
[null,"SA","SBAR","BAROOTA","SAPN","Summer","Non-Coincident",2015,"poe50",7.1595570344466903,0.89617591413342201]
[null,"SA","SBAR","BAROOTA","SAPN","Summer","Non-Coincident",2016,"poe50",7.0634847473085003,0.89617591413342201]
[null,"SA","SBAR","BAROOTA","SAPN","Summer","Non-Coincident",2018,"poe10",7.9263886933334096,0.89617591413342201]
[null,"SA","SBAR","BAROOTA","SAPN","Summer","Non-Coincident",2020,"poe10",7.7989248393178796,0.89617591413342201]
[null,"SA","SBAR","BAROOTA","SAPN","Summer","Non-Coincident",2022,"poe50",6.8958345551619802,0.89617591413342201]
[null,"SA","SBAR","BAROOTA","SAPN","Summer","Non-Coincident",2024,"poe10",7.77779852318195,0.89617591413342201]
[null,"SA","SBAR","BAROOTA","SAPN","Winter","Non-Coincident",2015,"poe10",6.38398982610091,0.95981387139681595]
[null,"SA","SBAR","BAROOTA","SAPN","Winter","Non-Coincident",2017,"poe50",6.1678674257536201,0.95981387139681595]
[null,"SA","SBAR","BAROOTA","SAPN","Winter","Non-Coincident",2018,"poe50",6.1877581489563296,0.95981387139681595]
[null,"SA","SBAR","BAROOTA","SAPN","Winter","Non-Coincident",2020,"poe10",6.5721126339767997,0.95981387139681595]
[null,"SA","SBAR","BAROOTA","SAPN","Winter","Non-Coincident",2022,"poe50",6.1977162905755501,0.95981387139681595]
[null,"SA","SBAR","BAROOTA","SAPN","Winter","Non-Coincident",2024,"poe50",6.2091817825936602,0.95981387139681595]
[null,"SA","SBRK","BRINKWORTH","SAPN","Summer","Non-Coincident",2016,"poe50",3.96813629727479,0.72217699907701205]
[null,"SA","SBRK","BRINKWORTH","SAPN","Summer","Non-Coincident",2017,"poe10",4.3511520647033004,0.72217699907701205]
[null,"SA","SBRK","BRINKWORTH","SAPN","Summer","Non-Coincident",2020,"poe10",4.1846478642138196,0.72217699907701205]
[null,"SA","SBRK","BRINKWORTH","SAPN","Summer","Non-Coincident",2021,"poe50",3.7440324097565298,0.72217699907701205]
[null,"SA","SBRK","BRINKWORTH","SAPN","Summer","Non-Coincident",2022,"poe50",3.7182116425427099,0.72217699907701205]
[null,"SA","SBRK","BRINKWORTH","SAPN","Summer","Non-Coincident",2024,"poe10",4.1045988683332597,0.72217699907701205]
[null,"SA","SBRK","BRINKWORTH","SAPN","Winter","Non-Coincident",2016,"poe50",3.8166400762248398,0.835910990945267]
[null,"SA","SBRK","BRINKWORTH","SAPN","Winter","Non-Coincident",2018,"poe50",3.85648922686855,0.835910990945267]
[null,"SA","SBRK","BRINKWORTH","SAPN","Winter","Non-Coincident",2021,"poe10",4.0330188792984796,0.835910990945267]
[null,"SA","SBRK","BRINKWORTH","SAPN","Winter","Non-Coincident",2022,"poe50",3.76615018941532,0.835910990945267]
[null,"SA","SBRK","BRINKWORTH","SAPN","Winter","Non-Coincident",2023,"poe50",3.7583518202459101,0.835910990945267]
[null,"SA","SCLN","CLARE NORTH","SAPN","Summer","Non-Coincident",2015,"poe10",12.1864533504209,0.96364444383130499]
[null,"SA","SCLN","CLARE NORTH","SAPN","Summer","Non-Coincident",2018,"poe10",12.0858550110766,0.96364444383130499]
[null,"SA","SCLN","CLARE NORTH","SAPN","Summer","Non-Coincident",2019,"poe10",11.9579121520956,0.96364444383130499]
[null,"SA","SCLN","CLARE NORTH","SAPN","Summer","Non-Coincident",2020,"poe50",10.672241440924299,0.96364444383130499]
[null,"SA","SCLN","CLARE NORTH","SAPN","Summer","Non-Coincident",2022,"poe50",10.522027655902299,0.96364444383130499]
[null,"SA","SCLN","CLARE NORTH","SAPN","Winter","Non-Coincident",2015,"poe10",10.6433941810436,0.68088669272059599]
[null,"SA","SCLN","CLARE NORTH","SAPN","Winter","Non-Coincident",2016,"poe50",9.9204544032408108,0.68088669272059599]
[null,"SA","SCLN","CLARE NORTH","SAPN","Winter","Non-Coincident",2017,"poe50",10.0481348324222,0.68088669272059599]
[null,"SA","SCLN","CLARE NORTH","SAPN","Winter","Non-Coincident",2019,"poe10",11.1201096470429,0.68088669272059599]
[null,"SA","SCLN","CLARE NORTH","SAPN","Winter","Non-Coincident",2022,"poe10",11.356392015638001,0.68088669272059599]
[null,"SA","SCLN","CLARE NORTH","SAPN","Winter","Non-Coincident",2023,"poe10",11.4378900290596,0.68088669272059599]
[null,"SA","SCLN","CLARE NORTH","SAPN","Winter","Non-Coincident",2024,"poe50",10.1894475144863,0.68088669272059599]
[null,"SA","SDAL","DALRYMPLE","SAPN","Summer","Non-Coincident",2017,"poe10",9.65657665281182,0.88753304864206095]
[null,"SA","SDAL","DALRYMPLE","SAPN","Summer","Non-Coincident",2019,"poe10",9.7968402132033603,0.88753304864206095]
[null,"SA","SDAL","DALRYMPLE","SAPN","Summer","Non-Coincident",2019,"poe50",8.4731829100800091,0.88753304864206095]
[null,"SA","SDAL","DALRYMPLE","SAPN","Summer","Non-Coincident",2021,"poe50",8.4108649742583008,0.88753304864206095]
[null,"SA","SDAL","DALRYMPLE","SAPN","Summer","Non-Coincident",2024,"poe10",9.7688085787142604,0.88753304864206095]
[null,"SA","SDAL","DALRYMPLE","SAPN","Winter","Non-Coincident",2015,"poe10",6.4141301102458899,0.87987424619162602]
[null,"SA","SDAL","DALRYMPLE","SAPN","Winter","Non-Coincident",2016,"poe50",8.222156,0.87987424619162602]
[null,"SA","SDAL","DALRYMPLE","SAPN","Winter","Non-Coincident",2019,"poe10",9.22634516784772,0.87987424619162602]
[null,"SA","SDAL","DALRYMPLE","SAPN","Winter","Non-Coincident",2021,"poe10",9.4117573343311101,0.87987424619162602]
[null,"SA","SDAL","DALRYMPLE","SAPN","Winter","Non-Coincident",2023,"poe10",9.6630706374498399,0.87987424619162602]
[null,"SA","SDAL","DALRYMPLE","SAPN","Winter","Non-Coincident",2023,"poe50",9.0152169999999998,0.87987424619162602]
[null,"SA","SDAW","DAVENPORT WEST","SAPN","Summer","Non-Coincident",2015,"poe50",25.023769999999999,0.81055303301674797]
[null,"SA","SDAW","DAVENPORT WEST","SAPN","Summer","Non-Coincident",2018,"poe10",28.1523,0.81055303301674797]
[null,"SA","SDAW","DAVENPORT WEST","SAPN","Summer","Non-Coincident",2020,"poe50",25.74277,0.81055303301674797]
[null,"SA","SDAW","DAVENPORT WEST","SAPN","Summer","Non-Coincident",2021,"poe50",25.886140000000001,0.81055303301674797]
[null,"SA","SDAW","DAVENPORT WEST","SAPN","Summer","Non-Coincident",2023,"poe10",28.52552,0.81055303301674797]
[null,"SA","SDAW","DAVENPORT WEST","SAPN","Winter","Non-Coincident",2015,"poe50",19.805720000000001,0.88649393385080599]
[null,"SA","SDAW","DAVENPORT WEST","SAPN","Winter","Non-Coincident",2017,"poe50",20.587070000000001,0.88649393385080599]
[null,"SA","SDAW","DAVENPORT WEST","SAPN","Winter","Non-Coincident",2019,"poe10",21.89809,0.88649393385080599]
[null,"SA","SDAW","DAVENPORT WEST","SAPN","Winter","Non-Coincident",2020,"poe10",22.02535,0.88649393385080599]
[null,"SA","SDAW","DAVENPORT WEST","SAPN","Winter","Non-Coincident",2021,"poe50",21.268190000000001,0.88649393385080599]
[null,"SA","SDAW","DAVENPORT WEST","SAPN","Winter","Non-Coincident",2024,"poe50",21.81729,0.88649393385080599]
[null,"SA","SGSDRN","DORRIEN","SAPN","Summer","Non-Coincident",2015,"poe50",50.107909999999997,0.82222514726399798]
[null,"SA","SGSDRN","DORRIEN","SAPN","Summer","Non-Coincident",2017,"poe10",55.316549999999999,0.82222514726399798]
[null,"SA","SGSDRN","DORRIEN","SAPN","Summer","Non-Coincident",2019,"poe50",51.335459999999998,0.82222514726399798]
[null,"SA","SGSDRN","DORRIEN","SAPN","Summer","Non-Coincident",2021,"poe50",51.998060000000002,0.82222514726399798]
[null,"SA","SGSDRN","DORRIEN","SAPN","Summer","Non-Coincident",2022,"poe10",57.07479,0.82222514726399798]
[null,"SA","SGSDRN","DORRIEN","SAPN","Summer","Non-Coincident",2024,"poe10",57.665489999999998,0.82222514726399798]
[null,"SA","SGSDRN","DORRIEN","SAPN","Winter","Non-Coincident",2016,"poe50",43.608350000000002,0.78991564565907002]
[null,"SA","SGSDRN","DORRIEN","SAPN","Winter","Non-Coincident",2018,"poe10",47.747729999999997,0.78991564565907002]
[null,"SA","SGSDRN","DORRIEN","SAPN","Winter","Non-Coincident",2019,"poe10",47.883150000000001,0.78991564565907002]
[null,"SA","SGSDRN","DORRIEN","SAPN","Winter","Non-Coincident",2021,"poe50",45.431429999999999,0.78991564565907002]
[null,"SA","SGSDRN","DORRIEN","SAPN","Winter","Non-Coincident",2023,"poe50",46.026139999999998,0.78991564565907002]
[null,"SA","SGSKET","KEITH","SAPN","Summer","Non-Coincident",2015,"poe50",20.659459999999999,0.93250854761681301]
[null,"SA","SGSKET","KEITH","SAPN","Summer","Non-Coincident",2016,"poe10",23.24437,0.93250854761681301]
[null,"SA","SGSKET","KEITH","SAPN","Summer","Non-Coincident",2018,"poe10",23.47325,0.93250854761681301]
[null,"SA","SGSKET","KEITH","SAPN","Summer","Non-Coincident",2020,"poe50",20.624220000000001,0.93250854761681301]
[null,"SA","SGSKET","KEITH","SAPN","Summer","Non-Coincident",2022,"poe10",24.013590000000001,0.93250854761681301]
[null,"SA","SGSKET","KEITH","SAPN","Summer","Non-Coincident",2023,"poe10",24.433499999999999,0.93250854761681301]
[null,"SA","SGSKET","KEITH","SAPN","Winter","Non-Coincident",2015,"poe50",13.69861,0.91675520775293595]
[null,"SA","SGSKET","KEITH","SAPN","Winter","Non-Coincident",2017,"poe50",14.13294,0.91675520775293595]
[null,"SA","SGSKET","KEITH","SAPN","Winter","Non-Coincident",2020,"poe10",15.26886,0.91675520775293595]
[null,"SA","SGSKET","KEITH","SAPN","Winter","Non-Coincident",2020,"poe50",14.33629,0.91675520775293595]
[null,"SA","SGSKET","KEITH","SAPN","Winter","Non-Coincident",2022,"poe50",14.44439,0.91675520775293595]
[null,"SA","SGSKET","KEITH","SAPN","Winter","Non-Coincident",2024,"poe10",15.58085,0.91675520775293595]
[null,"SA","SGSXEAST","EASTERN SUBURBS","SAPN","Summer","Non-Coincident",2017,"poe10",722.55560000000003,0.94626711246550199]
[null,"SA","SGSXEAST","EASTERN SUBURBS","SAPN","Summer","Non-Coincident",2018,"poe10",724.28129999999999,0.94626711246550199]
[null,"SA","SGSXEAST","EASTERN SUBURBS","SAPN","Summer","Non-Coincident",2019,"poe50",633.51099999999997,0.94626711246550199]
[null,"SA","SGSXEAST","EASTERN SUBURBS","SAPN","Summer","Non-Coincident",2022,"poe10",691.94029999999998,0.94626711246550199]
[null,"SA","SGSXEAST","EASTERN SUBURBS","SAPN","Summer","Non-Coincident",2024,"poe10",682.56079999999997,0.94626711246550199]
[null,"SA","SGSXEAST","EASTERN SUBURBS","SAPN","Summer","Non-Coincident",2024,"poe50",606.53629999999998,0.94626711246550199]
[null,"SA","SGSXEAST","EASTERN SUBURBS","SAPN","Winter","Non-Coincident",2016,"poe50",472.55410000000001,0.96724432530228299]
[null,"SA","SGSXEAST","EASTERN SUBURBS","SAPN","Winter","Non-Coincident",2018,"poe10",509.90620000000001,0.96724432530228299]
[null,"SA","SGSXEAST","EASTERN SUBURBS","SAPN","Winter","Non-Coincident",2021,"poe10",514.46400000000006,0.96724432530228299]
[null,"SA","SGSXEAST","EASTERN SUBURBS","SAPN","Winter","Non-Coincident",2021,"poe50",481.07859999999999,0.96724432530228299]
[null,"SA","SGSXEAST","EASTERN SUBURBS","SAPN","Winter","Non-Coincident",2024,"poe50",495.25080000000003,0.96724432530228299]
[null,"SA","SHUM","HUMMOCKS","SAPN","Summer","Non-Coincident",2016,"poe10",13.89371,0.75553125550577704]
[null,"SA","SHUM","HUMMOCKS","SAPN","Summer","Non-Coincident",2018,"poe10",14.126609999999999,0.75553125550577704]
[null,"SA","SHUM","HUMMOCKS","SAPN","Summer","Non-Coincident",2018,"poe50",12.910769999999999,0.75553125550577704]
[null,"SA","SHUM","HUMMOCKS","SAPN","Summer","Non-Coincident",2020,"poe50",12.95617,0.75553125550577704]
[null,"SA","SHUM","HUMMOCKS","SAPN","Summer","Non-Coincident",2023,"poe10",13.895619999999999,0.75553125550577704]
[null,"SA","SHUM","HUMMOCKS","SAPN","Summer","Non-Coincident",2024,"poe50",12.63659,0.75553125550577704]
[null,"SA","SHUM","HUMMOCKS","SAPN","Winter","Non-Coincident",2015,"poe50",10.46428,0.84144405447624204]
[null,"SA","SHUM","HUMMOCKS","SAPN","Winter","Non-Coincident",2018,"poe50",10.93957,0.84144405447624204]
[null,"SA","SHUM","HUMMOCKS","SAPN","Winter","Non-Coincident",2020,"poe10",11.72683,0.84144405447624204]
[null,"SA","SHUM","HUMMOCKS","SAPN","Winter","Non-Coincident",2022,"poe10",11.885820000000001,0.84144405447624204]
[null,"SA","SHUM","HUMMOCKS","SAPN","Winter","Non-Coincident",2022,"poe50",11.211690000000001,0.84144405447624204]
[null,"SA","SHUM","HUMMOCKS","SAPN","Winter","Non-Coincident",2024,"poe50",11.350289999999999,0.84144405447624204]
[null,"SA","SGSSNN","SNUGGERY INDUSTRIAL","SAPN","Summer","Non-Coincident",2017,"poe10",21.44689,0.71796826379217604]
[null,"SA","SGSSNN","SNUGGERY INDUSTRIAL","SAPN","Summer","Non-Coincident",2019,"poe50",20.857137000000002,0.71796826379217604]
[null,"SA","SGSSNN","SNUGGERY INDUSTRIAL","SAPN","Summer","Non-Coincident",2020,"poe50",20.873100000000001,0.71796826379217604]
[null,"SA","SGSSNN","SNUGGERY INDUSTRIAL","SAPN","Summer","Non-Coincident",2022,"poe10",21.532912,0.71796826379217604]
[null,"SA","SGSSNN","SNUGGERY INDUSTRIAL","SAPN","Summer","Non-Coincident",2024,"poe50",21.037462000000001,0.71796826379217604]
[null,"SA","SGSSNN","SNUGGERY INDUSTRIAL","SAPN","Winter","Non-Coincident",2016,"poe50",18.014762999999999,0.76066965775036499]
[null,"SA","SGSSNN","SNUGGERY INDUSTRIAL","SAPN","Winter","Non-Coincident",2017,"poe10",18.598846000000002,0.76066965775036499]
[null,"SA","SGSSNN","SNUGGERY INDUSTRIAL","SAPN","Winter","Non-Coincident",2019,"poe10",18.592956000000001,0.76066965775036499]
[null,"SA","SGSSNN","SNUGGERY INDUSTRIAL","SAPN","Winter","Non-Coincident",2021,"poe10",18.690977,0.76066965775036499]
[null,"SA","SGSSNN","SNUGGERY INDUSTRIAL","SAPN","Winter","Non-Coincident",2023,"poe50",18.300428,0.76066965775036499]
[null,"SA","SGSSNN","SNUGGERY INDUSTRIAL","SAPN","Winter","Non-Coincident",2024,"poe50",18.433691,0.76066965775036499]
[null,"SA","SGSXSOUT","SOUTHERN SUBURBS","SAPN","Summer","Non-Coincident",2016,"poe10",674.65150000000006,0.97608697858517901]
[null,"SA","SGSXSOUT","SOUTHERN SUBURBS","SAPN","Summer","Non-Coincident",2018,"poe50",597.03309999999999,0.97608697858517901]
[null,"SA","SGSXSOUT","SOUTHERN SUBURBS","SAPN","Summer","Non-Coincident",2020,"poe50",605.3193,0.97608697858517901]
[null,"SA","SGSXSOUT","SOUTHERN SUBURBS","SAPN","Summer","Non-Coincident",2021,"poe10",705.30709999999999,0.97608697858517901]
[null,"SA","SGSXSOUT","SOUTHERN SUBURBS","SAPN","Summer","Non-Coincident",2023,"poe10",714.63350000000003,0.97608697858517901]
[null,"SA","SGSXSOUT","SOUTHERN SUBURBS","SAPN","Winter","Non-Coincident",2015,"poe50",485.54520000000002,0.989154015534083]
[null,"SA","SGSXSOUT","SOUTHERN SUBURBS","SAPN","Winter","Non-Coincident",2017,"poe10",526.95209999999997,0.989154015534083]
[null,"SA","SGSXSOUT","SOUTHERN SUBURBS","SAPN","Winter","Non-Coincident",2018,"poe10",532.80529999999999,0.989154015534083]
[null,"SA","SGSXSOUT","SOUTHERN SUBURBS","SAPN","Winter","Non-Coincident",2021,"poe10",537.79909999999995,0.989154015534083]
[null,"SA","SGSXSOUT","SOUTHERN SUBURBS","SAPN","Winter","Non-Coincident",2022,"poe50",505.92840000000001,0.989154015534083]
[null,"SA","SGSXSOUT","SOUTHERN SUBURBS","SAPN","Winter","Non-Coincident",2024,"poe50",511.73540000000003,0.989154015534083]
[null,"SA","SGSXWEST","WESTERN SUBURBS","SAPN","Summer","Non-Coincident",2015,"poe10",445.44479999999999,0.96304464424869396]
[null,"SA","SGSXWEST","WESTERN SUBURBS","SAPN","Summer","Non-Coincident",2017,"poe10",432.58580000000001,0.96304464424869396]
[null,"SA","SGSXWEST","WESTERN SUBURBS","SAPN","Summer","Non-Coincident",2019,"poe50",383.01049999999998,0.96304464424869396]
[null,"SA","SGSXWEST","WESTERN SUBURBS","SAPN","Summer","Non-Coincident",2021,"poe10",416.45389999999998,0.96304464424869396]
[null,"SA","SGSXWEST","WESTERN SUBURBS","SAPN","Summer","Non-Coincident",2022,"poe10",411.72480000000002,0.96304464424869396]
[null,"SA","SGSXWEST","WESTERN SUBURBS","SAPN","Summer","Non-Coincident",2024,"poe50",371.52069999999998,0.96304464424869396]
[null,"SA","SGSXWEST","WESTERN SUBURBS","SAPN","Winter","Non-Coincident",2017,"poe10",363.64530000000002,0.93378061921336397]
[null,"SA","SGSXWEST","WESTERN SUBURBS","SAPN","Winter","Non-Coincident",2019,"poe10",365.50940000000003,0.93378061921336397]
[null,"SA","SGSXWEST","WESTERN SUBURBS","SAPN","Winter","Non-Coincident",2019,"poe50",347.96789999999999,0.93378061921336397]
[null,"SA","SGSXWEST","WESTERN SUBURBS","SAPN","Winter","Non-Coincident",2021,"poe50",351.57709999999997,0.93378061921336397]
[null,"SA","SGSXWEST","WESTERN SUBURBS","SAPN","Winter","Non-Coincident",2023,"poe50",357.83010000000002,0.93378061921336397]
[null,"SA","SISSPN","STONY POINT","SAPN","Summer","Non-Coincident",2016,"poe10",9.3392559999999999E-2,0.65207673057652604]
[null,"SA","SISSPN","STONY POINT","SAPN","Summer","Non-Coincident",2017,"poe10",0.49267499999999997,0.65207673057652604]
[null,"SA","SISSPN","STONY POINT","SAPN","Summer","Non-Coincident",2018,"poe50",0.47231960000000001,0.65207673057652604]
[null,"SA","SISSPN","STONY POINT","SAPN","Summer","Non-Coincident",2021,"poe10",0.51724150000000002,0.65207673057652604]
[null,"SA","SISSPN","STONY POINT","SAPN","Summer","Non-Coincident",2023,"poe10",0.51980440000000006,0.65207673057652604]
[null,"SA","SISSPN","STONY POINT","SAPN","Summer","Non-Coincident",2023,"poe50",0.48519230000000002,0.65207673057652604]
[null,"SA","SISSPN","STONY POINT","SAPN","Winter","Non-Coincident",2015,"poe50",5.2734860000000001E-2,0.55615162388822903]
[null,"SA","SISSPN","STONY POINT","SAPN","Winter","Non-Coincident",2017,"poe50",0.46386129999999998,0.55615162388822903]
[null,"SA","SISSPN","STONY POINT","SAPN","Winter","Non-Coincident",2020,"poe10",0.49747469999999999,0.55615162388822903]
[null,"SA","SISSPN","STONY POINT","SAPN","Winter","Non-Coincident",2020,"poe50",0.47904039999999998,0.55615162388822903]
[null,"SA","SISSPN","STONY POINT","SAPN","Winter","Non-Coincident",2023,"poe50",0.49185289999999998,0.55615162388822903]
[null,"SA","SXNORT","NORTHERN","SAPN","Summer","Non-Coincident",2015,"poe10",335.15780000000001,0.98904651016530598]
[null,"SA","SXNORT","NORTHERN","SAPN","Summer","Non-Coincident",2016,"poe10",337.44929999999999,0.98904651016530598]
[null,"SA","SXNORT","NORTHERN","SAPN","Summer","Non-Coincident",2017,"poe50",303.5154,0.98904651016530598]
[null,"SA","SXNORT","NORTHERN","SAPN","Summer","Non-Coincident",2019,"poe50",297.79989999999998,0.98904651016530598]
[null,"SA","SXNORT","NORTHERN","SAPN","Summer","Non-Coincident",2022,"poe10",344.53219999999999,0.98904651016530598]
[null,"SA","SXNORT","NORTHERN","SAPN","Summer","Non-Coincident",2023,"poe50",306.77260000000001,0.98904651016530598]
[null,"SA","SXNORT","NORTHERN","SAPN","Summer","Non-Coincident",2024,"poe50",308.72899999999998,0.98904651016530598]
[null,"SA","SXNORT","NORTHERN","SAPN","Winter","Non-Coincident",2017,"poe50",214.88220000000001,0.98618630568517796]
[null,"SA","SXNORT","NORTHERN","SAPN","Winter","Non-Coincident",2019,"poe10",231.6387,0.98618630568517796]
[null,"SA","SXNORT","NORTHERN","SAPN","Winter","Non-Coincident",2020,"poe10",233.8511,0.98618630568517796]
[null,"SA","SXNORT","NORTHERN","SAPN","Winter","Non-Coincident",2021,"poe50",222.76349999999999,0.98618630568517796]
[null,"SA","SXNORT","NORTHERN","SAPN","Winter","Non-Coincident",2024,"poe10",242.75909999999999,0.98618630568517796]
[null,"SA","SXPPIR","PORT PIRIE SYSTEM","SAPN","Summer","Non-Coincident",2016,"poe10",57.004420000000003,0.91440244053622499]
[null,"SA","SXPPIR","PORT PIRIE SYSTEM","SAPN","Summer","Non-Coincident",2018,"poe50",68.344380000000001,0.91440244053622499]
[null,"SA","SXPPIR","PORT PIRIE SYSTEM","SAPN","Summer","Non-Coincident",2020,"poe10",73.162120000000002,0.91440244053622499]
[null,"SA","SXPPIR","PORT PIRIE SYSTEM","SAPN","Summer","Non-Coincident",2021,"poe10",73.500870000000006,0.91440244053622499]
[null,"SA","SXPPIR","PORT PIRIE SYSTEM","SAPN","Summer","Non-Coincident",2023,"poe50",68.982839999999996,0.91440244053622499]
[null,"SA","SXPPIR","PORT PIRIE SYSTEM","SAPN","Winter","Non-Coincident",2015,"poe50",43.714700000000001,0.96428557027630701]
[null,"SA","SXPPIR","PORT PIRIE SYSTEM","SAPN","Winter","Non-Coincident",2016,"poe10",45.91601,0.96428557027630701]
[null,"SA","SXPPIR","PORT PIRIE SYSTEM","SAPN","Winter","Non-Coincident",2018,"poe10",61.807020000000001,0.96428557027630701]
[null,"SA","SXPPIR","PORT PIRIE SYSTEM","SAPN","Winter","Non-Coincident",2020,"poe10",61.995939999999997,0.96428557027630701]
[null,"SA","SXPPIR","PORT PIRIE SYSTEM","SAPN","Winter","Non-Coincident",2022,"poe50",60.342820000000003,0.96428557027630701]
[null,"SA","SXPPIR","PORT PIRIE SYSTEM","SAPN","Winter","Non-Coincident",2024,"poe10",62.889099999999999,0.96428557027630701]
[null,"SA","SXWYAL","WHYALLA CENTRAL/TERMINAL","SAPN","Summer","Non-Coincident",2015,"poe10",73.690280000000001,0.73426333818279499]
[null,"SA","SXWYAL","WHYALLA CENTRAL/TERMINAL","SAPN","Summer","Non-Coincident",2017,"poe50",69.534170000000003,0.73426333818279499]
[null,"SA","SXWYAL","WHYALLA CENTRAL/TERMINAL","SAPN","Summer","Non-Coincident",2018,"poe50",69.571070000000006,0.73426333818279499]
[null,"SA","SXWYAL","WHYALLA CENTRAL/TERMINAL","SAPN","Summer","Non-Coincident",2020,"poe10",74.65831,0.73426333818279499]
[null,"SA","SXWYAL","WHYALLA CENTRAL/TERMINAL","SAPN","Summer","Non-Coincident",2022,"poe50",68.984790000000004,0.73426333818279499]
[null,"SA","SXWYAL","WHYALLA CENTRAL/TERMINAL","SAPN","Summer","Non-Coincident",2024,"poe50",68.311819999999997,0.73426333818279499]
[null,"SA","SXWYAL","WHYALLA CENTRAL/TERMINAL","SAPN","Winter","Non-Coincident",2016,"poe10",51.559530000000002,0.68523010967982201]
[null,"SA","SXWYAL","WHYALLA CENTRAL/TERMINAL","SAPN","Winter","Non-Coincident",2017,"poe10",51.86112,0.68523010967982201]
[null,"SA","SXWYAL","WHYALLA CENTRAL/TERMINAL","SAPN","Winter","Non-Coincident",2020,"poe10",52.202779999999997,0.68523010967982201]
[null,"SA","SXWYAL","WHYALLA CENTRAL/TERMINAL","SAPN","Winter","Non-Coincident",2021,"poe50",50.212389999999999,0.68523010967982201]
[null,"SA","SXWYAL","WHYALLA CENTRAL/TERMINAL","SAPN","Winter","Non-Coincident",2022,"poe50",50.338059999999999,0.68523010967982201]
[null,"SA","SXWYAL","WHYALLA CENTRAL/TERMINAL","SAPN","Winter","Non-Coincident",2024,"poe10",52.799639999999997,0.68523010967982201]
[null,"SA","SKAD","KADINA EAST","SAPN","Summer","Non-Coincident",2016,"poe50",23.554590000000001,0.93198667502636801]
[null,"SA","SKAD","KADINA EAST","SAPN","Summer","Non-Coincident",2018,"poe50",24.653700000000001,0.93198667502636801]
[null,"SA","SKAD","KADINA EAST","SAPN","Summer","Non-Coincident",2020,"poe10",29.009789999999999,0.93198667502636801]
[null,"SA","SKAD","KADINA EAST","SAPN","Summer","Non-Coincident",2021,"poe10",29.6877,0.93198667502636801]
[null,"SA","SKAD","KADINA EAST","SAPN","Summer","Non-Coincident",2023,"poe50",27.082419999999999,0.93198667502636801]
[null,"SA","SKAD","KADINA EAST","SAPN","Winter","Non-Coincident",2015,"poe10",18.565840000000001,0.94968862631085704]
[null,"SA","SKAD","KADINA EAST","SAPN","Winter","Non-Coincident",2018,"poe10",19.4544,0.94968862631085704]
[null,"SA","SKAD","KADINA EAST","SAPN","Winter","Non-Coincident",2018,"poe50",18.099409999999999,0.94968862631085704]
[null,"SA","SKAD","KADINA EAST","SAPN","Winter","Non-Coincident",2020,"poe50",18.21115,0.94968862631085704]
[null,"SA","SKAD","KADINA EAST","SAPN","Winter","Non-Coincident",2022,"poe50",18.302700000000002,0.94968862631085704]
[null,"SA","SKAN","KANMANTOO","SAPN","Summer","Non-Coincident",2015,"poe10",1.5836939999999999,0.76170041322264703]
[null,"SA","SKAN","KANMANTOO","SAPN","Summer","Non-Coincident",2016,"poe50",1.39825,0.76170041322264703]
[null,"SA","SKAN","KANMANTOO","SAPN","Summer","Non-Coincident",2017,"poe50",1.400361,0.76170041322264703]
[null,"SA","SKAN","KANMANTOO","SAPN","Summer","Non-Coincident",2019,"poe10",1.585164,0.76170041322264703]
[null,"SA","SKAN","KANMANTOO","SAPN","Summer","Non-Coincident",2022,"poe10",1.535928,0.76170041322264703]
[null,"SA","SKAN","KANMANTOO","SAPN","Summer","Non-Coincident",2022,"poe50",1.3601700000000001,0.76170041322264703]
[null,"SA","SKAN","KANMANTOO","SAPN","Summer","Non-Coincident",2024,"poe50",1.319205,0.76170041322264703]
[null,"SA","SKAN","KANMANTOO","SAPN","Winter","Non-Coincident",2017,"poe10",1.480728,0.82078961777780901]
[null,"SA","SKAN","KANMANTOO","SAPN","Winter","Non-Coincident",2019,"poe10",1.504758,0.82078961777780901]
[null,"SA","SKAN","KANMANTOO","SAPN","Winter","Non-Coincident",2019,"poe50",1.4268080000000001,0.82078961777780901]
[null,"SA","SKAN","KANMANTOO","SAPN","Winter","Non-Coincident",2022,"poe50",1.438131,0.82078961777780901]
[null,"SA","SKAN","KANMANTOO","SAPN","Winter","Non-Coincident",2024,"poe10",1.5392509999999999,0.82078961777780901]
[null,"SA","SKNC","KINCRAIG","SAPN","Summer","Non-Coincident",2015,"poe10",22.548179999999999,0.96511468311014703]
[null,"SA","SKNC","KINCRAIG","SAPN","Summer","Non-Coincident",2016,"poe50",19.307009999999998,0.96511468311014703]
[null,"SA","SKNC","KINCRAIG","SAPN","Summer","Non-Coincident",2019,"poe10",21.474309999999999,0.96511468311014703]
[null,"SA","SKNC","KINCRAIG","SAPN","Summer","Non-Coincident",2021,"poe10",21.404199999999999,0.96511468311014703]
[null,"SA","SKNC","KINCRAIG","SAPN","Summer","Non-Coincident",2023,"poe10",21.587700000000002,0.96511468311014703]
[null,"SA","SKNC","KINCRAIG","SAPN","Summer","Non-Coincident",2023,"poe50",18.420500000000001,0.96511468311014703]
[null,"SA","SKNC","KINCRAIG","SAPN","Winter","Non-Coincident",2016,"poe50",14.42529,0.89936526685944396]
[null,"SA","SKNC","KINCRAIG","SAPN","Winter","Non-Coincident",2018,"poe10",15.5427,0.89936526685944396]
[null,"SA","SKNC","KINCRAIG","SAPN","Winter","Non-Coincident",2020,"poe50",14.845420000000001,0.89936526685944396]
[null,"SA","SKNC","KINCRAIG","SAPN","Winter","Non-Coincident",2021,"poe10",15.583170000000001,0.89936526685944396]
[null,"SA","SKNC","KINCRAIG","SAPN","Winter","Non-Coincident",2023,"poe10",15.73132,0.89936526685944396]
[null,"SA","SLCS","LEIGH CREEK SOUTH","SAPN","Summer","Non-Coincident",2015,"poe10",1.5261910000000001,0.82945983528971901]
[null,"SA","SLCS","LEIGH CREEK SOUTH","SAPN","Summer","Non-Coincident",2017,"poe50",1.369672,0.82945983528971901]
[null,"SA","SLCS","LEIGH CREEK SOUTH","SAPN","Summer","Non-Coincident",2019,"poe10",1.5200070000000001,0.82945983528971901]
[null,"SA","SLCS","LEIGH CREEK SOUTH","SAPN","Summer","Non-Coincident",2020,"poe10",1.5158860000000001,0.82945983528971901]
[null,"SA","SLCS","LEIGH CREEK SOUTH","SAPN","Summer","Non-Coincident",2021,"poe50",1.3658859999999999,0.82945983528971901]
[null,"SA","SLCS","LEIGH CREEK SOUTH","SAPN","Summer","Non-Coincident",2024,"poe50",1.350622,0.82945983528971901]
[null,"SA","SLCS","LEIGH CREEK SOUTH","SAPN","Winter","Non-Coincident",2015,"poe50",1.3883300000000001,0.87702273543307796]
[null,"SA","SLCS","LEIGH CREEK SOUTH","SAPN","Winter","Non-Coincident",2017,"poe10",1.558449,0.87702273543307796]
[null,"SA","SLCS","LEIGH CREEK SOUTH","SAPN","Winter","Non-Coincident",2019,"poe10",1.5826260000000001,0.87702273543307796]
[null,"SA","SLCS","LEIGH CREEK SOUTH","SAPN","Winter","Non-Coincident",2021,"poe50",1.4560010000000001,0.87702273543307796]
[null,"SA","SLCS","LEIGH CREEK SOUTH","SAPN","Winter","Non-Coincident",2023,"poe10",1.6211869999999999,0.87702273543307796]
[null,"SA","SLCS","LEIGH CREEK SOUTH","SAPN","Winter","Non-Coincident",2024,"poe10",1.633408,0.87702273543307796]
[null,"SA","SMAN","MANNUM","SAPN","Summer","Non-Coincident",2016,"poe50",10.60261,0.73641600728146295]
[null,"SA","SMAN","MANNUM","SAPN","Summer","Non-Coincident",2017,"poe50",10.594580000000001,0.73641600728146295]
[null,"SA","SMAN","MANNUM","SAPN","Summer","Non-Coincident",2019,"poe10",11.93599,0.73641600728146295]
[null,"SA","SMAN","MANNUM","SAPN","Summer","Non-Coincident",2021,"poe50",10.47199,0.73641600728146295]
[null,"SA","SMAN","MANNUM","SAPN","Summer","Non-Coincident",2023,"poe50",10.317539999999999,0.73641600728146295]
[null,"SA","SMAN","MANNUM","SAPN","Winter","Non-Coincident",2015,"poe50",6.6738929999999996,0.75054924863335704]
[null,"SA","SMAN","MANNUM","SAPN","Winter","Non-Coincident",2016,"poe10",7.1765379999999999,0.75054924863335704]
[null,"SA","SMAN","MANNUM","SAPN","Winter","Non-Coincident",2018,"poe10",7.2820099999999996,0.75054924863335704]
[null,"SA","SMAN","MANNUM","SAPN","Winter","Non-Coincident",2020,"poe50",6.7823169999999999,0.75054924863335704]
[null,"SA","SMAN","MANNUM","SAPN","Winter","Non-Coincident",2021,"poe50",6.7774570000000001,0.75054924863335704]
[null,"SA","SMAN","MANNUM","SAPN","Winter","Non-Coincident",2023,"poe10",7.3364909999999997,0.75054924863335704]
[null,"SA","SMBL","MOBILONG","SAPN","Summer","Non-Coincident",2015,"poe50",35.632899999999999,0.98879531810772303]
[null,"SA","SMBL","MOBILONG","SAPN","Summer","Non-Coincident",2017,"poe50",35.25759,0.98879531810772303]
[null,"SA","SMBL","MOBILONG","SAPN","Summer","Non-Coincident",2020,"poe10",38.815260000000002,0.98879531810772303]
[null,"SA","SMBL","MOBILONG","SAPN","Summer","Non-Coincident",2021,"poe50",34.505000000000003,0.98879531810772303]
[null,"SA","SMBL","MOBILONG","SAPN","Summer","Non-Coincident",2022,"poe50",34.248440000000002,0.98879531810772303]
[null,"SA","SMBL","MOBILONG","SAPN","Summer","Non-Coincident",2024,"poe10",37.609270000000002,0.98879531810772303]
[null,"SA","SMBL","MOBILONG","SAPN","Winter","Non-Coincident",2017,"poe10",33.286549999999998,0.96453080959606596]
[null,"SA","SMBL","MOBILONG","SAPN","Winter","Non-Coincident",2018,"poe10",34.219650000000001,0.96453080959606596]
[null,"SA","SMBL","MOBILONG","SAPN","Winter","Non-Coincident",2019,"poe50",33.340159999999997,0.96453080959606596]
[null,"SA","SMBL","MOBILONG","SAPN","Winter","Non-Coincident",2021,"poe50",34.646459999999998,0.96453080959606596]
[null,"SA","SMBL","MOBILONG","SAPN","Winter","Non-Coincident",2024,"poe10",38.547539999999998,0.96453080959606596]
[null,"SA","SMGA","MT GAMBIER","SAPN","Summer","Non-Coincident",2015,"poe50",18.155480000000001,0.67184165257955197]
[null,"SA","SMGA","MT GAMBIER","SAPN","Summer","Non-Coincident",2016,"poe50",17.742660000000001,0.67184165257955197]
[null,"SA","SMGA","MT GAMBIER","SAPN","Summer","Non-Coincident",2018,"poe10",19.538309999999999,0.67184165257955197]
[null,"SA","SMGA","MT GAMBIER","SAPN","Summer","Non-Coincident",2021,"poe10",19.448979999999999,0.67184165257955197]
[null,"SA","SMGA","MT GAMBIER","SAPN","Summer","Non-Coincident",2021,"poe50",17.521100000000001,0.67184165257955197]
[null,"SA","SMGA","MT GAMBIER","SAPN","Summer","Non-Coincident",2024,"poe10",19.881979999999999,0.67184165257955197]
[null,"SA","SMGA","MT GAMBIER","SAPN","Winter","Non-Coincident",2016,"poe10",23.952929999999999,0.76322540727128896]
[null,"SA","SMGA","MT GAMBIER","SAPN","Winter","Non-Coincident",2018,"poe10",24.155930000000001,0.76322540727128896]
[null,"SA","SMGA","MT GAMBIER","SAPN","Winter","Non-Coincident",2018,"poe50",23.00404,0.76322540727128896]
[null,"SA","SMGA","MT GAMBIER","SAPN","Winter","Non-Coincident",2020,"poe50",22.891929999999999,0.76322540727128896]
[null,"SA","SMGA","MT GAMBIER","SAPN","Winter","Non-Coincident",2023,"poe10",23.568989999999999,0.76322540727128896]
[null,"SA","SMGA","MT GAMBIER","SAPN","Winter","Non-Coincident",2024,"poe10",23.488969999999998,0.76322540727128896]
[null,"SA","SMGU","MT GUNSON","SAPN","Summer","Non-Coincident",2015,"poe50",0.1737059,0.58070131251736801]
[null,"SA","SMGU","MT GUNSON","SAPN","Summer","Non-Coincident",2018,"poe10",0.198018,0.58070131251736801]
[null,"SA","SMGU","MT GUNSON","SAPN","Summer","Non-Coincident",2020,"poe10",0.20477519999999999,0.58070131251736801]
[null,"SA","SMGU","MT GUNSON","SAPN","Summer","Non-Coincident",2022,"poe10",0.21153250000000001,0.58070131251736801]
[null,"SA","SMGU","MT GUNSON","SAPN","Summer","Non-Coincident",2022,"poe50",0.1950578,0.58070131251736801]
[null,"SA","SMGU","MT GUNSON","SAPN","Summer","Non-Coincident",2024,"poe50",0.20115830000000001,0.58070131251736801]
[null,"SA","SMGU","MT GUNSON","SAPN","Winter","Non-Coincident",2017,"poe10",0.16881550000000001,0.44339289115959601]
[null,"SA","SMGU","MT GUNSON","SAPN","Winter","Non-Coincident",2019,"poe50",0.16333490000000001,0.44339289115959601]
[null,"SA","SMGU","MT GUNSON","SAPN","Winter","Non-Coincident",2020,"poe50",0.1659928,0.44339289115959601]
[null,"SA","SMGU","MT GUNSON","SAPN","Winter","Non-Coincident",2022,"poe10",0.18250250000000001,0.44339289115959601]
[null,"SA","SMGU","MT GUNSON","SAPN","Winter","Non-Coincident",2024,"poe50",0.17662459999999999,0.44339289115959601]
[null,"SA","SNEU","NEUROODLA","SAPN","Summer","Non-Coincident",2016,"poe50",0.84099420000000003,0.84599760311037697]
[null,"SA","SNEU","NEUROODLA","SAPN","Summer","Non-Coincident",2018,"poe10",0.96092650000000002,0.84599760311037697]
[null,"SA","SNEU","NEUROODLA","SAPN","Summer","Non-Coincident",2019,"poe10",0.96008660000000001,0.84599760311037697]
[null,"SA","SNEU","NEUROODLA","SAPN","Summer","Non-Coincident",2020,"poe50",0.85126009999999996,0.84599760311037697]
[null,"SA","SNEU","NEUROODLA","SAPN","Summer","Non-Coincident",2023,"poe50",0.84970670000000004,0.84599760311037697]
[null,"SA","SNEU","NEUROODLA","SAPN","Summer","Non-Coincident",2024,"poe50",0.84900430000000005,0.84599760311037697]
[null,"SA","SNEU","NEUROODLA","SAPN","Winter","Non-Coincident",2016,"poe10",0.93930199999999997,0.82285845158489401]
[null,"SA","SNEU","NEUROODLA","SAPN","Winter","Non-Coincident",2018,"poe50",0.89953490000000003,0.82285845158489401]
[null,"SA","SNEU","NEUROODLA","SAPN","Winter","Non-Coincident",2020,"poe50",0.9138001,0.82285845158489401]
[null,"SA","SNEU","NEUROODLA","SAPN","Winter","Non-Coincident",2021,"poe10",0.99227909999999997,0.82285845158489401]
[null,"SA","SNEU","NEUROODLA","SAPN","Winter","Non-Coincident",2023,"poe10",1.013255,0.82285845158489401]
[null,"SA","SNWB","NORTH WEST BEND","SAPN","Summer","Non-Coincident",2015,"poe50",23.382819999999999,0.71454297448287996]
[null,"SA","SNWB","NORTH WEST BEND","SAPN","Summer","Non-Coincident",2017,"poe10",27.445550000000001,0.71454297448287996]
[null,"SA","SNWB","NORTH WEST BEND","SAPN","Summer","Non-Coincident",2018,"poe10",28.110130000000002,0.71454297448287996]
[null,"SA","SNWB","NORTH WEST BEND","SAPN","Summer","Non-Coincident",2020,"poe50",24.616959999999999,0.71454297448287996]
[null,"SA","SNWB","NORTH WEST BEND","SAPN","Summer","Non-Coincident",2022,"poe50",24.64452,0.71454297448287996]
[null,"SA","SNWB","NORTH WEST BEND","SAPN","Summer","Non-Coincident",2024,"poe50",24.355070000000001,0.71454297448287996]
[null,"SA","SNWB","NORTH WEST BEND","SAPN","Winter","Non-Coincident",2015,"poe10",12.399620000000001,0.69532530801321402]
[null,"SA","SNWB","NORTH WEST BEND","SAPN","Winter","Non-Coincident",2017,"poe10",12.793010000000001,0.69532530801321402]
[null,"SA","SNWB","NORTH WEST BEND","SAPN","Winter","Non-Coincident",2019,"poe50",12.01693,0.69532530801321402]
[null,"SA","SNWB","NORTH WEST BEND","SAPN","Winter","Non-Coincident",2021,"poe10",13.167579999999999,0.69532530801321402]
[null,"SA","SNWB","NORTH WEST BEND","SAPN","Winter","Non-Coincident",2022,"poe10",13.30899,0.69532530801321402]
[null,"SA","SNWB","NORTH WEST BEND","SAPN","Winter","Non-Coincident",2024,"poe50",12.35778,0.69532530801321402]
[null,"SA","SPEN","PENOLA WEST","SAPN","Summer","Non-Coincident",2017,"poe10",6.9134979999999997,0.85588518781961798]
[null,"SA","SPEN","PENOLA WEST","SAPN","Summer","Non-Coincident",2019,"poe10",6.9446849999999998,0.85588518781961798]
[null,"SA","SPEN","PENOLA WEST","SAPN","Summer","Non-Coincident",2019,"poe50",6.0541429999999998,0.85588518781961798]
[null,"SA","SPEN","PENOLA WEST","SAPN","Summer","Non-Coincident",2021,"poe50",6.0306540000000002,0.85588518781961798]
[null,"SA","SPEN","PENOLA WEST","SAPN","Summer","Non-Coincident",2023,"poe10",6.8763639999999997,0.85588518781961798]
[null,"SA","SPEN","PENOLA WEST","SAPN","Winter","Non-Coincident",2016,"poe10",4.8811359999999997,0.87313057899928703]
[null,"SA","SPEN","PENOLA WEST","SAPN","Winter","Non-Coincident",2017,"poe10",4.9588809999999999,0.87313057899928703]
[null,"SA","SPEN","PENOLA WEST","SAPN","Winter","Non-Coincident",2018,"poe50",4.7511089999999996,0.87313057899928703]
[null,"SA","SPEN","PENOLA WEST","SAPN","Winter","Non-Coincident",2021,"poe10",5.1142500000000002,0.87313057899928703]
[null,"SA","SPEN","PENOLA WEST","SAPN","Winter","Non-Coincident",2023,"poe10",5.2025309999999996,0.87313057899928703]
[null,"SA","SPEN","PENOLA WEST","SAPN","Winter","Non-Coincident",2023,"poe50",4.9223629999999998,0.87313057899928703]
[null,"SA","SPLN","PORT LINCOLN TERMINAL","SAPN","Summer","Non-Coincident",2015,"poe50",28.75093,0.89032566310005801]
[null,"SA","SPLN","PORT LINCOLN TERMINAL","SAPN","Summer","Non-Coincident",2017,"poe10",31.948329999999999,0.89032566310005801]
[null,"SA","SPLN","PORT LINCOLN TERMINAL","SAPN","Summer","Non-Coincident",2020,"poe10",31.537739999999999,0.89032566310005801]
[null,"SA","SPLN","PORT LINCOLN TERMINAL","SAPN","Summer","Non-Coincident",2020,"poe50",27.757619999999999,0.89032566310005801]
[null,"SA","SPLN","PORT LINCOLN TERMINAL","SAPN","Summer","Non-Coincident",2023,"poe50",27.418510000000001,0.89032566310005801]
[null,"SA","SPLN","PORT LINCOLN TERMINAL","SAPN","Winter","Non-Coincident",2015,"poe10",32.645029999999998,0.94179461392631103]
[null,"SA","SPLN","PORT LINCOLN TERMINAL","SAPN","Winter","Non-Coincident",2017,"poe10",33.835769999999997,0.94179461392631103]
[null,"SA","SPLN","PORT LINCOLN TERMINAL","SAPN","Winter","Non-Coincident",2017,"poe50",31.533819999999999,0.94179461392631103]
[null,"SA","SPLN","PORT LINCOLN TERMINAL","SAPN","Winter","Non-Coincident",2019,"poe50",32.128660000000004,0.94179461392631103]
[null,"SA","SPLN","PORT LINCOLN TERMINAL","SAPN","Winter","Non-Coincident",2022,"poe10",35.461100000000002,0.94179461392631103]
[null,"SA","SPLN","PORT LINCOLN TERMINAL","SAPN","Winter","Non-Coincident",2023,"poe50",33.093850000000003,0.94179461392631103]
[null,"SA","SPLN","PORT LINCOLN TERMINAL","SAPN","Winter","Non-Coincident",2024,"poe50",33.197589999999998,0.94179461392631103]
[null,"SA","SSNR","SNUGGERY RURAL","SAPN","Summer","Non-Coincident",2017,"poe50",12.27422,0.63848816147268095]
[null,"SA","SSNR","SNUGGERY RURAL","SAPN","Summer","Non-Coincident",2019,"poe10",15.15671,0.63848816147268095]
[null,"SA","SSNR","SNUGGERY RURAL","SAPN","Summer","Non-Coincident",2021,"poe10",15.18144,0.63848816147268095]
[null,"SA","SSNR","SNUGGERY RURAL","SAPN","Summer","Non-Coincident",2021,"poe50",11.86566,0.63848816147268095]
[null,"SA","SSNR","SNUGGERY RURAL","SAPN","Summer","Non-Coincident",2024,"poe10",15.09896,0.63848816147268095]
[null,"SA","SSNR","SNUGGERY RURAL","SAPN","Winter","Non-Coincident",2016,"poe10",11.95908,0.79847742451589099]
[null,"SA","SSNR","SNUGGERY RURAL","SAPN","Winter","Non-Coincident",2018,"poe50",11.003069999999999,0.79847742451589099]
[null,"SA","SSNR","SNUGGERY RURAL","SAPN","Winter","Non-Coincident",2019,"poe50",10.770770000000001,0.79847742451589099]
[null,"SA","SSNR","SNUGGERY RURAL","SAPN","Winter","Non-Coincident",2021,"poe10",10.8895,0.79847742451589099]
[null,"SA","SSNR","SNUGGERY RURAL","SAPN","Winter","Non-Coincident",2023,"poe50",9.8103999999999996,0.79847742451589099]
[null,"SA","STAL","TAILEM BEND","SAPN","Summer","Non-Coincident",2015,"poe50",18.902059999999999,0.92814709750961699]
[null,"SA","STAL","TAILEM BEND","SAPN","Summer","Non-Coincident",2016,"poe10",21.110109999999999,0.92814709750961699]
[null,"SA","STAL","TAILEM BEND","SAPN","Summer","Non-Coincident",2018,"poe10",21.173020000000001,0.92814709750961699]
[null,"SA","STAL","TAILEM BEND","SAPN","Summer","Non-Coincident",2020,"poe10",20.8583,0.92814709750961699]
[null,"SA","STAL","TAILEM BEND","SAPN","Summer","Non-Coincident",2022,"poe50",18.032209999999999,0.92814709750961699]
[null,"SA","STAL","TAILEM BEND","SAPN","Summer","Non-Coincident",2023,"poe50",17.839169999999999,0.92814709750961699]
[null,"SA","STAL","TAILEM BEND","SAPN","Winter","Non-Coincident",2015,"poe10",16.33906,0.85113174110690504]
[null,"SA","STAL","TAILEM BEND","SAPN","Winter","Non-Coincident",2017,"poe50",15.96857,0.85113174110690504]
[null,"SA","STAL","TAILEM BEND","SAPN","Winter","Non-Coincident",2019,"poe50",16.271719999999998,0.85113174110690504]
[null,"SA","STAL","TAILEM BEND","SAPN","Winter","Non-Coincident",2020,"poe10",17.414470000000001,0.85113174110690504]
[null,"SA","STAL","TAILEM BEND","SAPN","Winter","Non-Coincident",2022,"poe10",17.717020000000002,0.85113174110690504]
[null,"SA","STAL","TAILEM BEND","SAPN","Winter","Non-Coincident",2024,"poe50",16.871110000000002,0.85113174110690504]
[null,"SA","STEM","TEMPLERS","SAPN","Summer","Non-Coincident",2016,"poe10",32.469659999999998,0.94061025617836902]
[null,"SA","STEM","TEMPLERS","SAPN","Summer","Non-Coincident",2017,"poe10",33.066099999999999,0.94061025617836902]
[null,"SA","STEM","TEMPLERS","SAPN","Summer","Non-Coincident",2020,"poe10",35.06785,0.94061025617836902]
[null,"SA","STEM","TEMPLERS","SAPN","Summer","Non-Coincident",2021,"poe50",30.922029999999999,0.94061025617836902]
[null,"SA","STEM","TEMPLERS","SAPN","Summer","Non-Coincident",2022,"poe50",31.357279999999999,0.94061025617836902]
[null,"SA","STEM","TEMPLERS","SAPN","Summer","Non-Coincident",2024,"poe10",37.511339999999997,0.94061025617836902]
[null,"SA","STEM","TEMPLERS","SAPN","Winter","Non-Coincident",2016,"poe10",25.7563,0.96306440158694395]
[null,"SA","STEM","TEMPLERS","SAPN","Winter","Non-Coincident",2018,"poe50",25.360610000000001,0.96306440158694395]
[null,"SA","STEM","TEMPLERS","SAPN","Winter","Non-Coincident",2020,"poe10",27.415299999999998,0.96306440158694395]
[null,"SA","STEM","TEMPLERS","SAPN","Winter","Non-Coincident",2021,"poe10",27.51493,0.96306440158694395]
[null,"SA","STEM","TEMPLERS","SAPN","Winter","Non-Coincident",2023,"poe50",26.249410000000001,0.96306440158694395]
[null,"SA","SWAT","WATERLOO","SAPN","Summer","Non-Coincident",2016,"poe10",7.9111609999999999,0.95753132404700403]
[null,"SA","SWAT","WATERLOO","SAPN","Summer","Non-Coincident",2018,"poe10",7.2219110000000004,0.95753132404700403]
[null,"SA","SWAT","WATERLOO","SAPN","Summer","Non-Coincident",2018,"poe50",6.4248289999999999,0.95753132404700403]
[null,"SA","SWAT","WATERLOO","SAPN","Summer","Non-Coincident",2020,"poe50",6.1434379999999997,0.95753132404700403]
[null,"SA","SWAT","WATERLOO","SAPN","Summer","Non-Coincident",2022,"poe50",6.1720350000000002,0.95753132404700403]
[null,"SA","SWAT","WATERLOO","SAPN","Winter","Non-Coincident",2015,"poe10",7.0228070000000002,0.96590443827102601]
[null,"SA","SWAT","WATERLOO","SAPN","Winter","Non-Coincident",2016,"poe10",7.1071010000000001,0.96590443827102601]
[null,"SA","SWAT","WATERLOO","SAPN","Winter","Non-Coincident",2017,"poe50",6.8073519999999998,0.96590443827102601]
[null,"SA","SWAT","WATERLOO","SAPN","Winter","Non-Coincident",2020,"poe10",7.2818189999999996,0.96590443827102601]
[null,"SA","SWAT","WATERLOO","SAPN","Winter","Non-Coincident",2022,"poe10",7.3278090000000002,0.96590443827102601]
[null,"SA","SWAT","WATERLOO","SAPN","Winter","Non-Coincident",2022,"poe50",6.893262,0.96590443827102601]
[null,"SA","SWAT","WATERLOO","SAPN","Winter","Non-Coincident",2024,"poe50",6.9250790000000002,0.96590443827102601]
[null,"SA","SWUD","WUDINNA","SAPN","Summer","Non-Coincident",2017,"poe10",14.30889,0.81340078573714003]
[null,"SA","SWUD","WUDINNA","SAPN","Summer","Non-Coincident",2018,"poe50",12.6959,0.81340078573714003]
[null,"SA","SWUD","WUDINNA","SAPN","Summer","Non-Coincident",2019,"poe50",12.645519999999999,0.81340078573714003]
[null,"SA","SWUD","WUDINNA","SAPN","Summer","Non-Coincident",2022,"poe50",12.54039,0.81340078573714003]
[null,"SA","SWUD","WUDINNA","SAPN","Summer","Non-Coincident",2024,"poe10",14.013260000000001,0.81340078573714003]
[null,"SA","SWUD","WUDINNA","SAPN","Winter","Non-Coincident",2015,"poe10",11.77098,0.89399486228109803]
[null,"SA","SWUD","WUDINNA","SAPN","Winter","Non-Coincident",2016,"poe50",11.05969,0.89399486228109803]
[null,"SA","SWUD","WUDINNA","SAPN","Winter","Non-Coincident",2018,"poe50",11.513949999999999,0.89399486228109803]
[null,"SA","SWUD","WUDINNA","SAPN","Winter","Non-Coincident",2021,"poe10",12.80204,0.89399486228109803]
[null,"SA","SWUD","WUDINNA","SAPN","Winter","Non-Coincident",2022,"poe50",11.97564,0.89399486228109803]
[null,"SA","SWUD","WUDINNA","SAPN","Winter","Non-Coincident",2023,"poe50",12.14284,0.89399486228109803]
[null,"SA","SXADEL","ADELAIDE CENTRAL","SAPN","Summer","Non-Coincident",2016,"poe50",194.03190000000001,0.97536445870303801]
[null,"SA","SXADEL","ADELAIDE CENTRAL","SAPN","Summer","Non-Coincident",2018,"poe10",218.05170000000001,0.97536445870303801]
[null,"SA","SXADEL","ADELAIDE CENTRAL","SAPN","Summer","Non-Coincident",2019,"poe10",218.31139999999999,0.97536445870303801]
[null,"SA","SXADEL","ADELAIDE CENTRAL","SAPN","Summer","Non-Coincident",2020,"poe50",196.7612,0.97536445870303801]
[null,"SA","SXADEL","ADELAIDE CENTRAL","SAPN","Summer","Non-Coincident",2023,"poe10",220.84700000000001,0.97536445870303801]
[null,"SA","SXADEL","ADELAIDE CENTRAL","SAPN","Winter","Non-Coincident",2015,"poe10",124.3201,0.67416075411079202]
[null,"SA","SXADEL","ADELAIDE CENTRAL","SAPN","Winter","Non-Coincident",2017,"poe50",122.82640000000001,0.67416075411079202]
[null,"SA","SXADEL","ADELAIDE CENTRAL","SAPN","Winter","Non-Coincident",2019,"poe10",127.3122,0.67416075411079202]
[null,"SA","SXADEL","ADELAIDE CENTRAL","SAPN","Winter","Non-Coincident",2020,"poe10",127.7616,0.67416075411079202]
[null,"SA","SXADEL","ADELAIDE CENTRAL","SAPN","Winter","Non-Coincident",2022,"poe50",124.217,0.67416075411079202]
[null,"SA","SXADEL","ADELAIDE CENTRAL","SAPN","Winter","Non-Coincident",2024,"poe50",124.5181,0.67416075411079202]
[null,"SA","SXBARK","MT BARKER/MT BARKER STH","SAPN","Summer","Non-Coincident",2015,"poe10",91.962819999999994,0.91330769530799505]
[null,"SA","SXBARK","MT BARKER/MT BARKER STH","SAPN","Summer","Non-Coincident",2017,"poe10",91.818550000000002,0.91330769530799505]
[null,"SA","SXBARK","MT BARKER/MT BARKER STH","SAPN","Summer","Non-Coincident",2019,"poe10",92.035929999999993,0.91330769530799505]
[null,"SA","SXBARK","MT BARKER/MT BARKER STH","SAPN","Summer","Non-Coincident",2021,"poe50",79.065150000000003,0.91330769530799505]
[null,"SA","SXBARK","MT BARKER/MT BARKER STH","SAPN","Summer","Non-Coincident",2023,"poe10",90.843609999999998,0.91330769530799505]
[null,"SA","SXBARK","MT BARKER/MT BARKER STH","SAPN","Summer","Non-Coincident",2024,"poe10",89.974770000000007,0.91330769530799505]
[null,"SA","SXBARK","MT BARKER/MT BARKER STH","SAPN","Winter","Non-Coincident",2016,"poe50",83.744820000000004,0.91453859137601601]
[null,"SA","SXBARK","MT BARKER/MT BARKER STH","SAPN","Winter","Non-Coincident",2017,"poe50",86.78031,0.91453859137601601]
[null,"SA","SXBARK","MT BARKER/MT BARKER STH","SAPN","Winter","Non-Coincident",2019,"poe10",96.001499999999993,0.91453859137601601]
[null,"SA","SXBARK","MT BARKER/MT BARKER STH","SAPN","Winter","Non-Coincident",2021,"poe50",93.539659999999998,0.91453859137601601]
[null,"SA","SXBARK","MT BARKER/MT BARKER STH","SAPN","Winter","Non-Coincident",2023,"poe50",97.517160000000004,0.91453859137601601]
[null,"SA","SXBERR","BERRI","SAPN","Summer","Non-Coincident",2015,"poe10",86.975970000000004,0.94195891496691697]
[null,"SA","SXBERR","BERRI","SAPN","Summer","Non-Coincident",2016,"poe10",87.161640000000006,0.94195891496691697]
[null,"SA","SXBERR","BERRI","SAPN","Summer","Non-Coincident",2019,"poe10",88.463539999999995,0.94195891496691697]
[null,"SA","SXBERR","BERRI","SAPN","Summer","Non-Coincident",2020,"poe50",79.154619999999994,0.94195891496691697]
[null,"SA","SXBERR","BERRI","SAPN","Summer","Non-Coincident",2021,"poe50",79.164699999999996,0.94195891496691697]
[null,"SA","SXBERR","BERRI","SAPN","Summer","Non-Coincident",2023,"poe10",88.868799999999993,0.94195891496691697]
[null,"SA","SXBERR","BERRI","SAPN","Winter","Non-Coincident",2015,"poe50",47.910490000000003,0.92996315124916495]
[null,"SA","SXBERR","BERRI","SAPN","Winter","Non-Coincident",2017,"poe50",50.541159999999998,0.92996315124916495]
[null,"SA","SXBERR","BERRI","SAPN","Winter","Non-Coincident",2020,"poe10",56.419789999999999,0.92996315124916495]
[null,"SA","SXBERR","BERRI","SAPN","Winter","Non-Coincident",2021,"poe50",53.854559999999999,0.92996315124916495]
[null,"SA","SXBERR","BERRI","SAPN","Winter","Non-Coincident",2022,"poe50",54.751989999999999,0.92996315124916495]
[null,"SA","SXBERR","BERRI","SAPN","Winter","Non-Coincident",2024,"poe10",60.187130000000003,0.92996315124916495]
[null,"SA","SXBLAN","BLANCHE","SAPN","Summer","Non-Coincident",2017,"poe10",34.006120000000003,0.87627055615648697]
[null,"SA","SXBLAN","BLANCHE","SAPN","Summer","Non-Coincident",2017,"poe50",31.34975,0.87627055615648697]
[null,"SA","SXBLAN","BLANCHE","SAPN","Summer","Non-Coincident",2019,"poe50",31.306329999999999,0.87627055615648697]
[null,"SA","SXBLAN","BLANCHE","SAPN","Summer","Non-Coincident",2021,"poe50",31.161650000000002,0.87627055615648697]
[null,"SA","SXBLAN","BLANCHE","SAPN","Summer","Non-Coincident",2024,"poe10",33.923319999999997,0.87627055615648697]
[null,"SA","SXBLAN","BLANCHE","SAPN","Winter","Non-Coincident",2015,"poe50",34.042830000000002,0.94068329830540498]
[null,"SA","SXBLAN","BLANCHE","SAPN","Winter","Non-Coincident",2016,"poe50",34.60248,0.94068329830540498]
[null,"SA","SXBLAN","BLANCHE","SAPN","Winter","Non-Coincident",2018,"poe10",38.013710000000003,0.94068329830540498]
[null,"SA","SXBLAN","BLANCHE","SAPN","Winter","Non-Coincident",2021,"poe10",39.119370000000004,0.94068329830540498]
[null,"SA","SXBLAN","BLANCHE","SAPN","Winter","Non-Coincident",2021,"poe50",37.251750000000001,0.94068329830540498]
[null,"SA","SXBLAN","BLANCHE","SAPN","Winter","Non-Coincident",2023,"poe50",38.253340000000001,0.94068329830540498]
[null,"SA","SYAD","YADNARIE","SAPN","Summer","Non-Coincident",2016,"poe10",8.3833549999999999,0.82162721039480102]
[null,"SA","SYAD","YADNARIE","SAPN","Summer","Non-Coincident",2018,"poe10",8.2958680000000005,0.82162721039480102]
[null,"SA","SYAD","YADNARIE","SAPN","Summer","Non-Coincident",2018,"poe50",7.2875480000000001,0.82162721039480102]
[null,"SA","SYAD","YADNARIE","SAPN","Summer","Non-Coincident",2021,"poe50",7.1567210000000001,0.82162721039480102]
[null,"SA","SYAD","YADNARIE","SAPN","Summer","Non-Coincident",2023,"poe10",8.1128599999999995,0.82162721039480102]
[null,"SA","SYAD","YADNARIE","SAPN","Summer","Non-Coincident",2024,"poe10",8.0853599999999997,0.82162721039480102]
[null,"SA","SYAD","YADNARIE","SAPN","Winter","Non-Coincident",2015,"poe50",6.5018640000000003,0.91088815504886]
[null,"SA","SYAD","YADNARIE","SAPN","Winter","Non-Coincident",2018,"poe10",7.1647559999999997,0.91088815504886]
[null,"SA","SYAD","YADNARIE","SAPN","Winter","Non-Coincident",2020,"poe10",7.1800369999999996,0.91088815504886]
[null,"SA","SYAD","YADNARIE","SAPN","Winter","Non-Coincident",2022,"poe10",7.2651490000000001,0.91088815504886]
[null,"SA","SYAD","YADNARIE","SAPN","Winter","Non-Coincident",2022,"poe50",6.7228490000000001,0.91088815504886]
[null,"SA","SANC","ANGAS CREEK","SAPN","Summer","Coincident",2015,"poe50",14.950448679390799,0.87651139642244502]
[null,"SA","SANC","ANGAS CREEK","SAPN","Summer","Coincident",2017,"poe10",16.922727500965198,0.87651139642244502]
[null,"SA","SANC","ANGAS CREEK","SAPN","Summer","Coincident",2019,"poe50",15.0128253994157,0.87651139642244502]
[null,"SA","SANC","ANGAS CREEK","SAPN","Summer","Coincident",2020,"poe50",15.0187365799065,0.87651139642244502]
[null,"SA","SANC","ANGAS CREEK","SAPN","Summer","Coincident",2022,"poe10",17.094272238904502,0.87651139642244502]
[null,"SA","SANC","ANGAS CREEK","SAPN","Summer","Coincident",2024,"poe10",17.120738855096299,0.87651139642244502]
[null,"SA","SANC","ANGAS CREEK","SAPN","Winter","Coincident",2016,"poe50",14.4826360194999,0.94500932436317797]
[null,"SA","SANC","ANGAS CREEK","SAPN","Winter","Coincident",2018,"poe10",16.280571652153299,0.94500932436317797]
[null,"SA","SANC","ANGAS CREEK","SAPN","Winter","Coincident",2019,"poe10",16.553715868600602,0.94500932436317797]
[null,"SA","SANC","ANGAS CREEK","SAPN","Winter","Coincident",2020,"poe50",15.9926756802585,0.94500932436317797]
[null,"SA","SANC","ANGAS CREEK","SAPN","Winter","Coincident",2023,"poe50",17.018147666622301,0.94500932436317797]
[null,"SA","SANC","ANGAS CREEK","SAPN","Winter","Coincident",2024,"poe50",17.290600978411,0.94500932436317797]
[null,"SA","SARW","ARDROSSAN WEST","SAPN","Summer","Coincident",2016,"poe10",10.411242730582099,0.88753301254234696]
[null,"SA","SARW","ARDROSSAN WEST","SAPN","Summer","Coincident",2018,"poe10",8.6338554337026707,0.88753301254234696]
[null,"SA","SARW","ARDROSSAN WEST","SAPN","Summer","Coincident",2020,"poe50",6.9522099233524797,0.88753301254234696]
[null,"SA","SARW","ARDROSSAN WEST","SAPN","Summer","Coincident",2021,"poe10",8.5584493420653995,0.88753301254234696]
[null,"SA","SARW","ARDROSSAN WEST","SAPN","Summer","Coincident",2024,"poe10",8.5184553898977597,0.88753301254234696]
[null,"SA","SARW","ARDROSSAN WEST","SAPN","Winter","Coincident",2015,"poe50",7.6050703635294301,0.87987495626005396]
[null,"SA","SARW","ARDROSSAN WEST","SAPN","Winter","Coincident",2016,"poe50",5.7447275131170299,0.87987495626005396]
[null,"SA","SARW","ARDROSSAN WEST","SAPN","Winter","Coincident",2018,"poe10",6.4655335363183797,0.87987495626005396]
[null,"SA","SARW","ARDROSSAN WEST","SAPN","Winter","Coincident",2020,"poe50",5.8314980575213697,0.87987495626005396]
[null,"SA","SARW","ARDROSSAN WEST","SAPN","Winter","Coincident",2022,"poe50",5.8494421968992203,0.87987495626005396]
[null,"SA","SARW","ARDROSSAN WEST","SAPN","Winter","Coincident",2024,"poe50",5.8615527419158502,0.87987495626005396]
[null,"SA","SBAC","BACK CALLINGTON","ElectraNet","Summer","Coincident",2015,"poe10","NA",0.65438920115238997]
[null,"SA","SBAC","BACK CALLINGTON","ElectraNet","Summer","Coincident",2017,"poe10","NA",0.65438920115238997]
[null,"SA","SBAC","BACK CALLINGTON","ElectraNet","Summer","Coincident",2019,"poe50","NA",0.65438920115238997]
[null,"SA","SBAC","BACK CALLINGTON","ElectraNet","Summer","Coincident",2020,"poe50","NA",0.65438920115238997]
[null,"SA","SBAC","BACK CALLINGTON","ElectraNet","Summer","Coincident",2022,"poe10","NA",0.65438920115238997]
[null,"SA","SBAC","BACK CALLINGTON","ElectraNet","Summer","Coincident",2024,"poe50","NA",0.65438920115238997]
[null,"SA","SBAC","BACK CALLINGTON","ElectraNet","Winter","Coincident",2016,"poe50","NA",0.59226914405131803]
[null,"SA","SBAC","BACK CALLINGTON","ElectraNet","Winter","Coincident",2019,"poe10","NA",0.59226914405131803]
[null,"SA","SBAC","BACK CALLINGTON","ElectraNet","Winter","Coincident",2020,"poe50","NA",0.59226914405131803]
[null,"SA","SBAC","BACK CALLINGTON","ElectraNet","Winter","Coincident",2021,"poe50","NA",0.59226914405131803]
[null,"SA","SBAC","BACK CALLINGTON","ElectraNet","Winter","Coincident",2023,"poe10","NA",0.59226914405131803]
[null,"SA","SBAR","BAROOTA","SAPN","Summer","Coincident",2016,"poe10",7.1199445848085698,0.89617591413342201]
[null,"SA","SBAR","BAROOTA","SAPN","Summer","Coincident",2017,"poe10",7.07470356962253,0.89617591413342201]
[null,"SA","SBAR","BAROOTA","SAPN","Summer","Coincident",2018,"poe50",6.2659290709545203,0.89617591413342201]
[null,"SA","SBAR","BAROOTA","SAPN","Summer","Coincident",2021,"poe10",7.0039883542153003,0.89617591413342201]
[null,"SA","SBAR","BAROOTA","SAPN","Summer","Coincident",2023,"poe10",6.9982344736863196,0.89617591413342201]
[null,"SA","SBAR","BAROOTA","SAPN","Summer","Coincident",2024,"poe50",6.1442750676163804,0.89617591413342201]
[null,"SA","SBAR","BAROOTA","SAPN","Winter","Coincident",2015,"poe50",5.7673357921518296,0.95981387139681595]
[null,"SA","SBAR","BAROOTA","SAPN","Winter","Coincident",2017,"poe10",6.2645649518469,0.95981387139681595]
[null,"SA","SBAR","BAROOTA","SAPN","Winter","Coincident",2020,"poe10",6.3080048704731997,0.95981387139681595]
[null,"SA","SBAR","BAROOTA","SAPN","Winter","Coincident",2020,"poe50",5.9377194914993598,0.95981387139681595]
[null,"SA","SBAR","BAROOTA","SAPN","Winter","Coincident",2023,"poe10",6.3425933809825796,0.95981387139681595]
[null,"SA","SBRK","BRINKWORTH","SAPN","Summer","Coincident",2015,"poe10",3.2439269282142802,0.72217699907701205]
[null,"SA","SBRK","BRINKWORTH","SAPN","Summer","Coincident",2017,"poe10",3.14230194061517,0.72217699907701205]
[null,"SA","SBRK","BRINKWORTH","SAPN","Summer","Coincident",2017,"poe50",2.82709617508202,0.72217699907701205]
[null,"SA","SBRK","BRINKWORTH","SAPN","Summer","Coincident",2019,"poe50",2.7579000809247698,0.72217699907701205]
[null,"SA","SBRK","BRINKWORTH","SAPN","Summer","Coincident",2022,"poe10",2.9786025826968001,0.72217699907701205]
[null,"SA","SBRK","BRINKWORTH","SAPN","Summer","Coincident",2023,"poe10",2.98374765688372,0.72217699907701205]
[null,"SA","SBRK","BRINKWORTH","SAPN","Summer","Coincident",2024,"poe50",2.6487293070511,0.72217699907701205]
[null,"SA","SBRK","BRINKWORTH","SAPN","Winter","Coincident",2017,"poe10",3.4331484548511799,0.835910990945267]
[null,"SA","SBRK","BRINKWORTH","SAPN","Winter","Coincident",2019,"poe10",3.4115211730712001,0.835910990945267]
[null,"SA","SBRK","BRINKWORTH","SAPN","Winter","Coincident",2021,"poe10",3.3712448078953599,0.835910990945267]
[null,"SA","SBRK","BRINKWORTH","SAPN","Winter","Coincident",2021,"poe50",3.1581894622142901,0.835910990945267]
[null,"SA","SBRK","BRINKWORTH","SAPN","Winter","Coincident",2024,"poe10",3.3454252120330201,0.835910990945267]
[null,"SA","SCLN","CLARE NORTH","SAPN","Summer","Coincident",2015,"poe50",10.599847255526401,0.96364444383130499]
[null,"SA","SCLN","CLARE NORTH","SAPN","Summer","Coincident",2018,"poe50",10.397666744486701,0.96364444383130499]
[null,"SA","SCLN","CLARE NORTH","SAPN","Summer","Coincident",2019,"poe50",10.345084329251801,0.96364444383130499]
[null,"SA","SCLN","CLARE NORTH","SAPN","Summer","Coincident",2021,"poe10",11.372008097128001,0.96364444383130499]
[null,"SA","SCLN","CLARE NORTH","SAPN","Summer","Coincident",2023,"poe50",10.0306963626146,0.96364444383130499]
[null,"SA","SCLN","CLARE NORTH","SAPN","Winter","Coincident",2015,"poe50",6.7471442423636603,0.68088669272059599]
[null,"SA","SCLN","CLARE NORTH","SAPN","Winter","Coincident",2017,"poe10",7.4530769525138503,0.68088669272059599]
[null,"SA","SCLN","CLARE NORTH","SAPN","Winter","Coincident",2018,"poe10",7.5499893336864803,0.68088669272059599]
[null,"SA","SCLN","CLARE NORTH","SAPN","Winter","Coincident",2019,"poe50",6.8268358053890399,0.68088669272059599]
[null,"SA","SCLN","CLARE NORTH","SAPN","Winter","Coincident",2022,"poe50",6.8412423023915201,0.68088669272059599]
[null,"SA","SCLN","CLARE NORTH","SAPN","Winter","Coincident",2023,"poe50",6.9066111435463204,0.68088669272059599]
[null,"SA","SDAL","DALRYMPLE","SAPN","Summer","Coincident",2015,"poe10",6.6146921913871104,0.88753304864206095]
[null,"SA","SDAL","DALRYMPLE","SAPN","Summer","Coincident",2017,"poe50",7.5191286121824303,0.88753304864206095]
[null,"SA","SDAL","DALRYMPLE","SAPN","Summer","Coincident",2019,"poe50",7.52022985988512,0.88753304864206095]
[null,"SA","SDAL","DALRYMPLE","SAPN","Summer","Coincident",2020,"poe10",8.6894286977169894,0.88753304864206095]
[null,"SA","SDAL","DALRYMPLE","SAPN","Summer","Coincident",2022,"poe10",8.6882293703473596,0.88753304864206095]
[null,"SA","SDAL","DALRYMPLE","SAPN","Summer","Coincident",2024,"poe50",7.2805258713835199,0.88753304864206095]
[null,"SA","SDAL","DALRYMPLE","SAPN","Winter","Coincident",2016,"poe10",7.7578477846246399,0.87987424619162602]
[null,"SA","SDAL","DALRYMPLE","SAPN","Winter","Coincident",2017,"poe10",7.9183102728047796,0.87987424619162602]
[null,"SA","SDAL","DALRYMPLE","SAPN","Winter","Coincident",2019,"poe50",7.6069050000000002,0.87987424619162602]
[null,"SA","SDAL","DALRYMPLE","SAPN","Winter","Coincident",2021,"poe50",7.7299230000000003,0.87987424619162602]
[null,"SA","SDAL","DALRYMPLE","SAPN","Winter","Coincident",2023,"poe50",7.9322569999999999,0.87987424619162602]
[null,"SA","SDAL","DALRYMPLE","SAPN","Winter","Coincident",2024,"poe10",8.6174655112690601,0.87987424619162602]
[null,"SA","SDAW","DAVENPORT WEST","SAPN","Summer","Coincident",2016,"poe10",22.44397,0.81055303301674797]
[null,"SA","SDAW","DAVENPORT WEST","SAPN","Summer","Coincident",2018,"poe50",20.527629999999998,0.81055303301674797]
[null,"SA","SDAW","DAVENPORT WEST","SAPN","Summer","Coincident",2020,"poe10",22.880990000000001,0.81055303301674797]
[null,"SA","SDAW","DAVENPORT WEST","SAPN","Summer","Coincident",2021,"poe10",23.043379999999999,0.81055303301674797]
[null,"SA","SDAW","DAVENPORT WEST","SAPN","Summer","Coincident",2023,"poe50",20.993670000000002,0.81055303301674797]
[null,"SA","SDAW","DAVENPORT WEST","SAPN","Winter","Coincident",2016,"poe10",18.882950000000001,0.88649393385080599]
[null,"SA","SDAW","DAVENPORT WEST","SAPN","Winter","Coincident",2018,"poe10",19.380960000000002,0.88649393385080599]
[null,"SA","SDAW","DAVENPORT WEST","SAPN","Winter","Coincident",2018,"poe50",18.451509999999999,0.88649393385080599]
[null,"SA","SDAW","DAVENPORT WEST","SAPN","Winter","Coincident",2020,"poe50",18.74221,0.88649393385080599]
[null,"SA","SDAW","DAVENPORT WEST","SAPN","Winter","Coincident",2022,"poe10",19.7212,0.88649393385080599]
[null,"SA","SGSDRN","DORRIEN","SAPN","Summer","Coincident",2015,"poe10",44.968710000000002,0.82222514726399798]
[null,"SA","SGSDRN","DORRIEN","SAPN","Summer","Coincident",2016,"poe10",45.226140000000001,0.82222514726399798]
[null,"SA","SGSDRN","DORRIEN","SAPN","Summer","Coincident",2017,"poe50",41.488079999999997,0.82222514726399798]
[null,"SA","SGSDRN","DORRIEN","SAPN","Summer","Coincident",2020,"poe10",46.554819999999999,0.82222514726399798]
[null,"SA","SGSDRN","DORRIEN","SAPN","Summer","Coincident",2022,"poe10",46.928330000000003,0.82222514726399798]
[null,"SA","SGSDRN","DORRIEN","SAPN","Summer","Coincident",2022,"poe50",42.921520000000001,0.82222514726399798]
[null,"SA","SGSDRN","DORRIEN","SAPN","Summer","Coincident",2024,"poe50",43.146709999999999,0.82222514726399798]
[null,"SA","SGSDRN","DORRIEN","SAPN","Winter","Coincident",2017,"poe10",37.220010000000002,0.78991564565907002]
[null,"SA","SGSDRN","DORRIEN","SAPN","Winter","Coincident",2018,"poe50",35.462789999999998,0.78991564565907002]
[null,"SA","SGSDRN","DORRIEN","SAPN","Winter","Coincident",2019,"poe50",35.681159999999998,0.78991564565907002]
[null,"SA","SGSDRN","DORRIEN","SAPN","Winter","Coincident",2022,"poe50",36.070340000000002,0.78991564565907002]
[null,"SA","SGSDRN","DORRIEN","SAPN","Winter","Coincident",2024,"poe10",38.977679999999999,0.78991564565907002]
[null,"SA","SGSKET","KEITH","SAPN","Summer","Coincident",2016,"poe10",21.67557,0.93250854761681301]
[null,"SA","SGSKET","KEITH","SAPN","Summer","Coincident",2016,"poe50",19.041409999999999,0.93250854761681301]
[null,"SA","SGSKET","KEITH","SAPN","Summer","Coincident",2018,"poe50",19.044730000000001,0.93250854761681301]
[null,"SA","SGSKET","KEITH","SAPN","Summer","Coincident",2021,"poe10",22.289100000000001,0.93250854761681301]
[null,"SA","SGSKET","KEITH","SAPN","Summer","Coincident",2022,"poe50",19.538239999999998,0.93250854761681301]
[null,"SA","SGSKET","KEITH","SAPN","Summer","Coincident",2023,"poe50",19.69134,0.93250854761681301]
[null,"SA","SGSKET","KEITH","SAPN","Winter","Coincident",2016,"poe50",12.68318,0.91675520775293595]
[null,"SA","SGSKET","KEITH","SAPN","Winter","Coincident",2018,"poe10",13.911160000000001,0.91675520775293595]
[null,"SA","SGSKET","KEITH","SAPN","Winter","Coincident",2020,"poe10",13.9978,0.91675520775293595]
[null,"SA","SGSKET","KEITH","SAPN","Winter","Coincident",2020,"poe50",13.14287,0.91675520775293595]
[null,"SA","SGSKET","KEITH","SAPN","Winter","Coincident",2023,"poe10",14.19279,0.91675520775293595]
[null,"SA","SGSXEAST","EASTERN SUBURBS","SAPN","Summer","Coincident",2015,"poe10",695.01940000000002,0.94626711246550199]
[null,"SA","SGSXEAST","EASTERN SUBURBS","SAPN","Summer","Coincident",2017,"poe50",611.88840000000005,0.94626711246550199]
[null,"SA","SGSXEAST","EASTERN SUBURBS","SAPN","Summer","Coincident",2018,"poe50",608.17639999999994,0.94626711246550199]
[null,"SA","SGSXEAST","EASTERN SUBURBS","SAPN","Summer","Coincident",2020,"poe10",666.10879999999997,0.94626711246550199]
[null,"SA","SGSXEAST","EASTERN SUBURBS","SAPN","Summer","Coincident",2022,"poe50",585.46950000000004,0.94626711246550199]
[null,"SA","SGSXEAST","EASTERN SUBURBS","SAPN","Summer","Coincident",2024,"poe50",573.94529999999997,0.94626711246550199]
[null,"SA","SGSXEAST","EASTERN SUBURBS","SAPN","Winter","Coincident",2015,"poe10",485.97699999999998,0.96724432530228299]
[null,"SA","SGSXEAST","EASTERN SUBURBS","SAPN","Winter","Coincident",2017,"poe10",493.9846,0.96724432530228299]
[null,"SA","SGSXEAST","EASTERN SUBURBS","SAPN","Winter","Coincident",2019,"poe10",493.14260000000002,0.96724432530228299]
[null,"SA","SGSXEAST","EASTERN SUBURBS","SAPN","Winter","Coincident",2021,"poe50",465.32060000000001,0.96724432530228299]
[null,"SA","SGSXEAST","EASTERN SUBURBS","SAPN","Winter","Coincident",2022,"poe50",469.43709999999999,0.96724432530228299]
[null,"SA","SGSXEAST","EASTERN SUBURBS","SAPN","Winter","Coincident",2024,"poe10",514.44100000000003,0.96724432530228299]
[null,"SA","SHUM","HUMMOCKS","SAPN","Summer","Coincident",2016,"poe50",9.6449259999999999,0.75553125550577704]
[null,"SA","SHUM","HUMMOCKS","SAPN","Summer","Coincident",2017,"poe50",9.6943409999999997,0.75553125550577704]
[null,"SA","SHUM","HUMMOCKS","SAPN","Summer","Coincident",2019,"poe10",10.64199,0.75553125550577704]
[null,"SA","SHUM","HUMMOCKS","SAPN","Summer","Coincident",2021,"poe10",10.614050000000001,0.75553125550577704]
[null,"SA","SHUM","HUMMOCKS","SAPN","Summer","Coincident",2023,"poe50",9.625966,0.75553125550577704]
[null,"SA","SHUM","HUMMOCKS","SAPN","Winter","Coincident",2015,"poe10",9.3114810000000006,0.84144405447624204]
[null,"SA","SHUM","HUMMOCKS","SAPN","Winter","Coincident",2016,"poe10",9.4549629999999993,0.84144405447624204]
[null,"SA","SHUM","HUMMOCKS","SAPN","Winter","Coincident",2019,"poe10",9.7849199999999996,0.84144405447624204]
[null,"SA","SHUM","HUMMOCKS","SAPN","Winter","Coincident",2020,"poe50",9.3282939999999996,0.84144405447624204]
[null,"SA","SHUM","HUMMOCKS","SAPN","Winter","Coincident",2021,"poe50",9.3668259999999997,0.84144405447624204]
[null,"SA","SHUM","HUMMOCKS","SAPN","Winter","Coincident",2023,"poe10",10.072369999999999,0.84144405447624204]
[null,"SA","SGSSNN","SNUGGERY INDUSTRIAL","SAPN","Summer","Coincident",2015,"poe10",18.905498999999999,0.71796826379217604]
[null,"SA","SGSSNN","SNUGGERY INDUSTRIAL","SAPN","Summer","Coincident",2017,"poe50",18.7323798,0.71796826379217604]
[null,"SA","SGSSNN","SNUGGERY INDUSTRIAL","SAPN","Summer","Coincident",2020,"poe10",18.886499199999999,0.71796826379217604]
[null,"SA","SGSSNN","SNUGGERY INDUSTRIAL","SAPN","Summer","Coincident",2021,"poe10",18.896982999999999,0.71796826379217604]
[null,"SA","SGSSNN","SNUGGERY INDUSTRIAL","SAPN","Summer","Coincident",2022,"poe50",18.748540999999999,0.71796826379217604]
[null,"SA","SGSSNN","SNUGGERY INDUSTRIAL","SAPN","Winter","Coincident",2015,"poe10",16.728649000000001,0.76066965775036499]
[null,"SA","SGSSNN","SNUGGERY INDUSTRIAL","SAPN","Winter","Coincident",2017,"poe10",16.679995000000002,0.76066965775036499]
[null,"SA","SGSSNN","SNUGGERY INDUSTRIAL","SAPN","Winter","Coincident",2017,"poe50",16.402010000000001,0.76066965775036499]
[null,"SA","SGSSNN","SNUGGERY INDUSTRIAL","SAPN","Winter","Coincident",2019,"poe50",16.399270000000001,0.76066965775036499]
[null,"SA","SGSSNN","SNUGGERY INDUSTRIAL","SAPN","Winter","Coincident",2021,"poe50",16.438634,0.76066965775036499]
[null,"SA","SGSSNN","SNUGGERY INDUSTRIAL","SAPN","Winter","Coincident",2024,"poe10",16.913250999999999,0.76066965775036499]
[null,"SA","SGSXSOUT","SOUTHERN SUBURBS","SAPN","Summer","Coincident",2015,"poe50",584.88610000000006,0.97608697858517901]
[null,"SA","SGSXSOUT","SOUTHERN SUBURBS","SAPN","Summer","Coincident",2016,"poe50",573.67960000000005,0.97608697858517901]
[null,"SA","SGSXSOUT","SOUTHERN SUBURBS","SAPN","Summer","Coincident",2019,"poe10",678.16049999999996,0.97608697858517901]
[null,"SA","SGSXSOUT","SOUTHERN SUBURBS","SAPN","Summer","Coincident",2021,"poe10",688.65629999999999,0.97608697858517901]
[null,"SA","SGSXSOUT","SOUTHERN SUBURBS","SAPN","Summer","Coincident",2021,"poe50",594.61009999999999,0.97608697858517901]
[null,"SA","SGSXSOUT","SOUTHERN SUBURBS","SAPN","Summer","Coincident",2023,"poe50",598.34789999999998,0.97608697858517901]
[null,"SA","SGSXSOUT","SOUTHERN SUBURBS","SAPN","Winter","Coincident",2016,"poe10",514.6114,0.989154015534083]
[null,"SA","SGSXSOUT","SOUTHERN SUBURBS","SAPN","Winter","Coincident",2017,"poe50",489.26729999999998,0.989154015534083]
[null,"SA","SGSXSOUT","SOUTHERN SUBURBS","SAPN","Winter","Coincident",2018,"poe50",492.2901,0.989154015534083]
[null,"SA","SGSXSOUT","SOUTHERN SUBURBS","SAPN","Winter","Coincident",2021,"poe50",497.15940000000001,0.989154015534083]
[null,"SA","SGSXSOUT","SOUTHERN SUBURBS","SAPN","Winter","Coincident",2023,"poe10",540.35339999999997,0.989154015534083]
[null,"SA","SGSXSOUT","SOUTHERN SUBURBS","SAPN","Winter","Coincident",2024,"poe10",545.03279999999995,0.989154015534083]
[null,"SA","SGSXWEST","WESTERN SUBURBS","SAPN","Summer","Coincident",2015,"poe50",392.959,0.96304464424869396]
[null,"SA","SGSXWEST","WESTERN SUBURBS","SAPN","Summer","Coincident",2017,"poe50",379.58929999999998,0.96304464424869396]
[null,"SA","SGSXWEST","WESTERN SUBURBS","SAPN","Summer","Coincident",2020,"poe10",403.29169999999999,0.96304464424869396]
[null,"SA","SGSXWEST","WESTERN SUBURBS","SAPN","Summer","Coincident",2021,"poe50",365.84179999999998,0.96304464424869396]
[null,"SA","SGSXWEST","WESTERN SUBURBS","SAPN","Summer","Coincident",2022,"poe50",363.5521,0.96304464424869396]
[null,"SA","SGSXWEST","WESTERN SUBURBS","SAPN","Winter","Coincident",2015,"poe50",315.28030000000001,0.93378061921336397]
[null,"SA","SGSXWEST","WESTERN SUBURBS","SAPN","Winter","Coincident",2017,"poe10",341.68990000000002,0.93378061921336397]
[null,"SA","SGSXWEST","WESTERN SUBURBS","SAPN","Winter","Coincident",2019,"poe50",327.03500000000003,0.93378061921336397]
[null,"SA","SGSXWEST","WESTERN SUBURBS","SAPN","Winter","Coincident",2020,"poe10",346.45260000000002,0.93378061921336397]
[null,"SA","SGSXWEST","WESTERN SUBURBS","SAPN","Winter","Coincident",2022,"poe10",351.6918,0.93378061921336397]
[null,"SA","SGSXWEST","WESTERN SUBURBS","SAPN","Winter","Coincident",2024,"poe10",357.77249999999998,0.93378061921336397]
[null,"SA","SISSPN","STONY POINT","SAPN","Summer","Coincident",2016,"poe50",5.2762160000000002E-2,0.65207673057652604]
[null,"SA","SISSPN","STONY POINT","SAPN","Summer","Coincident",2018,"poe10",0.32885399999999998,0.65207673057652604]
[null,"SA","SISSPN","STONY POINT","SAPN","Summer","Coincident",2019,"poe10",0.3314202,0.65207673057652604]
[null,"SA","SISSPN","STONY POINT","SAPN","Summer","Coincident",2021,"poe50",0.31655090000000002,0.65207673057652604]
[null,"SA","SISSPN","STONY POINT","SAPN","Summer","Coincident",2023,"poe50",0.31638260000000001,0.65207673057652604]
[null,"SA","SISSPN","STONY POINT","SAPN","Summer","Coincident",2024,"poe10",0.33705879999999999,0.65207673057652604]
[null,"SA","SISSPN","STONY POINT","SAPN","Winter","Coincident",2016,"poe10",3.3292040000000002E-2,0.55615162388822903]
[null,"SA","SISSPN","STONY POINT","SAPN","Winter","Coincident",2018,"poe10",0.2716654,0.55615162388822903]
[null,"SA","SISSPN","STONY POINT","SAPN","Winter","Coincident",2020,"poe50",0.26641910000000002,0.55615162388822903]
[null,"SA","SISSPN","STONY POINT","SAPN","Winter","Coincident",2021,"poe10",0.27825509999999998,0.55615162388822903]
[null,"SA","SISSPN","STONY POINT","SAPN","Winter","Coincident",2024,"poe10",0.2866861,0.55615162388822903]
[null,"SA","SXNORT","NORTHERN","SAPN","Summer","Coincident",2015,"poe50",297.98020000000002,0.98904651016530598]
[null,"SA","SXNORT","NORTHERN","SAPN","Summer","Coincident",2016,"poe50",298.26389999999998,0.98904651016530598]
[null,"SA","SXNORT","NORTHERN","SAPN","Summer","Coincident",2018,"poe10",330.7679,0.98904651016530598]
[null,"SA","SXNORT","NORTHERN","SAPN","Summer","Coincident",2020,"poe50",297.49509999999998,0.98904651016530598]
[null,"SA","SXNORT","NORTHERN","SAPN","Summer","Coincident",2022,"poe50",302.16570000000002,0.98904651016530598]
[null,"SA","SXNORT","NORTHERN","SAPN","Summer","Coincident",2024,"poe10",346.79579999999999,0.98904651016530598]
[null,"SA","SXNORT","NORTHERN","SAPN","Winter","Coincident",2015,"poe10",229.69659999999999,0.98618630568517796]
[null,"SA","SXNORT","NORTHERN","SAPN","Winter","Coincident",2018,"poe10",227.29349999999999,0.98618630568517796]
[null,"SA","SXNORT","NORTHERN","SAPN","Winter","Coincident",2019,"poe50",216.62540000000001,0.98618630568517796]
[null,"SA","SXNORT","NORTHERN","SAPN","Winter","Coincident",2020,"poe50",218.24019999999999,0.98618630568517796]
[null,"SA","SXNORT","NORTHERN","SAPN","Winter","Coincident",2022,"poe10",234.8142,0.98618630568517796]
[null,"SA","SXNORT","NORTHERN","SAPN","Winter","Coincident",2024,"poe50",226.08420000000001,0.98618630568517796]
[null,"SA","SXPPIR","PORT PIRIE SYSTEM","SAPN","Summer","Coincident",2016,"poe50",51.22636,0.91440244053622499]
[null,"SA","SXPPIR","PORT PIRIE SYSTEM","SAPN","Summer","Coincident",2019,"poe10",71.383139999999997,0.91440244053622499]
[null,"SA","SXPPIR","PORT PIRIE SYSTEM","SAPN","Summer","Coincident",2020,"poe50",67.210239999999999,0.91440244053622499]
[null,"SA","SXPPIR","PORT PIRIE SYSTEM","SAPN","Summer","Coincident",2021,"poe50",67.360519999999994,0.91440244053622499]
[null,"SA","SXPPIR","PORT PIRIE SYSTEM","SAPN","Summer","Coincident",2023,"poe10",72.149940000000001,0.91440244053622499]
[null,"SA","SXPPIR","PORT PIRIE SYSTEM","SAPN","Winter","Coincident",2016,"poe10",43.841189999999997,0.96428557027630701]
[null,"SA","SXPPIR","PORT PIRIE SYSTEM","SAPN","Winter","Coincident",2016,"poe50",42.016910000000003,0.96428557027630701]
[null,"SA","SXPPIR","PORT PIRIE SYSTEM","SAPN","Winter","Coincident",2018,"poe50",57.879689999999997,0.96428557027630701]
[null,"SA","SXPPIR","PORT PIRIE SYSTEM","SAPN","Winter","Coincident",2020,"poe50",58.053359999999998,0.96428557027630701]
[null,"SA","SXPPIR","PORT PIRIE SYSTEM","SAPN","Winter","Coincident",2023,"poe10",60.417050000000003,0.96428557027630701]
[null,"SA","SXPPIR","PORT PIRIE SYSTEM","SAPN","Winter","Coincident",2024,"poe50",58.654440000000001,0.96428557027630701]
[null,"SA","SXWYAL","WHYALLA CENTRAL/TERMINAL","SAPN","Summer","Coincident",2015,"poe50",60.075589999999998,0.73426333818279499]
[null,"SA","SXWYAL","WHYALLA CENTRAL/TERMINAL","SAPN","Summer","Coincident",2017,"poe10",64.912660000000002,0.73426333818279499]
[null,"SA","SXWYAL","WHYALLA CENTRAL/TERMINAL","SAPN","Summer","Coincident",2020,"poe10",64.813980000000001,0.73426333818279499]
[null,"SA","SXWYAL","WHYALLA CENTRAL/TERMINAL","SAPN","Summer","Coincident",2020,"poe50",60.862259999999999,0.73426333818279499]
[null,"SA","SXWYAL","WHYALLA CENTRAL/TERMINAL","SAPN","Summer","Coincident",2023,"poe10",64.29862,0.73426333818279499]
[null,"SA","SXWYAL","WHYALLA CENTRAL/TERMINAL","SAPN","Winter","Coincident",2015,"poe10",45.329219999999999,0.68523010967982201]
[null,"SA","SXWYAL","WHYALLA CENTRAL/TERMINAL","SAPN","Winter","Coincident",2017,"poe10",46.803910000000002,0.68523010967982201]
[null,"SA","SXWYAL","WHYALLA CENTRAL/TERMINAL","SAPN","Winter","Coincident",2017,"poe50",45.280439999999999,0.68523010967982201]
[null,"SA","SXWYAL","WHYALLA CENTRAL/TERMINAL","SAPN","Winter","Coincident",2020,"poe50",45.446449999999999,0.68523010967982201]
[null,"SA","SXWYAL","WHYALLA CENTRAL/TERMINAL","SAPN","Winter","Coincident",2022,"poe10",47.279539999999997,0.68523010967982201]
[null,"SA","SXWYAL","WHYALLA CENTRAL/TERMINAL","SAPN","Winter","Coincident",2023,"poe10",47.39593,0.68523010967982201]
[null,"SA","SXWYAL","WHYALLA CENTRAL/TERMINAL","SAPN","Winter","Coincident",2024,"poe50",45.730289999999997,0.68523010967982201]
[null,"SA","SKAD","KADINA EAST","SAPN","Summer","Coincident",2017,"poe10",25.333120000000001,0.93198667502636801]
[null,"SA","SKAD","KADINA EAST","SAPN","Summer","Coincident",2019,"poe10",26.566800000000001,0.93198667502636801]
[null,"SA","SKAD","KADINA EAST","SAPN","Summer","Coincident",2021,"poe10",27.66854,0.93198667502636801]
[null,"SA","SKAD","KADINA EAST","SAPN","Summer","Coincident",2021,"poe50",24.436669999999999,0.93198667502636801]
[null,"SA","SKAD","KADINA EAST","SAPN","Summer","Coincident",2024,"poe10",29.106359999999999,0.93198667502636801]
[null,"SA","SKAD","KADINA EAST","SAPN","Winter","Coincident",2015,"poe50",16.432780000000001,0.94968862631085704]
[null,"SA","SKAD","KADINA EAST","SAPN","Winter","Coincident",2018,"poe50",17.188800000000001,0.94968862631085704]
[null,"SA","SKAD","KADINA EAST","SAPN","Winter","Coincident",2019,"poe50",17.271190000000001,0.94968862631085704]
[null,"SA","SKAD","KADINA EAST","SAPN","Winter","Coincident",2021,"poe10",18.620190000000001,0.94968862631085704]
[null,"SA","SKAD","KADINA EAST","SAPN","Winter","Coincident",2023,"poe10",18.81429,0.94968862631085704]
[null,"SA","SKAN","KANMANTOO","SAPN","Summer","Coincident",2015,"poe50",1.066654,0.76170041322264703]
[null,"SA","SKAN","KANMANTOO","SAPN","Summer","Coincident",2017,"poe10",1.2108350000000001,0.76170041322264703]
[null,"SA","SKAN","KANMANTOO","SAPN","Summer","Coincident",2018,"poe10",1.2193039999999999,0.76170041322264703]
[null,"SA","SKAN","KANMANTOO","SAPN","Summer","Coincident",2019,"poe50",1.06304,0.76170041322264703]
[null,"SA","SKAN","KANMANTOO","SAPN","Summer","Coincident",2022,"poe50",1.0360419999999999,0.76170041322264703]
[null,"SA","SKAN","KANMANTOO","SAPN","Summer","Coincident",2023,"poe50",1.019809,0.76170041322264703]
[null,"SA","SKAN","KANMANTOO","SAPN","Winter","Coincident",2015,"poe10",1.174256,0.82078961777780901]
[null,"SA","SKAN","KANMANTOO","SAPN","Winter","Coincident",2017,"poe10",1.2153659999999999,0.82078961777780901]
[null,"SA","SKAN","KANMANTOO","SAPN","Winter","Coincident",2019,"poe50",1.171109,0.82078961777780901]
[null,"SA","SKAN","KANMANTOO","SAPN","Winter","Coincident",2020,"poe10",1.2422869999999999,0.82078961777780901]
[null,"SA","SKAN","KANMANTOO","SAPN","Winter","Coincident",2022,"poe10",1.252982,0.82078961777780901]
[null,"SA","SKAN","KANMANTOO","SAPN","Winter","Coincident",2024,"poe50",1.1840139999999999,0.82078961777780901]
[null,"SA","SKNC","KINCRAIG","SAPN","Summer","Coincident",2015,"poe50",19.171759999999999,0.96511468311014703]
[null,"SA","SKNC","KINCRAIG","SAPN","Summer","Coincident",2017,"poe10",21.02345,0.96511468311014703]
[null,"SA","SKNC","KINCRAIG","SAPN","Summer","Coincident",2019,"poe50",17.867719999999998,0.96511468311014703]
[null,"SA","SKNC","KINCRAIG","SAPN","Summer","Coincident",2021,"poe50",17.713719999999999,0.96511468311014703]
[null,"SA","SKNC","KINCRAIG","SAPN","Summer","Coincident",2023,"poe50",17.777899999999999,0.96511468311014703]
[null,"SA","SKNC","KINCRAIG","SAPN","Summer","Coincident",2024,"poe10",20.922529999999998,0.96511468311014703]
[null,"SA","SKNC","KINCRAIG","SAPN","Winter","Coincident",2016,"poe10",13.674189999999999,0.89936526685944396]
[null,"SA","SKNC","KINCRAIG","SAPN","Winter","Coincident",2018,"poe50",13.30278,0.89936526685944396]
[null,"SA","SKNC","KINCRAIG","SAPN","Winter","Coincident",2019,"poe50",13.34465,0.89936526685944396]
[null,"SA","SKNC","KINCRAIG","SAPN","Winter","Coincident",2021,"poe10",14.01496,0.89936526685944396]
[null,"SA","SKNC","KINCRAIG","SAPN","Winter","Coincident",2023,"poe50",13.49352,0.89936526685944396]
[null,"SA","SLCS","LEIGH CREEK SOUTH","SAPN","Summer","Coincident",2015,"poe50",1.1554329999999999,0.82945983528971901]
[null,"SA","SLCS","LEIGH CREEK SOUTH","SAPN","Summer","Coincident",2018,"poe10",1.265466,0.82945983528971901]
[null,"SA","SLCS","LEIGH CREEK SOUTH","SAPN","Summer","Coincident",2019,"poe50",1.1354439999999999,0.82945983528971901]
[null,"SA","SLCS","LEIGH CREEK SOUTH","SAPN","Summer","Coincident",2020,"poe50",1.134458,0.82945983528971901]
[null,"SA","SLCS","LEIGH CREEK SOUTH","SAPN","Summer","Coincident",2022,"poe10",1.2538819999999999,0.82945983528971901]
[null,"SA","SLCS","LEIGH CREEK SOUTH","SAPN","Winter","Coincident",2015,"poe10",1.3275490000000001,0.87702273543307796]
[null,"SA","SLCS","LEIGH CREEK SOUTH","SAPN","Winter","Coincident",2016,"poe10",1.346527,0.87702273543307796]
[null,"SA","SLCS","LEIGH CREEK SOUTH","SAPN","Winter","Coincident",2017,"poe50",1.255989,0.87702273543307796]
[null,"SA","SLCS","LEIGH CREEK SOUTH","SAPN","Winter","Coincident",2020,"poe10",1.3973089999999999,0.87702273543307796]
[null,"SA","SLCS","LEIGH CREEK SOUTH","SAPN","Winter","Coincident",2022,"poe10",1.4134979999999999,0.87702273543307796]
[null,"SA","SLCS","LEIGH CREEK SOUTH","SAPN","Winter","Coincident",2023,"poe50",1.2937780000000001,0.87702273543307796]
[null,"SA","SLCS","LEIGH CREEK SOUTH","SAPN","Winter","Coincident",2024,"poe50",1.2939989999999999,0.87702273543307796]
[null,"SA","SMAN","MANNUM","SAPN","Summer","Coincident",2016,"poe10",8.7771869999999996,0.73641600728146295]
[null,"SA","SMAN","MANNUM","SAPN","Summer","Coincident",2019,"poe10",8.7898569999999996,0.73641600728146295]
[null,"SA","SMAN","MANNUM","SAPN","Summer","Coincident",2019,"poe50",7.7754269999999996,0.73641600728146295]
[null,"SA","SMAN","MANNUM","SAPN","Summer","Coincident",2022,"poe10",8.7145119999999991,0.73641600728146295]
[null,"SA","SMAN","MANNUM","SAPN","Summer","Coincident",2024,"poe10",8.668768,0.73641600728146295]
[null,"SA","SMAN","MANNUM","SAPN","Winter","Coincident",2016,"poe10",5.3863450000000004,0.75054924863335704]
[null,"SA","SMAN","MANNUM","SAPN","Winter","Coincident",2016,"poe50",5.0304830000000003,0.75054924863335704]
[null,"SA","SMAN","MANNUM","SAPN","Winter","Coincident",2018,"poe50",5.1136239999999997,0.75054924863335704]
[null,"SA","SMAN","MANNUM","SAPN","Winter","Coincident",2021,"poe10",5.4415440000000004,0.75054924863335704]
[null,"SA","SMAN","MANNUM","SAPN","Winter","Coincident",2022,"poe50",5.1110199999999999,0.75054924863335704]
[null,"SA","SMAN","MANNUM","SAPN","Winter","Coincident",2023,"poe50",5.143249,0.75054924863335704]
[null,"SA","SMBL","MOBILONG","SAPN","Summer","Coincident",2016,"poe10",39.02008,0.98879531810772303]
[null,"SA","SMBL","MOBILONG","SAPN","Summer","Coincident",2018,"poe10",39.035409999999999,0.98879531810772303]
[null,"SA","SMBL","MOBILONG","SAPN","Summer","Coincident",2020,"poe10",38.38035,0.98879531810772303]
[null,"SA","SMBL","MOBILONG","SAPN","Summer","Coincident",2020,"poe50",34.369219999999999,0.98879531810772303]
[null,"SA","SMBL","MOBILONG","SAPN","Summer","Coincident",2023,"poe10",37.740679999999998,0.98879531810772303]
[null,"SA","SMBL","MOBILONG","SAPN","Summer","Coincident",2024,"poe50",33.125540000000001,0.98879531810772303]
[null,"SA","SMBL","MOBILONG","SAPN","Winter","Coincident",2017,"poe50",30.68431,0.96453080959606596]
[null,"SA","SMBL","MOBILONG","SAPN","Winter","Coincident",2018,"poe50",31.443090000000002,0.96453080959606596]
[null,"SA","SMBL","MOBILONG","SAPN","Winter","Coincident",2020,"poe10",34.303989999999999,0.96453080959606596]
[null,"SA","SMBL","MOBILONG","SAPN","Winter","Coincident",2022,"poe50",34.14188,0.96453080959606596]
[null,"SA","SMBL","MOBILONG","SAPN","Winter","Coincident",2024,"poe50",35.556370000000001,0.96453080959606596]
[null,"SA","SMGA","MT GAMBIER","SAPN","Summer","Coincident",2016,"poe10",13.231199999999999,0.67184165257955197]
[null,"SA","SMGA","MT GAMBIER","SAPN","Summer","Coincident",2017,"poe10",13.08863,0.67184165257955197]
[null,"SA","SMGA","MT GAMBIER","SAPN","Summer","Coincident",2018,"poe50",11.7476,0.67184165257955197]
[null,"SA","SMGA","MT GAMBIER","SAPN","Summer","Coincident",2021,"poe50",11.771409999999999,0.67184165257955197]
[null,"SA","SMGA","MT GAMBIER","SAPN","Summer","Coincident",2022,"poe50",11.83858,0.67184165257955197]
[null,"SA","SMGA","MT GAMBIER","SAPN","Summer","Coincident",2024,"poe10",13.35754,0.67184165257955197]
[null,"SA","SMGA","MT GAMBIER","SAPN","Winter","Coincident",2016,"poe50",17.28856,0.76322540727128896]
[null,"SA","SMGA","MT GAMBIER","SAPN","Winter","Coincident",2018,"poe50",17.557259999999999,0.76322540727128896]
[null,"SA","SMGA","MT GAMBIER","SAPN","Winter","Coincident",2019,"poe10",18.306650000000001,0.76322540727128896]
[null,"SA","SMGA","MT GAMBIER","SAPN","Winter","Coincident",2021,"poe10",18.112500000000001,0.76322540727128896]
[null,"SA","SMGA","MT GAMBIER","SAPN","Winter","Coincident",2023,"poe50",17.355640000000001,0.76322540727128896]
[null,"SA","SMGU","MT GUNSON","SAPN","Summer","Coincident",2015,"poe10",0.1091034,0.58070131251736801]
[null,"SA","SMGU","MT GUNSON","SAPN","Summer","Coincident",2016,"poe10",0.11106530000000001,0.58070131251736801]
[null,"SA","SMGU","MT GUNSON","SAPN","Summer","Coincident",2018,"poe50",0.1061851,0.58070131251736801]
[null,"SA","SMGU","MT GUNSON","SAPN","Summer","Coincident",2020,"poe50",0.1097277,0.58070131251736801]
[null,"SA","SMGU","MT GUNSON","SAPN","Summer","Coincident",2022,"poe50",0.1132703,0.58070131251736801]
[null,"SA","SMGU","MT GUNSON","SAPN","Summer","Coincident",2023,"poe10",0.1247992,0.58070131251736801]
[null,"SA","SMGU","MT GUNSON","SAPN","Winter","Coincident",2015,"poe10",7.2424089999999997E-2,0.44339289115959601]
[null,"SA","SMGU","MT GUNSON","SAPN","Winter","Coincident",2017,"poe50",7.0064509999999997E-2,0.44339289115959601]
[null,"SA","SMGU","MT GUNSON","SAPN","Winter","Coincident",2019,"poe10",7.7279059999999997E-2,0.44339289115959601]
[null,"SA","SMGU","MT GUNSON","SAPN","Winter","Coincident",2020,"poe10",7.8492800000000001E-2,0.44339289115959601]
[null,"SA","SMGU","MT GUNSON","SAPN","Winter","Coincident",2022,"poe50",7.5957060000000007E-2,0.44339289115959601]
[null,"SA","SNEU","NEUROODLA","SAPN","Summer","Coincident",2015,"poe10",0.79560359999999997,0.84599760311037697]
[null,"SA","SNEU","NEUROODLA","SAPN","Summer","Coincident",2017,"poe10",0.80169520000000005,0.84599760311037697]
[null,"SA","SNEU","NEUROODLA","SAPN","Summer","Coincident",2017,"poe50",0.71368529999999997,0.84599760311037697]
[null,"SA","SNEU","NEUROODLA","SAPN","Summer","Coincident",2019,"poe50",0.71882179999999996,0.84599760311037697]
[null,"SA","SNEU","NEUROODLA","SAPN","Summer","Coincident",2021,"poe10",0.81712890000000005,0.84599760311037697]
[null,"SA","SNEU","NEUROODLA","SAPN","Summer","Coincident",2024,"poe10",0.81751359999999995,0.84599760311037697]
[null,"SA","SNEU","NEUROODLA","SAPN","Winter","Coincident",2015,"poe10",0.75985080000000005,0.82285845158489401]
[null,"SA","SNEU","NEUROODLA","SAPN","Winter","Coincident",2016,"poe50",0.71377860000000004,0.82285845158489401]
[null,"SA","SNEU","NEUROODLA","SAPN","Winter","Coincident",2019,"poe10",0.80378470000000002,0.82285845158489401]
[null,"SA","SNEU","NEUROODLA","SAPN","Winter","Coincident",2021,"poe10",0.81650529999999999,0.82285845158489401]
[null,"SA","SNEU","NEUROODLA","SAPN","Winter","Coincident",2021,"poe50",0.7561658,0.82285845158489401]
[null,"SA","SNEU","NEUROODLA","SAPN","Winter","Coincident",2023,"poe50",0.77163009999999999,0.82285845158489401]
[null,"SA","SNWB","NORTH WEST BEND","SAPN","Summer","Coincident",2016,"poe10",19.318069999999999,0.71454297448287996]
[null,"SA","SNWB","NORTH WEST BEND","SAPN","Summer","Coincident",2017,"poe50",17.09057,0.71454297448287996]
[null,"SA","SNWB","NORTH WEST BEND","SAPN","Summer","Coincident",2018,"poe50",17.321480000000001,0.71454297448287996]
[null,"SA","SNWB","NORTH WEST BEND","SAPN","Summer","Coincident",2021,"poe50",17.635590000000001,0.71454297448287996]
[null,"SA","SNWB","NORTH WEST BEND","SAPN","Summer","Coincident",2023,"poe10",20.42698,0.71454297448287996]
[null,"SA","SNWB","NORTH WEST BEND","SAPN","Winter","Coincident",2015,"poe10",8.6217679999999994,0.69532530801321402]
[null,"SA","SNWB","NORTH WEST BEND","SAPN","Winter","Coincident",2015,"poe50",7.9460480000000002,0.69532530801321402]
[null,"SA","SNWB","NORTH WEST BEND","SAPN","Winter","Coincident",2017,"poe50",8.2305089999999996,0.69532530801321402]
[null,"SA","SNWB","NORTH WEST BEND","SAPN","Winter","Coincident",2020,"poe10",9.1163570000000007,0.69532530801321402]
[null,"SA","SNWB","NORTH WEST BEND","SAPN","Winter","Coincident",2021,"poe50",8.421875,0.69532530801321402]
[null,"SA","SNWB","NORTH WEST BEND","SAPN","Winter","Coincident",2022,"poe50",8.4859240000000007,0.69532530801321402]
[null,"SA","SPEN","PENOLA WEST","SAPN","Summer","Coincident",2015,"poe50",5.2221260000000003,0.85588518781961798]
[null,"SA","SPEN","PENOLA WEST","SAPN","Summer","Coincident",2017,"poe10",5.9171610000000001,0.85588518781961798]
[null,"SA","SPEN","PENOLA WEST","SAPN","Summer","Coincident",2019,"poe50",5.1816509999999996,0.85588518781961798]
[null,"SA","SPEN","PENOLA WEST","SAPN","Summer","Coincident",2020,"poe10",5.9194469999999999,0.85588518781961798]
[null,"SA","SPEN","PENOLA WEST","SAPN","Summer","Coincident",2022,"poe10",5.8731270000000002,0.85588518781961798]
[null,"SA","SPEN","PENOLA WEST","SAPN","Summer","Coincident",2024,"poe10",5.8374379999999997,0.85588518781961798]
[null,"SA","SPEN","PENOLA WEST","SAPN","Winter","Coincident",2016,"poe50",4.0130220000000003,0.87313057899928703]
[null,"SA","SPEN","PENOLA WEST","SAPN","Winter","Coincident",2017,"poe50",4.1078900000000003,0.87313057899928703]
[null,"SA","SPEN","PENOLA WEST","SAPN","Winter","Coincident",2019,"poe10",4.4106709999999998,0.87313057899928703]
[null,"SA","SPEN","PENOLA WEST","SAPN","Winter","Coincident",2021,"poe50",4.2222160000000004,0.87313057899928703]
[null,"SA","SPEN","PENOLA WEST","SAPN","Winter","Coincident",2023,"poe50",4.297866,0.87313057899928703]
[null,"SA","SPEN","PENOLA WEST","SAPN","Winter","Coincident",2024,"poe10",4.5829909999999998,0.87313057899928703]
[null,"SA","SPLN","PORT LINCOLN TERMINAL","SAPN","Summer","Coincident",2016,"poe10",28.661210000000001,0.89032566310005801]
[null,"SA","SPLN","PORT LINCOLN TERMINAL","SAPN","Summer","Coincident",2018,"poe10",28.54101,0.89032566310005801]
[null,"SA","SPLN","PORT LINCOLN TERMINAL","SAPN","Summer","Coincident",2020,"poe50",24.71332,0.89032566310005801]
[null,"SA","SPLN","PORT LINCOLN TERMINAL","SAPN","Summer","Coincident",2021,"poe50",24.631609999999998,0.89032566310005801]
[null,"SA","SPLN","PORT LINCOLN TERMINAL","SAPN","Summer","Coincident",2023,"poe10",28.187519999999999,0.89032566310005801]
[null,"SA","SPLN","PORT LINCOLN TERMINAL","SAPN","Winter","Coincident",2015,"poe50",28.57507,0.94179461392631103]
[null,"SA","SPLN","PORT LINCOLN TERMINAL","SAPN","Winter","Coincident",2016,"poe50",28.96857,0.94179461392631103]
[null,"SA","SPLN","PORT LINCOLN TERMINAL","SAPN","Winter","Coincident",2018,"poe10",32.372959999999999,0.94179461392631103]
[null,"SA","SPLN","PORT LINCOLN TERMINAL","SAPN","Winter","Coincident",2020,"poe10",32.844340000000003,0.94179461392631103]
[null,"SA","SPLN","PORT LINCOLN TERMINAL","SAPN","Winter","Coincident",2022,"poe50",30.840119999999999,0.94179461392631103]
[null,"SA","SPLN","PORT LINCOLN TERMINAL","SAPN","Winter","Coincident",2024,"poe10",34.01211,0.94179461392631103]
[null,"SA","SSNR","SNUGGERY RURAL","SAPN","Summer","Coincident",2015,"poe10",9.5387140000000006,0.63848816147268095]
[null,"SA","SSNR","SNUGGERY RURAL","SAPN","Summer","Coincident",2018,"poe10",9.7073870000000007,0.63848816147268095]
[null,"SA","SSNR","SNUGGERY RURAL","SAPN","Summer","Coincident",2019,"poe50",7.720173,0.63848816147268095]
[null,"SA","SSNR","SNUGGERY RURAL","SAPN","Summer","Coincident",2020,"poe50",7.6462370000000002,0.63848816147268095]
[null,"SA","SSNR","SNUGGERY RURAL","SAPN","Summer","Coincident",2022,"poe10",9.6442180000000004,0.63848816147268095]
[null,"SA","SSNR","SNUGGERY RURAL","SAPN","Summer","Coincident",2024,"poe10",9.6405049999999992,0.63848816147268095]
[null,"SA","SSNR","SNUGGERY RURAL","SAPN","Winter","Coincident",2016,"poe50",8.9603190000000001,0.79847742451589099]
[null,"SA","SSNR","SNUGGERY RURAL","SAPN","Winter","Coincident",2019,"poe10",9.1124559999999999,0.79847742451589099]
[null,"SA","SSNR","SNUGGERY RURAL","SAPN","Winter","Coincident",2020,"poe50",8.3867250000000002,0.79847742451589099]
[null,"SA","SSNR","SNUGGERY RURAL","SAPN","Winter","Coincident",2021,"poe50",8.1789380000000005,0.79847742451589099]
[null,"SA","SSNR","SNUGGERY RURAL","SAPN","Winter","Coincident",2024,"poe10",8.1383310000000009,0.79847742451589099]
[null,"SA","STAL","TAILEM BEND","SAPN","Summer","Coincident",2016,"poe10",19.59329,0.92814709750961699]
[null,"SA","STAL","TAILEM BEND","SAPN","Summer","Coincident",2016,"poe50",17.297190000000001,0.92814709750961699]
[null,"SA","STAL","TAILEM BEND","SAPN","Summer","Coincident",2018,"poe50",17.15896,0.92814709750961699]
[null,"SA","STAL","TAILEM BEND","SAPN","Summer","Coincident",2020,"poe50",16.974080000000001,0.92814709750961699]
[null,"SA","STAL","TAILEM BEND","SAPN","Summer","Coincident",2023,"poe10",19.190069999999999,0.92814709750961699]
[null,"SA","STAL","TAILEM BEND","SAPN","Summer","Coincident",2024,"poe50",16.417929999999998,0.92814709750961699]
[null,"SA","STAL","TAILEM BEND","SAPN","Winter","Coincident",2015,"poe50",13.08136,0.85113174110690504]
[null,"SA","STAL","TAILEM BEND","SAPN","Winter","Coincident",2018,"poe10",14.61708,0.85113174110690504]
[null,"SA","STAL","TAILEM BEND","SAPN","Winter","Coincident",2020,"poe10",14.822010000000001,0.85113174110690504]
[null,"SA","STAL","TAILEM BEND","SAPN","Winter","Coincident",2020,"poe50",13.93159,0.85113174110690504]
[null,"SA","STAL","TAILEM BEND","SAPN","Winter","Coincident",2022,"poe50",14.139570000000001,0.85113174110690504]
[null,"SA","STEM","TEMPLERS","SAPN","Summer","Coincident",2015,"poe10",29.976089999999999,0.94061025617836902]
[null,"SA","STEM","TEMPLERS","SAPN","Summer","Coincident",2016,"poe50",26.624770000000002,0.94061025617836902]
[null,"SA","STEM","TEMPLERS","SAPN","Summer","Coincident",2017,"poe50",27.105,0.94061025617836902]
[null,"SA","STEM","TEMPLERS","SAPN","Summer","Coincident",2020,"poe50",28.628240000000002,0.94061025617836902]
[null,"SA","STEM","TEMPLERS","SAPN","Summer","Coincident",2022,"poe10",34.111980000000003,0.94061025617836902]
[null,"SA","STEM","TEMPLERS","SAPN","Summer","Coincident",2023,"poe10",34.87717,0.94061025617836902]
[null,"SA","STEM","TEMPLERS","SAPN","Summer","Coincident",2024,"poe50",30.21536,0.94061025617836902]
[null,"SA","STEM","TEMPLERS","SAPN","Winter","Coincident",2017,"poe10",25.419969999999999,0.96306440158694395]
[null,"SA","STEM","TEMPLERS","SAPN","Winter","Coincident",2019,"poe10",26.14706,0.96306440158694395]
[null,"SA","STEM","TEMPLERS","SAPN","Winter","Coincident",2020,"poe50",24.898679999999999,0.96306440158694395]
[null,"SA","STEM","TEMPLERS","SAPN","Winter","Coincident",2021,"poe50",25.002210000000002,0.96306440158694395]
[null,"SA","STEM","TEMPLERS","SAPN","Winter","Coincident",2024,"poe50",25.189730000000001,0.96306440158694395]
[null,"SA","SWAT","WATERLOO","SAPN","Summer","Coincident",2016,"poe10",7.5751840000000001,0.95753132404700403]
[null,"SA","SWAT","WATERLOO","SAPN","Summer","Coincident",2018,"poe50",6.1519750000000002,0.95753132404700403]
[null,"SA","SWAT","WATERLOO","SAPN","Summer","Coincident",2019,"poe10",6.6676650000000004,0.95753132404700403]
[null,"SA","SWAT","WATERLOO","SAPN","Summer","Coincident",2021,"poe10",6.5243770000000003,0.95753132404700403]
[null,"SA","SWAT","WATERLOO","SAPN","Summer","Coincident",2023,"poe10",6.7343289999999998,0.95753132404700403]
[null,"SA","SWAT","WATERLOO","SAPN","Winter","Coincident",2015,"poe50",6.3919059999999996,0.96590443827102601]
[null,"SA","SWAT","WATERLOO","SAPN","Winter","Coincident",2017,"poe10",6.949427,0.96590443827102601]
[null,"SA","SWAT","WATERLOO","SAPN","Winter","Coincident",2018,"poe10",7.0165249999999997,0.96590443827102601]
[null,"SA","SWAT","WATERLOO","SAPN","Winter","Coincident",2020,"poe50",6.629677,0.96590443827102601]
[null,"SA","SWAT","WATERLOO","SAPN","Winter","Coincident",2022,"poe50",6.6582319999999999,0.96590443827102601]
[null,"SA","SWAT","WATERLOO","SAPN","Winter","Coincident",2023,"poe10",7.0995439999999999,0.96590443827102601]
[null,"SA","SWUD","WUDINNA","SAPN","Summer","Coincident",2015,"poe10",11.85046,0.81340078573714003]
[null,"SA","SWUD","WUDINNA","SAPN","Summer","Coincident",2017,"poe10",11.638870000000001,0.81340078573714003]
[null,"SA","SWUD","WUDINNA","SAPN","Summer","Coincident",2019,"poe50",10.285880000000001,0.81340078573714003]
[null,"SA","SWUD","WUDINNA","SAPN","Summer","Coincident",2020,"poe10",11.470039999999999,0.81340078573714003]
[null,"SA","SWUD","WUDINNA","SAPN","Summer","Coincident",2023,"poe10",11.44903,0.81340078573714003]
[null,"SA","SWUD","WUDINNA","SAPN","Summer","Coincident",2024,"poe50",10.15155,0.81340078573714003]
[null,"SA","SWUD","WUDINNA","SAPN","Winter","Coincident",2015,"poe50",9.7327580000000005,0.89399486228109803]
[null,"SA","SWUD","WUDINNA","SAPN","Winter","Coincident",2017,"poe10",10.944850000000001,0.89399486228109803]
[null,"SA","SWUD","WUDINNA","SAPN","Winter","Coincident",2019,"poe50",10.40785,0.89399486228109803]
[null,"SA","SWUD","WUDINNA","SAPN","Winter","Coincident",2021,"poe50",10.581950000000001,0.89399486228109803]
[null,"SA","SWUD","WUDINNA","SAPN","Winter","Coincident",2023,"poe10",11.73577,0.89399486228109803]
[null,"SA","SWUD","WUDINNA","SAPN","Winter","Coincident",2024,"poe10",11.88686,0.89399486228109803]
[null,"SA","SXADEL","ADELAIDE CENTRAL","SAPN","Summer","Coincident",2017,"poe10",209.29949999999999,0.97536445870303801]
[null,"SA","SXADEL","ADELAIDE CENTRAL","SAPN","Summer","Coincident",2018,"poe50",190.54390000000001,0.97536445870303801]
[null,"SA","SXADEL","ADELAIDE CENTRAL","SAPN","Summer","Coincident",2019,"poe50",191.28870000000001,0.97536445870303801]
[null,"SA","SXADEL","ADELAIDE CENTRAL","SAPN","Summer","Coincident",2021,"poe10",214.7346,0.97536445870303801]
[null,"SA","SXADEL","ADELAIDE CENTRAL","SAPN","Summer","Coincident",2023,"poe50",191.11369999999999,0.97536445870303801]
[null,"SA","SXADEL","ADELAIDE CENTRAL","SAPN","Winter","Coincident",2015,"poe50",80.995419999999996,0.67416075411079202]
[null,"SA","SXADEL","ADELAIDE CENTRAL","SAPN","Winter","Coincident",2018,"poe10",85.918279999999996,0.67416075411079202]
[null,"SA","SXADEL","ADELAIDE CENTRAL","SAPN","Winter","Coincident",2019,"poe50",83.564369999999997,0.67416075411079202]
[null,"SA","SXADEL","ADELAIDE CENTRAL","SAPN","Winter","Coincident",2020,"poe50",83.6952,0.67416075411079202]
[null,"SA","SXADEL","ADELAIDE CENTRAL","SAPN","Winter","Coincident",2022,"poe10",86.207880000000003,0.67416075411079202]
[null,"SA","SXBARK","MT BARKER/MT BARKER STH","SAPN","Summer","Coincident",2015,"poe10",83.990359999999995,0.91330769530799505]
[null,"SA","SXBARK","MT BARKER/MT BARKER STH","SAPN","Summer","Coincident",2015,"poe50",73.460620000000006,0.91330769530799505]
[null,"SA","SXBARK","MT BARKER/MT BARKER STH","SAPN","Summer","Coincident",2017,"poe50",72.984279999999998,0.91330769530799505]
[null,"SA","SXBARK","MT BARKER/MT BARKER STH","SAPN","Summer","Coincident",2019,"poe50",72.789689999999993,0.91330769530799505]
[null,"SA","SXBARK","MT BARKER/MT BARKER STH","SAPN","Summer","Coincident",2022,"poe10",82.904060000000001,0.91330769530799505]
[null,"SA","SXBARK","MT BARKER/MT BARKER STH","SAPN","Summer","Coincident",2023,"poe50",71.132339999999999,0.91330769530799505]
[null,"SA","SXBARK","MT BARKER/MT BARKER STH","SAPN","Summer","Coincident",2024,"poe50",70.631270000000001,0.91330769530799505]
[null,"SA","SXBARK","MT BARKER/MT BARKER STH","SAPN","Winter","Coincident",2016,"poe10",81.829139999999995,0.91453859137601601]
[null,"SA","SXBARK","MT BARKER/MT BARKER STH","SAPN","Winter","Coincident",2019,"poe10",87.797070000000005,0.91453859137601601]
[null,"SA","SXBARK","MT BARKER/MT BARKER STH","SAPN","Winter","Coincident",2019,"poe50",82.71866,0.91453859137601601]
[null,"SA","SXBARK","MT BARKER/MT BARKER STH","SAPN","Winter","Coincident",2022,"poe10",93.053079999999994,0.91453859137601601]
[null,"SA","SXBARK","MT BARKER/MT BARKER STH","SAPN","Winter","Coincident",2024,"poe10",96.837429999999998,0.91453859137601601]
[null,"SA","SXBERR","BERRI","SAPN","Summer","Coincident",2016,"poe10",82.102680000000007,0.94195891496691697]
[null,"SA","SXBERR","BERRI","SAPN","Summer","Coincident",2016,"poe50",73.867009999999993,0.94195891496691697]
[null,"SA","SXBERR","BERRI","SAPN","Summer","Coincident",2019,"poe50",74.442689999999999,0.94195891496691697]
[null,"SA","SXBERR","BERRI","SAPN","Summer","Coincident",2021,"poe10",83.684849999999997,0.94195891496691697]
[null,"SA","SXBERR","BERRI","SAPN","Summer","Coincident",2022,"poe10",83.238510000000005,0.94195891496691697]
[null,"SA","SXBERR","BERRI","SAPN","Summer","Coincident",2023,"poe50",74.162689999999998,0.94195891496691697]
[null,"SA","SXBERR","BERRI","SAPN","Winter","Coincident",2016,"poe10",48.561079999999997,0.92996315124916495]
[null,"SA","SXBERR","BERRI","SAPN","Winter","Coincident",2018,"poe10",50.929819999999999,0.92996315124916495]
[null,"SA","SXBERR","BERRI","SAPN","Winter","Coincident",2020,"poe10",52.468330000000002,0.92996315124916495]
[null,"SA","SXBERR","BERRI","SAPN","Winter","Coincident",2020,"poe50",49.417499999999997,0.92996315124916495]
[null,"SA","SXBERR","BERRI","SAPN","Winter","Coincident",2023,"poe10",55.001049999999999,0.92996315124916495]
[null,"SA","SXBERR","BERRI","SAPN","Winter","Coincident",2024,"poe50",52.505389999999998,0.92996315124916495]
[null,"SA","SXBLAN","BLANCHE","SAPN","Summer","Coincident",2017,"poe50",27.470870000000001,0.87627055615648697]
[null,"SA","SXBLAN","BLANCHE","SAPN","Summer","Coincident",2018,"poe50",27.47261,0.87627055615648697]
[null,"SA","SXBLAN","BLANCHE","SAPN","Summer","Coincident",2020,"poe10",29.848669999999998,0.87627055615648697]
[null,"SA","SXBLAN","BLANCHE","SAPN","Summer","Coincident",2022,"poe10",29.730399999999999,0.87627055615648697]
[null,"SA","SXBLAN","BLANCHE","SAPN","Summer","Coincident",2024,"poe50",26.892749999999999,0.87627055615648697]
[null,"SA","SXBLAN","BLANCHE","SAPN","Winter","Coincident",2016,"poe10",34.42201,0.94068329830540498]
[null,"SA","SXBLAN","BLANCHE","SAPN","Winter","Coincident",2017,"poe10",35.100050000000003,0.94068329830540498]
[null,"SA","SXBLAN","BLANCHE","SAPN","Winter","Coincident",2018,"poe50",33.950920000000004,0.94068329830540498]
[null,"SA","SXBLAN","BLANCHE","SAPN","Winter","Coincident",2021,"poe50",35.042099999999998,0.94068329830540498]
[null,"SA","SXBLAN","BLANCHE","SAPN","Winter","Coincident",2022,"poe50",35.460769999999997,0.94068329830540498]
[null,"SA","SXBLAN","BLANCHE","SAPN","Winter","Coincident",2024,"poe10",38.207140000000003,0.94068329830540498]
[null,"SA","SYAD","YADNARIE","SAPN","Summer","Coincident",2016,"poe50",6.1068389999999999,0.82162721039480102]
[null,"SA","SYAD","YADNARIE","SAPN","Summer","Coincident",2018,"poe50",5.9876480000000001,0.82162721039480102]
[null,"SA","SYAD","YADNARIE","SAPN","Summer","Coincident",2019,"poe10",6.7365979999999999,0.82162721039480102]
[null,"SA","SYAD","YADNARIE","SAPN","Summer","Coincident",2021,"poe10",6.6781459999999999,0.82162721039480102]
[null,"SA","SYAD","YADNARIE","SAPN","Summer","Coincident",2023,"poe50",5.8223000000000003,0.82162721039480102]
[null,"SA","SYAD","YADNARIE","SAPN","Summer","Coincident",2024,"poe50",5.8086289999999998,0.82162721039480102]
[null,"SA","SYAD","YADNARIE","SAPN","Winter","Coincident",2016,"poe10",6.4017379999999999,0.91088815504886]
[null,"SA","SYAD","YADNARIE","SAPN","Winter","Coincident",2018,"poe50",6.0806149999999999,0.91088815504886]
[null,"SA","SYAD","YADNARIE","SAPN","Winter","Coincident",2020,"poe50",6.0834299999999999,0.91088815504886]
[null,"SA","SYAD","YADNARIE","SAPN","Winter","Coincident",2022,"poe50",6.1237640000000004,0.91088815504886]
[null,"SA","SYAD","YADNARIE","SAPN","Winter","Coincident",2023,"poe10",6.6622130000000004,0.91088815504886]
[null,"SA","DAVENPORT","DAVENPORT","ElectraNet","Summer","Coincident",2001,"TempCorrActualpoe10","NA","NA"]
[null,"SA","SA WATER","SA WATER","ElectraNet","Summer","Coincident",2001,"TempCorrActualpoe10","NA","NA"]
[null,"SA","WHYALLA LMF","WHYALLA LMF","SAPN","Summer","Coincident",2001,"TempCorrActualpoe10","NA","NA"]
[null,"SA","LEIGH CREEK","LEIGH CREEK","ElectraNet","Summer","Coincident",2001,"TempCorrActualpoe50","NA","NA"]
[null,"SA","STONY POINT INDUSTRIAL","STONY POINT INDUSTRIAL","ElectraNet","Summer","Coincident",2001,"TempCorrActualpoe50","NA","NA"]
[null,"SA","MIDDLEBACK 132kV","MIDDLEBACK 132kV","ElectraNet","Summer","Coincident",2002,"TempCorrActualpoe10","NA","NA"]
[null,"SA","STONY POINT INDUSTRIAL","STONY POINT INDUSTRIAL","ElectraNet","Summer","Coincident",2002,"TempCorrActualpoe10","NA","NA"]
[null,"SA","DAVENPORT","DAVENPORT","ElectraNet","Summer","Coincident",2002,"TempCorrActualpoe50","NA","NA"]
[null,"SA","MIDDLEBACK 132kV","MIDDLEBACK 132kV","ElectraNet","Summer","Coincident",2002,"TempCorrActualpoe50","NA","NA"]
[null,"SA","SA WATER","SA WATER","ElectraNet","Summer","Coincident",2002,"TempCorrActualpoe50","NA","NA"]
[null,"SA","MIDDLEBACK 132kV","MIDDLEBACK 132kV","ElectraNet","Summer","Coincident",2003,"TempCorrActualpoe10","NA","NA"]
[null,"SA","ROSEWORTHY","ROSEWORTHY","ElectraNet","Summer","Coincident",2003,"TempCorrActualpoe10","NA","NA"]
[null,"SA","WHYALLA LMF","WHYALLA LMF","SAPN","Summer","Coincident",2003,"TempCorrActualpoe10","NA","NA"]
[null,"SA","MIDDLEBACK 33kV","MIDDLEBACK 33kV","ElectraNet","Summer","Coincident",2003,"TempCorrActualpoe50","NA","NA"]
[null,"SA","WHYALLA LMF","WHYALLA LMF","SAPN","Summer","Coincident",2003,"TempCorrActualpoe50","NA","NA"]
[null,"SA","LEIGH CREEK","LEIGH CREEK","ElectraNet","Summer","Coincident",2004,"TempCorrActualpoe10","NA","NA"]
[null,"SA","MIDDLEBACK 33kV","MIDDLEBACK 33kV","ElectraNet","Summer","Coincident",2004,"TempCorrActualpoe10","NA","NA"]
[null,"SA","WOOMERA","WOOMERA","ElectraNet","Summer","Coincident",2004,"TempCorrActualpoe10","NA","NA"]
[null,"SA","LEIGH CREEK","LEIGH CREEK","ElectraNet","Summer","Coincident",2004,"TempCorrActualpoe50","NA","NA"]
[null,"SA","ROSEWORTHY","ROSEWORTHY","ElectraNet","Summer","Coincident",2004,"TempCorrActualpoe50","NA","NA"]
[null,"SA","DAVENPORT","DAVENPORT","ElectraNet","Summer","Coincident",2005,"TempCorrActualpoe10","NA","NA"]
[null,"SA","ROSEWORTHY","ROSEWORTHY","ElectraNet","Summer","Coincident",2005,"TempCorrActualpoe10","NA","NA"]
[null,"SA","WOOMERA","WOOMERA","ElectraNet","Summer","Coincident",2005,"TempCorrActualpoe10","NA","NA"]
[null,"SA","DAVENPORT","DAVENPORT","ElectraNet","Summer","Coincident",2005,"TempCorrActualpoe50","NA","NA"]
[null,"SA","ROSEWORTHY","ROSEWORTHY","ElectraNet","Summer","Coincident",2005,"TempCorrActualpoe50","NA","NA"]
[null,"SA","DAVENPORT","DAVENPORT","ElectraNet","Summer","Coincident",2006,"TempCorrActualpoe10","NA","NA"]
[null,"SA","MIDDLEBACK 33kV","MIDDLEBACK 33kV","ElectraNet","Summer","Coincident",2006,"TempCorrActualpoe10","NA","NA"]
[null,"SA","SA WATER","SA WATER","ElectraNet","Summer","Coincident",2006,"TempCorrActualpoe10","NA","NA"]
[null,"SA","LEIGH CREEK","LEIGH CREEK","ElectraNet","Summer","Coincident",2006,"TempCorrActualpoe50","NA","NA"]
[null,"SA","SA WATER","SA WATER","ElectraNet","Summer","Coincident",2006,"TempCorrActualpoe50","NA","NA"]
[null,"SA","LEIGH CREEK","LEIGH CREEK","ElectraNet","Summer","Coincident",2007,"TempCorrActualpoe10","NA","NA"]
[null,"SA","ROSEWORTHY","ROSEWORTHY","ElectraNet","Summer","Coincident",2007,"TempCorrActualpoe10","NA","NA"]
[null,"SA","STONY POINT INDUSTRIAL","STONY POINT INDUSTRIAL","ElectraNet","Summer","Coincident",2007,"TempCorrActualpoe10","NA","NA"]
[null,"SA","DAVENPORT","DAVENPORT","ElectraNet","Summer","Coincident",2007,"TempCorrActualpoe50","NA","NA"]
[null,"SA","STONY POINT INDUSTRIAL","STONY POINT INDUSTRIAL","ElectraNet","Summer","Coincident",2007,"TempCorrActualpoe50","NA","NA"]
[null,"SA","WOOMERA","WOOMERA","ElectraNet","Summer","Coincident",2007,"TempCorrActualpoe50","NA","NA"]
[null,"SA","MIDDLEBACK 132kV","MIDDLEBACK 132kV","ElectraNet","Summer","Coincident",2008,"TempCorrActualpoe10","NA","NA"]
[null,"SA","WHYALLA LMF","WHYALLA LMF","SAPN","Summer","Coincident",2008,"TempCorrActualpoe10","NA","NA"]
[null,"SA","MIDDLEBACK 132kV","MIDDLEBACK 132kV","ElectraNet","Summer","Coincident",2008,"TempCorrActualpoe50","NA","NA"]
[null,"SA","MIDDLEBACK 33kV","MIDDLEBACK 33kV","ElectraNet","Summer","Coincident",2008,"TempCorrActualpoe50","NA","NA"]
[null,"SA","WHYALLA LMF","WHYALLA LMF","SAPN","Summer","Coincident",2008,"TempCorrActualpoe50","NA","NA"]
[null,"SA","LEIGH CREEK","LEIGH CREEK","ElectraNet","Summer","Coincident",2009,"TempCorrActualpoe10","NA","NA"]
[null,"SA","WHYALLA LMF","WHYALLA LMF","SAPN","Summer","Coincident",2009,"TempCorrActualpoe10","NA","NA"]
[null,"SA","DAVENPORT","DAVENPORT","ElectraNet","Summer","Coincident",2009,"TempCorrActualpoe50","NA","NA"]
[null,"SA","MIDDLEBACK 33kV","MIDDLEBACK 33kV","ElectraNet","Summer","Coincident",2009,"TempCorrActualpoe50","NA","NA"]
[null,"SA","WOOMERA","WOOMERA","ElectraNet","Summer","Coincident",2009,"TempCorrActualpoe50","NA","NA"]
[null,"SA","MIDDLEBACK 33kV","MIDDLEBACK 33kV","ElectraNet","Summer","Coincident",2010,"TempCorrActualpoe10","NA","NA"]
[null,"SA","ROSEWORTHY","ROSEWORTHY","ElectraNet","Summer","Coincident",2010,"TempCorrActualpoe10","NA","NA"]
[null,"SA","WOOMERA","WOOMERA","ElectraNet","Summer","Coincident",2010,"TempCorrActualpoe10","NA","NA"]
[null,"SA","ROSEWORTHY","ROSEWORTHY","ElectraNet","Summer","Coincident",2010,"TempCorrActualpoe50","NA","NA"]
[null,"SA","WHYALLA LMF","WHYALLA LMF","SAPN","Summer","Coincident",2010,"TempCorrActualpoe50","NA","NA"]
[null,"SA","DAVENPORT","DAVENPORT","ElectraNet","Summer","Coincident",2011,"TempCorrActualpoe10","NA","NA"]
[null,"SA","SA WATER","SA WATER","ElectraNet","Summer","Coincident",2011,"TempCorrActualpoe10","NA","NA"]
[null,"SA","DAVENPORT","DAVENPORT","ElectraNet","Summer","Coincident",2011,"TempCorrActualpoe50","NA","NA"]
[null,"SA","ROSEWORTHY","ROSEWORTHY","ElectraNet","Summer","Coincident",2011,"TempCorrActualpoe50","NA","NA"]
[null,"SA","SA WATER","SA WATER","ElectraNet","Summer","Coincident",2011,"TempCorrActualpoe50","NA","NA"]
[null,"SA","DAVENPORT","DAVENPORT","ElectraNet","Summer","Coincident",2012,"TempCorrActualpoe10","NA","NA"]
[null,"SA","SA WATER","SA WATER","ElectraNet","Summer","Coincident",2012,"TempCorrActualpoe10","NA","NA"]
[null,"SA","LEIGH CREEK","LEIGH CREEK","ElectraNet","Summer","Coincident",2012,"TempCorrActualpoe50","NA","NA"]
[null,"SA","MIDDLEBACK 33kV","MIDDLEBACK 33kV","ElectraNet","Summer","Coincident",2012,"TempCorrActualpoe50","NA","NA"]
[null,"SA","STONY POINT INDUSTRIAL","STONY POINT INDUSTRIAL","ElectraNet","Summer","Coincident",2012,"TempCorrActualpoe50","NA","NA"]
[null,"SA","MIDDLEBACK 132kV","MIDDLEBACK 132kV","ElectraNet","Summer","Coincident",2013,"TempCorrActualpoe10","NA","NA"]
[null,"SA","STONY POINT INDUSTRIAL","STONY POINT INDUSTRIAL","ElectraNet","Summer","Coincident",2013,"TempCorrActualpoe10","NA","NA"]
[null,"SA","WHYALLA LMF","WHYALLA LMF","SAPN","Summer","Coincident",2013,"TempCorrActualpoe10","NA","NA"]
[null,"SA","MIDDLEBACK 132kV","MIDDLEBACK 132kV","ElectraNet","Summer","Coincident",2013,"TempCorrActualpoe50","NA","NA"]
[null,"SA","SA WATER","SA WATER","ElectraNet","Summer","Coincident",2013,"TempCorrActualpoe50","NA","NA"]
[null,"SA","MIDDLEBACK 132kV","MIDDLEBACK 132kV","ElectraNet","Summer","Coincident",2014,"TempCorrActualpoe10","NA","NA"]
[null,"SA","ROSEWORTHY","ROSEWORTHY","ElectraNet","Summer","Coincident",2014,"TempCorrActualpoe10","NA","NA"]
[null,"SA","WHYALLA LMF","WHYALLA LMF","SAPN","Summer","Coincident",2014,"TempCorrActualpoe10","NA","NA"]
[null,"SA","MIDDLEBACK 33kV","MIDDLEBACK 33kV","ElectraNet","Summer","Coincident",2014,"TempCorrActualpoe50","NA","NA"]
[null,"SA","WHYALLA LMF","WHYALLA LMF","SAPN","Summer","Coincident",2014,"TempCorrActualpoe50","NA","NA"]
[null,"SA","WOOMERA","WOOMERA","ElectraNet","Summer","Coincident",2014,"TempCorrActualpoe50","NA","NA"]
[null,"SA","MIDDLEBACK 33kV","MIDDLEBACK 33kV","ElectraNet","Summer","Coincident",2015,"poe10","NA","NA"]
[null,"SA","WOOMERA","WOOMERA","ElectraNet","Summer","Coincident",2015,"poe10","NA","NA"]
[null,"SA","MIDDLEBACK 132kV","MIDDLEBACK 132kV","ElectraNet","Summer","Coincident",2015,"poe50","NA","NA"]
[null,"SA","ROSEWORTHY","ROSEWORTHY","ElectraNet","Summer","Coincident",2015,"poe50","NA","NA"]
[null,"SA","LEIGH CREEK","LEIGH CREEK","ElectraNet","Summer","Coincident",2016,"poe10","NA","NA"]
[null,"SA","ROSEWORTHY","ROSEWORTHY","ElectraNet","Summer","Coincident",2016,"poe10","NA","NA"]
[null,"SA","WOOMERA","WOOMERA","ElectraNet","Summer","Coincident",2016,"poe10","NA","NA"]
[null,"SA","DAVENPORT","DAVENPORT","ElectraNet","Summer","Coincident",2016,"poe50","NA","NA"]
[null,"SA","ROSEWORTHY","ROSEWORTHY","ElectraNet","Summer","Coincident",2016,"poe50","NA","NA"]
[null,"SA","DAVENPORT","DAVENPORT","ElectraNet","Summer","Coincident",2017,"poe10","NA","NA"]
[null,"SA","MIDDLEBACK 33kV","MIDDLEBACK 33kV","ElectraNet","Summer","Coincident",2017,"poe10","NA","NA"]
[null,"SA","SA WATER","SA WATER","ElectraNet","Summer","Coincident",2017,"poe10","NA","NA"]
[null,"SA","MIDDLEBACK 132kV","MIDDLEBACK 132kV","ElectraNet","Summer","Coincident",2017,"poe50","NA","NA"]
[null,"SA","SA WATER","SA WATER","ElectraNet","Summer","Coincident",2017,"poe50","NA","NA"]
[null,"SA","LEIGH CREEK","LEIGH CREEK","ElectraNet","Summer","Coincident",2018,"poe10","NA","NA"]
[null,"SA","MIDDLEBACK 132kV","MIDDLEBACK 132kV","ElectraNet","Summer","Coincident",2018,"poe10","NA","NA"]
[null,"SA","STONY POINT INDUSTRIAL","STONY POINT INDUSTRIAL","ElectraNet","Summer","Coincident",2018,"poe10","NA","NA"]
[null,"SA","LEIGH CREEK","LEIGH CREEK","ElectraNet","Summer","Coincident",2018,"poe50","NA","NA"]
[null,"SA","STONY POINT INDUSTRIAL","STONY POINT INDUSTRIAL","ElectraNet","Summer","Coincident",2018,"poe50","NA","NA"]
[null,"SA","WOOMERA","WOOMERA","ElectraNet","Summer","Coincident",2018,"poe50","NA","NA"]
[null,"SA","MIDDLEBACK 132kV","MIDDLEBACK 132kV","ElectraNet","Summer","Coincident",2019,"poe10","NA","NA"]
[null,"SA","WHYALLA LMF","WHYALLA LMF","SAPN","Summer","Coincident",2019,"poe10","NA","NA"]
[null,"SA","MIDDLEBACK 132kV","MIDDLEBACK 132kV","ElectraNet","Summer","Coincident",2019,"poe50","NA","NA"]
[null,"SA","MIDDLEBACK 33kV","MIDDLEBACK 33kV","ElectraNet","Summer","Coincident",2019,"poe50","NA","NA"]
[null,"SA","WHYALLA LMF","WHYALLA LMF","SAPN","Summer","Coincident",2019,"poe50","NA","NA"]
[null,"SA","MIDDLEBACK 132kV","MIDDLEBACK 132kV","ElectraNet","Summer","Coincident",2020,"poe10","NA","NA"]
[null,"SA","WHYALLA LMF","WHYALLA LMF","SAPN","Summer","Coincident",2020,"poe10","NA","NA"]
[null,"SA","WOOMERA","WOOMERA","ElectraNet","Summer","Coincident",2020,"poe10","NA","NA"]
[null,"SA","SA WATER","SA WATER","ElectraNet","Summer","Coincident",2020,"poe50","NA","NA"]
[null,"SA","WOOMERA","WOOMERA","ElectraNet","Summer","Coincident",2020,"poe50","NA","NA"]
[null,"SA","LEIGH CREEK","LEIGH CREEK","ElectraNet","Summer","Coincident",2021,"poe10","NA","NA"]
[null,"SA","ROSEWORTHY","ROSEWORTHY","ElectraNet","Summer","Coincident",2021,"poe10","NA","NA"]
[null,"SA","WOOMERA","WOOMERA","ElectraNet","Summer","Coincident",2021,"poe10","NA","NA"]
[null,"SA","ROSEWORTHY","ROSEWORTHY","ElectraNet","Summer","Coincident",2021,"poe50","NA","NA"]
[null,"SA","WHYALLA LMF","WHYALLA LMF","SAPN","Summer","Coincident",2021,"poe50","NA","NA"]
[null,"SA","DAVENPORT","DAVENPORT","ElectraNet","Summer","Coincident",2022,"poe10","NA","NA"]
[null,"SA","STONY POINT INDUSTRIAL","STONY POINT INDUSTRIAL","ElectraNet","Summer","Coincident",2022,"poe10","NA","NA"]
[null,"SA","DAVENPORT","DAVENPORT","ElectraNet","Summer","Coincident",2022,"poe50","NA","NA"]
[null,"SA","MIDDLEBACK 132kV","MIDDLEBACK 132kV","ElectraNet","Summer","Coincident",2022,"poe50","NA","NA"]
[null,"SA","SA WATER","SA WATER","ElectraNet","Summer","Coincident",2022,"poe50","NA","NA"]
[null,"SA","DAVENPORT","DAVENPORT","ElectraNet","Summer","Coincident",2023,"poe10","NA","NA"]
[null,"SA","SA WATER","SA WATER","ElectraNet","Summer","Coincident",2023,"poe10","NA","NA"]
[null,"SA","LEIGH CREEK","LEIGH CREEK","ElectraNet","Summer","Coincident",2023,"poe50","NA","NA"]
[null,"SA","ROSEWORTHY","ROSEWORTHY","ElectraNet","Summer","Coincident",2023,"poe50","NA","NA"]
[null,"SA","STONY POINT INDUSTRIAL","STONY POINT INDUSTRIAL","ElectraNet","Summer","Coincident",2023,"poe50","NA","NA"]
[null,"SA","MIDDLEBACK 132kV","MIDDLEBACK 132kV","ElectraNet","Summer","Coincident",2024,"poe10","NA","NA"]
[null,"SA","STONY POINT INDUSTRIAL","STONY POINT INDUSTRIAL","ElectraNet","Summer","Coincident",2024,"poe10","NA","NA"]
[null,"SA","WHYALLA LMF","WHYALLA LMF","SAPN","Summer","Coincident",2024,"poe10","NA","NA"]
[null,"SA","MIDDLEBACK 132kV","MIDDLEBACK 132kV","ElectraNet","Summer","Coincident",2024,"poe50","NA","NA"]
[null,"SA","STONY POINT INDUSTRIAL","STONY POINT INDUSTRIAL","ElectraNet","Summer","Coincident",2024,"poe50","NA","NA"]
[null,"SA","MIDDLEBACK 132kV","MIDDLEBACK 132kV","ElectraNet","Winter","Coincident",2001,"TempCorrActualpoe10","NA","NA"]
[null,"SA","SA WATER","SA WATER","ElectraNet","Winter","Coincident",2001,"TempCorrActualpoe10","NA","NA"]
[null,"SA","WHYALLA LMF","WHYALLA LMF","SAPN","Winter","Coincident",2001,"TempCorrActualpoe10","NA","NA"]
[null,"SA","MIDDLEBACK 33kV","MIDDLEBACK 33kV","ElectraNet","Winter","Coincident",2001,"TempCorrActualpoe50","NA","NA"]
[null,"SA","WHYALLA LMF","WHYALLA LMF","SAPN","Winter","Coincident",2001,"TempCorrActualpoe50","NA","NA"]
[null,"SA","WOOMERA","WOOMERA","ElectraNet","Winter","Coincident",2001,"TempCorrActualpoe50","NA","NA"]
[null,"SA","ROSEWORTHY","ROSEWORTHY","ElectraNet","Winter","Coincident",2002,"TempCorrActualpoe10","NA","NA"]
[null,"SA","WOOMERA","WOOMERA","ElectraNet","Winter","Coincident",2002,"TempCorrActualpoe10","NA","NA"]
[null,"SA","MIDDLEBACK 132kV","MIDDLEBACK 132kV","ElectraNet","Winter","Coincident",2002,"TempCorrActualpoe50","NA","NA"]
[null,"SA","ROSEWORTHY","ROSEWORTHY","ElectraNet","Winter","Coincident",2002,"TempCorrActualpoe50","NA","NA"]
[null,"SA","LEIGH CREEK","LEIGH CREEK","ElectraNet","Winter","Coincident",2003,"TempCorrActualpoe10","NA","NA"]
[null,"SA","ROSEWORTHY","ROSEWORTHY","ElectraNet","Winter","Coincident",2003,"TempCorrActualpoe10","NA","NA"]
[null,"SA","STONY POINT INDUSTRIAL","STONY POINT INDUSTRIAL","ElectraNet","Winter","Coincident",2003,"TempCorrActualpoe10","NA","NA"]
[null,"SA","DAVENPORT","DAVENPORT","ElectraNet","Winter","Coincident",2003,"TempCorrActualpoe50","NA","NA"]
[null,"SA","SA WATER","SA WATER","ElectraNet","Winter","Coincident",2003,"TempCorrActualpoe50","NA","NA"]
[null,"SA","DAVENPORT","DAVENPORT","ElectraNet","Winter","Coincident",2004,"TempCorrActualpoe10","NA","NA"]
[null,"SA","MIDDLEBACK 33kV","MIDDLEBACK 33kV","ElectraNet","Winter","Coincident",2004,"TempCorrActualpoe10","NA","NA"]
[null,"SA","SA WATER","SA WATER","ElectraNet","Winter","Coincident",2004,"TempCorrActualpoe10","NA","NA"]
[null,"SA","LEIGH CREEK","LEIGH CREEK","ElectraNet","Winter","Coincident",2004,"TempCorrActualpoe50","NA","NA"]
[null,"SA","STONY POINT INDUSTRIAL","STONY POINT INDUSTRIAL","ElectraNet","Winter","Coincident",2004,"TempCorrActualpoe50","NA","NA"]
[null,"SA","LEIGH CREEK","LEIGH CREEK","ElectraNet","Winter","Coincident",2005,"TempCorrActualpoe10","NA","NA"]
[null,"SA","MIDDLEBACK 132kV","MIDDLEBACK 132kV","ElectraNet","Winter","Coincident",2005,"TempCorrActualpoe10","NA","NA"]
[null,"SA","STONY POINT INDUSTRIAL","STONY POINT INDUSTRIAL","ElectraNet","Winter","Coincident",2005,"TempCorrActualpoe10","NA","NA"]
[null,"SA","LEIGH CREEK","LEIGH CREEK","ElectraNet","Winter","Coincident",2005,"TempCorrActualpoe50","NA","NA"]
[null,"SA","STONY POINT INDUSTRIAL","STONY POINT INDUSTRIAL","ElectraNet","Winter","Coincident",2005,"TempCorrActualpoe50","NA","NA"]
[null,"SA","DAVENPORT","DAVENPORT","ElectraNet","Winter","Coincident",2006,"TempCorrActualpoe10","NA","NA"]
[null,"SA","MIDDLEBACK 132kV","MIDDLEBACK 132kV","ElectraNet","Winter","Coincident",2006,"TempCorrActualpoe10","NA","NA"]
[null,"SA","SA WATER","SA WATER","ElectraNet","Winter","Coincident",2006,"TempCorrActualpoe10","NA","NA"]
[null,"SA","MIDDLEBACK 132kV","MIDDLEBACK 132kV","ElectraNet","Winter","Coincident",2006,"TempCorrActualpoe50","NA","NA"]
[null,"SA","MIDDLEBACK 33kV","MIDDLEBACK 33kV","ElectraNet","Winter","Coincident",2006,"TempCorrActualpoe50","NA","NA"]
[null,"SA","WHYALLA LMF","WHYALLA LMF","SAPN","Winter","Coincident",2006,"TempCorrActualpoe50","NA","NA"]
[null,"SA","MIDDLEBACK 132kV","MIDDLEBACK 132kV","ElectraNet","Winter","Coincident",2007,"TempCorrActualpoe10","NA","NA"]
[null,"SA","WHYALLA LMF","WHYALLA LMF","SAPN","Winter","Coincident",2007,"TempCorrActualpoe10","NA","NA"]
[null,"SA","WOOMERA","WOOMERA","ElectraNet","Winter","Coincident",2007,"TempCorrActualpoe10","NA","NA"]
[null,"SA","SA WATER","SA WATER","ElectraNet","Winter","Coincident",2007,"TempCorrActualpoe50","NA","NA"]
[null,"SA","WOOMERA","WOOMERA","ElectraNet","Winter","Coincident",2007,"TempCorrActualpoe50","NA","NA"]
[null,"SA","LEIGH CREEK","LEIGH CREEK","ElectraNet","Winter","Coincident",2008,"TempCorrActualpoe10","NA","NA"]
[null,"SA","ROSEWORTHY","ROSEWORTHY","ElectraNet","Winter","Coincident",2008,"TempCorrActualpoe10","NA","NA"]
[null,"SA","DAVENPORT","DAVENPORT","ElectraNet","Winter","Coincident",2008,"TempCorrActualpoe50","NA","NA"]
[null,"SA","ROSEWORTHY","ROSEWORTHY","ElectraNet","Winter","Coincident",2008,"TempCorrActualpoe50","NA","NA"]
[null,"SA","WHYALLA LMF","WHYALLA LMF","SAPN","Winter","Coincident",2008,"TempCorrActualpoe50","NA","NA"]
[null,"SA","DAVENPORT","DAVENPORT","ElectraNet","Winter","Coincident",2009,"TempCorrActualpoe10","NA","NA"]
[null,"SA","STONY POINT INDUSTRIAL","STONY POINT INDUSTRIAL","ElectraNet","Winter","Coincident",2009,"TempCorrActualpoe10","NA","NA"]
[null,"SA","DAVENPORT","DAVENPORT","ElectraNet","Winter","Coincident",2009,"TempCorrActualpoe50","NA","NA"]
[null,"SA","MIDDLEBACK 132kV","MIDDLEBACK 132kV","ElectraNet","Winter","Coincident",2009,"TempCorrActualpoe50","NA","NA"]
[null,"SA","SA WATER","SA WATER","ElectraNet","Winter","Coincident",2009,"TempCorrActualpoe50","NA","NA"]
[null,"SA","LEIGH CREEK","LEIGH CREEK","ElectraNet","Winter","Coincident",2010,"TempCorrActualpoe10","NA","NA"]
[null,"SA","SA WATER","SA WATER","ElectraNet","Winter","Coincident",2010,"TempCorrActualpoe10","NA","NA"]
[null,"SA","LEIGH CREEK","LEIGH CREEK","ElectraNet","Winter","Coincident",2010,"TempCorrActualpoe50","NA","NA"]
[null,"SA","ROSEWORTHY","ROSEWORTHY","ElectraNet","Winter","Coincident",2010,"TempCorrActualpoe50","NA","NA"]
[null,"SA","STONY POINT INDUSTRIAL","STONY POINT INDUSTRIAL","ElectraNet","Winter","Coincident",2010,"TempCorrActualpoe50","NA","NA"]
[null,"SA","DAVENPORT","DAVENPORT","ElectraNet","Winter","Coincident",2011,"TempCorrActualpoe10","NA","NA"]
[null,"SA","STONY POINT INDUSTRIAL","STONY POINT INDUSTRIAL","ElectraNet","Winter","Coincident",2011,"TempCorrActualpoe10","NA","NA"]
[null,"SA","WHYALLA LMF","WHYALLA LMF","SAPN","Winter","Coincident",2011,"TempCorrActualpoe10","NA","NA"]
[null,"SA","MIDDLEBACK 132kV","MIDDLEBACK 132kV","ElectraNet","Winter","Coincident",2011,"TempCorrActualpoe50","NA","NA"]
[null,"SA","STONY POINT INDUSTRIAL","STONY POINT INDUSTRIAL","ElectraNet","Winter","Coincident",2011,"TempCorrActualpoe50","NA","NA"]
[null,"SA","MIDDLEBACK 132kV","MIDDLEBACK 132kV","ElectraNet","Winter","Coincident",2012,"TempCorrActualpoe10","NA","NA"]
[null,"SA","SA WATER","SA WATER","ElectraNet","Winter","Coincident",2012,"TempCorrActualpoe10","NA","NA"]
[null,"SA","WHYALLA LMF","WHYALLA LMF","SAPN","Winter","Coincident",2012,"TempCorrActualpoe10","NA","NA"]
[null,"SA","MIDDLEBACK 33kV","MIDDLEBACK 33kV","ElectraNet","Winter","Coincident",2012,"TempCorrActualpoe50","NA","NA"]
[null,"SA","SA WATER","SA WATER","ElectraNet","Winter","Coincident",2012,"TempCorrActualpoe50","NA","NA"]
[null,"SA","WOOMERA","WOOMERA","ElectraNet","Winter","Coincident",2012,"TempCorrActualpoe50","NA","NA"]
[null,"SA","ROSEWORTHY","ROSEWORTHY","ElectraNet","Winter","Coincident",2013,"TempCorrActualpoe10","NA","NA"]
[null,"SA","WOOMERA","WOOMERA","ElectraNet","Winter","Coincident",2013,"TempCorrActualpoe10","NA","NA"]
[null,"SA","MIDDLEBACK 33kV","MIDDLEBACK 33kV","ElectraNet","Winter","Coincident",2013,"TempCorrActualpoe50","NA","NA"]
[null,"SA","ROSEWORTHY","ROSEWORTHY","ElectraNet","Winter","Coincident",2013,"TempCorrActualpoe50","NA","NA"]
[null,"SA","LEIGH CREEK","LEIGH CREEK","ElectraNet","Winter","Coincident",2014,"TempCorrActualpoe10","NA","NA"]
[null,"SA","ROSEWORTHY","ROSEWORTHY","ElectraNet","Winter","Coincident",2014,"TempCorrActualpoe10","NA","NA"]
[null,"SA","STONY POINT INDUSTRIAL","STONY POINT INDUSTRIAL","ElectraNet","Winter","Coincident",2014,"TempCorrActualpoe10","NA","NA"]
[null,"SA","DAVENPORT","DAVENPORT","ElectraNet","Winter","Coincident",2014,"TempCorrActualpoe50","NA","NA"]
[null,"SA","SA WATER","SA WATER","ElectraNet","Winter","Coincident",2014,"TempCorrActualpoe50","NA","NA"]
[null,"SA","DAVENPORT","DAVENPORT","ElectraNet","Winter","Coincident",2015,"poe10","NA","NA"]
[null,"SA","ROSEWORTHY","ROSEWORTHY","ElectraNet","Winter","Coincident",2015,"poe10","NA","NA"]
[null,"SA","SA WATER","SA WATER","ElectraNet","Winter","Coincident",2015,"poe10","NA","NA"]
[null,"SA","LEIGH CREEK","LEIGH CREEK","ElectraNet","Winter","Coincident",2015,"poe50","NA","NA"]
[null,"SA","ROSEWORTHY","ROSEWORTHY","ElectraNet","Winter","Coincident",2015,"poe50","NA","NA"]
[null,"SA","LEIGH CREEK","LEIGH CREEK","ElectraNet","Winter","Coincident",2016,"poe10","NA","NA"]
[null,"SA","MIDDLEBACK 33kV","MIDDLEBACK 33kV","ElectraNet","Winter","Coincident",2016,"poe10","NA","NA"]
[null,"SA","STONY POINT INDUSTRIAL","STONY POINT INDUSTRIAL","ElectraNet","Winter","Coincident",2016,"poe10","NA","NA"]
[null,"SA","LEIGH CREEK","LEIGH CREEK","ElectraNet","Winter","Coincident",2016,"poe50","NA","NA"]
[null,"SA","STONY POINT INDUSTRIAL","STONY POINT INDUSTRIAL","ElectraNet","Winter","Coincident",2016,"poe50","NA","NA"]
[null,"SA","DAVENPORT","DAVENPORT","ElectraNet","Winter","Coincident",2017,"poe10","NA","NA"]
[null,"SA","MIDDLEBACK 132kV","MIDDLEBACK 132kV","ElectraNet","Winter","Coincident",2017,"poe10","NA","NA"]
[null,"SA","SA WATER","SA WATER","ElectraNet","Winter","Coincident",2017,"poe10","NA","NA"]
[null,"SA","MIDDLEBACK 132kV","MIDDLEBACK 132kV","ElectraNet","Winter","Coincident",2017,"poe50","NA","NA"]
[null,"SA","ROSEWORTHY","ROSEWORTHY","ElectraNet","Winter","Coincident",2017,"poe50","NA","NA"]
[null,"SA","WHYALLA LMF","WHYALLA LMF","SAPN","Winter","Coincident",2017,"poe50","NA","NA"]
[null,"SA","MIDDLEBACK 33kV","MIDDLEBACK 33kV","ElectraNet","Winter","Coincident",2018,"poe10","NA","NA"]
[null,"SA","WHYALLA LMF","WHYALLA LMF","SAPN","Winter","Coincident",2018,"poe10","NA","NA"]
[null,"SA","WOOMERA","WOOMERA","ElectraNet","Winter","Coincident",2018,"poe10","NA","NA"]
[null,"SA","MIDDLEBACK 33kV","MIDDLEBACK 33kV","ElectraNet","Winter","Coincident",2018,"poe50","NA","NA"]
[null,"SA","WOOMERA","WOOMERA","ElectraNet","Winter","Coincident",2018,"poe50","NA","NA"]
[null,"SA","LEIGH CREEK","LEIGH CREEK","ElectraNet","Winter","Coincident",2019,"poe10","NA","NA"]
[null,"SA","ROSEWORTHY","ROSEWORTHY","ElectraNet","Winter","Coincident",2019,"poe10","NA","NA"]
[null,"SA","DAVENPORT","DAVENPORT","ElectraNet","Winter","Coincident",2019,"poe50","NA","NA"]
[null,"SA","ROSEWORTHY","ROSEWORTHY","ElectraNet","Winter","Coincident",2019,"poe50","NA","NA"]
[null,"SA","WOOMERA","WOOMERA","ElectraNet","Winter","Coincident",2019,"poe50","NA","NA"]
[null,"SA","DAVENPORT","DAVENPORT","ElectraNet","Winter","Coincident",2020,"poe10","NA","NA"]
[null,"SA","ROSEWORTHY","ROSEWORTHY","ElectraNet","Winter","Coincident",2020,"poe10","NA","NA"]
[null,"SA","DAVENPORT","DAVENPORT","ElectraNet","Winter","Coincident",2020,"poe50","NA","NA"]
[null,"SA","SA WATER","SA WATER","ElectraNet","Winter","Coincident",2020,"poe50","NA","NA"]
[null,"SA","WHYALLA LMF","WHYALLA LMF","SAPN","Winter","Coincident",2020,"poe50","NA","NA"]
[null,"SA","LEIGH CREEK","LEIGH CREEK","ElectraNet","Winter","Coincident",2021,"poe10","NA","NA"]
[null,"SA","STONY POINT INDUSTRIAL","STONY POINT INDUSTRIAL","ElectraNet","Winter","Coincident",2021,"poe10","NA","NA"]
[null,"SA","LEIGH CREEK","LEIGH CREEK","ElectraNet","Winter","Coincident",2021,"poe50","NA","NA"]
[null,"SA","ROSEWORTHY","ROSEWORTHY","ElectraNet","Winter","Coincident",2021,"poe50","NA","NA"]
[null,"SA","STONY POINT INDUSTRIAL","STONY POINT INDUSTRIAL","ElectraNet","Winter","Coincident",2021,"poe50","NA","NA"]
[null,"SA","DAVENPORT","DAVENPORT","ElectraNet","Winter","Coincident",2022,"poe10","NA","NA"]
[null,"SA","STONY POINT INDUSTRIAL","STONY POINT INDUSTRIAL","ElectraNet","Winter","Coincident",2022,"poe10","NA","NA"]
[null,"SA","WOOMERA","WOOMERA","ElectraNet","Winter","Coincident",2022,"poe10","NA","NA"]
[null,"SA","MIDDLEBACK 132kV","MIDDLEBACK 132kV","ElectraNet","Winter","Coincident",2022,"poe50","NA","NA"]
[null,"SA","WHYALLA LMF","WHYALLA LMF","SAPN","Winter","Coincident",2022,"poe50","NA","NA"]
[null,"SA","MIDDLEBACK 132kV","MIDDLEBACK 132kV","ElectraNet","Winter","Coincident",2023,"poe10","NA","NA"]
[null,"SA","SA WATER","SA WATER","ElectraNet","Winter","Coincident",2023,"poe10","NA","NA"]
[null,"SA","WHYALLA LMF","WHYALLA LMF","SAPN","Winter","Coincident",2023,"poe10","NA","NA"]
[null,"SA","MIDDLEBACK 33kV","MIDDLEBACK 33kV","ElectraNet","Winter","Coincident",2023,"poe50","NA","NA"]
[null,"SA","STONY POINT INDUSTRIAL","STONY POINT INDUSTRIAL","ElectraNet","Winter","Coincident",2023,"poe50","NA","NA"]
[null,"SA","WOOMERA","WOOMERA","ElectraNet","Winter","Coincident",2023,"poe50","NA","NA"]
[null,"SA","ROSEWORTHY","ROSEWORTHY","ElectraNet","Winter","Coincident",2024,"poe10","NA","NA"]
[null,"SA","WOOMERA","WOOMERA","ElectraNet","Winter","Coincident",2024,"poe10","NA","NA"]
[null,"SA","MIDDLEBACK 33kV","MIDDLEBACK 33kV","ElectraNet","Winter","Coincident",2024,"poe50","NA","NA"]
[null,"SA","ROSEWORTHY","ROSEWORTHY","ElectraNet","Winter","Coincident",2024,"poe50","NA","NA"]
[null,"SA","WOOMERA","WOOMERA","ElectraNet","Winter","Coincident",2024,"poe50","NA","NA"]
[null,"SA","ROSEWORTHY","ROSEWORTHY","ElectraNet","Summer","Non-Coincident",2001,"TempCorrActualpoe10","NA","NA"]
[null,"SA","WHYALLA LMF","WHYALLA LMF","SAPN","Summer","Non-Coincident",2001,"TempCorrActualpoe10","NA","NA"]
[null,"SA","DAVENPORT","DAVENPORT","ElectraNet","Summer","Non-Coincident",2001,"TempCorrActualpoe50","NA","NA"]
[null,"SA","SA WATER","SA WATER","ElectraNet","Summer","Non-Coincident",2001,"TempCorrActualpoe50","NA","NA"]
[null,"SA","DAVENPORT","DAVENPORT","ElectraNet","Summer","Non-Coincident",2002,"TempCorrActualpoe10","NA","NA"]
[null,"SA","SA WATER","SA WATER","ElectraNet","Summer","Non-Coincident",2002,"TempCorrActualpoe10","NA","NA"]
[null,"SA","WOOMERA","WOOMERA","ElectraNet","Summer","Non-Coincident",2002,"TempCorrActualpoe10","NA","NA"]
[null,"SA","LEIGH CREEK","LEIGH CREEK","ElectraNet","Summer","Non-Coincident",2002,"TempCorrActualpoe50","NA","NA"]
[null,"SA","ROSEWORTHY","ROSEWORTHY","ElectraNet","Summer","Non-Coincident",2002,"TempCorrActualpoe50","NA","NA"]
[null,"SA","LEIGH CREEK","LEIGH CREEK","ElectraNet","Summer","Non-Coincident",2003,"TempCorrActualpoe10","NA","NA"]
[null,"SA","MIDDLEBACK 33kV","MIDDLEBACK 33kV","ElectraNet","Summer","Non-Coincident",2003,"TempCorrActualpoe10","NA","NA"]
[null,"SA","STONY POINT INDUSTRIAL","STONY POINT INDUSTRIAL","ElectraNet","Summer","Non-Coincident",2003,"TempCorrActualpoe10","NA","NA"]
[null,"SA","MIDDLEBACK 132kV","MIDDLEBACK 132kV","ElectraNet","Summer","Non-Coincident",2003,"TempCorrActualpoe50","NA","NA"]
[null,"SA","STONY POINT INDUSTRIAL","STONY POINT INDUSTRIAL","ElectraNet","Summer","Non-Coincident",2003,"TempCorrActualpoe50","NA","NA"]
[null,"SA","WHYALLA LMF","WHYALLA LMF","SAPN","Summer","Non-Coincident",2003,"TempCorrActualpoe50","NA","NA"]
[null,"SA","MIDDLEBACK 132kV","MIDDLEBACK 132kV","ElectraNet","Summer","Non-Coincident",2004,"TempCorrActualpoe10","NA","NA"]
[null,"SA","SA WATER","SA WATER","ElectraNet","Summer","Non-Coincident",2004,"TempCorrActualpoe10","NA","NA"]
[null,"SA","MIDDLEBACK 132kV","MIDDLEBACK 132kV","ElectraNet","Summer","Non-Coincident",2004,"TempCorrActualpoe50","NA","NA"]
[null,"SA","MIDDLEBACK 33kV","MIDDLEBACK 33kV","ElectraNet","Summer","Non-Coincident",2004,"TempCorrActualpoe50","NA","NA"]
[null,"SA","WOOMERA","WOOMERA","ElectraNet","Summer","Non-Coincident",2004,"TempCorrActualpoe50","NA","NA"]
[null,"SA","MIDDLEBACK 33kV","MIDDLEBACK 33kV","ElectraNet","Summer","Non-Coincident",2005,"TempCorrActualpoe10","NA","NA"]
[null,"SA","WHYALLA LMF","WHYALLA LMF","SAPN","Summer","Non-Coincident",2005,"TempCorrActualpoe10","NA","NA"]
[null,"SA","WOOMERA","WOOMERA","ElectraNet","Summer","Non-Coincident",2005,"TempCorrActualpoe10","NA","NA"]
[null,"SA","MIDDLEBACK 33kV","MIDDLEBACK 33kV","ElectraNet","Summer","Non-Coincident",2005,"TempCorrActualpoe50","NA","NA"]
[null,"SA","WOOMERA","WOOMERA","ElectraNet","Summer","Non-Coincident",2005,"TempCorrActualpoe50","NA","NA"]
[null,"SA","MIDDLEBACK 132kV","MIDDLEBACK 132kV","ElectraNet","Summer","Non-Coincident",2006,"TempCorrActualpoe10","NA","NA"]
[null,"SA","ROSEWORTHY","ROSEWORTHY","ElectraNet","Summer","Non-Coincident",2006,"TempCorrActualpoe10","NA","NA"]
[null,"SA","LEIGH CREEK","LEIGH CREEK","ElectraNet","Summer","Non-Coincident",2006,"TempCorrActualpoe50","NA","NA"]
[null,"SA","ROSEWORTHY","ROSEWORTHY","ElectraNet","Summer","Non-Coincident",2006,"TempCorrActualpoe50","NA","NA"]
[null,"SA","WOOMERA","WOOMERA","ElectraNet","Summer","Non-Coincident",2006,"TempCorrActualpoe50","NA","NA"]
[null,"SA","DAVENPORT","DAVENPORT","ElectraNet","Summer","Non-Coincident",2007,"TempCorrActualpoe10","NA","NA"]
[null,"SA","ROSEWORTHY","ROSEWORTHY","ElectraNet","Summer","Non-Coincident",2007,"TempCorrActualpoe10","NA","NA"]
[null,"SA","DAVENPORT","DAVENPORT","ElectraNet","Summer","Non-Coincident",2007,"TempCorrActualpoe50","NA","NA"]
[null,"SA","SA WATER","SA WATER","ElectraNet","Summer","Non-Coincident",2007,"TempCorrActualpoe50","NA","NA"]
[null,"SA","WHYALLA LMF","WHYALLA LMF","SAPN","Summer","Non-Coincident",2007,"TempCorrActualpoe50","NA","NA"]
[null,"SA","LEIGH CREEK","LEIGH CREEK","ElectraNet","Summer","Non-Coincident",2008,"TempCorrActualpoe10","NA","NA"]
[null,"SA","STONY POINT INDUSTRIAL","STONY POINT INDUSTRIAL","ElectraNet","Summer","Non-Coincident",2008,"TempCorrActualpoe10","NA","NA"]
[null,"SA","LEIGH CREEK","LEIGH CREEK","ElectraNet","Summer","Non-Coincident",2008,"TempCorrActualpoe50","NA","NA"]
[null,"SA","MIDDLEBACK 132kV","MIDDLEBACK 132kV","ElectraNet","Summer","Non-Coincident",2008,"TempCorrActualpoe50","NA","NA"]
[null,"SA","STONY POINT INDUSTRIAL","STONY POINT INDUSTRIAL","ElectraNet","Summer","Non-Coincident",2008,"TempCorrActualpoe50","NA","NA"]
[null,"SA","DAVENPORT","DAVENPORT","ElectraNet","Summer","Non-Coincident",2009,"TempCorrActualpoe10","NA","NA"]
[null,"SA","STONY POINT INDUSTRIAL","STONY POINT INDUSTRIAL","ElectraNet","Summer","Non-Coincident",2009,"TempCorrActualpoe10","NA","NA"]
[null,"SA","WOOMERA","WOOMERA","ElectraNet","Summer","Non-Coincident",2009,"TempCorrActualpoe10","NA","NA"]
[null,"SA","MIDDLEBACK 132kV","MIDDLEBACK 132kV","ElectraNet","Summer","Non-Coincident",2009,"TempCorrActualpoe50","NA","NA"]
[null,"SA","WHYALLA LMF","WHYALLA LMF","SAPN","Summer","Non-Coincident",2009,"TempCorrActualpoe50","NA","NA"]
[null,"SA","MIDDLEBACK 132kV","MIDDLEBACK 132kV","ElectraNet","Summer","Non-Coincident",2010,"TempCorrActualpoe10","NA","NA"]
[null,"SA","MIDDLEBACK 33kV","MIDDLEBACK 33kV","ElectraNet","Summer","Non-Coincident",2010,"TempCorrActualpoe10","NA","NA"]
[null,"SA","WHYALLA LMF","WHYALLA LMF","SAPN","Summer","Non-Coincident",2010,"TempCorrActualpoe10","NA","NA"]
[null,"SA","MIDDLEBACK 33kV","MIDDLEBACK 33kV","ElectraNet","Summer","Non-Coincident",2010,"TempCorrActualpoe50","NA","NA"]
[null,"SA","STONY POINT INDUSTRIAL","STONY POINT INDUSTRIAL","ElectraNet","Summer","Non-Coincident",2010,"TempCorrActualpoe50","NA","NA"]
[null,"SA","WOOMERA","WOOMERA","ElectraNet","Summer","Non-Coincident",2010,"TempCorrActualpoe50","NA","NA"]
[null,"SA","SA WATER","SA WATER","ElectraNet","Summer","Non-Coincident",2011,"TempCorrActualpoe10","NA","NA"]
[null,"SA","WOOMERA","WOOMERA","ElectraNet","Summer","Non-Coincident",2011,"TempCorrActualpoe10","NA","NA"]
[null,"SA","MIDDLEBACK 33kV","MIDDLEBACK 33kV","ElectraNet","Summer","Non-Coincident",2011,"TempCorrActualpoe50","NA","NA"]
[null,"SA","ROSEWORTHY","ROSEWORTHY","ElectraNet","Summer","Non-Coincident",2011,"TempCorrActualpoe50","NA","NA"]
[null,"SA","WOOMERA","WOOMERA","ElectraNet","Summer","Non-Coincident",2011,"TempCorrActualpoe50","NA","NA"]
[null,"SA","ROSEWORTHY","ROSEWORTHY","ElectraNet","Summer","Non-Coincident",2012,"TempCorrActualpoe10","NA","NA"]
[null,"SA","WHYALLA LMF","WHYALLA LMF","SAPN","Summer","Non-Coincident",2012,"TempCorrActualpoe10","NA","NA"]
[null,"SA","DAVENPORT","DAVENPORT","ElectraNet","Summer","Non-Coincident",2012,"TempCorrActualpoe50","NA","NA"]
[null,"SA","SA WATER","SA WATER","ElectraNet","Summer","Non-Coincident",2012,"TempCorrActualpoe50","NA","NA"]
[null,"SA","LEIGH CREEK","LEIGH CREEK","ElectraNet","Summer","Non-Coincident",2013,"TempCorrActualpoe10","NA","NA"]
[null,"SA","SA WATER","SA WATER","ElectraNet","Summer","Non-Coincident",2013,"TempCorrActualpoe10","NA","NA"]
[null,"SA","STONY POINT INDUSTRIAL","STONY POINT INDUSTRIAL","ElectraNet","Summer","Non-Coincident",2013,"TempCorrActualpoe10","NA","NA"]
[null,"SA","LEIGH CREEK","LEIGH CREEK","ElectraNet","Summer","Non-Coincident",2013,"TempCorrActualpoe50","NA","NA"]
[null,"SA","SA WATER","SA WATER","ElectraNet","Summer","Non-Coincident",2013,"TempCorrActualpoe50","NA","NA"]
[null,"SA","LEIGH CREEK","LEIGH CREEK","ElectraNet","Summer","Non-Coincident",2014,"TempCorrActualpoe10","NA","NA"]
[null,"SA","MIDDLEBACK 33kV","MIDDLEBACK 33kV","ElectraNet","Summer","Non-Coincident",2014,"TempCorrActualpoe10","NA","NA"]
[null,"SA","STONY POINT INDUSTRIAL","STONY POINT INDUSTRIAL","ElectraNet","Summer","Non-Coincident",2014,"TempCorrActualpoe10","NA","NA"]
[null,"SA","MIDDLEBACK 132kV","MIDDLEBACK 132kV","ElectraNet","Summer","Non-Coincident",2014,"TempCorrActualpoe50","NA","NA"]
[null,"SA","STONY POINT INDUSTRIAL","STONY POINT INDUSTRIAL","ElectraNet","Summer","Non-Coincident",2014,"TempCorrActualpoe50","NA","NA"]
[null,"SA","WHYALLA LMF","WHYALLA LMF","SAPN","Summer","Non-Coincident",2014,"TempCorrActualpoe50","NA","NA"]
[null,"SA","MIDDLEBACK 132kV","MIDDLEBACK 132kV","ElectraNet","Summer","Non-Coincident",2015,"poe10","NA","NA"]
[null,"SA","STONY POINT INDUSTRIAL","STONY POINT INDUSTRIAL","ElectraNet","Summer","Non-Coincident",2015,"poe10","NA","NA"]
[null,"SA","MIDDLEBACK 132kV","MIDDLEBACK 132kV","ElectraNet","Summer","Non-Coincident",2015,"poe50","NA","NA"]
[null,"SA","MIDDLEBACK 33kV","MIDDLEBACK 33kV","ElectraNet","Summer","Non-Coincident",2015,"poe50","NA","NA"]
[null,"SA","DAVENPORT","DAVENPORT","ElectraNet","Summer","Non-Coincident",2016,"poe10","NA","NA"]
[null,"SA","MIDDLEBACK 33kV","MIDDLEBACK 33kV","ElectraNet","Summer","Non-Coincident",2016,"poe10","NA","NA"]
[null,"SA","SA WATER","SA WATER","ElectraNet","Summer","Non-Coincident",2016,"poe10","NA","NA"]
[null,"SA","WOOMERA","WOOMERA","ElectraNet","Summer","Non-Coincident",2016,"poe10","NA","NA"]
[null,"SA","MIDDLEBACK 33kV","MIDDLEBACK 33kV","ElectraNet","Summer","Non-Coincident",2016,"poe50","NA","NA"]
[null,"SA","WOOMERA","WOOMERA","ElectraNet","Summer","Non-Coincident",2016,"poe50","NA","NA"]
[null,"SA","MIDDLEBACK 132kV","MIDDLEBACK 132kV","ElectraNet","Summer","Non-Coincident",2017,"poe10","NA","NA"]
[null,"SA","ROSEWORTHY","ROSEWORTHY","ElectraNet","Summer","Non-Coincident",2017,"poe10","NA","NA"]
[null,"SA","LEIGH CREEK","LEIGH CREEK","ElectraNet","Summer","Non-Coincident",2017,"poe50","NA","NA"]
[null,"SA","ROSEWORTHY","ROSEWORTHY","ElectraNet","Summer","Non-Coincident",2017,"poe50","NA","NA"]
[null,"SA","STONY POINT INDUSTRIAL","STONY POINT INDUSTRIAL","ElectraNet","Summer","Non-Coincident",2017,"poe50","NA","NA"]
[null,"SA","DAVENPORT","DAVENPORT","ElectraNet","Summer","Non-Coincident",2018,"poe10","NA","NA"]
[null,"SA","SA WATER","SA WATER","ElectraNet","Summer","Non-Coincident",2018,"poe10","NA","NA"]
[null,"SA","DAVENPORT","DAVENPORT","ElectraNet","Summer","Non-Coincident",2018,"poe50","NA","NA"]
[null,"SA","SA WATER","SA WATER","ElectraNet","Summer","Non-Coincident",2018,"poe50","NA","NA"]
[null,"SA","WOOMERA","WOOMERA","ElectraNet","Summer","Non-Coincident",2018,"poe50","NA","NA"]
[null,"SA","LEIGH CREEK","LEIGH CREEK","ElectraNet","Summer","Non-Coincident",2019,"poe10","NA","NA"]
[null,"SA","STONY POINT INDUSTRIAL","STONY POINT INDUSTRIAL","ElectraNet","Summer","Non-Coincident",2019,"poe10","NA","NA"]
[null,"SA","LEIGH CREEK","LEIGH CREEK","ElectraNet","Summer","Non-Coincident",2019,"poe50","NA","NA"]
[null,"SA","MIDDLEBACK 132kV","MIDDLEBACK 132kV","ElectraNet","Summer","Non-Coincident",2019,"poe50","NA","NA"]
[null,"SA","STONY POINT INDUSTRIAL","STONY POINT INDUSTRIAL","ElectraNet","Summer","Non-Coincident",2019,"poe50","NA","NA"]
[null,"SA","LEIGH CREEK","LEIGH CREEK","ElectraNet","Summer","Non-Coincident",2020,"poe10","NA","NA"]
[null,"SA","STONY POINT INDUSTRIAL","STONY POINT INDUSTRIAL","ElectraNet","Summer","Non-Coincident",2020,"poe10","NA","NA"]
[null,"SA","DAVENPORT","DAVENPORT","ElectraNet","Summer","Non-Coincident",2020,"poe50","NA","NA"]
[null,"SA","MIDDLEBACK 132kV","MIDDLEBACK 132kV","ElectraNet","Summer","Non-Coincident",2020,"poe50","NA","NA"]
[null,"SA","WHYALLA LMF","WHYALLA LMF","SAPN","Summer","Non-Coincident",2020,"poe50","NA","NA"]
[null,"SA","MIDDLEBACK 132kV","MIDDLEBACK 132kV","ElectraNet","Summer","Non-Coincident",2021,"poe10","NA","NA"]
[null,"SA","MIDDLEBACK 33kV","MIDDLEBACK 33kV","ElectraNet","Summer","Non-Coincident",2021,"poe10","NA","NA"]
[null,"SA","WOOMERA","WOOMERA","ElectraNet","Summer","Non-Coincident",2021,"poe10","NA","NA"]
[null,"SA","MIDDLEBACK 33kV","MIDDLEBACK 33kV","ElectraNet","Summer","Non-Coincident",2021,"poe50","NA","NA"]
[null,"SA","STONY POINT INDUSTRIAL","STONY POINT INDUSTRIAL","ElectraNet","Summer","Non-Coincident",2021,"poe50","NA","NA"]
[null,"SA","WOOMERA","WOOMERA","ElectraNet","Summer","Non-Coincident",2021,"poe50","NA","NA"]
[null,"SA","SA WATER","SA WATER","ElectraNet","Summer","Non-Coincident",2022,"poe10","NA","NA"]
[null,"SA","WOOMERA","WOOMERA","ElectraNet","Summer","Non-Coincident",2022,"poe10","NA","NA"]
[null,"SA","LEIGH CREEK","LEIGH CREEK","ElectraNet","Summer","Non-Coincident",2022,"poe50","NA","NA"]
[null,"SA","ROSEWORTHY","ROSEWORTHY","ElectraNet","Summer","Non-Coincident",2022,"poe50","NA","NA"]
[null,"SA","DAVENPORT","DAVENPORT","ElectraNet","Summer","Non-Coincident",2023,"poe10","NA","NA"]
[null,"SA","ROSEWORTHY","ROSEWORTHY","ElectraNet","Summer","Non-Coincident",2023,"poe10","NA","NA"]
[null,"SA","WHYALLA LMF","WHYALLA LMF","SAPN","Summer","Non-Coincident",2023,"poe10","NA","NA"]
[null,"SA","DAVENPORT","DAVENPORT","ElectraNet","Summer","Non-Coincident",2023,"poe50","NA","NA"]
[null,"SA","SA WATER","SA WATER","ElectraNet","Summer","Non-Coincident",2023,"poe50","NA","NA"]
[null,"SA","WOOMERA","WOOMERA","ElectraNet","Summer","Non-Coincident",2023,"poe50","NA","NA"]
[null,"SA","SA WATER","SA WATER","ElectraNet","Summer","Non-Coincident",2024,"poe10","NA","NA"]
[null,"SA","STONY POINT INDUSTRIAL","STONY POINT INDUSTRIAL","ElectraNet","Summer","Non-Coincident",2024,"poe10","NA","NA"]
[null,"SA","LEIGH CREEK","LEIGH CREEK","ElectraNet","Summer","Non-Coincident",2024,"poe50","NA","NA"]
[null,"SA","SA WATER","SA WATER","ElectraNet","Summer","Non-Coincident",2024,"poe50","NA","NA"]
[null,"SA","LEIGH CREEK","LEIGH CREEK","ElectraNet","Winter","Non-Coincident",2001,"TempCorrActualpoe10","NA","NA"]
[null,"SA","ROSEWORTHY","ROSEWORTHY","ElectraNet","Winter","Non-Coincident",2001,"TempCorrActualpoe10","NA","NA"]
[null,"SA","STONY POINT INDUSTRIAL","STONY POINT INDUSTRIAL","ElectraNet","Winter","Non-Coincident",2001,"TempCorrActualpoe10","NA","NA"]
[null,"SA","DAVENPORT","DAVENPORT","ElectraNet","Winter","Non-Coincident",2001,"TempCorrActualpoe50","NA","NA"]
[null,"SA","STONY POINT INDUSTRIAL","STONY POINT INDUSTRIAL","ElectraNet","Winter","Non-Coincident",2001,"TempCorrActualpoe50","NA","NA"]
[null,"SA","WHYALLA LMF","WHYALLA LMF","SAPN","Winter","Non-Coincident",2001,"TempCorrActualpoe50","NA","NA"]
[null,"SA","MIDDLEBACK 132kV","MIDDLEBACK 132kV","ElectraNet","Winter","Non-Coincident",2002,"TempCorrActualpoe10","NA","NA"]
[null,"SA","WHYALLA LMF","WHYALLA LMF","SAPN","Winter","Non-Coincident",2002,"TempCorrActualpoe10","NA","NA"]
[null,"SA","LEIGH CREEK","LEIGH CREEK","ElectraNet","Winter","Non-Coincident",2002,"TempCorrActualpoe50","NA","NA"]
[null,"SA","MIDDLEBACK 33kV","MIDDLEBACK 33kV","ElectraNet","Winter","Non-Coincident",2002,"TempCorrActualpoe50","NA","NA"]
[null,"SA","DAVENPORT","DAVENPORT","ElectraNet","Winter","Non-Coincident",2003,"TempCorrActualpoe10","NA","NA"]
[null,"SA","MIDDLEBACK 33kV","MIDDLEBACK 33kV","ElectraNet","Winter","Non-Coincident",2003,"TempCorrActualpoe10","NA","NA"]
[null,"SA","SA WATER","SA WATER","ElectraNet","Winter","Non-Coincident",2003,"TempCorrActualpoe10","NA","NA"]
[null,"SA","WOOMERA","WOOMERA","ElectraNet","Winter","Non-Coincident",2003,"TempCorrActualpoe10","NA","NA"]
[null,"SA","ROSEWORTHY","ROSEWORTHY","ElectraNet","Winter","Non-Coincident",2003,"TempCorrActualpoe50","NA","NA"]
[null,"SA","WOOMERA","WOOMERA","ElectraNet","Winter","Non-Coincident",2003,"TempCorrActualpoe50","NA","NA"]
[null,"SA","MIDDLEBACK 33kV","MIDDLEBACK 33kV","ElectraNet","Winter","Non-Coincident",2004,"TempCorrActualpoe10","NA","NA"]
[null,"SA","ROSEWORTHY","ROSEWORTHY","ElectraNet","Winter","Non-Coincident",2004,"TempCorrActualpoe10","NA","NA"]
[null,"SA","LEIGH CREEK","LEIGH CREEK","ElectraNet","Winter","Non-Coincident",2004,"TempCorrActualpoe50","NA","NA"]
[null,"SA","ROSEWORTHY","ROSEWORTHY","ElectraNet","Winter","Non-Coincident",2004,"TempCorrActualpoe50","NA","NA"]
[null,"SA","STONY POINT INDUSTRIAL","STONY POINT INDUSTRIAL","ElectraNet","Winter","Non-Coincident",2004,"TempCorrActualpoe50","NA","NA"]
[null,"SA","DAVENPORT","DAVENPORT","ElectraNet","Winter","Non-Coincident",2005,"TempCorrActualpoe10","NA","NA"]
[null,"SA","SA WATER","SA WATER","ElectraNet","Winter","Non-Coincident",2005,"TempCorrActualpoe10","NA","NA"]
[null,"SA","DAVENPORT","DAVENPORT","ElectraNet","Winter","Non-Coincident",2005,"TempCorrActualpoe50","NA","NA"]
[null,"SA","SA WATER","SA WATER","ElectraNet","Winter","Non-Coincident",2005,"TempCorrActualpoe50","NA","NA"]
[null,"SA","WOOMERA","WOOMERA","ElectraNet","Winter","Non-Coincident",2005,"TempCorrActualpoe50","NA","NA"]
[null,"SA","LEIGH CREEK","LEIGH CREEK","ElectraNet","Winter","Non-Coincident",2006,"TempCorrActualpoe10","NA","NA"]
[null,"SA","ROSEWORTHY","ROSEWORTHY","ElectraNet","Winter","Non-Coincident",2006,"TempCorrActualpoe10","NA","NA"]
[null,"SA","LEIGH CREEK","LEIGH CREEK","ElectraNet","Winter","Non-Coincident",2006,"TempCorrActualpoe50","NA","NA"]
[null,"SA","MIDDLEBACK 132kV","MIDDLEBACK 132kV","ElectraNet","Winter","Non-Coincident",2006,"TempCorrActualpoe50","NA","NA"]
[null,"SA","STONY POINT INDUSTRIAL","STONY POINT INDUSTRIAL","ElectraNet","Winter","Non-Coincident",2006,"TempCorrActualpoe50","NA","NA"]
[null,"SA","LEIGH CREEK","LEIGH CREEK","ElectraNet","Winter","Non-Coincident",2007,"TempCorrActualpoe10","NA","NA"]
[null,"SA","STONY POINT INDUSTRIAL","STONY POINT INDUSTRIAL","ElectraNet","Winter","Non-Coincident",2007,"TempCorrActualpoe10","NA","NA"]
[null,"SA","DAVENPORT","DAVENPORT","ElectraNet","Winter","Non-Coincident",2007,"TempCorrActualpoe50","NA","NA"]
[null,"SA","MIDDLEBACK 132kV","MIDDLEBACK 132kV","ElectraNet","Winter","Non-Coincident",2007,"TempCorrActualpoe50","NA","NA"]
[null,"SA","WHYALLA LMF","WHYALLA LMF","SAPN","Winter","Non-Coincident",2007,"TempCorrActualpoe50","NA","NA"]
[null,"SA","DAVENPORT","DAVENPORT","ElectraNet","Winter","Non-Coincident",2008,"TempCorrActualpoe10","NA","NA"]
[null,"SA","MIDDLEBACK 33kV","MIDDLEBACK 33kV","ElectraNet","Winter","Non-Coincident",2008,"TempCorrActualpoe10","NA","NA"]
[null,"SA","WOOMERA","WOOMERA","ElectraNet","Winter","Non-Coincident",2008,"TempCorrActualpoe10","NA","NA"]
[null,"SA","MIDDLEBACK 33kV","MIDDLEBACK 33kV","ElectraNet","Winter","Non-Coincident",2008,"TempCorrActualpoe50","NA","NA"]
[null,"SA","WHYALLA LMF","WHYALLA LMF","SAPN","Winter","Non-Coincident",2008,"TempCorrActualpoe50","NA","NA"]
[null,"SA","WOOMERA","WOOMERA","ElectraNet","Winter","Non-Coincident",2008,"TempCorrActualpoe50","NA","NA"]
[null,"SA","SA WATER","SA WATER","ElectraNet","Winter","Non-Coincident",2009,"TempCorrActualpoe10","NA","NA"]
[null,"SA","WOOMERA","WOOMERA","ElectraNet","Winter","Non-Coincident",2009,"TempCorrActualpoe10","NA","NA"]
[null,"SA","LEIGH CREEK","LEIGH CREEK","ElectraNet","Winter","Non-Coincident",2009,"TempCorrActualpoe50","NA","NA"]
[null,"SA","ROSEWORTHY","ROSEWORTHY","ElectraNet","Winter","Non-Coincident",2009,"TempCorrActualpoe50","NA","NA"]
[null,"SA","DAVENPORT","DAVENPORT","ElectraNet","Winter","Non-Coincident",2010,"TempCorrActualpoe10","NA","NA"]
[null,"SA","ROSEWORTHY","ROSEWORTHY","ElectraNet","Winter","Non-Coincident",2010,"TempCorrActualpoe10","NA","NA"]
[null,"SA","DAVENPORT","DAVENPORT","ElectraNet","Winter","Non-Coincident",2010,"TempCorrActualpoe50","NA","NA"]
[null,"SA","MIDDLEBACK 33kV","MIDDLEBACK 33kV","ElectraNet","Winter","Non-Coincident",2010,"TempCorrActualpoe50","NA","NA"]
[null,"SA","SA WATER","SA WATER","ElectraNet","Winter","Non-Coincident",2010,"TempCorrActualpoe50","NA","NA"]
[null,"SA","WOOMERA","WOOMERA","ElectraNet","Winter","Non-Coincident",2010,"TempCorrActualpoe50","NA","NA"]
[null,"SA","SA WATER","SA WATER","ElectraNet","Winter","Non-Coincident",2011,"TempCorrActualpoe10","NA","NA"]
[null,"SA","WHYALLA LMF","WHYALLA LMF","SAPN","Winter","Non-Coincident",2011,"TempCorrActualpoe10","NA","NA"]
[null,"SA","LEIGH CREEK","LEIGH CREEK","ElectraNet","Winter","Non-Coincident",2011,"TempCorrActualpoe50","NA","NA"]
[null,"SA","SA WATER","SA WATER","ElectraNet","Winter","Non-Coincident",2011,"TempCorrActualpoe50","NA","NA"]
[null,"SA","LEIGH CREEK","LEIGH CREEK","ElectraNet","Winter","Non-Coincident",2012,"TempCorrActualpoe10","NA","NA"]
[null,"SA","ROSEWORTHY","ROSEWORTHY","ElectraNet","Winter","Non-Coincident",2012,"TempCorrActualpoe10","NA","NA"]
[null,"SA","STONY POINT INDUSTRIAL","STONY POINT INDUSTRIAL","ElectraNet","Winter","Non-Coincident",2012,"TempCorrActualpoe10","NA","NA"]
[null,"SA","DAVENPORT","DAVENPORT","ElectraNet","Winter","Non-Coincident",2012,"TempCorrActualpoe50","NA","NA"]
[null,"SA","STONY POINT INDUSTRIAL","STONY POINT INDUSTRIAL","ElectraNet","Winter","Non-Coincident",2012,"TempCorrActualpoe50","NA","NA"]
[null,"SA","WOOMERA","WOOMERA","ElectraNet","Winter","Non-Coincident",2012,"TempCorrActualpoe50","NA","NA"]
[null,"SA","MIDDLEBACK 132kV","MIDDLEBACK 132kV","ElectraNet","Winter","Non-Coincident",2013,"TempCorrActualpoe10","NA","NA"]
[null,"SA","WHYALLA LMF","WHYALLA LMF","SAPN","Winter","Non-Coincident",2013,"TempCorrActualpoe10","NA","NA"]
[null,"SA","MIDDLEBACK 132kV","MIDDLEBACK 132kV","ElectraNet","Winter","Non-Coincident",2013,"TempCorrActualpoe50","NA","NA"]
[null,"SA","MIDDLEBACK 33kV","MIDDLEBACK 33kV","ElectraNet","Winter","Non-Coincident",2013,"TempCorrActualpoe50","NA","NA"]
[null,"SA","WHYALLA LMF","WHYALLA LMF","SAPN","Winter","Non-Coincident",2013,"TempCorrActualpoe50","NA","NA"]
[null,"SA","MIDDLEBACK 33kV","MIDDLEBACK 33kV","ElectraNet","Winter","Non-Coincident",2014,"TempCorrActualpoe10","NA","NA"]
[null,"SA","SA WATER","SA WATER","ElectraNet","Winter","Non-Coincident",2014,"TempCorrActualpoe10","NA","NA"]
[null,"SA","WOOMERA","WOOMERA","ElectraNet","Winter","Non-Coincident",2014,"TempCorrActualpoe10","NA","NA"]
[null,"SA","ROSEWORTHY","ROSEWORTHY","ElectraNet","Winter","Non-Coincident",2014,"TempCorrActualpoe50","NA","NA"]
[null,"SA","WOOMERA","WOOMERA","ElectraNet","Winter","Non-Coincident",2014,"TempCorrActualpoe50","NA","NA"]
[null,"SA","MIDDLEBACK 33kV","MIDDLEBACK 33kV","ElectraNet","Winter","Non-Coincident",2015,"poe10","NA","NA"]
[null,"SA","ROSEWORTHY","ROSEWORTHY","ElectraNet","Winter","Non-Coincident",2015,"poe10","NA","NA"]
[null,"SA","WOOMERA","WOOMERA","ElectraNet","Winter","Non-Coincident",2015,"poe10","NA","NA"]
[null,"SA","ROSEWORTHY","ROSEWORTHY","ElectraNet","Winter","Non-Coincident",2015,"poe50","NA","NA"]
[null,"SA","DAVENPORT","DAVENPORT","ElectraNet","Winter","Non-Coincident",2016,"poe10","NA","NA"]
[null,"SA","MIDDLEBACK 132kV","MIDDLEBACK 132kV","ElectraNet","Winter","Non-Coincident",2016,"poe10","NA","NA"]
[null,"SA","SA WATER","SA WATER","ElectraNet","Winter","Non-Coincident",2016,"poe10","NA","NA"]
[null,"SA","LEIGH CREEK","LEIGH CREEK","ElectraNet","Winter","Non-Coincident",2016,"poe50","NA","NA"]
[null,"SA","SA WATER","SA WATER","ElectraNet","Winter","Non-Coincident",2016,"poe50","NA","NA"]
[null,"SA","WOOMERA","WOOMERA","ElectraNet","Winter","Non-Coincident",2016,"poe50","NA","NA"]
[null,"SA","LEIGH CREEK","LEIGH CREEK","ElectraNet","Winter","Non-Coincident",2017,"poe10","NA","NA"]
[null,"SA","ROSEWORTHY","ROSEWORTHY","ElectraNet","Winter","Non-Coincident",2017,"poe10","NA","NA"]
[null,"SA","LEIGH CREEK","LEIGH CREEK","ElectraNet","Winter","Non-Coincident",2017,"poe50","NA","NA"]
[null,"SA","MIDDLEBACK 33kV","MIDDLEBACK 33kV","ElectraNet","Winter","Non-Coincident",2017,"poe50","NA","NA"]
[null,"SA","STONY POINT INDUSTRIAL","STONY POINT INDUSTRIAL","ElectraNet","Winter","Non-Coincident",2017,"poe50","NA","NA"]
[null,"SA","MIDDLEBACK 132kV","MIDDLEBACK 132kV","ElectraNet","Winter","Non-Coincident",2018,"poe10","NA","NA"]
[null,"SA","STONY POINT INDUSTRIAL","STONY POINT INDUSTRIAL","ElectraNet","Winter","Non-Coincident",2018,"poe10","NA","NA"]
[null,"SA","WHYALLA LMF","WHYALLA LMF","SAPN","Winter","Non-Coincident",2018,"poe10","NA","NA"]
[null,"SA","MIDDLEBACK 132kV","MIDDLEBACK 132kV","ElectraNet","Winter","Non-Coincident",2018,"poe50","NA","NA"]
[null,"SA","WHYALLA LMF","WHYALLA LMF","SAPN","Winter","Non-Coincident",2018,"poe50","NA","NA"]
[null,"SA","LEIGH CREEK","LEIGH CREEK","ElectraNet","Winter","Non-Coincident",2019,"poe10","NA","NA"]
[null,"SA","MIDDLEBACK 33kV","MIDDLEBACK 33kV","ElectraNet","Winter","Non-Coincident",2019,"poe10","NA","NA"]
[null,"SA","WOOMERA","WOOMERA","ElectraNet","Winter","Non-Coincident",2019,"poe10","NA","NA"]
[null,"SA","MIDDLEBACK 33kV","MIDDLEBACK 33kV","ElectraNet","Winter","Non-Coincident",2019,"poe50","NA","NA"]
[null,"SA","WHYALLA LMF","WHYALLA LMF","SAPN","Winter","Non-Coincident",2019,"poe50","NA","NA"]
[null,"SA","WOOMERA","WOOMERA","ElectraNet","Winter","Non-Coincident",2019,"poe50","NA","NA"]
[null,"SA","MIDDLEBACK 33kV","MIDDLEBACK 33kV","ElectraNet","Winter","Non-Coincident",2020,"poe10","NA","NA"]
[null,"SA","WOOMERA","WOOMERA","ElectraNet","Winter","Non-Coincident",2020,"poe10","NA","NA"]
[null,"SA","MIDDLEBACK 132kV","MIDDLEBACK 132kV","ElectraNet","Winter","Non-Coincident",2020,"poe50","NA","NA"]
[null,"SA","ROSEWORTHY","ROSEWORTHY","ElectraNet","Winter","Non-Coincident",2020,"poe50","NA","NA"]
[null,"SA","DAVENPORT","DAVENPORT","ElectraNet","Winter","Non-Coincident",2021,"poe10","NA","NA"]
[null,"SA","ROSEWORTHY","ROSEWORTHY","ElectraNet","Winter","Non-Coincident",2021,"poe10","NA","NA"]
[null,"SA","DAVENPORT","DAVENPORT","ElectraNet","Winter","Non-Coincident",2021,"poe50","NA","NA"]
[null,"SA","LEIGH CREEK","LEIGH CREEK","ElectraNet","Winter","Non-Coincident",2021,"poe50","NA","NA"]
[null,"SA","SA WATER","SA WATER","ElectraNet","Winter","Non-Coincident",2021,"poe50","NA","NA"]
[null,"SA","WOOMERA","WOOMERA","ElectraNet","Winter","Non-Coincident",2021,"poe50","NA","NA"]
[null,"SA","SA WATER","SA WATER","ElectraNet","Winter","Non-Coincident",2022,"poe10","NA","NA"]
[null,"SA","WHYALLA LMF","WHYALLA LMF","SAPN","Winter","Non-Coincident",2022,"poe10","NA","NA"]
[null,"SA","LEIGH CREEK","LEIGH CREEK","ElectraNet","Winter","Non-Coincident",2022,"poe50","NA","NA"]
[null,"SA","STONY POINT INDUSTRIAL","STONY POINT INDUSTRIAL","ElectraNet","Winter","Non-Coincident",2022,"poe50","NA","NA"]
[null,"SA","LEIGH CREEK","LEIGH CREEK","ElectraNet","Winter","Non-Coincident",2023,"poe10","NA","NA"]
[null,"SA","MIDDLEBACK 132kV","MIDDLEBACK 132kV","ElectraNet","Winter","Non-Coincident",2023,"poe10","NA","NA"]
[null,"SA","STONY POINT INDUSTRIAL","STONY POINT INDUSTRIAL","ElectraNet","Winter","Non-Coincident",2023,"poe10","NA","NA"]
[null,"SA","DAVENPORT","DAVENPORT","ElectraNet","Winter","Non-Coincident",2023,"poe50","NA","NA"]
[null,"SA","STONY POINT INDUSTRIAL","STONY POINT INDUSTRIAL","ElectraNet","Winter","Non-Coincident",2023,"poe50","NA","NA"]
[null,"SA","WHYALLA LMF","WHYALLA LMF","SAPN","Winter","Non-Coincident",2023,"poe50","NA","NA"]
[null,"SA","MIDDLEBACK 33kV","MIDDLEBACK 33kV","ElectraNet","Winter","Non-Coincident",2024,"poe10","NA","NA"]
[null,"SA","WHYALLA LMF","WHYALLA LMF","SAPN","Winter","Non-Coincident",2024,"poe10","NA","NA"]
[null,"SA","MIDDLEBACK 132kV","MIDDLEBACK 132kV","ElectraNet","Winter","Non-Coincident",2024,"poe50","NA","NA"]
[null,"SA","MIDDLEBACK 33kV","MIDDLEBACK 33kV","ElectraNet","Winter","Non-Coincident",2024,"poe50","NA","NA"]
[null,"SA","WHYALLA LMF","WHYALLA LMF","SAPN","Winter","Non-Coincident",2024,"poe50","NA","NA"]
[null,"SA","SDAV","DAVENPORT","ElectraNet","Summer","Coincident",2003,"Actual","NA","NA"]
[null,"SA","SDAV","DAVENPORT","ElectraNet","Summer","Coincident",2006,"Actual","NA","NA"]
[null,"SA","SDAV","DAVENPORT","ElectraNet","Summer","Coincident",2008,"Actual","NA","NA"]
[null,"SA","SDAV","DAVENPORT","ElectraNet","Summer","Coincident",2014,"Actual","NA","NA"]
[null,"SA","SDAV","DAVENPORT","ElectraNet","Winter","Coincident",2002,"Actual","NA","NA"]
[null,"SA","SDAV","DAVENPORT","ElectraNet","Winter","Coincident",2006,"Actual","NA","NA"]
[null,"SA","SDAV","DAVENPORT","ElectraNet","Winter","Coincident",2007,"Actual","NA","NA"]
[null,"SA","SDAV","DAVENPORT","ElectraNet","Winter","Coincident",2012,"Actual","NA","NA"]
[null,"SA","SDAV","DAVENPORT","ElectraNet","Summer","Non-Coincident",2000,"Actual","NA","NA"]
[null,"SA","SDAV","DAVENPORT","ElectraNet","Summer","Non-Coincident",2006,"Actual","NA","NA"]
[null,"SA","SDAV","DAVENPORT","ElectraNet","Summer","Non-Coincident",2008,"Actual","NA","NA"]
[null,"SA","SDAV","DAVENPORT","ElectraNet","Summer","Non-Coincident",2011,"Actual","NA","NA"]
[null,"SA","SDAV","DAVENPORT","ElectraNet","Winter","Non-Coincident",2001,"Actual","NA","NA"]
[null,"SA","SDAV","DAVENPORT","ElectraNet","Winter","Non-Coincident",2005,"Actual","NA","NA"]
[null,"SA","SDAV","DAVENPORT","ElectraNet","Winter","Non-Coincident",2006,"Actual","NA","NA"]
[null,"SA","SDAV","DAVENPORT","ElectraNet","Winter","Non-Coincident",2010,"Actual","NA","NA"]
[null,"SA","SDAV","DAVENPORT","ElectraNet","Winter","Non-Coincident",2014,"Actual","NA","NA"]
[null,"SA","SLCCNMI","LEIGH CREEK","ElectraNet","Summer","Coincident",2004,"Actual","NA","NA"]
[null,"SA","SLCCNMI","LEIGH CREEK","ElectraNet","Summer","Coincident",2006,"Actual","NA","NA"]
[null,"SA","SLCCNMI","LEIGH CREEK","ElectraNet","Summer","Coincident",2009,"Actual","NA","NA"]
[null,"SA","SLCCNMI","LEIGH CREEK","ElectraNet","Summer","Coincident",2014,"Actual","NA","NA"]
[null,"SA","SLCCNMI","LEIGH CREEK","ElectraNet","Winter","Coincident",2003,"Actual","NA","NA"]
[null,"SA","SLCCNMI","LEIGH CREEK","ElectraNet","Winter","Coincident",2004,"Actual","NA","NA"]
[null,"SA","SLCCNMI","LEIGH CREEK","ElectraNet","Winter","Coincident",2008,"Actual","NA","NA"]
[null,"SA","SLCCNMI","LEIGH CREEK","ElectraNet","Winter","Coincident",2013,"Actual","NA","NA"]
[null,"SA","SLCCNMI","LEIGH CREEK","ElectraNet","Summer","Non-Coincident",2001,"Actual","NA","NA"]
[null,"SA","SLCCNMI","LEIGH CREEK","ElectraNet","Summer","Non-Coincident",2003,"Actual","NA","NA"]
[null,"SA","SLCCNMI","LEIGH CREEK","ElectraNet","Summer","Non-Coincident",2009,"Actual","NA","NA"]
[null,"SA","SLCCNMI","LEIGH CREEK","ElectraNet","Summer","Non-Coincident",2012,"Actual","NA","NA"]
[null,"SA","SLCCNMI","LEIGH CREEK","ElectraNet","Winter","Non-Coincident",2001,"Actual","NA","NA"]
[null,"SA","SLCCNMI","LEIGH CREEK","ElectraNet","Winter","Non-Coincident",2002,"Actual","NA","NA"]
[null,"SA","SLCCNMI","LEIGH CREEK","ElectraNet","Winter","Non-Coincident",2006,"Actual","NA","NA"]
[null,"SA","SLCCNMI","LEIGH CREEK","ElectraNet","Winter","Non-Coincident",2011,"Actual","NA","NA"]
[null,"SA","SLCCNMI","LEIGH CREEK","ElectraNet","Winter","Non-Coincident",2014,"Actual","NA","NA"]
[null,"SA","SMBK","MIDDLEBACK 132kV","ElectraNet","Summer","Coincident",2001,"Actual","NA","NA"]
[null,"SA","SMBK","MIDDLEBACK 132kV","ElectraNet","Summer","Coincident",2006,"Actual","NA","NA"]
[null,"SA","SMBK","MIDDLEBACK 132kV","ElectraNet","Summer","Coincident",2011,"Actual","NA","NA"]
[null,"SA","SMBK","MIDDLEBACK 132kV","ElectraNet","Winter","Coincident",2000,"Actual","NA","NA"]
[null,"SA","SMBK","MIDDLEBACK 132kV","ElectraNet","Winter","Coincident",2001,"Actual","NA","NA"]
[null,"SA","SMBK","MIDDLEBACK 132kV","ElectraNet","Winter","Coincident",2005,"Actual","NA","NA"]
[null,"SA","SMBK","MIDDLEBACK 132kV","ElectraNet","Winter","Coincident",2009,"Actual","NA","NA"]
[null,"SA","SMBK","MIDDLEBACK 132kV","ElectraNet","Winter","Coincident",2014,"Actual","NA","NA"]
[null,"SA","SMBK","MIDDLEBACK 132kV","ElectraNet","Summer","Non-Coincident",2001,"Actual","NA","NA"]
[null,"SA","SMBK","MIDDLEBACK 132kV","ElectraNet","Summer","Non-Coincident",2004,"Actual","NA","NA"]
[null,"SA","SMBK","MIDDLEBACK 132kV","ElectraNet","Summer","Non-Coincident",2009,"Actual","NA","NA"]
[null,"SA","SMBK","MIDDLEBACK 132kV","ElectraNet","Summer","Non-Coincident",2013,"Actual","NA","NA"]
[null,"SA","SMBK","MIDDLEBACK 132kV","ElectraNet","Summer","Non-Coincident",2014,"Actual","NA","NA"]
[null,"SA","SMBK","MIDDLEBACK 132kV","ElectraNet","Winter","Non-Coincident",2003,"Actual","NA","NA"]
[null,"SA","SMBK","MIDDLEBACK 132kV","ElectraNet","Winter","Non-Coincident",2008,"Actual","NA","NA"]
[null,"SA","SMBK","MIDDLEBACK 132kV","ElectraNet","Winter","Non-Coincident",2011,"Actual","NA","NA"]
[null,"SA","SMBK","MIDDLEBACK 132kV","ElectraNet","Winter","Non-Coincident",2013,"Actual","NA","NA"]
[null,"SA","SMDL","MIDDLEBACK 33kV","ElectraNet","Summer","Coincident",2004,"Actual","NA","NA"]
[null,"SA","SMDL","MIDDLEBACK 33kV","ElectraNet","Summer","Coincident",2007,"Actual","NA","NA"]
[null,"SA","SMDL","MIDDLEBACK 33kV","ElectraNet","Summer","Coincident",2009,"Actual","NA","NA"]
[null,"SA","SMDL","MIDDLEBACK 33kV","ElectraNet","Summer","Coincident",2012,"Actual","NA","NA"]
[null,"SA","SMDL","MIDDLEBACK 33kV","ElectraNet","Winter","Coincident",2001,"Actual","NA","NA"]
[null,"SA","SMDL","MIDDLEBACK 33kV","ElectraNet","Winter","Coincident",2006,"Actual","NA","NA"]
[null,"SA","SMDL","MIDDLEBACK 33kV","ElectraNet","Winter","Coincident",2009,"Actual","NA","NA"]
[null,"SA","SMDL","MIDDLEBACK 33kV","ElectraNet","Winter","Coincident",2011,"Actual","NA","NA"]
[null,"SA","SMDL","MIDDLEBACK 33kV","ElectraNet","Summer","Non-Coincident",2002,"Actual","NA","NA"]
[null,"SA","SMDL","MIDDLEBACK 33kV","ElectraNet","Summer","Non-Coincident",2005,"Actual","NA","NA"]
[null,"SA","SMDL","MIDDLEBACK 33kV","ElectraNet","Summer","Non-Coincident",2007,"Actual","NA","NA"]
[null,"SA","SMDL","MIDDLEBACK 33kV","ElectraNet","Summer","Non-Coincident",2010,"Actual","NA","NA"]
[null,"SA","SMDL","MIDDLEBACK 33kV","ElectraNet","Winter","Non-Coincident",2000,"Actual","NA","NA"]
[null,"SA","SMDL","MIDDLEBACK 33kV","ElectraNet","Winter","Non-Coincident",2004,"Actual","NA","NA"]
[null,"SA","SMDL","MIDDLEBACK 33kV","ElectraNet","Winter","Non-Coincident",2009,"Actual","NA","NA"]
[null,"SA","SMDL","MIDDLEBACK 33kV","ElectraNet","Winter","Non-Coincident",2012,"Actual","NA","NA"]
[null,"SA","SMDL","MIDDLEBACK 33kV","ElectraNet","Winter","Non-Coincident",2014,"Actual","NA","NA"]
[null,"SA","SRSW","ROSEWORTHY","ElectraNet","Summer","Coincident",2004,"Actual","NA","NA"]
[null,"SA","SRSW","ROSEWORTHY","ElectraNet","Summer","Coincident",2008,"Actual","NA","NA"]
[null,"SA","SRSW","ROSEWORTHY","ElectraNet","Summer","Coincident",2009,"Actual","NA","NA"]
[null,"SA","SRSW","ROSEWORTHY","ElectraNet","Summer","Coincident",2013,"Actual","NA","NA"]
[null,"SA","SRSW","ROSEWORTHY","ElectraNet","Winter","Coincident",2002,"Actual","NA","NA"]
[null,"SA","SRSW","ROSEWORTHY","ElectraNet","Winter","Coincident",2007,"Actual","NA","NA"]
[null,"SA","SRSW","ROSEWORTHY","ElectraNet","Winter","Coincident",2010,"Actual","NA","NA"]
[null,"SA","SRSW","ROSEWORTHY","ElectraNet","Winter","Coincident",2012,"Actual","NA","NA"]
[null,"SA","SRSW","ROSEWORTHY","ElectraNet","Summer","Non-Coincident",2002,"Actual","NA","NA"]
[null,"SA","SRSW","ROSEWORTHY","ElectraNet","Summer","Non-Coincident",2004,"Actual","NA","NA"]
[null,"SA","SRSW","ROSEWORTHY","ElectraNet","Summer","Non-Coincident",2007,"Actual","NA","NA"]
[null,"SA","SRSW","ROSEWORTHY","ElectraNet","Summer","Non-Coincident",2012,"Actual","NA","NA"]
[null,"SA","SRSW","ROSEWORTHY","ElectraNet","Winter","Non-Coincident",2001,"Actual","NA","NA"]
[null,"SA","SRSW","ROSEWORTHY","ElectraNet","Winter","Non-Coincident",2004,"Actual","NA","NA"]
[null,"SA","SRSW","ROSEWORTHY","ElectraNet","Winter","Non-Coincident",2006,"Actual","NA","NA"]
[null,"SA","SRSW","ROSEWORTHY","ElectraNet","Winter","Non-Coincident",2012,"Actual","NA","NA"]
[null,"SA","SA WATER","SA WATER","ElectraNet","Summer","Coincident",2000,"Actual","NA","NA"]
[null,"SA","SA WATER","SA WATER","ElectraNet","Summer","Coincident",2002,"Actual","NA","NA"]
[null,"SA","SA WATER","SA WATER","ElectraNet","Summer","Coincident",2005,"Actual","NA","NA"]
[null,"SA","SA WATER","SA WATER","ElectraNet","Summer","Coincident",2010,"Actual","NA","NA"]
[null,"SA","SA WATER","SA WATER","ElectraNet","Summer","Coincident",2014,"Actual","NA","NA"]
[null,"SA","SA WATER","SA WATER","ElectraNet","Winter","Coincident",2004,"Actual","NA","NA"]
[null,"SA","SA WATER","SA WATER","ElectraNet","Winter","Coincident",2007,"Actual","NA","NA"]
[null,"SA","SA WATER","SA WATER","ElectraNet","Winter","Coincident",2009,"Actual","NA","NA"]
[null,"SA","SA WATER","SA WATER","ElectraNet","Winter","Coincident",2012,"Actual","NA","NA"]
[null,"SA","SA WATER","SA WATER","ElectraNet","Summer","Non-Coincident",2003,"Actual","NA","NA"]
[null,"SA","SA WATER","SA WATER","ElectraNet","Summer","Non-Coincident",2004,"Actual","NA","NA"]
[null,"SA","SA WATER","SA WATER","ElectraNet","Summer","Non-Coincident",2008,"Actual","NA","NA"]
[null,"SA","SA WATER","SA WATER","ElectraNet","Summer","Non-Coincident",2012,"Actual","NA","NA"]
[null,"SA","SA WATER","SA WATER","ElectraNet","Winter","Non-Coincident",2002,"Actual","NA","NA"]
[null,"SA","SA WATER","SA WATER","ElectraNet","Winter","Non-Coincident",2005,"Actual","NA","NA"]
[null,"SA","SA WATER","SA WATER","ElectraNet","Winter","Non-Coincident",2007,"Actual","NA","NA"]
[null,"SA","SA WATER","SA WATER","ElectraNet","Winter","Non-Coincident",2010,"Actual","NA","NA"]
[null,"SA","SSPN","STONY POINT INDUSTRIAL","ElectraNet","Summer","Coincident",2001,"Actual","NA","NA"]
[null,"SA","SSPN","STONY POINT INDUSTRIAL","ElectraNet","Summer","Coincident",2002,"Actual","NA","NA"]
[null,"SA","SSPN","STONY POINT INDUSTRIAL","ElectraNet","Summer","Coincident",2006,"Actual","NA","NA"]
[null,"SA","SSPN","STONY POINT INDUSTRIAL","ElectraNet","Summer","Coincident",2011,"Actual","NA","NA"]
[null,"SA","SSPN","STONY POINT INDUSTRIAL","ElectraNet","Winter","Coincident",2000,"Actual","NA","NA"]
[null,"SA","SSPN","STONY POINT INDUSTRIAL","ElectraNet","Winter","Coincident",2001,"Actual","NA","NA"]
[null,"SA","SSPN","STONY POINT INDUSTRIAL","ElectraNet","Winter","Coincident",2007,"Actual","NA","NA"]
[null,"SA","SSPN","STONY POINT INDUSTRIAL","ElectraNet","Winter","Coincident",2010,"Actual","NA","NA"]
[null,"SA","SSPN","STONY POINT INDUSTRIAL","ElectraNet","Winter","Coincident",2012,"Actual","NA","NA"]
[null,"SA","SSPN","STONY POINT INDUSTRIAL","ElectraNet","Summer","Non-Coincident",2000,"Actual","NA","NA"]
[null,"SA","SSPN","STONY POINT INDUSTRIAL","ElectraNet","Summer","Non-Coincident",2005,"Actual","NA","NA"]
[null,"SA","SSPN","STONY POINT INDUSTRIAL","ElectraNet","Summer","Non-Coincident",2009,"Actual","NA","NA"]
[null,"SA","SSPN","STONY POINT INDUSTRIAL","ElectraNet","Summer","Non-Coincident",2013,"Actual","NA","NA"]
[null,"SA","SSPN","STONY POINT INDUSTRIAL","ElectraNet","Summer","Non-Coincident",2014,"Actual","NA","NA"]
[null,"SA","SSPN","STONY POINT INDUSTRIAL","ElectraNet","Winter","Non-Coincident",2005,"Actual","NA","NA"]
[null,"SA","SSPN","STONY POINT INDUSTRIAL","ElectraNet","Winter","Non-Coincident",2008,"Actual","NA","NA"]
[null,"SA","SSPN","STONY POINT INDUSTRIAL","ElectraNet","Winter","Non-Coincident",2013,"Actual","NA","NA"]
[null,"SA","SSPN","STONY POINT INDUSTRIAL","ElectraNet","Winter","Non-Coincident",2014,"Actual","NA","NA"]
[null,"SA","SBHP","WHYALLA LMF","SAPN","Summer","Coincident",2003,"Actual","NA","NA"]
[null,"SA","SBHP","WHYALLA LMF","SAPN","Summer","Coincident",2007,"Actual","NA","NA"]
[null,"SA","SBHP","WHYALLA LMF","SAPN","Summer","Coincident",2012,"Actual","NA","NA"]
[null,"SA","SBHP","WHYALLA LMF","SAPN","Winter","Coincident",2000,"Actual","NA","NA"]
[null,"SA","SBHP","WHYALLA LMF","SAPN","Winter","Coincident",2002,"Actual","NA","NA"]
[null,"SA","SBHP","WHYALLA LMF","SAPN","Winter","Coincident",2005,"Actual","NA","NA"]
[null,"SA","SBHP","WHYALLA LMF","SAPN","Winter","Coincident",2011,"Actual","NA","NA"]
[null,"SA","SBHP","WHYALLA LMF","SAPN","Winter","Coincident",2013,"Actual","NA","NA"]
[null,"SA","SBHP","WHYALLA LMF","SAPN","Summer","Non-Coincident",2001,"Actual","NA","NA"]
[null,"SA","SBHP","WHYALLA LMF","SAPN","Summer","Non-Coincident",2005,"Actual","NA","NA"]
[null,"SA","SBHP","WHYALLA LMF","SAPN","Summer","Non-Coincident",2010,"Actual","NA","NA"]
[null,"SA","SBHP","WHYALLA LMF","SAPN","Summer","Non-Coincident",2011,"Actual","NA","NA"]
[null,"SA","SBHP","WHYALLA LMF","SAPN","Winter","Non-Coincident",2000,"Actual","NA","NA"]
[null,"SA","SBHP","WHYALLA LMF","SAPN","Winter","Non-Coincident",2001,"Actual","NA","NA"]
[null,"SA","SBHP","WHYALLA LMF","SAPN","Winter","Non-Coincident",2002,"Actual","NA","NA"]
[null,"SA","SBHP","WHYALLA LMF","SAPN","Winter","Non-Coincident",2003,"Actual","NA","NA"]
[null,"SA","SBHP","WHYALLA LMF","SAPN","Winter","Non-Coincident",2004,"Actual","NA","NA"]
[null,"SA","SBHP","WHYALLA LMF","SAPN","Winter","Non-Coincident",2005,"Actual","NA","NA"]
[null,"SA","SBHP","WHYALLA LMF","SAPN","Winter","Non-Coincident",2006,"Actual","NA","NA"]
[null,"SA","SBHP","WHYALLA LMF","SAPN","Winter","Non-Coincident",2007,"Actual","NA","NA"]
[null,"SA","SBHP","WHYALLA LMF","SAPN","Winter","Non-Coincident",2008,"Actual","NA","NA"]
[null,"SA","SBHP","WHYALLA LMF","SAPN","Winter","Non-Coincident",2009,"Actual","NA","NA"]
[null,"SA","SBHP","WHYALLA LMF","SAPN","Winter","Non-Coincident",2010,"Actual","NA","NA"]
[null,"SA","SBHP","WHYALLA LMF","SAPN","Winter","Non-Coincident",2011,"Actual","NA","NA"]
[null,"SA","SBHP","WHYALLA LMF","SAPN","Winter","Non-Coincident",2012,"Actual","NA","NA"]
[null,"SA","SBHP","WHYALLA LMF","SAPN","Winter","Non-Coincident",2013,"Actual","NA","NA"]
[null,"SA","SBHP","WHYALLA LMF","SAPN","Winter","Non-Coincident",2014,"Actual","NA","NA"]
[null,"SA","SWMA","WOOMERA","ElectraNet","Summer","Coincident",2000,"Actual","NA","NA"]
[null,"SA","SWMA","WOOMERA","ElectraNet","Summer","Coincident",2001,"Actual","NA","NA"]
[null,"SA","SWMA","WOOMERA","ElectraNet","Summer","Coincident",2002,"Actual","NA","NA"]
[null,"SA","SWMA","WOOMERA","ElectraNet","Summer","Coincident",2003,"Actual","NA","NA"]
[null,"SA","SWMA","WOOMERA","ElectraNet","Summer","Coincident",2004,"Actual","NA","NA"]
[null,"SA","SWMA","WOOMERA","ElectraNet","Summer","Coincident",2005,"Actual","NA","NA"]
[null,"SA","SWMA","WOOMERA","ElectraNet","Summer","Coincident",2006,"Actual","NA","NA"]
[null,"SA","SWMA","WOOMERA","ElectraNet","Summer","Coincident",2007,"Actual","NA","NA"]
[null,"SA","SWMA","WOOMERA","ElectraNet","Summer","Coincident",2008,"Actual","NA","NA"]
[null,"SA","SWMA","WOOMERA","ElectraNet","Summer","Coincident",2009,"Actual","NA","NA"]
[null,"SA","SWMA","WOOMERA","ElectraNet","Summer","Coincident",2010,"Actual","NA","NA"]
[null,"SA","SWMA","WOOMERA","ElectraNet","Summer","Coincident",2011,"Actual","NA","NA"]
[null,"SA","SWMA","WOOMERA","ElectraNet","Summer","Coincident",2012,"Actual","NA","NA"]
[null,"SA","SWMA","WOOMERA","ElectraNet","Summer","Coincident",2013,"Actual","NA","NA"]
[null,"SA","SWMA","WOOMERA","ElectraNet","Summer","Coincident",2014,"Actual","NA","NA"]
[null,"SA","SWMA","WOOMERA","ElectraNet","Winter","Coincident",2000,"Actual","NA","NA"]
[null,"SA","SWMA","WOOMERA","ElectraNet","Winter","Coincident",2001,"Actual","NA","NA"]
[null,"SA","SWMA","WOOMERA","ElectraNet","Winter","Coincident",2002,"Actual","NA","NA"]
[null,"SA","SWMA","WOOMERA","ElectraNet","Winter","Coincident",2003,"Actual","NA","NA"]
[null,"SA","SWMA","WOOMERA","ElectraNet","Winter","Coincident",2004,"Actual","NA","NA"]
[null,"SA","SWMA","WOOMERA","ElectraNet","Winter","Coincident",2005,"Actual","NA","NA"]
[null,"SA","SWMA","WOOMERA","ElectraNet","Winter","Coincident",2006,"Actual","NA","NA"]
[null,"SA","SWMA","WOOMERA","ElectraNet","Winter","Coincident",2007,"Actual","NA","NA"]
[null,"SA","SWMA","WOOMERA","ElectraNet","Winter","Coincident",2008,"Actual","NA","NA"]
[null,"SA","SWMA","WOOMERA","ElectraNet","Winter","Coincident",2009,"Actual","NA","NA"]
[null,"SA","SWMA","WOOMERA","ElectraNet","Winter","Coincident",2010,"Actual","NA","NA"]
[null,"SA","SWMA","WOOMERA","ElectraNet","Winter","Coincident",2011,"Actual","NA","NA"]
[null,"SA","SWMA","WOOMERA","ElectraNet","Winter","Coincident",2012,"Actual","NA","NA"]
[null,"SA","SWMA","WOOMERA","ElectraNet","Winter","Coincident",2013,"Actual","NA","NA"]
[null,"SA","SWMA","WOOMERA","ElectraNet","Winter","Coincident",2014,"Actual","NA","NA"]
[null,"SA","SWMA","WOOMERA","ElectraNet","Summer","Non-Coincident",2000,"Actual","NA","NA"]
[null,"SA","SWMA","WOOMERA","ElectraNet","Summer","Non-Coincident",2001,"Actual","NA","NA"]
[null,"SA","SWMA","WOOMERA","ElectraNet","Summer","Non-Coincident",2002,"Actual","NA","NA"]
[null,"SA","SWMA","WOOMERA","ElectraNet","Summer","Non-Coincident",2003,"Actual","NA","NA"]
[null,"SA","SWMA","WOOMERA","ElectraNet","Summer","Non-Coincident",2004,"Actual","NA","NA"]
[null,"SA","SWMA","WOOMERA","ElectraNet","Summer","Non-Coincident",2005,"Actual","NA","NA"]
[null,"SA","SWMA","WOOMERA","ElectraNet","Summer","Non-Coincident",2006,"Actual","NA","NA"]
[null,"SA","SWMA","WOOMERA","ElectraNet","Summer","Non-Coincident",2007,"Actual","NA","NA"]
[null,"SA","SWMA","WOOMERA","ElectraNet","Summer","Non-Coincident",2008,"Actual","NA","NA"]
[null,"SA","SWMA","WOOMERA","ElectraNet","Summer","Non-Coincident",2009,"Actual","NA","NA"]
[null,"SA","SWMA","WOOMERA","ElectraNet","Summer","Non-Coincident",2010,"Actual","NA","NA"]
[null,"SA","SWMA","WOOMERA","ElectraNet","Summer","Non-Coincident",2011,"Actual","NA","NA"]
[null,"SA","SWMA","WOOMERA","ElectraNet","Summer","Non-Coincident",2012,"Actual","NA","NA"]
[null,"SA","SWMA","WOOMERA","ElectraNet","Summer","Non-Coincident",2013,"Actual","NA","NA"]
[null,"SA","SWMA","WOOMERA","ElectraNet","Summer","Non-Coincident",2014,"Actual","NA","NA"]
[null,"SA","SWMA","WOOMERA","ElectraNet","Winter","Non-Coincident",2000,"Actual","NA","NA"]
[null,"SA","SWMA","WOOMERA","ElectraNet","Winter","Non-Coincident",2001,"Actual","NA","NA"]
[null,"SA","SWMA","WOOMERA","ElectraNet","Winter","Non-Coincident",2002,"Actual","NA","NA"]
[null,"SA","SWMA","WOOMERA","ElectraNet","Winter","Non-Coincident",2003,"Actual","NA","NA"]
[null,"SA","SWMA","WOOMERA","ElectraNet","Winter","Non-Coincident",2004,"Actual","NA","NA"]
[null,"SA","SWMA","WOOMERA","ElectraNet","Winter","Non-Coincident",2005,"Actual","NA","NA"]
[null,"SA","SWMA","WOOMERA","ElectraNet","Winter","Non-Coincident",2006,"Actual","NA","NA"]
[null,"SA","SWMA","WOOMERA","ElectraNet","Winter","Non-Coincident",2007,"Actual","NA","NA"]
[null,"SA","SWMA","WOOMERA","ElectraNet","Winter","Non-Coincident",2008,"Actual","NA","NA"]
[null,"SA","SWMA","WOOMERA","ElectraNet","Winter","Non-Coincident",2009,"Actual","NA","NA"]
[null,"SA","SWMA","WOOMERA","ElectraNet","Winter","Non-Coincident",2010,"Actual","NA","NA"]
[null,"SA","SWMA","WOOMERA","ElectraNet","Winter","Non-Coincident",2011,"Actual","NA","NA"]
[null,"SA","SWMA","WOOMERA","ElectraNet","Winter","Non-Coincident",2012,"Actual","NA","NA"]
[null,"SA","SWMA","WOOMERA","ElectraNet","Winter","Non-Coincident",2013,"Actual","NA","NA"]
[null,"SA","SWMA","WOOMERA","ElectraNet","Winter","Non-Coincident",2014,"Actual","NA","NA"]
[null,"SA","SPMB","PIMBA","ElectraNet","Summer","Coincident",2001,"TempCorrActualpoe10","NA","NA"]
[null,"SA","SPMB","PIMBA","ElectraNet","Summer","Coincident",2001,"TempCorrActualpoe50","NA","NA"]
[null,"SA","SPMB","PIMBA","ElectraNet","Summer","Coincident",2002,"TempCorrActualpoe10","NA","NA"]
[null,"SA","SPMB","PIMBA","ElectraNet","Summer","Coincident",2002,"TempCorrActualpoe50","NA","NA"]
[null,"SA","SPMB","PIMBA","ElectraNet","Summer","Coincident",2003,"TempCorrActualpoe10","NA","NA"]
[null,"SA","SPMB","PIMBA","ElectraNet","Summer","Coincident",2003,"TempCorrActualpoe50","NA","NA"]
[null,"SA","SPMB","PIMBA","ElectraNet","Summer","Coincident",2004,"TempCorrActualpoe10","NA","NA"]
[null,"SA","SPMB","PIMBA","ElectraNet","Summer","Coincident",2004,"TempCorrActualpoe50","NA","NA"]
[null,"SA","SPMB","PIMBA","ElectraNet","Summer","Coincident",2005,"TempCorrActualpoe10","NA","NA"]
[null,"SA","SPMB","PIMBA","ElectraNet","Summer","Coincident",2005,"TempCorrActualpoe50","NA","NA"]
[null,"SA","SPMB","PIMBA","ElectraNet","Summer","Coincident",2006,"TempCorrActualpoe10","NA","NA"]
[null,"SA","SPMB","PIMBA","ElectraNet","Summer","Coincident",2006,"TempCorrActualpoe50","NA","NA"]
[null,"SA","SPMB","PIMBA","ElectraNet","Summer","Coincident",2007,"TempCorrActualpoe10","NA","NA"]
[null,"SA","SPMB","PIMBA","ElectraNet","Summer","Coincident",2007,"TempCorrActualpoe50","NA","NA"]
[null,"SA","SPMB","PIMBA","ElectraNet","Summer","Coincident",2008,"TempCorrActualpoe10","NA","NA"]
[null,"SA","SPMB","PIMBA","ElectraNet","Summer","Coincident",2008,"TempCorrActualpoe50","NA","NA"]
[null,"SA","SPMB","PIMBA","ElectraNet","Summer","Coincident",2009,"TempCorrActualpoe10","NA","NA"]
[null,"SA","SPMB","PIMBA","ElectraNet","Summer","Coincident",2009,"TempCorrActualpoe50","NA","NA"]
[null,"SA","SPMB","PIMBA","ElectraNet","Summer","Coincident",2010,"TempCorrActualpoe10","NA","NA"]
[null,"SA","SPMB","PIMBA","ElectraNet","Summer","Coincident",2010,"TempCorrActualpoe50","NA","NA"]
[null,"SA","SPMB","PIMBA","ElectraNet","Summer","Coincident",2011,"TempCorrActualpoe10","NA","NA"]
[null,"SA","SPMB","PIMBA","ElectraNet","Summer","Coincident",2011,"TempCorrActualpoe50","NA","NA"]
[null,"SA","SPMB","PIMBA","ElectraNet","Summer","Coincident",2012,"TempCorrActualpoe10","NA","NA"]
[null,"SA","SPMB","PIMBA","ElectraNet","Summer","Coincident",2012,"TempCorrActualpoe50","NA","NA"]
[null,"SA","SPMB","PIMBA","ElectraNet","Summer","Coincident",2013,"TempCorrActualpoe10","NA","NA"]
[null,"SA","SPMB","PIMBA","ElectraNet","Summer","Coincident",2013,"TempCorrActualpoe50","NA","NA"]
[null,"SA","SPMB","PIMBA","ElectraNet","Summer","Coincident",2014,"TempCorrActualpoe10","NA","NA"]
[null,"SA","SPMB","PIMBA","ElectraNet","Summer","Coincident",2014,"TempCorrActualpoe50","NA","NA"]
[null,"SA","SPMB","PIMBA","ElectraNet","Summer","Coincident",2015,"poe10","NA",-4.1004319519998E-3]
[null,"SA","SPMB","PIMBA","ElectraNet","Summer","Coincident",2015,"poe50","NA",-4.1004319519998E-3]
[null,"SA","SPMB","PIMBA","ElectraNet","Summer","Coincident",2016,"poe10","NA",-4.1004319519998E-3]
[null,"SA","SPMB","PIMBA","ElectraNet","Summer","Coincident",2016,"poe50","NA",-4.1004319519998E-3]
[null,"SA","SPMB","PIMBA","ElectraNet","Summer","Coincident",2017,"poe10","NA",-4.1004319519998E-3]
[null,"SA","SPMB","PIMBA","ElectraNet","Summer","Coincident",2017,"poe50","NA",-4.1004319519998E-3]
[null,"SA","SPMB","PIMBA","ElectraNet","Summer","Coincident",2018,"poe10","NA",-4.1004319519998E-3]
[null,"SA","SPMB","PIMBA","ElectraNet","Summer","Coincident",2018,"poe50","NA",-4.1004319519998E-3]
[null,"SA","SPMB","PIMBA","ElectraNet","Summer","Coincident",2019,"poe10","NA",-4.1004319519998E-3]
[null,"SA","SPMB","PIMBA","ElectraNet","Summer","Coincident",2019,"poe50","NA",-4.1004319519998E-3]
[null,"SA","SPMB","PIMBA","ElectraNet","Summer","Coincident",2020,"poe10","NA",-4.1004319519998E-3]
[null,"SA","SPMB","PIMBA","ElectraNet","Summer","Coincident",2020,"poe50","NA",-4.1004319519998E-3]
[null,"SA","SPMB","PIMBA","ElectraNet","Summer","Coincident",2021,"poe10","NA",-4.1004319519998E-3]
[null,"SA","SPMB","PIMBA","ElectraNet","Summer","Coincident",2021,"poe50","NA",-4.1004319519998E-3]
[null,"SA","SPMB","PIMBA","ElectraNet","Summer","Coincident",2022,"poe10","NA",-4.1004319519998E-3]
[null,"SA","SPMB","PIMBA","ElectraNet","Summer","Coincident",2022,"poe50","NA",-4.1004319519998E-3]
[null,"SA","SPMB","PIMBA","ElectraNet","Summer","Coincident",2023,"poe10","NA",-4.1004319519998E-3]
[null,"SA","SPMB","PIMBA","ElectraNet","Summer","Coincident",2023,"poe50","NA",-4.1004319519998E-3]
[null,"SA","SPMB","PIMBA","ElectraNet","Summer","Coincident",2024,"poe10","NA",-4.1004319519998E-3]
[null,"SA","SPMB","PIMBA","ElectraNet","Summer","Coincident",2024,"poe50","NA",-4.1004319519998E-3]
[null,"SA","SPMB","PIMBA","ElectraNet","Winter","Coincident",2001,"TempCorrActualpoe10","NA","NA"]
[null,"SA","SPMB","PIMBA","ElectraNet","Winter","Coincident",2001,"TempCorrActualpoe50","NA","NA"]
[null,"SA","SPMB","PIMBA","ElectraNet","Winter","Coincident",2002,"TempCorrActualpoe10","NA","NA"]
[null,"SA","SPMB","PIMBA","ElectraNet","Winter","Coincident",2002,"TempCorrActualpoe50","NA","NA"]
[null,"SA","SPMB","PIMBA","ElectraNet","Winter","Coincident",2003,"TempCorrActualpoe10","NA","NA"]
[null,"SA","SPMB","PIMBA","ElectraNet","Winter","Coincident",2003,"TempCorrActualpoe50","NA","NA"]
[null,"SA","SPMB","PIMBA","ElectraNet","Winter","Coincident",2004,"TempCorrActualpoe10","NA","NA"]
[null,"SA","SPMB","PIMBA","ElectraNet","Winter","Coincident",2004,"TempCorrActualpoe50","NA","NA"]
[null,"SA","SPMB","PIMBA","ElectraNet","Winter","Coincident",2005,"TempCorrActualpoe10","NA","NA"]
[null,"SA","SPMB","PIMBA","ElectraNet","Winter","Coincident",2005,"TempCorrActualpoe50","NA","NA"]
[null,"SA","SPMB","PIMBA","ElectraNet","Winter","Coincident",2006,"TempCorrActualpoe10","NA","NA"]
[null,"SA","SPMB","PIMBA","ElectraNet","Winter","Coincident",2006,"TempCorrActualpoe50","NA","NA"]
[null,"SA","SPMB","PIMBA","ElectraNet","Winter","Coincident",2007,"TempCorrActualpoe10","NA","NA"]
[null,"SA","SPMB","PIMBA","ElectraNet","Winter","Coincident",2007,"TempCorrActualpoe50","NA","NA"]
[null,"SA","SPMB","PIMBA","ElectraNet","Winter","Coincident",2008,"TempCorrActualpoe10","NA","NA"]
[null,"SA","SPMB","PIMBA","ElectraNet","Winter","Coincident",2008,"TempCorrActualpoe50","NA","NA"]
[null,"SA","SPMB","PIMBA","ElectraNet","Winter","Coincident",2009,"TempCorrActualpoe10","NA","NA"]
[null,"SA","SPMB","PIMBA","ElectraNet","Winter","Coincident",2009,"TempCorrActualpoe50","NA","NA"]
[null,"SA","SPMB","PIMBA","ElectraNet","Winter","Coincident",2010,"TempCorrActualpoe10","NA","NA"]
[null,"SA","SPMB","PIMBA","ElectraNet","Winter","Coincident",2010,"TempCorrActualpoe50","NA","NA"]
[null,"SA","SPMB","PIMBA","ElectraNet","Winter","Coincident",2011,"TempCorrActualpoe10","NA","NA"]
[null,"SA","SPMB","PIMBA","ElectraNet","Winter","Coincident",2011,"TempCorrActualpoe50","NA","NA"]
[null,"SA","SPMB","PIMBA","ElectraNet","Winter","Coincident",2012,"TempCorrActualpoe10","NA","NA"]
[null,"SA","SPMB","PIMBA","ElectraNet","Winter","Coincident",2012,"TempCorrActualpoe50","NA","NA"]
[null,"SA","SPMB","PIMBA","ElectraNet","Winter","Coincident",2013,"TempCorrActualpoe10","NA","NA"]
[null,"SA","SPMB","PIMBA","ElectraNet","Winter","Coincident",2013,"TempCorrActualpoe50","NA","NA"]
[null,"SA","SPMB","PIMBA","ElectraNet","Winter","Coincident",2014,"TempCorrActualpoe10","NA","NA"]
[null,"SA","SPMB","PIMBA","ElectraNet","Winter","Coincident",2014,"TempCorrActualpoe50","NA","NA"]
[null,"SA","SPMB","PIMBA","ElectraNet","Winter","Coincident",2015,"poe10","NA",3.6477501329709901E-3]
[null,"SA","SPMB","PIMBA","ElectraNet","Winter","Coincident",2015,"poe50","NA",3.6477501329709901E-3]
[null,"SA","SPMB","PIMBA","ElectraNet","Winter","Coincident",2016,"poe10","NA",3.6477501329709901E-3]
[null,"SA","SPMB","PIMBA","ElectraNet","Winter","Coincident",2016,"poe50","NA",3.6477501329709901E-3]
[null,"SA","SPMB","PIMBA","ElectraNet","Winter","Coincident",2017,"poe10","NA",3.6477501329709901E-3]
[null,"SA","SPMB","PIMBA","ElectraNet","Winter","Coincident",2017,"poe50","NA",3.6477501329709901E-3]
[null,"SA","SPMB","PIMBA","ElectraNet","Winter","Coincident",2018,"poe10","NA",3.6477501329709901E-3]
[null,"SA","SPMB","PIMBA","ElectraNet","Winter","Coincident",2018,"poe50","NA",3.6477501329709901E-3]
[null,"SA","SPMB","PIMBA","ElectraNet","Winter","Coincident",2019,"poe10","NA",3.6477501329709901E-3]
[null,"SA","SPMB","PIMBA","ElectraNet","Winter","Coincident",2019,"poe50","NA",3.6477501329709901E-3]
[null,"SA","SPMB","PIMBA","ElectraNet","Winter","Coincident",2020,"poe10","NA",3.6477501329709901E-3]
[null,"SA","SPMB","PIMBA","ElectraNet","Winter","Coincident",2020,"poe50","NA",3.6477501329709901E-3]
[null,"SA","SPMB","PIMBA","ElectraNet","Winter","Coincident",2021,"poe10","NA",3.6477501329709901E-3]
[null,"SA","SPMB","PIMBA","ElectraNet","Winter","Coincident",2021,"poe50","NA",3.6477501329709901E-3]
[null,"SA","SPMB","PIMBA","ElectraNet","Winter","Coincident",2022,"poe10","NA",3.6477501329709901E-3]
[null,"SA","SPMB","PIMBA","ElectraNet","Winter","Coincident",2022,"poe50","NA",3.6477501329709901E-3]
[null,"SA","SPMB","PIMBA","ElectraNet","Winter","Coincident",2023,"poe10","NA",3.6477501329709901E-3]
[null,"SA","SPMB","PIMBA","ElectraNet","Winter","Coincident",2023,"poe50","NA",3.6477501329709901E-3]
[null,"SA","SPMB","PIMBA","ElectraNet","Winter","Coincident",2024,"poe10","NA",3.6477501329709901E-3]
[null,"SA","SPMB","PIMBA","ElectraNet","Winter","Coincident",2024,"poe50","NA",3.6477501329709901E-3]
[null,"SA","SPMB","PIMBA","ElectraNet","Summer","Non-Coincident",2001,"TempCorrActualpoe10","NA","NA"]
[null,"SA","SPMB","PIMBA","ElectraNet","Summer","Non-Coincident",2001,"TempCorrActualpoe50","NA","NA"]
[null,"SA","SPMB","PIMBA","ElectraNet","Summer","Non-Coincident",2002,"TempCorrActualpoe10","NA","NA"]
[null,"SA","SPMB","PIMBA","ElectraNet","Summer","Non-Coincident",2002,"TempCorrActualpoe50","NA","NA"]
[null,"SA","SPMB","PIMBA","ElectraNet","Summer","Non-Coincident",2003,"TempCorrActualpoe10","NA","NA"]
[null,"SA","SPMB","PIMBA","ElectraNet","Summer","Non-Coincident",2003,"TempCorrActualpoe50","NA","NA"]
[null,"SA","SPMB","PIMBA","ElectraNet","Summer","Non-Coincident",2004,"TempCorrActualpoe10","NA","NA"]
[null,"SA","SPMB","PIMBA","ElectraNet","Summer","Non-Coincident",2004,"TempCorrActualpoe50","NA","NA"]
[null,"SA","SPMB","PIMBA","ElectraNet","Summer","Non-Coincident",2005,"TempCorrActualpoe10","NA","NA"]
[null,"SA","SPMB","PIMBA","ElectraNet","Summer","Non-Coincident",2005,"TempCorrActualpoe50","NA","NA"]
[null,"SA","SPMB","PIMBA","ElectraNet","Summer","Non-Coincident",2006,"TempCorrActualpoe10","NA","NA"]
[null,"SA","SPMB","PIMBA","ElectraNet","Summer","Non-Coincident",2006,"TempCorrActualpoe50","NA","NA"]
[null,"SA","SPMB","PIMBA","ElectraNet","Summer","Non-Coincident",2007,"TempCorrActualpoe10","NA","NA"]
[null,"SA","SPMB","PIMBA","ElectraNet","Summer","Non-Coincident",2007,"TempCorrActualpoe50","NA","NA"]
[null,"SA","SPMB","PIMBA","ElectraNet","Summer","Non-Coincident",2008,"TempCorrActualpoe10","NA","NA"]
[null,"SA","SPMB","PIMBA","ElectraNet","Summer","Non-Coincident",2008,"TempCorrActualpoe50","NA","NA"]
[null,"SA","SPMB","PIMBA","ElectraNet","Summer","Non-Coincident",2009,"TempCorrActualpoe10","NA","NA"]
[null,"SA","SPMB","PIMBA","ElectraNet","Summer","Non-Coincident",2009,"TempCorrActualpoe50","NA","NA"]
[null,"SA","SPMB","PIMBA","ElectraNet","Summer","Non-Coincident",2010,"TempCorrActualpoe10","NA","NA"]
[null,"SA","SPMB","PIMBA","ElectraNet","Summer","Non-Coincident",2010,"TempCorrActualpoe50","NA","NA"]
[null,"SA","SPMB","PIMBA","ElectraNet","Summer","Non-Coincident",2011,"TempCorrActualpoe10","NA","NA"]
[null,"SA","SPMB","PIMBA","ElectraNet","Summer","Non-Coincident",2011,"TempCorrActualpoe50","NA","NA"]
[null,"SA","SPMB","PIMBA","ElectraNet","Summer","Non-Coincident",2012,"TempCorrActualpoe10","NA","NA"]
[null,"SA","SPMB","PIMBA","ElectraNet","Summer","Non-Coincident",2012,"TempCorrActualpoe50","NA","NA"]
[null,"SA","SPMB","PIMBA","ElectraNet","Summer","Non-Coincident",2013,"TempCorrActualpoe10","NA","NA"]
[null,"SA","SPMB","PIMBA","ElectraNet","Summer","Non-Coincident",2013,"TempCorrActualpoe50","NA","NA"]
[null,"SA","SPMB","PIMBA","ElectraNet","Summer","Non-Coincident",2014,"TempCorrActualpoe10","NA","NA"]
[null,"SA","SPMB","PIMBA","ElectraNet","Summer","Non-Coincident",2014,"TempCorrActualpoe50","NA","NA"]
[null,"SA","SPMB","PIMBA","ElectraNet","Summer","Non-Coincident",2015,"poe10","NA",-4.1004319519998E-3]
[null,"SA","SPMB","PIMBA","ElectraNet","Summer","Non-Coincident",2015,"poe50","NA",-4.1004319519998E-3]
[null,"SA","SPMB","PIMBA","ElectraNet","Summer","Non-Coincident",2016,"poe10","NA",-4.1004319519998E-3]
[null,"SA","SPMB","PIMBA","ElectraNet","Summer","Non-Coincident",2016,"poe50","NA",-4.1004319519998E-3]
[null,"SA","SPMB","PIMBA","ElectraNet","Summer","Non-Coincident",2017,"poe10","NA",-4.1004319519998E-3]
[null,"SA","SPMB","PIMBA","ElectraNet","Summer","Non-Coincident",2017,"poe50","NA",-4.1004319519998E-3]
[null,"SA","SPMB","PIMBA","ElectraNet","Summer","Non-Coincident",2018,"poe10","NA",-4.1004319519998E-3]
[null,"SA","SPMB","PIMBA","ElectraNet","Summer","Non-Coincident",2018,"poe50","NA",-4.1004319519998E-3]
[null,"SA","SPMB","PIMBA","ElectraNet","Summer","Non-Coincident",2019,"poe10","NA",-4.1004319519998E-3]
[null,"SA","SPMB","PIMBA","ElectraNet","Summer","Non-Coincident",2019,"poe50","NA",-4.1004319519998E-3]
[null,"SA","SPMB","PIMBA","ElectraNet","Summer","Non-Coincident",2020,"poe10","NA",-4.1004319519998E-3]
[null,"SA","SPMB","PIMBA","ElectraNet","Summer","Non-Coincident",2020,"poe50","NA",-4.1004319519998E-3]
[null,"SA","SPMB","PIMBA","ElectraNet","Summer","Non-Coincident",2021,"poe10","NA",-4.1004319519998E-3]
[null,"SA","SPMB","PIMBA","ElectraNet","Summer","Non-Coincident",2021,"poe50","NA",-4.1004319519998E-3]
[null,"SA","SPMB","PIMBA","ElectraNet","Summer","Non-Coincident",2022,"poe10","NA",-4.1004319519998E-3]
[null,"SA","SPMB","PIMBA","ElectraNet","Summer","Non-Coincident",2022,"poe50","NA",-4.1004319519998E-3]
[null,"SA","SPMB","PIMBA","ElectraNet","Summer","Non-Coincident",2023,"poe10","NA",-4.1004319519998E-3]
[null,"SA","SPMB","PIMBA","ElectraNet","Summer","Non-Coincident",2023,"poe50","NA",-4.1004319519998E-3]
[null,"SA","SPMB","PIMBA","ElectraNet","Summer","Non-Coincident",2024,"poe10","NA",-4.1004319519998E-3]
[null,"SA","SPMB","PIMBA","ElectraNet","Summer","Non-Coincident",2024,"poe50","NA",-4.1004319519998E-3]
[null,"SA","SPMB","PIMBA","ElectraNet","Winter","Non-Coincident",2001,"TempCorrActualpoe10","NA","NA"]
[null,"SA","SPMB","PIMBA","ElectraNet","Winter","Non-Coincident",2001,"TempCorrActualpoe50","NA","NA"]
[null,"SA","SPMB","PIMBA","ElectraNet","Winter","Non-Coincident",2002,"TempCorrActualpoe10","NA","NA"]
[null,"SA","SPMB","PIMBA","ElectraNet","Winter","Non-Coincident",2002,"TempCorrActualpoe50","NA","NA"]
[null,"SA","SPMB","PIMBA","ElectraNet","Winter","Non-Coincident",2003,"TempCorrActualpoe10","NA","NA"]
[null,"SA","SPMB","PIMBA","ElectraNet","Winter","Non-Coincident",2003,"TempCorrActualpoe50","NA","NA"]
[null,"SA","SPMB","PIMBA","ElectraNet","Winter","Non-Coincident",2004,"TempCorrActualpoe10","NA","NA"]
[null,"SA","SPMB","PIMBA","ElectraNet","Winter","Non-Coincident",2004,"TempCorrActualpoe50","NA","NA"]
[null,"SA","SPMB","PIMBA","ElectraNet","Winter","Non-Coincident",2005,"TempCorrActualpoe10","NA","NA"]
[null,"SA","SPMB","PIMBA","ElectraNet","Winter","Non-Coincident",2005,"TempCorrActualpoe50","NA","NA"]
[null,"SA","SPMB","PIMBA","ElectraNet","Winter","Non-Coincident",2006,"TempCorrActualpoe10","NA","NA"]
[null,"SA","SPMB","PIMBA","ElectraNet","Winter","Non-Coincident",2006,"TempCorrActualpoe50","NA","NA"]
[null,"SA","SPMB","PIMBA","ElectraNet","Winter","Non-Coincident",2007,"TempCorrActualpoe10","NA","NA"]
[null,"SA","SPMB","PIMBA","ElectraNet","Winter","Non-Coincident",2007,"TempCorrActualpoe50","NA","NA"]
[null,"SA","SPMB","PIMBA","ElectraNet","Winter","Non-Coincident",2008,"TempCorrActualpoe10","NA","NA"]
[null,"SA","SPMB","PIMBA","ElectraNet","Winter","Non-Coincident",2008,"TempCorrActualpoe50","NA","NA"]
[null,"SA","SPMB","PIMBA","ElectraNet","Winter","Non-Coincident",2009,"TempCorrActualpoe10","NA","NA"]
[null,"SA","SPMB","PIMBA","ElectraNet","Winter","Non-Coincident",2009,"TempCorrActualpoe50","NA","NA"]
[null,"SA","SPMB","PIMBA","ElectraNet","Winter","Non-Coincident",2010,"TempCorrActualpoe10","NA","NA"]
[null,"SA","SPMB","PIMBA","ElectraNet","Winter","Non-Coincident",2010,"TempCorrActualpoe50","NA","NA"]
[null,"SA","SPMB","PIMBA","ElectraNet","Winter","Non-Coincident",2011,"TempCorrActualpoe10","NA","NA"]
[null,"SA","SPMB","PIMBA","ElectraNet","Winter","Non-Coincident",2011,"TempCorrActualpoe50","NA","NA"]
[null,"SA","SPMB","PIMBA","ElectraNet","Winter","Non-Coincident",2012,"TempCorrActualpoe10","NA","NA"]
[null,"SA","SPMB","PIMBA","ElectraNet","Winter","Non-Coincident",2012,"TempCorrActualpoe50","NA","NA"]
[null,"SA","SPMB","PIMBA","ElectraNet","Winter","Non-Coincident",2013,"TempCorrActualpoe10","NA","NA"]
[null,"SA","SPMB","PIMBA","ElectraNet","Winter","Non-Coincident",2013,"TempCorrActualpoe50","NA","NA"]
[null,"SA","SPMB","PIMBA","ElectraNet","Winter","Non-Coincident",2014,"TempCorrActualpoe10","NA","NA"]
[null,"SA","SPMB","PIMBA","ElectraNet","Winter","Non-Coincident",2014,"TempCorrActualpoe50","NA","NA"]
[null,"SA","SPMB","PIMBA","ElectraNet","Winter","Non-Coincident",2015,"poe10","NA",3.6477501329709901E-3]
[null,"SA","SPMB","PIMBA","ElectraNet","Winter","Non-Coincident",2015,"poe50","NA",3.6477501329709901E-3]
[null,"SA","SPMB","PIMBA","ElectraNet","Winter","Non-Coincident",2016,"poe10","NA",3.6477501329709901E-3]
[null,"SA","SPMB","PIMBA","ElectraNet","Winter","Non-Coincident",2016,"poe50","NA",3.6477501329709901E-3]
[null,"SA","SPMB","PIMBA","ElectraNet","Winter","Non-Coincident",2017,"poe10","NA",3.6477501329709901E-3]
[null,"SA","SPMB","PIMBA","ElectraNet","Winter","Non-Coincident",2017,"poe50","NA",3.6477501329709901E-3]
[null,"SA","SPMB","PIMBA","ElectraNet","Winter","Non-Coincident",2018,"poe10","NA",3.6477501329709901E-3]
[null,"SA","SPMB","PIMBA","ElectraNet","Winter","Non-Coincident",2018,"poe50","NA",3.6477501329709901E-3]
[null,"SA","SPMB","PIMBA","ElectraNet","Winter","Non-Coincident",2019,"poe10","NA",3.6477501329709901E-3]
[null,"SA","SPMB","PIMBA","ElectraNet","Winter","Non-Coincident",2019,"poe50","NA",3.6477501329709901E-3]
[null,"SA","SPMB","PIMBA","ElectraNet","Winter","Non-Coincident",2020,"poe10","NA",3.6477501329709901E-3]
[null,"SA","SPMB","PIMBA","ElectraNet","Winter","Non-Coincident",2020,"poe50","NA",3.6477501329709901E-3]
[null,"SA","SPMB","PIMBA","ElectraNet","Winter","Non-Coincident",2021,"poe10","NA",3.6477501329709901E-3]
[null,"SA","SPMB","PIMBA","ElectraNet","Winter","Non-Coincident",2021,"poe50","NA",3.6477501329709901E-3]
[null,"SA","SPMB","PIMBA","ElectraNet","Winter","Non-Coincident",2022,"poe10","NA",3.6477501329709901E-3]
[null,"SA","SPMB","PIMBA","ElectraNet","Winter","Non-Coincident",2022,"poe50","NA",3.6477501329709901E-3]
[null,"SA","SPMB","PIMBA","ElectraNet","Winter","Non-Coincident",2023,"poe10","NA",3.6477501329709901E-3]
[null,"SA","SPMB","PIMBA","ElectraNet","Winter","Non-Coincident",2023,"poe50","NA",3.6477501329709901E-3]
[null,"SA","SPMB","PIMBA","ElectraNet","Winter","Non-Coincident",2024,"poe10","NA",3.6477501329709901E-3]
[null,"SA","SPMB","PIMBA","ElectraNet","Winter","Non-Coincident",2024,"poe50","NA",3.6477501329709901E-3]
[null,"SA","SPMB","PIMBA","ElectraNet","Summer","Coincident",2000,"Actual","NA","NA"]
[null,"SA","SPMB","PIMBA","ElectraNet","Summer","Coincident",2001,"Actual","NA","NA"]
[null,"SA","SPMB","PIMBA","ElectraNet","Summer","Coincident",2002,"Actual","NA","NA"]
[null,"SA","SPMB","PIMBA","ElectraNet","Summer","Coincident",2003,"Actual","NA","NA"]
[null,"SA","SPMB","PIMBA","ElectraNet","Summer","Coincident",2004,"Actual","NA","NA"]
[null,"SA","SPMB","PIMBA","ElectraNet","Summer","Coincident",2005,"Actual","NA","NA"]
[null,"SA","SPMB","PIMBA","ElectraNet","Summer","Coincident",2006,"Actual","NA","NA"]
[null,"SA","SPMB","PIMBA","ElectraNet","Summer","Coincident",2007,"Actual","NA","NA"]
[null,"SA","SPMB","PIMBA","ElectraNet","Summer","Coincident",2008,"Actual","NA","NA"]
[null,"SA","SPMB","PIMBA","ElectraNet","Summer","Coincident",2009,"Actual","NA","NA"]
[null,"SA","SPMB","PIMBA","ElectraNet","Summer","Coincident",2010,"Actual","NA","NA"]
[null,"SA","SPMB","PIMBA","ElectraNet","Summer","Coincident",2011,"Actual","NA","NA"]
[null,"SA","SPMB","PIMBA","ElectraNet","Summer","Coincident",2012,"Actual","NA","NA"]
[null,"SA","SPMB","PIMBA","ElectraNet","Summer","Coincident",2013,"Actual","NA","NA"]
[null,"SA","SPMB","PIMBA","ElectraNet","Summer","Coincident",2014,"Actual","NA","NA"]
[null,"SA","SPMB","PIMBA","ElectraNet","Winter","Coincident",2000,"Actual","NA","NA"]
[null,"SA","SPMB","PIMBA","ElectraNet","Winter","Coincident",2001,"Actual","NA","NA"]
[null,"SA","SPMB","PIMBA","ElectraNet","Winter","Coincident",2002,"Actual","NA","NA"]
[null,"SA","SPMB","PIMBA","ElectraNet","Winter","Coincident",2003,"Actual","NA","NA"]
[null,"SA","SPMB","PIMBA","ElectraNet","Winter","Coincident",2004,"Actual","NA","NA"]
[null,"SA","SPMB","PIMBA","ElectraNet","Winter","Coincident",2005,"Actual","NA","NA"]
[null,"SA","SPMB","PIMBA","ElectraNet","Winter","Coincident",2006,"Actual","NA","NA"]
[null,"SA","SPMB","PIMBA","ElectraNet","Winter","Coincident",2007,"Actual","NA","NA"]
[null,"SA","SPMB","PIMBA","ElectraNet","Winter","Coincident",2008,"Actual","NA","NA"]
[null,"SA","SPMB","PIMBA","ElectraNet","Winter","Coincident",2009,"Actual","NA","NA"]
[null,"SA","SPMB","PIMBA","ElectraNet","Winter","Coincident",2010,"Actual","NA","NA"]
[null,"SA","SPMB","PIMBA","ElectraNet","Winter","Coincident",2011,"Actual","NA","NA"]
[null,"SA","SPMB","PIMBA","ElectraNet","Winter","Coincident",2012,"Actual","NA","NA"]
[null,"SA","SPMB","PIMBA","ElectraNet","Winter","Coincident",2013,"Actual","NA","NA"]
[null,"SA","SPMB","PIMBA","ElectraNet","Winter","Coincident",2014,"Actual","NA","NA"]
[null,"SA","SPMB","PIMBA","ElectraNet","Summer","Non-Coincident",2000,"Actual","NA","NA"]
[null,"SA","SPMB","PIMBA","ElectraNet","Summer","Non-Coincident",2001,"Actual","NA","NA"]
[null,"SA","SPMB","PIMBA","ElectraNet","Summer","Non-Coincident",2002,"Actual","NA","NA"]
[null,"SA","SPMB","PIMBA","ElectraNet","Summer","Non-Coincident",2003,"Actual","NA","NA"]
[null,"SA","SPMB","PIMBA","ElectraNet","Summer","Non-Coincident",2004,"Actual","NA","NA"]
[null,"SA","SPMB","PIMBA","ElectraNet","Summer","Non-Coincident",2005,"Actual","NA","NA"]
[null,"SA","SPMB","PIMBA","ElectraNet","Summer","Non-Coincident",2006,"Actual","NA","NA"]
[null,"SA","SPMB","PIMBA","ElectraNet","Summer","Non-Coincident",2007,"Actual","NA","NA"]
[null,"SA","SPMB","PIMBA","ElectraNet","Summer","Non-Coincident",2008,"Actual","NA","NA"]
[null,"SA","SPMB","PIMBA","ElectraNet","Summer","Non-Coincident",2009,"Actual","NA","NA"]
[null,"SA","SPMB","PIMBA","ElectraNet","Summer","Non-Coincident",2010,"Actual","NA","NA"]
[null,"SA","SPMB","PIMBA","ElectraNet","Summer","Non-Coincident",2011,"Actual","NA","NA"]
[null,"SA","SPMB","PIMBA","ElectraNet","Summer","Non-Coincident",2012,"Actual","NA","NA"]
[null,"SA","SPMB","PIMBA","ElectraNet","Summer","Non-Coincident",2013,"Actual","NA","NA"]
[null,"SA","SPMB","PIMBA","ElectraNet","Summer","Non-Coincident",2014,"Actual","NA","NA"]
[null,"SA","SPMB","PIMBA","ElectraNet","Winter","Non-Coincident",2000,"Actual","NA","NA"]
[null,"SA","SPMB","PIMBA","ElectraNet","Winter","Non-Coincident",2001,"Actual","NA","NA"]
[null,"SA","SPMB","PIMBA","ElectraNet","Winter","Non-Coincident",2002,"Actual","NA","NA"]
[null,"SA","SPMB","PIMBA","ElectraNet","Winter","Non-Coincident",2003,"Actual","NA","NA"]
[null,"SA","SPMB","PIMBA","ElectraNet","Winter","Non-Coincident",2004,"Actual","NA","NA"]
[null,"SA","SPMB","PIMBA","ElectraNet","Winter","Non-Coincident",2005,"Actual","NA","NA"]
[null,"SA","SPMB","PIMBA","ElectraNet","Winter","Non-Coincident",2006,"Actual","NA","NA"]
[null,"SA","SPMB","PIMBA","ElectraNet","Winter","Non-Coincident",2007,"Actual","NA","NA"]
[null,"SA","SPMB","PIMBA","ElectraNet","Winter","Non-Coincident",2008,"Actual","NA","NA"]
[null,"SA","SPMB","PIMBA","ElectraNet","Winter","Non-Coincident",2009,"Actual","NA","NA"]
[null,"SA","SPMB","PIMBA","ElectraNet","Winter","Non-Coincident",2010,"Actual","NA","NA"]
[null,"SA","SPMB","PIMBA","ElectraNet","Winter","Non-Coincident",2011,"Actual","NA","NA"]
[null,"SA","SPMB","PIMBA","ElectraNet","Winter","Non-Coincident",2012,"Actual","NA","NA"]
[null,"SA","SPMB","PIMBA","ElectraNet","Winter","Non-Coincident",2013,"Actual","NA","NA"]
[null,"SA","SPMB","PIMBA","ElectraNet","Winter","Non-Coincident",2014,"Actual","NA","NA"]
[null,"SA","SPMB","PIMBA","ElectraNet","Winter","Coincident",2016,"poe50","NA",3.6477501329709901E-3]
[null,"SA","SPMB","PIMBA","ElectraNet","Winter","Coincident",2017,"poe10","NA",3.6477501329709901E-3]
[null,"SA","SPMB","PIMBA","ElectraNet","Winter","Coincident",2017,"poe50","NA",3.6477501329709901E-3]
[null,"SA","SPMB","PIMBA","ElectraNet","Winter","Coincident",2018,"poe10","NA",3.6477501329709901E-3]
[null,"SA","SPMB","PIMBA","ElectraNet","Winter","Coincident",2018,"poe50","NA",3.6477501329709901E-3]
[null,"SA","SPMB","PIMBA","ElectraNet","Winter","Coincident",2019,"poe10","NA",3.6477501329709901E-3]
[null,"SA","SPMB","PIMBA","ElectraNet","Winter","Coincident",2019,"poe50","NA",3.6477501329709901E-3]
[null,"SA","SPMB","PIMBA","ElectraNet","Winter","Coincident",2020,"poe10","NA",3.6477501329709901E-3]
[null,"SA","SPMB","PIMBA","ElectraNet","Winter","Coincident",2020,"poe50","NA",3.6477501329709901E-3]
[null,"SA","SPMB","PIMBA","ElectraNet","Winter","Coincident",2021,"poe10","NA",3.6477501329709901E-3]
[null,"SA","SPMB","PIMBA","ElectraNet","Winter","Coincident",2021,"poe50","NA",3.6477501329709901E-3]
[null,"SA","SPMB","PIMBA","ElectraNet","Winter","Coincident",2022,"poe10","NA",3.6477501329709901E-3]
[null,"SA","SPMB","PIMBA","ElectraNet","Winter","Coincident",2022,"poe50","NA",3.6477501329709901E-3]
[null,"SA","SPMB","PIMBA","ElectraNet","Winter","Coincident",2023,"poe10","NA",3.6477501329709901E-3]
[null,"SA","SPMB","PIMBA","ElectraNet","Winter","Coincident",2023,"poe50","NA",3.6477501329709901E-3]
[null,"SA","SPMB","PIMBA","ElectraNet","Winter","Coincident",2024,"poe10","NA",3.6477501329709901E-3]
[null,"SA","SPMB","PIMBA","ElectraNet","Winter","Coincident",2024,"poe50","NA",3.6477501329709901E-3]
[null,"SA","SPMB","PIMBA","ElectraNet","Summer","Non-Coincident",2001,"TempCorrActualpoe10","NA","NA"]
[null,"SA","SPMB","PIMBA","ElectraNet","Summer","Non-Coincident",2001,"TempCorrActualpoe50","NA","NA"]
[null,"SA","SPMB","PIMBA","ElectraNet","Summer","Non-Coincident",2002,"TempCorrActualpoe10","NA","NA"]
[null,"SA","SPMB","PIMBA","ElectraNet","Summer","Non-Coincident",2002,"TempCorrActualpoe50","NA","NA"]
[null,"SA","SPMB","PIMBA","ElectraNet","Summer","Non-Coincident",2003,"TempCorrActualpoe10","NA","NA"]
[null,"SA","SPMB","PIMBA","ElectraNet","Summer","Non-Coincident",2003,"TempCorrActualpoe50","NA","NA"]
[null,"SA","SPMB","PIMBA","ElectraNet","Summer","Non-Coincident",2004,"TempCorrActualpoe10","NA","NA"]
[null,"SA","SPMB","PIMBA","ElectraNet","Summer","Non-Coincident",2004,"TempCorrActualpoe50","NA","NA"]
[null,"SA","SPMB","PIMBA","ElectraNet","Summer","Non-Coincident",2005,"TempCorrActualpoe10","NA","NA"]
[null,"SA","SPMB","PIMBA","ElectraNet","Summer","Non-Coincident",2005,"TempCorrActualpoe50","NA","NA"]
[null,"SA","SPMB","PIMBA","ElectraNet","Summer","Non-Coincident",2006,"TempCorrActualpoe10","NA","NA"]
[null,"SA","SPMB","PIMBA","ElectraNet","Summer","Non-Coincident",2006,"TempCorrActualpoe50","NA","NA"]
[null,"SA","SPMB","PIMBA","ElectraNet","Summer","Non-Coincident",2007,"TempCorrActualpoe10","NA","NA"]
[null,"SA","SPMB","PIMBA","ElectraNet","Summer","Non-Coincident",2007,"TempCorrActualpoe50","NA","NA"]
[null,"SA","SPMB","PIMBA","ElectraNet","Summer","Non-Coincident",2008,"TempCorrActualpoe10","NA","NA"]
[null,"SA","SPMB","PIMBA","ElectraNet","Summer","Non-Coincident",2008,"TempCorrActualpoe50","NA","NA"]
[null,"SA","SPMB","PIMBA","ElectraNet","Summer","Non-Coincident",2009,"TempCorrActualpoe10","NA","NA"]
[null,"SA","SPMB","PIMBA","ElectraNet","Summer","Non-Coincident",2009,"TempCorrActualpoe50","NA","NA"]
[null,"SA","SPMB","PIMBA","ElectraNet","Summer","Non-Coincident",2010,"TempCorrActualpoe10","NA","NA"]
[null,"SA","SPMB","PIMBA","ElectraNet","Summer","Non-Coincident",2010,"TempCorrActualpoe50","NA","NA"]
[null,"SA","SPMB","PIMBA","ElectraNet","Summer","Non-Coincident",2011,"TempCorrActualpoe10","NA","NA"]
[null,"SA","SPMB","PIMBA","ElectraNet","Summer","Non-Coincident",2011,"TempCorrActualpoe50","NA","NA"]
[null,"SA","SPMB","PIMBA","ElectraNet","Summer","Non-Coincident",2012,"TempCorrActualpoe10","NA","NA"]
[null,"SA","SPMB","PIMBA","ElectraNet","Summer","Non-Coincident",2012,"TempCorrActualpoe50","NA","NA"]
[null,"SA","SPMB","PIMBA","ElectraNet","Summer","Non-Coincident",2013,"TempCorrActualpoe10","NA","NA"]
[null,"SA","SPMB","PIMBA","ElectraNet","Summer","Non-Coincident",2013,"TempCorrActualpoe50","NA","NA"]
[null,"SA","SPMB","PIMBA","ElectraNet","Summer","Non-Coincident",2014,"TempCorrActualpoe10","NA","NA"]
[null,"SA","SPMB","PIMBA","ElectraNet","Summer","Non-Coincident",2014,"TempCorrActualpoe50","NA","NA"]
[null,"SA","SPMB","PIMBA","ElectraNet","Summer","Non-Coincident",2015,"poe10","NA",-4.1004319519998E-3]
[null,"SA","SPMB","PIMBA","ElectraNet","Summer","Non-Coincident",2015,"poe50","NA",-4.1004319519998E-3]
[null,"SA","SPMB","PIMBA","ElectraNet","Summer","Non-Coincident",2016,"poe10","NA",-4.1004319519998E-3]
[null,"SA","SPMB","PIMBA","ElectraNet","Summer","Non-Coincident",2016,"poe50","NA",-4.1004319519998E-3]
[null,"SA","SPMB","PIMBA","ElectraNet","Summer","Non-Coincident",2017,"poe10","NA",-4.1004319519998E-3]
[null,"SA","SPMB","PIMBA","ElectraNet","Summer","Non-Coincident",2017,"poe50","NA",-4.1004319519998E-3]
[null,"SA","SPMB","PIMBA","ElectraNet","Summer","Non-Coincident",2018,"poe10","NA",-4.1004319519998E-3]
[null,"SA","SPMB","PIMBA","ElectraNet","Summer","Non-Coincident",2018,"poe50","NA",-4.1004319519998E-3]
[null,"SA","SPMB","PIMBA","ElectraNet","Summer","Non-Coincident",2019,"poe10","NA",-4.1004319519998E-3]
[null,"SA","SPMB","PIMBA","ElectraNet","Summer","Non-Coincident",2019,"poe50","NA",-4.1004319519998E-3]
[null,"SA","SPMB","PIMBA","ElectraNet","Summer","Non-Coincident",2020,"poe10","NA",-4.1004319519998E-3]
[null,"SA","SPMB","PIMBA","ElectraNet","Summer","Non-Coincident",2020,"poe50","NA",-4.1004319519998E-3]
[null,"SA","SPMB","PIMBA","ElectraNet","Summer","Non-Coincident",2021,"poe10","NA",-4.1004319519998E-3]
[null,"SA","SPMB","PIMBA","ElectraNet","Summer","Non-Coincident",2021,"poe50","NA",-4.1004319519998E-3]
[null,"SA","SPMB","PIMBA","ElectraNet","Summer","Non-Coincident",2022,"poe10","NA",-4.1004319519998E-3]
[null,"SA","SPMB","PIMBA","ElectraNet","Summer","Non-Coincident",2022,"poe50","NA",-4.1004319519998E-3]
[null,"SA","SPMB","PIMBA","ElectraNet","Summer","Non-Coincident",2023,"poe10","NA",-4.1004319519998E-3]
[null,"SA","SPMB","PIMBA","ElectraNet","Summer","Non-Coincident",2023,"poe50","NA",-4.1004319519998E-3]
[null,"SA","SPMB","PIMBA","ElectraNet","Summer","Non-Coincident",2024,"poe10","NA",-4.1004319519998E-3]
[null,"SA","SPMB","PIMBA","ElectraNet","Summer","Non-Coincident",2024,"poe50","NA",-4.1004319519998E-3]
[null,"SA","SPMB","PIMBA","ElectraNet","Winter","Non-Coincident",2001,"TempCorrActualpoe10","NA","NA"]
[null,"SA","SPMB","PIMBA","ElectraNet","Winter","Non-Coincident",2001,"TempCorrActualpoe50","NA","NA"]
[null,"SA","SPMB","PIMBA","ElectraNet","Winter","Non-Coincident",2002,"TempCorrActualpoe10","NA","NA"]
[null,"SA","SPMB","PIMBA","ElectraNet","Winter","Non-Coincident",2002,"TempCorrActualpoe50","NA","NA"]
[null,"SA","SPMB","PIMBA","ElectraNet","Winter","Non-Coincident",2003,"TempCorrActualpoe10","NA","NA"]
[null,"SA","SPMB","PIMBA","ElectraNet","Winter","Non-Coincident",2003,"TempCorrActualpoe50","NA","NA"]
[null,"SA","SPMB","PIMBA","ElectraNet","Winter","Non-Coincident",2004,"TempCorrActualpoe10","NA","NA"]
[null,"SA","SPMB","PIMBA","ElectraNet","Winter","Non-Coincident",2004,"TempCorrActualpoe50","NA","NA"]
[null,"SA","SPMB","PIMBA","ElectraNet","Winter","Non-Coincident",2005,"TempCorrActualpoe10","NA","NA"]
[null,"SA","SPMB","PIMBA","ElectraNet","Winter","Non-Coincident",2005,"TempCorrActualpoe50","NA","NA"]
[null,"SA","SPMB","PIMBA","ElectraNet","Winter","Non-Coincident",2006,"TempCorrActualpoe10","NA","NA"]
[null,"SA","SPMB","PIMBA","ElectraNet","Winter","Non-Coincident",2006,"TempCorrActualpoe50","NA","NA"]
[null,"SA","SPMB","PIMBA","ElectraNet","Winter","Non-Coincident",2007,"TempCorrActualpoe10","NA","NA"]
[null,"SA","SPMB","PIMBA","ElectraNet","Winter","Non-Coincident",2007,"TempCorrActualpoe50","NA","NA"]
[null,"SA","SPMB","PIMBA","ElectraNet","Winter","Non-Coincident",2008,"TempCorrActualpoe10","NA","NA"]
[null,"SA","SPMB","PIMBA","ElectraNet","Winter","Non-Coincident",2008,"TempCorrActualpoe50","NA","NA"]
[null,"SA","SPMB","PIMBA","ElectraNet","Winter","Non-Coincident",2009,"TempCorrActualpoe10","NA","NA"]
[null,"SA","SPMB","PIMBA","ElectraNet","Winter","Non-Coincident",2009,"TempCorrActualpoe50","NA","NA"]
[null,"SA","SPMB","PIMBA","ElectraNet","Winter","Non-Coincident",2010,"TempCorrActualpoe10","NA","NA"]
[null,"SA","SPMB","PIMBA","ElectraNet","Winter","Non-Coincident",2010,"TempCorrActualpoe50","NA","NA"]
[null,"SA","SPMB","PIMBA","ElectraNet","Winter","Non-Coincident",2011,"TempCorrActualpoe10","NA","NA"]
[null,"SA","SPMB","PIMBA","ElectraNet","Winter","Non-Coincident",2011,"TempCorrActualpoe50","NA","NA"]
[null,"SA","SPMB","PIMBA","ElectraNet","Winter","Non-Coincident",2012,"TempCorrActualpoe10","NA","NA"]
[null,"SA","SPMB","PIMBA","ElectraNet","Winter","Non-Coincident",2012,"TempCorrActualpoe50","NA","NA"]
[null,"SA","SPMB","PIMBA","ElectraNet","Winter","Non-Coincident",2013,"TempCorrActualpoe10","NA","NA"]
[null,"SA","SPMB","PIMBA","ElectraNet","Winter","Non-Coincident",2013,"TempCorrActualpoe50","NA","NA"]
[null,"SA","SPMB","PIMBA","ElectraNet","Winter","Non-Coincident",2014,"TempCorrActualpoe10","NA","NA"]
[null,"SA","SPMB","PIMBA","ElectraNet","Winter","Non-Coincident",2014,"TempCorrActualpoe50","NA","NA"]
[null,"SA","SPMB","PIMBA","ElectraNet","Winter","Non-Coincident",2015,"poe10","NA",3.6477501329709901E-3]
[null,"SA","SPMB","PIMBA","ElectraNet","Winter","Non-Coincident",2015,"poe50","NA",3.6477501329709901E-3]
[null,"SA","SPMB","PIMBA","ElectraNet","Winter","Non-Coincident",2016,"poe10","NA",3.6477501329709901E-3]
[null,"SA","SPMB","PIMBA","ElectraNet","Winter","Non-Coincident",2016,"poe50","NA",3.6477501329709901E-3]
[null,"SA","SPMB","PIMBA","ElectraNet","Winter","Non-Coincident",2017,"poe10","NA",3.6477501329709901E-3]
[null,"SA","SPMB","PIMBA","ElectraNet","Winter","Non-Coincident",2017,"poe50","NA",3.6477501329709901E-3]
[null,"SA","SPMB","PIMBA","ElectraNet","Winter","Non-Coincident",2018,"poe10","NA",3.6477501329709901E-3]
[null,"SA","SPMB","PIMBA","ElectraNet","Winter","Non-Coincident",2018,"poe50","NA",3.6477501329709901E-3]
[null,"SA","SPMB","PIMBA","ElectraNet","Winter","Non-Coincident",2019,"poe10","NA",3.6477501329709901E-3]
[null,"SA","SPMB","PIMBA","ElectraNet","Winter","Non-Coincident",2019,"poe50","NA",3.6477501329709901E-3]
[null,"SA","SPMB","PIMBA","ElectraNet","Winter","Non-Coincident",2020,"poe10","NA",3.6477501329709901E-3]
[null,"SA","SPMB","PIMBA","ElectraNet","Winter","Non-Coincident",2020,"poe50","NA",3.6477501329709901E-3]
[null,"SA","SPMB","PIMBA","ElectraNet","Winter","Non-Coincident",2021,"poe10","NA",3.6477501329709901E-3]
[null,"SA","SPMB","PIMBA","ElectraNet","Winter","Non-Coincident",2021,"poe50","NA",3.6477501329709901E-3]
[null,"SA","SPMB","PIMBA","ElectraNet","Winter","Non-Coincident",2022,"poe10","NA",3.6477501329709901E-3]
[null,"SA","SPMB","PIMBA","ElectraNet","Winter","Non-Coincident",2022,"poe50","NA",3.6477501329709901E-3]
[null,"SA","SPMB","PIMBA","ElectraNet","Winter","Non-Coincident",2023,"poe10","NA",3.6477501329709901E-3]
[null,"SA","SPMB","PIMBA","ElectraNet","Winter","Non-Coincident",2023,"poe50","NA",3.6477501329709901E-3]
[null,"SA","SPMB","PIMBA","ElectraNet","Winter","Non-Coincident",2024,"poe10","NA",3.6477501329709901E-3]
[null,"SA","SPMB","PIMBA","ElectraNet","Winter","Non-Coincident",2024,"poe50","NA",3.6477501329709901E-3]
[null,"SA","SPMB","PIMBA","ElectraNet","Summer","Coincident",2000,"Actual","NA","NA"]
[null,"SA","SPMB","PIMBA","ElectraNet","Summer","Coincident",2001,"Actual","NA","NA"]
[null,"SA","SPMB","PIMBA","ElectraNet","Summer","Coincident",2002,"Actual","NA","NA"]
[null,"SA","SPMB","PIMBA","ElectraNet","Summer","Coincident",2003,"Actual","NA","NA"]
[null,"SA","SPMB","PIMBA","ElectraNet","Summer","Coincident",2004,"Actual","NA","NA"]
[null,"SA","SPMB","PIMBA","ElectraNet","Summer","Coincident",2005,"Actual","NA","NA"]
[null,"SA","SPMB","PIMBA","ElectraNet","Summer","Coincident",2006,"Actual","NA","NA"]
[null,"SA","SPMB","PIMBA","ElectraNet","Summer","Coincident",2007,"Actual","NA","NA"]
[null,"SA","SPMB","PIMBA","ElectraNet","Summer","Coincident",2008,"Actual","NA","NA"]
[null,"SA","SPMB","PIMBA","ElectraNet","Summer","Coincident",2009,"Actual","NA","NA"]
[null,"SA","SPMB","PIMBA","ElectraNet","Summer","Coincident",2010,"Actual","NA","NA"]
[null,"SA","SPMB","PIMBA","ElectraNet","Summer","Coincident",2011,"Actual","NA","NA"]
[null,"SA","SPMB","PIMBA","ElectraNet","Summer","Coincident",2012,"Actual","NA","NA"]
[null,"SA","SPMB","PIMBA","ElectraNet","Summer","Coincident",2013,"Actual","NA","NA"]
[null,"SA","SPMB","PIMBA","ElectraNet","Summer","Coincident",2014,"Actual","NA","NA"]
[null,"SA","SPMB","PIMBA","ElectraNet","Winter","Coincident",2000,"Actual","NA","NA"]
[null,"SA","SPMB","PIMBA","ElectraNet","Winter","Coincident",2001,"Actual","NA","NA"]
[null,"SA","SPMB","PIMBA","ElectraNet","Winter","Coincident",2002,"Actual","NA","NA"]
[null,"SA","SPMB","PIMBA","ElectraNet","Winter","Coincident",2003,"Actual","NA","NA"]
[null,"SA","SPMB","PIMBA","ElectraNet","Winter","Coincident",2004,"Actual","NA","NA"]
[null,"SA","SPMB","PIMBA","ElectraNet","Winter","Coincident",2005,"Actual","NA","NA"]
[null,"SA","SPMB","PIMBA","ElectraNet","Winter","Coincident",2006,"Actual","NA","NA"]
[null,"SA","SPMB","PIMBA","ElectraNet","Winter","Coincident",2007,"Actual","NA","NA"]
[null,"SA","SPMB","PIMBA","ElectraNet","Winter","Coincident",2008,"Actual","NA","NA"]
[null,"SA","SPMB","PIMBA","ElectraNet","Winter","Coincident",2009,"Actual","NA","NA"]
[null,"SA","SPMB","PIMBA","ElectraNet","Winter","Coincident",2010,"Actual","NA","NA"]
[null,"SA","SPMB","PIMBA","ElectraNet","Winter","Coincident",2011,"Actual","NA","NA"]
[null,"SA","SPMB","PIMBA","ElectraNet","Winter","Coincident",2012,"Actual","NA","NA"]
[null,"SA","SPMB","PIMBA","ElectraNet","Winter","Coincident",2013,"Actual","NA","NA"]
[null,"SA","SPMB","PIMBA","ElectraNet","Winter","Coincident",2014,"Actual","NA","NA"]
[null,"SA","SPMB","PIMBA","ElectraNet","Summer","Non-Coincident",2000,"Actual","NA","NA"]
[null,"SA","SPMB","PIMBA","ElectraNet","Summer","Non-Coincident",2001,"Actual","NA","NA"]
[null,"SA","SPMB","PIMBA","ElectraNet","Summer","Non-Coincident",2002,"Actual","NA","NA"]
[null,"SA","SPMB","PIMBA","ElectraNet","Summer","Non-Coincident",2003,"Actual","NA","NA"]
[null,"SA","SPMB","PIMBA","ElectraNet","Summer","Non-Coincident",2004,"Actual","NA","NA"]
[null,"SA","SPMB","PIMBA","ElectraNet","Summer","Non-Coincident",2005,"Actual","NA","NA"]
[null,"SA","SPMB","PIMBA","ElectraNet","Summer","Non-Coincident",2006,"Actual","NA","NA"]
[null,"SA","SPMB","PIMBA","ElectraNet","Summer","Non-Coincident",2007,"Actual","NA","NA"]
[null,"SA","SPMB","PIMBA","ElectraNet","Summer","Non-Coincident",2008,"Actual","NA","NA"]
[null,"SA","SPMB","PIMBA","ElectraNet","Summer","Non-Coincident",2009,"Actual","NA","NA"]
[null,"SA","SPMB","PIMBA","ElectraNet","Summer","Non-Coincident",2010,"Actual","NA","NA"]
[null,"SA","SPMB","PIMBA","ElectraNet","Summer","Non-Coincident",2011,"Actual","NA","NA"]
[null,"SA","SPMB","PIMBA","ElectraNet","Summer","Non-Coincident",2012,"Actual","NA","NA"]
[null,"SA","SPMB","PIMBA","ElectraNet","Summer","Non-Coincident",2013,"Actual","NA","NA"]
[null,"SA","SPMB","PIMBA","ElectraNet","Summer","Non-Coincident",2014,"Actual","NA","NA"]
[null,"SA","SPMB","PIMBA","ElectraNet","Winter","Non-Coincident",2000,"Actual","NA","NA"]
[null,"SA","SPMB","PIMBA","ElectraNet","Winter","Non-Coincident",2001,"Actual","NA","NA"]
[null,"SA","SPMB","PIMBA","ElectraNet","Winter","Non-Coincident",2002,"Actual","NA","NA"]
[null,"SA","SPMB","PIMBA","ElectraNet","Winter","Non-Coincident",2003,"Actual","NA","NA"]
[null,"SA","SPMB","PIMBA","ElectraNet","Winter","Non-Coincident",2004,"Actual","NA","NA"]
[null,"SA","SPMB","PIMBA","ElectraNet","Winter","Non-Coincident",2005,"Actual","NA","NA"]
[null,"SA","SPMB","PIMBA","ElectraNet","Winter","Non-Coincident",2006,"Actual","NA","NA"]
[null,"SA","SPMB","PIMBA","ElectraNet","Winter","Non-Coincident",2007,"Actual","NA","NA"]
[null,"SA","SPMB","PIMBA","ElectraNet","Winter","Non-Coincident",2008,"Actual","NA","NA"]
[null,"SA","SPMB","PIMBA","ElectraNet","Winter","Non-Coincident",2009,"Actual","NA","NA"]
[null,"SA","SPMB","PIMBA","ElectraNet","Winter","Non-Coincident",2010,"Actual","NA","NA"]
[null,"SA","SPMB","PIMBA","ElectraNet","Winter","Non-Coincident",2011,"Actual","NA","NA"]
[null,"SA","SPMB","PIMBA","ElectraNet","Winter","Non-Coincident",2012,"Actual","NA","NA"]
[null,"SA","SPMB","PIMBA","ElectraNet","Winter","Non-Coincident",2013,"Actual","NA","NA"]
[null,"SA","SPMB","PIMBA","ElectraNet","Winter","Non-Coincident",2014,"Actual","NA","NA"]

{"sheet":"Lists_Selections","index":5,"n_rows":103,"n_cols":14,"rows_kept":103,"cut":false,"hidden":true,"merged":[[1,5,1,6]]}
[]
[null,"State","VIC DNSP",null,"State&DNSP Pull Down","Corresponding State & Region",null,"Unique State/CP","SA - ALL","SA - SAPN","STATE - Spare","STATE - Spare","STATE - Spare","STATE - Spare"]
[null,null,null,null,null,"State","DB/DNSP",{"$f":"StateRegionSelectNumber","v":1},1,2,3,4,5,6]
[null,"SA","SAPN",null,"SA - ALL","SA","ALL",{"$f":"CHOOSE(H$3,I4,J4,K4,L4,M4,N4)","v":"SA ADELAIDE CENTRAL"},"SA ADELAIDE CENTRAL","SA ADELAIDE CENTRAL","SCROLL UP","SCROLL UP","SCROLL UP","SCROLL UP"]
[null,null,null,null,"SA - SAPN","SA","SAPN","SA ANGAS CREEK","SA ANGAS CREEK","SA ANGAS CREEK","","","",""]
[null,null,null,null,null,null,null,"SA ARDROSSAN WEST","SA ARDROSSAN WEST","SA ARDROSSAN WEST","","","",""]
[null,null,null,null,null,null,null,"SA BAROOTA","SA BAROOTA","SA BAROOTA","","","",""]
[null,null,null,null,null,null,null,"SA BERRI","SA BERRI","SA BERRI","","","",""]
[null,null,null,null,null,null,null,"SA BLANCHE","SA BLANCHE","SA BLANCHE","","","",""]
[null,null,null,null,null,null,null,"SA BRINKWORTH","SA BRINKWORTH","SA BRINKWORTH","","","",""]
[null,null,null,null,null,null,null,"SA CLARE NORTH","SA CLARE NORTH","SA CLARE NORTH","","","",""]
[null,null,null,null,null,null,null,"SA DALRYMPLE","SA DALRYMPLE","SA DALRYMPLE","","","",""]
[null,null,null,null,null,null,null,"SA DAVENPORT WEST","SA DAVENPORT WEST","SA DAVENPORT WEST","","","",""]
[null,null,null,null,null,null," ","SA DORRIEN","SA DORRIEN","SA DORRIEN","","","",""]
[null,null,null,null,null,null,null,"SA EASTERN SUBURBS","SA EASTERN SUBURBS","SA EASTERN SUBURBS","","","",""]
[null,null,null,null,null,null,null,"SA HUMMOCKS","SA HUMMOCKS","SA HUMMOCKS","","","",""]
[null,null,null,null,null,null,null,"SA KADINA EAST","SA KADINA EAST","SA KADINA EAST","","","",""]
[null,null,null,null,null,null,null,"SA KANMANTOO","SA KANMANTOO","SA KANMANTOO","SCROLL UP","SCROLL UP","SCROLL UP","SCROLL UP"]
[null,null,null,null,null,null,null,"SA KEITH","SA KEITH","SA KEITH","","","",""]
[null,null,null,null,null,null,null,"SA KINCRAIG","SA KINCRAIG","SA KINCRAIG","","","",""]
[null,null,null,null,null,null,null,"SA LEIGH CREEK SOUTH","SA LEIGH CREEK SOUTH","SA LEIGH CREEK SOUTH","","","",""]
[null,null,null,null,null,null,null,"SA MANNUM","SA MANNUM","SA MANNUM","","","",""]
[null,null,null,null,null,null,null,"SA MOBILONG","SA MOBILONG","SA MOBILONG","","","",""]
[null,null,null,null,null,null,null,"SA MT BARKER/MT BARKER STH","SA MT BARKER/MT BARKER STH","SA MT BARKER/MT BARKER STH","","","",""]
[null,null,null,null,null,null,null,"SA MT GAMBIER","SA MT GAMBIER","SA MT GAMBIER","","","",""]
[null,null,null,null,null,null,null,"SA MT GUNSON","SA MT GUNSON","SA MT GUNSON","","","",""]
[null,null,null,null,null,null,null,"SA NEUROODLA","SA NEUROODLA","SA NEUROODLA","","","",""]
[null,null,null,null,null,null,null,"SA NORTH WEST BEND","SA NORTH WEST BEND","SA NORTH WEST BEND","","","",""]
[null,null,null,null,null,null,null,"SA NORTHERN","SA NORTHERN","SA NORTHERN","","","",""]
[null,null,null,null,null,null,null,"SA PENOLA WEST","SA PENOLA WEST","SA PENOLA WEST","","","",""]
[null,null,null,null,null,null,null,"SA PORT LINCOLN TERMINAL","SA PORT LINCOLN TERMINAL","SA PORT LINCOLN TERMINAL","","","",""]
[null,null,null,null,null,null,null,"SA PORT PIRIE SYSTEM","SA PORT PIRIE SYSTEM","SA PORT PIRIE SYSTEM","","","",""]
[null,null,null,null,null,null,null,"SA SNUGGERY INDUSTRIAL","SA SNUGGERY INDUSTRIAL","SA SNUGGERY INDUSTRIAL","SCROLL UP","SCROLL UP","SCROLL UP","SCROLL UP"]
[null,null,null,null,null,null,null,"SA SNUGGERY RURAL","SA SNUGGERY RURAL","SA SNUGGERY RURAL","","","",""]
[null,null,null,null,null,null,null,"SA SOUTHERN SUBURBS","SA SOUTHERN SUBURBS","SA SOUTHERN SUBURBS","","","",""]
[null,null,null,null,null,null,null,"SA STONY POINT","SA STONY POINT","SA STONY POINT","","","",""]
[null,null,null,null,null,null,null,"SA TAILEM BEND","SA TAILEM BEND","SA TAILEM BEND","","","",""]
[null,null,null,null,null,null,null,"SA TEMPLERS","SA TEMPLERS","SA TEMPLERS","","","",""]
[null,null,null,null,null,null,null,"SA WATERLOO","SA WATERLOO","SA WATERLOO","","","",""]
[null,null,null,null,null,null,null,"SA WESTERN SUBURBS","SA WESTERN SUBURBS","SA WESTERN SUBURBS","","","",""]
[null,null,null,null,null,null,null,"SA WHYALLA CENTRAL/TERMINAL","SA WHYALLA CENTRAL/TERMINAL","SA WHYALLA CENTRAL/TERMINAL","","","",""]
[null,null,null,null,null,null,null,"SA WUDINNA","SA WUDINNA","SA WUDINNA","","","",""]
[null,null,null,null,null,null,null,"SA YADNARIE","SA YADNARIE","SA YADNARIE","","","",""]
[null,null,null,null,null,null,null,"","","","","","",""]
[null,null,null,null,null,null,null,"","","","","","",""]
[null,null,null,null,null,null,null,"","","","","","",""]
[null,null,null,null,null,null,null,"","","","","","",""]
[null,null,null,null,null,null,null,"","","","SCROLL UP","SCROLL UP","SCROLL UP","SCROLL UP"]
[null,null,null,null,null,null,null,"","","","","","",""]
[null,null,null,null,null,null,null,"","","","","","",""]
[null,null,null,null,null,null,null,"","","","","","",""]
[null,null,null,null,null,null,null,"","","","","","",""]
[null,null,null,null,null,null,null,"","","","","","",""]
[null,null,null,null,null,null,null,"","","","","","",""]
[null,null,null,null,null,null,null,"","","","","","",""]
[null,null,null,null,null,null,null,"","","","","","",""]
[null,null,null,null,null,null,null,"","","","","","",""]
[null,null,null,null,null,null,null,"","","","","","",""]
[null,null,null,null,null,null,null,"SCROLL UP","SCROLL UP","SCROLL UP","","","",""]
[null,null,null,null,null,null,null,"","","","","","",""]
[null,null,null,null,null,null,null,"","","","","","",""]
[null,null,null,null,null,null,null,"","","","","","",""]
[null,null,null,null,null,null,null,{"$f":"CHOOSE(H$3,I63,J63,K63,L63,M64,N63)","v":""},"","","SCROLL UP","SCROLL UP","SCROLL UP","SCROLL UP"]
[null,null,null,null,null,null,null,{"$f":"CHOOSE(H$3,I64,J64,K64,L64,M65,N64)","v":""},"","","","","",""]
[null,null,null,null,null,null,null,{"$f":"CHOOSE(H$3,I65,J65,K65,L65,M66,N65)","v":""},"","","","","",""]
[null,null,null,null,null,null,null,{"$f":"CHOOSE(H$3,I66,J66,K66,L66,M67,N66)","v":""},"","","","","",""]
[null,null,null,null,null,null,null,{"$f":"CHOOSE(H$3,I67,J67,K67,L67,M63,N67)","v":""},"","","","","",""]
[null,null,null,null,null,null,null,{"$f":"CHOOSE(H$3,I68,J68,K68,L68,M68,N68)","v":""},"","","","","",""]
[null,null,null,null,null,null,null,"","","","","","",""]
[null,null,null,null,null,null,null,"","","","","","",""]
[null,null,null,null,null,null,null,"","","","","","",""]
[null,null,null,null,null,null,null,"","","","","","",""]
[null,null,null,null,null,null,null,"","","","","","",""]
[null,null,null,null,null,null,null,"SCROLL UP","SCROLL UP","SCROLL UP","","","",""]
[null,null,null,null,null,null,null,"","","","","","",""]
[null,null,null,null,null,null,null,"","","","","","",""]
[null,null,null,null,null,null,null,"","","","","","",""]
[null,null,null,null,null,null,null,"","","","SCROLL UP","SCROLL UP","SCROLL UP","SCROLL UP"]
[null,null,null,null,null,null,null,"","","","","","",""]
[null,null,null,null,null,null,null,"","","","","","",""]
[null,null,null,null,null,null,null,"","","","","","",""]
[null,null,null,null,null,null,null,"","","","","","",""]
[null,null,null,null,null,null,null,"","","","","","",""]
[null,null,null,null,null,null,null,"","","","","","",""]
[null,null,null,null,null,null,null,"","","","","","",""]
[null,null,null,null,null,null,null,"","","","","","",""]
[null,null,null,null,null,null,null,"","","","","","",""]
[null,null,null,null,null,null,null,"","","","","","",""]
[null,null,null,null,null,null,null,"SCROLL UP","SCROLL UP","SCROLL UP","","","",""]
[null,null,null,null,null,null,null,"","","","","","",""]
[null,null,null,null,null,null,null,"","","","","","",""]
[null,null,null,null,null,null,null,"","","","","","",""]
[null,null,null,null,null,null,null,"","","","SCROLL UP","SCROLL UP","SCROLL UP","SCROLL UP"]
[null,null,null,null,null,null,null,"","","","","","",""]
[null,null,null,null,null,null,null,"","","","","","",""]
[null,null,null,null,null,null,null,"","","","","","",""]
[null,null,null,null,null,null,null,"","","","","","",""]
[null,null,null,null,null,null,null,"","","","","","",""]
[null,null,null,null,null,null,null,"","","","","","",""]
[null,null,null,null,null,null,null,"","","","","","",""]
[null,null,null,null,null,null,null,"","","","","","",""]
[null,null,null,null,null,null,null,"","","","","","",""]
[null,null,null,null,null,null,null,"","","","","","",""]

{"sheet":"DataSelection","index":6,"n_rows":30002,"n_cols":69,"rows_kept":2250,"cut":true,"hidden":true,"merged":[[37,53,37,56],[38,53,38,56],[39,53,39,56],[40,53,40,56],[41,53,41,56],[47,53,47,56],[48,53,48,56],[42,53,42,56],[43,53,43,56],[44,53,44,56],[45,53,45,56],[46,53,46,56]],"bounds":{"rows_first":1000,"rows_last":250,"rows_between":1000,"halvings":1}}
[]
[null,{"$f":"\"DATA LAST UPDATED \"& TEXT(DataInput!D2,\"dd/mm/yyyy\")","v":"DATA LAST UPDATED 02/12/2014"},null,null,null,null,null,null,null,null,null,null,null,null,null,null,null,null,null,null,null,"=TRIM(SUBSTITUTE(LOOKUP(V6,R11:R110,S11:S110),B8,\"\"))"]
[]
[null,"State/DB Selection",null,null,{"$f":"DataInput!B4","v":"Region"},{"$f":"DataInput!C4","v":"cpID"},{"$f":"DataInput!D4","v":"Name"},{"$f":"DataInput!E4","v":"DB/DNSP"},{"$f":"DataInput!F4","v":"Season"},{"$f":"DataInput!G4","v":"reconciled"},{"$f":"DataInput!H4","v":"Year"},{"$f":"DataInput!I4","v":"Percentile"},{"$f":"DataInput!J4","v":"MW"},{"$f":"DataInput!K4","v":"divFactor"},null,null,"State/CP",null,"Unique State/CP",null,null,"CP Selection",null,null,{"$f":"E4","v":"Region"},{"$f":"F4","v":"cpID"},"Name","DB/DNSP","Season","reconciled","Year","Percentile","MW","divFactor"]
[null,"State/DB",null,null,null,null,null,null,null,null,null,null,null,null,null,null,null,null,{"$f":"COUNTIF(S11:S110,\"*\"&B8&\" *\")","v":40},null,null,"CP List #"]
[null,1,null,null,null,null,null,null,null,null,null,null,null,null,null,null,null,null,null,null,null,1]
[null,{"$f":"INDEX(Lists_Selections!E4:E9,DataSelection!B6,)","v":"SA - ALL"},null,null,null,null,null,null,null,null,null,null,null,null,null,null,null,null,null,null,null,"CP NAME"]
[null,{"$f":"INDEX(Lists_Selections!F4:F9,DataSelection!B6,)","v":"SA"},null,null,null,null,null,null,null,null,null,null,null,null,null,null,null,null,null,null,null,{"$f":"TRIM(SUBSTITUTE(LOOKUP(V6,R11:R110,S11:S110),B8&\" \",\"\"))","v":"ADELAIDE CENTRAL"},null,null,null,null,null,null,null,null,null,null,null,null,null,null,null,null,null,null,null,null,null,null,null,null,null,null,null,null,null,null,null,null,{"$f":"1.8*12.75","v":22.95}]
[null,{"$f":"INDEX(Lists_Selections!G4:G9,DataSelection!B6,)","v":"ALL"},null,null,null,null,null,null,null,null,null,null,null,null,null,null,null,null,null,null,null,{"$f":"StateRegionCPSelectAbbr","v":"ADELAIDE CENTRAL"}]
[null,"ALL",null,null,null,null,null,null,null,null,null,null,null,null,null,null,null,null,"  "]
[null,{"$f":"IF(DataInput!B10=$B$8,IF($B$9=$B$10,TRUE,IF(DataInput!E10=$B$9,TRUE,FALSE)))","v":false},null,null,{"$f":"IF(B11=TRUE,DataInput!B10,NA())","v":{"$error":"#N/A"}},{"$f":"IF($E11=DataInput!$B10,DataInput!C10,NA())","v":{"$error":"#N/A"}},{"$f":"IF($E11=DataInput!$B10,DataInput!D10,NA())","v":{"$error":"#N/A"}},{"$f":"IF($E11=DataInput!$B10,DataInput!E10,NA())","v":{"$error":"#N/A"}},{"$f":"IF($E11=DataInput!$B10,DataInput!F10,NA())","v":{"$error":"#N/A"}},{"$f":"IF($E11=DataInput!$B10,DataInput!G10,NA())","v":{"$error":"#N/A"}},{"$f":"IF($E11=DataInput!$B10,DataInput!H10,NA())","v":{"$error":"#N/A"}},{"$f":"IF($E11=DataInput!$B10,DataInput!I10,NA())","v":{"$error":"#N/A"}},{"$f":"IF($E11=DataInput!$B10,DataInput!J10,NA())","v":{"$error":"#N/A"}},{"$f":"IF($E11=DataInput!$B10,DataInput!K10,NA())","v":{"$error":"#N/A"}},null,null,{"$f":"IF(OR(ISERROR(E11),ISERROR(G11)),\"  \",E11&\" \"&G11)","v":"  "},1,{"$f":"Lists_Selections!H4","v":"SA ADELAIDE CENTRAL"},null,null,{"$f":"IF(ISERROR(G11),FALSE,IF($V$9=G11,TRUE,FALSE))","v":false},null,null,{"$f":"IF($V11=TRUE,E11,NA())","v":{"$error":"#N/A"}},{"$error":"#N/A"},{"$error":"#N/A"},{"$error":"#N/A"},{"$error":"#N/A"},{"$error":"#N/A"},{"$error":"#N/A"},{"$error":"#N/A"},{"$error":"#N/A"},{"$error":"#N/A"}]
[null,{"$f":"IF(DataInput!B11=$B$8,IF($B$9=$B$10,TRUE,IF(DataInput!E11=$B$9,TRUE,FALSE)))","v":true},null,null,{"$f":"IF(B12=TRUE,DataInput!B11,NA())","v":"SA"},{"$f":"IF($E12=DataInput!$B11,DataInput!C11,NA())","v":"SANC"},{"$f":"IF($E12=DataInput!$B11,DataInput!D11,NA())","v":"ANGAS CREEK"},{"$f":"IF($E12=DataInput!$B11,DataInput!E11,NA())","v":"SAPN"},{"$f":"IF($E12=DataInput!$B11,DataInput!F11,NA())","v":"Summer"},{"$f":"IF($E12=DataInput!$B11,DataInput!G11,NA())","v":"Non-Coincident"},{"$f":"IF($E12=DataInput!$B11,DataInput!H11,NA())","v":2003},{"$f":"IF($E12=DataInput!$B11,DataInput!I11,NA())","v":"Actual"},{"$f":"IF($E12=DataInput!$B11,DataInput!J11,NA())","v":15.118876},{"$f":"IF($E12=DataInput!$B11,DataInput!K11,NA())","v":"NA"},null,null,{"$f":"IF(OR(ISERROR(E12),ISERROR(G12)),\"  \",E12&\" \"&G12)","v":"SA ANGAS CREEK"},2,{"$f":"Lists_Selections!H5","v":"SA ANGAS CREEK"},null,null,{"$f":"IF(ISERROR(G12),FALSE,IF($V$9=G12,TRUE,FALSE))","v":false},null,null,{"$f":"IF($V12=TRUE,E12,NA())","v":{"$error":"#N/A"}},{"$f":"IF($V12=TRUE,F12,NA())","v":{"$error":"#N/A"}},{"$f":"IF($V12=TRUE,G12,NA())","v":{"$error":"#N/A"}},{"$f":"IF($V12=TRUE,H12,NA())","v":{"$error":"#N/A"}},{"$f":"IF($V12=TRUE,I12,NA())","v":{"$error":"#N/A"}},{"$f":"IF($V12=TRUE,J12,NA())","v":{"$error":"#N/A"}},{"$f":"IF($V12=TRUE,K12,NA())","v":{"$error":"#N/A"}},{"$f":"IF($V12=TRUE,L12,NA())","v":{"$error":"#N/A"}},{"$f":"IF($V12=TRUE,M12,NA())","v":{"$error":"#N/A"}},{"$f":"IF($V12=TRUE,N12,NA())","v":{"$error":"#N/A"}}]
[null,{"$f":"IF(DataInput!B12=$B$8,IF($B$9=$B$10,TRUE,IF(DataInput!E12=$B$9,TRUE,FALSE)))","v":true},null,null,{"$f":"IF(B13=TRUE,DataInput!B12,NA())","v":"SA"},{"$f":"IF($E13=DataInput!$B12,DataInput!C12,NA())","v":"SANC"},{"$f":"IF($E13=DataInput!$B12,DataInput!D12,NA())","v":"ANGAS CREEK"},{"$f":"IF($E13=DataInput!$B12,DataInput!E12,NA())","v":"SAPN"},{"$f":"IF($E13=DataInput!$B12,DataInput!F12,NA())","v":"Summer"},{"$f":"IF($E13=DataInput!$B12,DataInput!G12,NA())","v":"Non-Coincident"},{"$f":"IF($E13=DataInput!$B12,DataInput!H12,NA())","v":2004},{"$f":"IF($E13=DataInput!$B12,DataInput!I12,NA())","v":"Actual"},{"$f":"IF($E13=DataInput!$B12,DataInput!J12,NA())","v":16.097248},{"$f":"IF($E13=DataInput!$B12,DataInput!K12,NA())","v":"NA"},null,null,"SA ANGAS CREEK",3,{"$f":"Lists_Selections!H6","v":"SA ARDROSSAN WEST"},null,null,false,null,null,{"$error":"#N/A"},{"$error":"#N/A"},{"$error":"#N/A"},{"$error":"#N/A"},{"$error":"#N/A"},{"$error":"#N/A"},{"$error":"#N/A"},{"$error":"#N/A"},{"$error":"#N/A"},{"$error":"#N/A"},null,null,null,null,"DATA REPORTED",null,"Identifiers",null,"Summer","1999/00","2000/01","2001/02","2002/03","2003/04","2004/05","2005/06","2006/07","2007/08","2008/09","2009/10","2010/11","2011/12","2012/13","2013/14","2014/15","2015/16","2016/17","2017/18","2018/19","2019/20","2020/21","2021/22","2022/23","2023/24"]
[null,{"$f":"IF(DataInput!B13=$B$8,IF($B$9=$B$10,TRUE,IF(DataInput!E13=$B$9,TRUE,FALSE)))","v":true},null,null,{"$f":"IF(B14=TRUE,DataInput!B13,NA())","v":"SA"},{"$f":"IF($E14=DataInput!$B13,DataInput!C13,NA())","v":"SANC"},{"$f":"IF($E14=DataInput!$B13,DataInput!D13,NA())","v":"ANGAS CREEK"},{"$f":"IF($E14=DataInput!$B13,DataInput!E13,NA())","v":"SAPN"},{"$f":"IF($E14=DataInput!$B13,DataInput!F13,NA())","v":"Summer"},{"$f":"IF($E14=DataInput!$B13,DataInput!G13,NA())","v":"Non-Coincident"},{"$f":"IF($E14=DataInput!$B13,DataInput!H13,NA())","v":2005},{"$f":"IF($E14=DataInput!$B13,DataInput!I13,NA())","v":"Actual"},{"$f":"IF($E14=DataInput!$B13,DataInput!J13,NA())","v":15.363576},{"$f":"IF($E14=DataInput!$B13,DataInput!K13,NA())","v":"NA"},null,null,"SA ANGAS CREEK",4,{"$f":"Lists_Selections!H7","v":"SA BAROOTA"},null,null,false,null,null,{"$error":"#N/A"},{"$error":"#N/A"},{"$error":"#N/A"},{"$error":"#N/A"},{"$error":"#N/A"},{"$error":"#N/A"},{"$error":"#N/A"},{"$error":"#N/A"},{"$error":"#N/A"},{"$error":"#N/A"},null,null,null,null,null,null,null,null,null,2000,2001,2002,2003,2004,2005,2006,2007,2008,2009,2010,2011,2012,2013,2014,2015,2016,2017,2018,2019,2020,2021,2022,2023,2024]
[null,{"$f":"IF(DataInput!B14=$B$8,IF($B$9=$B$10,TRUE,IF(DataInput!E14=$B$9,TRUE,FALSE)))","v":true},null,null,{"$f":"IF(B15=TRUE,DataInput!B14,NA())","v":"SA"},{"$f":"IF($E15=DataInput!$B14,DataInput!C14,NA())","v":"SANC"},{"$f":"IF($E15=DataInput!$B14,DataInput!D14,NA())","v":"ANGAS CREEK"},{"$f":"IF($E15=DataInput!$B14,DataInput!E14,NA())","v":"SAPN"},{"$f":"IF($E15=DataInput!$B14,DataInput!F14,NA())","v":"Summer"},{"$f":"IF($E15=DataInput!$B14,DataInput!G14,NA())","v":"Non-Coincident"},{"$f":"IF($E15=DataInput!$B14,DataInput!H14,NA())","v":2006},{"$f":"IF($E15=DataInput!$B14,DataInput!I14,NA())","v":"Actual"},{"$f":"IF($E15=DataInput!$B14,DataInput!J14,NA())","v":17.097643999999999},{"$f":"IF($E15=DataInput!$B14,DataInput!K14,NA())","v":"NA"},null,null,"SA ANGAS CREEK",5,{"$f":"Lists_Selections!H8","v":"SA BERRI"},null,null,false,null,null,{"$error":"#N/A"},{"$error":"#N/A"},{"$error":"#N/A"},{"$error":"#N/A"},{"$error":"#N/A"},{"$error":"#N/A"},{"$error":"#N/A"},{"$error":"#N/A"},{"$error":"#N/A"},{"$error":"#N/A"},null,null,null,null,null,null,null,null,"Winter",2000,2001,2002,2003,2004,2005,2006,2007,2008,2009,2010,2011,2012,2013,2014,2015,2016,2017,2018,2019,2020,2021,2022,2023,2024]
[null,{"$f":"IF(DataInput!B15=$B$8,IF($B$9=$B$10,TRUE,IF(DataInput!E15=$B$9,TRUE,FALSE)))","v":true},null,null,{"$f":"IF(B16=TRUE,DataInput!B15,NA())","v":"SA"},{"$f":"IF($E16=DataInput!$B15,DataInput!C15,NA())","v":"SANC"},{"$f":"IF($E16=DataInput!$B15,DataInput!D15,NA())","v":"ANGAS CREEK"},{"$f":"IF($E16=DataInput!$B15,DataInput!E15,NA())","v":"SAPN"},{"$f":"IF($E16=DataInput!$B15,DataInput!F15,NA())","v":"Summer"},{"$f":"IF($E16=DataInput!$B15,DataInput!G15,NA())","v":"Non-Coincident"},{"$f":"IF($E16=DataInput!$B15,DataInput!H15,NA())","v":2007},{"$f":"IF($E16=DataInput!$B15,DataInput!I15,NA())","v":"Actual"},{"$f":"IF($E16=DataInput!$B15,DataInput!J15,NA())","v":17.183126000000001},{"$f":"IF($E16=DataInput!$B15,DataInput!K15,NA())","v":"NA"},null,null,"SA ANGAS CREEK",6,{"$f":"Lists_Selections!H9","v":"SA BLANCHE"},null,null,false,null,null,{"$error":"#N/A"},{"$error":"#N/A"},{"$error":"#N/A"},{"$error":"#N/A"},{"$error":"#N/A"},{"$error":"#N/A"},{"$error":"#N/A"},{"$error":"#N/A"},{"$error":"#N/A"},{"$error":"#N/A"},null,null,null,null,"SUMMER (MW)"]
[null,{"$f":"IF(DataInput!B16=$B$8,IF($B$9=$B$10,TRUE,IF(DataInput!E16=$B$9,TRUE,FALSE)))","v":true},null,null,{"$f":"IF(B17=TRUE,DataInput!B16,NA())","v":"SA"},{"$f":"IF($E17=DataInput!$B16,DataInput!C16,NA())","v":"SANC"},{"$f":"IF($E17=DataInput!$B16,DataInput!D16,NA())","v":"ANGAS CREEK"},{"$f":"IF($E17=DataInput!$B16,DataInput!E16,NA())","v":"SAPN"},{"$f":"IF($E17=DataInput!$B16,DataInput!F16,NA())","v":"Summer"},{"$f":"IF($E17=DataInput!$B16,DataInput!G16,NA())","v":"Non-Coincident"},{"$f":"IF($E17=DataInput!$B16,DataInput!H16,NA())","v":2008},{"$f":"IF($E17=DataInput!$B16,DataInput!I16,NA())","v":"Actual"},{"$f":"IF($E17=DataInput!$B16,DataInput!J16,NA())","v":20.24652},{"$f":"IF($E17=DataInput!$B16,DataInput!K16,NA())","v":"NA"},null,null,"SA ANGAS CREEK",7,{"$f":"Lists_Selections!H10","v":"SA BRINKWORTH"},null,null,false,null,null,{"$error":"#N/A"},{"$error":"#N/A"},{"$error":"#N/A"},{"$error":"#N/A"},{"$error":"#N/A"},{"$error":"#N/A"},{"$error":"#N/A"},{"$error":"#N/A"},{"$error":"#N/A"},{"$error":"#N/A"},null,null,null,null,"Actual",null,"Summer","Non-Coincident","Actual",{"$f":"IF(SUMIFS($AG$11:$AG$30002,$AC$11:$AC$30002,$AO17,$AD$11:$AD$30002,$AP17,$AF$11:$AF$30002,$AQ17,$AE$11:$AE$30002,AR$14)=0,NA(),SUMIFS($AG$11:$AG$30002,$AC$11:$AC$30002,$AO17,$AD$11:$AD$30002,$AP17,$AF$11:$AF$30002,$AQ17,$AE$11:$AE$30002,AR$14))","v":{"$error":"#N/A"}},{"$f":"IF(SUMIFS($AG$11:$AG$30002,$AC$11:$AC$30002,$AO17,$AD$11:$AD$30002,$AP17,$AF$11:$AF$30002,$AQ17,$AE$11:$AE$30002,AS$14)=0,NA(),SUMIFS($AG$11:$AG$30002,$AC$11:$AC$30002,$AO17,$AD$11:$AD$30002,$AP17,$AF$11:$AF$30002,$AQ17,$AE$11:$AE$30002,AS$14))","v":{"$error":"#N/A"}},{"$error":"#N/A"},{"$error":"#N/A"},{"$error":"#N/A"},178.8,193.23,200.58,207.6,211.79,208.42,208.27,191.38,199.21,198.22,{"$error":"#N/A"},{"$error":"#N/A"},{"$error":"#N/A"},{"$error":"#N/A"},{"$error":"#N/A"},{"$error":"#N/A"},{"$error":"#N/A"},{"$error":"#N/A"},{"$error":"#N/A"},{"$error":"#N/A"}]
[null,{"$f":"IF(DataInput!B17=$B$8,IF($B$9=$B$10,TRUE,IF(DataInput!E17=$B$9,TRUE,FALSE)))","v":true},null,null,{"$f":"IF(B18=TRUE,DataInput!B17,NA())","v":"SA"},{"$f":"IF($E18=DataInput!$B17,DataInput!C17,NA())","v":"SANC"},{"$f":"IF($E18=DataInput!$B17,DataInput!D17,NA())","v":"ANGAS CREEK"},{"$f":"IF($E18=DataInput!$B17,DataInput!E17,NA())","v":"SAPN"},{"$f":"IF($E18=DataInput!$B17,DataInput!F17,NA())","v":"Summer"},{"$f":"IF($E18=DataInput!$B17,DataInput!G17,NA())","v":"Non-Coincident"},{"$f":"IF($E18=DataInput!$B17,DataInput!H17,NA())","v":2009},{"$f":"IF($E18=DataInput!$B17,DataInput!I17,NA())","v":"Actual"},{"$f":"IF($E18=DataInput!$B17,DataInput!J17,NA())","v":19.707719999999998},{"$f":"IF($E18=DataInput!$B17,DataInput!K17,NA())","v":"NA"},null,null,"SA ANGAS CREEK",8,{"$f":"Lists_Selections!H11","v":"SA CLARE NORTH"},null,null,false,null,null,{"$error":"#N/A"},{"$error":"#N/A"},{"$error":"#N/A"},{"$error":"#N/A"},{"$error":"#N/A"},{"$error":"#N/A"},{"$error":"#N/A"},{"$error":"#N/A"},{"$error":"#N/A"},{"$error":"#N/A"},null,null,null,null,"Temp. corrected actual 10%",null,"Summer","Non-Coincident","TempCorrActualPOE10",{"$f":"IF(SUMIFS($AG$11:$AG$30002,$AC$11:$AC$30002,$AO18,$AD$11:$AD$30002,$AP18,$AF$11:$AF$30002,$AQ18,$AE$11:$AE$30002,AR14)=0,NA(),SUMIFS($AG$11:$AG$30002,$AC$11:$AC$30002,$AO18,$AD$11:$AD$30002,$AP18,$AF$11:$AF$30002,$AQ18,$AE$11:$AE$30002,AR14))","v":{"$error":"#N/A"}},{"$error":"#N/A"},{"$error":"#N/A"},{"$error":"#N/A"},{"$error":"#N/A"},194.89879999999999,206.33019999999999,212.71109999999999,226.03559999999999,219.77529999999999,225.4032,219.08760000000001,213.6397,212.21100000000001,208.0839,{"$error":"#N/A"},{"$error":"#N/A"},{"$error":"#N/A"},{"$error":"#N/A"},{"$error":"#N/A"},{"$error":"#N/A"},{"$error":"#N/A"},{"$error":"#N/A"},{"$error":"#N/A"},{"$error":"#N/A"}]
[null,{"$f":"IF(DataInput!B18=$B$8,IF($B$9=$B$10,TRUE,IF(DataInput!E18=$B$9,TRUE,FALSE)))","v":true},null,null,{"$f":"IF(B19=TRUE,DataInput!B18,NA())","v":"SA"},{"$f":"IF($E19=DataInput!$B18,DataInput!C18,NA())","v":"SANC"},{"$f":"IF($E19=DataInput!$B18,DataInput!D18,NA())","v":"ANGAS CREEK"},{"$f":"IF($E19=DataInput!$B18,DataInput!E18,NA())","v":"SAPN"},{"$f":"IF($E19=DataInput!$B18,DataInput!F18,NA())","v":"Summer"},{"$f":"IF($E19=DataInput!$B18,DataInput!G18,NA())","v":"Non-Coincident"},{"$f":"IF($E19=DataInput!$B18,DataInput!H18,NA())","v":2010},{"$f":"IF($E19=DataInput!$B18,DataInput!I18,NA())","v":"Actual"},{"$f":"IF($E19=DataInput!$B18,DataInput!J18,NA())","v":20.228339999999999},{"$f":"IF($E19=DataInput!$B18,DataInput!K18,NA())","v":"NA"},null,null,"SA ANGAS CREEK",9,{"$f":"Lists_Selections!H12","v":"SA DALRYMPLE"},null,null,false,null,null,{"$error":"#N/A"},{"$error":"#N/A"},{"$error":"#N/A"},{"$error":"#N/A"},{"$error":"#N/A"},{"$error":"#N/A"},{"$error":"#N/A"},{"$error":"#N/A"},{"$error":"#N/A"},{"$error":"#N/A"},null,null,null,null,"Temp. corrected actual 50%",null,"Summer","Non-Coincident","TempCorrActualPOE50",{"$f":"IF(SUMIFS($AG$11:$AG$30002,$AC$11:$AC$30002,$AO19,$AD$11:$AD$30002,$AP19,$AF$11:$AF$30002,$AQ19,$AE$11:$AE$30002,AR14)=0,NA(),SUMIFS($AG$11:$AG$30002,$AC$11:$AC$30002,$AO19,$AD$11:$AD$30002,$AP19,$AF$11:$AF$30002,$AQ19,$AE$11:$AE$30002,AR14))","v":{"$error":"#N/A"}},{"$error":"#N/A"},{"$error":"#N/A"},{"$error":"#N/A"},{"$error":"#N/A"},187.08779999999999,197.21870000000001,203.631,213.48840000000001,208.09710000000001,212.21199999999999,207.5615,201.684,200.59460000000001,197.0292,{"$error":"#N/A"},{"$error":"#N/A"},{"$error":"#N/A"},{"$error":"#N/A"},{"$error":"#N/A"},{"$error":"#N/A"},{"$error":"#N/A"},{"$error":"#N/A"},{"$error":"#N/A"},{"$error":"#N/A"}]
[null,{"$f":"IF(DataInput!B19=$B$8,IF($B$9=$B$10,TRUE,IF(DataInput!E19=$B$9,TRUE,FALSE)))","v":true},null,null,{"$f":"IF(B20=TRUE,DataInput!B19,NA())","v":"SA"},{"$f":"IF($E20=DataInput!$B19,DataInput!C19,NA())","v":"SANC"},{"$f":"IF($E20=DataInput!$B19,DataInput!D19,NA())","v":"ANGAS CREEK"},{"$f":"IF($E20=DataInput!$B19,DataInput!E19,NA())","v":"SAPN"},{"$f":"IF($E20=DataInput!$B19,DataInput!F19,NA())","v":"Summer"},{"$f":"IF($E20=DataInput!$B19,DataInput!G19,NA())","v":"Non-Coincident"},{"$f":"IF($E20=DataInput!$B19,DataInput!H19,NA())","v":2011},{"$f":"IF($E20=DataInput!$B19,DataInput!I19,NA())","v":"Actual"},{"$f":"IF($E20=DataInput!$B19,DataInput!J19,NA())","v":22.53754},{"$f":"IF($E20=DataInput!$B19,DataInput!K19,NA())","v":"NA"},null,null,"SA ANGAS CREEK",10,{"$f":"Lists_Selections!H13","v":"SA DAVENPORT WEST"},null,null,false,null,null,{"$error":"#N/A"},{"$error":"#N/A"},{"$error":"#N/A"},{"$error":"#N/A"},{"$error":"#N/A"},{"$error":"#N/A"},{"$error":"#N/A"},{"$error":"#N/A"},{"$error":"#N/A"},{"$error":"#N/A"},null,null,null,null,"Non co-incident 10 POE",null,"Summer","Non-Coincident","POE10",{"$f":"IF(SUMIFS($AG$11:$AG$30002,$AC$11:$AC$30002,$AO20,$AD$11:$AD$30002,$AP20,$AF$11:$AF$30002,$AQ20,$AE$11:$AE$30002,AR14)=0,NA(),SUMIFS($AG$11:$AG$30002,$AC$11:$AC$30002,$AO20,$AD$11:$AD$30002,$AP20,$AF$11:$AF$30002,$AQ20,$AE$11:$AE$30002,AR14))","v":{"$error":"#N/A"}},{"$error":"#N/A"},{"$error":"#N/A"},{"$error":"#N/A"},{"$error":"#N/A"},{"$error":"#N/A"},{"$error":"#N/A"},{"$error":"#N/A"},{"$error":"#N/A"},{"$error":"#N/A"},{"$error":"#N/A"},{"$error":"#N/A"},{"$error":"#N/A"},{"$error":"#N/A"},{"$error":"#N/A"},{"$f":"IF(SUMIFS($AG$11:$AG$30002,$AC$11:$AC$30002,$AO20,$AD$11:$AD$30002,$AP20,$AF$11:$AF$30002,$AQ20,$AE$11:$AE$30002,BG14)=0,0,SUMIFS($AG$11:$AG$30002,$AC$11:$AC$30002,$AO20,$AD$11:$AD$30002,$AP20,$AF$11:$AF$30002,$AQ20,$AE$11:$AE$30002,BG14))","v":213.14179999999999},{"$f":"IF(SUMIFS($AG$11:$AG$30002,$AC$11:$AC$30002,$AO20,$AD$11:$AD$30002,$AP20,$AF$11:$AF$30002,$AQ20,$AE$11:$AE$30002,BH14)=0,0,SUMIFS($AG$11:$AG$30002,$AC$11:$AC$30002,$AO20,$AD$11:$AD$30002,$AP20,$AF$11:$AF$30002,$AQ20,$AE$11:$AE$30002,BH14))","v":213.86709999999999},214.58590000000001,218.05170000000001,218.31139999999999,218.80770000000001,220.1583,219.23769999999999,220.84700000000001,220.14599999999999]
[null,{"$f":"IF(DataInput!B20=$B$8,IF($B$9=$B$10,TRUE,IF(DataInput!E20=$B$9,TRUE,FALSE)))","v":true},null,null,{"$f":"IF(B21=TRUE,DataInput!B20,NA())","v":"SA"},{"$f":"IF($E21=DataInput!$B20,DataInput!C20,NA())","v":"SANC"},{"$f":"IF($E21=DataInput!$B20,DataInput!D20,NA())","v":"ANGAS CREEK"},{"$f":"IF($E21=DataInput!$B20,DataInput!E20,NA())","v":"SAPN"},{"$f":"IF($E21=DataInput!$B20,DataInput!F20,NA())","v":"Summer"},{"$f":"IF($E21=DataInput!$B20,DataInput!G20,NA())","v":"Non-Coincident"},{"$f":"IF($E21=DataInput!$B20,DataInput!H20,NA())","v":2012},{"$f":"IF($E21=DataInput!$B20,DataInput!I20,NA())","v":"Actual"},{"$f":"IF($E21=DataInput!$B20,DataInput!J20,NA())","v":16.019742000000001},{"$f":"IF($E21=DataInput!$B20,DataInput!K20,NA())","v":"NA"},null,null,"SA ANGAS CREEK",11,{"$f":"Lists_Selections!H14","v":"SA DORRIEN"},null,null,false,null,null,{"$error":"#N/A"},{"$error":"#N/A"},{"$error":"#N/A"},{"$error":"#N/A"},{"$error":"#N/A"},{"$error":"#N/A"},{"$error":"#N/A"},{"$error":"#N/A"},{"$error":"#N/A"},{"$error":"#N/A"},null,null,null,null,"Non co-incident 50 POE",null,"Summer","Non-Coincident","POE50",{"$f":"IF(SUMIFS($AG$11:$AG$30002,$AC$11:$AC$30002,$AO21,$AD$11:$AD$30002,$AP21,$AF$11:$AF$30002,$AQ21,$AE$11:$AE$30002,AR14)=0,NA(),SUMIFS($AG$11:$AG$30002,$AC$11:$AC$30002,$AO21,$AD$11:$AD$30002,$AP21,$AF$11:$AF$30002,$AQ21,$AE$11:$AE$30002,AR14))","v":{"$error":"#N/A"}},{"$error":"#N/A"},{"$error":"#N/A"},{"$error":"#N/A"},{"$error":"#N/A"},{"$error":"#N/A"},{"$error":"#N/A"},{"$error":"#N/A"},{"$error":"#N/A"},{"$error":"#N/A"},{"$error":"#N/A"},{"$error":"#N/A"},{"$error":"#N/A"},{"$error":"#N/A"},{"$error":"#N/A"},{"$f":"IF(SUMIFS($AG$11:$AG$30002,$AC$11:$AC$30002,$AO21,$AD$11:$AD$30002,$AP21,$AF$11:$AF$30002,$AQ21,$AE$11:$AE$30002,BG14)=0,0,SUMIFS($AG$11:$AG$30002,$AC$11:$AC$30002,$AO21,$AD$11:$AD$30002,$AP21,$AF$11:$AF$30002,$AQ21,$AE$11:$AE$30002,BG14))","v":194.9588},{"$f":"IF(SUMIFS($AG$11:$AG$30002,$AC$11:$AC$30002,$AO21,$AD$11:$AD$30002,$AP21,$AF$11:$AF$30002,$AQ21,$AE$11:$AE$30002,BH14)=0,0,SUMIFS($AG$11:$AG$30002,$AC$11:$AC$30002,$AO21,$AD$11:$AD$30002,$AP21,$AF$11:$AF$30002,$AQ21,$AE$11:$AE$30002,BH14))","v":194.03190000000001},194.28319999999999,195.35659999999999,196.12020000000001,196.7612,196.91370000000001,196.60509999999999,195.9408,195.65260000000001]
[null,{"$f":"IF(DataInput!B21=$B$8,IF($B$9=$B$10,TRUE,IF(DataInput!E21=$B$9,TRUE,FALSE)))","v":true},null,null,{"$f":"IF(B22=TRUE,DataInput!B21,NA())","v":"SA"},{"$f":"IF($E22=DataInput!$B21,DataInput!C21,NA())","v":"SANC"},{"$f":"IF($E22=DataInput!$B21,DataInput!D21,NA())","v":"ANGAS CREEK"},{"$f":"IF($E22=DataInput!$B21,DataInput!E21,NA())","v":"SAPN"},{"$f":"IF($E22=DataInput!$B21,DataInput!F21,NA())","v":"Summer"},{"$f":"IF($E22=DataInput!$B21,DataInput!G21,NA())","v":"Non-Coincident"},{"$f":"IF($E22=DataInput!$B21,DataInput!H21,NA())","v":2013},{"$f":"IF($E22=DataInput!$B21,DataInput!I21,NA())","v":"Actual"},{"$f":"IF($E22=DataInput!$B21,DataInput!J21,NA())","v":17.838100000000001},{"$f":"IF($E22=DataInput!$B21,DataInput!K21,NA())","v":"NA"},null,null,"SA ANGAS CREEK",12,{"$f":"Lists_Selections!H15","v":"SA EASTERN SUBURBS"},null,null,false,null,null,{"$error":"#N/A"},{"$error":"#N/A"},{"$error":"#N/A"},{"$error":"#N/A"},{"$error":"#N/A"},{"$error":"#N/A"},{"$error":"#N/A"},{"$error":"#N/A"},{"$error":"#N/A"},{"$error":"#N/A"},null,null,null,null,"Co-incident factor",null,"Summer","Coincident","Actual",{"$f":"IF(SUMIFS($AH$11:$AH$30002,$AC$11:$AC$30002,$AO22,$AD$11:$AD$30002,$AP22,$AF$11:$AF$30002,$AQ22,$AE$11:$AE$30002,AR14)=0,NA(),SUMIFS($AH$11:$AH$30002,$AC$11:$AC$30002,$AO22,$AD$11:$AD$30002,$AP22,$AF$11:$AF$30002,$AQ22,$AE$11:$AE$30002,AR14))","v":{"$error":"#N/A"}},{"$error":"#N/A"},{"$error":"#N/A"},{"$error":"#N/A"},{"$error":"#N/A"},{"$error":"#N/A"},{"$error":"#N/A"},{"$error":"#N/A"},{"$error":"#N/A"},{"$error":"#N/A"},{"$error":"#N/A"},{"$error":"#N/A"},{"$error":"#N/A"},{"$error":"#N/A"},{"$error":"#N/A"},{"$error":"#N/A"},{"$error":"#N/A"},{"$error":"#N/A"},{"$error":"#N/A"},{"$error":"#N/A"},{"$error":"#N/A"},{"$error":"#N/A"},{"$error":"#N/A"},{"$error":"#N/A"},{"$error":"#N/A"}]
[null,{"$f":"IF(DataInput!B22=$B$8,IF($B$9=$B$10,TRUE,IF(DataInput!E22=$B$9,TRUE,FALSE)))","v":true},null,null,{"$f":"IF(B23=TRUE,DataInput!B22,NA())","v":"SA"},{"$f":"IF($E23=DataInput!$B22,DataInput!C22,NA())","v":"SANC"},{"$f":"IF($E23=DataInput!$B22,DataInput!D22,NA())","v":"ANGAS CREEK"},{"$f":"IF($E23=DataInput!$B22,DataInput!E22,NA())","v":"SAPN"},{"$f":"IF($E23=DataInput!$B22,DataInput!F22,NA())","v":"Summer"},{"$f":"IF($E23=DataInput!$B22,DataInput!G22,NA())","v":"Non-Coincident"},{"$f":"IF($E23=DataInput!$B22,DataInput!H22,NA())","v":2014},{"$f":"IF($E23=DataInput!$B22,DataInput!I22,NA())","v":"Actual"},{"$f":"IF($E23=DataInput!$B22,DataInput!J22,NA())","v":18.768436000000001},{"$f":"IF($E23=DataInput!$B22,DataInput!K22,NA())","v":"NA"},null,null,"SA ANGAS CREEK",13,{"$f":"Lists_Selections!H16","v":"SA HUMMOCKS"},null,null,false,null,null,{"$error":"#N/A"},{"$error":"#N/A"},{"$error":"#N/A"},{"$error":"#N/A"},{"$error":"#N/A"},{"$error":"#N/A"},{"$error":"#N/A"},{"$error":"#N/A"},{"$error":"#N/A"},{"$error":"#N/A"},null,null,null,null,"WINTER (MW)"]
[null,{"$f":"IF(DataInput!B23=$B$8,IF($B$9=$B$10,TRUE,IF(DataInput!E23=$B$9,TRUE,FALSE)))","v":true},null,null,{"$f":"IF(B24=TRUE,DataInput!B23,NA())","v":"SA"},{"$f":"IF($E24=DataInput!$B23,DataInput!C23,NA())","v":"SANC"},{"$f":"IF($E24=DataInput!$B23,DataInput!D23,NA())","v":"ANGAS CREEK"},{"$f":"IF($E24=DataInput!$B23,DataInput!E23,NA())","v":"SAPN"},{"$f":"IF($E24=DataInput!$B23,DataInput!F23,NA())","v":"Winter"},{"$f":"IF($E24=DataInput!$B23,DataInput!G23,NA())","v":"Non-Coincident"},{"$f":"IF($E24=DataInput!$B23,DataInput!H23,NA())","v":2003},{"$f":"IF($E24=DataInput!$B23,DataInput!I23,NA())","v":"Actual"},{"$f":"IF($E24=DataInput!$B23,DataInput!J23,NA())","v":15.120824000000001},{"$f":"IF($E24=DataInput!$B23,DataInput!K23,NA())","v":"NA"},null,null,"SA ANGAS CREEK",14,{"$f":"Lists_Selections!H17","v":"SA KADINA EAST"},null,null,false,null,null,{"$error":"#N/A"},{"$error":"#N/A"},{"$error":"#N/A"},{"$error":"#N/A"},{"$error":"#N/A"},{"$error":"#N/A"},{"$error":"#N/A"},{"$error":"#N/A"},{"$error":"#N/A"},{"$error":"#N/A"},null,null,null,null,"Actual",null,"Winter","Non-Coincident","Actual",{"$f":"IF(SUMIFS($AG$11:$AG$30002,$AC$11:$AC$30002,$AO24,$AD$11:$AD$30002,$AP24,$AF$11:$AF$30002,$AQ24,$AE$11:$AE$30002,AR$15)=0,NA(),SUMIFS($AG$11:$AG$30002,$AC$11:$AC$30002,$AO24,$AD$11:$AD$30002,$AP24,$AF$11:$AF$30002,$AQ24,$AE$11:$AE$30002,AR$15))","v":{"$error":"#N/A"}},{"$f":"IF(SUMIFS($AG$11:$AG$30002,$AC$11:$AC$30002,$AO24,$AD$11:$AD$30002,$AP24,$AF$11:$AF$30002,$AQ24,$AE$11:$AE$30002,AS$15)=0,NA(),SUMIFS($AG$11:$AG$30002,$AC$11:$AC$30002,$AO24,$AD$11:$AD$30002,$AP24,$AF$11:$AF$30002,$AQ24,$AE$11:$AE$30002,AS$15))","v":{"$error":"#N/A"}},{"$f":"IF(SUMIFS($AG$11:$AG$30002,$AC$11:$AC$30002,$AO24,$AD$11:$AD$30002,$AP24,$AF$11:$AF$30002,$AQ24,$AE$11:$AE$30002,AT$15)=0,NA(),SUMIFS($AG$11:$AG$30002,$AC$11:$AC$30002,$AO24,$AD$11:$AD$30002,$AP24,$AF$11:$AF$30002,$AQ24,$AE$11:$AE$30002,AT$15))","v":{"$error":"#N/A"}},{"$error":"#N/A"},127.17,131.19999999999999,130.88999999999999,141.69999999999999,134.41,128.44,132.16999999999999,127.41,125.7,121.64,117.4,{"$error":"#N/A"},{"$error":"#N/A"},{"$error":"#N/A"},{"$error":"#N/A"},{"$error":"#N/A"},{"$error":"#N/A"},{"$error":"#N/A"},{"$error":"#N/A"},{"$error":"#N/A"},{"$error":"#N/A"}]
[null,{"$f":"IF(DataInput!B24=$B$8,IF($B$9=$B$10,TRUE,IF(DataInput!E24=$B$9,TRUE,FALSE)))","v":true},null,null,{"$f":"IF(B25=TRUE,DataInput!B24,NA())","v":"SA"},{"$f":"IF($E25=DataInput!$B24,DataInput!C24,NA())","v":"SANC"},{"$f":"IF($E25=DataInput!$B24,DataInput!D24,NA())","v":"ANGAS CREEK"},{"$f":"IF($E25=DataInput!$B24,DataInput!E24,NA())","v":"SAPN"},{"$f":"IF($E25=DataInput!$B24,DataInput!F24,NA())","v":"Winter"},{"$f":"IF($E25=DataInput!$B24,DataInput!G24,NA())","v":"Non-Coincident"},{"$f":"IF($E25=DataInput!$B24,DataInput!H24,NA())","v":2004},{"$f":"IF($E25=DataInput!$B24,DataInput!I24,NA())","v":"Actual"},{"$f":"IF($E25=DataInput!$B24,DataInput!J24,NA())","v":19.34064},{"$f":"IF($E25=DataInput!$B24,DataInput!K24,NA())","v":"NA"},null,null,"SA ANGAS CREEK",15,{"$f":"Lists_Selections!H18","v":"SA KANMANTOO"},null,null,false,null,null,{"$error":"#N/A"},{"$error":"#N/A"},{"$error":"#N/A"},{"$error":"#N/A"},{"$error":"#N/A"},{"$error":"#N/A"},{"$error":"#N/A"},{"$error":"#N/A"},{"$error":"#N/A"},{"$error":"#N/A"},null,null,null,null,"Temp. corrected actual 10%",null,"Winter","Non-Coincident","TempCorrActualPOE10",{"$f":"IF(SUMIFS($AG$11:$AG$30002,$AC$11:$AC$30002,$AO25,$AD$11:$AD$30002,$AP25,$AF$11:$AF$30002,$AQ25,$AE$11:$AE$30002,AR15)=0,NA(),SUMIFS($AG$11:$AG$30002,$AC$11:$AC$30002,$AO25,$AD$11:$AD$30002,$AP25,$AF$11:$AF$30002,$AQ25,$AE$11:$AE$30002,AR15))","v":{"$error":"#N/A"}},{"$f":"IF(SUMIFS($AG$11:$AG$30002,$AC$11:$AC$30002,$AO25,$AD$11:$AD$30002,$AP25,$AF$11:$AF$30002,$AQ25,$AE$11:$AE$30002,AS15)=0,NA(),SUMIFS($AG$11:$AG$30002,$AC$11:$AC$30002,$AO25,$AD$11:$AD$30002,$AP25,$AF$11:$AF$30002,$AQ25,$AE$11:$AE$30002,AS15))","v":{"$error":"#N/A"}},{"$f":"IF(SUMIFS($AG$11:$AG$30002,$AC$11:$AC$30002,$AO25,$AD$11:$AD$30002,$AP25,$AF$11:$AF$30002,$AQ25,$AE$11:$AE$30002,AT15)=0,NA(),SUMIFS($AG$11:$AG$30002,$AC$11:$AC$30002,$AO25,$AD$11:$AD$30002,$AP25,$AF$11:$AF$30002,$AQ25,$AE$11:$AE$30002,AT15))","v":{"$error":"#N/A"}},{"$error":"#N/A"},127.9311,129.88679999999999,130.78120000000001,134.9674,135.0078,131.6105,133.48740000000001,128.18049999999999,125.70180000000001,123.74850000000001,122.5964,{"$error":"#N/A"},{"$error":"#N/A"},{"$error":"#N/A"},{"$error":"#N/A"},{"$error":"#N/A"},{"$error":"#N/A"},{"$error":"#N/A"},{"$error":"#N/A"},{"$error":"#N/A"},{"$error":"#N/A"}]
[null,{"$f":"IF(DataInput!B25=$B$8,IF($B$9=$B$10,TRUE,IF(DataInput!E25=$B$9,TRUE,FALSE)))","v":true},null,null,{"$f":"IF(B26=TRUE,DataInput!B25,NA())","v":"SA"},{"$f":"IF($E26=DataInput!$B25,DataInput!C25,NA())","v":"SANC"},{"$f":"IF($E26=DataInput!$B25,DataInput!D25,NA())","v":"ANGAS CREEK"},{"$f":"IF($E26=DataInput!$B25,DataInput!E25,NA())","v":"SAPN"},{"$f":"IF($E26=DataInput!$B25,DataInput!F25,NA())","v":"Winter"},{"$f":"IF($E26=DataInput!$B25,DataInput!G25,NA())","v":"Non-Coincident"},{"$f":"IF($E26=DataInput!$B25,DataInput!H25,NA())","v":2005},{"$f":"IF($E26=DataInput!$B25,DataInput!I25,NA())","v":"Actual"},{"$f":"IF($E26=DataInput!$B25,DataInput!J25,NA())","v":14.771929999999999},{"$f":"IF($E26=DataInput!$B25,DataInput!K25,NA())","v":"NA"},null,null,"SA ANGAS CREEK",16,{"$f":"Lists_Selections!H19","v":"SA KEITH"},null,null,false,null,null,{"$error":"#N/A"},{"$error":"#N/A"},{"$error":"#N/A"},{"$error":"#N/A"},{"$error":"#N/A"},{"$error":"#N/A"},{"$error":"#N/A"},{"$error":"#N/A"},{"$error":"#N/A"},{"$error":"#N/A"},null,null,null,null,"Temp. corrected actual 50%",null,"Winter","Non-Coincident","TempCorrActualPOE50",{"$f":"IF(SUMIFS($AG$11:$AG$30002,$AC$11:$AC$30002,$AO26,$AD$11:$AD$30002,$AP26,$AF$11:$AF$30002,$AQ26,$AE$11:$AE$30002,AR15)=0,NA(),SUMIFS($AG$11:$AG$30002,$AC$11:$AC$30002,$AO26,$AD$11:$AD$30002,$AP26,$AF$11:$AF$30002,$AQ26,$AE$11:$AE$30002,AR15))","v":{"$error":"#N/A"}},{"$f":"IF(SUMIFS($AG$11:$AG$30002,$AC$11:$AC$30002,$AO26,$AD$11:$AD$30002,$AP26,$AF$11:$AF$30002,$AQ26,$AE$11:$AE$30002,AS15)=0,NA(),SUMIFS($AG$11:$AG$30002,$AC$11:$AC$30002,$AO26,$AD$11:$AD$30002,$AP26,$AF$11:$AF$30002,$AQ26,$AE$11:$AE$30002,AS15))","v":{"$error":"#N/A"}},{"$f":"IF(SUMIFS($AG$11:$AG$30002,$AC$11:$AC$30002,$AO26,$AD$11:$AD$30002,$AP26,$AF$11:$AF$30002,$AQ26,$AE$11:$AE$30002,AT15)=0,NA(),SUMIFS($AG$11:$AG$30002,$AC$11:$AC$30002,$AO26,$AD$11:$AD$30002,$AP26,$AF$11:$AF$30002,$AQ26,$AE$11:$AE$30002,AT15))","v":{"$error":"#N/A"}},{"$error":"#N/A"},126.2585,128.0438,129.29949999999999,133.0026,133.27930000000001,129.7003,131.72730000000001,126.8749,124.58450000000001,122.24420000000001,121.2166,{"$error":"#N/A"},{"$error":"#N/A"},{"$error":"#N/A"},{"$error":"#N/A"},{"$error":"#N/A"},{"$error":"#N/A"},{"$error":"#N/A"},{"$error":"#N/A"},{"$error":"#N/A"},{"$error":"#N/A"}]
[null,{"$f":"IF(DataInput!B26=$B$8,IF($B$9=$B$10,TRUE,IF(DataInput!E26=$B$9,TRUE,FALSE)))","v":true},null,null,{"$f":"IF(B27=TRUE,DataInput!B26,NA())","v":"SA"},{"$f":"IF($E27=DataInput!$B26,DataInput!C26,NA())","v":"SANC"},{"$f":"IF($E27=DataInput!$B26,DataInput!D26,NA())","v":"ANGAS CREEK"},{"$f":"IF($E27=DataInput!$B26,DataInput!E26,NA())","v":"SAPN"},{"$f":"IF($E27=DataInput!$B26,DataInput!F26,NA())","v":"Winter"},{"$f":"IF($E27=DataInput!$B26,DataInput!G26,NA())","v":"Non-Coincident"},{"$f":"IF($E27=DataInput!$B26,DataInput!H26,NA())","v":2006},{"$f":"IF($E27=DataInput!$B26,DataInput!I26,NA())","v":"Actual"},{"$f":"IF($E27=DataInput!$B26,DataInput!J26,NA())","v":14.413285999999999},{"$f":"IF($E27=DataInput!$B26,DataInput!K26,NA())","v":"NA"},null,null,"SA ANGAS CREEK",17,{"$f":"Lists_Selections!H20","v":"SA KINCRAIG"},null,null,false,null,null,{"$error":"#N/A"},{"$error":"#N/A"},{"$error":"#N/A"},{"$error":"#N/A"},{"$error":"#N/A"},{"$error":"#N/A"},{"$error":"#N/A"},{"$error":"#N/A"},{"$error":"#N/A"},{"$error":"#N/A"},null,null,null,null,"Non co-incident 10 POE",null,"Winter","Non-Coincident","POE10",{"$f":"IF(SUMIFS($AG$11:$AG$30002,$AC$11:$AC$30002,$AO27,$AD$11:$AD$30002,$AP27,$AF$11:$AF$30002,$AQ27,$AE$11:$AE$30002,AR15)=0,NA(),SUMIFS($AG$11:$AG$30002,$AC$11:$AC$30002,$AO27,$AD$11:$AD$30002,$AP27,$AF$11:$AF$30002,$AQ27,$AE$11:$AE$30002,AR15))","v":{"$error":"#N/A"}},{"$f":"IF(SUMIFS($AG$11:$AG$30002,$AC$11:$AC$30002,$AO27,$AD$11:$AD$30002,$AP27,$AF$11:$AF$30002,$AQ27,$AE$11:$AE$30002,AS15)=0,NA(),SUMIFS($AG$11:$AG$30002,$AC$11:$AC$30002,$AO27,$AD$11:$AD$30002,$AP27,$AF$11:$AF$30002,$AQ27,$AE$11:$AE$30002,AS15))","v":{"$error":"#N/A"}},{"$f":"IF(SUMIFS($AG$11:$AG$30002,$AC$11:$AC$30002,$AO27,$AD$11:$AD$30002,$AP27,$AF$11:$AF$30002,$AQ27,$AE$11:$AE$30002,AT15)=0,NA(),SUMIFS($AG$11:$AG$30002,$AC$11:$AC$30002,$AO27,$AD$11:$AD$30002,$AP27,$AF$11:$AF$30002,$AQ27,$AE$11:$AE$30002,AT15))","v":{"$error":"#N/A"}},{"$error":"#N/A"},{"$error":"#N/A"},{"$error":"#N/A"},{"$error":"#N/A"},{"$error":"#N/A"},{"$error":"#N/A"},{"$error":"#N/A"},{"$error":"#N/A"},{"$error":"#N/A"},{"$error":"#N/A"},{"$error":"#N/A"},{"$error":"#N/A"},{"$f":"IF(SUMIFS($AG$11:$AG$30002,$AC$11:$AC$30002,$AO27,$AD$11:$AD$30002,$AP27,$AF$11:$AF$30002,$AQ27,$AE$11:$AE$30002,BG15)=0,0,SUMIFS($AG$11:$AG$30002,$AC$11:$AC$30002,$AO27,$AD$11:$AD$30002,$AP27,$AF$11:$AF$30002,$AQ27,$AE$11:$AE$30002,BG15))","v":124.3201},{"$f":"IF(SUMIFS($AG$11:$AG$30002,$AC$11:$AC$30002,$AO27,$AD$11:$AD$30002,$AP27,$AF$11:$AF$30002,$AQ27,$AE$11:$AE$30002,BH15)=0,0,SUMIFS($AG$11:$AG$30002,$AC$11:$AC$30002,$AO27,$AD$11:$AD$30002,$AP27,$AF$11:$AF$30002,$AQ27,$AE$11:$AE$30002,BH15))","v":125.31059999999999},126.3193,127.4448,127.3122,127.7616,127.49290000000001,127.87439999999999,128.04859999999999,128.39510000000001]
[null,{"$f":"IF(DataInput!B27=$B$8,IF($B$9=$B$10,TRUE,IF(DataInput!E27=$B$9,TRUE,FALSE)))","v":true},null,null,{"$f":"IF(B28=TRUE,DataInput!B27,NA())","v":"SA"},{"$f":"IF($E28=DataInput!$B27,DataInput!C27,NA())","v":"SANC"},{"$f":"IF($E28=DataInput!$B27,DataInput!D27,NA())","v":"ANGAS CREEK"},{"$f":"IF($E28=DataInput!$B27,DataInput!E27,NA())","v":"SAPN"},{"$f":"IF($E28=DataInput!$B27,DataInput!F27,NA())","v":"Winter"},{"$f":"IF($E28=DataInput!$B27,DataInput!G27,NA())","v":"Non-Coincident"},{"$f":"IF($E28=DataInput!$B27,DataInput!H27,NA())","v":2007},{"$f":"IF($E28=DataInput!$B27,DataInput!I27,NA())","v":"Actual"},{"$f":"IF($E28=DataInput!$B27,DataInput!J27,NA())","v":15.277054},{"$f":"IF($E28=DataInput!$B27,DataInput!K27,NA())","v":"NA"},null,null,"SA ANGAS CREEK",18,{"$f":"Lists_Selections!H21","v":"SA LEIGH CREEK SOUTH"},null,null,false,null,null,{"$error":"#N/A"},{"$error":"#N/A"},{"$error":"#N/A"},{"$error":"#N/A"},{"$error":"#N/A"},{"$error":"#N/A"},{"$error":"#N/A"},{"$error":"#N/A"},{"$error":"#N/A"},{"$error":"#N/A"},null,null,null,null,"Non co-incident 50 POE",null,"Winter","Non-Coincident","POE50",{"$f":"IF(SUMIFS($AG$11:$AG$30002,$AC$11:$AC$30002,$AO28,$AD$11:$AD$30002,$AP28,$AF$11:$AF$30002,$AQ28,$AE$11:$AE$30002,AR15)=0,NA(),SUMIFS($AG$11:$AG$30002,$AC$11:$AC$30002,$AO28,$AD$11:$AD$30002,$AP28,$AF$11:$AF$30002,$AQ28,$AE$11:$AE$30002,AR15))","v":{"$error":"#N/A"}},{"$f":"IF(SUMIFS($AG$11:$AG$30002,$AC$11:$AC$30002,$AO28,$AD$11:$AD$30002,$AP28,$AF$11:$AF$30002,$AQ28,$AE$11:$AE$30002,AS15)=0,NA(),SUMIFS($AG$11:$AG$30002,$AC$11:$AC$30002,$AO28,$AD$11:$AD$30002,$AP28,$AF$11:$AF$30002,$AQ28,$AE$11:$AE$30002,AS15))","v":{"$error":"#N/A"}},{"$f":"IF(SUMIFS($AG$11:$AG$30002,$AC$11:$AC$30002,$AO28,$AD$11:$AD$30002,$AP28,$AF$11:$AF$30002,$AQ28,$AE$11:$AE$30002,AT15)=0,NA(),SUMIFS($AG$11:$AG$30002,$AC$11:$AC$30002,$AO28,$AD$11:$AD$30002,$AP28,$AF$11:$AF$30002,$AQ28,$AE$11:$AE$30002,AT15))","v":{"$error":"#N/A"}},{"$error":"#N/A"},{"$error":"#N/A"},{"$error":"#N/A"},{"$error":"#N/A"},{"$error":"#N/A"},{"$error":"#N/A"},{"$error":"#N/A"},{"$error":"#N/A"},{"$error":"#N/A"},{"$error":"#N/A"},{"$error":"#N/A"},{"$error":"#N/A"},{"$f":"IF(SUMIFS($AG$11:$AG$30002,$AC$11:$AC$30002,$AO28,$AD$11:$AD$30002,$AP28,$AF$11:$AF$30002,$AQ28,$AE$11:$AE$30002,BG15)=0,0,SUMIFS($AG$11:$AG$30002,$AC$11:$AC$30002,$AO28,$AD$11:$AD$30002,$AP28,$AF$11:$AF$30002,$AQ28,$AE$11:$AE$30002,BG15))","v":120.1426},{"$f":"IF(SUMIFS($AG$11:$AG$30002,$AC$11:$AC$30002,$AO28,$AD$11:$AD$30002,$AP28,$AF$11:$AF$30002,$AQ28,$AE$11:$AE$30002,BH15)=0,0,SUMIFS($AG$11:$AG$30002,$AC$11:$AC$30002,$AO28,$AD$11:$AD$30002,$AP28,$AF$11:$AF$30002,$AQ28,$AE$11:$AE$30002,BH15))","v":120.7983},122.82640000000001,123.4837,123.9532,124.1473,124.0317,124.217,124.85209999999999,124.5181]
[null,{"$f":"IF(DataInput!B28=$B$8,IF($B$9=$B$10,TRUE,IF(DataInput!E28=$B$9,TRUE,FALSE)))","v":true},null,null,{"$f":"IF(B29=TRUE,DataInput!B28,NA())","v":"SA"},{"$f":"IF($E29=DataInput!$B28,DataInput!C28,NA())","v":"SANC"},{"$f":"IF($E29=DataInput!$B28,DataInput!D28,NA())","v":"ANGAS CREEK"},{"$f":"IF($E29=DataInput!$B28,DataInput!E28,NA())","v":"SAPN"},{"$f":"IF($E29=DataInput!$B28,DataInput!F28,NA())","v":"Winter"},{"$f":"IF($E29=DataInput!$B28,DataInput!G28,NA())","v":"Non-Coincident"},{"$f":"IF($E29=DataInput!$B28,DataInput!H28,NA())","v":2008},{"$f":"IF($E29=DataInput!$B28,DataInput!I28,NA())","v":"Actual"},{"$f":"IF($E29=DataInput!$B28,DataInput!J28,NA())","v":16.456626},{"$f":"IF($E29=DataInput!$B28,DataInput!K28,NA())","v":"NA"},null,null,"SA ANGAS CREEK",19,{"$f":"Lists_Selections!H22","v":"SA MANNUM"},null,null,false,null,null,{"$error":"#N/A"},{"$error":"#N/A"},{"$error":"#N/A"},{"$error":"#N/A"},{"$error":"#N/A"},{"$error":"#N/A"},{"$error":"#N/A"},{"$error":"#N/A"},{"$error":"#N/A"},{"$error":"#N/A"},null,null,null,null,"Co-incident factor",null,"Winter","Coincident","Actual",{"$f":"IF(SUMIFS($AH$11:$AH$30002,$AC$11:$AC$30002,$AO29,$AD$11:$AD$30002,$AP29,$AF$11:$AF$30002,$AQ29,$AE$11:$AE$30002,AR15)=0,NA(),SUMIFS($AH$11:$AH$30002,$AC$11:$AC$30002,$AO29,$AD$11:$AD$30002,$AP29,$AF$11:$AF$30002,$AQ29,$AE$11:$AE$30002,AR15))","v":{"$error":"#N/A"}},{"$f":"IF(SUMIFS($AH$11:$AH$30002,$AC$11:$AC$30002,$AO29,$AD$11:$AD$30002,$AP29,$AF$11:$AF$30002,$AQ29,$AE$11:$AE$30002,AS15)=0,NA(),SUMIFS($AH$11:$AH$30002,$AC$11:$AC$30002,$AO29,$AD$11:$AD$30002,$AP29,$AF$11:$AF$30002,$AQ29,$AE$11:$AE$30002,AS15))","v":{"$error":"#N/A"}},{"$f":"IF(SUMIFS($AH$11:$AH$30002,$AC$11:$AC$30002,$AO29,$AD$11:$AD$30002,$AP29,$AF$11:$AF$30002,$AQ29,$AE$11:$AE$30002,AT15)=0,NA(),SUMIFS($AH$11:$AH$30002,$AC$11:$AC$30002,$AO29,$AD$11:$AD$30002,$AP29,$AF$11:$AF$30002,$AQ29,$AE$11:$AE$30002,AT15))","v":{"$error":"#N/A"}},{"$error":"#N/A"},{"$error":"#N/A"},{"$error":"#N/A"},{"$error":"#N/A"},{"$error":"#N/A"},{"$error":"#N/A"},{"$error":"#N/A"},{"$error":"#N/A"},{"$error":"#N/A"},{"$error":"#N/A"},{"$error":"#N/A"},{"$error":"#N/A"},{"$error":"#N/A"},{"$error":"#N/A"},{"$error":"#N/A"},{"$error":"#N/A"},{"$error":"#N/A"},{"$error":"#N/A"},{"$error":"#N/A"},{"$error":"#N/A"},{"$error":"#N/A"},{"$error":"#N/A"}]
[null,{"$f":"IF(DataInput!B29=$B$8,IF($B$9=$B$10,TRUE,IF(DataInput!E29=$B$9,TRUE,FALSE)))","v":true},null,null,{"$f":"IF(B30=TRUE,DataInput!B29,NA())","v":"SA"},{"$f":"IF($E30=DataInput!$B29,DataInput!C29,NA())","v":"SANC"},{"$f":"IF($E30=DataInput!$B29,DataInput!D29,NA())","v":"ANGAS CREEK"},{"$f":"IF($E30=DataInput!$B29,DataInput!E29,NA())","v":"SAPN"},{"$f":"IF($E30=DataInput!$B29,DataInput!F29,NA())","v":"Winter"},{"$f":"IF($E30=DataInput!$B29,DataInput!G29,NA())","v":"Non-Coincident"},{"$f":"IF($E30=DataInput!$B29,DataInput!H29,NA())","v":2009},{"$f":"IF($E30=DataInput!$B29,DataInput!I29,NA())","v":"Actual"},{"$f":"IF($E30=DataInput!$B29,DataInput!J29,NA())","v":17.88334},{"$f":"IF($E30=DataInput!$B29,DataInput!K29,NA())","v":"NA"},null,null,"SA ANGAS CREEK",20,{"$f":"Lists_Selections!H23","v":"SA MOBILONG"},null,null,false,null,null,{"$error":"#N/A"},{"$error":"#N/A"},{"$error":"#N/A"},{"$error":"#N/A"},{"$error":"#N/A"},{"$error":"#N/A"},{"$error":"#N/A"},{"$error":"#N/A"},{"$error":"#N/A"},{"$error":"#N/A"},null,null,null,null,"Options under each Identifyer"]
[null,{"$f":"IF(DataInput!B30=$B$8,IF($B$9=$B$10,TRUE,IF(DataInput!E30=$B$9,TRUE,FALSE)))","v":true},null,null,{"$f":"IF(B31=TRUE,DataInput!B30,NA())","v":"SA"},{"$f":"IF($E31=DataInput!$B30,DataInput!C30,NA())","v":"SANC"},{"$f":"IF($E31=DataInput!$B30,DataInput!D30,NA())","v":"ANGAS CREEK"},{"$f":"IF($E31=DataInput!$B30,DataInput!E30,NA())","v":"SAPN"},{"$f":"IF($E31=DataInput!$B30,DataInput!F30,NA())","v":"Winter"},{"$f":"IF($E31=DataInput!$B30,DataInput!G30,NA())","v":"Non-Coincident"},{"$f":"IF($E31=DataInput!$B30,DataInput!H30,NA())","v":2010},{"$f":"IF($E31=DataInput!$B30,DataInput!I30,NA())","v":"Actual"},{"$f":"IF($E31=DataInput!$B30,DataInput!J30,NA())","v":22.0489},{"$f":"IF($E31=DataInput!$B30,DataInput!K30,NA())","v":"NA"},null,null,"SA ANGAS CREEK",21,{"$f":"Lists_Selections!H24","v":"SA MT BARKER/MT BARKER STH"},null,null,false,null,null,{"$error":"#N/A"},{"$error":"#N/A"},{"$error":"#N/A"},{"$error":"#N/A"},{"$error":"#N/A"},{"$error":"#N/A"},{"$error":"#N/A"},{"$error":"#N/A"},{"$error":"#N/A"},{"$error":"#N/A"},null,null,null,null,null,null,"Summer","Coincident","Actual"]
[null,{"$f":"IF(DataInput!B31=$B$8,IF($B$9=$B$10,TRUE,IF(DataInput!E31=$B$9,TRUE,FALSE)))","v":true},null,null,{"$f":"IF(B32=TRUE,DataInput!B31,NA())","v":"SA"},{"$f":"IF($E32=DataInput!$B31,DataInput!C31,NA())","v":"SANC"},{"$f":"IF($E32=DataInput!$B31,DataInput!D31,NA())","v":"ANGAS CREEK"},{"$f":"IF($E32=DataInput!$B31,DataInput!E31,NA())","v":"SAPN"},{"$f":"IF($E32=DataInput!$B31,DataInput!F31,NA())","v":"Winter"},{"$f":"IF($E32=DataInput!$B31,DataInput!G31,NA())","v":"Non-Coincident"},{"$f":"IF($E32=DataInput!$B31,DataInput!H31,NA())","v":2011},{"$f":"IF($E32=DataInput!$B31,DataInput!I31,NA())","v":"Actual"},{"$f":"IF($E32=DataInput!$B31,DataInput!J31,NA())","v":19.178908},{"$f":"IF($E32=DataInput!$B31,DataInput!K31,NA())","v":"NA"},null,null,"SA ANGAS CREEK",22,{"$f":"Lists_Selections!H25","v":"SA MT GAMBIER"},null,null,false,null,null,{"$error":"#N/A"},{"$error":"#N/A"},{"$error":"#N/A"},{"$error":"#N/A"},{"$error":"#N/A"},{"$error":"#N/A"},{"$error":"#N/A"},{"$error":"#N/A"},{"$error":"#N/A"},{"$error":"#N/A"},null,null,null,null,null,null,"Winter","Non-Coincident","POE10"]
[null,{"$f":"IF(DataInput!B32=$B$8,IF($B$9=$B$10,TRUE,IF(DataInput!E32=$B$9,TRUE,FALSE)))","v":true},null,null,{"$f":"IF(B33=TRUE,DataInput!B32,NA())","v":"SA"},{"$f":"IF($E33=DataInput!$B32,DataInput!C32,NA())","v":"SANC"},{"$f":"IF($E33=DataInput!$B32,DataInput!D32,NA())","v":"ANGAS CREEK"},{"$f":"IF($E33=DataInput!$B32,DataInput!E32,NA())","v":"SAPN"},{"$f":"IF($E33=DataInput!$B32,DataInput!F32,NA())","v":"Winter"},{"$f":"IF($E33=DataInput!$B32,DataInput!G32,NA())","v":"Non-Coincident"},{"$f":"IF($E33=DataInput!$B32,DataInput!H32,NA())","v":2012},{"$f":"IF($E33=DataInput!$B32,DataInput!I32,NA())","v":"Actual"},{"$f":"IF($E33=DataInput!$B32,DataInput!J32,NA())","v":19.09686},{"$f":"IF($E33=DataInput!$B32,DataInput!K32,NA())","v":"NA"},null,null,"SA ANGAS CREEK",23,{"$f":"Lists_Selections!H26","v":"SA MT GUNSON"},null,null,false,null,null,{"$error":"#N/A"},{"$error":"#N/A"},{"$error":"#N/A"},{"$error":"#N/A"},{"$error":"#N/A"},{"$error":"#N/A"},{"$error":"#N/A"},{"$error":"#N/A"},{"$error":"#N/A"},{"$error":"#N/A"},null,null,null,null,null,null,null,null,"POE50"]
[null,{"$f":"IF(DataInput!B33=$B$8,IF($B$9=$B$10,TRUE,IF(DataInput!E33=$B$9,TRUE,FALSE)))","v":true},null,null,{"$f":"IF(B34=TRUE,DataInput!B33,NA())","v":"SA"},{"$f":"IF($E34=DataInput!$B33,DataInput!C33,NA())","v":"SANC"},{"$f":"IF($E34=DataInput!$B33,DataInput!D33,NA())","v":"ANGAS CREEK"},{"$f":"IF($E34=DataInput!$B33,DataInput!E33,NA())","v":"SAPN"},{"$f":"IF($E34=DataInput!$B33,DataInput!F33,NA())","v":"Winter"},{"$f":"IF($E34=DataInput!$B33,DataInput!G33,NA())","v":"Non-Coincident"},{"$f":"IF($E34=DataInput!$B33,DataInput!H33,NA())","v":2013},{"$f":"IF($E34=DataInput!$B33,DataInput!I33,NA())","v":"Actual"},{"$f":"IF($E34=DataInput!$B33,DataInput!J33,NA())","v":14.756404},{"$f":"IF($E34=DataInput!$B33,DataInput!K33,NA())","v":"NA"},null,null,"SA ANGAS CREEK",24,{"$f":"Lists_Selections!H27","v":"SA NEUROODLA"},null,null,false,null,null,{"$error":"#N/A"},{"$error":"#N/A"},{"$error":"#N/A"},{"$error":"#N/A"},{"$error":"#N/A"},{"$error":"#N/A"},{"$error":"#N/A"},{"$error":"#N/A"},{"$error":"#N/A"},{"$error":"#N/A"},null,null,null,null,null,null,null,null,"TempCorrActualPOE10"]
[null,{"$f":"IF(DataInput!B34=$B$8,IF($B$9=$B$10,TRUE,IF(DataInput!E34=$B$9,TRUE,FALSE)))","v":true},null,null,{"$f":"IF(B35=TRUE,DataInput!B34,NA())","v":"SA"},{"$f":"IF($E35=DataInput!$B34,DataInput!C34,NA())","v":"SANC"},{"$f":"IF($E35=DataInput!$B34,DataInput!D34,NA())","v":"ANGAS CREEK"},{"$f":"IF($E35=DataInput!$B34,DataInput!E34,NA())","v":"SAPN"},{"$f":"IF($E35=DataInput!$B34,DataInput!F34,NA())","v":"Winter"},{"$f":"IF($E35=DataInput!$B34,DataInput!G34,NA())","v":"Non-Coincident"},{"$f":"IF($E35=DataInput!$B34,DataInput!H34,NA())","v":2014},{"$f":"IF($E35=DataInput!$B34,DataInput!I34,NA())","v":"Actual"},{"$f":"IF($E35=DataInput!$B34,DataInput!J34,NA())","v":14.83986},{"$f":"IF($E35=DataInput!$B34,DataInput!K34,NA())","v":"NA"},null,null,"SA ANGAS CREEK",25,{"$f":"Lists_Selections!H28","v":"SA NORTH WEST BEND"},null,null,false,null,null,{"$error":"#N/A"},{"$f":"IF($V35=TRUE,F35,NA())","v":{"$error":"#N/A"}},{"$f":"IF($V35=TRUE,G35,NA())","v":{"$error":"#N/A"}},{"$f":"IF($V35=TRUE,H35,NA())","v":{"$error":"#N/A"}},{"$f":"IF($V35=TRUE,I35,NA())","v":{"$error":"#N/A"}},{"$f":"IF($V35=TRUE,J35,NA())","v":{"$error":"#N/A"}},{"$f":"IF($V35=TRUE,K35,NA())","v":{"$error":"#N/A"}},{"$f":"IF($V35=TRUE,L35,NA())","v":{"$error":"#N/A"}},{"$f":"IF($V35=TRUE,M35,NA())","v":{"$error":"#N/A"}},{"$f":"IF($V35=TRUE,N35,NA())","v":{"$error":"#N/A"}},null,null,null,null,null,null,null,null,"TempCorrActualPOE50"]
[null,{"$f":"IF(DataInput!B35=$B$8,IF($B$9=$B$10,TRUE,IF(DataInput!E35=$B$9,TRUE,FALSE)))","v":true},null,null,{"$f":"IF(B36=TRUE,DataInput!B35,NA())","v":"SA"},{"$f":"IF($E36=DataInput!$B35,DataInput!C35,NA())","v":"SARW"},{"$f":"IF($E36=DataInput!$B35,DataInput!D35,NA())","v":"ARDROSSAN WEST"},{"$f":"IF($E36=DataInput!$B35,DataInput!E35,NA())","v":"SAPN"},{"$f":"IF($E36=DataInput!$B35,DataInput!F35,NA())","v":"Summer"},{"$f":"IF($E36=DataInput!$B35,DataInput!G35,NA())","v":"Non-Coincident"},{"$f":"IF($E36=DataInput!$B35,DataInput!H35,NA())","v":2003},{"$f":"IF($E36=DataInput!$B35,DataInput!I35,NA())","v":"Actual"},{"$f":"IF($E36=DataInput!$B35,DataInput!J35,NA())","v":8.4375400000000003},{"$f":"IF($E36=DataInput!$B35,DataInput!K35,NA())","v":"NA"},null,null,"SA ARDROSSAN WEST",26,{"$f":"Lists_Selections!H29","v":"SA NORTHERN"},null,null,false,null,null,{"$error":"#N/A"},{"$error":"#N/A"},{"$error":"#N/A"},{"$error":"#N/A"},{"$error":"#N/A"},{"$error":"#N/A"},{"$error":"#N/A"},{"$error":"#N/A"},{"$error":"#N/A"},{"$error":"#N/A"}]
[null,{"$f":"IF(DataInput!B36=$B$8,IF($B$9=$B$10,TRUE,IF(DataInput!E36=$B$9,TRUE,FALSE)))","v":true},null,null,{"$f":"IF(B37=TRUE,DataInput!B36,NA())","v":"SA"},{"$f":"IF($E37=DataInput!$B36,DataInput!C36,NA())","v":"SARW"},{"$f":"IF($E37=DataInput!$B36,DataInput!D36,NA())","v":"ARDROSSAN WEST"},{"$f":"IF($E37=DataInput!$B36,DataInput!E36,NA())","v":"SAPN"},{"$f":"IF($E37=DataInput!$B36,DataInput!F36,NA())","v":"Summer"},{"$f":"IF($E37=DataInput!$B36,DataInput!G36,NA())","v":"Non-Coincident"},{"$f":"IF($E37=DataInput!$B36,DataInput!H36,NA())","v":2004},{"$f":"IF($E37=DataInput!$B36,DataInput!I36,NA())","v":"Actual"},{"$f":"IF($E37=DataInput!$B36,DataInput!J36,NA())","v":8.5555800000000009},{"$f":"IF($E37=DataInput!$B36,DataInput!K36,NA())","v":"NA"},null,null,"SA ARDROSSAN WEST",27,{"$f":"Lists_Selections!H30","v":"SA PENOLA WEST"},null,null,false,null,null,{"$error":"#N/A"},{"$error":"#N/A"},{"$error":"#N/A"},{"$error":"#N/A"},{"$error":"#N/A"},{"$error":"#N/A"},{"$error":"#N/A"},{"$error":"#N/A"},{"$error":"#N/A"},{"$error":"#N/A"}]
[null,{"$f":"IF(DataInput!B37=$B$8,IF($B$9=$B$10,TRUE,IF(DataInput!E37=$B$9,TRUE,FALSE)))","v":true},null,null,{"$f":"IF(B38=TRUE,DataInput!B37,NA())","v":"SA"},{"$f":"IF($E38=DataInput!$B37,DataInput!C37,NA())","v":"SARW"},{"$f":"IF($E38=DataInput!$B37,DataInput!D37,NA())","v":"ARDROSSAN WEST"},{"$f":"IF($E38=DataInput!$B37,DataInput!E37,NA())","v":"SAPN"},{"$f":"IF($E38=DataInput!$B37,DataInput!F37,NA())","v":"Summer"},{"$f":"IF($E38=DataInput!$B37,DataInput!G37,NA())","v":"Non-Coincident"},{"$f":"IF($E38=DataInput!$B37,DataInput!H37,NA())","v":2005},{"$f":"IF($E38=DataInput!$B37,DataInput!I37,NA())","v":"Actual"},{"$f":"IF($E38=DataInput!$B37,DataInput!J37,NA())","v":8.8458539999999992},{"$f":"IF($E38=DataInput!$B37,DataInput!K37,NA())","v":"NA"},null,null,"SA ARDROSSAN WEST",28,{"$f":"Lists_Selections!H31","v":"SA PORT LINCOLN TERMINAL"},null,null,false,null,null,{"$error":"#N/A"},{"$error":"#N/A"},{"$error":"#N/A"},{"$error":"#N/A"},{"$error":"#N/A"},{"$error":"#N/A"},{"$error":"#N/A"},{"$error":"#N/A"},{"$error":"#N/A"},{"$error":"#N/A"},null,null,null,null,null,null,null,null,null,null,null,null,null,null,null,null,null,null,null,"SUMMER (MW)",null,null,null,"2013-14","2014-15","2015-16","2016-17","2017-18","2018-19","2019-20","2020-21","2021-22","2022-23","2023-24","10-yr growth rate"]
[null,{"$f":"IF(DataInput!B38=$B$8,IF($B$9=$B$10,TRUE,IF(DataInput!E38=$B$9,TRUE,FALSE)))","v":true},null,null,{"$f":"IF(B39=TRUE,DataInput!B38,NA())","v":"SA"},{"$f":"IF($E39=DataInput!$B38,DataInput!C38,NA())","v":"SARW"},{"$f":"IF($E39=DataInput!$B38,DataInput!D38,NA())","v":"ARDROSSAN WEST"},{"$f":"IF($E39=DataInput!$B38,DataInput!E38,NA())","v":"SAPN"},{"$f":"IF($E39=DataInput!$B38,DataInput!F38,NA())","v":"Summer"},{"$f":"IF($E39=DataInput!$B38,DataInput!G38,NA())","v":"Non-Coincident"},{"$f":"IF($E39=DataInput!$B38,DataInput!H38,NA())","v":2006},{"$f":"IF($E39=DataInput!$B38,DataInput!I38,NA())","v":"Actual"},{"$f":"IF($E39=DataInput!$B38,DataInput!J38,NA())","v":11.901006000000001},{"$f":"IF($E39=DataInput!$B38,DataInput!K38,NA())","v":"NA"},null,null,"SA ARDROSSAN WEST",29,{"$f":"Lists_Selections!H32","v":"SA PORT PIRIE SYSTEM"},null,null,false,null,null,{"$error":"#N/A"},{"$error":"#N/A"},{"$error":"#N/A"},{"$error":"#N/A"},{"$error":"#N/A"},{"$error":"#N/A"},{"$error":"#N/A"},{"$error":"#N/A"},{"$error":"#N/A"},{"$error":"#N/A"},null,null,null,null,null,null,null,null,null,null,null,null,null,null,null,null,null,null,null,"Actual",null,null,null,{"$f":"IFERROR(BF17,\"\")","v":198.22},"","","","","","","","","",""]
[null,{"$f":"IF(DataInput!B39=$B$8,IF($B$9=$B$10,TRUE,IF(DataInput!E39=$B$9,TRUE,FALSE)))","v":true},null,null,{"$f":"IF(B40=TRUE,DataInput!B39,NA())","v":"SA"},{"$f":"IF($E40=DataInput!$B39,DataInput!C39,NA())","v":"SARW"},{"$f":"IF($E40=DataInput!$B39,DataInput!D39,NA())","v":"ARDROSSAN WEST"},{"$f":"IF($E40=DataInput!$B39,DataInput!E39,NA())","v":"SAPN"},{"$f":"IF($E40=DataInput!$B39,DataInput!F39,NA())","v":"Summer"},{"$f":"IF($E40=DataInput!$B39,DataInput!G39,NA())","v":"Non-Coincident"},{"$f":"IF($E40=DataInput!$B39,DataInput!H39,NA())","v":2007},{"$f":"IF($E40=DataInput!$B39,DataInput!I39,NA())","v":"Actual"},{"$f":"IF($E40=DataInput!$B39,DataInput!J39,NA())","v":11.099974},{"$f":"IF($E40=DataInput!$B39,DataInput!K39,NA())","v":"NA"},null,null,"SA ARDROSSAN WEST",30,{"$f":"Lists_Selections!H33","v":"SA SNUGGERY INDUSTRIAL"},null,null,false,null,null,{"$error":"#N/A"},{"$error":"#N/A"},{"$error":"#N/A"},{"$error":"#N/A"},{"$error":"#N/A"},{"$error":"#N/A"},{"$error":"#N/A"},{"$error":"#N/A"},{"$error":"#N/A"},{"$error":"#N/A"},null,null,null,null,null,null,null,null,null,null,null,null,null,null,null,null,null,null,null,"Temp. corrected actual 10 POE (TCA10)",null,null,null,{"$f":"IFERROR(BF18,\"\")","v":208.0839},"","","","","","","","","",""]
[null,{"$f":"IF(DataInput!B40=$B$8,IF($B$9=$B$10,TRUE,IF(DataInput!E40=$B$9,TRUE,FALSE)))","v":true},null,null,{"$f":"IF(B41=TRUE,DataInput!B40,NA())","v":"SA"},{"$f":"IF($E41=DataInput!$B40,DataInput!C40,NA())","v":"SARW"},{"$f":"IF($E41=DataInput!$B40,DataInput!D40,NA())","v":"ARDROSSAN WEST"},{"$f":"IF($E41=DataInput!$B40,DataInput!E40,NA())","v":"SAPN"},{"$f":"IF($E41=DataInput!$B40,DataInput!F40,NA())","v":"Summer"},{"$f":"IF($E41=DataInput!$B40,DataInput!G40,NA())","v":"Non-Coincident"},{"$f":"IF($E41=DataInput!$B40,DataInput!H40,NA())","v":2008},{"$f":"IF($E41=DataInput!$B40,DataInput!I40,NA())","v":"Actual"},{"$f":"IF($E41=DataInput!$B40,DataInput!J40,NA())","v":13.241382},{"$f":"IF($E41=DataInput!$B40,DataInput!K40,NA())","v":"NA"},null,null,"SA ARDROSSAN WEST",31,{"$f":"Lists_Selections!H34","v":"SA SNUGGERY RURAL"},null,null,false,null,null,{"$error":"#N/A"},{"$error":"#N/A"},{"$error":"#N/A"},{"$error":"#N/A"},{"$error":"#N/A"},{"$error":"#N/A"},{"$error":"#N/A"},{"$error":"#N/A"},{"$error":"#N/A"},{"$error":"#N/A"},null,null,null,null,null,null,null,null,null,null,null,null,null,null,null,null,null,null,null,"Temp. corrected actual 50 POE (TCA50)",null,null,null,{"$f":"IFERROR(BF19,\"\")","v":197.0292},"","","","","","","","","",""]
[null,{"$f":"IF(DataInput!B41=$B$8,IF($B$9=$B$10,TRUE,IF(DataInput!E41=$B$9,TRUE,FALSE)))","v":true},null,null,{"$f":"IF(B42=TRUE,DataInput!B41,NA())","v":"SA"},{"$f":"IF($E42=DataInput!$B41,DataInput!C41,NA())","v":"SARW"},{"$f":"IF($E42=DataInput!$B41,DataInput!D41,NA())","v":"ARDROSSAN WEST"},{"$f":"IF($E42=DataInput!$B41,DataInput!E41,NA())","v":"SAPN"},{"$f":"IF($E42=DataInput!$B41,DataInput!F41,NA())","v":"Summer"},{"$f":"IF($E42=DataInput!$B41,DataInput!G41,NA())","v":"Non-Coincident"},{"$f":"IF($E42=DataInput!$B41,DataInput!H41,NA())","v":2009},{"$f":"IF($E42=DataInput!$B41,DataInput!I41,NA())","v":"Actual"},{"$f":"IF($E42=DataInput!$B41,DataInput!J41,NA())","v":12.494249999999999},{"$f":"IF($E42=DataInput!$B41,DataInput!K41,NA())","v":"NA"},null,null,"SA ARDROSSAN WEST",32,{"$f":"Lists_Selections!H35","v":"SA SOUTHERN SUBURBS"},null,null,false,null,null,{"$error":"#N/A"},{"$error":"#N/A"},{"$error":"#N/A"},{"$error":"#N/A"},{"$error":"#N/A"},{"$error":"#N/A"},{"$error":"#N/A"},{"$error":"#N/A"},{"$error":"#N/A"},{"$error":"#N/A"},null,null,null,null,null,null,null,null,null,null,null,null,null,null,null,null,null,null,null,"Non co-incident 10 POE (NC10POE)",null,null,null,{"$f":"IFERROR(BF20,\"\")","v":""},213.14179999999999,213.86709999999999,214.58590000000001,218.05170000000001,218.31139999999999,218.80770000000001,220.1583,219.23769999999999,220.84700000000001,220.14599999999999,{"$f":"IFERROR((1+(BP42-BG42)/BG42)^(1/9)-1,\"N/A\")","v":3.599048933895066E-3}]
[null,{"$f":"IF(DataInput!B42=$B$8,IF($B$9=$B$10,TRUE,IF(DataInput!E42=$B$9,TRUE,FALSE)))","v":true},null,null,{"$f":"IF(B43=TRUE,DataInput!B42,NA())","v":"SA"},{"$f":"IF($E43=DataInput!$B42,DataInput!C42,NA())","v":"SARW"},{"$f":"IF($E43=DataInput!$B42,DataInput!D42,NA())","v":"ARDROSSAN WEST"},{"$f":"IF($E43=DataInput!$B42,DataInput!E42,NA())","v":"SAPN"},{"$f":"IF($E43=DataInput!$B42,DataInput!F42,NA())","v":"Summer"},{"$f":"IF($E43=DataInput!$B42,DataInput!G42,NA())","v":"Non-Coincident"},{"$f":"IF($E43=DataInput!$B42,DataInput!H42,NA())","v":2010},{"$f":"IF($E43=DataInput!$B42,DataInput!I42,NA())","v":"Actual"},{"$f":"IF($E43=DataInput!$B42,DataInput!J42,NA())","v":14.080641999999999},{"$f":"IF($E43=DataInput!$B42,DataInput!K42,NA())","v":"NA"},null,null,"SA ARDROSSAN WEST",33,{"$f":"Lists_Selections!H36","v":"SA STONY POINT"},null,null,false,null,null,{"$error":"#N/A"},{"$error":"#N/A"},{"$error":"#N/A"},{"$error":"#N/A"},{"$error":"#N/A"},{"$error":"#N/A"},{"$error":"#N/A"},{"$error":"#N/A"},{"$error":"#N/A"},{"$error":"#N/A"},null,null,null,null,null,null,null,null,null,null,null,null,null,null,null,null,null,null,null,"Non co-incident 50 POE (NC50POE)",null,null,null,{"$f":"IFERROR(BF21,\"\")","v":""},194.9588,194.03190000000001,194.28319999999999,195.35659999999999,196.12020000000001,196.7612,196.91370000000001,196.60509999999999,195.9408,195.65260000000001,{"$f":"IFERROR((1+(BP43-BG43)/BG43)^(1/9)-1,\"N/A\")","v":3.947871763310129E-4}]
[null,{"$f":"IF(DataInput!B43=$B$8,IF($B$9=$B$10,TRUE,IF(DataInput!E43=$B$9,TRUE,FALSE)))","v":true},null,null,{"$f":"IF(B44=TRUE,DataInput!B43,NA())","v":"SA"},{"$f":"IF($E44=DataInput!$B43,DataInput!C43,NA())","v":"SARW"},{"$f":"IF($E44=DataInput!$B43,DataInput!D43,NA())","v":"ARDROSSAN WEST"},{"$f":"IF($E44=DataInput!$B43,DataInput!E43,NA())","v":"SAPN"},{"$f":"IF($E44=DataInput!$B43,DataInput!F43,NA())","v":"Summer"},{"$f":"IF($E44=DataInput!$B43,DataInput!G43,NA())","v":"Non-Coincident"},{"$f":"IF($E44=DataInput!$B43,DataInput!H43,NA())","v":2011},{"$f":"IF($E44=DataInput!$B43,DataInput!I43,NA())","v":"Actual"},{"$f":"IF($E44=DataInput!$B43,DataInput!J43,NA())","v":12.128159999999999},{"$f":"IF($E44=DataInput!$B43,DataInput!K43,NA())","v":"NA"},null,null,"SA ARDROSSAN WEST",34,{"$f":"Lists_Selections!H37","v":"SA TAILEM BEND"},null,null,false,null,null,{"$error":"#N/A"},{"$error":"#N/A"},{"$error":"#N/A"},{"$error":"#N/A"},{"$error":"#N/A"},{"$error":"#N/A"},{"$error":"#N/A"},{"$error":"#N/A"},{"$error":"#N/A"},{"$error":"#N/A"},null,null,null,null,null,null,null,null,null,null,null,null,null,null,null,null,null,null,null,"WINTER (MW)",null,null,null,2014,2015,2016,2017,2018,2019,2020,2021,2022,2023,2024,"10-yr growth rate"]
[null,{"$f":"IF(DataInput!B44=$B$8,IF($B$9=$B$10,TRUE,IF(DataInput!E44=$B$9,TRUE,FALSE)))","v":true},null,null,{"$f":"IF(B45=TRUE,DataInput!B44,NA())","v":"SA"},{"$f":"IF($E45=DataInput!$B44,DataInput!C44,NA())","v":"SARW"},{"$f":"IF($E45=DataInput!$B44,DataInput!D44,NA())","v":"ARDROSSAN WEST"},{"$f":"IF($E45=DataInput!$B44,DataInput!E44,NA())","v":"SAPN"},{"$f":"IF($E45=DataInput!$B44,DataInput!F44,NA())","v":"Summer"},{"$f":"IF($E45=DataInput!$B44,DataInput!G44,NA())","v":"Non-Coincident"},{"$f":"IF($E45=DataInput!$B44,DataInput!H44,NA())","v":2012},{"$f":"IF($E45=DataInput!$B44,DataInput!I44,NA())","v":"Actual"},{"$f":"IF($E45=DataInput!$B44,DataInput!J44,NA())","v":11.773688},{"$f":"IF($E45=DataInput!$B44,DataInput!K44,NA())","v":"NA"},null,null,"SA ARDROSSAN WEST",35,{"$f":"Lists_Selections!H38","v":"SA TEMPLERS"},null,null,false,null,null,{"$error":"#N/A"},{"$error":"#N/A"},{"$error":"#N/A"},{"$error":"#N/A"},{"$error":"#N/A"},{"$error":"#N/A"},{"$error":"#N/A"},{"$error":"#N/A"},{"$error":"#N/A"},{"$error":"#N/A"},null,null,null,null,null,null,null,null,null,null,null,null,null,null,null,null,null,null,null,"Actual",null,null,null,{"$f":"IFERROR(BF24,\"\")","v":117.4},"","","","","","","","","",""]
[null,{"$f":"IF(DataInput!B45=$B$8,IF($B$9=$B$10,TRUE,IF(DataInput!E45=$B$9,TRUE,FALSE)))","v":true},null,null,{"$f":"IF(B46=TRUE,DataInput!B45,NA())","v":"SA"},{"$f":"IF($E46=DataInput!$B45,DataInput!C45,NA())","v":"SARW"},{"$f":"IF($E46=DataInput!$B45,DataInput!D45,NA())","v":"ARDROSSAN WEST"},{"$f":"IF($E46=DataInput!$B45,DataInput!E45,NA())","v":"SAPN"},{"$f":"IF($E46=DataInput!$B45,DataInput!F45,NA())","v":"Summer"},{"$f":"IF($E46=DataInput!$B45,DataInput!G45,NA())","v":"Non-Coincident"},{"$f":"IF($E46=DataInput!$B45,DataInput!H45,NA())","v":2013},{"$f":"IF($E46=DataInput!$B45,DataInput!I45,NA())","v":"Actual"},{"$f":"IF($E46=DataInput!$B45,DataInput!J45,NA())","v":11.58042},{"$f":"IF($E46=DataInput!$B45,DataInput!K45,NA())","v":"NA"},null,null,"SA ARDROSSAN WEST",36,{"$f":"Lists_Selections!H39","v":"SA WATERLOO"},null,null,false,null,null,{"$error":"#N/A"},{"$error":"#N/A"},{"$error":"#N/A"},{"$error":"#N/A"},{"$error":"#N/A"},{"$error":"#N/A"},{"$error":"#N/A"},{"$error":"#N/A"},{"$error":"#N/A"},{"$error":"#N/A"},null,null,null,null,null,null,null,null,null,null,null,null,null,null,null,null,null,null,null,"Temp. corrected actual 10 POE (TCA10)",null,null,null,{"$f":"IFERROR(BF25,\"\")","v":122.5964},"","","","","","","","","",""]
[null,{"$f":"IF(DataInput!B46=$B$8,IF($B$9=$B$10,TRUE,IF(DataInput!E46=$B$9,TRUE,FALSE)))","v":true},null,null,{"$f":"IF(B47=TRUE,DataInput!B46,NA())","v":"SA"},{"$f":"IF($E47=DataInput!$B46,DataInput!C46,NA())","v":"SARW"},{"$f":"IF($E47=DataInput!$B46,DataInput!D46,NA())","v":"ARDROSSAN WEST"},{"$f":"IF($E47=DataInput!$B46,DataInput!E46,NA())","v":"SAPN"},{"$f":"IF($E47=DataInput!$B46,DataInput!F46,NA())","v":"Summer"},{"$f":"IF($E47=DataInput!$B46,DataInput!G46,NA())","v":"Non-Coincident"},{"$f":"IF($E47=DataInput!$B46,DataInput!H46,NA())","v":2014},{"$f":"IF($E47=DataInput!$B46,DataInput!I46,NA())","v":"Actual"},{"$f":"IF($E47=DataInput!$B46,DataInput!J46,NA())","v":11.870482000000001},{"$f":"IF($E47=DataInput!$B46,DataInput!K46,NA())","v":"NA"},null,null,"SA ARDROSSAN WEST",37,{"$f":"Lists_Selections!H40","v":"SA WESTERN SUBURBS"},null,null,false,null,null,{"$error":"#N/A"},{"$error":"#N/A"},{"$error":"#N/A"},{"$error":"#N/A"},{"$error":"#N/A"},{"$error":"#N/A"},{"$error":"#N/A"},{"$error":"#N/A"},{"$error":"#N/A"},{"$error":"#N/A"},null,null,null,null,null,null,null,null,null,null,null,null,null,null,null,null,null,null,null,"Temp. corrected actual 50 POE (TCA50)",null,null,null,{"$f":"IFERROR(BF26,\"\")","v":121.2166},"","","","","","","","","",""]
[null,{"$f":"IF(DataInput!B47=$B$8,IF($B$9=$B$10,TRUE,IF(DataInput!E47=$B$9,TRUE,FALSE)))","v":true},null,null,{"$f":"IF(B48=TRUE,DataInput!B47,NA())","v":"SA"},{"$f":"IF($E48=DataInput!$B47,DataInput!C47,NA())","v":"SARW"},{"$f":"IF($E48=DataInput!$B47,DataInput!D47,NA())","v":"ARDROSSAN WEST"},{"$f":"IF($E48=DataInput!$B47,DataInput!E47,NA())","v":"SAPN"},{"$f":"IF($E48=DataInput!$B47,DataInput!F47,NA())","v":"Winter"},{"$f":"IF($E48=DataInput!$B47,DataInput!G47,NA())","v":"Non-Coincident"},{"$f":"IF($E48=DataInput!$B47,DataInput!H47,NA())","v":2003},{"$f":"IF($E48=DataInput!$B47,DataInput!I47,NA())","v":"Actual"},{"$f":"IF($E48=DataInput!$B47,DataInput!J47,NA())","v":6.8698860000000002},{"$f":"IF($E48=DataInput!$B47,DataInput!K47,NA())","v":"NA"},null,null,"SA ARDROSSAN WEST",38,{"$f":"Lists_Selections!H41","v":"SA WHYALLA CENTRAL/TERMINAL"},null,null,false,null,null,{"$error":"#N/A"},{"$error":"#N/A"},{"$error":"#N/A"},{"$error":"#N/A"},{"$error":"#N/A"},{"$error":"#N/A"},{"$error":"#N/A"},{"$error":"#N/A"},{"$error":"#N/A"},{"$error":"#N/A"},null,null,null,null,null,null,null,null,null,null,null,null,null,null,null,null,null,null,null,"Non co-incident 10 POE (NC10POE)",null,null,null,{"$f":"IFERROR(BF27,\"\")","v":""},124.3201,125.31059999999999,126.3193,127.4448,127.3122,127.7616,127.49290000000001,127.87439999999999,128.04859999999999,128.39510000000001,{"$f":"IFERROR((1+(BP48-BG48)/BG48)^(1/9)-1,\"N/A\")","v":3.5900441085521262E-3}]
[null,{"$f":"IF(DataInput!B48=$B$8,IF($B$9=$B$10,TRUE,IF(DataInput!E48=$B$9,TRUE,FALSE)))","v":true},null,null,{"$f":"IF(B49=TRUE,DataInput!B48,NA())","v":"SA"},{"$f":"IF($E49=DataInput!$B48,DataInput!C48,NA())","v":"SARW"},{"$f":"IF($E49=DataInput!$B48,DataInput!D48,NA())","v":"ARDROSSAN WEST"},{"$f":"IF($E49=DataInput!$B48,DataInput!E48,NA())","v":"SAPN"},{"$f":"IF($E49=DataInput!$B48,DataInput!F48,NA())","v":"Winter"},{"$f":"IF($E49=DataInput!$B48,DataInput!G48,NA())","v":"Non-Coincident"},{"$f":"IF($E49=DataInput!$B48,DataInput!H48,NA())","v":2004},{"$f":"IF($E49=DataInput!$B48,DataInput!I48,NA())","v":"Actual"},{"$f":"IF($E49=DataInput!$B48,DataInput!J48,NA())","v":7.2696199999999997},{"$f":"IF($E49=DataInput!$B48,DataInput!K48,NA())","v":"NA"},null,null,"SA ARDROSSAN WEST",39,{"$f":"Lists_Selections!H42","v":"SA WUDINNA"},null,null,false,null,null,{"$error":"#N/A"},{"$error":"#N/A"},{"$error":"#N/A"},{"$error":"#N/A"},{"$error":"#N/A"},{"$error":"#N/A"},{"$error":"#N/A"},{"$error":"#N/A"},{"$error":"#N/A"},{"$error":"#N/A"},null,null,null,null,null,null,null,null,null,null,null,null,null,null,null,null,null,null,null,"Non co-incident 50 POE (NC50POE)",null,null,null,{"$f":"IFERROR(BF28,\"\")","v":""},120.1426,120.7983,122.82640000000001,123.4837,123.9532,124.1473,124.0317,124.217,124.85209999999999,124.5181,3.9825444774423957E-3]
[null,{"$f":"IF(DataInput!B49=$B$8,IF($B$9=$B$10,TRUE,IF(DataInput!E49=$B$9,TRUE,FALSE)))","v":true},null,null,{"$f":"IF(B50=TRUE,DataInput!B49,NA())","v":"SA"},{"$f":"IF($E50=DataInput!$B49,DataInput!C49,NA())","v":"SARW"},{"$f":"IF($E50=DataInput!$B49,DataInput!D49,NA())","v":"ARDROSSAN WEST"},{"$f":"IF($E50=DataInput!$B49,DataInput!E49,NA())","v":"SAPN"},{"$f":"IF($E50=DataInput!$B49,DataInput!F49,NA())","v":"Winter"},{"$f":"IF($E50=DataInput!$B49,DataInput!G49,NA())","v":"Non-Coincident"},{"$f":"IF($E50=DataInput!$B49,DataInput!H49,NA())","v":2005},{"$f":"IF($E50=DataInput!$B49,DataInput!I49,NA())","v":"Actual"},{"$f":"IF($E50=DataInput!$B49,DataInput!J49,NA())","v":8.418526},{"$f":"IF($E50=DataInput!$B49,DataInput!K49,NA())","v":"NA"},null,null,"SA ARDROSSAN WEST",40,{"$f":"Lists_Selections!H43","v":"SA YADNARIE"},null,null,false,null,null,{"$error":"#N/A"},{"$error":"#N/A"},{"$error":"#N/A"},{"$error":"#N/A"},{"$error":"#N/A"},{"$error":"#N/A"},{"$error":"#N/A"},{"$error":"#N/A"},{"$error":"#N/A"},{"$error":"#N/A"}]
[null,{"$f":"IF(DataInput!B50=$B$8,IF($B$9=$B$10,TRUE,IF(DataInput!E50=$B$9,TRUE,FALSE)))","v":true},null,null,{"$f":"IF(B51=TRUE,DataInput!B50,NA())","v":"SA"},{"$f":"IF($E51=DataInput!$B50,DataInput!C50,NA())","v":"SARW"},{"$f":"IF($E51=DataInput!$B50,DataInput!D50,NA())","v":"ARDROSSAN WEST"},{"$f":"IF($E51=DataInput!$B50,DataInput!E50,NA())","v":"SAPN"},{"$f":"IF($E51=DataInput!$B50,DataInput!F50,NA())","v":"Winter"},{"$f":"IF($E51=DataInput!$B50,DataInput!G50,NA())","v":"Non-Coincident"},{"$f":"IF($E51=DataInput!$B50,DataInput!H50,NA())","v":2006},{"$f":"IF($E51=DataInput!$B50,DataInput!I50,NA())","v":"Actual"},{"$f":"IF($E51=DataInput!$B50,DataInput!J50,NA())","v":9.3687819999999995},{"$f":"IF($E51=DataInput!$B50,DataInput!K50,NA())","v":"NA"},null,null,"SA ARDROSSAN WEST",41,{"$f":"Lists_Selections!H44","v":""},null,null,false,null,null,{"$error":"#N/A"},{"$error":"#N/A"},{"$error":"#N/A"},{"$error":"#N/A"},{"$error":"#N/A"},{"$error":"#N/A"},{"$error":"#N/A"},{"$error":"#N/A"},{"$error":"#N/A"},{"$error":"#N/A"}]
[null,{"$f":"IF(DataInput!B51=$B$8,IF($B$9=$B$10,TRUE,IF(DataInput!E51=$B$9,TRUE,FALSE)))","v":true},null,null,{"$f":"IF(B52=TRUE,DataInput!B51,NA())","v":"SA"},{"$f":"IF($E52=DataInput!$B51,DataInput!C51,NA())","v":"SARW"},{"$f":"IF($E52=DataInput!$B51,DataInput!D51,NA())","v":"ARDROSSAN WEST"},{"$f":"IF($E52=DataInput!$B51,DataInput!E51,NA())","v":"SAPN"},{"$f":"IF($E52=DataInput!$B51,DataInput!F51,NA())","v":"Winter"},{"$f":"IF($E52=DataInput!$B51,DataInput!G51,NA())","v":"Non-Coincident"},{"$f":"IF($E52=DataInput!$B51,DataInput!H51,NA())","v":2007},{"$f":"IF($E52=DataInput!$B51,DataInput!I51,NA())","v":"Actual"},{"$f":"IF($E52=DataInput!$B51,DataInput!J51,NA())","v":8.8726280000000006},{"$f":"IF($E52=DataInput!$B51,DataInput!K51,NA())","v":"NA"},null,null,"SA ARDROSSAN WEST",42,{"$f":"Lists_Selections!H45","v":""},null,null,false,null,null,{"$error":"#N/A"},{"$error":"#N/A"},{"$error":"#N/A"},{"$error":"#N/A"},{"$error":"#N/A"},{"$error":"#N/A"},{"$error":"#N/A"},{"$error":"#N/A"},{"$error":"#N/A"},{"$error":"#N/A"}]
[null,{"$f":"IF(DataInput!B52=$B$8,IF($B$9=$B$10,TRUE,IF(DataInput!E52=$B$9,TRUE,FALSE)))","v":true},null,null,{"$f":"IF(B53=TRUE,DataInput!B52,NA())","v":"SA"},{"$f":"IF($E53=DataInput!$B52,DataInput!C52,NA())","v":"SARW"},{"$f":"IF($E53=DataInput!$B52,DataInput!D52,NA())","v":"ARDROSSAN WEST"},{"$f":"IF($E53=DataInput!$B52,DataInput!E52,NA())","v":"SAPN"},{"$f":"IF($E53=DataInput!$B52,DataInput!F52,NA())","v":"Winter"},{"$f":"IF($E53=DataInput!$B52,DataInput!G52,NA())","v":"Non-Coincident"},{"$f":"IF($E53=DataInput!$B52,DataInput!H52,NA())","v":2008},{"$f":"IF($E53=DataInput!$B52,DataInput!I52,NA())","v":"Actual"},{"$f":"IF($E53=DataInput!$B52,DataInput!J52,NA())","v":8.8543240000000001},{"$f":"IF($E53=DataInput!$B52,DataInput!K52,NA())","v":"NA"},null,null,"SA ARDROSSAN WEST",43,{"$f":"Lists_Selections!H46","v":""},null,null,false,null,null,{"$error":"#N/A"},{"$error":"#N/A"},{"$error":"#N/A"},{"$error":"#N/A"},{"$error":"#N/A"},{"$error":"#N/A"},{"$error":"#N/A"},{"$error":"#N/A"},{"$error":"#N/A"},{"$error":"#N/A"}]
[null,{"$f":"IF(DataInput!B53=$B$8,IF($B$9=$B$10,TRUE,IF(DataInput!E53=$B$9,TRUE,FALSE)))","v":true},null,null,{"$f":"IF(B54=TRUE,DataInput!B53,NA())","v":"SA"},{"$f":"IF($E54=DataInput!$B53,DataInput!C53,NA())","v":"SARW"},{"$f":"IF($E54=DataInput!$B53,DataInput!D53,NA())","v":"ARDROSSAN WEST"},{"$f":"IF($E54=DataInput!$B53,DataInput!E53,NA())","v":"SAPN"},{"$f":"IF($E54=DataInput!$B53,DataInput!F53,NA())","v":"Winter"},{"$f":"IF($E54=DataInput!$B53,DataInput!G53,NA())","v":"Non-Coincident"},{"$f":"IF($E54=DataInput!$B53,DataInput!H53,NA())","v":2009},{"$f":"IF($E54=DataInput!$B53,DataInput!I53,NA())","v":"Actual"},{"$f":"IF($E54=DataInput!$B53,DataInput!J53,NA())","v":8.9603120000000001},{"$f":"IF($E54=DataInput!$B53,DataInput!K53,NA())","v":"NA"},null,null,"SA ARDROSSAN WEST",44,{"$f":"Lists_Selections!H47","v":""},null,null,false,null,null,{"$error":"#N/A"},{"$error":"#N/A"},{"$error":"#N/A"},{"$error":"#N/A"},{"$error":"#N/A"},{"$error":"#N/A"},{"$error":"#N/A"},{"$error":"#N/A"},{"$error":"#N/A"},{"$error":"#N/A"}]
[null,{"$f":"IF(DataInput!B54=$B$8,IF($B$9=$B$10,TRUE,IF(DataInput!E54=$B$9,TRUE,FALSE)))","v":true},null,null,{"$f":"IF(B55=TRUE,DataInput!B54,NA())","v":"SA"},{"$f":"IF($E55=DataInput!$B54,DataInput!C54,NA())","v":"SARW"},{"$f":"IF($E55=DataInput!$B54,DataInput!D54,NA())","v":"ARDROSSAN WEST"},{"$f":"IF($E55=DataInput!$B54,DataInput!E54,NA())","v":"SAPN"},{"$f":"IF($E55=DataInput!$B54,DataInput!F54,NA())","v":"Winter"},{"$f":"IF($E55=DataInput!$B54,DataInput!G54,NA())","v":"Non-Coincident"},{"$f":"IF($E55=DataInput!$B54,DataInput!H54,NA())","v":2010},{"$f":"IF($E55=DataInput!$B54,DataInput!I54,NA())","v":"Actual"},{"$f":"IF($E55=DataInput!$B54,DataInput!J54,NA())","v":10.091951999999999},{"$f":"IF($E55=DataInput!$B54,DataInput!K54,NA())","v":"NA"},null,null,"SA ARDROSSAN WEST",45,{"$f":"Lists_Selections!H48","v":""},null,null,false,null,null,{"$error":"#N/A"},{"$error":"#N/A"},{"$error":"#N/A"},{"$error":"#N/A"},{"$error":"#N/A"},{"$error":"#N/A"},{"$error":"#N/A"},{"$error":"#N/A"},{"$error":"#N/A"},{"$error":"#N/A"}]
[null,{"$f":"IF(DataInput!B55=$B$8,IF($B$9=$B$10,TRUE,IF(DataInput!E55=$B$9,TRUE,FALSE)))","v":true},null,null,{"$f":"IF(B56=TRUE,DataInput!B55,NA())","v":"SA"},{"$f":"IF($E56=DataInput!$B55,DataInput!C55,NA())","v":"SARW"},{"$f":"IF($E56=DataInput!$B55,DataInput!D55,NA())","v":"ARDROSSAN WEST"},{"$f":"IF($E56=DataInput!$B55,DataInput!E55,NA())","v":"SAPN"},{"$f":"IF($E56=DataInput!$B55,DataInput!F55,NA())","v":"Winter"},{"$f":"IF($E56=DataInput!$B55,DataInput!G55,NA())","v":"Non-Coincident"},{"$f":"IF($E56=DataInput!$B55,DataInput!H55,NA())","v":2011},{"$f":"IF($E56=DataInput!$B55,DataInput!I55,NA())","v":"Actual"},{"$f":"IF($E56=DataInput!$B55,DataInput!J55,NA())","v":9.4747260000000004},{"$f":"IF($E56=DataInput!$B55,DataInput!K55,NA())","v":"NA"},null,null,"SA ARDROSSAN WEST",46,{"$f":"Lists_Selections!H49","v":""},null,null,false,null,null,{"$error":"#N/A"},{"$error":"#N/A"},{"$error":"#N/A"},{"$error":"#N/A"},{"$error":"#N/A"},{"$error":"#N/A"},{"$error":"#N/A"},{"$error":"#N/A"},{"$error":"#N/A"},{"$error":"#N/A"}]
[null,{"$f":"IF(DataInput!B56=$B$8,IF($B$9=$B$10,TRUE,IF(DataInput!E56=$B$9,TRUE,FALSE)))","v":true},null,null,{"$f":"IF(B57=TRUE,DataInput!B56,NA())","v":"SA"},{"$f":"IF($E57=DataInput!$B56,DataInput!C56,NA())","v":"SARW"},{"$f":"IF($E57=DataInput!$B56,DataInput!D56,NA())","v":"ARDROSSAN WEST"},{"$f":"IF($E57=DataInput!$B56,DataInput!E56,NA())","v":"SAPN"},{"$f":"IF($E57=DataInput!$B56,DataInput!F56,NA())","v":"Winter"},{"$f":"IF($E57=DataInput!$B56,DataInput!G56,NA())","v":"Non-Coincident"},{"$f":"IF($E57=DataInput!$B56,DataInput!H56,NA())","v":2012},{"$f":"IF($E57=DataInput!$B56,DataInput!I56,NA())","v":"Actual"},{"$f":"IF($E57=DataInput!$B56,DataInput!J56,NA())","v":8.7282320000000002},{"$f":"IF($E57=DataInput!$B56,DataInput!K56,NA())","v":"NA"},null,null,"SA ARDROSSAN WEST",47,{"$f":"Lists_Selections!H50","v":""},null,null,false,null,null,{"$error":"#N/A"},{"$error":"#N/A"},{"$error":"#N/A"},{"$error":"#N/A"},{"$error":"#N/A"},{"$error":"#N/A"},{"$error":"#N/A"},{"$error":"#N/A"},{"$error":"#N/A"},{"$error":"#N/A"}]
[null,{"$f":"IF(DataInput!B57=$B$8,IF($B$9=$B$10,TRUE,IF(DataInput!E57=$B$9,TRUE,FALSE)))","v":true},null,null,{"$f":"IF(B58=TRUE,DataInput!B57,NA())","v":"SA"},{"$f":"IF($E58=DataInput!$B57,DataInput!C57,NA())","v":"SARW"},{"$f":"IF($E58=DataInput!$B57,DataInput!D57,NA())","v":"ARDROSSAN WEST"},{"$f":"IF($E58=DataInput!$B57,DataInput!E57,NA())","v":"SAPN"},{"$f":"IF($E58=DataInput!$B57,DataInput!F57,NA())","v":"Winter"},{"$f":"IF($E58=DataInput!$B57,DataInput!G57,NA())","v":"Non-Coincident"},{"$f":"IF($E58=DataInput!$B57,DataInput!H57,NA())","v":2013},{"$f":"IF($E58=DataInput!$B57,DataInput!I57,NA())","v":"Actual"},{"$f":"IF($E58=DataInput!$B57,DataInput!J57,NA())","v":9.0378880000000006},{"$f":"IF($E58=DataInput!$B57,DataInput!K57,NA())","v":"NA"},null,null,"SA ARDROSSAN WEST",48,{"$f":"Lists_Selections!H51","v":""},null,null,false,null,null,{"$error":"#N/A"},{"$error":"#N/A"},{"$error":"#N/A"},{"$error":"#N/A"},{"$error":"#N/A"},{"$error":"#N/A"},{"$error":"#N/A"},{"$error":"#N/A"},{"$error":"#N/A"},{"$error":"#N/A"}]
[null,{"$f":"IF(DataInput!B58=$B$8,IF($B$9=$B$10,TRUE,IF(DataInput!E58=$B$9,TRUE,FALSE)))","v":true},null,null,{"$f":"IF(B59=TRUE,DataInput!B58,NA())","v":"SA"},{"$f":"IF($E59=DataInput!$B58,DataInput!C58,NA())","v":"SARW"},{"$f":"IF($E59=DataInput!$B58,DataInput!D58,NA())","v":"ARDROSSAN WEST"},{"$f":"IF($E59=DataInput!$B58,DataInput!E58,NA())","v":"SAPN"},{"$f":"IF($E59=DataInput!$B58,DataInput!F58,NA())","v":"Winter"},{"$f":"IF($E59=DataInput!$B58,DataInput!G58,NA())","v":"Non-Coincident"},{"$f":"IF($E59=DataInput!$B58,DataInput!H58,NA())","v":2014},{"$f":"IF($E59=DataInput!$B58,DataInput!I58,NA())","v":"Actual"},{"$f":"IF($E59=DataInput!$B58,DataInput!J58,NA())","v":9.2825179999999996},{"$f":"IF($E59=DataInput!$B58,DataInput!K58,NA())","v":"NA"},null,null,"SA ARDROSSAN WEST",49,{"$f":"Lists_Selections!H52","v":""},null,null,false,null,null,{"$error":"#N/A"},{"$error":"#N/A"},{"$error":"#N/A"},{"$error":"#N/A"},{"$error":"#N/A"},{"$error":"#N/A"},{"$error":"#N/A"},{"$error":"#N/A"},{"$error":"#N/A"},{"$error":"#N/A"}]
[null,{"$f":"IF(DataInput!B59=$B$8,IF($B$9=$B$10,TRUE,IF(DataInput!E59=$B$9,TRUE,FALSE)))","v":true},null,null,{"$f":"IF(B60=TRUE,DataInput!B59,NA())","v":"SA"},{"$f":"IF($E60=DataInput!$B59,DataInput!C59,NA())","v":"SBAC"},{"$f":"IF($E60=DataInput!$B59,DataInput!D59,NA())","v":"BACK CALLINGTON"},{"$f":"IF($E60=DataInput!$B59,DataInput!E59,NA())","v":"ElectraNet"},{"$f":"IF($E60=DataInput!$B59,DataInput!F59,NA())","v":"Summer"},{"$f":"IF($E60=DataInput!$B59,DataInput!G59,NA())","v":"Non-Coincident"},{"$f":"IF($E60=DataInput!$B59,DataInput!H59,NA())","v":2003},{"$f":"IF($E60=DataInput!$B59,DataInput!I59,NA())","v":"Actual"},{"$f":"IF($E60=DataInput!$B59,DataInput!J59,NA())","v":"NA"},{"$f":"IF($E60=DataInput!$B59,DataInput!K59,NA())","v":"NA"},null,null,"SA BACK CALLINGTON",50,{"$f":"Lists_Selections!H53","v":""},null,null,false,null,null,{"$error":"#N/A"},{"$error":"#N/A"},{"$error":"#N/A"},{"$error":"#N/A"},{"$error":"#N/A"},{"$error":"#N/A"},{"$error":"#N/A"},{"$error":"#N/A"},{"$error":"#N/A"},{"$error":"#N/A"}]
[null,{"$f":"IF(DataInput!B60=$B$8,IF($B$9=$B$10,TRUE,IF(DataInput!E60=$B$9,TRUE,FALSE)))","v":true},null,null,{"$f":"IF(B61=TRUE,DataInput!B60,NA())","v":"SA"},{"$f":"IF($E61=DataInput!$B60,DataInput!C60,NA())","v":"SBAC"},{"$f":"IF($E61=DataInput!$B60,DataInput!D60,NA())","v":"BACK CALLINGTON"},{"$f":"IF($E61=DataInput!$B60,DataInput!E60,NA())","v":"ElectraNet"},{"$f":"IF($E61=DataInput!$B60,DataInput!F60,NA())","v":"Summer"},{"$f":"IF($E61=DataInput!$B60,DataInput!G60,NA())","v":"Non-Coincident"},{"$f":"IF($E61=DataInput!$B60,DataInput!H60,NA())","v":2004},{"$f":"IF($E61=DataInput!$B60,DataInput!I60,NA())","v":"Actual"},{"$f":"IF($E61=DataInput!$B60,DataInput!J60,NA())","v":"NA"},{"$f":"IF($E61=DataInput!$B60,DataInput!K60,NA())","v":"NA"},null,null,"SA BACK CALLINGTON",51,{"$f":"Lists_Selections!H54","v":""},null,null,false,null,null,{"$error":"#N/A"},{"$error":"#N/A"},{"$error":"#N/A"},{"$error":"#N/A"},{"$error":"#N/A"},{"$error":"#N/A"},{"$error":"#N/A"},{"$error":"#N/A"},{"$error":"#N/A"},{"$error":"#N/A"}]
[null,{"$f":"IF(DataInput!B61=$B$8,IF($B$9=$B$10,TRUE,IF(DataInput!E61=$B$9,TRUE,FALSE)))","v":true},null,null,{"$f":"IF(B62=TRUE,DataInput!B61,NA())","v":"SA"},{"$f":"IF($E62=DataInput!$B61,DataInput!C61,NA())","v":"SBAC"},{"$f":"IF($E62=DataInput!$B61,DataInput!D61,NA())","v":"BACK CALLINGTON"},{"$f":"IF($E62=DataInput!$B61,DataInput!E61,NA())","v":"ElectraNet"},{"$f":"IF($E62=DataInput!$B61,DataInput!F61,NA())","v":"Summer"},{"$f":"IF($E62=DataInput!$B61,DataInput!G61,NA())","v":"Non-Coincident"},{"$f":"IF($E62=DataInput!$B61,DataInput!H61,NA())","v":2005},{"$f":"IF($E62=DataInput!$B61,DataInput!I61,NA())","v":"Actual"},{"$f":"IF($E62=DataInput!$B61,DataInput!J61,NA())","v":"NA"},{"$f":"IF($E62=DataInput!$B61,DataInput!K61,NA())","v":"NA"},null,null,"SA BACK CALLINGTON",52,{"$f":"Lists_Selections!H55","v":""},null,null,false,null,null,{"$error":"#N/A"},{"$error":"#N/A"},{"$error":"#N/A"},{"$error":"#N/A"},{"$error":"#N/A"},{"$error":"#N/A"},{"$error":"#N/A"},{"$error":"#N/A"},{"$error":"#N/A"},{"$error":"#N/A"}]
[null,{"$f":"IF(DataInput!B62=$B$8,IF($B$9=$B$10,TRUE,IF(DataInput!E62=$B$9,TRUE,FALSE)))","v":true},null,null,{"$f":"IF(B63=TRUE,DataInput!B62,NA())","v":"SA"},{"$f":"IF($E63=DataInput!$B62,DataInput!C62,NA())","v":"SBAC"},{"$f":"IF($E63=DataInput!$B62,DataInput!D62,NA())","v":"BACK CALLINGTON"},{"$f":"IF($E63=DataInput!$B62,DataInput!E62,NA())","v":"ElectraNet"},{"$f":"IF($E63=DataInput!$B62,DataInput!F62,NA())","v":"Summer"},{"$f":"IF($E63=DataInput!$B62,DataInput!G62,NA())","v":"Non-Coincident"},{"$f":"IF($E63=DataInput!$B62,DataInput!H62,NA())","v":2006},{"$f":"IF($E63=DataInput!$B62,DataInput!I62,NA())","v":"Actual"},{"$f":"IF($E63=DataInput!$B62,DataInput!J62,NA())","v":"NA"},{"$f":"IF($E63=DataInput!$B62,DataInput!K62,NA())","v":"NA"},null,null,"SA BACK CALLINGTON",53,{"$f":"Lists_Selections!H56","v":""},null,null,false,null,null,{"$error":"#N/A"},{"$error":"#N/A"},{"$error":"#N/A"},{"$error":"#N/A"},{"$error":"#N/A"},{"$error":"#N/A"},{"$error":"#N/A"},{"$error":"#N/A"},{"$error":"#N/A"},{"$error":"#N/A"}]
[null,{"$f":"IF(DataInput!B63=$B$8,IF($B$9=$B$10,TRUE,IF(DataInput!E63=$B$9,TRUE,FALSE)))","v":true},null,null,{"$f":"IF(B64=TRUE,DataInput!B63,NA())","v":"SA"},{"$f":"IF($E64=DataInput!$B63,DataInput!C63,NA())","v":"SBAC"},{"$f":"IF($E64=DataInput!$B63,DataInput!D63,NA())","v":"BACK CALLINGTON"},{"$f":"IF($E64=DataInput!$B63,DataInput!E63,NA())","v":"ElectraNet"},{"$f":"IF($E64=DataInput!$B63,DataInput!F63,NA())","v":"Summer"},{"$f":"IF($E64=DataInput!$B63,DataInput!G63,NA())","v":"Non-Coincident"},{"$f":"IF($E64=DataInput!$B63,DataInput!H63,NA())","v":2007},{"$f":"IF($E64=DataInput!$B63,DataInput!I63,NA())","v":"Actual"},{"$f":"IF($E64=DataInput!$B63,DataInput!J63,NA())","v":"NA"},{"$f":"IF($E64=DataInput!$B63,DataInput!K63,NA())","v":"NA"},null,null,"SA BACK CALLINGTON",54,{"$f":"Lists_Selections!H57","v":""},null,null,false,null,null,{"$error":"#N/A"},{"$error":"#N/A"},{"$error":"#N/A"},{"$error":"#N/A"},{"$error":"#N/A"},{"$error":"#N/A"},{"$error":"#N/A"},{"$error":"#N/A"},{"$error":"#N/A"},{"$error":"#N/A"}]
[null,{"$f":"IF(DataInput!B64=$B$8,IF($B$9=$B$10,TRUE,IF(DataInput!E64=$B$9,TRUE,FALSE)))","v":true},null,null,{"$f":"IF(B65=TRUE,DataInput!B64,NA())","v":"SA"},{"$f":"IF($E65=DataInput!$B64,DataInput!C64,NA())","v":"SBAC"},{"$f":"IF($E65=DataInput!$B64,DataInput!D64,NA())","v":"BACK CALLINGTON"},{"$f":"IF($E65=DataInput!$B64,DataInput!E64,NA())","v":"ElectraNet"},{"$f":"IF($E65=DataInput!$B64,DataInput!F64,NA())","v":"Summer"},{"$f":"IF($E65=DataInput!$B64,DataInput!G64,NA())","v":"Non-Coincident"},{"$f":"IF($E65=DataInput!$B64,DataInput!H64,NA())","v":2008},{"$f":"IF($E65=DataInput!$B64,DataInput!I64,NA())","v":"Actual"},{"$f":"IF($E65=DataInput!$B64,DataInput!J64,NA())","v":"NA"},{"$f":"IF($E65=DataInput!$B64,DataInput!K64,NA())","v":"NA"},null,null,"SA BACK CALLINGTON",55,{"$f":"Lists_Selections!H58","v":""},null,null,false,null,null,{"$error":"#N/A"},{"$error":"#N/A"},{"$error":"#N/A"},{"$error":"#N/A"},{"$error":"#N/A"},{"$error":"#N/A"},{"$error":"#N/A"},{"$error":"#N/A"},{"$error":"#N/A"},{"$error":"#N/A"}]
[null,{"$f":"IF(DataInput!B65=$B$8,IF($B$9=$B$10,TRUE,IF(DataInput!E65=$B$9,TRUE,FALSE)))","v":true},null,null,{"$f":"IF(B66=TRUE,DataInput!B65,NA())","v":"SA"},{"$f":"IF($E66=DataInput!$B65,DataInput!C65,NA())","v":"SBAC"},{"$f":"IF($E66=DataInput!$B65,DataInput!D65,NA())","v":"BACK CALLINGTON"},{"$f":"IF($E66=DataInput!$B65,DataInput!E65,NA())","v":"ElectraNet"},{"$f":"IF($E66=DataInput!$B65,DataInput!F65,NA())","v":"Summer"},{"$f":"IF($E66=DataInput!$B65,DataInput!G65,NA())","v":"Non-Coincident"},{"$f":"IF($E66=DataInput!$B65,DataInput!H65,NA())","v":2009},{"$f":"IF($E66=DataInput!$B65,DataInput!I65,NA())","v":"Actual"},{"$f":"IF($E66=DataInput!$B65,DataInput!J65,NA())","v":"NA"},{"$f":"IF($E66=DataInput!$B65,DataInput!K65,NA())","v":"NA"},null,null,"SA BACK CALLINGTON",56,{"$f":"Lists_Selections!H59","v":"SCROLL UP"},null,null,false,null,null,{"$error":"#N/A"},{"$error":"#N/A"},{"$error":"#N/A"},{"$error":"#N/A"},{"$error":"#N/A"},{"$error":"#N/A"},{"$error":"#N/A"},{"$error":"#N/A"},{"$error":"#N/A"},{"$error":"#N/A"}]
[null,{"$f":"IF(DataInput!B66=$B$8,IF($B$9=$B$10,TRUE,IF(DataInput!E66=$B$9,TRUE,FALSE)))","v":true},null,null,{"$f":"IF(B67=TRUE,DataInput!B66,NA())","v":"SA"},{"$f":"IF($E67=DataInput!$B66,DataInput!C66,NA())","v":"SBAC"},{"$f":"IF($E67=DataInput!$B66,DataInput!D66,NA())","v":"BACK CALLINGTON"},{"$f":"IF($E67=DataInput!$B66,DataInput!E66,NA())","v":"ElectraNet"},{"$f":"IF($E67=DataInput!$B66,DataInput!F66,NA())","v":"Summer"},{"$f":"IF($E67=DataInput!$B66,DataInput!G66,NA())","v":"Non-Coincident"},{"$f":"IF($E67=DataInput!$B66,DataInput!H66,NA())","v":2010},{"$f":"IF($E67=DataInput!$B66,DataInput!I66,NA())","v":"Actual"},{"$f":"IF($E67=DataInput!$B66,DataInput!J66,NA())","v":"NA"},{"$f":"IF($E67=DataInput!$B66,DataInput!K66,NA())","v":"NA"},null,null,"SA BACK CALLINGTON",57,{"$f":"Lists_Selections!H60","v":""},null,null,false,null,null,{"$error":"#N/A"},{"$error":"#N/A"},{"$error":"#N/A"},{"$error":"#N/A"},{"$error":"#N/A"},{"$error":"#N/A"},{"$error":"#N/A"},{"$error":"#N/A"},{"$error":"#N/A"},{"$error":"#N/A"}]
[null,{"$f":"IF(DataInput!B67=$B$8,IF($B$9=$B$10,TRUE,IF(DataInput!E67=$B$9,TRUE,FALSE)))","v":true},null,null,{"$f":"IF(B68=TRUE,DataInput!B67,NA())","v":"SA"},{"$f":"IF($E68=DataInput!$B67,DataInput!C67,NA())","v":"SBAC"},{"$f":"IF($E68=DataInput!$B67,DataInput!D67,NA())","v":"BACK CALLINGTON"},{"$f":"IF($E68=DataInput!$B67,DataInput!E67,NA())","v":"ElectraNet"},{"$f":"IF($E68=DataInput!$B67,DataInput!F67,NA())","v":"Summer"},{"$f":"IF($E68=DataInput!$B67,DataInput!G67,NA())","v":"Non-Coincident"},{"$f":"IF($E68=DataInput!$B67,DataInput!H67,NA())","v":2011},{"$f":"IF($E68=DataInput!$B67,DataInput!I67,NA())","v":"Actual"},{"$f":"IF($E68=DataInput!$B67,DataInput!J67,NA())","v":"NA"},{"$f":"IF($E68=DataInput!$B67,DataInput!K67,NA())","v":"NA"},null,null,"SA BACK CALLINGTON",58,{"$f":"Lists_Selections!H61","v":""},null,null,false,null,null,{"$error":"#N/A"},{"$error":"#N/A"},{"$error":"#N/A"},{"$error":"#N/A"},{"$error":"#N/A"},{"$error":"#N/A"},{"$error":"#N/A"},{"$error":"#N/A"},{"$error":"#N/A"},{"$error":"#N/A"}]
[null,{"$f":"IF(DataInput!B68=$B$8,IF($B$9=$B$10,TRUE,IF(DataInput!E68=$B$9,TRUE,FALSE)))","v":true},null,null,{"$f":"IF(B69=TRUE,DataInput!B68,NA())","v":"SA"},{"$f":"IF($E69=DataInput!$B68,DataInput!C68,NA())","v":"SBAC"},{"$f":"IF($E69=DataInput!$B68,DataInput!D68,NA())","v":"BACK CALLINGTON"},{"$f":"IF($E69=DataInput!$B68,DataInput!E68,NA())","v":"ElectraNet"},{"$f":"IF($E69=DataInput!$B68,DataInput!F68,NA())","v":"Summer"},{"$f":"IF($E69=DataInput!$B68,DataInput!G68,NA())","v":"Non-Coincident"},{"$f":"IF($E69=DataInput!$B68,DataInput!H68,NA())","v":2012},{"$f":"IF($E69=DataInput!$B68,DataInput!I68,NA())","v":"Actual"},{"$f":"IF($E69=DataInput!$B68,DataInput!J68,NA())","v":"NA"},{"$f":"IF($E69=DataInput!$B68,DataInput!K68,NA())","v":"NA"},null,null,"SA BACK CALLINGTON",59,{"$f":"Lists_Selections!H62","v":""},null,null,false,null,null,{"$error":"#N/A"},{"$error":"#N/A"},{"$error":"#N/A"},{"$error":"#N/A"},{"$error":"#N/A"},{"$error":"#N/A"},{"$error":"#N/A"},{"$error":"#N/A"},{"$error":"#N/A"},{"$error":"#N/A"}]
[null,{"$f":"IF(DataInput!B69=$B$8,IF($B$9=$B$10,TRUE,IF(DataInput!E69=$B$9,TRUE,FALSE)))","v":true},null,null,{"$f":"IF(B70=TRUE,DataInput!B69,NA())","v":"SA"},{"$f":"IF($E70=DataInput!$B69,DataInput!C69,NA())","v":"SBAC"},{"$f":"IF($E70=DataInput!$B69,DataInput!D69,NA())","v":"BACK CALLINGTON"},{"$f":"IF($E70=DataInput!$B69,DataInput!E69,NA())","v":"ElectraNet"},{"$f":"IF($E70=DataInput!$B69,DataInput!F69,NA())","v":"Summer"},{"$f":"IF($E70=DataInput!$B69,DataInput!G69,NA())","v":"Non-Coincident"},{"$f":"IF($E70=DataInput!$B69,DataInput!H69,NA())","v":2013},{"$f":"IF($E70=DataInput!$B69,DataInput!I69,NA())","v":"Actual"},{"$f":"IF($E70=DataInput!$B69,DataInput!J69,NA())","v":"NA"},{"$f":"IF($E70=DataInput!$B69,DataInput!K69,NA())","v":"NA"},null,null,"SA BACK CALLINGTON",60,{"$f":"Lists_Selections!H63","v":""},null,null,false,null,null,{"$error":"#N/A"},{"$error":"#N/A"},{"$error":"#N/A"},{"$error":"#N/A"},{"$error":"#N/A"},{"$error":"#N/A"},{"$error":"#N/A"},{"$error":"#N/A"},{"$error":"#N/A"},{"$error":"#N/A"}]
[null,{"$f":"IF(DataInput!B70=$B$8,IF($B$9=$B$10,TRUE,IF(DataInput!E70=$B$9,TRUE,FALSE)))","v":true},null,null,{"$f":"IF(B71=TRUE,DataInput!B70,NA())","v":"SA"},{"$f":"IF($E71=DataInput!$B70,DataInput!C70,NA())","v":"SBAC"},{"$f":"IF($E71=DataInput!$B70,DataInput!D70,NA())","v":"BACK CALLINGTON"},{"$f":"IF($E71=DataInput!$B70,DataInput!E70,NA())","v":"ElectraNet"},{"$f":"IF($E71=DataInput!$B70,DataInput!F70,NA())","v":"Summer"},{"$f":"IF($E71=DataInput!$B70,DataInput!G70,NA())","v":"Non-Coincident"},{"$f":"IF($E71=DataInput!$B70,DataInput!H70,NA())","v":2014},{"$f":"IF($E71=DataInput!$B70,DataInput!I70,NA())","v":"Actual"},{"$f":"IF($E71=DataInput!$B70,DataInput!J70,NA())","v":"NA"},{"$f":"IF($E71=DataInput!$B70,DataInput!K70,NA())","v":"NA"},null,null,"SA BACK CALLINGTON",61,{"$f":"Lists_Selections!H64","v":""},null,null,false,null,null,{"$error":"#N/A"},{"$error":"#N/A"},{"$error":"#N/A"},{"$error":"#N/A"},{"$error":"#N/A"},{"$error":"#N/A"},{"$error":"#N/A"},{"$error":"#N/A"},{"$error":"#N/A"},{"$error":"#N/A"}]
[null,{"$f":"IF(DataInput!B71=$B$8,IF($B$9=$B$10,TRUE,IF(DataInput!E71=$B$9,TRUE,FALSE)))","v":true},null,null,{"$f":"IF(B72=TRUE,DataInput!B71,NA())","v":"SA"},{"$f":"IF($E72=DataInput!$B71,DataInput!C71,NA())","v":"SBAC"},{"$f":"IF($E72=DataInput!$B71,DataInput!D71,NA())","v":"BACK CALLINGTON"},{"$f":"IF($E72=DataInput!$B71,DataInput!E71,NA())","v":"ElectraNet"},{"$f":"IF($E72=DataInput!$B71,DataInput!F71,NA())","v":"Winter"},{"$f":"IF($E72=DataInput!$B71,DataInput!G71,NA())","v":"Non-Coincident"},{"$f":"IF($E72=DataInput!$B71,DataInput!H71,NA())","v":2003},{"$f":"IF($E72=DataInput!$B71,DataInput!I71,NA())","v":"Actual"},{"$f":"IF($E72=DataInput!$B71,DataInput!J71,NA())","v":"NA"},{"$f":"IF($E72=DataInput!$B71,DataInput!K71,NA())","v":"NA"},null,null,"SA BACK CALLINGTON",62,{"$f":"Lists_Selections!H65","v":""},null,null,false,null,null,{"$error":"#N/A"},{"$error":"#N/A"},{"$error":"#N/A"},{"$error":"#N/A"},{"$error":"#N/A"},{"$error":"#N/A"},{"$error":"#N/A"},{"$error":"#N/A"},{"$error":"#N/A"},{"$error":"#N/A"}]
[null,{"$f":"IF(DataInput!B72=$B$8,IF($B$9=$B$10,TRUE,IF(DataInput!E72=$B$9,TRUE,FALSE)))","v":true},null,null,{"$f":"IF(B73=TRUE,DataInput!B72,NA())","v":"SA"},{"$f":"IF($E73=DataInput!$B72,DataInput!C72,NA())","v":"SBAC"},{"$f":"IF($E73=DataInput!$B72,DataInput!D72,NA())","v":"BACK CALLINGTON"},{"$f":"IF($E73=DataInput!$B72,DataInput!E72,NA())","v":"ElectraNet"},{"$f":"IF($E73=DataInput!$B72,DataInput!F72,NA())","v":"Winter"},{"$f":"IF($E73=DataInput!$B72,DataInput!G72,NA())","v":"Non-Coincident"},{"$f":"IF($E73=DataInput!$B72,DataInput!H72,NA())","v":2004},{"$f":"IF($E73=DataInput!$B72,DataInput!I72,NA())","v":"Actual"},{"$f":"IF($E73=DataInput!$B72,DataInput!J72,NA())","v":"NA"},{"$f":"IF($E73=DataInput!$B72,DataInput!K72,NA())","v":"NA"},null,null,"SA BACK CALLINGTON",63,{"$f":"Lists_Selections!H66","v":""},null,null,false,null,null,{"$error":"#N/A"},{"$error":"#N/A"},{"$error":"#N/A"},{"$error":"#N/A"},{"$error":"#N/A"},{"$error":"#N/A"},{"$error":"#N/A"},{"$error":"#N/A"},{"$error":"#N/A"},{"$error":"#N/A"}]
[null,{"$f":"IF(DataInput!B73=$B$8,IF($B$9=$B$10,TRUE,IF(DataInput!E73=$B$9,TRUE,FALSE)))","v":true},null,null,{"$f":"IF(B74=TRUE,DataInput!B73,NA())","v":"SA"},{"$f":"IF($E74=DataInput!$B73,DataInput!C73,NA())","v":"SBAC"},{"$f":"IF($E74=DataInput!$B73,DataInput!D73,NA())","v":"BACK CALLINGTON"},{"$f":"IF($E74=DataInput!$B73,DataInput!E73,NA())","v":"ElectraNet"},{"$f":"IF($E74=DataInput!$B73,DataInput!F73,NA())","v":"Winter"},{"$f":"IF($E74=DataInput!$B73,DataInput!G73,NA())","v":"Non-Coincident"},{"$f":"IF($E74=DataInput!$B73,DataInput!H73,NA())","v":2005},{"$f":"IF($E74=DataInput!$B73,DataInput!I73,NA())","v":"Actual"},{"$f":"IF($E74=DataInput!$B73,DataInput!J73,NA())","v":"NA"},{"$f":"IF($E74=DataInput!$B73,DataInput!K73,NA())","v":"NA"},null,null,"SA BACK CALLINGTON",64,{"$f":"Lists_Selections!H67","v":""},null,null,false,null,null,{"$error":"#N/A"},{"$error":"#N/A"},{"$error":"#N/A"},{"$error":"#N/A"},{"$error":"#N/A"},{"$error":"#N/A"},{"$error":"#N/A"},{"$error":"#N/A"},{"$error":"#N/A"},{"$error":"#N/A"}]
[null,{"$f":"IF(DataInput!B74=$B$8,IF($B$9=$B$10,TRUE,IF(DataInput!E74=$B$9,TRUE,FALSE)))","v":true},null,null,{"$f":"IF(B75=TRUE,DataInput!B74,NA())","v":"SA"},{"$f":"IF($E75=DataInput!$B74,DataInput!C74,NA())","v":"SBAC"},{"$f":"IF($E75=DataInput!$B74,DataInput!D74,NA())","v":"BACK CALLINGTON"},{"$f":"IF($E75=DataInput!$B74,DataInput!E74,NA())","v":"ElectraNet"},{"$f":"IF($E75=DataInput!$B74,DataInput!F74,NA())","v":"Winter"},{"$f":"IF($E75=DataInput!$B74,DataInput!G74,NA())","v":"Non-Coincident"},{"$f":"IF($E75=DataInput!$B74,DataInput!H74,NA())","v":2006},{"$f":"IF($E75=DataInput!$B74,DataInput!I74,NA())","v":"Actual"},{"$f":"IF($E75=DataInput!$B74,DataInput!J74,NA())","v":"NA"},{"$f":"IF($E75=DataInput!$B74,DataInput!K74,NA())","v":"NA"},null,null,"SA BACK CALLINGTON",65,{"$f":"Lists_Selections!H68","v":""},null,null,false,null,null,{"$error":"#N/A"},{"$error":"#N/A"},{"$error":"#N/A"},{"$error":"#N/A"},{"$error":"#N/A"},{"$error":"#N/A"},{"$error":"#N/A"},{"$error":"#N/A"},{"$error":"#N/A"},{"$error":"#N/A"}]
[null,{"$f":"IF(DataInput!B75=$B$8,IF($B$9=$B$10,TRUE,IF(DataInput!E75=$B$9,TRUE,FALSE)))","v":true},null,null,{"$f":"IF(B76=TRUE,DataInput!B75,NA())","v":"SA"},{"$f":"IF($E76=DataInput!$B75,DataInput!C75,NA())","v":"SBAC"},{"$f":"IF($E76=DataInput!$B75,DataInput!D75,NA())","v":"BACK CALLINGTON"},{"$f":"IF($E76=DataInput!$B75,DataInput!E75,NA())","v":"ElectraNet"},{"$f":"IF($E76=DataInput!$B75,DataInput!F75,NA())","v":"Winter"},{"$f":"IF($E76=DataInput!$B75,DataInput!G75,NA())","v":"Non-Coincident"},{"$f":"IF($E76=DataInput!$B75,DataInput!H75,NA())","v":2007},{"$f":"IF($E76=DataInput!$B75,DataInput!I75,NA())","v":"Actual"},{"$f":"IF($E76=DataInput!$B75,DataInput!J75,NA())","v":"NA"},{"$f":"IF($E76=DataInput!$B75,DataInput!K75,NA())","v":"NA"},null,null,{"$f":"IF(OR(ISERROR(E76),ISERROR(G76)),\"  \",E76&\" \"&G76)","v":"SA BACK CALLINGTON"},66,{"$f":"Lists_Selections!H69","v":""},null,null,{"$f":"IF(ISERROR(G76),FALSE,IF($V$9=G76,TRUE,FALSE))","v":false},null,null,{"$f":"IF($V76=TRUE,E76,NA())","v":{"$error":"#N/A"}},{"$error":"#N/A"},{"$error":"#N/A"},{"$error":"#N/A"},{"$error":"#N/A"},{"$error":"#N/A"},{"$error":"#N/A"},{"$error":"#N/A"},{"$error":"#N/A"},{"$error":"#N/A"}]
[null,{"$f":"IF(DataInput!B76=$B$8,IF($B$9=$B$10,TRUE,IF(DataInput!E76=$B$9,TRUE,FALSE)))","v":true},null,null,{"$f":"IF(B77=TRUE,DataInput!B76,NA())","v":"SA"},{"$f":"IF($E77=DataInput!$B76,DataInput!C76,NA())","v":"SBAC"},{"$f":"IF($E77=DataInput!$B76,DataInput!D76,NA())","v":"BACK CALLINGTON"},{"$f":"IF($E77=DataInput!$B76,DataInput!E76,NA())","v":"ElectraNet"},{"$f":"IF($E77=DataInput!$B76,DataInput!F76,NA())","v":"Winter"},{"$f":"IF($E77=DataInput!$B76,DataInput!G76,NA())","v":"Non-Coincident"},{"$f":"IF($E77=DataInput!$B76,DataInput!H76,NA())","v":2008},{"$f":"IF($E77=DataInput!$B76,DataInput!I76,NA())","v":"Actual"},{"$f":"IF($E77=DataInput!$B76,DataInput!J76,NA())","v":"NA"},{"$f":"IF($E77=DataInput!$B76,DataInput!K76,NA())","v":"NA"},null,null,"SA BACK CALLINGTON",67,{"$f":"Lists_Selections!H70","v":""},null,null,false,null,null,{"$error":"#N/A"},{"$error":"#N/A"},{"$error":"#N/A"},{"$error":"#N/A"},{"$error":"#N/A"},{"$error":"#N/A"},{"$error":"#N/A"},{"$error":"#N/A"},{"$error":"#N/A"},{"$error":"#N/A"}]
[null,{"$f":"IF(DataInput!B77=$B$8,IF($B$9=$B$10,TRUE,IF(DataInput!E77=$B$9,TRUE,FALSE)))","v":true},null,null,{"$f":"IF(B78=TRUE,DataInput!B77,NA())","v":"SA"},{"$f":"IF($E78=DataInput!$B77,DataInput!C77,NA())","v":"SBAC"},{"$f":"IF($E78=DataInput!$B77,DataInput!D77,NA())","v":"BACK CALLINGTON"},{"$f":"IF($E78=DataInput!$B77,DataInput!E77,NA())","v":"ElectraNet"},{"$f":"IF($E78=DataInput!$B77,DataInput!F77,NA())","v":"Winter"},{"$f":"IF($E78=DataInput!$B77,DataInput!G77,NA())","v":"Non-Coincident"},{"$f":"IF($E78=DataInput!$B77,DataInput!H77,NA())","v":2009},{"$f":"IF($E78=DataInput!$B77,DataInput!I77,NA())","v":"Actual"},{"$f":"IF($E78=DataInput!$B77,DataInput!J77,NA())","v":"NA"},{"$f":"IF($E78=DataInput!$B77,DataInput!K77,NA())","v":"NA"},null,null,"SA BACK CALLINGTON",68,{"$f":"Lists_Selections!H71","v":""},null,null,false,null,null,{"$error":"#N/A"},{"$error":"#N/A"},{"$error":"#N/A"},{"$error":"#N/A"},{"$error":"#N/A"},{"$error":"#N/A"},{"$error":"#N/A"},{"$error":"#N/A"},{"$error":"#N/A"},{"$error":"#N/A"}]
[null,{"$f":"IF(DataInput!B78=$B$8,IF($B$9=$B$10,TRUE,IF(DataInput!E78=$B$9,TRUE,FALSE)))","v":true},null,null,{"$f":"IF(B79=TRUE,DataInput!B78,NA())","v":"SA"},{"$f":"IF($E79=DataInput!$B78,DataInput!C78,NA())","v":"SBAC"},{"$f":"IF($E79=DataInput!$B78,DataInput!D78,NA())","v":"BACK CALLINGTON"},{"$f":"IF($E79=DataInput!$B78,DataInput!E78,NA())","v":"ElectraNet"},{"$f":"IF($E79=DataInput!$B78,DataInput!F78,NA())","v":"Winter"},{"$f":"IF($E79=DataInput!$B78,DataInput!G78,NA())","v":"Non-Coincident"},{"$f":"IF($E79=DataInput!$B78,DataInput!H78,NA())","v":2010},{"$f":"IF($E79=DataInput!$B78,DataInput!I78,NA())","v":"Actual"},{"$f":"IF($E79=DataInput!$B78,DataInput!J78,NA())","v":"NA"},{"$f":"IF($E79=DataInput!$B78,DataInput!K78,NA())","v":"NA"},null,null,"SA BACK CALLINGTON",69,{"$f":"Lists_Selections!H72","v":""},null,null,false,null,null,{"$error":"#N/A"},{"$error":"#N/A"},{"$error":"#N/A"},{"$error":"#N/A"},{"$error":"#N/A"},{"$error":"#N/A"},{"$error":"#N/A"},{"$error":"#N/A"},{"$error":"#N/A"},{"$error":"#N/A"}]
[null,{"$f":"IF(DataInput!B79=$B$8,IF($B$9=$B$10,TRUE,IF(DataInput!E79=$B$9,TRUE,FALSE)))","v":true},null,null,{"$f":"IF(B80=TRUE,DataInput!B79,NA())","v":"SA"},{"$f":"IF($E80=DataInput!$B79,DataInput!C79,NA())","v":"SBAC"},{"$f":"IF($E80=DataInput!$B79,DataInput!D79,NA())","v":"BACK CALLINGTON"},{"$f":"IF($E80=DataInput!$B79,DataInput!E79,NA())","v":"ElectraNet"},{"$f":"IF($E80=DataInput!$B79,DataInput!F79,NA())","v":"Winter"},{"$f":"IF($E80=DataInput!$B79,DataInput!G79,NA())","v":"Non-Coincident"},{"$f":"IF($E80=DataInput!$B79,DataInput!H79,NA())","v":2011},{"$f":"IF($E80=DataInput!$B79,DataInput!I79,NA())","v":"Actual"},{"$f":"IF($E80=DataInput!$B79,DataInput!J79,NA())","v":"NA"},{"$f":"IF($E80=DataInput!$B79,DataInput!K79,NA())","v":"NA"},null,null,"SA BACK CALLINGTON",70,{"$f":"Lists_Selections!H73","v":""},null,null,false,null,null,{"$error":"#N/A"},{"$error":"#N/A"},{"$error":"#N/A"},{"$error":"#N/A"},{"$error":"#N/A"},{"$error":"#N/A"},{"$error":"#N/A"},{"$error":"#N/A"},{"$error":"#N/A"},{"$error":"#N/A"}]
[null,{"$f":"IF(DataInput!B80=$B$8,IF($B$9=$B$10,TRUE,IF(DataInput!E80=$B$9,TRUE,FALSE)))","v":true},null,null,{"$f":"IF(B81=TRUE,DataInput!B80,NA())","v":"SA"},{"$f":"IF($E81=DataInput!$B80,DataInput!C80,NA())","v":"SBAC"},{"$f":"IF($E81=DataInput!$B80,DataInput!D80,NA())","v":"BACK CALLINGTON"},{"$f":"IF($E81=DataInput!$B80,DataInput!E80,NA())","v":"ElectraNet"},{"$f":"IF($E81=DataInput!$B80,DataInput!F80,NA())","v":"Winter"},{"$f":"IF($E81=DataInput!$B80,DataInput!G80,NA())","v":"Non-Coincident"},{"$f":"IF($E81=DataInput!$B80,DataInput!H80,NA())","v":2012},{"$f":"IF($E81=DataInput!$B80,DataInput!I80,NA())","v":"Actual"},{"$f":"IF($E81=DataInput!$B80,DataInput!J80,NA())","v":"NA"},{"$f":"IF($E81=DataInput!$B80,DataInput!K80,NA())","v":"NA"},null,null,"SA BACK CALLINGTON",71,{"$f":"Lists_Selections!H74","v":"SCROLL UP"},null,null,false,null,null,{"$error":"#N/A"},{"$error":"#N/A"},{"$error":"#N/A"},{"$error":"#N/A"},{"$error":"#N/A"},{"$error":"#N/A"},{"$error":"#N/A"},{"$error":"#N/A"},{"$error":"#N/A"},{"$error":"#N/A"}]
[null,{"$f":"IF(DataInput!B81=$B$8,IF($B$9=$B$10,TRUE,IF(DataInput!E81=$B$9,TRUE,FALSE)))","v":true},null,null,{"$f":"IF(B82=TRUE,DataInput!B81,NA())","v":"SA"},{"$f":"IF($E82=DataInput!$B81,DataInput!C81,NA())","v":"SBAC"},{"$f":"IF($E82=DataInput!$B81,DataInput!D81,NA())","v":"BACK CALLINGTON"},{"$f":"IF($E82=DataInput!$B81,DataInput!E81,NA())","v":"ElectraNet"},{"$f":"IF($E82=DataInput!$B81,DataInput!F81,NA())","v":"Winter"},{"$f":"IF($E82=DataInput!$B81,DataInput!G81,NA())","v":"Non-Coincident"},{"$f":"IF($E82=DataInput!$B81,DataInput!H81,NA())","v":2013},{"$f":"IF($E82=DataInput!$B81,DataInput!I81,NA())","v":"Actual"},{"$f":"IF($E82=DataInput!$B81,DataInput!J81,NA())","v":"NA"},{"$f":"IF($E82=DataInput!$B81,DataInput!K81,NA())","v":"NA"},null,null,"SA BACK CALLINGTON",72,{"$f":"Lists_Selections!H75","v":""},null,null,false,null,null,{"$error":"#N/A"},{"$error":"#N/A"},{"$error":"#N/A"},{"$error":"#N/A"},{"$error":"#N/A"},{"$error":"#N/A"},{"$error":"#N/A"},{"$error":"#N/A"},{"$error":"#N/A"},{"$error":"#N/A"}]
[null,{"$f":"IF(DataInput!B82=$B$8,IF($B$9=$B$10,TRUE,IF(DataInput!E82=$B$9,TRUE,FALSE)))","v":true},null,null,{"$f":"IF(B83=TRUE,DataInput!B82,NA())","v":"SA"},{"$f":"IF($E83=DataInput!$B82,DataInput!C82,NA())","v":"SBAC"},{"$f":"IF($E83=DataInput!$B82,DataInput!D82,NA())","v":"BACK CALLINGTON"},{"$f":"IF($E83=DataInput!$B82,DataInput!E82,NA())","v":"ElectraNet"},{"$f":"IF($E83=DataInput!$B82,DataInput!F82,NA())","v":"Winter"},{"$f":"IF($E83=DataInput!$B82,DataInput!G82,NA())","v":"Non-Coincident"},{"$f":"IF($E83=DataInput!$B82,DataInput!H82,NA())","v":2014},{"$f":"IF($E83=DataInput!$B82,DataInput!I82,NA())","v":"Actual"},{"$f":"IF($E83=DataInput!$B82,DataInput!J82,NA())","v":"NA"},{"$f":"IF($E83=DataInput!$B82,DataInput!K82,NA())","v":"NA"},null,null,"SA BACK CALLINGTON",73,{"$f":"Lists_Selections!H76","v":""},null,null,false,null,null,{"$error":"#N/A"},{"$error":"#N/A"},{"$error":"#N/A"},{"$error":"#N/A"},{"$error":"#N/A"},{"$error":"#N/A"},{"$error":"#N/A"},{"$error":"#N/A"},{"$error":"#N/A"},{"$error":"#N/A"}]
[null,{"$f":"IF(DataInput!B83=$B$8,IF($B$9=$B$10,TRUE,IF(DataInput!E83=$B$9,TRUE,FALSE)))","v":true},null,null,{"$f":"IF(B84=TRUE,DataInput!B83,NA())","v":"SA"},{"$f":"IF($E84=DataInput!$B83,DataInput!C83,NA())","v":"SBAR"},{"$f":"IF($E84=DataInput!$B83,DataInput!D83,NA())","v":"BAROOTA"},{"$f":"IF($E84=DataInput!$B83,DataInput!E83,NA())","v":"SAPN"},{"$f":"IF($E84=DataInput!$B83,DataInput!F83,NA())","v":"Summer"},{"$f":"IF($E84=DataInput!$B83,DataInput!G83,NA())","v":"Non-Coincident"},{"$f":"IF($E84=DataInput!$B83,DataInput!H83,NA())","v":2003},{"$f":"IF($E84=DataInput!$B83,DataInput!I83,NA())","v":"Actual"},{"$f":"IF($E84=DataInput!$B83,DataInput!J83,NA())","v":7.0500480000000003},{"$f":"IF($E84=DataInput!$B83,DataInput!K83,NA())","v":"NA"},null,null,"SA BAROOTA",74,{"$f":"Lists_Selections!H77","v":""},null,null,false,null,null,{"$error":"#N/A"},{"$error":"#N/A"},{"$error":"#N/A"},{"$error":"#N/A"},{"$error":"#N/A"},{"$error":"#N/A"},{"$error":"#N/A"},{"$error":"#N/A"},{"$error":"#N/A"},{"$error":"#N/A"}]
[null,{"$f":"IF(DataInput!B84=$B$8,IF($B$9=$B$10,TRUE,IF(DataInput!E84=$B$9,TRUE,FALSE)))","v":true},null,null,{"$f":"IF(B85=TRUE,DataInput!B84,NA())","v":"SA"},{"$f":"IF($E85=DataInput!$B84,DataInput!C84,NA())","v":"SBAR"},{"$f":"IF($E85=DataInput!$B84,DataInput!D84,NA())","v":"BAROOTA"},{"$f":"IF($E85=DataInput!$B84,DataInput!E84,NA())","v":"SAPN"},{"$f":"IF($E85=DataInput!$B84,DataInput!F84,NA())","v":"Summer"},{"$f":"IF($E85=DataInput!$B84,DataInput!G84,NA())","v":"Non-Coincident"},{"$f":"IF($E85=DataInput!$B84,DataInput!H84,NA())","v":2004},{"$f":"IF($E85=DataInput!$B84,DataInput!I84,NA())","v":"Actual"},{"$f":"IF($E85=DataInput!$B84,DataInput!J84,NA())","v":7.7849300000000001},{"$f":"IF($E85=DataInput!$B84,DataInput!K84,NA())","v":"NA"},null,null,"SA BAROOTA",75,{"$f":"Lists_Selections!H78","v":""},null,null,false,null,null,{"$error":"#N/A"},{"$error":"#N/A"},{"$error":"#N/A"},{"$error":"#N/A"},{"$error":"#N/A"},{"$error":"#N/A"},{"$error":"#N/A"},{"$error":"#N/A"},{"$error":"#N/A"},{"$error":"#N/A"}]
[null,{"$f":"IF(DataInput!B85=$B$8,IF($B$9=$B$10,TRUE,IF(DataInput!E85=$B$9,TRUE,FALSE)))","v":true},null,null,{"$f":"IF(B86=TRUE,DataInput!B85,NA())","v":"SA"},{"$f":"IF($E86=DataInput!$B85,DataInput!C85,NA())","v":"SBAR"},{"$f":"IF($E86=DataInput!$B85,DataInput!D85,NA())","v":"BAROOTA"},{"$f":"IF($E86=DataInput!$B85,DataInput!E85,NA())","v":"SAPN"},{"$f":"IF($E86=DataInput!$B85,DataInput!F85,NA())","v":"Summer"},{"$f":"IF($E86=DataInput!$B85,DataInput!G85,NA())","v":"Non-Coincident"},{"$f":"IF($E86=DataInput!$B85,DataInput!H85,NA())","v":2005},{"$f":"IF($E86=DataInput!$B85,DataInput!I85,NA())","v":"Actual"},{"$f":"IF($E86=DataInput!$B85,DataInput!J85,NA())","v":6.4783499999999998},{"$f":"IF($E86=DataInput!$B85,DataInput!K85,NA())","v":"NA"},null,null,"SA BAROOTA",76,{"$f":"Lists_Selections!H79","v":""},null,null,false,null,null,{"$error":"#N/A"},{"$error":"#N/A"},{"$error":"#N/A"},{"$error":"#N/A"},{"$error":"#N/A"},{"$error":"#N/A"},{"$error":"#N/A"},{"$error":"#N/A"},{"$error":"#N/A"},{"$error":"#N/A"}]
[null,{"$f":"IF(DataInput!B86=$B$8,IF($B$9=$B$10,TRUE,IF(DataInput!E86=$B$9,TRUE,FALSE)))","v":true},null,null,{"$f":"IF(B87=TRUE,DataInput!B86,NA())","v":"SA"},{"$f":"IF($E87=DataInput!$B86,DataInput!C86,NA())","v":"SBAR"},{"$f":"IF($E87=DataInput!$B86,DataInput!D86,NA())","v":"BAROOTA"},{"$f":"IF($E87=DataInput!$B86,DataInput!E86,NA())","v":"SAPN"},{"$f":"IF($E87=DataInput!$B86,DataInput!F86,NA())","v":"Summer"},{"$f":"IF($E87=DataInput!$B86,DataInput!G86,NA())","v":"Non-Coincident"},{"$f":"IF($E87=DataInput!$B86,DataInput!H86,NA())","v":2006},{"$f":"IF($E87=DataInput!$B86,DataInput!I86,NA())","v":"Actual"},{"$f":"IF($E87=DataInput!$B86,DataInput!J86,NA())","v":7.8782759999999996},{"$f":"IF($E87=DataInput!$B86,DataInput!K86,NA())","v":"NA"},null,null,"SA BAROOTA",77,{"$f":"Lists_Selections!H80","v":""},null,null,false,null,null,{"$error":"#N/A"},{"$error":"#N/A"},{"$error":"#N/A"},{"$error":"#N/A"},{"$error":"#N/A"},{"$error":"#N/A"},{"$error":"#N/A"},{"$error":"#N/A"},{"$error":"#N/A"},{"$error":"#N/A"}]
[null,{"$f":"IF(DataInput!B87=$B$8,IF($B$9=$B$10,TRUE,IF(DataInput!E87=$B$9,TRUE,FALSE)))","v":true},null,null,{"$f":"IF(B88=TRUE,DataInput!B87,NA())","v":"SA"},{"$f":"IF($E88=DataInput!$B87,DataInput!C87,NA())","v":"SBAR"},{"$f":"IF($E88=DataInput!$B87,DataInput!D87,NA())","v":"BAROOTA"},{"$f":"IF($E88=DataInput!$B87,DataInput!E87,NA())","v":"SAPN"},{"$f":"IF($E88=DataInput!$B87,DataInput!F87,NA())","v":"Summer"},{"$f":"IF($E88=DataInput!$B87,DataInput!G87,NA())","v":"Non-Coincident"},{"$f":"IF($E88=DataInput!$B87,DataInput!H87,NA())","v":2007},{"$f":"IF($E88=DataInput!$B87,DataInput!I87,NA())","v":"Actual"},{"$f":"IF($E88=DataInput!$B87,DataInput!J87,NA())","v":7.5790660000000001},{"$f":"IF($E88=DataInput!$B87,DataInput!K87,NA())","v":"NA"},null,null,"SA BAROOTA",78,{"$f":"Lists_Selections!H81","v":""},null,null,false,null,null,{"$error":"#N/A"},{"$error":"#N/A"},{"$error":"#N/A"},{"$error":"#N/A"},{"$error":"#N/A"},{"$error":"#N/A"},{"$error":"#N/A"},{"$error":"#N/A"},{"$error":"#N/A"},{"$error":"#N/A"}]
[null,{"$f":"IF(DataInput!B88=$B$8,IF($B$9=$B$10,TRUE,IF(DataInput!E88=$B$9,TRUE,FALSE)))","v":true},null,null,{"$f":"IF(B89=TRUE,DataInput!B88,NA())","v":"SA"},{"$f":"IF($E89=DataInput!$B88,DataInput!C88,NA())","v":"SBAR"},{"$f":"IF($E89=DataInput!$B88,DataInput!D88,NA())","v":"BAROOTA"},{"$f":"IF($E89=DataInput!$B88,DataInput!E88,NA())","v":"SAPN"},{"$f":"IF($E89=DataInput!$B88,DataInput!F88,NA())","v":"Summer"},{"$f":"IF($E89=DataInput!$B88,DataInput!G88,NA())","v":"Non-Coincident"},{"$f":"IF($E89=DataInput!$B88,DataInput!H88,NA())","v":2008},{"$f":"IF($E89=DataInput!$B88,DataInput!I88,NA())","v":"Actual"},{"$f":"IF($E89=DataInput!$B88,DataInput!J88,NA())","v":7.6262480000000004},{"$f":"IF($E89=DataInput!$B88,DataInput!K88,NA())","v":"NA"},null,null,"SA BAROOTA",79,{"$f":"Lists_Selections!H82","v":""},null,null,false,null,null,{"$error":"#N/A"},{"$error":"#N/A"},{"$error":"#N/A"},{"$error":"#N/A"},{"$error":"#N/A"},{"$error":"#N/A"},{"$error":"#N/A"},{"$error":"#N/A"},{"$error":"#N/A"},{"$error":"#N/A"}]
[null,{"$f":"IF(DataInput!B89=$B$8,IF($B$9=$B$10,TRUE,IF(DataInput!E89=$B$9,TRUE,FALSE)))","v":true},null,null,{"$f":"IF(B90=TRUE,DataInput!B89,NA())","v":"SA"},{"$f":"IF($E90=DataInput!$B89,DataInput!C89,NA())","v":"SBAR"},{"$f":"IF($E90=DataInput!$B89,DataInput!D89,NA())","v":"BAROOTA"},{"$f":"IF($E90=DataInput!$B89,DataInput!E89,NA())","v":"SAPN"},{"$f":"IF($E90=DataInput!$B89,DataInput!F89,NA())","v":"Summer"},{"$f":"IF($E90=DataInput!$B89,DataInput!G89,NA())","v":"Non-Coincident"},{"$f":"IF($E90=DataInput!$B89,DataInput!H89,NA())","v":2009},{"$f":"IF($E90=DataInput!$B89,DataInput!I89,NA())","v":"Actual"},{"$f":"IF($E90=DataInput!$B89,DataInput!J89,NA())","v":8.5999239999999997},{"$f":"IF($E90=DataInput!$B89,DataInput!K89,NA())","v":"NA"},null,null,"SA BAROOTA",80,{"$f":"Lists_Selections!H83","v":""},null,null,false,null,null,{"$error":"#N/A"},{"$error":"#N/A"},{"$error":"#N/A"},{"$error":"#N/A"},{"$error":"#N/A"},{"$error":"#N/A"},{"$error":"#N/A"},{"$error":"#N/A"},{"$error":"#N/A"},{"$error":"#N/A"}]
[null,{"$f":"IF(DataInput!B90=$B$8,IF($B$9=$B$10,TRUE,IF(DataInput!E90=$B$9,TRUE,FALSE)))","v":true},null,null,{"$f":"IF(B91=TRUE,DataInput!B90,NA())","v":"SA"},{"$f":"IF($E91=DataInput!$B90,DataInput!C90,NA())","v":"SBAR"},{"$f":"IF($E91=DataInput!$B90,DataInput!D90,NA())","v":"BAROOTA"},{"$f":"IF($E91=DataInput!$B90,DataInput!E90,NA())","v":"SAPN"},{"$f":"IF($E91=DataInput!$B90,DataInput!F90,NA())","v":"Summer"},{"$f":"IF($E91=DataInput!$B90,DataInput!G90,NA())","v":"Non-Coincident"},{"$f":"IF($E91=DataInput!$B90,DataInput!H90,NA())","v":2010},{"$f":"IF($E91=DataInput!$B90,DataInput!I90,NA())","v":"Actual"},{"$f":"IF($E91=DataInput!$B90,DataInput!J90,NA())","v":8.5466479999999994},{"$f":"IF($E91=DataInput!$B90,DataInput!K90,NA())","v":"NA"},null,null,"SA BAROOTA",81,{"$f":"Lists_Selections!H84","v":""},null,null,false,null,null,{"$error":"#N/A"},{"$error":"#N/A"},{"$error":"#N/A"},{"$error":"#N/A"},{"$error":"#N/A"},{"$error":"#N/A"},{"$error":"#N/A"},{"$error":"#N/A"},{"$error":"#N/A"},{"$error":"#N/A"}]
[null,{"$f":"IF(DataInput!B91=$B$8,IF($B$9=$B$10,TRUE,IF(DataInput!E91=$B$9,TRUE,FALSE)))","v":true},null,null,{"$f":"IF(B92=TRUE,DataInput!B91,NA())","v":"SA"},{"$f":"IF($E92=DataInput!$B91,DataInput!C91,NA())","v":"SBAR"},{"$f":"IF($E92=DataInput!$B91,DataInput!D91,NA())","v":"BAROOTA"},{"$f":"IF($E92=DataInput!$B91,DataInput!E91,NA())","v":"SAPN"},{"$f":"IF($E92=DataInput!$B91,DataInput!F91,NA())","v":"Summer"},{"$f":"IF($E92=DataInput!$B91,DataInput!G91,NA())","v":"Non-Coincident"},{"$f":"IF($E92=DataInput!$B91,DataInput!H91,NA())","v":2011},{"$f":"IF($E92=DataInput!$B91,DataInput!I91,NA())","v":"Actual"},{"$f":"IF($E92=DataInput!$B91,DataInput!J91,NA())","v":8.5149360000000005},{"$f":"IF($E92=DataInput!$B91,DataInput!K91,NA())","v":"NA"},null,null,"SA BAROOTA",82,{"$f":"Lists_Selections!H85","v":""},null,null,false,null,null,{"$error":"#N/A"},{"$error":"#N/A"},{"$error":"#N/A"},{"$error":"#N/A"},{"$error":"#N/A"},{"$error":"#N/A"},{"$error":"#N/A"},{"$error":"#N/A"},{"$error":"#N/A"},{"$error":"#N/A"}]
[null,{"$f":"IF(DataInput!B92=$B$8,IF($B$9=$B$10,TRUE,IF(DataInput!E92=$B$9,TRUE,FALSE)))","v":true},null,null,{"$f":"IF(B93=TRUE,DataInput!B92,NA())","v":"SA"},{"$f":"IF($E93=DataInput!$B92,DataInput!C92,NA())","v":"SBAR"},{"$f":"IF($E93=DataInput!$B92,DataInput!D92,NA())","v":"BAROOTA"},{"$f":"IF($E93=DataInput!$B92,DataInput!E92,NA())","v":"SAPN"},{"$f":"IF($E93=DataInput!$B92,DataInput!F92,NA())","v":"Summer"},{"$f":"IF($E93=DataInput!$B92,DataInput!G92,NA())","v":"Non-Coincident"},{"$f":"IF($E93=DataInput!$B92,DataInput!H92,NA())","v":2012},{"$f":"IF($E93=DataInput!$B92,DataInput!I92,NA())","v":"Actual"},{"$f":"IF($E93=DataInput!$B92,DataInput!J92,NA())","v":7.30267},{"$f":"IF($E93=DataInput!$B92,DataInput!K92,NA())","v":"NA"},null,null,"SA BAROOTA",83,{"$f":"Lists_Selections!H86","v":""},null,null,false,null,null,{"$error":"#N/A"},{"$error":"#N/A"},{"$error":"#N/A"},{"$error":"#N/A"},{"$error":"#N/A"},{"$error":"#N/A"},{"$error":"#N/A"},{"$error":"#N/A"},{"$error":"#N/A"},{"$error":"#N/A"}]
[null,{"$f":"IF(DataInput!B93=$B$8,IF($B$9=$B$10,TRUE,IF(DataInput!E93=$B$9,TRUE,FALSE)))","v":true},null,null,{"$f":"IF(B94=TRUE,DataInput!B93,NA())","v":"SA"},{"$f":"IF($E94=DataInput!$B93,DataInput!C93,NA())","v":"SBAR"},{"$f":"IF($E94=DataInput!$B93,DataInput!D93,NA())","v":"BAROOTA"},{"$f":"IF($E94=DataInput!$B93,DataInput!E93,NA())","v":"SAPN"},{"$f":"IF($E94=DataInput!$B93,DataInput!F93,NA())","v":"Summer"},{"$f":"IF($E94=DataInput!$B93,DataInput!G93,NA())","v":"Non-Coincident"},{"$f":"IF($E94=DataInput!$B93,DataInput!H93,NA())","v":2013},{"$f":"IF($E94=DataInput!$B93,DataInput!I93,NA())","v":"Actual"},{"$f":"IF($E94=DataInput!$B93,DataInput!J93,NA())","v":7.6874440000000002},{"$f":"IF($E94=DataInput!$B93,DataInput!K93,NA())","v":"NA"},null,null,"SA BAROOTA",84,{"$f":"Lists_Selections!H87","v":""},null,null,false,null,null,{"$error":"#N/A"},{"$error":"#N/A"},{"$error":"#N/A"},{"$error":"#N/A"},{"$error":"#N/A"},{"$error":"#N/A"},{"$error":"#N/A"},{"$error":"#N/A"},{"$error":"#N/A"},{"$error":"#N/A"}]
[null,{"$f":"IF(DataInput!B94=$B$8,IF($B$9=$B$10,TRUE,IF(DataInput!E94=$B$9,TRUE,FALSE)))","v":true},null,null,{"$f":"IF(B95=TRUE,DataInput!B94,NA())","v":"SA"},{"$f":"IF($E95=DataInput!$B94,DataInput!C94,NA())","v":"SBAR"},{"$f":"IF($E95=DataInput!$B94,DataInput!D94,NA())","v":"BAROOTA"},{"$f":"IF($E95=DataInput!$B94,DataInput!E94,NA())","v":"SAPN"},{"$f":"IF($E95=DataInput!$B94,DataInput!F94,NA())","v":"Summer"},{"$f":"IF($E95=DataInput!$B94,DataInput!G94,NA())","v":"Non-Coincident"},{"$f":"IF($E95=DataInput!$B94,DataInput!H94,NA())","v":2014},{"$f":"IF($E95=DataInput!$B94,DataInput!I94,NA())","v":"Actual"},{"$f":"IF($E95=DataInput!$B94,DataInput!J94,NA())","v":7.7608259999999998},{"$f":"IF($E95=DataInput!$B94,DataInput!K94,NA())","v":"NA"},null,null,"SA BAROOTA",85,{"$f":"Lists_Selections!H88","v":""},null,null,false,null,null,{"$error":"#N/A"},{"$error":"#N/A"},{"$error":"#N/A"},{"$error":"#N/A"},{"$error":"#N/A"},{"$error":"#N/A"},{"$error":"#N/A"},{"$error":"#N/A"},{"$error":"#N/A"},{"$error":"#N/A"}]
[null,{"$f":"IF(DataInput!B95=$B$8,IF($B$9=$B$10,TRUE,IF(DataInput!E95=$B$9,TRUE,FALSE)))","v":true},null,null,{"$f":"IF(B96=TRUE,DataInput!B95,NA())","v":"SA"},{"$f":"IF($E96=DataInput!$B95,DataInput!C95,NA())","v":"SBAR"},{"$f":"IF($E96=DataInput!$B95,DataInput!D95,NA())","v":"BAROOTA"},{"$f":"IF($E96=DataInput!$B95,DataInput!E95,NA())","v":"SAPN"},{"$f":"IF($E96=DataInput!$B95,DataInput!F95,NA())","v":"Winter"},{"$f":"IF($E96=DataInput!$B95,DataInput!G95,NA())","v":"Non-Coincident"},{"$f":"IF($E96=DataInput!$B95,DataInput!H95,NA())","v":2003},{"$f":"IF($E96=DataInput!$B95,DataInput!I95,NA())","v":"Actual"},{"$f":"IF($E96=DataInput!$B95,DataInput!J95,NA())","v":5.7804679999999999},{"$f":"IF($E96=DataInput!$B95,DataInput!K95,NA())","v":"NA"},null,null,"SA BAROOTA",86,{"$f":"Lists_Selections!H89","v":"SCROLL UP"},null,null,false,null,null,{"$error":"#N/A"},{"$error":"#N/A"},{"$error":"#N/A"},{"$error":"#N/A"},{"$error":"#N/A"},{"$error":"#N/A"},{"$error":"#N/A"},{"$error":"#N/A"},{"$error":"#N/A"},{"$error":"#N/A"}]
[null,{"$f":"IF(DataInput!B96=$B$8,IF($B$9=$B$10,TRUE,IF(DataInput!E96=$B$9,TRUE,FALSE)))","v":true},null,null,{"$f":"IF(B97=TRUE,DataInput!B96,NA())","v":"SA"},{"$f":"IF($E97=DataInput!$B96,DataInput!C96,NA())","v":"SBAR"},{"$f":"IF($E97=DataInput!$B96,DataInput!D96,NA())","v":"BAROOTA"},{"$f":"IF($E97=DataInput!$B96,DataInput!E96,NA())","v":"SAPN"},{"$f":"IF($E97=DataInput!$B96,DataInput!F96,NA())","v":"Winter"},{"$f":"IF($E97=DataInput!$B96,DataInput!G96,NA())","v":"Non-Coincident"},{"$f":"IF($E97=DataInput!$B96,DataInput!H96,NA())","v":2004},{"$f":"IF($E97=DataInput!$B96,DataInput!I96,NA())","v":"Actual"},{"$f":"IF($E97=DataInput!$B96,DataInput!J96,NA())","v":6.0367360000000003},{"$f":"IF($E97=DataInput!$B96,DataInput!K96,NA())","v":"NA"},null,null,"SA BAROOTA",87,{"$f":"Lists_Selections!H90","v":""},null,null,false,null,null,{"$error":"#N/A"},{"$error":"#N/A"},{"$error":"#N/A"},{"$error":"#N/A"},{"$error":"#N/A"},{"$error":"#N/A"},{"$error":"#N/A"},{"$error":"#N/A"},{"$error":"#N/A"},{"$error":"#N/A"}]
[null,{"$f":"IF(DataInput!B97=$B$8,IF($B$9=$B$10,TRUE,IF(DataInput!E97=$B$9,TRUE,FALSE)))","v":true},null,null,{"$f":"IF(B98=TRUE,DataInput!B97,NA())","v":"SA"},{"$f":"IF($E98=DataInput!$B97,DataInput!C97,NA())","v":"SBAR"},{"$f":"IF($E98=DataInput!$B97,DataInput!D97,NA())","v":"BAROOTA"},{"$f":"IF($E98=DataInput!$B97,DataInput!E97,NA())","v":"SAPN"},{"$f":"IF($E98=DataInput!$B97,DataInput!F97,NA())","v":"Winter"},{"$f":"IF($E98=DataInput!$B97,DataInput!G97,NA())","v":"Non-Coincident"},{"$f":"IF($E98=DataInput!$B97,DataInput!H97,NA())","v":2005},{"$f":"IF($E98=DataInput!$B97,DataInput!I97,NA())","v":"Actual"},{"$f":"IF($E98=DataInput!$B97,DataInput!J97,NA())","v":6.2096200000000001},{"$f":"IF($E98=DataInput!$B97,DataInput!K97,NA())","v":"NA"},null,null,"SA BAROOTA",88,{"$f":"Lists_Selections!H91","v":""},null,null,false,null,null,{"$error":"#N/A"},{"$error":"#N/A"},{"$error":"#N/A"},{"$error":"#N/A"},{"$error":"#N/A"},{"$error":"#N/A"},{"$error":"#N/A"},{"$error":"#N/A"},{"$error":"#N/A"},{"$error":"#N/A"}]
[null,{"$f":"IF(DataInput!B98=$B$8,IF($B$9=$B$10,TRUE,IF(DataInput!E98=$B$9,TRUE,FALSE)))","v":true},null,null,{"$f":"IF(B99=TRUE,DataInput!B98,NA())","v":"SA"},{"$f":"IF($E99=DataInput!$B98,DataInput!C98,NA())","v":"SBAR"},{"$f":"IF($E99=DataInput!$B98,DataInput!D98,NA())","v":"BAROOTA"},{"$f":"IF($E99=DataInput!$B98,DataInput!E98,NA())","v":"SAPN"},{"$f":"IF($E99=DataInput!$B98,DataInput!F98,NA())","v":"Winter"},{"$f":"IF($E99=DataInput!$B98,DataInput!G98,NA())","v":"Non-Coincident"},{"$f":"IF($E99=DataInput!$B98,DataInput!H98,NA())","v":2006},{"$f":"IF($E99=DataInput!$B98,DataInput!I98,NA())","v":"Actual"},{"$f":"IF($E99=DataInput!$B98,DataInput!J98,NA())","v":6.2438520000000004},{"$f":"IF($E99=DataInput!$B98,DataInput!K98,NA())","v":"NA"},null,null,"SA BAROOTA",89,{"$f":"Lists_Selections!H92","v":""},null,null,false,null,null,{"$error":"#N/A"},{"$f":"IF($V99=TRUE,F99,NA())","v":{"$error":"#N/A"}},{"$f":"IF($V99=TRUE,G99,NA())","v":{"$error":"#N/A"}},{"$f":"IF($V99=TRUE,H99,NA())","v":{"$error":"#N/A"}},{"$f":"IF($V99=TRUE,I99,NA())","v":{"$error":"#N/A"}},{"$f":"IF($V99=TRUE,J99,NA())","v":{"$error":"#N/A"}},{"$f":"IF($V99=TRUE,K99,NA())","v":{"$error":"#N/A"}},{"$f":"IF($V99=TRUE,L99,NA())","v":{"$error":"#N/A"}},{"$f":"IF($V99=TRUE,M99,NA())","v":{"$error":"#N/A"}},{"$f":"IF($V99=TRUE,N99,NA())","v":{"$error":"#N/A"}}]
[null,{"$f":"IF(DataInput!B99=$B$8,IF($B$9=$B$10,TRUE,IF(DataInput!E99=$B$9,TRUE,FALSE)))","v":true},null,null,{"$f":"IF(B100=TRUE,DataInput!B99,NA())","v":"SA"},{"$f":"IF($E100=DataInput!$B99,DataInput!C99,NA())","v":"SBAR"},{"$f":"IF($E100=DataInput!$B99,DataInput!D99,NA())","v":"BAROOTA"},{"$f":"IF($E100=DataInput!$B99,DataInput!E99,NA())","v":"SAPN"},{"$f":"IF($E100=DataInput!$B99,DataInput!F99,NA())","v":"Winter"},{"$f":"IF($E100=DataInput!$B99,DataInput!G99,NA())","v":"Non-Coincident"},{"$f":"IF($E100=DataInput!$B99,DataInput!H99,NA())","v":2007},{"$f":"IF($E100=DataInput!$B99,DataInput!I99,NA())","v":"Actual"},{"$f":"IF($E100=DataInput!$B99,DataInput!J99,NA())","v":6.3659119999999998},{"$f":"IF($E100=DataInput!$B99,DataInput!K99,NA())","v":"NA"},null,null,"SA BAROOTA",90,{"$f":"Lists_Selections!H93","v":""},null,null,false,null,null,{"$error":"#N/A"},{"$error":"#N/A"},{"$error":"#N/A"},{"$error":"#N/A"},{"$error":"#N/A"},{"$error":"#N/A"},{"$error":"#N/A"},{"$error":"#N/A"},{"$error":"#N/A"},{"$error":"#N/A"}]
[null,{"$f":"IF(DataInput!B100=$B$8,IF($B$9=$B$10,TRUE,IF(DataInput!E100=$B$9,TRUE,FALSE)))","v":true},null,null,{"$f":"IF(B101=TRUE,DataInput!B100,NA())","v":"SA"},{"$f":"IF($E101=DataInput!$B100,DataInput!C100,NA())","v":"SBAR"},{"$f":"IF($E101=DataInput!$B100,DataInput!D100,NA())","v":"BAROOTA"},{"$f":"IF($E101=DataInput!$B100,DataInput!E100,NA())","v":"SAPN"},{"$f":"IF($E101=DataInput!$B100,DataInput!F100,NA())","v":"Winter"},{"$f":"IF($E101=DataInput!$B100,DataInput!G100,NA())","v":"Non-Coincident"},{"$f":"IF($E101=DataInput!$B100,DataInput!H100,NA())","v":2008},{"$f":"IF($E101=DataInput!$B100,DataInput!I100,NA())","v":"Actual"},{"$f":"IF($E101=DataInput!$B100,DataInput!J100,NA())","v":6.3094140000000003},{"$f":"IF($E101=DataInput!$B100,DataInput!K100,NA())","v":"NA"},null,null,"SA BAROOTA",91,{"$f":"Lists_Selections!H94","v":""},null,null,false,null,null,{"$error":"#N/A"},{"$error":"#N/A"},{"$error":"#N/A"},{"$error":"#N/A"},{"$error":"#N/A"},{"$error":"#N/A"},{"$error":"#N/A"},{"$error":"#N/A"},{"$error":"#N/A"},{"$error":"#N/A"}]
[null,{"$f":"IF(DataInput!B101=$B$8,IF($B$9=$B$10,TRUE,IF(DataInput!E101=$B$9,TRUE,FALSE)))","v":true},null,null,{"$f":"IF(B102=TRUE,DataInput!B101,NA())","v":"SA"},{"$f":"IF($E102=DataInput!$B101,DataInput!C101,NA())","v":"SBAR"},{"$f":"IF($E102=DataInput!$B101,DataInput!D101,NA())","v":"BAROOTA"},{"$f":"IF($E102=DataInput!$B101,DataInput!E101,NA())","v":"SAPN"},{"$f":"IF($E102=DataInput!$B101,DataInput!F101,NA())","v":"Winter"},{"$f":"IF($E102=DataInput!$B101,DataInput!G101,NA())","v":"Non-Coincident"},{"$f":"IF($E102=DataInput!$B101,DataInput!H101,NA())","v":2009},{"$f":"IF($E102=DataInput!$B101,DataInput!I101,NA())","v":"Actual"},{"$f":"IF($E102=DataInput!$B101,DataInput!J101,NA())","v":6.0315099999999999},{"$f":"IF($E102=DataInput!$B101,DataInput!K101,NA())","v":"NA"},null,null,"SA BAROOTA",92,{"$f":"Lists_Selections!H95","v":""},null,null,false,null,null,{"$error":"#N/A"},{"$error":"#N/A"},{"$error":"#N/A"},{"$error":"#N/A"},{"$error":"#N/A"},{"$error":"#N/A"},{"$error":"#N/A"},{"$error":"#N/A"},{"$error":"#N/A"},{"$error":"#N/A"}]
[null,{"$f":"IF(DataInput!B102=$B$8,IF($B$9=$B$10,TRUE,IF(DataInput!E102=$B$9,TRUE,FALSE)))","v":true},null,null,{"$f":"IF(B103=TRUE,DataInput!B102,NA())","v":"SA"},{"$f":"IF($E103=DataInput!$B102,DataInput!C102,NA())","v":"SBAR"},{"$f":"IF($E103=DataInput!$B102,DataInput!D102,NA())","v":"BAROOTA"},{"$f":"IF($E103=DataInput!$B102,DataInput!E102,NA())","v":"SAPN"},{"$f":"IF($E103=DataInput!$B102,DataInput!F102,NA())","v":"Winter"},{"$f":"IF($E103=DataInput!$B102,DataInput!G102,NA())","v":"Non-Coincident"},{"$f":"IF($E103=DataInput!$B102,DataInput!H102,NA())","v":2010},{"$f":"IF($E103=DataInput!$B102,DataInput!I102,NA())","v":"Actual"},{"$f":"IF($E103=DataInput!$B102,DataInput!J102,NA())","v":6.6441499999999998},{"$f":"IF($E103=DataInput!$B102,DataInput!K102,NA())","v":"NA"},null,null,"SA BAROOTA",93,{"$f":"Lists_Selections!H96","v":""},null,null,false,null,null,{"$error":"#N/A"},{"$error":"#N/A"},{"$error":"#N/A"},{"$error":"#N/A"},{"$error":"#N/A"},{"$error":"#N/A"},{"$error":"#N/A"},{"$error":"#N/A"},{"$error":"#N/A"},{"$error":"#N/A"}]
[null,{"$f":"IF(DataInput!B103=$B$8,IF($B$9=$B$10,TRUE,IF(DataInput!E103=$B$9,TRUE,FALSE)))","v":true},null,null,{"$f":"IF(B104=TRUE,DataInput!B103,NA())","v":"SA"},{"$f":"IF($E104=DataInput!$B103,DataInput!C103,NA())","v":"SBAR"},{"$f":"IF($E104=DataInput!$B103,DataInput!D103,NA())","v":"BAROOTA"},{"$f":"IF($E104=DataInput!$B103,DataInput!E103,NA())","v":"SAPN"},{"$f":"IF($E104=DataInput!$B103,DataInput!F103,NA())","v":"Winter"},{"$f":"IF($E104=DataInput!$B103,DataInput!G103,NA())","v":"Non-Coincident"},{"$f":"IF($E104=DataInput!$B103,DataInput!H103,NA())","v":2011},{"$f":"IF($E104=DataInput!$B103,DataInput!I103,NA())","v":"Actual"},{"$f":"IF($E104=DataInput!$B103,DataInput!J103,NA())","v":5.8728340000000001},{"$f":"IF($E104=DataInput!$B103,DataInput!K103,NA())","v":"NA"},null,null,"SA BAROOTA",94,{"$f":"Lists_Selections!H97","v":""},null,null,false,null,null,{"$error":"#N/A"},{"$error":"#N/A"},{"$error":"#N/A"},{"$error":"#N/A"},{"$error":"#N/A"},{"$error":"#N/A"},{"$error":"#N/A"},{"$error":"#N/A"},{"$error":"#N/A"},{"$error":"#N/A"}]
[null,{"$f":"IF(DataInput!B104=$B$8,IF($B$9=$B$10,TRUE,IF(DataInput!E104=$B$9,TRUE,FALSE)))","v":true},null,null,{"$f":"IF(B105=TRUE,DataInput!B104,NA())","v":"SA"},{"$f":"IF($E105=DataInput!$B104,DataInput!C104,NA())","v":"SBAR"},{"$f":"IF($E105=DataInput!$B104,DataInput!D104,NA())","v":"BAROOTA"},{"$f":"IF($E105=DataInput!$B104,DataInput!E104,NA())","v":"SAPN"},{"$f":"IF($E105=DataInput!$B104,DataInput!F104,NA())","v":"Winter"},{"$f":"IF($E105=DataInput!$B104,DataInput!G104,NA())","v":"Non-Coincident"},{"$f":"IF($E105=DataInput!$B104,DataInput!H104,NA())","v":2012},{"$f":"IF($E105=DataInput!$B104,DataInput!I104,NA())","v":"Actual"},{"$f":"IF($E105=DataInput!$B104,DataInput!J104,NA())","v":5.9672619999999998},{"$f":"IF($E105=DataInput!$B104,DataInput!K104,NA())","v":"NA"},null,null,"SA BAROOTA",95,{"$f":"Lists_Selections!H98","v":""},null,null,false,null,null,{"$error":"#N/A"},{"$error":"#N/A"},{"$error":"#N/A"},{"$error":"#N/A"},{"$error":"#N/A"},{"$error":"#N/A"},{"$error":"#N/A"},{"$error":"#N/A"},{"$error":"#N/A"},{"$error":"#N/A"}]
[null,{"$f":"IF(DataInput!B105=$B$8,IF($B$9=$B$10,TRUE,IF(DataInput!E105=$B$9,TRUE,FALSE)))","v":true},null,null,{"$f":"IF(B106=TRUE,DataInput!B105,NA())","v":"SA"},{"$f":"IF($E106=DataInput!$B105,DataInput!C105,NA())","v":"SBAR"},{"$f":"IF($E106=DataInput!$B105,DataInput!D105,NA())","v":"BAROOTA"},{"$f":"IF($E106=DataInput!$B105,DataInput!E105,NA())","v":"SAPN"},{"$f":"IF($E106=DataInput!$B105,DataInput!F105,NA())","v":"Winter"},{"$f":"IF($E106=DataInput!$B105,DataInput!G105,NA())","v":"Non-Coincident"},{"$f":"IF($E106=DataInput!$B105,DataInput!H105,NA())","v":2013},{"$f":"IF($E106=DataInput!$B105,DataInput!I105,NA())","v":"Actual"},{"$f":"IF($E106=DataInput!$B105,DataInput!J105,NA())","v":5.8943019999999997},{"$f":"IF($E106=DataInput!$B105,DataInput!K105,NA())","v":"NA"},null,null,"SA BAROOTA",96,{"$f":"Lists_Selections!H99","v":""},null,null,false,null,null,{"$error":"#N/A"},{"$error":"#N/A"},{"$error":"#N/A"},{"$error":"#N/A"},{"$error":"#N/A"},{"$error":"#N/A"},{"$error":"#N/A"},{"$error":"#N/A"},{"$error":"#N/A"},{"$error":"#N/A"}]
[null,{"$f":"IF(DataInput!B106=$B$8,IF($B$9=$B$10,TRUE,IF(DataInput!E106=$B$9,TRUE,FALSE)))","v":true},null,null,{"$f":"IF(B107=TRUE,DataInput!B106,NA())","v":"SA"},{"$f":"IF($E107=DataInput!$B106,DataInput!C106,NA())","v":"SBAR"},{"$f":"IF($E107=DataInput!$B106,DataInput!D106,NA())","v":"BAROOTA"},{"$f":"IF($E107=DataInput!$B106,DataInput!E106,NA())","v":"SAPN"},{"$f":"IF($E107=DataInput!$B106,DataInput!F106,NA())","v":"Winter"},{"$f":"IF($E107=DataInput!$B106,DataInput!G106,NA())","v":"Non-Coincident"},{"$f":"IF($E107=DataInput!$B106,DataInput!H106,NA())","v":2014},{"$f":"IF($E107=DataInput!$B106,DataInput!I106,NA())","v":"Actual"},{"$f":"IF($E107=DataInput!$B106,DataInput!J106,NA())","v":6.0397439999999998},{"$f":"IF($E107=DataInput!$B106,DataInput!K106,NA())","v":"NA"},null,null,"SA BAROOTA",97,{"$f":"Lists_Selections!H100","v":""},null,null,false,null,null,{"$error":"#N/A"},{"$error":"#N/A"},{"$error":"#N/A"},{"$error":"#N/A"},{"$error":"#N/A"},{"$error":"#N/A"},{"$error":"#N/A"},{"$error":"#N/A"},{"$error":"#N/A"},{"$error":"#N/A"}]
[null,{"$f":"IF(DataInput!B107=$B$8,IF($B$9=$B$10,TRUE,IF(DataInput!E107=$B$9,TRUE,FALSE)))","v":true},null,null,{"$f":"IF(B108=TRUE,DataInput!B107,NA())","v":"SA"},{"$f":"IF($E108=DataInput!$B107,DataInput!C107,NA())","v":"SBRK"},{"$f":"IF($E108=DataInput!$B107,DataInput!D107,NA())","v":"BRINKWORTH"},{"$f":"IF($E108=DataInput!$B107,DataInput!E107,NA())","v":"SAPN"},{"$f":"IF($E108=DataInput!$B107,DataInput!F107,NA())","v":"Summer"},{"$f":"IF($E108=DataInput!$B107,DataInput!G107,NA())","v":"Non-Coincident"},{"$f":"IF($E108=DataInput!$B107,DataInput!H107,NA())","v":2003},{"$f":"IF($E108=DataInput!$B107,DataInput!I107,NA())","v":"Actual"},{"$f":"IF($E108=DataInput!$B107,DataInput!J107,NA())","v":9.7068320000000003},{"$f":"IF($E108=DataInput!$B107,DataInput!K107,NA())","v":"NA"},null,null,"SA BRINKWORTH",98,{"$f":"Lists_Selections!H101","v":""},null,null,false,null,null,{"$error":"#N/A"},{"$error":"#N/A"},{"$error":"#N/A"},{"$error":"#N/A"},{"$error":"#N/A"},{"$error":"#N/A"},{"$error":"#N/A"},{"$error":"#N/A"},{"$error":"#N/A"},{"$error":"#N/A"}]
[null,{"$f":"IF(DataInput!B108=$B$8,IF($B$9=$B$10,TRUE,IF(DataInput!E108=$B$9,TRUE,FALSE)))","v":true},null,null,{"$f":"IF(B109=TRUE,DataInput!B108,NA())","v":"SA"},{"$f":"IF($E109=DataInput!$B108,DataInput!C108,NA())","v":"SBRK"},{"$f":"IF($E109=DataInput!$B108,DataInput!D108,NA())","v":"BRINKWORTH"},{"$f":"IF($E109=DataInput!$B108,DataInput!E108,NA())","v":"SAPN"},{"$f":"IF($E109=DataInput!$B108,DataInput!F108,NA())","v":"Summer"},{"$f":"IF($E109=DataInput!$B108,DataInput!G108,NA())","v":"Non-Coincident"},{"$f":"IF($E109=DataInput!$B108,DataInput!H108,NA())","v":2004},{"$f":"IF($E109=DataInput!$B108,DataInput!I108,NA())","v":"Actual"},{"$f":"IF($E109=DataInput!$B108,DataInput!J108,NA())","v":11.963787999999999},{"$f":"IF($E109=DataInput!$B108,DataInput!K108,NA())","v":"NA"},null,null,"SA BRINKWORTH",99,{"$f":"Lists_Selections!H102","v":""},null,null,false,null,null,{"$error":"#N/A"},{"$error":"#N/A"},{"$error":"#N/A"},{"$error":"#N/A"},{"$error":"#N/A"},{"$error":"#N/A"},{"$error":"#N/A"},{"$error":"#N/A"},{"$error":"#N/A"},{"$error":"#N/A"}]
[null,{"$f":"IF(DataInput!B109=$B$8,IF($B$9=$B$10,TRUE,IF(DataInput!E109=$B$9,TRUE,FALSE)))","v":true},null,null,{"$f":"IF(B110=TRUE,DataInput!B109,NA())","v":"SA"},{"$f":"IF($E110=DataInput!$B109,DataInput!C109,NA())","v":"SBRK"},{"$f":"IF($E110=DataInput!$B109,DataInput!D109,NA())","v":"BRINKWORTH"},{"$f":"IF($E110=DataInput!$B109,DataInput!E109,NA())","v":"SAPN"},{"$f":"IF($E110=DataInput!$B109,DataInput!F109,NA())","v":"Summer"},{"$f":"IF($E110=DataInput!$B109,DataInput!G109,NA())","v":"Non-Coincident"},{"$f":"IF($E110=DataInput!$B109,DataInput!H109,NA())","v":2005},{"$f":"IF($E110=DataInput!$B109,DataInput!I109,NA())","v":"Actual"},{"$f":"IF($E110=DataInput!$B109,DataInput!J109,NA())","v":9.3005840000000006},{"$f":"IF($E110=DataInput!$B109,DataInput!K109,NA())","v":"NA"},null,null,"SA BRINKWORTH",100,{"$f":"Lists_Selections!H103","v":""},null,null,false,null,null,{"$error":"#N/A"},{"$error":"#N/A"},{"$error":"#N/A"},{"$error":"#N/A"},{"$error":"#N/A"},{"$error":"#N/A"},{"$error":"#N/A"},{"$error":"#N/A"},{"$error":"#N/A"},{"$error":"#N/A"}]
[null,{"$f":"IF(DataInput!B110=$B$8,IF($B$9=$B$10,TRUE,IF(DataInput!E110=$B$9,TRUE,FALSE)))","v":true},null,null,{"$f":"IF(B111=TRUE,DataInput!B110,NA())","v":"SA"},{"$f":"IF($E111=DataInput!$B110,DataInput!C110,NA())","v":"SBRK"},{"$f":"IF($E111=DataInput!$B110,DataInput!D110,NA())","v":"BRINKWORTH"},{"$f":"IF($E111=DataInput!$B110,DataInput!E110,NA())","v":"SAPN"},{"$f":"IF($E111=DataInput!$B110,DataInput!F110,NA())","v":"Summer"},{"$f":"IF($E111=DataInput!$B110,DataInput!G110,NA())","v":"Non-Coincident"},{"$f":"IF($E111=DataInput!$B110,DataInput!H110,NA())","v":2006},{"$f":"IF($E111=DataInput!$B110,DataInput!I110,NA())","v":"Actual"},{"$f":"IF($E111=DataInput!$B110,DataInput!J110,NA())","v":12.715237999999999},{"$f":"IF($E111=DataInput!$B110,DataInput!K110,NA())","v":"NA"},null,null,"SA BRINKWORTH",null,null,null,null,false,null,null,{"$error":"#N/A"},{"$error":"#N/A"},{"$error":"#N/A"},{"$error":"#N/A"},{"$error":"#N/A"},{"$error":"#N/A"},{"$error":"#N/A"},{"$error":"#N/A"},{"$error":"#N/A"},{"$error":"#N/A"}]
[null,{"$f":"IF(DataInput!B111=$B$8,IF($B$9=$B$10,TRUE,IF(DataInput!E111=$B$9,TRUE,FALSE)))","v":true},null,null,{"$f":"IF(B112=TRUE,DataInput!B111,NA())","v":"SA"},{"$f":"IF($E112=DataInput!$B111,DataInput!C111,NA())","v":"SBRK"},{"$f":"IF($E112=DataInput!$B111,DataInput!D111,NA())","v":"BRINKWORTH"},{"$f":"IF($E112=DataInput!$B111,DataInput!E111,NA())","v":"SAPN"},{"$f":"IF($E112=DataInput!$B111,DataInput!F111,NA())","v":"Summer"},{"$f":"IF($E112=DataInput!$B111,DataInput!G111,NA())","v":"Non-Coincident"},{"$f":"IF($E112=DataInput!$B111,DataInput!H111,NA())","v":2007},{"$f":"IF($E112=DataInput!$B111,DataInput!I111,NA())","v":"Actual"},{"$f":"IF($E112=DataInput!$B111,DataInput!J111,NA())","v":10.247356},{"$f":"IF($E112=DataInput!$B111,DataInput!K111,NA())","v":"NA"},null,null,"SA BRINKWORTH",null,null,null,null,false,null,null,{"$error":"#N/A"},{"$error":"#N/A"},{"$error":"#N/A"},{"$error":"#N/A"},{"$error":"#N/A"},{"$error":"#N/A"},{"$error":"#N/A"},{"$error":"#N/A"},{"$error":"#N/A"},{"$error":"#N/A"}]
[null,{"$f":"IF(DataInput!B112=$B$8,IF($B$9=$B$10,TRUE,IF(DataInput!E112=$B$9,TRUE,FALSE)))","v":true},null,null,{"$f":"IF(B113=TRUE,DataInput!B112,NA())","v":"SA"},{"$f":"IF($E113=DataInput!$B112,DataInput!C112,NA())","v":"SBRK"},{"$f":"IF($E113=DataInput!$B112,DataInput!D112,NA())","v":"BRINKWORTH"},{"$f":"IF($E113=DataInput!$B112,DataInput!E112,NA())","v":"SAPN"},{"$f":"IF($E113=DataInput!$B112,DataInput!F112,NA())","v":"Summer"},{"$f":"IF($E113=DataInput!$B112,DataInput!G112,NA())","v":"Non-Coincident"},{"$f":"IF($E113=DataInput!$B112,DataInput!H112,NA())","v":2008},{"$f":"IF($E113=DataInput!$B112,DataInput!I112,NA())","v":"Actual"},{"$f":"IF($E113=DataInput!$B112,DataInput!J112,NA())","v":10.638146000000001},{"$f":"IF($E113=DataInput!$B112,DataInput!K112,NA())","v":"NA"},null,null,"SA BRINKWORTH",null,null,null,null,false,null,null,{"$error":"#N/A"},{"$error":"#N/A"},{"$error":"#N/A"},{"$error":"#N/A"},{"$error":"#N/A"},{"$error":"#N/A"},{"$error":"#N/A"},{"$error":"#N/A"},{"$error":"#N/A"},{"$error":"#N/A"}]
[null,{"$f":"IF(DataInput!B113=$B$8,IF($B$9=$B$10,TRUE,IF(DataInput!E113=$B$9,TRUE,FALSE)))","v":true},null,null,{"$f":"IF(B114=TRUE,DataInput!B113,NA())","v":"SA"},{"$f":"IF($E114=DataInput!$B113,DataInput!C113,NA())","v":"SBRK"},{"$f":"IF($E114=DataInput!$B113,DataInput!D113,NA())","v":"BRINKWORTH"},{"$f":"IF($E114=DataInput!$B113,DataInput!E113,NA())","v":"SAPN"},{"$f":"IF($E114=DataInput!$B113,DataInput!F113,NA())","v":"Summer"},{"$f":"IF($E114=DataInput!$B113,DataInput!G113,NA())","v":"Non-Coincident"},{"$f":"IF($E114=DataInput!$B113,DataInput!H113,NA())","v":2009},{"$f":"IF($E114=DataInput!$B113,DataInput!I113,NA())","v":"Actual"},{"$f":"IF($E114=DataInput!$B113,DataInput!J113,NA())","v":5.4672299999999998},{"$f":"IF($E114=DataInput!$B113,DataInput!K113,NA())","v":"NA"},null,null,"SA BRINKWORTH",null,null,null,null,false,null,null,{"$error":"#N/A"},{"$error":"#N/A"},{"$error":"#N/A"},{"$error":"#N/A"},{"$error":"#N/A"},{"$error":"#N/A"},{"$error":"#N/A"},{"$error":"#N/A"},{"$error":"#N/A"},{"$error":"#N/A"}]
[null,{"$f":"IF(DataInput!B114=$B$8,IF($B$9=$B$10,TRUE,IF(DataInput!E114=$B$9,TRUE,FALSE)))","v":true},null,null,{"$f":"IF(B115=TRUE,DataInput!B114,NA())","v":"SA"},{"$f":"IF($E115=DataInput!$B114,DataInput!C114,NA())","v":"SBRK"},{"$f":"IF($E115=DataInput!$B114,DataInput!D114,NA())","v":"BRINKWORTH"},{"$f":"IF($E115=DataInput!$B114,DataInput!E114,NA())","v":"SAPN"},{"$f":"IF($E115=DataInput!$B114,DataInput!F114,NA())","v":"Summer"},{"$f":"IF($E115=DataInput!$B114,DataInput!G114,NA())","v":"Non-Coincident"},{"$f":"IF($E115=DataInput!$B114,DataInput!H114,NA())","v":2010},{"$f":"IF($E115=DataInput!$B114,DataInput!I114,NA())","v":"Actual"},{"$f":"IF($E115=DataInput!$B114,DataInput!J114,NA())","v":7.0598280000000004},{"$f":"IF($E115=DataInput!$B114,DataInput!K114,NA())","v":"NA"},null,null,"SA BRINKWORTH",null,null,null,null,false,null,null,{"$error":"#N/A"},{"$error":"#N/A"},{"$error":"#N/A"},{"$error":"#N/A"},{"$error":"#N/A"},{"$error":"#N/A"},{"$error":"#N/A"},{"$error":"#N/A"},{"$error":"#N/A"},{"$error":"#N/A"}]
[null,{"$f":"IF(DataInput!B115=$B$8,IF($B$9=$B$10,TRUE,IF(DataInput!E115=$B$9,TRUE,FALSE)))","v":true},null,null,{"$f":"IF(B116=TRUE,DataInput!B115,NA())","v":"SA"},{"$f":"IF($E116=DataInput!$B115,DataInput!C115,NA())","v":"SBRK"},{"$f":"IF($E116=DataInput!$B115,DataInput!D115,NA())","v":"BRINKWORTH"},{"$f":"IF($E116=DataInput!$B115,DataInput!E115,NA())","v":"SAPN"},{"$f":"IF($E116=DataInput!$B115,DataInput!F115,NA())","v":"Summer"},{"$f":"IF($E116=DataInput!$B115,DataInput!G115,NA())","v":"Non-Coincident"},{"$f":"IF($E116=DataInput!$B115,DataInput!H115,NA())","v":2011},{"$f":"IF($E116=DataInput!$B115,DataInput!I115,NA())","v":"Actual"},{"$f":"IF($E116=DataInput!$B115,DataInput!J115,NA())","v":9.8738100000000006},{"$f":"IF($E116=DataInput!$B115,DataInput!K115,NA())","v":"NA"},null,null,"SA BRINKWORTH",null,null,null,null,false,null,null,{"$error":"#N/A"},{"$error":"#N/A"},{"$error":"#N/A"},{"$error":"#N/A"},{"$error":"#N/A"},{"$error":"#N/A"},{"$error":"#N/A"},{"$error":"#N/A"},{"$error":"#N/A"},{"$error":"#N/A"}]
[null,{"$f":"IF(DataInput!B116=$B$8,IF($B$9=$B$10,TRUE,IF(DataInput!E116=$B$9,TRUE,FALSE)))","v":true},null,null,{"$f":"IF(B117=TRUE,DataInput!B116,NA())","v":"SA"},{"$f":"IF($E117=DataInput!$B116,DataInput!C116,NA())","v":"SBRK"},{"$f":"IF($E117=DataInput!$B116,DataInput!D116,NA())","v":"BRINKWORTH"},{"$f":"IF($E117=DataInput!$B116,DataInput!E116,NA())","v":"SAPN"},{"$f":"IF($E117=DataInput!$B116,DataInput!F116,NA())","v":"Summer"},{"$f":"IF($E117=DataInput!$B116,DataInput!G116,NA())","v":"Non-Coincident"},{"$f":"IF($E117=DataInput!$B116,DataInput!H116,NA())","v":2012},{"$f":"IF($E117=DataInput!$B116,DataInput!I116,NA())","v":"Actual"},{"$f":"IF($E117=DataInput!$B116,DataInput!J116,NA())","v":9.9700839999999999},{"$f":"IF($E117=DataInput!$B116,DataInput!K116,NA())","v":"NA"},null,null,"SA BRINKWORTH",null,null,null,null,false,null,null,{"$error":"#N/A"},{"$error":"#N/A"},{"$error":"#N/A"},{"$error":"#N/A"},{"$error":"#N/A"},{"$error":"#N/A"},{"$error":"#N/A"},{"$error":"#N/A"},{"$error":"#N/A"},{"$error":"#N/A"}]
[null,{"$f":"IF(DataInput!B117=$B$8,IF($B$9=$B$10,TRUE,IF(DataInput!E117=$B$9,TRUE,FALSE)))","v":true},null,null,{"$f":"IF(B118=TRUE,DataInput!B117,NA())","v":"SA"},{"$f":"IF($E118=DataInput!$B117,DataInput!C117,NA())","v":"SBRK"},{"$f":"IF($E118=DataInput!$B117,DataInput!D117,NA())","v":"BRINKWORTH"},{"$f":"IF($E118=DataInput!$B117,DataInput!E117,NA())","v":"SAPN"},{"$f":"IF($E118=DataInput!$B117,DataInput!F117,NA())","v":"Summer"},{"$f":"IF($E118=DataInput!$B117,DataInput!G117,NA())","v":"Non-Coincident"},{"$f":"IF($E118=DataInput!$B117,DataInput!H117,NA())","v":2013},{"$f":"IF($E118=DataInput!$B117,DataInput!I117,NA())","v":"Actual"},{"$f":"IF($E118=DataInput!$B117,DataInput!J117,NA())","v":4.7297539999999998},{"$f":"IF($E118=DataInput!$B117,DataInput!K117,NA())","v":"NA"},null,null,"SA BRINKWORTH",null,null,null,null,false,null,null,{"$error":"#N/A"},{"$error":"#N/A"},{"$error":"#N/A"},{"$error":"#N/A"},{"$error":"#N/A"},{"$error":"#N/A"},{"$error":"#N/A"},{"$error":"#N/A"},{"$error":"#N/A"},{"$error":"#N/A"}]
[null,{"$f":"IF(DataInput!B118=$B$8,IF($B$9=$B$10,TRUE,IF(DataInput!E118=$B$9,TRUE,FALSE)))","v":true},null,null,{"$f":"IF(B119=TRUE,DataInput!B118,NA())","v":"SA"},{"$f":"IF($E119=DataInput!$B118,DataInput!C118,NA())","v":"SBRK"},{"$f":"IF($E119=DataInput!$B118,DataInput!D118,NA())","v":"BRINKWORTH"},{"$f":"IF($E119=DataInput!$B118,DataInput!E118,NA())","v":"SAPN"},{"$f":"IF($E119=DataInput!$B118,DataInput!F118,NA())","v":"Summer"},{"$f":"IF($E119=DataInput!$B118,DataInput!G118,NA())","v":"Non-Coincident"},{"$f":"IF($E119=DataInput!$B118,DataInput!H118,NA())","v":2014},{"$f":"IF($E119=DataInput!$B118,DataInput!I118,NA())","v":"Actual"},{"$f":"IF($E119=DataInput!$B118,DataInput!J118,NA())","v":4.7370739999999998},{"$f":"IF($E119=DataInput!$B118,DataInput!K118,NA())","v":"NA"},null,null,"SA BRINKWORTH",null,null,null,null,false,null,null,{"$error":"#N/A"},{"$error":"#N/A"},{"$error":"#N/A"},{"$error":"#N/A"},{"$error":"#N/A"},{"$error":"#N/A"},{"$error":"#N/A"},{"$error":"#N/A"},{"$error":"#N/A"},{"$error":"#N/A"}]
[null,{"$f":"IF(DataInput!B119=$B$8,IF($B$9=$B$10,TRUE,IF(DataInput!E119=$B$9,TRUE,FALSE)))","v":true},null,null,{"$f":"IF(B120=TRUE,DataInput!B119,NA())","v":"SA"},{"$f":"IF($E120=DataInput!$B119,DataInput!C119,NA())","v":"SBRK"},{"$f":"IF($E120=DataInput!$B119,DataInput!D119,NA())","v":"BRINKWORTH"},{"$f":"IF($E120=DataInput!$B119,DataInput!E119,NA())","v":"SAPN"},{"$f":"IF($E120=DataInput!$B119,DataInput!F119,NA())","v":"Winter"},{"$f":"IF($E120=DataInput!$B119,DataInput!G119,NA())","v":"Non-Coincident"},{"$f":"IF($E120=DataInput!$B119,DataInput!H119,NA())","v":2003},{"$f":"IF($E120=DataInput!$B119,DataInput!I119,NA())","v":"Actual"},{"$f":"IF($E120=DataInput!$B119,DataInput!J119,NA())","v":5.8275240000000004},{"$f":"IF($E120=DataInput!$B119,DataInput!K119,NA())","v":"NA"},null,null,"SA BRINKWORTH",null,null,null,null,false,null,null,{"$error":"#N/A"},{"$error":"#N/A"},{"$error":"#N/A"},{"$error":"#N/A"},{"$error":"#N/A"},{"$error":"#N/A"},{"$error":"#N/A"},{"$error":"#N/A"},{"$error":"#N/A"},{"$error":"#N/A"}]
[null,{"$f":"IF(DataInput!B120=$B$8,IF($B$9=$B$10,TRUE,IF(DataInput!E120=$B$9,TRUE,FALSE)))","v":true},null,null,{"$f":"IF(B121=TRUE,DataInput!B120,NA())","v":"SA"},{"$f":"IF($E121=DataInput!$B120,DataInput!C120,NA())","v":"SBRK"},{"$f":"IF($E121=DataInput!$B120,DataInput!D120,NA())","v":"BRINKWORTH"},{"$f":"IF($E121=DataInput!$B120,DataInput!E120,NA())","v":"SAPN"},{"$f":"IF($E121=DataInput!$B120,DataInput!F120,NA())","v":"Winter"},{"$f":"IF($E121=DataInput!$B120,DataInput!G120,NA())","v":"Non-Coincident"},{"$f":"IF($E121=DataInput!$B120,DataInput!H120,NA())","v":2004},{"$f":"IF($E121=DataInput!$B120,DataInput!I120,NA())","v":"Actual"},{"$f":"IF($E121=DataInput!$B120,DataInput!J120,NA())","v":5.921214},{"$f":"IF($E121=DataInput!$B120,DataInput!K120,NA())","v":"NA"},null,null,"SA BRINKWORTH",null,null,null,null,false,null,null,{"$error":"#N/A"},{"$error":"#N/A"},{"$error":"#N/A"},{"$error":"#N/A"},{"$error":"#N/A"},{"$error":"#N/A"},{"$error":"#N/A"},{"$error":"#N/A"},{"$error":"#N/A"},{"$error":"#N/A"}]
[null,{"$f":"IF(DataInput!B121=$B$8,IF($B$9=$B$10,TRUE,IF(DataInput!E121=$B$9,TRUE,FALSE)))","v":true},null,null,{"$f":"IF(B122=TRUE,DataInput!B121,NA())","v":"SA"},{"$f":"IF($E122=DataInput!$B121,DataInput!C121,NA())","v":"SBRK"},{"$f":"IF($E122=DataInput!$B121,DataInput!D121,NA())","v":"BRINKWORTH"},{"$f":"IF($E122=DataInput!$B121,DataInput!E121,NA())","v":"SAPN"},{"$f":"IF($E122=DataInput!$B121,DataInput!F121,NA())","v":"Winter"},{"$f":"IF($E122=DataInput!$B121,DataInput!G121,NA())","v":"Non-Coincident"},{"$f":"IF($E122=DataInput!$B121,DataInput!H121,NA())","v":2005},{"$f":"IF($E122=DataInput!$B121,DataInput!I121,NA())","v":"Actual"},{"$f":"IF($E122=DataInput!$B121,DataInput!J121,NA())","v":13.83567},{"$f":"IF($E122=DataInput!$B121,DataInput!K121,NA())","v":"NA"},null,null,"SA BRINKWORTH",null,null,null,null,false,null,null,{"$error":"#N/A"},{"$error":"#N/A"},{"$error":"#N/A"},{"$error":"#N/A"},{"$error":"#N/A"},{"$error":"#N/A"},{"$error":"#N/A"},{"$error":"#N/A"},{"$error":"#N/A"},{"$error":"#N/A"}]
[null,{"$f":"IF(DataInput!B122=$B$8,IF($B$9=$B$10,TRUE,IF(DataInput!E122=$B$9,TRUE,FALSE)))","v":true},null,null,{"$f":"IF(B123=TRUE,DataInput!B122,NA())","v":"SA"},{"$f":"IF($E123=DataInput!$B122,DataInput!C122,NA())","v":"SBRK"},{"$f":"IF($E123=DataInput!$B122,DataInput!D122,NA())","v":"BRINKWORTH"},{"$f":"IF($E123=DataInput!$B122,DataInput!E122,NA())","v":"SAPN"},{"$f":"IF($E123=DataInput!$B122,DataInput!F122,NA())","v":"Winter"},{"$f":"IF($E123=DataInput!$B122,DataInput!G122,NA())","v":"Non-Coincident"},{"$f":"IF($E123=DataInput!$B122,DataInput!H122,NA())","v":2006},{"$f":"IF($E123=DataInput!$B122,DataInput!I122,NA())","v":"Actual"},{"$f":"IF($E123=DataInput!$B122,DataInput!J122,NA())","v":13.12299},{"$f":"IF($E123=DataInput!$B122,DataInput!K122,NA())","v":"NA"},null,null,"SA BRINKWORTH",null,null,null,null,false,null,null,{"$error":"#N/A"},{"$error":"#N/A"},{"$error":"#N/A"},{"$error":"#N/A"},{"$error":"#N/A"},{"$error":"#N/A"},{"$error":"#N/A"},{"$error":"#N/A"},{"$error":"#N/A"},{"$error":"#N/A"}]
[null,{"$f":"IF(DataInput!B123=$B$8,IF($B$9=$B$10,TRUE,IF(DataInput!E123=$B$9,TRUE,FALSE)))","v":true},null,null,{"$f":"IF(B124=TRUE,DataInput!B123,NA())","v":"SA"},{"$f":"IF($E124=DataInput!$B123,DataInput!C123,NA())","v":"SBRK"},{"$f":"IF($E124=DataInput!$B123,DataInput!D123,NA())","v":"BRINKWORTH"},{"$f":"IF($E124=DataInput!$B123,DataInput!E123,NA())","v":"SAPN"},{"$f":"IF($E124=DataInput!$B123,DataInput!F123,NA())","v":"Winter"},{"$f":"IF($E124=DataInput!$B123,DataInput!G123,NA())","v":"Non-Coincident"},{"$f":"IF($E124=DataInput!$B123,DataInput!H123,NA())","v":2007},{"$f":"IF($E124=DataInput!$B123,DataInput!I123,NA())","v":"Actual"},{"$f":"IF($E124=DataInput!$B123,DataInput!J123,NA())","v":11.316257999999999},{"$f":"IF($E124=DataInput!$B123,DataInput!K123,NA())","v":"NA"},null,null,"SA BRINKWORTH",null,null,null,null,false,null,null,{"$error":"#N/A"},{"$error":"#N/A"},{"$error":"#N/A"},{"$error":"#N/A"},{"$error":"#N/A"},{"$error":"#N/A"},{"$error":"#N/A"},{"$error":"#N/A"},{"$error":"#N/A"},{"$error":"#N/A"}]
[null,{"$f":"IF(DataInput!B124=$B$8,IF($B$9=$B$10,TRUE,IF(DataInput!E124=$B$9,TRUE,FALSE)))","v":true},null,null,{"$f":"IF(B125=TRUE,DataInput!B124,NA())","v":"SA"},{"$f":"IF($E125=DataInput!$B124,DataInput!C124,NA())","v":"SBRK"},{"$f":"IF($E125=DataInput!$B124,DataInput!D124,NA())","v":"BRINKWORTH"},{"$f":"IF($E125=DataInput!$B124,DataInput!E124,NA())","v":"SAPN"},{"$f":"IF($E125=DataInput!$B124,DataInput!F124,NA())","v":"Winter"},{"$f":"IF($E125=DataInput!$B124,DataInput!G124,NA())","v":"Non-Coincident"},{"$f":"IF($E125=DataInput!$B124,DataInput!H124,NA())","v":2008},{"$f":"IF($E125=DataInput!$B124,DataInput!I124,NA())","v":"Actual"},{"$f":"IF($E125=DataInput!$B124,DataInput!J124,NA())","v":7.9696100000000003},{"$f":"IF($E125=DataInput!$B124,DataInput!K124,NA())","v":"NA"},null,null,"SA BRINKWORTH",null,null,null,null,false,null,null,{"$error":"#N/A"},{"$error":"#N/A"},{"$error":"#N/A"},{"$error":"#N/A"},{"$error":"#N/A"},{"$error":"#N/A"},{"$error":"#N/A"},{"$error":"#N/A"},{"$error":"#N/A"},{"$error":"#N/A"}]
[null,{"$f":"IF(DataInput!B125=$B$8,IF($B$9=$B$10,TRUE,IF(DataInput!E125=$B$9,TRUE,FALSE)))","v":true},null,null,{"$f":"IF(B126=TRUE,DataInput!B125,NA())","v":"SA"},{"$f":"IF($E126=DataInput!$B125,DataInput!C125,NA())","v":"SBRK"},{"$f":"IF($E126=DataInput!$B125,DataInput!D125,NA())","v":"BRINKWORTH"},{"$f":"IF($E126=DataInput!$B125,DataInput!E125,NA())","v":"SAPN"},{"$f":"IF($E126=DataInput!$B125,DataInput!F125,NA())","v":"Winter"},{"$f":"IF($E126=DataInput!$B125,DataInput!G125,NA())","v":"Non-Coincident"},{"$f":"IF($E126=DataInput!$B125,DataInput!H125,NA())","v":2009},{"$f":"IF($E126=DataInput!$B125,DataInput!I125,NA())","v":"Actual"},{"$f":"IF($E126=DataInput!$B125,DataInput!J125,NA())","v":10.10554},{"$f":"IF($E126=DataInput!$B125,DataInput!K125,NA())","v":"NA"},null,null,"SA BRINKWORTH",null,null,null,null,false,null,null,{"$error":"#N/A"},{"$error":"#N/A"},{"$error":"#N/A"},{"$error":"#N/A"},{"$error":"#N/A"},{"$error":"#N/A"},{"$error":"#N/A"},{"$error":"#N/A"},{"$error":"#N/A"},{"$error":"#N/A"}]
[null,{"$f":"IF(DataInput!B126=$B$8,IF($B$9=$B$10,TRUE,IF(DataInput!E126=$B$9,TRUE,FALSE)))","v":true},null,null,{"$f":"IF(B127=TRUE,DataInput!B126,NA())","v":"SA"},{"$f":"IF($E127=DataInput!$B126,DataInput!C126,NA())","v":"SBRK"},{"$f":"IF($E127=DataInput!$B126,DataInput!D126,NA())","v":"BRINKWORTH"},{"$f":"IF($E127=DataInput!$B126,DataInput!E126,NA())","v":"SAPN"},{"$f":"IF($E127=DataInput!$B126,DataInput!F126,NA())","v":"Winter"},{"$f":"IF($E127=DataInput!$B126,DataInput!G126,NA())","v":"Non-Coincident"},{"$f":"IF($E127=DataInput!$B126,DataInput!H126,NA())","v":2010},{"$f":"IF($E127=DataInput!$B126,DataInput!I126,NA())","v":"Actual"},{"$f":"IF($E127=DataInput!$B126,DataInput!J126,NA())","v":10.679596},{"$f":"IF($E127=DataInput!$B126,DataInput!K126,NA())","v":"NA"},null,null,"SA BRINKWORTH",null,null,null,null,false,null,null,{"$error":"#N/A"},{"$error":"#N/A"},{"$error":"#N/A"},{"$error":"#N/A"},{"$error":"#N/A"},{"$error":"#N/A"},{"$error":"#N/A"},{"$error":"#N/A"},{"$error":"#N/A"},{"$error":"#N/A"}]
[null,{"$f":"IF(DataInput!B127=$B$8,IF($B$9=$B$10,TRUE,IF(DataInput!E127=$B$9,TRUE,FALSE)))","v":true},null,null,{"$f":"IF(B128=TRUE,DataInput!B127,NA())","v":"SA"},{"$f":"IF($E128=DataInput!$B127,DataInput!C127,NA())","v":"SBRK"},{"$f":"IF($E128=DataInput!$B127,DataInput!D127,NA())","v":"BRINKWORTH"},{"$f":"IF($E128=DataInput!$B127,DataInput!E127,NA())","v":"SAPN"},{"$f":"IF($E128=DataInput!$B127,DataInput!F127,NA())","v":"Winter"},{"$f":"IF($E128=DataInput!$B127,DataInput!G127,NA())","v":"Non-Coincident"},{"$f":"IF($E128=DataInput!$B127,DataInput!H127,NA())","v":2011},{"$f":"IF($E128=DataInput!$B127,DataInput!I127,NA())","v":"Actual"},{"$f":"IF($E128=DataInput!$B127,DataInput!J127,NA())","v":3.7789419999999998},{"$f":"IF($E128=DataInput!$B127,DataInput!K127,NA())","v":"NA"},null,null,"SA BRINKWORTH",null,null,null,null,false,null,null,{"$error":"#N/A"},{"$error":"#N/A"},{"$error":"#N/A"},{"$error":"#N/A"},{"$error":"#N/A"},{"$error":"#N/A"},{"$error":"#N/A"},{"$error":"#N/A"},{"$error":"#N/A"},{"$error":"#N/A"}]
[null,{"$f":"IF(DataInput!B128=$B$8,IF($B$9=$B$10,TRUE,IF(DataInput!E128=$B$9,TRUE,FALSE)))","v":true},null,null,{"$f":"IF(B129=TRUE,DataInput!B128,NA())","v":"SA"},{"$f":"IF($E129=DataInput!$B128,DataInput!C128,NA())","v":"SBRK"},{"$f":"IF($E129=DataInput!$B128,DataInput!D128,NA())","v":"BRINKWORTH"},{"$f":"IF($E129=DataInput!$B128,DataInput!E128,NA())","v":"SAPN"},{"$f":"IF($E129=DataInput!$B128,DataInput!F128,NA())","v":"Winter"},{"$f":"IF($E129=DataInput!$B128,DataInput!G128,NA())","v":"Non-Coincident"},{"$f":"IF($E129=DataInput!$B128,DataInput!H128,NA())","v":2012},{"$f":"IF($E129=DataInput!$B128,DataInput!I128,NA())","v":"Actual"},{"$f":"IF($E129=DataInput!$B128,DataInput!J128,NA())","v":4.0050619999999997},{"$f":"IF($E129=DataInput!$B128,DataInput!K128,NA())","v":"NA"},null,null,"SA BRINKWORTH",null,null,null,null,false,null,null,{"$error":"#N/A"},{"$error":"#N/A"},{"$error":"#N/A"},{"$error":"#N/A"},{"$error":"#N/A"},{"$error":"#N/A"},{"$error":"#N/A"},{"$error":"#N/A"},{"$error":"#N/A"},{"$error":"#N/A"}]
[null,{"$f":"IF(DataInput!B129=$B$8,IF($B$9=$B$10,TRUE,IF(DataInput!E129=$B$9,TRUE,FALSE)))","v":true},null,null,{"$f":"IF(B130=TRUE,DataInput!B129,NA())","v":"SA"},{"$f":"IF($E130=DataInput!$B129,DataInput!C129,NA())","v":"SBRK"},{"$f":"IF($E130=DataInput!$B129,DataInput!D129,NA())","v":"BRINKWORTH"},{"$f":"IF($E130=DataInput!$B129,DataInput!E129,NA())","v":"SAPN"},{"$f":"IF($E130=DataInput!$B129,DataInput!F129,NA())","v":"Winter"},{"$f":"IF($E130=DataInput!$B129,DataInput!G129,NA())","v":"Non-Coincident"},{"$f":"IF($E130=DataInput!$B129,DataInput!H129,NA())","v":2013},{"$f":"IF($E130=DataInput!$B129,DataInput!I129,NA())","v":"Actual"},{"$f":"IF($E130=DataInput!$B129,DataInput!J129,NA())","v":4.5834780000000004},{"$f":"IF($E130=DataInput!$B129,DataInput!K129,NA())","v":"NA"},null,null,"SA BRINKWORTH",null,null,null,null,false,null,null,{"$error":"#N/A"},{"$error":"#N/A"},{"$error":"#N/A"},{"$error":"#N/A"},{"$error":"#N/A"},{"$error":"#N/A"},{"$error":"#N/A"},{"$error":"#N/A"},{"$error":"#N/A"},{"$error":"#N/A"}]
[null,{"$f":"IF(DataInput!B130=$B$8,IF($B$9=$B$10,TRUE,IF(DataInput!E130=$B$9,TRUE,FALSE)))","v":true},null,null,{"$f":"IF(B131=TRUE,DataInput!B130,NA())","v":"SA"},{"$f":"IF($E131=DataInput!$B130,DataInput!C130,NA())","v":"SBRK"},{"$f":"IF($E131=DataInput!$B130,DataInput!D130,NA())","v":"BRINKWORTH"},{"$f":"IF($E131=DataInput!$B130,DataInput!E130,NA())","v":"SAPN"},{"$f":"IF($E131=DataInput!$B130,DataInput!F130,NA())","v":"Winter"},{"$f":"IF($E131=DataInput!$B130,DataInput!G130,NA())","v":"Non-Coincident"},{"$f":"IF($E131=DataInput!$B130,DataInput!H130,NA())","v":2014},{"$f":"IF($E131=DataInput!$B130,DataInput!I130,NA())","v":"Actual"},{"$f":"IF($E131=DataInput!$B130,DataInput!J130,NA())","v":4.1779479999999998},{"$f":"IF($E131=DataInput!$B130,DataInput!K130,NA())","v":"NA"},null,null,"SA BRINKWORTH",null,null,null,null,false,null,null,{"$error":"#N/A"},{"$error":"#N/A"},{"$error":"#N/A"},{"$error":"#N/A"},{"$error":"#N/A"},{"$error":"#N/A"},{"$error":"#N/A"},{"$error":"#N/A"},{"$error":"#N/A"},{"$error":"#N/A"}]
[null,{"$f":"IF(DataInput!B131=$B$8,IF($B$9=$B$10,TRUE,IF(DataInput!E131=$B$9,TRUE,FALSE)))","v":true},null,null,{"$f":"IF(B132=TRUE,DataInput!B131,NA())","v":"SA"},{"$f":"IF($E132=DataInput!$B131,DataInput!C131,NA())","v":"SCLN"},{"$f":"IF($E132=DataInput!$B131,DataInput!D131,NA())","v":"CLARE NORTH"},{"$f":"IF($E132=DataInput!$B131,DataInput!E131,NA())","v":"SAPN"},{"$f":"IF($E132=DataInput!$B131,DataInput!F131,NA())","v":"Summer"},{"$f":"IF($E132=DataInput!$B131,DataInput!G131,NA())","v":"Non-Coincident"},{"$f":"IF($E132=DataInput!$B131,DataInput!H131,NA())","v":2003},{"$f":"IF($E132=DataInput!$B131,DataInput!I131,NA())","v":"Actual"},{"$f":"IF($E132=DataInput!$B131,DataInput!J131,NA())","v":"NA"},{"$f":"IF($E132=DataInput!$B131,DataInput!K131,NA())","v":"NA"},null,null,"SA CLARE NORTH",null,null,null,null,false,null,null,{"$error":"#N/A"},{"$error":"#N/A"},{"$error":"#N/A"},{"$error":"#N/A"},{"$error":"#N/A"},{"$error":"#N/A"},{"$error":"#N/A"},{"$error":"#N/A"},{"$error":"#N/A"},{"$error":"#N/A"}]
[null,{"$f":"IF(DataInput!B132=$B$8,IF($B$9=$B$10,TRUE,IF(DataInput!E132=$B$9,TRUE,FALSE)))","v":true},null,null,{"$f":"IF(B133=TRUE,DataInput!B132,NA())","v":"SA"},{"$f":"IF($E133=DataInput!$B132,DataInput!C132,NA())","v":"SCLN"},{"$f":"IF($E133=DataInput!$B132,DataInput!D132,NA())","v":"CLARE NORTH"},{"$f":"IF($E133=DataInput!$B132,DataInput!E132,NA())","v":"SAPN"},{"$f":"IF($E133=DataInput!$B132,DataInput!F132,NA())","v":"Summer"},{"$f":"IF($E133=DataInput!$B132,DataInput!G132,NA())","v":"Non-Coincident"},{"$f":"IF($E133=DataInput!$B132,DataInput!H132,NA())","v":2004},{"$f":"IF($E133=DataInput!$B132,DataInput!I132,NA())","v":"Actual"},{"$f":"IF($E133=DataInput!$B132,DataInput!J132,NA())","v":"NA"},{"$f":"IF($E133=DataInput!$B132,DataInput!K132,NA())","v":"NA"},null,null,"SA CLARE NORTH",null,null,null,null,false,null,null,{"$error":"#N/A"},{"$error":"#N/A"},{"$error":"#N/A"},{"$error":"#N/A"},{"$error":"#N/A"},{"$error":"#N/A"},{"$error":"#N/A"},{"$error":"#N/A"},{"$error":"#N/A"},{"$error":"#N/A"}]
[null,{"$f":"IF(DataInput!B133=$B$8,IF($B$9=$B$10,TRUE,IF(DataInput!E133=$B$9,TRUE,FALSE)))","v":true},null,null,{"$f":"IF(B134=TRUE,DataInput!B133,NA())","v":"SA"},{"$f":"IF($E134=DataInput!$B133,DataInput!C133,NA())","v":"SCLN"},{"$f":"IF($E134=DataInput!$B133,DataInput!D133,NA())","v":"CLARE NORTH"},{"$f":"IF($E134=DataInput!$B133,DataInput!E133,NA())","v":"SAPN"},{"$f":"IF($E134=DataInput!$B133,DataInput!F133,NA())","v":"Summer"},{"$f":"IF($E134=DataInput!$B133,DataInput!G133,NA())","v":"Non-Coincident"},{"$f":"IF($E134=DataInput!$B133,DataInput!H133,NA())","v":2005},{"$f":"IF($E134=DataInput!$B133,DataInput!I133,NA())","v":"Actual"},{"$f":"IF($E134=DataInput!$B133,DataInput!J133,NA())","v":"NA"},{"$f":"IF($E134=DataInput!$B133,DataInput!K133,NA())","v":"NA"},null,null,"SA CLARE NORTH",null,null,null,null,false,null,null,{"$error":"#N/A"},{"$error":"#N/A"},{"$error":"#N/A"},{"$error":"#N/A"},{"$error":"#N/A"},{"$error":"#N/A"},{"$error":"#N/A"},{"$error":"#N/A"},{"$error":"#N/A"},{"$error":"#N/A"}]
[null,{"$f":"IF(DataInput!B134=$B$8,IF($B$9=$B$10,TRUE,IF(DataInput!E134=$B$9,TRUE,FALSE)))","v":true},null,null,{"$f":"IF(B135=TRUE,DataInput!B134,NA())","v":"SA"},{"$f":"IF($E135=DataInput!$B134,DataInput!C134,NA())","v":"SCLN"},{"$f":"IF($E135=DataInput!$B134,DataInput!D134,NA())","v":"CLARE NORTH"},{"$f":"IF($E135=DataInput!$B134,DataInput!E134,NA())","v":"SAPN"},{"$f":"IF($E135=DataInput!$B134,DataInput!F134,NA())","v":"Summer"},{"$f":"IF($E135=DataInput!$B134,DataInput!G134,NA())","v":"Non-Coincident"},{"$f":"IF($E135=DataInput!$B134,DataInput!H134,NA())","v":2006},{"$f":"IF($E135=DataInput!$B134,DataInput!I134,NA())","v":"Actual"},{"$f":"IF($E135=DataInput!$B134,DataInput!J134,NA())","v":"NA"},{"$f":"IF($E135=DataInput!$B134,DataInput!K134,NA())","v":"NA"},null,null,"SA CLARE NORTH",null,null,null,null,false,null,null,{"$error":"#N/A"},{"$error":"#N/A"},{"$error":"#N/A"},{"$error":"#N/A"},{"$error":"#N/A"},{"$error":"#N/A"},{"$error":"#N/A"},{"$error":"#N/A"},{"$error":"#N/A"},{"$error":"#N/A"}]
[null,{"$f":"IF(DataInput!B135=$B$8,IF($B$9=$B$10,TRUE,IF(DataInput!E135=$B$9,TRUE,FALSE)))","v":true},null,null,{"$f":"IF(B136=TRUE,DataInput!B135,NA())","v":"SA"},{"$f":"IF($E136=DataInput!$B135,DataInput!C135,NA())","v":"SCLN"},{"$f":"IF($E136=DataInput!$B135,DataInput!D135,NA())","v":"CLARE NORTH"},{"$f":"IF($E136=DataInput!$B135,DataInput!E135,NA())","v":"SAPN"},{"$f":"IF($E136=DataInput!$B135,DataInput!F135,NA())","v":"Summer"},{"$f":"IF($E136=DataInput!$B135,DataInput!G135,NA())","v":"Non-Coincident"},{"$f":"IF($E136=DataInput!$B135,DataInput!H135,NA())","v":2007},{"$f":"IF($E136=DataInput!$B135,DataInput!I135,NA())","v":"Actual"},{"$f":"IF($E136=DataInput!$B135,DataInput!J135,NA())","v":"NA"},{"$f":"IF($E136=DataInput!$B135,DataInput!K135,NA())","v":"NA"},null,null,"SA CLARE NORTH",null,null,null,null,false,null,null,{"$error":"#N/A"},{"$error":"#N/A"},{"$error":"#N/A"},{"$error":"#N/A"},{"$error":"#N/A"},{"$error":"#N/A"},{"$error":"#N/A"},{"$error":"#N/A"},{"$error":"#N/A"},{"$error":"#N/A"}]
[null,{"$f":"IF(DataInput!B136=$B$8,IF($B$9=$B$10,TRUE,IF(DataInput!E136=$B$9,TRUE,FALSE)))","v":true},null,null,{"$f":"IF(B137=TRUE,DataInput!B136,NA())","v":"SA"},{"$f":"IF($E137=DataInput!$B136,DataInput!C136,NA())","v":"SCLN"},{"$f":"IF($E137=DataInput!$B136,DataInput!D136,NA())","v":"CLARE NORTH"},{"$f":"IF($E137=DataInput!$B136,DataInput!E136,NA())","v":"SAPN"},{"$f":"IF($E137=DataInput!$B136,DataInput!F136,NA())","v":"Summer"},{"$f":"IF($E137=DataInput!$B136,DataInput!G136,NA())","v":"Non-Coincident"},{"$f":"IF($E137=DataInput!$B136,DataInput!H136,NA())","v":2008},{"$f":"IF($E137=DataInput!$B136,DataInput!I136,NA())","v":"Actual"},{"$f":"IF($E137=DataInput!$B136,DataInput!J136,NA())","v":"NA"},{"$f":"IF($E137=DataInput!$B136,DataInput!K136,NA())","v":"NA"},null,null,"SA CLARE NORTH",null,null,null,null,false,null,null,{"$error":"#N/A"},{"$error":"#N/A"},{"$error":"#N/A"},{"$error":"#N/A"},{"$error":"#N/A"},{"$error":"#N/A"},{"$error":"#N/A"},{"$error":"#N/A"},{"$error":"#N/A"},{"$error":"#N/A"}]
[null,{"$f":"IF(DataInput!B137=$B$8,IF($B$9=$B$10,TRUE,IF(DataInput!E137=$B$9,TRUE,FALSE)))","v":true},null,null,{"$f":"IF(B138=TRUE,DataInput!B137,NA())","v":"SA"},{"$f":"IF($E138=DataInput!$B137,DataInput!C137,NA())","v":"SCLN"},{"$f":"IF($E138=DataInput!$B137,DataInput!D137,NA())","v":"CLARE NORTH"},{"$f":"IF($E138=DataInput!$B137,DataInput!E137,NA())","v":"SAPN"},{"$f":"IF($E138=DataInput!$B137,DataInput!F137,NA())","v":"Summer"},{"$f":"IF($E138=DataInput!$B137,DataInput!G137,NA())","v":"Non-Coincident"},{"$f":"IF($E138=DataInput!$B137,DataInput!H137,NA())","v":2009},{"$f":"IF($E138=DataInput!$B137,DataInput!I137,NA())","v":"Actual"},{"$f":"IF($E138=DataInput!$B137,DataInput!J137,NA())","v":"NA"},{"$f":"IF($E138=DataInput!$B137,DataInput!K137,NA())","v":"NA"},null,null,"SA CLARE NORTH",null,null,null,null,false,null,null,{"$error":"#N/A"},{"$error":"#N/A"},{"$error":"#N/A"},{"$error":"#N/A"},{"$error":"#N/A"},{"$error":"#N/A"},{"$error":"#N/A"},{"$error":"#N/A"},{"$error":"#N/A"},{"$error":"#N/A"}]
[null,{"$f":"IF(DataInput!B138=$B$8,IF($B$9=$B$10,TRUE,IF(DataInput!E138=$B$9,TRUE,FALSE)))","v":true},null,null,{"$f":"IF(B139=TRUE,DataInput!B138,NA())","v":"SA"},{"$f":"IF($E139=DataInput!$B138,DataInput!C138,NA())","v":"SCLN"},{"$f":"IF($E139=DataInput!$B138,DataInput!D138,NA())","v":"CLARE NORTH"},{"$f":"IF($E139=DataInput!$B138,DataInput!E138,NA())","v":"SAPN"},{"$f":"IF($E139=DataInput!$B138,DataInput!F138,NA())","v":"Summer"},{"$f":"IF($E139=DataInput!$B138,DataInput!G138,NA())","v":"Non-Coincident"},{"$f":"IF($E139=DataInput!$B138,DataInput!H138,NA())","v":2010},{"$f":"IF($E139=DataInput!$B138,DataInput!I138,NA())","v":"Actual"},{"$f":"IF($E139=DataInput!$B138,DataInput!J138,NA())","v":"NA"},{"$f":"IF($E139=DataInput!$B138,DataInput!K138,NA())","v":"NA"},null,null,"SA CLARE NORTH",null,null,null,null,false,null,null,{"$error":"#N/A"},{"$error":"#N/A"},{"$error":"#N/A"},{"$error":"#N/A"},{"$error":"#N/A"},{"$error":"#N/A"},{"$error":"#N/A"},{"$error":"#N/A"},{"$error":"#N/A"},{"$error":"#N/A"}]
[null,{"$f":"IF(DataInput!B139=$B$8,IF($B$9=$B$10,TRUE,IF(DataInput!E139=$B$9,TRUE,FALSE)))","v":true},null,null,{"$f":"IF(B140=TRUE,DataInput!B139,NA())","v":"SA"},{"$f":"IF($E140=DataInput!$B139,DataInput!C139,NA())","v":"SCLN"},{"$f":"IF($E140=DataInput!$B139,DataInput!D139,NA())","v":"CLARE NORTH"},{"$f":"IF($E140=DataInput!$B139,DataInput!E139,NA())","v":"SAPN"},{"$f":"IF($E140=DataInput!$B139,DataInput!F139,NA())","v":"Summer"},{"$f":"IF($E140=DataInput!$B139,DataInput!G139,NA())","v":"Non-Coincident"},{"$f":"IF($E140=DataInput!$B139,DataInput!H139,NA())","v":2011},{"$f":"IF($E140=DataInput!$B139,DataInput!I139,NA())","v":"Actual"},{"$f":"IF($E140=DataInput!$B139,DataInput!J139,NA())","v":9.8644920000000003},{"$f":"IF($E140=DataInput!$B139,DataInput!K139,NA())","v":"NA"},null,null,{"$f":"IF(OR(ISERROR(E140),ISERROR(G140)),\"  \",E140&\" \"&G140)","v":"SA CLARE NORTH"},null,null,null,null,{"$f":"IF(ISERROR(G140),FALSE,IF($V$9=G140,TRUE,FALSE))","v":false},null,null,{"$f":"IF($V140=TRUE,E140,NA())","v":{"$error":"#N/A"}},{"$error":"#N/A"},{"$error":"#N/A"},{"$error":"#N/A"},{"$error":"#N/A"},{"$error":"#N/A"},{"$error":"#N/A"},{"$error":"#N/A"},{"$error":"#N/A"},{"$error":"#N/A"}]
[null,{"$f":"IF(DataInput!B140=$B$8,IF($B$9=$B$10,TRUE,IF(DataInput!E140=$B$9,TRUE,FALSE)))","v":true},null,null,{"$f":"IF(B141=TRUE,DataInput!B140,NA())","v":"SA"},{"$f":"IF($E141=DataInput!$B140,DataInput!C140,NA())","v":"SCLN"},{"$f":"IF($E141=DataInput!$B140,DataInput!D140,NA())","v":"CLARE NORTH"},{"$f":"IF($E141=DataInput!$B140,DataInput!E140,NA())","v":"SAPN"},{"$f":"IF($E141=DataInput!$B140,DataInput!F140,NA())","v":"Summer"},{"$f":"IF($E141=DataInput!$B140,DataInput!G140,NA())","v":"Non-Coincident"},{"$f":"IF($E141=DataInput!$B140,DataInput!H140,NA())","v":2012},{"$f":"IF($E141=DataInput!$B140,DataInput!I140,NA())","v":"Actual"},{"$f":"IF($E141=DataInput!$B140,DataInput!J140,NA())","v":10.635724},{"$f":"IF($E141=DataInput!$B140,DataInput!K140,NA())","v":"NA"},null,null,"SA CLARE NORTH",null,null,null,null,false,null,null,{"$error":"#N/A"},{"$error":"#N/A"},{"$error":"#N/A"},{"$error":"#N/A"},{"$error":"#N/A"},{"$error":"#N/A"},{"$error":"#N/A"},{"$error":"#N/A"},{"$error":"#N/A"},{"$error":"#N/A"}]
[null,{"$f":"IF(DataInput!B141=$B$8,IF($B$9=$B$10,TRUE,IF(DataInput!E141=$B$9,TRUE,FALSE)))","v":true},null,null,{"$f":"IF(B142=TRUE,DataInput!B141,NA())","v":"SA"},{"$f":"IF($E142=DataInput!$B141,DataInput!C141,NA())","v":"SCLN"},{"$f":"IF($E142=DataInput!$B141,DataInput!D141,NA())","v":"CLARE NORTH"},{"$f":"IF($E142=DataInput!$B141,DataInput!E141,NA())","v":"SAPN"},{"$f":"IF($E142=DataInput!$B141,DataInput!F141,NA())","v":"Summer"},{"$f":"IF($E142=DataInput!$B141,DataInput!G141,NA())","v":"Non-Coincident"},{"$f":"IF($E142=DataInput!$B141,DataInput!H141,NA())","v":2013},{"$f":"IF($E142=DataInput!$B141,DataInput!I141,NA())","v":"Actual"},{"$f":"IF($E142=DataInput!$B141,DataInput!J141,NA())","v":12.353286000000001},{"$f":"IF($E142=DataInput!$B141,DataInput!K141,NA())","v":"NA"},null,null,"SA CLARE NORTH",null,null,null,null,false,null,null,{"$error":"#N/A"},{"$error":"#N/A"},{"$error":"#N/A"},{"$error":"#N/A"},{"$error":"#N/A"},{"$error":"#N/A"},{"$error":"#N/A"},{"$error":"#N/A"},{"$error":"#N/A"},{"$error":"#N/A"}]
[null,{"$f":"IF(DataInput!B142=$B$8,IF($B$9=$B$10,TRUE,IF(DataInput!E142=$B$9,TRUE,FALSE)))","v":true},null,null,{"$f":"IF(B143=TRUE,DataInput!B142,NA())","v":"SA"},{"$f":"IF($E143=DataInput!$B142,DataInput!C142,NA())","v":"SCLN"},{"$f":"IF($E143=DataInput!$B142,DataInput!D142,NA())","v":"CLARE NORTH"},{"$f":"IF($E143=DataInput!$B142,DataInput!E142,NA())","v":"SAPN"},{"$f":"IF($E143=DataInput!$B142,DataInput!F142,NA())","v":"Summer"},{"$f":"IF($E143=DataInput!$B142,DataInput!G142,NA())","v":"Non-Coincident"},{"$f":"IF($E143=DataInput!$B142,DataInput!H142,NA())","v":2014},{"$f":"IF($E143=DataInput!$B142,DataInput!I142,NA())","v":"Actual"},{"$f":"IF($E143=DataInput!$B142,DataInput!J142,NA())","v":12.381864},{"$f":"IF($E143=DataInput!$B142,DataInput!K142,NA())","v":"NA"},null,null,"SA CLARE NORTH",null,null,null,null,false,null,null,{"$error":"#N/A"},{"$error":"#N/A"},{"$error":"#N/A"},{"$error":"#N/A"},{"$error":"#N/A"},{"$error":"#N/A"},{"$error":"#N/A"},{"$error":"#N/A"},{"$error":"#N/A"},{"$error":"#N/A"}]
[null,{"$f":"IF(DataInput!B143=$B$8,IF($B$9=$B$10,TRUE,IF(DataInput!E143=$B$9,TRUE,FALSE)))","v":true},null,null,{"$f":"IF(B144=TRUE,DataInput!B143,NA())","v":"SA"},{"$f":"IF($E144=DataInput!$B143,DataInput!C143,NA())","v":"SCLN"},{"$f":"IF($E144=DataInput!$B143,DataInput!D143,NA())","v":"CLARE NORTH"},{"$f":"IF($E144=DataInput!$B143,DataInput!E143,NA())","v":"SAPN"},{"$f":"IF($E144=DataInput!$B143,DataInput!F143,NA())","v":"Winter"},{"$f":"IF($E144=DataInput!$B143,DataInput!G143,NA())","v":"Non-Coincident"},{"$f":"IF($E144=DataInput!$B143,DataInput!H143,NA())","v":2003},{"$f":"IF($E144=DataInput!$B143,DataInput!I143,NA())","v":"Actual"},{"$f":"IF($E144=DataInput!$B143,DataInput!J143,NA())","v":"NA"},{"$f":"IF($E144=DataInput!$B143,DataInput!K143,NA())","v":"NA"},null,null,"SA CLARE NORTH",null,null,null,null,false,null,null,{"$error":"#N/A"},{"$error":"#N/A"},{"$error":"#N/A"},{"$error":"#N/A"},{"$error":"#N/A"},{"$error":"#N/A"},{"$error":"#N/A"},{"$error":"#N/A"},{"$error":"#N/A"},{"$error":"#N/A"}]
[null,{"$f":"IF(DataInput!B144=$B$8,IF($B$9=$B$10,TRUE,IF(DataInput!E144=$B$9,TRUE,FALSE)))","v":true},null,null,{"$f":"IF(B145=TRUE,DataInput!B144,NA())","v":"SA"},{"$f":"IF($E145=DataInput!$B144,DataInput!C144,NA())","v":"SCLN"},{"$f":"IF($E145=DataInput!$B144,DataInput!D144,NA())","v":"CLARE NORTH"},{"$f":"IF($E145=DataInput!$B144,DataInput!E144,NA())","v":"SAPN"},{"$f":"IF($E145=DataInput!$B144,DataInput!F144,NA())","v":"Winter"},{"$f":"IF($E145=DataInput!$B144,DataInput!G144,NA())","v":"Non-Coincident"},{"$f":"IF($E145=DataInput!$B144,DataInput!H144,NA())","v":2004},{"$f":"IF($E145=DataInput!$B144,DataInput!I144,NA())","v":"Actual"},{"$f":"IF($E145=DataInput!$B144,DataInput!J144,NA())","v":"NA"},{"$f":"IF($E145=DataInput!$B144,DataInput!K144,NA())","v":"NA"},null,null,"SA CLARE NORTH",null,null,null,null,false,null,null,{"$error":"#N/A"},{"$error":"#N/A"},{"$error":"#N/A"},{"$error":"#N/A"},{"$error":"#N/A"},{"$error":"#N/A"},{"$error":"#N/A"},{"$error":"#N/A"},{"$error":"#N/A"},{"$error":"#N/A"}]
[null,{"$f":"IF(DataInput!B145=$B$8,IF($B$9=$B$10,TRUE,IF(DataInput!E145=$B$9,TRUE,FALSE)))","v":true},null,null,{"$f":"IF(B146=TRUE,DataInput!B145,NA())","v":"SA"},{"$f":"IF($E146=DataInput!$B145,DataInput!C145,NA())","v":"SCLN"},{"$f":"IF($E146=DataInput!$B145,DataInput!D145,NA())","v":"CLARE NORTH"},{"$f":"IF($E146=DataInput!$B145,DataInput!E145,NA())","v":"SAPN"},{"$f":"IF($E146=DataInput!$B145,DataInput!F145,NA())","v":"Winter"},{"$f":"IF($E146=DataInput!$B145,DataInput!G145,NA())","v":"Non-Coincident"},{"$f":"IF($E146=DataInput!$B145,DataInput!H145,NA())","v":2005},{"$f":"IF($E146=DataInput!$B145,DataInput!I145,NA())","v":"Actual"},{"$f":"IF($E146=DataInput!$B145,DataInput!J145,NA())","v":"NA"},{"$f":"IF($E146=DataInput!$B145,DataInput!K145,NA())","v":"NA"},null,null,"SA CLARE NORTH",null,null,null,null,false,null,null,{"$error":"#N/A"},{"$error":"#N/A"},{"$error":"#N/A"},{"$error":"#N/A"},{"$error":"#N/A"},{"$error":"#N/A"},{"$error":"#N/A"},{"$error":"#N/A"},{"$error":"#N/A"},{"$error":"#N/A"}]
[null,{"$f":"IF(DataInput!B146=$B$8,IF($B$9=$B$10,TRUE,IF(DataInput!E146=$B$9,TRUE,FALSE)))","v":true},null,null,{"$f":"IF(B147=TRUE,DataInput!B146,NA())","v":"SA"},{"$f":"IF($E147=DataInput!$B146,DataInput!C146,NA())","v":"SCLN"},{"$f":"IF($E147=DataInput!$B146,DataInput!D146,NA())","v":"CLARE NORTH"},{"$f":"IF($E147=DataInput!$B146,DataInput!E146,NA())","v":"SAPN"},{"$f":"IF($E147=DataInput!$B146,DataInput!F146,NA())","v":"Winter"},{"$f":"IF($E147=DataInput!$B146,DataInput!G146,NA())","v":"Non-Coincident"},{"$f":"IF($E147=DataInput!$B146,DataInput!H146,NA())","v":2006},{"$f":"IF($E147=DataInput!$B146,DataInput!I146,NA())","v":"Actual"},{"$f":"IF($E147=DataInput!$B146,DataInput!J146,NA())","v":"NA"},{"$f":"IF($E147=DataInput!$B146,DataInput!K146,NA())","v":"NA"},null,null,"SA CLARE NORTH",null,null,null,null,false,null,null,{"$error":"#N/A"},{"$error":"#N/A"},{"$error":"#N/A"},{"$error":"#N/A"},{"$error":"#N/A"},{"$error":"#N/A"},{"$error":"#N/A"},{"$error":"#N/A"},{"$error":"#N/A"},{"$error":"#N/A"}]
[null,{"$f":"IF(DataInput!B147=$B$8,IF($B$9=$B$10,TRUE,IF(DataInput!E147=$B$9,TRUE,FALSE)))","v":true},null,null,{"$f":"IF(B148=TRUE,DataInput!B147,NA())","v":"SA"},{"$f":"IF($E148=DataInput!$B147,DataInput!C147,NA())","v":"SCLN"},{"$f":"IF($E148=DataInput!$B147,DataInput!D147,NA())","v":"CLARE NORTH"},{"$f":"IF($E148=DataInput!$B147,DataInput!E147,NA())","v":"SAPN"},{"$f":"IF($E148=DataInput!$B147,DataInput!F147,NA())","v":"Winter"},{"$f":"IF($E148=DataInput!$B147,DataInput!G147,NA())","v":"Non-Coincident"},{"$f":"IF($E148=DataInput!$B147,DataInput!H147,NA())","v":2007},{"$f":"IF($E148=DataInput!$B147,DataInput!I147,NA())","v":"Actual"},{"$f":"IF($E148=DataInput!$B147,DataInput!J147,NA())","v":"NA"},{"$f":"IF($E148=DataInput!$B147,DataInput!K147,NA())","v":"NA"},null,null,"SA CLARE NORTH",null,null,null,null,false,null,null,{"$error":"#N/A"},{"$error":"#N/A"},{"$error":"#N/A"},{"$error":"#N/A"},{"$error":"#N/A"},{"$error":"#N/A"},{"$error":"#N/A"},{"$error":"#N/A"},{"$error":"#N/A"},{"$error":"#N/A"}]
[null,{"$f":"IF(DataInput!B148=$B$8,IF($B$9=$B$10,TRUE,IF(DataInput!E148=$B$9,TRUE,FALSE)))","v":true},null,null,{"$f":"IF(B149=TRUE,DataInput!B148,NA())","v":"SA"},{"$f":"IF($E149=DataInput!$B148,DataInput!C148,NA())","v":"SCLN"},{"$f":"IF($E149=DataInput!$B148,DataInput!D148,NA())","v":"CLARE NORTH"},{"$f":"IF($E149=DataInput!$B148,DataInput!E148,NA())","v":"SAPN"},{"$f":"IF($E149=DataInput!$B148,DataInput!F148,NA())","v":"Winter"},{"$f":"IF($E149=DataInput!$B148,DataInput!G148,NA())","v":"Non-Coincident"},{"$f":"IF($E149=DataInput!$B148,DataInput!H148,NA())","v":2008},{"$f":"IF($E149=DataInput!$B148,DataInput!I148,NA())","v":"Actual"},{"$f":"IF($E149=DataInput!$B148,DataInput!J148,NA())","v":"NA"},{"$f":"IF($E149=DataInput!$B148,DataInput!K148,NA())","v":"NA"},null,null,"SA CLARE NORTH",null,null,null,null,false,null,null,{"$error":"#N/A"},{"$error":"#N/A"},{"$error":"#N/A"},{"$error":"#N/A"},{"$error":"#N/A"},{"$error":"#N/A"},{"$error":"#N/A"},{"$error":"#N/A"},{"$error":"#N/A"},{"$error":"#N/A"}]
[null,{"$f":"IF(DataInput!B149=$B$8,IF($B$9=$B$10,TRUE,IF(DataInput!E149=$B$9,TRUE,FALSE)))","v":true},null,null,{"$f":"IF(B150=TRUE,DataInput!B149,NA())","v":"SA"},{"$f":"IF($E150=DataInput!$B149,DataInput!C149,NA())","v":"SCLN"},{"$f":"IF($E150=DataInput!$B149,DataInput!D149,NA())","v":"CLARE NORTH"},{"$f":"IF($E150=DataInput!$B149,DataInput!E149,NA())","v":"SAPN"},{"$f":"IF($E150=DataInput!$B149,DataInput!F149,NA())","v":"Winter"},{"$f":"IF($E150=DataInput!$B149,DataInput!G149,NA())","v":"Non-Coincident"},{"$f":"IF($E150=DataInput!$B149,DataInput!H149,NA())","v":2009},{"$f":"IF($E150=DataInput!$B149,DataInput!I149,NA())","v":"Actual"},{"$f":"IF($E150=DataInput!$B149,DataInput!J149,NA())","v":"NA"},{"$f":"IF($E150=DataInput!$B149,DataInput!K149,NA())","v":"NA"},null,null,"SA CLARE NORTH",null,null,null,null,false,null,null,{"$error":"#N/A"},{"$error":"#N/A"},{"$error":"#N/A"},{"$error":"#N/A"},{"$error":"#N/A"},{"$error":"#N/A"},{"$error":"#N/A"},{"$error":"#N/A"},{"$error":"#N/A"},{"$error":"#N/A"}]
[null,{"$f":"IF(DataInput!B150=$B$8,IF($B$9=$B$10,TRUE,IF(DataInput!E150=$B$9,TRUE,FALSE)))","v":true},null,null,{"$f":"IF(B151=TRUE,DataInput!B150,NA())","v":"SA"},{"$f":"IF($E151=DataInput!$B150,DataInput!C150,NA())","v":"SCLN"},{"$f":"IF($E151=DataInput!$B150,DataInput!D150,NA())","v":"CLARE NORTH"},{"$f":"IF($E151=DataInput!$B150,DataInput!E150,NA())","v":"SAPN"},{"$f":"IF($E151=DataInput!$B150,DataInput!F150,NA())","v":"Winter"},{"$f":"IF($E151=DataInput!$B150,DataInput!G150,NA())","v":"Non-Coincident"},{"$f":"IF($E151=DataInput!$B150,DataInput!H150,NA())","v":2010},{"$f":"IF($E151=DataInput!$B150,DataInput!I150,NA())","v":"Actual"},{"$f":"IF($E151=DataInput!$B150,DataInput!J150,NA())","v":"NA"},{"$f":"IF($E151=DataInput!$B150,DataInput!K150,NA())","v":"NA"},null,null,"SA CLARE NORTH",null,null,null,null,false,null,null,{"$error":"#N/A"},{"$error":"#N/A"},{"$error":"#N/A"},{"$error":"#N/A"},{"$error":"#N/A"},{"$error":"#N/A"},{"$error":"#N/A"},{"$error":"#N/A"},{"$error":"#N/A"},{"$error":"#N/A"}]
[null,{"$f":"IF(DataInput!B151=$B$8,IF($B$9=$B$10,TRUE,IF(DataInput!E151=$B$9,TRUE,FALSE)))","v":true},null,null,{"$f":"IF(B152=TRUE,DataInput!B151,NA())","v":"SA"},{"$f":"IF($E152=DataInput!$B151,DataInput!C151,NA())","v":"SCLN"},{"$f":"IF($E152=DataInput!$B151,DataInput!D151,NA())","v":"CLARE NORTH"},{"$f":"IF($E152=DataInput!$B151,DataInput!E151,NA())","v":"SAPN"},{"$f":"IF($E152=DataInput!$B151,DataInput!F151,NA())","v":"Winter"},{"$f":"IF($E152=DataInput!$B151,DataInput!G151,NA())","v":"Non-Coincident"},{"$f":"IF($E152=DataInput!$B151,DataInput!H151,NA())","v":2011},{"$f":"IF($E152=DataInput!$B151,DataInput!I151,NA())","v":"Actual"},{"$f":"IF($E152=DataInput!$B151,DataInput!J151,NA())","v":10.032845999999999},{"$f":"IF($E152=DataInput!$B151,DataInput!K151,NA())","v":"NA"},null,null,"SA CLARE NORTH",null,null,null,null,false,null,null,{"$error":"#N/A"},{"$error":"#N/A"},{"$error":"#N/A"},{"$error":"#N/A"},{"$error":"#N/A"},{"$error":"#N/A"},{"$error":"#N/A"},{"$error":"#N/A"},{"$error":"#N/A"},{"$error":"#N/A"}]
[null,{"$f":"IF(DataInput!B152=$B$8,IF($B$9=$B$10,TRUE,IF(DataInput!E152=$B$9,TRUE,FALSE)))","v":true},null,null,{"$f":"IF(B153=TRUE,DataInput!B152,NA())","v":"SA"},{"$f":"IF($E153=DataInput!$B152,DataInput!C152,NA())","v":"SCLN"},{"$f":"IF($E153=DataInput!$B152,DataInput!D152,NA())","v":"CLARE NORTH"},{"$f":"IF($E153=DataInput!$B152,DataInput!E152,NA())","v":"SAPN"},{"$f":"IF($E153=DataInput!$B152,DataInput!F152,NA())","v":"Winter"},{"$f":"IF($E153=DataInput!$B152,DataInput!G152,NA())","v":"Non-Coincident"},{"$f":"IF($E153=DataInput!$B152,DataInput!H152,NA())","v":2012},{"$f":"IF($E153=DataInput!$B152,DataInput!I152,NA())","v":"Actual"},{"$f":"IF($E153=DataInput!$B152,DataInput!J152,NA())","v":10.049094},{"$f":"IF($E153=DataInput!$B152,DataInput!K152,NA())","v":"NA"},null,null,"SA CLARE NORTH",null,null,null,null,false,null,null,{"$error":"#N/A"},{"$error":"#N/A"},{"$error":"#N/A"},{"$error":"#N/A"},{"$error":"#N/A"},{"$error":"#N/A"},{"$error":"#N/A"},{"$error":"#N/A"},{"$error":"#N/A"},{"$error":"#N/A"}]
[null,{"$f":"IF(DataInput!B153=$B$8,IF($B$9=$B$10,TRUE,IF(DataInput!E153=$B$9,TRUE,FALSE)))","v":true},null,null,{"$f":"IF(B154=TRUE,DataInput!B153,NA())","v":"SA"},{"$f":"IF($E154=DataInput!$B153,DataInput!C153,NA())","v":"SCLN"},{"$f":"IF($E154=DataInput!$B153,DataInput!D153,NA())","v":"CLARE NORTH"},{"$f":"IF($E154=DataInput!$B153,DataInput!E153,NA())","v":"SAPN"},{"$f":"IF($E154=DataInput!$B153,DataInput!F153,NA())","v":"Winter"},{"$f":"IF($E154=DataInput!$B153,DataInput!G153,NA())","v":"Non-Coincident"},{"$f":"IF($E154=DataInput!$B153,DataInput!H153,NA())","v":2013},{"$f":"IF($E154=DataInput!$B153,DataInput!I153,NA())","v":"Actual"},{"$f":"IF($E154=DataInput!$B153,DataInput!J153,NA())","v":10.530638},{"$f":"IF($E154=DataInput!$B153,DataInput!K153,NA())","v":"NA"},null,null,"SA CLARE NORTH",null,null,null,null,false,null,null,{"$error":"#N/A"},{"$error":"#N/A"},{"$error":"#N/A"},{"$error":"#N/A"},{"$error":"#N/A"},{"$error":"#N/A"},{"$error":"#N/A"},{"$error":"#N/A"},{"$error":"#N/A"},{"$error":"#N/A"}]
[null,{"$f":"IF(DataInput!B154=$B$8,IF($B$9=$B$10,TRUE,IF(DataInput!E154=$B$9,TRUE,FALSE)))","v":true},null,null,{"$f":"IF(B155=TRUE,DataInput!B154,NA())","v":"SA"},{"$f":"IF($E155=DataInput!$B154,DataInput!C154,NA())","v":"SCLN"},{"$f":"IF($E155=DataInput!$B154,DataInput!D154,NA())","v":"CLARE NORTH"},{"$f":"IF($E155=DataInput!$B154,DataInput!E154,NA())","v":"SAPN"},{"$f":"IF($E155=DataInput!$B154,DataInput!F154,NA())","v":"Winter"},{"$f":"IF($E155=DataInput!$B154,DataInput!G154,NA())","v":"Non-Coincident"},{"$f":"IF($E155=DataInput!$B154,DataInput!H154,NA())","v":2014},{"$f":"IF($E155=DataInput!$B154,DataInput!I154,NA())","v":"Actual"},{"$f":"IF($E155=DataInput!$B154,DataInput!J154,NA())","v":10.295667999999999},{"$f":"IF($E155=DataInput!$B154,DataInput!K154,NA())","v":"NA"},null,null,"SA CLARE NORTH",null,null,null,null,false,null,null,{"$error":"#N/A"},{"$error":"#N/A"},{"$error":"#N/A"},{"$error":"#N/A"},{"$error":"#N/A"},{"$error":"#N/A"},{"$error":"#N/A"},{"$error":"#N/A"},{"$error":"#N/A"},{"$error":"#N/A"}]
[null,{"$f":"IF(DataInput!B155=$B$8,IF($B$9=$B$10,TRUE,IF(DataInput!E155=$B$9,TRUE,FALSE)))","v":true},null,null,{"$f":"IF(B156=TRUE,DataInput!B155,NA())","v":"SA"},{"$f":"IF($E156=DataInput!$B155,DataInput!C155,NA())","v":"SDAL"},{"$f":"IF($E156=DataInput!$B155,DataInput!D155,NA())","v":"DALRYMPLE"},{"$f":"IF($E156=DataInput!$B155,DataInput!E155,NA())","v":"SAPN"},{"$f":"IF($E156=DataInput!$B155,DataInput!F155,NA())","v":"Summer"},{"$f":"IF($E156=DataInput!$B155,DataInput!G155,NA())","v":"Non-Coincident"},{"$f":"IF($E156=DataInput!$B155,DataInput!H155,NA())","v":2003},{"$f":"IF($E156=DataInput!$B155,DataInput!I155,NA())","v":"Actual"},{"$f":"IF($E156=DataInput!$B155,DataInput!J155,NA())","v":7.7884979999999997},{"$f":"IF($E156=DataInput!$B155,DataInput!K155,NA())","v":"NA"},null,null,"SA DALRYMPLE",null,null,null,null,false,null,null,{"$error":"#N/A"},{"$error":"#N/A"},{"$error":"#N/A"},{"$error":"#N/A"},{"$error":"#N/A"},{"$error":"#N/A"},{"$error":"#N/A"},{"$error":"#N/A"},{"$error":"#N/A"},{"$error":"#N/A"}]
[null,{"$f":"IF(DataInput!B156=$B$8,IF($B$9=$B$10,TRUE,IF(DataInput!E156=$B$9,TRUE,FALSE)))","v":true},null,null,{"$f":"IF(B157=TRUE,DataInput!B156,NA())","v":"SA"},{"$f":"IF($E157=DataInput!$B156,DataInput!C156,NA())","v":"SDAL"},{"$f":"IF($E157=DataInput!$B156,DataInput!D156,NA())","v":"DALRYMPLE"},{"$f":"IF($E157=DataInput!$B156,DataInput!E156,NA())","v":"SAPN"},{"$f":"IF($E157=DataInput!$B156,DataInput!F156,NA())","v":"Summer"},{"$f":"IF($E157=DataInput!$B156,DataInput!G156,NA())","v":"Non-Coincident"},{"$f":"IF($E157=DataInput!$B156,DataInput!H156,NA())","v":2004},{"$f":"IF($E157=DataInput!$B156,DataInput!I156,NA())","v":"Actual"},{"$f":"IF($E157=DataInput!$B156,DataInput!J156,NA())","v":7.8974599999999997},{"$f":"IF($E157=DataInput!$B156,DataInput!K156,NA())","v":"NA"},null,null,"SA DALRYMPLE",null,null,null,null,false,null,null,{"$error":"#N/A"},{"$error":"#N/A"},{"$error":"#N/A"},{"$error":"#N/A"},{"$error":"#N/A"},{"$error":"#N/A"},{"$error":"#N/A"},{"$error":"#N/A"},{"$error":"#N/A"},{"$error":"#N/A"}]
[null,{"$f":"IF(DataInput!B157=$B$8,IF($B$9=$B$10,TRUE,IF(DataInput!E157=$B$9,TRUE,FALSE)))","v":true},null,null,{"$f":"IF(B158=TRUE,DataInput!B157,NA())","v":"SA"},{"$f":"IF($E158=DataInput!$B157,DataInput!C157,NA())","v":"SDAL"},{"$f":"IF($E158=DataInput!$B157,DataInput!D157,NA())","v":"DALRYMPLE"},{"$f":"IF($E158=DataInput!$B157,DataInput!E157,NA())","v":"SAPN"},{"$f":"IF($E158=DataInput!$B157,DataInput!F157,NA())","v":"Summer"},{"$f":"IF($E158=DataInput!$B157,DataInput!G157,NA())","v":"Non-Coincident"},{"$f":"IF($E158=DataInput!$B157,DataInput!H157,NA())","v":2005},{"$f":"IF($E158=DataInput!$B157,DataInput!I157,NA())","v":"Actual"},{"$f":"IF($E158=DataInput!$B157,DataInput!J157,NA())","v":8.1654040000000006},{"$f":"IF($E158=DataInput!$B157,DataInput!K157,NA())","v":"NA"},null,null,"SA DALRYMPLE",null,null,null,null,false,null,null,{"$error":"#N/A"},{"$error":"#N/A"},{"$error":"#N/A"},{"$error":"#N/A"},{"$error":"#N/A"},{"$error":"#N/A"},{"$error":"#N/A"},{"$error":"#N/A"},{"$error":"#N/A"},{"$error":"#N/A"}]
[null,{"$f":"IF(DataInput!B158=$B$8,IF($B$9=$B$10,TRUE,IF(DataInput!E158=$B$9,TRUE,FALSE)))","v":true},null,null,{"$f":"IF(B159=TRUE,DataInput!B158,NA())","v":"SA"},{"$f":"IF($E159=DataInput!$B158,DataInput!C158,NA())","v":"SDAL"},{"$f":"IF($E159=DataInput!$B158,DataInput!D158,NA())","v":"DALRYMPLE"},{"$f":"IF($E159=DataInput!$B158,DataInput!E158,NA())","v":"SAPN"},{"$f":"IF($E159=DataInput!$B158,DataInput!F158,NA())","v":"Summer"},{"$f":"IF($E159=DataInput!$B158,DataInput!G158,NA())","v":"Non-Coincident"},{"$f":"IF($E159=DataInput!$B158,DataInput!H158,NA())","v":2006},{"$f":"IF($E159=DataInput!$B158,DataInput!I158,NA())","v":"Actual"},{"$f":"IF($E159=DataInput!$B158,DataInput!J158,NA())","v":7.5193339999999997},{"$f":"IF($E159=DataInput!$B158,DataInput!K158,NA())","v":"NA"},null,null,"SA DALRYMPLE",null,null,null,null,false,null,null,{"$error":"#N/A"},{"$error":"#N/A"},{"$error":"#N/A"},{"$error":"#N/A"},{"$error":"#N/A"},{"$error":"#N/A"},{"$error":"#N/A"},{"$error":"#N/A"},{"$error":"#N/A"},{"$error":"#N/A"}]
[null,{"$f":"IF(DataInput!B159=$B$8,IF($B$9=$B$10,TRUE,IF(DataInput!E159=$B$9,TRUE,FALSE)))","v":true},null,null,{"$f":"IF(B160=TRUE,DataInput!B159,NA())","v":"SA"},{"$f":"IF($E160=DataInput!$B159,DataInput!C159,NA())","v":"SDAL"},{"$f":"IF($E160=DataInput!$B159,DataInput!D159,NA())","v":"DALRYMPLE"},{"$f":"IF($E160=DataInput!$B159,DataInput!E159,NA())","v":"SAPN"},{"$f":"IF($E160=DataInput!$B159,DataInput!F159,NA())","v":"Summer"},{"$f":"IF($E160=DataInput!$B159,DataInput!G159,NA())","v":"Non-Coincident"},{"$f":"IF($E160=DataInput!$B159,DataInput!H159,NA())","v":2007},{"$f":"IF($E160=DataInput!$B159,DataInput!I159,NA())","v":"Actual"},{"$f":"IF($E160=DataInput!$B159,DataInput!J159,NA())","v":6.9929379999999997},{"$f":"IF($E160=DataInput!$B159,DataInput!K159,NA())","v":"NA"},null,null,"SA DALRYMPLE",null,null,null,null,false,null,null,{"$error":"#N/A"},{"$error":"#N/A"},{"$error":"#N/A"},{"$error":"#N/A"},{"$error":"#N/A"},{"$error":"#N/A"},{"$error":"#N/A"},{"$error":"#N/A"},{"$error":"#N/A"},{"$error":"#N/A"}]
[null,{"$f":"IF(DataInput!B160=$B$8,IF($B$9=$B$10,TRUE,IF(DataInput!E160=$B$9,TRUE,FALSE)))","v":true},null,null,{"$f":"IF(B161=TRUE,DataInput!B160,NA())","v":"SA"},{"$f":"IF($E161=DataInput!$B160,DataInput!C160,NA())","v":"SDAL"},{"$f":"IF($E161=DataInput!$B160,DataInput!D160,NA())","v":"DALRYMPLE"},{"$f":"IF($E161=DataInput!$B160,DataInput!E160,NA())","v":"SAPN"},{"$f":"IF($E161=DataInput!$B160,DataInput!F160,NA())","v":"Summer"},{"$f":"IF($E161=DataInput!$B160,DataInput!G160,NA())","v":"Non-Coincident"},{"$f":"IF($E161=DataInput!$B160,DataInput!H160,NA())","v":2008},{"$f":"IF($E161=DataInput!$B160,DataInput!I160,NA())","v":"Actual"},{"$f":"IF($E161=DataInput!$B160,DataInput!J160,NA())","v":9.4219159999999995},{"$f":"IF($E161=DataInput!$B160,DataInput!K160,NA())","v":"NA"},null,null,"SA DALRYMPLE",null,null,null,null,false,null,null,{"$error":"#N/A"},{"$error":"#N/A"},{"$error":"#N/A"},{"$error":"#N/A"},{"$error":"#N/A"},{"$error":"#N/A"},{"$error":"#N/A"},{"$error":"#N/A"},{"$error":"#N/A"},{"$error":"#N/A"}]
[null,{"$f":"IF(DataInput!B161=$B$8,IF($B$9=$B$10,TRUE,IF(DataInput!E161=$B$9,TRUE,FALSE)))","v":true},null,null,{"$f":"IF(B162=TRUE,DataInput!B161,NA())","v":"SA"},{"$f":"IF($E162=DataInput!$B161,DataInput!C161,NA())","v":"SDAL"},{"$f":"IF($E162=DataInput!$B161,DataInput!D161,NA())","v":"DALRYMPLE"},{"$f":"IF($E162=DataInput!$B161,DataInput!E161,NA())","v":"SAPN"},{"$f":"IF($E162=DataInput!$B161,DataInput!F161,NA())","v":"Summer"},{"$f":"IF($E162=DataInput!$B161,DataInput!G161,NA())","v":"Non-Coincident"},{"$f":"IF($E162=DataInput!$B161,DataInput!H161,NA())","v":2009},{"$f":"IF($E162=DataInput!$B161,DataInput!I161,NA())","v":"Actual"},{"$f":"IF($E162=DataInput!$B161,DataInput!J161,NA())","v":6.7992460000000001},{"$f":"IF($E162=DataInput!$B161,DataInput!K161,NA())","v":"NA"},null,null,"SA DALRYMPLE",null,null,null,null,false,null,null,{"$error":"#N/A"},{"$error":"#N/A"},{"$error":"#N/A"},{"$error":"#N/A"},{"$error":"#N/A"},{"$error":"#N/A"},{"$error":"#N/A"},{"$error":"#N/A"},{"$error":"#N/A"},{"$error":"#N/A"}]
[null,{"$f":"IF(DataInput!B162=$B$8,IF($B$9=$B$10,TRUE,IF(DataInput!E162=$B$9,TRUE,FALSE)))","v":true},null,null,{"$f":"IF(B163=TRUE,DataInput!B162,NA())","v":"SA"},{"$f":"IF($E163=DataInput!$B162,DataInput!C162,NA())","v":"SDAL"},{"$f":"IF($E163=DataInput!$B162,DataInput!D162,NA())","v":"DALRYMPLE"},{"$f":"IF($E163=DataInput!$B162,DataInput!E162,NA())","v":"SAPN"},{"$f":"IF($E163=DataInput!$B162,DataInput!F162,NA())","v":"Summer"},{"$f":"IF($E163=DataInput!$B162,DataInput!G162,NA())","v":"Non-Coincident"},{"$f":"IF($E163=DataInput!$B162,DataInput!H162,NA())","v":2010},{"$f":"IF($E163=DataInput!$B162,DataInput!I162,NA())","v":"Actual"},{"$f":"IF($E163=DataInput!$B162,DataInput!J162,NA())","v":8.8600399999999997},{"$f":"IF($E163=DataInput!$B162,DataInput!K162,NA())","v":"NA"},null,null,"SA DALRYMPLE",null,null,null,null,false,null,null,{"$error":"#N/A"},{"$f":"IF($V163=TRUE,F163,NA())","v":{"$error":"#N/A"}},{"$f":"IF($V163=TRUE,G163,NA())","v":{"$error":"#N/A"}},{"$f":"IF($V163=TRUE,H163,NA())","v":{"$error":"#N/A"}},{"$f":"IF($V163=TRUE,I163,NA())","v":{"$error":"#N/A"}},{"$f":"IF($V163=TRUE,J163,NA())","v":{"$error":"#N/A"}},{"$f":"IF($V163=TRUE,K163,NA())","v":{"$error":"#N/A"}},{"$f":"IF($V163=TRUE,L163,NA())","v":{"$error":"#N/A"}},{"$f":"IF($V163=TRUE,M163,NA())","v":{"$error":"#N/A"}},{"$f":"IF($V163=TRUE,N163,NA())","v":{"$error":"#N/A"}}]
[null,{"$f":"IF(DataInput!B163=$B$8,IF($B$9=$B$10,TRUE,IF(DataInput!E163=$B$9,TRUE,FALSE)))","v":true},null,null,{"$f":"IF(B164=TRUE,DataInput!B163,NA())","v":"SA"},{"$f":"IF($E164=DataInput!$B163,DataInput!C163,NA())","v":"SDAL"},{"$f":"IF($E164=DataInput!$B163,DataInput!D163,NA())","v":"DALRYMPLE"},{"$f":"IF($E164=DataInput!$B163,DataInput!E163,NA())","v":"SAPN"},{"$f":"IF($E164=DataInput!$B163,DataInput!F163,NA())","v":"Summer"},{"$f":"IF($E164=DataInput!$B163,DataInput!G163,NA())","v":"Non-Coincident"},{"$f":"IF($E164=DataInput!$B163,DataInput!H163,NA())","v":2011},{"$f":"IF($E164=DataInput!$B163,DataInput!I163,NA())","v":"Actual"},{"$f":"IF($E164=DataInput!$B163,DataInput!J163,NA())","v":8.5566800000000001},{"$f":"IF($E164=DataInput!$B163,DataInput!K163,NA())","v":"NA"},null,null,"SA DALRYMPLE",null,null,null,null,false,null,null,{"$error":"#N/A"},{"$error":"#N/A"},{"$error":"#N/A"},{"$error":"#N/A"},{"$error":"#N/A"},{"$error":"#N/A"},{"$error":"#N/A"},{"$error":"#N/A"},{"$error":"#N/A"},{"$error":"#N/A"}]
[null,{"$f":"IF(DataInput!B164=$B$8,IF($B$9=$B$10,TRUE,IF(DataInput!E164=$B$9,TRUE,FALSE)))","v":true},null,null,{"$f":"IF(B165=TRUE,DataInput!B164,NA())","v":"SA"},{"$f":"IF($E165=DataInput!$B164,DataInput!C164,NA())","v":"SDAL"},{"$f":"IF($E165=DataInput!$B164,DataInput!D164,NA())","v":"DALRYMPLE"},{"$f":"IF($E165=DataInput!$B164,DataInput!E164,NA())","v":"SAPN"},{"$f":"IF($E165=DataInput!$B164,DataInput!F164,NA())","v":"Summer"},{"$f":"IF($E165=DataInput!$B164,DataInput!G164,NA())","v":"Non-Coincident"},{"$f":"IF($E165=DataInput!$B164,DataInput!H164,NA())","v":2012},{"$f":"IF($E165=DataInput!$B164,DataInput!I164,NA())","v":"Actual"},{"$f":"IF($E165=DataInput!$B164,DataInput!J164,NA())","v":8.5424240000000005},{"$f":"IF($E165=DataInput!$B164,DataInput!K164,NA())","v":"NA"},null,null,"SA DALRYMPLE",null,null,null,null,false,null,null,{"$error":"#N/A"},{"$error":"#N/A"},{"$error":"#N/A"},{"$error":"#N/A"},{"$error":"#N/A"},{"$error":"#N/A"},{"$error":"#N/A"},{"$error":"#N/A"},{"$error":"#N/A"},{"$error":"#N/A"}]
[null,{"$f":"IF(DataInput!B165=$B$8,IF($B$9=$B$10,TRUE,IF(DataInput!E165=$B$9,TRUE,FALSE)))","v":true},null,null,{"$f":"IF(B166=TRUE,DataInput!B165,NA())","v":"SA"},{"$f":"IF($E166=DataInput!$B165,DataInput!C165,NA())","v":"SDAL"},{"$f":"IF($E166=DataInput!$B165,DataInput!D165,NA())","v":"DALRYMPLE"},{"$f":"IF($E166=DataInput!$B165,DataInput!E165,NA())","v":"SAPN"},{"$f":"IF($E166=DataInput!$B165,DataInput!F165,NA())","v":"Summer"},{"$f":"IF($E166=DataInput!$B165,DataInput!G165,NA())","v":"Non-Coincident"},{"$f":"IF($E166=DataInput!$B165,DataInput!H165,NA())","v":2013},{"$f":"IF($E166=DataInput!$B165,DataInput!I165,NA())","v":"Actual"},{"$f":"IF($E166=DataInput!$B165,DataInput!J165,NA())","v":7.9644880000000002},{"$f":"IF($E166=DataInput!$B165,DataInput!K165,NA())","v":"NA"},null,null,"SA DALRYMPLE",null,null,null,null,false,null,null,{"$error":"#N/A"},{"$error":"#N/A"},{"$error":"#N/A"},{"$error":"#N/A"},{"$error":"#N/A"},{"$error":"#N/A"},{"$error":"#N/A"},{"$error":"#N/A"},{"$error":"#N/A"},{"$error":"#N/A"}]
[null,{"$f":"IF(DataInput!B166=$B$8,IF($B$9=$B$10,TRUE,IF(DataInput!E166=$B$9,TRUE,FALSE)))","v":true},null,null,{"$f":"IF(B167=TRUE,DataInput!B166,NA())","v":"SA"},{"$f":"IF($E167=DataInput!$B166,DataInput!C166,NA())","v":"SDAL"},{"$f":"IF($E167=DataInput!$B166,DataInput!D166,NA())","v":"DALRYMPLE"},{"$f":"IF($E167=DataInput!$B166,DataInput!E166,NA())","v":"SAPN"},{"$f":"IF($E167=DataInput!$B166,DataInput!F166,NA())","v":"Summer"},{"$f":"IF($E167=DataInput!$B166,DataInput!G166,NA())","v":"Non-Coincident"},{"$f":"IF($E167=DataInput!$B166,DataInput!H166,NA())","v":2014},{"$f":"IF($E167=DataInput!$B166,DataInput!I166,NA())","v":"Actual"},{"$f":"IF($E167=DataInput!$B166,DataInput!J166,NA())","v":7.8677159999999997},{"$f":"IF($E167=DataInput!$B166,DataInput!K166,NA())","v":"NA"},null,null,"SA DALRYMPLE",null,null,null,null,false,null,null,{"$error":"#N/A"},{"$error":"#N/A"},{"$error":"#N/A"},{"$error":"#N/A"},{"$error":"#N/A"},{"$error":"#N/A"},{"$error":"#N/A"},{"$error":"#N/A"},{"$error":"#N/A"},{"$error":"#N/A"}]
[null,{"$f":"IF(DataInput!B167=$B$8,IF($B$9=$B$10,TRUE,IF(DataInput!E167=$B$9,TRUE,FALSE)))","v":true},null,null,{"$f":"IF(B168=TRUE,DataInput!B167,NA())","v":"SA"},{"$f":"IF($E168=DataInput!$B167,DataInput!C167,NA())","v":"SDAL"},{"$f":"IF($E168=DataInput!$B167,DataInput!D167,NA())","v":"DALRYMPLE"},{"$f":"IF($E168=DataInput!$B167,DataInput!E167,NA())","v":"SAPN"},{"$f":"IF($E168=DataInput!$B167,DataInput!F167,NA())","v":"Winter"},{"$f":"IF($E168=DataInput!$B167,DataInput!G167,NA())","v":"Non-Coincident"},{"$f":"IF($E168=DataInput!$B167,DataInput!H167,NA())","v":2003},{"$f":"IF($E168=DataInput!$B167,DataInput!I167,NA())","v":"Actual"},{"$f":"IF($E168=DataInput!$B167,DataInput!J167,NA())","v":6.3414339999999996},{"$f":"IF($E168=DataInput!$B167,DataInput!K167,NA())","v":"NA"},null,null,"SA DALRYMPLE",null,null,null,null,false,null,null,{"$error":"#N/A"},{"$error":"#N/A"},{"$error":"#N/A"},{"$error":"#N/A"},{"$error":"#N/A"},{"$error":"#N/A"},{"$error":"#N/A"},{"$error":"#N/A"},{"$error":"#N/A"},{"$error":"#N/A"}]
[null,{"$f":"IF(DataInput!B168=$B$8,IF($B$9=$B$10,TRUE,IF(DataInput!E168=$B$9,TRUE,FALSE)))","v":true},null,null,{"$f":"IF(B169=TRUE,DataInput!B168,NA())","v":"SA"},{"$f":"IF($E169=DataInput!$B168,DataInput!C168,NA())","v":"SDAL"},{"$f":"IF($E169=DataInput!$B168,DataInput!D168,NA())","v":"DALRYMPLE"},{"$f":"IF($E169=DataInput!$B168,DataInput!E168,NA())","v":"SAPN"},{"$f":"IF($E169=DataInput!$B168,DataInput!F168,NA())","v":"Winter"},{"$f":"IF($E169=DataInput!$B168,DataInput!G168,NA())","v":"Non-Coincident"},{"$f":"IF($E169=DataInput!$B168,DataInput!H168,NA())","v":2004},{"$f":"IF($E169=DataInput!$B168,DataInput!I168,NA())","v":"Actual"},{"$f":"IF($E169=DataInput!$B168,DataInput!J168,NA())","v":6.7104179999999998},{"$f":"IF($E169=DataInput!$B168,DataInput!K168,NA())","v":"NA"},null,null,"SA DALRYMPLE",null,null,null,null,false,null,null,{"$error":"#N/A"},{"$error":"#N/A"},{"$error":"#N/A"},{"$error":"#N/A"},{"$error":"#N/A"},{"$error":"#N/A"},{"$error":"#N/A"},{"$error":"#N/A"},{"$error":"#N/A"},{"$error":"#N/A"}]
[null,{"$f":"IF(DataInput!B169=$B$8,IF($B$9=$B$10,TRUE,IF(DataInput!E169=$B$9,TRUE,FALSE)))","v":true},null,null,{"$f":"IF(B170=TRUE,DataInput!B169,NA())","v":"SA"},{"$f":"IF($E170=DataInput!$B169,DataInput!C169,NA())","v":"SDAL"},{"$f":"IF($E170=DataInput!$B169,DataInput!D169,NA())","v":"DALRYMPLE"},{"$f":"IF($E170=DataInput!$B169,DataInput!E169,NA())","v":"SAPN"},{"$f":"IF($E170=DataInput!$B169,DataInput!F169,NA())","v":"Winter"},{"$f":"IF($E170=DataInput!$B169,DataInput!G169,NA())","v":"Non-Coincident"},{"$f":"IF($E170=DataInput!$B169,DataInput!H169,NA())","v":2005},{"$f":"IF($E170=DataInput!$B169,DataInput!I169,NA())","v":"Actual"},{"$f":"IF($E170=DataInput!$B169,DataInput!J169,NA())","v":6.5694039999999996},{"$f":"IF($E170=DataInput!$B169,DataInput!K169,NA())","v":"NA"},null,null,"SA DALRYMPLE",null,null,null,null,false,null,null,{"$error":"#N/A"},{"$error":"#N/A"},{"$error":"#N/A"},{"$error":"#N/A"},{"$error":"#N/A"},{"$error":"#N/A"},{"$error":"#N/A"},{"$error":"#N/A"},{"$error":"#N/A"},{"$error":"#N/A"}]
[null,{"$f":"IF(DataInput!B170=$B$8,IF($B$9=$B$10,TRUE,IF(DataInput!E170=$B$9,TRUE,FALSE)))","v":true},null,null,{"$f":"IF(B171=TRUE,DataInput!B170,NA())","v":"SA"},{"$f":"IF($E171=DataInput!$B170,DataInput!C170,NA())","v":"SDAL"},{"$f":"IF($E171=DataInput!$B170,DataInput!D170,NA())","v":"DALRYMPLE"},{"$f":"IF($E171=DataInput!$B170,DataInput!E170,NA())","v":"SAPN"},{"$f":"IF($E171=DataInput!$B170,DataInput!F170,NA())","v":"Winter"},{"$f":"IF($E171=DataInput!$B170,DataInput!G170,NA())","v":"Non-Coincident"},{"$f":"IF($E171=DataInput!$B170,DataInput!H170,NA())","v":2006},{"$f":"IF($E171=DataInput!$B170,DataInput!I170,NA())","v":"Actual"},{"$f":"IF($E171=DataInput!$B170,DataInput!J170,NA())","v":6.3556980000000003},{"$f":"IF($E171=DataInput!$B170,DataInput!K170,NA())","v":"NA"},null,null,"SA DALRYMPLE",null,null,null,null,false,null,null,{"$error":"#N/A"},{"$error":"#N/A"},{"$error":"#N/A"},{"$error":"#N/A"},{"$error":"#N/A"},{"$error":"#N/A"},{"$error":"#N/A"},{"$error":"#N/A"},{"$error":"#N/A"},{"$error":"#N/A"}]
[null,{"$f":"IF(DataInput!B171=$B$8,IF($B$9=$B$10,TRUE,IF(DataInput!E171=$B$9,TRUE,FALSE)))","v":true},null,null,{"$f":"IF(B172=TRUE,DataInput!B171,NA())","v":"SA"},{"$f":"IF($E172=DataInput!$B171,DataInput!C171,NA())","v":"SDAL"},{"$f":"IF($E172=DataInput!$B171,DataInput!D171,NA())","v":"DALRYMPLE"},{"$f":"IF($E172=DataInput!$B171,DataInput!E171,NA())","v":"SAPN"},{"$f":"IF($E172=DataInput!$B171,DataInput!F171,NA())","v":"Winter"},{"$f":"IF($E172=DataInput!$B171,DataInput!G171,NA())","v":"Non-Coincident"},{"$f":"IF($E172=DataInput!$B171,DataInput!H171,NA())","v":2007},{"$f":"IF($E172=DataInput!$B171,DataInput!I171,NA())","v":"Actual"},{"$f":"IF($E172=DataInput!$B171,DataInput!J171,NA())","v":5.8899359999999996},{"$f":"IF($E172=DataInput!$B171,DataInput!K171,NA())","v":"NA"},null,null,"SA DALRYMPLE",null,null,null,null,false,null,null,{"$error":"#N/A"},{"$error":"#N/A"},{"$error":"#N/A"},{"$error":"#N/A"},{"$error":"#N/A"},{"$error":"#N/A"},{"$error":"#N/A"},{"$error":"#N/A"},{"$error":"#N/A"},{"$error":"#N/A"}]
[null,{"$f":"IF(DataInput!B172=$B$8,IF($B$9=$B$10,TRUE,IF(DataInput!E172=$B$9,TRUE,FALSE)))","v":true},null,null,{"$f":"IF(B173=TRUE,DataInput!B172,NA())","v":"SA"},{"$f":"IF($E173=DataInput!$B172,DataInput!C172,NA())","v":"SDAL"},{"$f":"IF($E173=DataInput!$B172,DataInput!D172,NA())","v":"DALRYMPLE"},{"$f":"IF($E173=DataInput!$B172,DataInput!E172,NA())","v":"SAPN"},{"$f":"IF($E173=DataInput!$B172,DataInput!F172,NA())","v":"Winter"},{"$f":"IF($E173=DataInput!$B172,DataInput!G172,NA())","v":"Non-Coincident"},{"$f":"IF($E173=DataInput!$B172,DataInput!H172,NA())","v":2008},{"$f":"IF($E173=DataInput!$B172,DataInput!I172,NA())","v":"Actual"},{"$f":"IF($E173=DataInput!$B172,DataInput!J172,NA())","v":5.905462},{"$f":"IF($E173=DataInput!$B172,DataInput!K172,NA())","v":"NA"},null,null,"SA DALRYMPLE",null,null,null,null,false,null,null,{"$error":"#N/A"},{"$error":"#N/A"},{"$error":"#N/A"},{"$error":"#N/A"},{"$error":"#N/A"},{"$error":"#N/A"},{"$error":"#N/A"},{"$error":"#N/A"},{"$error":"#N/A"},{"$error":"#N/A"}]
[null,{"$f":"IF(DataInput!B173=$B$8,IF($B$9=$B$10,TRUE,IF(DataInput!E173=$B$9,TRUE,FALSE)))","v":true},null,null,{"$f":"IF(B174=TRUE,DataInput!B173,NA())","v":"SA"},{"$f":"IF($E174=DataInput!$B173,DataInput!C173,NA())","v":"SDAL"},{"$f":"IF($E174=DataInput!$B173,DataInput!D173,NA())","v":"DALRYMPLE"},{"$f":"IF($E174=DataInput!$B173,DataInput!E173,NA())","v":"SAPN"},{"$f":"IF($E174=DataInput!$B173,DataInput!F173,NA())","v":"Winter"},{"$f":"IF($E174=DataInput!$B173,DataInput!G173,NA())","v":"Non-Coincident"},{"$f":"IF($E174=DataInput!$B173,DataInput!H173,NA())","v":2009},{"$f":"IF($E174=DataInput!$B173,DataInput!I173,NA())","v":"Actual"},{"$f":"IF($E174=DataInput!$B173,DataInput!J173,NA())","v":6.5679959999999999},{"$f":"IF($E174=DataInput!$B173,DataInput!K173,NA())","v":"NA"},null,null,"SA DALRYMPLE",null,null,null,null,false,null,null,{"$error":"#N/A"},{"$error":"#N/A"},{"$error":"#N/A"},{"$error":"#N/A"},{"$error":"#N/A"},{"$error":"#N/A"},{"$error":"#N/A"},{"$error":"#N/A"},{"$error":"#N/A"},{"$error":"#N/A"}]
[null,{"$f":"IF(DataInput!B174=$B$8,IF($B$9=$B$10,TRUE,IF(DataInput!E174=$B$9,TRUE,FALSE)))","v":true},null,null,{"$f":"IF(B175=TRUE,DataInput!B174,NA())","v":"SA"},{"$f":"IF($E175=DataInput!$B174,DataInput!C174,NA())","v":"SDAL"},{"$f":"IF($E175=DataInput!$B174,DataInput!D174,NA())","v":"DALRYMPLE"},{"$f":"IF($E175=DataInput!$B174,DataInput!E174,NA())","v":"SAPN"},{"$f":"IF($E175=DataInput!$B174,DataInput!F174,NA())","v":"Winter"},{"$f":"IF($E175=DataInput!$B174,DataInput!G174,NA())","v":"Non-Coincident"},{"$f":"IF($E175=DataInput!$B174,DataInput!H174,NA())","v":2010},{"$f":"IF($E175=DataInput!$B174,DataInput!I174,NA())","v":"Actual"},{"$f":"IF($E175=DataInput!$B174,DataInput!J174,NA())","v":7.7901819999999997},{"$f":"IF($E175=DataInput!$B174,DataInput!K174,NA())","v":"NA"},null,null,"SA DALRYMPLE",null,null,null,null,false,null,null,{"$error":"#N/A"},{"$error":"#N/A"},{"$error":"#N/A"},{"$error":"#N/A"},{"$error":"#N/A"},{"$error":"#N/A"},{"$error":"#N/A"},{"$error":"#N/A"},{"$error":"#N/A"},{"$error":"#N/A"}]
[null,{"$f":"IF(DataInput!B175=$B$8,IF($B$9=$B$10,TRUE,IF(DataInput!E175=$B$9,TRUE,FALSE)))","v":true},null,null,{"$f":"IF(B176=TRUE,DataInput!B175,NA())","v":"SA"},{"$f":"IF($E176=DataInput!$B175,DataInput!C175,NA())","v":"SDAL"},{"$f":"IF($E176=DataInput!$B175,DataInput!D175,NA())","v":"DALRYMPLE"},{"$f":"IF($E176=DataInput!$B175,DataInput!E175,NA())","v":"SAPN"},{"$f":"IF($E176=DataInput!$B175,DataInput!F175,NA())","v":"Winter"},{"$f":"IF($E176=DataInput!$B175,DataInput!G175,NA())","v":"Non-Coincident"},{"$f":"IF($E176=DataInput!$B175,DataInput!H175,NA())","v":2011},{"$f":"IF($E176=DataInput!$B175,DataInput!I175,NA())","v":"Actual"},{"$f":"IF($E176=DataInput!$B175,DataInput!J175,NA())","v":7.3835819999999996},{"$f":"IF($E176=DataInput!$B175,DataInput!K175,NA())","v":"NA"},null,null,"SA DALRYMPLE",null,null,null,null,false,null,null,{"$error":"#N/A"},{"$error":"#N/A"},{"$error":"#N/A"},{"$error":"#N/A"},{"$error":"#N/A"},{"$error":"#N/A"},{"$error":"#N/A"},{"$error":"#N/A"},{"$error":"#N/A"},{"$error":"#N/A"}]
[null,{"$f":"IF(DataInput!B176=$B$8,IF($B$9=$B$10,TRUE,IF(DataInput!E176=$B$9,TRUE,FALSE)))","v":true},null,null,{"$f":"IF(B177=TRUE,DataInput!B176,NA())","v":"SA"},{"$f":"IF($E177=DataInput!$B176,DataInput!C176,NA())","v":"SDAL"},{"$f":"IF($E177=DataInput!$B176,DataInput!D176,NA())","v":"DALRYMPLE"},{"$f":"IF($E177=DataInput!$B176,DataInput!E176,NA())","v":"SAPN"},{"$f":"IF($E177=DataInput!$B176,DataInput!F176,NA())","v":"Winter"},{"$f":"IF($E177=DataInput!$B176,DataInput!G176,NA())","v":"Non-Coincident"},{"$f":"IF($E177=DataInput!$B176,DataInput!H176,NA())","v":2012},{"$f":"IF($E177=DataInput!$B176,DataInput!I176,NA())","v":"Actual"},{"$f":"IF($E177=DataInput!$B176,DataInput!J176,NA())","v":8.6279199999999996},{"$f":"IF($E177=DataInput!$B176,DataInput!K176,NA())","v":"NA"},null,null,"SA DALRYMPLE",null,null,null,null,false,null,null,{"$error":"#N/A"},{"$error":"#N/A"},{"$error":"#N/A"},{"$error":"#N/A"},{"$error":"#N/A"},{"$error":"#N/A"},{"$error":"#N/A"},{"$error":"#N/A"},{"$error":"#N/A"},{"$error":"#N/A"}]
[null,{"$f":"IF(DataInput!B177=$B$8,IF($B$9=$B$10,TRUE,IF(DataInput!E177=$B$9,TRUE,FALSE)))","v":true},null,null,{"$f":"IF(B178=TRUE,DataInput!B177,NA())","v":"SA"},{"$f":"IF($E178=DataInput!$B177,DataInput!C177,NA())","v":"SDAL"},{"$f":"IF($E178=DataInput!$B177,DataInput!D177,NA())","v":"DALRYMPLE"},{"$f":"IF($E178=DataInput!$B177,DataInput!E177,NA())","v":"SAPN"},{"$f":"IF($E178=DataInput!$B177,DataInput!F177,NA())","v":"Winter"},{"$f":"IF($E178=DataInput!$B177,DataInput!G177,NA())","v":"Non-Coincident"},{"$f":"IF($E178=DataInput!$B177,DataInput!H177,NA())","v":2013},{"$f":"IF($E178=DataInput!$B177,DataInput!I177,NA())","v":"Actual"},{"$f":"IF($E178=DataInput!$B177,DataInput!J177,NA())","v":7.0442280000000004},{"$f":"IF($E178=DataInput!$B177,DataInput!K177,NA())","v":"NA"},null,null,"SA DALRYMPLE",null,null,null,null,false,null,null,{"$error":"#N/A"},{"$error":"#N/A"},{"$error":"#N/A"},{"$error":"#N/A"},{"$error":"#N/A"},{"$error":"#N/A"},{"$error":"#N/A"},{"$error":"#N/A"},{"$error":"#N/A"},{"$error":"#N/A"}]
[null,{"$f":"IF(DataInput!B178=$B$8,IF($B$9=$B$10,TRUE,IF(DataInput!E178=$B$9,TRUE,FALSE)))","v":true},null,null,{"$f":"IF(B179=TRUE,DataInput!B178,NA())","v":"SA"},{"$f":"IF($E179=DataInput!$B178,DataInput!C178,NA())","v":"SDAL"},{"$f":"IF($E179=DataInput!$B178,DataInput!D178,NA())","v":"DALRYMPLE"},{"$f":"IF($E179=DataInput!$B178,DataInput!E178,NA())","v":"SAPN"},{"$f":"IF($E179=DataInput!$B178,DataInput!F178,NA())","v":"Winter"},{"$f":"IF($E179=DataInput!$B178,DataInput!G178,NA())","v":"Non-Coincident"},{"$f":"IF($E179=DataInput!$B178,DataInput!H178,NA())","v":2014},{"$f":"IF($E179=DataInput!$B178,DataInput!I178,NA())","v":"Actual"},{"$f":"IF($E179=DataInput!$B178,DataInput!J178,NA())","v":7.1067799999999997},{"$f":"IF($E179=DataInput!$B178,DataInput!K178,NA())","v":"NA"},null,null,"SA DALRYMPLE",null,null,null,null,false,null,null,{"$error":"#N/A"},{"$f":"IF($V179=TRUE,F179,NA())","v":{"$error":"#N/A"}},{"$f":"IF($V179=TRUE,G179,NA())","v":{"$error":"#N/A"}},{"$f":"IF($V179=TRUE,H179,NA())","v":{"$error":"#N/A"}},{"$f":"IF($V179=TRUE,I179,NA())","v":{"$error":"#N/A"}},{"$f":"IF($V179=TRUE,J179,NA())","v":{"$error":"#N/A"}},{"$f":"IF($V179=TRUE,K179,NA())","v":{"$error":"#N/A"}},{"$f":"IF($V179=TRUE,L179,NA())","v":{"$error":"#N/A"}},{"$f":"IF($V179=TRUE,M179,NA())","v":{"$error":"#N/A"}},{"$f":"IF($V179=TRUE,N179,NA())","v":{"$error":"#N/A"}}]
[null,{"$f":"IF(DataInput!B179=$B$8,IF($B$9=$B$10,TRUE,IF(DataInput!E179=$B$9,TRUE,FALSE)))","v":true},null,null,{"$f":"IF(B180=TRUE,DataInput!B179,NA())","v":"SA"},{"$f":"IF($E180=DataInput!$B179,DataInput!C179,NA())","v":"SDAW"},{"$f":"IF($E180=DataInput!$B179,DataInput!D179,NA())","v":"DAVENPORT WEST"},{"$f":"IF($E180=DataInput!$B179,DataInput!E179,NA())","v":"SAPN"},{"$f":"IF($E180=DataInput!$B179,DataInput!F179,NA())","v":"Summer"},{"$f":"IF($E180=DataInput!$B179,DataInput!G179,NA())","v":"Non-Coincident"},{"$f":"IF($E180=DataInput!$B179,DataInput!H179,NA())","v":2003},{"$f":"IF($E180=DataInput!$B179,DataInput!I179,NA())","v":"Actual"},{"$f":"IF($E180=DataInput!$B179,DataInput!J179,NA())","v":"NA"},{"$f":"IF($E180=DataInput!$B179,DataInput!K179,NA())","v":"NA"},null,null,"SA DAVENPORT WEST",null,null,null,null,false,null,null,{"$error":"#N/A"},{"$error":"#N/A"},{"$error":"#N/A"},{"$error":"#N/A"},{"$error":"#N/A"},{"$error":"#N/A"},{"$error":"#N/A"},{"$error":"#N/A"},{"$error":"#N/A"},{"$error":"#N/A"}]
[null,{"$f":"IF(DataInput!B180=$B$8,IF($B$9=$B$10,TRUE,IF(DataInput!E180=$B$9,TRUE,FALSE)))","v":true},null,null,{"$f":"IF(B181=TRUE,DataInput!B180,NA())","v":"SA"},{"$f":"IF($E181=DataInput!$B180,DataInput!C180,NA())","v":"SDAW"},{"$f":"IF($E181=DataInput!$B180,DataInput!D180,NA())","v":"DAVENPORT WEST"},{"$f":"IF($E181=DataInput!$B180,DataInput!E180,NA())","v":"SAPN"},{"$f":"IF($E181=DataInput!$B180,DataInput!F180,NA())","v":"Summer"},{"$f":"IF($E181=DataInput!$B180,DataInput!G180,NA())","v":"Non-Coincident"},{"$f":"IF($E181=DataInput!$B180,DataInput!H180,NA())","v":2004},{"$f":"IF($E181=DataInput!$B180,DataInput!I180,NA())","v":"Actual"},{"$f":"IF($E181=DataInput!$B180,DataInput!J180,NA())","v":"NA"},{"$f":"IF($E181=DataInput!$B180,DataInput!K180,NA())","v":"NA"},null,null,"SA DAVENPORT WEST",null,null,null,null,false,null,null,{"$error":"#N/A"},{"$error":"#N/A"},{"$error":"#N/A"},{"$error":"#N/A"},{"$error":"#N/A"},{"$error":"#N/A"},{"$error":"#N/A"},{"$error":"#N/A"},{"$error":"#N/A"},{"$error":"#N/A"}]
[null,{"$f":"IF(DataInput!B181=$B$8,IF($B$9=$B$10,TRUE,IF(DataInput!E181=$B$9,TRUE,FALSE)))","v":true},null,null,{"$f":"IF(B182=TRUE,DataInput!B181,NA())","v":"SA"},{"$f":"IF($E182=DataInput!$B181,DataInput!C181,NA())","v":"SDAW"},{"$f":"IF($E182=DataInput!$B181,DataInput!D181,NA())","v":"DAVENPORT WEST"},{"$f":"IF($E182=DataInput!$B181,DataInput!E181,NA())","v":"SAPN"},{"$f":"IF($E182=DataInput!$B181,DataInput!F181,NA())","v":"Summer"},{"$f":"IF($E182=DataInput!$B181,DataInput!G181,NA())","v":"Non-Coincident"},{"$f":"IF($E182=DataInput!$B181,DataInput!H181,NA())","v":2005},{"$f":"IF($E182=DataInput!$B181,DataInput!I181,NA())","v":"Actual"},{"$f":"IF($E182=DataInput!$B181,DataInput!J181,NA())","v":"NA"},{"$f":"IF($E182=DataInput!$B181,DataInput!K181,NA())","v":"NA"},null,null,"SA DAVENPORT WEST",null,null,null,null,false,null,null,{"$error":"#N/A"},{"$error":"#N/A"},{"$error":"#N/A"},{"$error":"#N/A"},{"$error":"#N/A"},{"$error":"#N/A"},{"$error":"#N/A"},{"$error":"#N/A"},{"$error":"#N/A"},{"$error":"#N/A"}]
[null,{"$f":"IF(DataInput!B182=$B$8,IF($B$9=$B$10,TRUE,IF(DataInput!E182=$B$9,TRUE,FALSE)))","v":true},null,null,{"$f":"IF(B183=TRUE,DataInput!B182,NA())","v":"SA"},{"$f":"IF($E183=DataInput!$B182,DataInput!C182,NA())","v":"SDAW"},{"$f":"IF($E183=DataInput!$B182,DataInput!D182,NA())","v":"DAVENPORT WEST"},{"$f":"IF($E183=DataInput!$B182,DataInput!E182,NA())","v":"SAPN"},{"$f":"IF($E183=DataInput!$B182,DataInput!F182,NA())","v":"Summer"},{"$f":"IF($E183=DataInput!$B182,DataInput!G182,NA())","v":"Non-Coincident"},{"$f":"IF($E183=DataInput!$B182,DataInput!H182,NA())","v":2006},{"$f":"IF($E183=DataInput!$B182,DataInput!I182,NA())","v":"Actual"},{"$f":"IF($E183=DataInput!$B182,DataInput!J182,NA())","v":"NA"},{"$f":"IF($E183=DataInput!$B182,DataInput!K182,NA())","v":"NA"},null,null,"SA DAVENPORT WEST",null,null,null,null,false,null,null,{"$error":"#N/A"},{"$error":"#N/A"},{"$error":"#N/A"},{"$error":"#N/A"},{"$error":"#N/A"},{"$error":"#N/A"},{"$error":"#N/A"},{"$error":"#N/A"},{"$error":"#N/A"},{"$error":"#N/A"}]
[null,{"$f":"IF(DataInput!B183=$B$8,IF($B$9=$B$10,TRUE,IF(DataInput!E183=$B$9,TRUE,FALSE)))","v":true},null,null,{"$f":"IF(B184=TRUE,DataInput!B183,NA())","v":"SA"},{"$f":"IF($E184=DataInput!$B183,DataInput!C183,NA())","v":"SDAW"},{"$f":"IF($E184=DataInput!$B183,DataInput!D183,NA())","v":"DAVENPORT WEST"},{"$f":"IF($E184=DataInput!$B183,DataInput!E183,NA())","v":"SAPN"},{"$f":"IF($E184=DataInput!$B183,DataInput!F183,NA())","v":"Summer"},{"$f":"IF($E184=DataInput!$B183,DataInput!G183,NA())","v":"Non-Coincident"},{"$f":"IF($E184=DataInput!$B183,DataInput!H183,NA())","v":2007},{"$f":"IF($E184=DataInput!$B183,DataInput!I183,NA())","v":"Actual"},{"$f":"IF($E184=DataInput!$B183,DataInput!J183,NA())","v":"NA"},{"$f":"IF($E184=DataInput!$B183,DataInput!K183,NA())","v":"NA"},null,null,"SA DAVENPORT WEST",null,null,null,null,false,null,null,{"$error":"#N/A"},{"$error":"#N/A"},{"$error":"#N/A"},{"$error":"#N/A"},{"$error":"#N/A"},{"$error":"#N/A"},{"$error":"#N/A"},{"$error":"#N/A"},{"$error":"#N/A"},{"$error":"#N/A"}]
[null,{"$f":"IF(DataInput!B184=$B$8,IF($B$9=$B$10,TRUE,IF(DataInput!E184=$B$9,TRUE,FALSE)))","v":true},null,null,{"$f":"IF(B185=TRUE,DataInput!B184,NA())","v":"SA"},{"$f":"IF($E185=DataInput!$B184,DataInput!C184,NA())","v":"SDAW"},{"$f":"IF($E185=DataInput!$B184,DataInput!D184,NA())","v":"DAVENPORT WEST"},{"$f":"IF($E185=DataInput!$B184,DataInput!E184,NA())","v":"SAPN"},{"$f":"IF($E185=DataInput!$B184,DataInput!F184,NA())","v":"Summer"},{"$f":"IF($E185=DataInput!$B184,DataInput!G184,NA())","v":"Non-Coincident"},{"$f":"IF($E185=DataInput!$B184,DataInput!H184,NA())","v":2008},{"$f":"IF($E185=DataInput!$B184,DataInput!I184,NA())","v":"Actual"},{"$f":"IF($E185=DataInput!$B184,DataInput!J184,NA())","v":"NA"},{"$f":"IF($E185=DataInput!$B184,DataInput!K184,NA())","v":"NA"},null,null,"SA DAVENPORT WEST",null,null,null,null,false,null,null,{"$error":"#N/A"},{"$error":"#N/A"},{"$error":"#N/A"},{"$error":"#N/A"},{"$error":"#N/A"},{"$error":"#N/A"},{"$error":"#N/A"},{"$error":"#N/A"},{"$error":"#N/A"},{"$error":"#N/A"}]
[null,{"$f":"IF(DataInput!B185=$B$8,IF($B$9=$B$10,TRUE,IF(DataInput!E185=$B$9,TRUE,FALSE)))","v":true},null,null,{"$f":"IF(B186=TRUE,DataInput!B185,NA())","v":"SA"},{"$f":"IF($E186=DataInput!$B185,DataInput!C185,NA())","v":"SDAW"},{"$f":"IF($E186=DataInput!$B185,DataInput!D185,NA())","v":"DAVENPORT WEST"},{"$f":"IF($E186=DataInput!$B185,DataInput!E185,NA())","v":"SAPN"},{"$f":"IF($E186=DataInput!$B185,DataInput!F185,NA())","v":"Summer"},{"$f":"IF($E186=DataInput!$B185,DataInput!G185,NA())","v":"Non-Coincident"},{"$f":"IF($E186=DataInput!$B185,DataInput!H185,NA())","v":2009},{"$f":"IF($E186=DataInput!$B185,DataInput!I185,NA())","v":"Actual"},{"$f":"IF($E186=DataInput!$B185,DataInput!J185,NA())","v":"NA"},{"$f":"IF($E186=DataInput!$B185,DataInput!K185,NA())","v":"NA"},null,null,"SA DAVENPORT WEST",null,null,null,null,false,null,null,{"$error":"#N/A"},{"$error":"#N/A"},{"$error":"#N/A"},{"$error":"#N/A"},{"$error":"#N/A"},{"$error":"#N/A"},{"$error":"#N/A"},{"$error":"#N/A"},{"$error":"#N/A"},{"$error":"#N/A"}]
[null,{"$f":"IF(DataInput!B186=$B$8,IF($B$9=$B$10,TRUE,IF(DataInput!E186=$B$9,TRUE,FALSE)))","v":true},null,null,{"$f":"IF(B187=TRUE,DataInput!B186,NA())","v":"SA"},{"$f":"IF($E187=DataInput!$B186,DataInput!C186,NA())","v":"SDAW"},{"$f":"IF($E187=DataInput!$B186,DataInput!D186,NA())","v":"DAVENPORT WEST"},{"$f":"IF($E187=DataInput!$B186,DataInput!E186,NA())","v":"SAPN"},{"$f":"IF($E187=DataInput!$B186,DataInput!F186,NA())","v":"Summer"},{"$f":"IF($E187=DataInput!$B186,DataInput!G186,NA())","v":"Non-Coincident"},{"$f":"IF($E187=DataInput!$B186,DataInput!H186,NA())","v":2010},{"$f":"IF($E187=DataInput!$B186,DataInput!I186,NA())","v":"Actual"},{"$f":"IF($E187=DataInput!$B186,DataInput!J186,NA())","v":24.658512000000002},{"$f":"IF($E187=DataInput!$B186,DataInput!K186,NA())","v":"NA"},null,null,"SA DAVENPORT WEST",null,null,null,null,false,null,null,{"$error":"#N/A"},{"$error":"#N/A"},{"$error":"#N/A"},{"$error":"#N/A"},{"$error":"#N/A"},{"$error":"#N/A"},{"$error":"#N/A"},{"$error":"#N/A"},{"$error":"#N/A"},{"$error":"#N/A"}]
[null,{"$f":"IF(DataInput!B187=$B$8,IF($B$9=$B$10,TRUE,IF(DataInput!E187=$B$9,TRUE,FALSE)))","v":true},null,null,{"$f":"IF(B188=TRUE,DataInput!B187,NA())","v":"SA"},{"$f":"IF($E188=DataInput!$B187,DataInput!C187,NA())","v":"SDAW"},{"$f":"IF($E188=DataInput!$B187,DataInput!D187,NA())","v":"DAVENPORT WEST"},{"$f":"IF($E188=DataInput!$B187,DataInput!E187,NA())","v":"SAPN"},{"$f":"IF($E188=DataInput!$B187,DataInput!F187,NA())","v":"Summer"},{"$f":"IF($E188=DataInput!$B187,DataInput!G187,NA())","v":"Non-Coincident"},{"$f":"IF($E188=DataInput!$B187,DataInput!H187,NA())","v":2011},{"$f":"IF($E188=DataInput!$B187,DataInput!I187,NA())","v":"Actual"},{"$f":"IF($E188=DataInput!$B187,DataInput!J187,NA())","v":30.801852},{"$f":"IF($E188=DataInput!$B187,DataInput!K187,NA())","v":"NA"},null,null,"SA DAVENPORT WEST",null,null,null,null,false,null,null,{"$error":"#N/A"},{"$error":"#N/A"},{"$error":"#N/A"},{"$error":"#N/A"},{"$error":"#N/A"},{"$error":"#N/A"},{"$error":"#N/A"},{"$error":"#N/A"},{"$error":"#N/A"},{"$error":"#N/A"}]
[null,{"$f":"IF(DataInput!B188=$B$8,IF($B$9=$B$10,TRUE,IF(DataInput!E188=$B$9,TRUE,FALSE)))","v":true},null,null,{"$f":"IF(B189=TRUE,DataInput!B188,NA())","v":"SA"},{"$f":"IF($E189=DataInput!$B188,DataInput!C188,NA())","v":"SDAW"},{"$f":"IF($E189=DataInput!$B188,DataInput!D188,NA())","v":"DAVENPORT WEST"},{"$f":"IF($E189=DataInput!$B188,DataInput!E188,NA())","v":"SAPN"},{"$f":"IF($E189=DataInput!$B188,DataInput!F188,NA())","v":"Summer"},{"$f":"IF($E189=DataInput!$B188,DataInput!G188,NA())","v":"Non-Coincident"},{"$f":"IF($E189=DataInput!$B188,DataInput!H188,NA())","v":2012},{"$f":"IF($E189=DataInput!$B188,DataInput!I188,NA())","v":"Actual"},{"$f":"IF($E189=DataInput!$B188,DataInput!J188,NA())","v":25.899256000000001},{"$f":"IF($E189=DataInput!$B188,DataInput!K188,NA())","v":"NA"},null,null,"SA DAVENPORT WEST",null,null,null,null,false,null,null,{"$error":"#N/A"},{"$error":"#N/A"},{"$error":"#N/A"},{"$error":"#N/A"},{"$error":"#N/A"},{"$error":"#N/A"},{"$error":"#N/A"},{"$error":"#N/A"},{"$error":"#N/A"},{"$error":"#N/A"}]
[null,{"$f":"IF(DataInput!B189=$B$8,IF($B$9=$B$10,TRUE,IF(DataInput!E189=$B$9,TRUE,FALSE)))","v":true},null,null,{"$f":"IF(B190=TRUE,DataInput!B189,NA())","v":"SA"},{"$f":"IF($E190=DataInput!$B189,DataInput!C189,NA())","v":"SDAW"},{"$f":"IF($E190=DataInput!$B189,DataInput!D189,NA())","v":"DAVENPORT WEST"},{"$f":"IF($E190=DataInput!$B189,DataInput!E189,NA())","v":"SAPN"},{"$f":"IF($E190=DataInput!$B189,DataInput!F189,NA())","v":"Summer"},{"$f":"IF($E190=DataInput!$B189,DataInput!G189,NA())","v":"Non-Coincident"},{"$f":"IF($E190=DataInput!$B189,DataInput!H189,NA())","v":2013},{"$f":"IF($E190=DataInput!$B189,DataInput!I189,NA())","v":"Actual"},{"$f":"IF($E190=DataInput!$B189,DataInput!J189,NA())","v":27.435607999999998},{"$f":"IF($E190=DataInput!$B189,DataInput!K189,NA())","v":"NA"},null,null,"SA DAVENPORT WEST",null,null,null,null,false,null,null,{"$error":"#N/A"},{"$error":"#N/A"},{"$error":"#N/A"},{"$error":"#N/A"},{"$error":"#N/A"},{"$error":"#N/A"},{"$error":"#N/A"},{"$error":"#N/A"},{"$error":"#N/A"},{"$error":"#N/A"}]
[null,{"$f":"IF(DataInput!B190=$B$8,IF($B$9=$B$10,TRUE,IF(DataInput!E190=$B$9,TRUE,FALSE)))","v":true},null,null,{"$f":"IF(B191=TRUE,DataInput!B190,NA())","v":"SA"},{"$f":"IF($E191=DataInput!$B190,DataInput!C190,NA())","v":"SDAW"},{"$f":"IF($E191=DataInput!$B190,DataInput!D190,NA())","v":"DAVENPORT WEST"},{"$f":"IF($E191=DataInput!$B190,DataInput!E190,NA())","v":"SAPN"},{"$f":"IF($E191=DataInput!$B190,DataInput!F190,NA())","v":"Summer"},{"$f":"IF($E191=DataInput!$B190,DataInput!G190,NA())","v":"Non-Coincident"},{"$f":"IF($E191=DataInput!$B190,DataInput!H190,NA())","v":2014},{"$f":"IF($E191=DataInput!$B190,DataInput!I190,NA())","v":"Actual"},{"$f":"IF($E191=DataInput!$B190,DataInput!J190,NA())","v":28.571804},{"$f":"IF($E191=DataInput!$B190,DataInput!K190,NA())","v":"NA"},null,null,"SA DAVENPORT WEST",null,null,null,null,false,null,null,{"$error":"#N/A"},{"$error":"#N/A"},{"$error":"#N/A"},{"$error":"#N/A"},{"$error":"#N/A"},{"$error":"#N/A"},{"$error":"#N/A"},{"$error":"#N/A"},{"$error":"#N/A"},{"$error":"#N/A"}]
[null,{"$f":"IF(DataInput!B191=$B$8,IF($B$9=$B$10,TRUE,IF(DataInput!E191=$B$9,TRUE,FALSE)))","v":true},null,null,{"$f":"IF(B192=TRUE,DataInput!B191,NA())","v":"SA"},{"$f":"IF($E192=DataInput!$B191,DataInput!C191,NA())","v":"SDAW"},{"$f":"IF($E192=DataInput!$B191,DataInput!D191,NA())","v":"DAVENPORT WEST"},{"$f":"IF($E192=DataInput!$B191,DataInput!E191,NA())","v":"SAPN"},{"$f":"IF($E192=DataInput!$B191,DataInput!F191,NA())","v":"Winter"},{"$f":"IF($E192=DataInput!$B191,DataInput!G191,NA())","v":"Non-Coincident"},{"$f":"IF($E192=DataInput!$B191,DataInput!H191,NA())","v":2003},{"$f":"IF($E192=DataInput!$B191,DataInput!I191,NA())","v":"Actual"},{"$f":"IF($E192=DataInput!$B191,DataInput!J191,NA())","v":"NA"},{"$f":"IF($E192=DataInput!$B191,DataInput!K191,NA())","v":"NA"},null,null,"SA DAVENPORT WEST",null,null,null,null,false,null,null,{"$error":"#N/A"},{"$error":"#N/A"},{"$error":"#N/A"},{"$error":"#N/A"},{"$error":"#N/A"},{"$error":"#N/A"},{"$error":"#N/A"},{"$error":"#N/A"},{"$error":"#N/A"},{"$error":"#N/A"}]
[null,{"$f":"IF(DataInput!B192=$B$8,IF($B$9=$B$10,TRUE,IF(DataInput!E192=$B$9,TRUE,FALSE)))","v":true},null,null,{"$f":"IF(B193=TRUE,DataInput!B192,NA())","v":"SA"},{"$f":"IF($E193=DataInput!$B192,DataInput!C192,NA())","v":"SDAW"},{"$f":"IF($E193=DataInput!$B192,DataInput!D192,NA())","v":"DAVENPORT WEST"},{"$f":"IF($E193=DataInput!$B192,DataInput!E192,NA())","v":"SAPN"},{"$f":"IF($E193=DataInput!$B192,DataInput!F192,NA())","v":"Winter"},{"$f":"IF($E193=DataInput!$B192,DataInput!G192,NA())","v":"Non-Coincident"},{"$f":"IF($E193=DataInput!$B192,DataInput!H192,NA())","v":2004},{"$f":"IF($E193=DataInput!$B192,DataInput!I192,NA())","v":"Actual"},{"$f":"IF($E193=DataInput!$B192,DataInput!J192,NA())","v":"NA"},{"$f":"IF($E193=DataInput!$B192,DataInput!K192,NA())","v":"NA"},null,null,"SA DAVENPORT WEST",null,null,null,null,false,null,null,{"$error":"#N/A"},{"$error":"#N/A"},{"$error":"#N/A"},{"$error":"#N/A"},{"$error":"#N/A"},{"$error":"#N/A"},{"$error":"#N/A"},{"$error":"#N/A"},{"$error":"#N/A"},{"$error":"#N/A"}]
[null,{"$f":"IF(DataInput!B193=$B$8,IF($B$9=$B$10,TRUE,IF(DataInput!E193=$B$9,TRUE,FALSE)))","v":true},null,null,{"$f":"IF(B194=TRUE,DataInput!B193,NA())","v":"SA"},{"$f":"IF($E194=DataInput!$B193,DataInput!C193,NA())","v":"SDAW"},{"$f":"IF($E194=DataInput!$B193,DataInput!D193,NA())","v":"DAVENPORT WEST"},{"$f":"IF($E194=DataInput!$B193,DataInput!E193,NA())","v":"SAPN"},{"$f":"IF($E194=DataInput!$B193,DataInput!F193,NA())","v":"Winter"},{"$f":"IF($E194=DataInput!$B193,DataInput!G193,NA())","v":"Non-Coincident"},{"$f":"IF($E194=DataInput!$B193,DataInput!H193,NA())","v":2005},{"$f":"IF($E194=DataInput!$B193,DataInput!I193,NA())","v":"Actual"},{"$f":"IF($E194=DataInput!$B193,DataInput!J193,NA())","v":"NA"},{"$f":"IF($E194=DataInput!$B193,DataInput!K193,NA())","v":"NA"},null,null,"SA DAVENPORT WEST",null,null,null,null,false,null,null,{"$error":"#N/A"},{"$error":"#N/A"},{"$error":"#N/A"},{"$error":"#N/A"},{"$error":"#N/A"},{"$error":"#N/A"},{"$error":"#N/A"},{"$error":"#N/A"},{"$error":"#N/A"},{"$error":"#N/A"}]
[null,{"$f":"IF(DataInput!B194=$B$8,IF($B$9=$B$10,TRUE,IF(DataInput!E194=$B$9,TRUE,FALSE)))","v":true},null,null,{"$f":"IF(B195=TRUE,DataInput!B194,NA())","v":"SA"},{"$f":"IF($E195=DataInput!$B194,DataInput!C194,NA())","v":"SDAW"},{"$f":"IF($E195=DataInput!$B194,DataInput!D194,NA())","v":"DAVENPORT WEST"},{"$f":"IF($E195=DataInput!$B194,DataInput!E194,NA())","v":"SAPN"},{"$f":"IF($E195=DataInput!$B194,DataInput!F194,NA())","v":"Winter"},{"$f":"IF($E195=DataInput!$B194,DataInput!G194,NA())","v":"Non-Coincident"},{"$f":"IF($E195=DataInput!$B194,DataInput!H194,NA())","v":2006},{"$f":"IF($E195=DataInput!$B194,DataInput!I194,NA())","v":"Actual"},{"$f":"IF($E195=DataInput!$B194,DataInput!J194,NA())","v":"NA"},{"$f":"IF($E195=DataInput!$B194,DataInput!K194,NA())","v":"NA"},null,null,"SA DAVENPORT WEST",null,null,null,null,false,null,null,{"$error":"#N/A"},{"$error":"#N/A"},{"$error":"#N/A"},{"$error":"#N/A"},{"$error":"#N/A"},{"$error":"#N/A"},{"$error":"#N/A"},{"$error":"#N/A"},{"$error":"#N/A"},{"$error":"#N/A"}]
[null,{"$f":"IF(DataInput!B195=$B$8,IF($B$9=$B$10,TRUE,IF(DataInput!E195=$B$9,TRUE,FALSE)))","v":true},null,null,{"$f":"IF(B196=TRUE,DataInput!B195,NA())","v":"SA"},{"$f":"IF($E196=DataInput!$B195,DataInput!C195,NA())","v":"SDAW"},{"$f":"IF($E196=DataInput!$B195,DataInput!D195,NA())","v":"DAVENPORT WEST"},{"$f":"IF($E196=DataInput!$B195,DataInput!E195,NA())","v":"SAPN"},{"$f":"IF($E196=DataInput!$B195,DataInput!F195,NA())","v":"Winter"},{"$f":"IF($E196=DataInput!$B195,DataInput!G195,NA())","v":"Non-Coincident"},{"$f":"IF($E196=DataInput!$B195,DataInput!H195,NA())","v":2007},{"$f":"IF($E196=DataInput!$B195,DataInput!I195,NA())","v":"Actual"},{"$f":"IF($E196=DataInput!$B195,DataInput!J195,NA())","v":"NA"},{"$f":"IF($E196=DataInput!$B195,DataInput!K195,NA())","v":"NA"},null,null,"SA DAVENPORT WEST",null,null,null,null,false,null,null,{"$error":"#N/A"},{"$error":"#N/A"},{"$error":"#N/A"},{"$error":"#N/A"},{"$error":"#N/A"},{"$error":"#N/A"},{"$error":"#N/A"},{"$error":"#N/A"},{"$error":"#N/A"},{"$error":"#N/A"}]
[null,{"$f":"IF(DataInput!B196=$B$8,IF($B$9=$B$10,TRUE,IF(DataInput!E196=$B$9,TRUE,FALSE)))","v":true},null,null,{"$f":"IF(B197=TRUE,DataInput!B196,NA())","v":"SA"},{"$f":"IF($E197=DataInput!$B196,DataInput!C196,NA())","v":"SDAW"},{"$f":"IF($E197=DataInput!$B196,DataInput!D196,NA())","v":"DAVENPORT WEST"},{"$f":"IF($E197=DataInput!$B196,DataInput!E196,NA())","v":"SAPN"},{"$f":"IF($E197=DataInput!$B196,DataInput!F196,NA())","v":"Winter"},{"$f":"IF($E197=DataInput!$B196,DataInput!G196,NA())","v":"Non-Coincident"},{"$f":"IF($E197=DataInput!$B196,DataInput!H196,NA())","v":2008},{"$f":"IF($E197=DataInput!$B196,DataInput!I196,NA())","v":"Actual"},{"$f":"IF($E197=DataInput!$B196,DataInput!J196,NA())","v":"NA"},{"$f":"IF($E197=DataInput!$B196,DataInput!K196,NA())","v":"NA"},null,null,"SA DAVENPORT WEST",null,null,null,null,false,null,null,{"$error":"#N/A"},{"$error":"#N/A"},{"$error":"#N/A"},{"$error":"#N/A"},{"$error":"#N/A"},{"$error":"#N/A"},{"$error":"#N/A"},{"$error":"#N/A"},{"$error":"#N/A"},{"$error":"#N/A"}]
[null,{"$f":"IF(DataInput!B197=$B$8,IF($B$9=$B$10,TRUE,IF(DataInput!E197=$B$9,TRUE,FALSE)))","v":true},null,null,{"$f":"IF(B198=TRUE,DataInput!B197,NA())","v":"SA"},{"$f":"IF($E198=DataInput!$B197,DataInput!C197,NA())","v":"SDAW"},{"$f":"IF($E198=DataInput!$B197,DataInput!D197,NA())","v":"DAVENPORT WEST"},{"$f":"IF($E198=DataInput!$B197,DataInput!E197,NA())","v":"SAPN"},{"$f":"IF($E198=DataInput!$B197,DataInput!F197,NA())","v":"Winter"},{"$f":"IF($E198=DataInput!$B197,DataInput!G197,NA())","v":"Non-Coincident"},{"$f":"IF($E198=DataInput!$B197,DataInput!H197,NA())","v":2009},{"$f":"IF($E198=DataInput!$B197,DataInput!I197,NA())","v":"Actual"},{"$f":"IF($E198=DataInput!$B197,DataInput!J197,NA())","v":"NA"},{"$f":"IF($E198=DataInput!$B197,DataInput!K197,NA())","v":"NA"},null,null,"SA DAVENPORT WEST",null,null,null,null,false,null,null,{"$error":"#N/A"},{"$error":"#N/A"},{"$error":"#N/A"},{"$error":"#N/A"},{"$error":"#N/A"},{"$error":"#N/A"},{"$error":"#N/A"},{"$error":"#N/A"},{"$error":"#N/A"},{"$error":"#N/A"}]
[null,{"$f":"IF(DataInput!B198=$B$8,IF($B$9=$B$10,TRUE,IF(DataInput!E198=$B$9,TRUE,FALSE)))","v":true},null,null,{"$f":"IF(B199=TRUE,DataInput!B198,NA())","v":"SA"},{"$f":"IF($E199=DataInput!$B198,DataInput!C198,NA())","v":"SDAW"},{"$f":"IF($E199=DataInput!$B198,DataInput!D198,NA())","v":"DAVENPORT WEST"},{"$f":"IF($E199=DataInput!$B198,DataInput!E198,NA())","v":"SAPN"},{"$f":"IF($E199=DataInput!$B198,DataInput!F198,NA())","v":"Winter"},{"$f":"IF($E199=DataInput!$B198,DataInput!G198,NA())","v":"Non-Coincident"},{"$f":"IF($E199=DataInput!$B198,DataInput!H198,NA())","v":2010},{"$f":"IF($E199=DataInput!$B198,DataInput!I198,NA())","v":"Actual"},{"$f":"IF($E199=DataInput!$B198,DataInput!J198,NA())","v":22.522763999999999},{"$f":"IF($E199=DataInput!$B198,DataInput!K198,NA())","v":"NA"},null,null,"SA DAVENPORT WEST",null,null,null,null,false,null,null,{"$error":"#N/A"},{"$error":"#N/A"},{"$error":"#N/A"},{"$error":"#N/A"},{"$error":"#N/A"},{"$error":"#N/A"},{"$error":"#N/A"},{"$error":"#N/A"},{"$error":"#N/A"},{"$error":"#N/A"}]
[null,{"$f":"IF(DataInput!B199=$B$8,IF($B$9=$B$10,TRUE,IF(DataInput!E199=$B$9,TRUE,FALSE)))","v":true},null,null,{"$f":"IF(B200=TRUE,DataInput!B199,NA())","v":"SA"},{"$f":"IF($E200=DataInput!$B199,DataInput!C199,NA())","v":"SDAW"},{"$f":"IF($E200=DataInput!$B199,DataInput!D199,NA())","v":"DAVENPORT WEST"},{"$f":"IF($E200=DataInput!$B199,DataInput!E199,NA())","v":"SAPN"},{"$f":"IF($E200=DataInput!$B199,DataInput!F199,NA())","v":"Winter"},{"$f":"IF($E200=DataInput!$B199,DataInput!G199,NA())","v":"Non-Coincident"},{"$f":"IF($E200=DataInput!$B199,DataInput!H199,NA())","v":2011},{"$f":"IF($E200=DataInput!$B199,DataInput!I199,NA())","v":"Actual"},{"$f":"IF($E200=DataInput!$B199,DataInput!J199,NA())","v":19.449103999999998},{"$f":"IF($E200=DataInput!$B199,DataInput!K199,NA())","v":"NA"},null,null,"SA DAVENPORT WEST",null,null,null,null,false,null,null,{"$error":"#N/A"},{"$error":"#N/A"},{"$error":"#N/A"},{"$error":"#N/A"},{"$error":"#N/A"},{"$error":"#N/A"},{"$error":"#N/A"},{"$error":"#N/A"},{"$error":"#N/A"},{"$error":"#N/A"}]
[null,{"$f":"IF(DataInput!B200=$B$8,IF($B$9=$B$10,TRUE,IF(DataInput!E200=$B$9,TRUE,FALSE)))","v":true},null,null,{"$f":"IF(B201=TRUE,DataInput!B200,NA())","v":"SA"},{"$f":"IF($E201=DataInput!$B200,DataInput!C200,NA())","v":"SDAW"},{"$f":"IF($E201=DataInput!$B200,DataInput!D200,NA())","v":"DAVENPORT WEST"},{"$f":"IF($E201=DataInput!$B200,DataInput!E200,NA())","v":"SAPN"},{"$f":"IF($E201=DataInput!$B200,DataInput!F200,NA())","v":"Winter"},{"$f":"IF($E201=DataInput!$B200,DataInput!G200,NA())","v":"Non-Coincident"},{"$f":"IF($E201=DataInput!$B200,DataInput!H200,NA())","v":2012},{"$f":"IF($E201=DataInput!$B200,DataInput!I200,NA())","v":"Actual"},{"$f":"IF($E201=DataInput!$B200,DataInput!J200,NA())","v":19.167572},{"$f":"IF($E201=DataInput!$B200,DataInput!K200,NA())","v":"NA"},null,null,"SA DAVENPORT WEST",null,null,null,null,false,null,null,{"$error":"#N/A"},{"$error":"#N/A"},{"$error":"#N/A"},{"$error":"#N/A"},{"$error":"#N/A"},{"$error":"#N/A"},{"$error":"#N/A"},{"$error":"#N/A"},{"$error":"#N/A"},{"$error":"#N/A"}]
[null,{"$f":"IF(DataInput!B201=$B$8,IF($B$9=$B$10,TRUE,IF(DataInput!E201=$B$9,TRUE,FALSE)))","v":true},null,null,{"$f":"IF(B202=TRUE,DataInput!B201,NA())","v":"SA"},{"$f":"IF($E202=DataInput!$B201,DataInput!C201,NA())","v":"SDAW"},{"$f":"IF($E202=DataInput!$B201,DataInput!D201,NA())","v":"DAVENPORT WEST"},{"$f":"IF($E202=DataInput!$B201,DataInput!E201,NA())","v":"SAPN"},{"$f":"IF($E202=DataInput!$B201,DataInput!F201,NA())","v":"Winter"},{"$f":"IF($E202=DataInput!$B201,DataInput!G201,NA())","v":"Non-Coincident"},{"$f":"IF($E202=DataInput!$B201,DataInput!H201,NA())","v":2013},{"$f":"IF($E202=DataInput!$B201,DataInput!I201,NA())","v":"Actual"},{"$f":"IF($E202=DataInput!$B201,DataInput!J201,NA())","v":19.548808000000001},{"$f":"IF($E202=DataInput!$B201,DataInput!K201,NA())","v":"NA"},null,null,"SA DAVENPORT WEST",null,null,null,null,false,null,null,{"$error":"#N/A"},{"$error":"#N/A"},{"$error":"#N/A"},{"$error":"#N/A"},{"$error":"#N/A"},{"$error":"#N/A"},{"$error":"#N/A"},{"$error":"#N/A"},{"$error":"#N/A"},{"$error":"#N/A"}]
[null,{"$f":"IF(DataInput!B202=$B$8,IF($B$9=$B$10,TRUE,IF(DataInput!E202=$B$9,TRUE,FALSE)))","v":true},null,null,{"$f":"IF(B203=TRUE,DataInput!B202,NA())","v":"SA"},{"$f":"IF($E203=DataInput!$B202,DataInput!C202,NA())","v":"SDAW"},{"$f":"IF($E203=DataInput!$B202,DataInput!D202,NA())","v":"DAVENPORT WEST"},{"$f":"IF($E203=DataInput!$B202,DataInput!E202,NA())","v":"SAPN"},{"$f":"IF($E203=DataInput!$B202,DataInput!F202,NA())","v":"Winter"},{"$f":"IF($E203=DataInput!$B202,DataInput!G202,NA())","v":"Non-Coincident"},{"$f":"IF($E203=DataInput!$B202,DataInput!H202,NA())","v":2014},{"$f":"IF($E203=DataInput!$B202,DataInput!I202,NA())","v":"Actual"},{"$f":"IF($E203=DataInput!$B202,DataInput!J202,NA())","v":20.022303999999998},{"$f":"IF($E203=DataInput!$B202,DataInput!K202,NA())","v":"NA"},null,null,"SA DAVENPORT WEST",null,null,null,null,false,null,null,{"$error":"#N/A"},{"$error":"#N/A"},{"$error":"#N/A"},{"$error":"#N/A"},{"$error":"#N/A"},{"$error":"#N/A"},{"$error":"#N/A"},{"$error":"#N/A"},{"$error":"#N/A"},{"$error":"#N/A"}]
[null,{"$f":"IF(DataInput!B203=$B$8,IF($B$9=$B$10,TRUE,IF(DataInput!E203=$B$9,TRUE,FALSE)))","v":true},null,null,{"$f":"IF(B204=TRUE,DataInput!B203,NA())","v":"SA"},{"$f":"IF($E204=DataInput!$B203,DataInput!C203,NA())","v":"SGSDRN"},{"$f":"IF($E204=DataInput!$B203,DataInput!D203,NA())","v":"DORRIEN"},{"$f":"IF($E204=DataInput!$B203,DataInput!E203,NA())","v":"SAPN"},{"$f":"IF($E204=DataInput!$B203,DataInput!F203,NA())","v":"Summer"},{"$f":"IF($E204=DataInput!$B203,DataInput!G203,NA())","v":"Non-Coincident"},{"$f":"IF($E204=DataInput!$B203,DataInput!H203,NA())","v":2003},{"$f":"IF($E204=DataInput!$B203,DataInput!I203,NA())","v":"Actual"},{"$f":"IF($E204=DataInput!$B203,DataInput!J203,NA())","v":20.689584},{"$f":"IF($E204=DataInput!$B203,DataInput!K203,NA())","v":"NA"},null,null,{"$f":"IF(OR(ISERROR(E204),ISERROR(G204)),\"  \",E204&\" \"&G204)","v":"SA DORRIEN"},null,null,null,null,{"$f":"IF(ISERROR(G204),FALSE,IF($V$9=G204,TRUE,FALSE))","v":false},null,null,{"$f":"IF($V204=TRUE,E204,NA())","v":{"$error":"#N/A"}},{"$error":"#N/A"},{"$error":"#N/A"},{"$error":"#N/A"},{"$error":"#N/A"},{"$error":"#N/A"},{"$error":"#N/A"},{"$error":"#N/A"},{"$error":"#N/A"},{"$error":"#N/A"}]
[null,{"$f":"IF(DataInput!B204=$B$8,IF($B$9=$B$10,TRUE,IF(DataInput!E204=$B$9,TRUE,FALSE)))","v":true},null,null,{"$f":"IF(B205=TRUE,DataInput!B204,NA())","v":"SA"},{"$f":"IF($E205=DataInput!$B204,DataInput!C204,NA())","v":"SGSDRN"},{"$f":"IF($E205=DataInput!$B204,DataInput!D204,NA())","v":"DORRIEN"},{"$f":"IF($E205=DataInput!$B204,DataInput!E204,NA())","v":"SAPN"},{"$f":"IF($E205=DataInput!$B204,DataInput!F204,NA())","v":"Summer"},{"$f":"IF($E205=DataInput!$B204,DataInput!G204,NA())","v":"Non-Coincident"},{"$f":"IF($E205=DataInput!$B204,DataInput!H204,NA())","v":2004},{"$f":"IF($E205=DataInput!$B204,DataInput!I204,NA())","v":"Actual"},{"$f":"IF($E205=DataInput!$B204,DataInput!J204,NA())","v":30.433926},{"$f":"IF($E205=DataInput!$B204,DataInput!K204,NA())","v":"NA"},null,null,"SA DORRIEN",null,null,null,null,false,null,null,{"$error":"#N/A"},{"$error":"#N/A"},{"$error":"#N/A"},{"$error":"#N/A"},{"$error":"#N/A"},{"$error":"#N/A"},{"$error":"#N/A"},{"$error":"#N/A"},{"$error":"#N/A"},{"$error":"#N/A"}]
[null,{"$f":"IF(DataInput!B205=$B$8,IF($B$9=$B$10,TRUE,IF(DataInput!E205=$B$9,TRUE,FALSE)))","v":true},null,null,{"$f":"IF(B206=TRUE,DataInput!B205,NA())","v":"SA"},{"$f":"IF($E206=DataInput!$B205,DataInput!C205,NA())","v":"SGSDRN"},{"$f":"IF($E206=DataInput!$B205,DataInput!D205,NA())","v":"DORRIEN"},{"$f":"IF($E206=DataInput!$B205,DataInput!E205,NA())","v":"SAPN"},{"$f":"IF($E206=DataInput!$B205,DataInput!F205,NA())","v":"Summer"},{"$f":"IF($E206=DataInput!$B205,DataInput!G205,NA())","v":"Non-Coincident"},{"$f":"IF($E206=DataInput!$B205,DataInput!H205,NA())","v":2005},{"$f":"IF($E206=DataInput!$B205,DataInput!I205,NA())","v":"Actual"},{"$f":"IF($E206=DataInput!$B205,DataInput!J205,NA())","v":36.269005999999997},{"$f":"IF($E206=DataInput!$B205,DataInput!K205,NA())","v":"NA"},null,null,"SA DORRIEN",null,null,null,null,false,null,null,{"$error":"#N/A"},{"$error":"#N/A"},{"$error":"#N/A"},{"$error":"#N/A"},{"$error":"#N/A"},{"$error":"#N/A"},{"$error":"#N/A"},{"$error":"#N/A"},{"$error":"#N/A"},{"$error":"#N/A"}]
[null,{"$f":"IF(DataInput!B206=$B$8,IF($B$9=$B$10,TRUE,IF(DataInput!E206=$B$9,TRUE,FALSE)))","v":true},null,null,{"$f":"IF(B207=TRUE,DataInput!B206,NA())","v":"SA"},{"$f":"IF($E207=DataInput!$B206,DataInput!C206,NA())","v":"SGSDRN"},{"$f":"IF($E207=DataInput!$B206,DataInput!D206,NA())","v":"DORRIEN"},{"$f":"IF($E207=DataInput!$B206,DataInput!E206,NA())","v":"SAPN"},{"$f":"IF($E207=DataInput!$B206,DataInput!F206,NA())","v":"Summer"},{"$f":"IF($E207=DataInput!$B206,DataInput!G206,NA())","v":"Non-Coincident"},{"$f":"IF($E207=DataInput!$B206,DataInput!H206,NA())","v":2006},{"$f":"IF($E207=DataInput!$B206,DataInput!I206,NA())","v":"Actual"},{"$f":"IF($E207=DataInput!$B206,DataInput!J206,NA())","v":45.700462000000002},{"$f":"IF($E207=DataInput!$B206,DataInput!K206,NA())","v":"NA"},null,null,"SA DORRIEN",null,null,null,null,false,null,null,{"$error":"#N/A"},{"$error":"#N/A"},{"$error":"#N/A"},{"$error":"#N/A"},{"$error":"#N/A"},{"$error":"#N/A"},{"$error":"#N/A"},{"$error":"#N/A"},{"$error":"#N/A"},{"$error":"#N/A"}]
[null,{"$f":"IF(DataInput!B207=$B$8,IF($B$9=$B$10,TRUE,IF(DataInput!E207=$B$9,TRUE,FALSE)))","v":true},null,null,{"$f":"IF(B208=TRUE,DataInput!B207,NA())","v":"SA"},{"$f":"IF($E208=DataInput!$B207,DataInput!C207,NA())","v":"SGSDRN"},{"$f":"IF($E208=DataInput!$B207,DataInput!D207,NA())","v":"DORRIEN"},{"$f":"IF($E208=DataInput!$B207,DataInput!E207,NA())","v":"SAPN"},{"$f":"IF($E208=DataInput!$B207,DataInput!F207,NA())","v":"Summer"},{"$f":"IF($E208=DataInput!$B207,DataInput!G207,NA())","v":"Non-Coincident"},{"$f":"IF($E208=DataInput!$B207,DataInput!H207,NA())","v":2007},{"$f":"IF($E208=DataInput!$B207,DataInput!I207,NA())","v":"Actual"},{"$f":"IF($E208=DataInput!$B207,DataInput!J207,NA())","v":52.764786000000001},{"$f":"IF($E208=DataInput!$B207,DataInput!K207,NA())","v":"NA"},null,null,"SA DORRIEN",null,null,null,null,false,null,null,{"$error":"#N/A"},{"$error":"#N/A"},{"$error":"#N/A"},{"$error":"#N/A"},{"$error":"#N/A"},{"$error":"#N/A"},{"$error":"#N/A"},{"$error":"#N/A"},{"$error":"#N/A"},{"$error":"#N/A"}]
[null,{"$f":"IF(DataInput!B208=$B$8,IF($B$9=$B$10,TRUE,IF(DataInput!E208=$B$9,TRUE,FALSE)))","v":true},null,null,{"$f":"IF(B209=TRUE,DataInput!B208,NA())","v":"SA"},{"$f":"IF($E209=DataInput!$B208,DataInput!C208,NA())","v":"SGSDRN"},{"$f":"IF($E209=DataInput!$B208,DataInput!D208,NA())","v":"DORRIEN"},{"$f":"IF($E209=DataInput!$B208,DataInput!E208,NA())","v":"SAPN"},{"$f":"IF($E209=DataInput!$B208,DataInput!F208,NA())","v":"Summer"},{"$f":"IF($E209=DataInput!$B208,DataInput!G208,NA())","v":"Non-Coincident"},{"$f":"IF($E209=DataInput!$B208,DataInput!H208,NA())","v":2008},{"$f":"IF($E209=DataInput!$B208,DataInput!I208,NA())","v":"Actual"},{"$f":"IF($E209=DataInput!$B208,DataInput!J208,NA())","v":58.950046},{"$f":"IF($E209=DataInput!$B208,DataInput!K208,NA())","v":"NA"},null,null,"SA DORRIEN",null,null,null,null,false,null,null,{"$error":"#N/A"},{"$error":"#N/A"},{"$error":"#N/A"},{"$error":"#N/A"},{"$error":"#N/A"},{"$error":"#N/A"},{"$error":"#N/A"},{"$error":"#N/A"},{"$error":"#N/A"},{"$error":"#N/A"}]
[null,{"$f":"IF(DataInput!B209=$B$8,IF($B$9=$B$10,TRUE,IF(DataInput!E209=$B$9,TRUE,FALSE)))","v":true},null,null,{"$f":"IF(B210=TRUE,DataInput!B209,NA())","v":"SA"},{"$f":"IF($E210=DataInput!$B209,DataInput!C209,NA())","v":"SGSDRN"},{"$f":"IF($E210=DataInput!$B209,DataInput!D209,NA())","v":"DORRIEN"},{"$f":"IF($E210=DataInput!$B209,DataInput!E209,NA())","v":"SAPN"},{"$f":"IF($E210=DataInput!$B209,DataInput!F209,NA())","v":"Summer"},{"$f":"IF($E210=DataInput!$B209,DataInput!G209,NA())","v":"Non-Coincident"},{"$f":"IF($E210=DataInput!$B209,DataInput!H209,NA())","v":2009},{"$f":"IF($E210=DataInput!$B209,DataInput!I209,NA())","v":"Actual"},{"$f":"IF($E210=DataInput!$B209,DataInput!J209,NA())","v":60.189894000000002},{"$f":"IF($E210=DataInput!$B209,DataInput!K209,NA())","v":"NA"},null,null,"SA DORRIEN",null,null,null,null,false,null,null,{"$error":"#N/A"},{"$error":"#N/A"},{"$error":"#N/A"},{"$error":"#N/A"},{"$error":"#N/A"},{"$error":"#N/A"},{"$error":"#N/A"},{"$error":"#N/A"},{"$error":"#N/A"},{"$error":"#N/A"}]
[null,{"$f":"IF(DataInput!B210=$B$8,IF($B$9=$B$10,TRUE,IF(DataInput!E210=$B$9,TRUE,FALSE)))","v":true},null,null,{"$f":"IF(B211=TRUE,DataInput!B210,NA())","v":"SA"},{"$f":"IF($E211=DataInput!$B210,DataInput!C210,NA())","v":"SGSDRN"},{"$f":"IF($E211=DataInput!$B210,DataInput!D210,NA())","v":"DORRIEN"},{"$f":"IF($E211=DataInput!$B210,DataInput!E210,NA())","v":"SAPN"},{"$f":"IF($E211=DataInput!$B210,DataInput!F210,NA())","v":"Summer"},{"$f":"IF($E211=DataInput!$B210,DataInput!G210,NA())","v":"Non-Coincident"},{"$f":"IF($E211=DataInput!$B210,DataInput!H210,NA())","v":2010},{"$f":"IF($E211=DataInput!$B210,DataInput!I210,NA())","v":"Actual"},{"$f":"IF($E211=DataInput!$B210,DataInput!J210,NA())","v":56.515515999999998},{"$f":"IF($E211=DataInput!$B210,DataInput!K210,NA())","v":"NA"},null,null,"SA DORRIEN",null,null,null,null,false,null,null,{"$error":"#N/A"},{"$error":"#N/A"},{"$error":"#N/A"},{"$error":"#N/A"},{"$error":"#N/A"},{"$error":"#N/A"},{"$error":"#N/A"},{"$error":"#N/A"},{"$error":"#N/A"},{"$error":"#N/A"}]
[null,{"$f":"IF(DataInput!B211=$B$8,IF($B$9=$B$10,TRUE,IF(DataInput!E211=$B$9,TRUE,FALSE)))","v":true},null,null,{"$f":"IF(B212=TRUE,DataInput!B211,NA())","v":"SA"},{"$f":"IF($E212=DataInput!$B211,DataInput!C211,NA())","v":"SGSDRN"},{"$f":"IF($E212=DataInput!$B211,DataInput!D211,NA())","v":"DORRIEN"},{"$f":"IF($E212=DataInput!$B211,DataInput!E211,NA())","v":"SAPN"},{"$f":"IF($E212=DataInput!$B211,DataInput!F211,NA())","v":"Summer"},{"$f":"IF($E212=DataInput!$B211,DataInput!G211,NA())","v":"Non-Coincident"},{"$f":"IF($E212=DataInput!$B211,DataInput!H211,NA())","v":2011},{"$f":"IF($E212=DataInput!$B211,DataInput!I211,NA())","v":"Actual"},{"$f":"IF($E212=DataInput!$B211,DataInput!J211,NA())","v":55.624816000000003},{"$f":"IF($E212=DataInput!$B211,DataInput!K211,NA())","v":"NA"},null,null,"SA DORRIEN",null,null,null,null,false,null,null,{"$error":"#N/A"},{"$error":"#N/A"},{"$error":"#N/A"},{"$error":"#N/A"},{"$error":"#N/A"},{"$error":"#N/A"},{"$error":"#N/A"},{"$error":"#N/A"},{"$error":"#N/A"},{"$error":"#N/A"}]
[null,{"$f":"IF(DataInput!B212=$B$8,IF($B$9=$B$10,TRUE,IF(DataInput!E212=$B$9,TRUE,FALSE)))","v":true},null,null,{"$f":"IF(B213=TRUE,DataInput!B212,NA())","v":"SA"},{"$f":"IF($E213=DataInput!$B212,DataInput!C212,NA())","v":"SGSDRN"},{"$f":"IF($E213=DataInput!$B212,DataInput!D212,NA())","v":"DORRIEN"},{"$f":"IF($E213=DataInput!$B212,DataInput!E212,NA())","v":"SAPN"},{"$f":"IF($E213=DataInput!$B212,DataInput!F212,NA())","v":"Summer"},{"$f":"IF($E213=DataInput!$B212,DataInput!G212,NA())","v":"Non-Coincident"},{"$f":"IF($E213=DataInput!$B212,DataInput!H212,NA())","v":2012},{"$f":"IF($E213=DataInput!$B212,DataInput!I212,NA())","v":"Actual"},{"$f":"IF($E213=DataInput!$B212,DataInput!J212,NA())","v":54.610646000000003},{"$f":"IF($E213=DataInput!$B212,DataInput!K212,NA())","v":"NA"},null,null,"SA DORRIEN",null,null,null,null,false,null,null,{"$error":"#N/A"},{"$error":"#N/A"},{"$error":"#N/A"},{"$error":"#N/A"},{"$error":"#N/A"},{"$error":"#N/A"},{"$error":"#N/A"},{"$error":"#N/A"},{"$error":"#N/A"},{"$error":"#N/A"}]
[null,{"$f":"IF(DataInput!B213=$B$8,IF($B$9=$B$10,TRUE,IF(DataInput!E213=$B$9,TRUE,FALSE)))","v":true},null,null,{"$f":"IF(B214=TRUE,DataInput!B213,NA())","v":"SA"},{"$f":"IF($E214=DataInput!$B213,DataInput!C213,NA())","v":"SGSDRN"},{"$f":"IF($E214=DataInput!$B213,DataInput!D213,NA())","v":"DORRIEN"},{"$f":"IF($E214=DataInput!$B213,DataInput!E213,NA())","v":"SAPN"},{"$f":"IF($E214=DataInput!$B213,DataInput!F213,NA())","v":"Summer"},{"$f":"IF($E214=DataInput!$B213,DataInput!G213,NA())","v":"Non-Coincident"},{"$f":"IF($E214=DataInput!$B213,DataInput!H213,NA())","v":2013},{"$f":"IF($E214=DataInput!$B213,DataInput!I213,NA())","v":"Actual"},{"$f":"IF($E214=DataInput!$B213,DataInput!J213,NA())","v":57.210653999999998},{"$f":"IF($E214=DataInput!$B213,DataInput!K213,NA())","v":"NA"},null,null,"SA DORRIEN",null,null,null,null,false,null,null,{"$error":"#N/A"},{"$error":"#N/A"},{"$error":"#N/A"},{"$error":"#N/A"},{"$error":"#N/A"},{"$error":"#N/A"},{"$error":"#N/A"},{"$error":"#N/A"},{"$error":"#N/A"},{"$error":"#N/A"}]
[null,{"$f":"IF(DataInput!B214=$B$8,IF($B$9=$B$10,TRUE,IF(DataInput!E214=$B$9,TRUE,FALSE)))","v":true},null,null,{"$f":"IF(B215=TRUE,DataInput!B214,NA())","v":"SA"},{"$f":"IF($E215=DataInput!$B214,DataInput!C214,NA())","v":"SGSDRN"},{"$f":"IF($E215=DataInput!$B214,DataInput!D214,NA())","v":"DORRIEN"},{"$f":"IF($E215=DataInput!$B214,DataInput!E214,NA())","v":"SAPN"},{"$f":"IF($E215=DataInput!$B214,DataInput!F214,NA())","v":"Summer"},{"$f":"IF($E215=DataInput!$B214,DataInput!G214,NA())","v":"Non-Coincident"},{"$f":"IF($E215=DataInput!$B214,DataInput!H214,NA())","v":2014},{"$f":"IF($E215=DataInput!$B214,DataInput!I214,NA())","v":"Actual"},{"$f":"IF($E215=DataInput!$B214,DataInput!J214,NA())","v":56.588132000000002},{"$f":"IF($E215=DataInput!$B214,DataInput!K214,NA())","v":"NA"},null,null,"SA DORRIEN",null,null,null,null,false,null,null,{"$error":"#N/A"},{"$error":"#N/A"},{"$error":"#N/A"},{"$error":"#N/A"},{"$error":"#N/A"},{"$error":"#N/A"},{"$error":"#N/A"},{"$error":"#N/A"},{"$error":"#N/A"},{"$error":"#N/A"}]
[null,{"$f":"IF(DataInput!B215=$B$8,IF($B$9=$B$10,TRUE,IF(DataInput!E215=$B$9,TRUE,FALSE)))","v":true},null,null,{"$f":"IF(B216=TRUE,DataInput!B215,NA())","v":"SA"},{"$f":"IF($E216=DataInput!$B215,DataInput!C215,NA())","v":"SGSDRN"},{"$f":"IF($E216=DataInput!$B215,DataInput!D215,NA())","v":"DORRIEN"},{"$f":"IF($E216=DataInput!$B215,DataInput!E215,NA())","v":"SAPN"},{"$f":"IF($E216=DataInput!$B215,DataInput!F215,NA())","v":"Winter"},{"$f":"IF($E216=DataInput!$B215,DataInput!G215,NA())","v":"Non-Coincident"},{"$f":"IF($E216=DataInput!$B215,DataInput!H215,NA())","v":2003},{"$f":"IF($E216=DataInput!$B215,DataInput!I215,NA())","v":"Actual"},{"$f":"IF($E216=DataInput!$B215,DataInput!J215,NA())","v":16.420425999999999},{"$f":"IF($E216=DataInput!$B215,DataInput!K215,NA())","v":"NA"},null,null,"SA DORRIEN",null,null,null,null,false,null,null,{"$error":"#N/A"},{"$error":"#N/A"},{"$error":"#N/A"},{"$error":"#N/A"},{"$error":"#N/A"},{"$error":"#N/A"},{"$error":"#N/A"},{"$error":"#N/A"},{"$error":"#N/A"},{"$error":"#N/A"}]
[null,{"$f":"IF(DataInput!B216=$B$8,IF($B$9=$B$10,TRUE,IF(DataInput!E216=$B$9,TRUE,FALSE)))","v":true},null,null,{"$f":"IF(B217=TRUE,DataInput!B216,NA())","v":"SA"},{"$f":"IF($E217=DataInput!$B216,DataInput!C216,NA())","v":"SGSDRN"},{"$f":"IF($E217=DataInput!$B216,DataInput!D216,NA())","v":"DORRIEN"},{"$f":"IF($E217=DataInput!$B216,DataInput!E216,NA())","v":"SAPN"},{"$f":"IF($E217=DataInput!$B216,DataInput!F216,NA())","v":"Winter"},{"$f":"IF($E217=DataInput!$B216,DataInput!G216,NA())","v":"Non-Coincident"},{"$f":"IF($E217=DataInput!$B216,DataInput!H216,NA())","v":2004},{"$f":"IF($E217=DataInput!$B216,DataInput!I216,NA())","v":"Actual"},{"$f":"IF($E217=DataInput!$B216,DataInput!J216,NA())","v":23.154966000000002},{"$f":"IF($E217=DataInput!$B216,DataInput!K216,NA())","v":"NA"},null,null,"SA DORRIEN",null,null,null,null,false,null,null,{"$error":"#N/A"},{"$error":"#N/A"},{"$error":"#N/A"},{"$error":"#N/A"},{"$error":"#N/A"},{"$error":"#N/A"},{"$error":"#N/A"},{"$error":"#N/A"},{"$error":"#N/A"},{"$error":"#N/A"}]
[null,{"$f":"IF(DataInput!B217=$B$8,IF($B$9=$B$10,TRUE,IF(DataInput!E217=$B$9,TRUE,FALSE)))","v":true},null,null,{"$f":"IF(B218=TRUE,DataInput!B217,NA())","v":"SA"},{"$f":"IF($E218=DataInput!$B217,DataInput!C217,NA())","v":"SGSDRN"},{"$f":"IF($E218=DataInput!$B217,DataInput!D217,NA())","v":"DORRIEN"},{"$f":"IF($E218=DataInput!$B217,DataInput!E217,NA())","v":"SAPN"},{"$f":"IF($E218=DataInput!$B217,DataInput!F217,NA())","v":"Winter"},{"$f":"IF($E218=DataInput!$B217,DataInput!G217,NA())","v":"Non-Coincident"},{"$f":"IF($E218=DataInput!$B217,DataInput!H217,NA())","v":2005},{"$f":"IF($E218=DataInput!$B217,DataInput!I217,NA())","v":"Actual"},{"$f":"IF($E218=DataInput!$B217,DataInput!J217,NA())","v":38.179262000000001},{"$f":"IF($E218=DataInput!$B217,DataInput!K217,NA())","v":"NA"},null,null,"SA DORRIEN",null,null,null,null,false,null,null,{"$error":"#N/A"},{"$error":"#N/A"},{"$error":"#N/A"},{"$error":"#N/A"},{"$error":"#N/A"},{"$error":"#N/A"},{"$error":"#N/A"},{"$error":"#N/A"},{"$error":"#N/A"},{"$error":"#N/A"}]
[null,{"$f":"IF(DataInput!B218=$B$8,IF($B$9=$B$10,TRUE,IF(DataInput!E218=$B$9,TRUE,FALSE)))","v":true},null,null,{"$f":"IF(B219=TRUE,DataInput!B218,NA())","v":"SA"},{"$f":"IF($E219=DataInput!$B218,DataInput!C218,NA())","v":"SGSDRN"},{"$f":"IF($E219=DataInput!$B218,DataInput!D218,NA())","v":"DORRIEN"},{"$f":"IF($E219=DataInput!$B218,DataInput!E218,NA())","v":"SAPN"},{"$f":"IF($E219=DataInput!$B218,DataInput!F218,NA())","v":"Winter"},{"$f":"IF($E219=DataInput!$B218,DataInput!G218,NA())","v":"Non-Coincident"},{"$f":"IF($E219=DataInput!$B218,DataInput!H218,NA())","v":2006},{"$f":"IF($E219=DataInput!$B218,DataInput!I218,NA())","v":"Actual"},{"$f":"IF($E219=DataInput!$B218,DataInput!J218,NA())","v":40.652312000000002},{"$f":"IF($E219=DataInput!$B218,DataInput!K218,NA())","v":"NA"},null,null,"SA DORRIEN",null,null,null,null,false,null,null,{"$error":"#N/A"},{"$error":"#N/A"},{"$error":"#N/A"},{"$error":"#N/A"},{"$error":"#N/A"},{"$error":"#N/A"},{"$error":"#N/A"},{"$error":"#N/A"},{"$error":"#N/A"},{"$error":"#N/A"}]
[null,{"$f":"IF(DataInput!B219=$B$8,IF($B$9=$B$10,TRUE,IF(DataInput!E219=$B$9,TRUE,FALSE)))","v":true},null,null,{"$f":"IF(B220=TRUE,DataInput!B219,NA())","v":"SA"},{"$f":"IF($E220=DataInput!$B219,DataInput!C219,NA())","v":"SGSDRN"},{"$f":"IF($E220=DataInput!$B219,DataInput!D219,NA())","v":"DORRIEN"},{"$f":"IF($E220=DataInput!$B219,DataInput!E219,NA())","v":"SAPN"},{"$f":"IF($E220=DataInput!$B219,DataInput!F219,NA())","v":"Winter"},{"$f":"IF($E220=DataInput!$B219,DataInput!G219,NA())","v":"Non-Coincident"},{"$f":"IF($E220=DataInput!$B219,DataInput!H219,NA())","v":2007},{"$f":"IF($E220=DataInput!$B219,DataInput!I219,NA())","v":"Actual"},{"$f":"IF($E220=DataInput!$B219,DataInput!J219,NA())","v":41.377249999999997},{"$f":"IF($E220=DataInput!$B219,DataInput!K219,NA())","v":"NA"},null,null,"SA DORRIEN",null,null,null,null,false,null,null,{"$error":"#N/A"},{"$error":"#N/A"},{"$error":"#N/A"},{"$error":"#N/A"},{"$error":"#N/A"},{"$error":"#N/A"},{"$error":"#N/A"},{"$error":"#N/A"},{"$error":"#N/A"},{"$error":"#N/A"}]
[null,{"$f":"IF(DataInput!B220=$B$8,IF($B$9=$B$10,TRUE,IF(DataInput!E220=$B$9,TRUE,FALSE)))","v":true},null,null,{"$f":"IF(B221=TRUE,DataInput!B220,NA())","v":"SA"},{"$f":"IF($E221=DataInput!$B220,DataInput!C220,NA())","v":"SGSDRN"},{"$f":"IF($E221=DataInput!$B220,DataInput!D220,NA())","v":"DORRIEN"},{"$f":"IF($E221=DataInput!$B220,DataInput!E220,NA())","v":"SAPN"},{"$f":"IF($E221=DataInput!$B220,DataInput!F220,NA())","v":"Winter"},{"$f":"IF($E221=DataInput!$B220,DataInput!G220,NA())","v":"Non-Coincident"},{"$f":"IF($E221=DataInput!$B220,DataInput!H220,NA())","v":2008},{"$f":"IF($E221=DataInput!$B220,DataInput!I220,NA())","v":"Actual"},{"$f":"IF($E221=DataInput!$B220,DataInput!J220,NA())","v":44.359895999999999},{"$f":"IF($E221=DataInput!$B220,DataInput!K220,NA())","v":"NA"},null,null,"SA DORRIEN",null,null,null,null,false,null,null,{"$error":"#N/A"},{"$error":"#N/A"},{"$error":"#N/A"},{"$error":"#N/A"},{"$error":"#N/A"},{"$error":"#N/A"},{"$error":"#N/A"},{"$error":"#N/A"},{"$error":"#N/A"},{"$error":"#N/A"}]
[null,{"$f":"IF(DataInput!B221=$B$8,IF($B$9=$B$10,TRUE,IF(DataInput!E221=$B$9,TRUE,FALSE)))","v":true},null,null,{"$f":"IF(B222=TRUE,DataInput!B221,NA())","v":"SA"},{"$f":"IF($E222=DataInput!$B221,DataInput!C221,NA())","v":"SGSDRN"},{"$f":"IF($E222=DataInput!$B221,DataInput!D221,NA())","v":"DORRIEN"},{"$f":"IF($E222=DataInput!$B221,DataInput!E221,NA())","v":"SAPN"},{"$f":"IF($E222=DataInput!$B221,DataInput!F221,NA())","v":"Winter"},{"$f":"IF($E222=DataInput!$B221,DataInput!G221,NA())","v":"Non-Coincident"},{"$f":"IF($E222=DataInput!$B221,DataInput!H221,NA())","v":2009},{"$f":"IF($E222=DataInput!$B221,DataInput!I221,NA())","v":"Actual"},{"$f":"IF($E222=DataInput!$B221,DataInput!J221,NA())","v":42.074848000000003},{"$f":"IF($E222=DataInput!$B221,DataInput!K221,NA())","v":"NA"},null,null,"SA DORRIEN",null,null,null,null,false,null,null,{"$error":"#N/A"},{"$error":"#N/A"},{"$error":"#N/A"},{"$error":"#N/A"},{"$error":"#N/A"},{"$error":"#N/A"},{"$error":"#N/A"},{"$error":"#N/A"},{"$error":"#N/A"},{"$error":"#N/A"}]
[null,{"$f":"IF(DataInput!B222=$B$8,IF($B$9=$B$10,TRUE,IF(DataInput!E222=$B$9,TRUE,FALSE)))","v":true},null,null,{"$f":"IF(B223=TRUE,DataInput!B222,NA())","v":"SA"},{"$f":"IF($E223=DataInput!$B222,DataInput!C222,NA())","v":"SGSDRN"},{"$f":"IF($E223=DataInput!$B222,DataInput!D222,NA())","v":"DORRIEN"},{"$f":"IF($E223=DataInput!$B222,DataInput!E222,NA())","v":"SAPN"},{"$f":"IF($E223=DataInput!$B222,DataInput!F222,NA())","v":"Winter"},{"$f":"IF($E223=DataInput!$B222,DataInput!G222,NA())","v":"Non-Coincident"},{"$f":"IF($E223=DataInput!$B222,DataInput!H222,NA())","v":2010},{"$f":"IF($E223=DataInput!$B222,DataInput!I222,NA())","v":"Actual"},{"$f":"IF($E223=DataInput!$B222,DataInput!J222,NA())","v":43.469946},{"$f":"IF($E223=DataInput!$B222,DataInput!K222,NA())","v":"NA"},null,null,"SA DORRIEN",null,null,null,null,false,null,null,{"$error":"#N/A"},{"$error":"#N/A"},{"$error":"#N/A"},{"$error":"#N/A"},{"$error":"#N/A"},{"$error":"#N/A"},{"$error":"#N/A"},{"$error":"#N/A"},{"$error":"#N/A"},{"$error":"#N/A"}]
[null,{"$f":"IF(DataInput!B223=$B$8,IF($B$9=$B$10,TRUE,IF(DataInput!E223=$B$9,TRUE,FALSE)))","v":true},null,null,{"$f":"IF(B224=TRUE,DataInput!B223,NA())","v":"SA"},{"$f":"IF($E224=DataInput!$B223,DataInput!C223,NA())","v":"SGSDRN"},{"$f":"IF($E224=DataInput!$B223,DataInput!D223,NA())","v":"DORRIEN"},{"$f":"IF($E224=DataInput!$B223,DataInput!E223,NA())","v":"SAPN"},{"$f":"IF($E224=DataInput!$B223,DataInput!F223,NA())","v":"Winter"},{"$f":"IF($E224=DataInput!$B223,DataInput!G223,NA())","v":"Non-Coincident"},{"$f":"IF($E224=DataInput!$B223,DataInput!H223,NA())","v":2011},{"$f":"IF($E224=DataInput!$B223,DataInput!I223,NA())","v":"Actual"},{"$f":"IF($E224=DataInput!$B223,DataInput!J223,NA())","v":42.596798},{"$f":"IF($E224=DataInput!$B223,DataInput!K223,NA())","v":"NA"},null,null,"SA DORRIEN",null,null,null,null,false,null,null,{"$error":"#N/A"},{"$error":"#N/A"},{"$error":"#N/A"},{"$error":"#N/A"},{"$error":"#N/A"},{"$error":"#N/A"},{"$error":"#N/A"},{"$error":"#N/A"},{"$error":"#N/A"},{"$error":"#N/A"}]
[null,{"$f":"IF(DataInput!B224=$B$8,IF($B$9=$B$10,TRUE,IF(DataInput!E224=$B$9,TRUE,FALSE)))","v":true},null,null,{"$f":"IF(B225=TRUE,DataInput!B224,NA())","v":"SA"},{"$f":"IF($E225=DataInput!$B224,DataInput!C224,NA())","v":"SGSDRN"},{"$f":"IF($E225=DataInput!$B224,DataInput!D224,NA())","v":"DORRIEN"},{"$f":"IF($E225=DataInput!$B224,DataInput!E224,NA())","v":"SAPN"},{"$f":"IF($E225=DataInput!$B224,DataInput!F224,NA())","v":"Winter"},{"$f":"IF($E225=DataInput!$B224,DataInput!G224,NA())","v":"Non-Coincident"},{"$f":"IF($E225=DataInput!$B224,DataInput!H224,NA())","v":2012},{"$f":"IF($E225=DataInput!$B224,DataInput!I224,NA())","v":"Actual"},{"$f":"IF($E225=DataInput!$B224,DataInput!J224,NA())","v":42.185070000000003},{"$f":"IF($E225=DataInput!$B224,DataInput!K224,NA())","v":"NA"},null,null,"SA DORRIEN",null,null,null,null,false,null,null,{"$error":"#N/A"},{"$error":"#N/A"},{"$error":"#N/A"},{"$error":"#N/A"},{"$error":"#N/A"},{"$error":"#N/A"},{"$error":"#N/A"},{"$error":"#N/A"},{"$error":"#N/A"},{"$error":"#N/A"}]
[null,{"$f":"IF(DataInput!B225=$B$8,IF($B$9=$B$10,TRUE,IF(DataInput!E225=$B$9,TRUE,FALSE)))","v":true},null,null,{"$f":"IF(B226=TRUE,DataInput!B225,NA())","v":"SA"},{"$f":"IF($E226=DataInput!$B225,DataInput!C225,NA())","v":"SGSDRN"},{"$f":"IF($E226=DataInput!$B225,DataInput!D225,NA())","v":"DORRIEN"},{"$f":"IF($E226=DataInput!$B225,DataInput!E225,NA())","v":"SAPN"},{"$f":"IF($E226=DataInput!$B225,DataInput!F225,NA())","v":"Winter"},{"$f":"IF($E226=DataInput!$B225,DataInput!G225,NA())","v":"Non-Coincident"},{"$f":"IF($E226=DataInput!$B225,DataInput!H225,NA())","v":2013},{"$f":"IF($E226=DataInput!$B225,DataInput!I225,NA())","v":"Actual"},{"$f":"IF($E226=DataInput!$B225,DataInput!J225,NA())","v":40.200105999999998},{"$f":"IF($E226=DataInput!$B225,DataInput!K225,NA())","v":"NA"},null,null,"SA DORRIEN",null,null,null,null,false,null,null,{"$error":"#N/A"},{"$error":"#N/A"},{"$error":"#N/A"},{"$error":"#N/A"},{"$error":"#N/A"},{"$error":"#N/A"},{"$error":"#N/A"},{"$error":"#N/A"},{"$error":"#N/A"},{"$error":"#N/A"}]
[null,{"$f":"IF(DataInput!B226=$B$8,IF($B$9=$B$10,TRUE,IF(DataInput!E226=$B$9,TRUE,FALSE)))","v":true},null,null,{"$f":"IF(B227=TRUE,DataInput!B226,NA())","v":"SA"},{"$f":"IF($E227=DataInput!$B226,DataInput!C226,NA())","v":"SGSDRN"},{"$f":"IF($E227=DataInput!$B226,DataInput!D226,NA())","v":"DORRIEN"},{"$f":"IF($E227=DataInput!$B226,DataInput!E226,NA())","v":"SAPN"},{"$f":"IF($E227=DataInput!$B226,DataInput!F226,NA())","v":"Winter"},{"$f":"IF($E227=DataInput!$B226,DataInput!G226,NA())","v":"Non-Coincident"},{"$f":"IF($E227=DataInput!$B226,DataInput!H226,NA())","v":2014},{"$f":"IF($E227=DataInput!$B226,DataInput!I226,NA())","v":"Actual"},{"$f":"IF($E227=DataInput!$B226,DataInput!J226,NA())","v":41.205240000000003},{"$f":"IF($E227=DataInput!$B226,DataInput!K226,NA())","v":"NA"},null,null,"SA DORRIEN",null,null,null,null,false,null,null,{"$error":"#N/A"},{"$error":"#N/A"},{"$error":"#N/A"},{"$error":"#N/A"},{"$error":"#N/A"},{"$error":"#N/A"},{"$error":"#N/A"},{"$error":"#N/A"},{"$error":"#N/A"},{"$error":"#N/A"}]
[null,{"$f":"IF(DataInput!B227=$B$8,IF($B$9=$B$10,TRUE,IF(DataInput!E227=$B$9,TRUE,FALSE)))","v":true},null,null,{"$f":"IF(B228=TRUE,DataInput!B227,NA())","v":"SA"},{"$f":"IF($E228=DataInput!$B227,DataInput!C227,NA())","v":"SGSKET"},{"$f":"IF($E228=DataInput!$B227,DataInput!D227,NA())","v":"KEITH"},{"$f":"IF($E228=DataInput!$B227,DataInput!E227,NA())","v":"SAPN"},{"$f":"IF($E228=DataInput!$B227,DataInput!F227,NA())","v":"Summer"},{"$f":"IF($E228=DataInput!$B227,DataInput!G227,NA())","v":"Non-Coincident"},{"$f":"IF($E228=DataInput!$B227,DataInput!H227,NA())","v":2003},{"$f":"IF($E228=DataInput!$B227,DataInput!I227,NA())","v":"Actual"},{"$f":"IF($E228=DataInput!$B227,DataInput!J227,NA())","v":24.950752000000001},{"$f":"IF($E228=DataInput!$B227,DataInput!K227,NA())","v":"NA"},null,null,"SA KEITH",null,null,null,null,false,null,null,{"$error":"#N/A"},{"$error":"#N/A"},{"$error":"#N/A"},{"$error":"#N/A"},{"$error":"#N/A"},{"$error":"#N/A"},{"$error":"#N/A"},{"$error":"#N/A"},{"$error":"#N/A"},{"$error":"#N/A"}]
[null,{"$f":"IF(DataInput!B228=$B$8,IF($B$9=$B$10,TRUE,IF(DataInput!E228=$B$9,TRUE,FALSE)))","v":true},null,null,{"$f":"IF(B229=TRUE,DataInput!B228,NA())","v":"SA"},{"$f":"IF($E229=DataInput!$B228,DataInput!C228,NA())","v":"SGSKET"},{"$f":"IF($E229=DataInput!$B228,DataInput!D228,NA())","v":"KEITH"},{"$f":"IF($E229=DataInput!$B228,DataInput!E228,NA())","v":"SAPN"},{"$f":"IF($E229=DataInput!$B228,DataInput!F228,NA())","v":"Summer"},{"$f":"IF($E229=DataInput!$B228,DataInput!G228,NA())","v":"Non-Coincident"},{"$f":"IF($E229=DataInput!$B228,DataInput!H228,NA())","v":2004},{"$f":"IF($E229=DataInput!$B228,DataInput!I228,NA())","v":"Actual"},{"$f":"IF($E229=DataInput!$B228,DataInput!J228,NA())","v":20.310904000000001},{"$f":"IF($E229=DataInput!$B228,DataInput!K228,NA())","v":"NA"},null,null,"SA KEITH",null,null,null,null,false,null,null,{"$error":"#N/A"},{"$error":"#N/A"},{"$error":"#N/A"},{"$error":"#N/A"},{"$error":"#N/A"},{"$error":"#N/A"},{"$error":"#N/A"},{"$error":"#N/A"},{"$error":"#N/A"},{"$error":"#N/A"}]
[null,{"$f":"IF(DataInput!B229=$B$8,IF($B$9=$B$10,TRUE,IF(DataInput!E229=$B$9,TRUE,FALSE)))","v":true},null,null,{"$f":"IF(B230=TRUE,DataInput!B229,NA())","v":"SA"},{"$f":"IF($E230=DataInput!$B229,DataInput!C229,NA())","v":"SGSKET"},{"$f":"IF($E230=DataInput!$B229,DataInput!D229,NA())","v":"KEITH"},{"$f":"IF($E230=DataInput!$B229,DataInput!E229,NA())","v":"SAPN"},{"$f":"IF($E230=DataInput!$B229,DataInput!F229,NA())","v":"Summer"},{"$f":"IF($E230=DataInput!$B229,DataInput!G229,NA())","v":"Non-Coincident"},{"$f":"IF($E230=DataInput!$B229,DataInput!H229,NA())","v":2005},{"$f":"IF($E230=DataInput!$B229,DataInput!I229,NA())","v":"Actual"},{"$f":"IF($E230=DataInput!$B229,DataInput!J229,NA())","v":19.978895999999999},{"$f":"IF($E230=DataInput!$B229,DataInput!K229,NA())","v":"NA"},null,null,"SA KEITH",null,null,null,null,false,null,null,{"$error":"#N/A"},{"$error":"#N/A"},{"$error":"#N/A"},{"$error":"#N/A"},{"$error":"#N/A"},{"$error":"#N/A"},{"$error":"#N/A"},{"$error":"#N/A"},{"$error":"#N/A"},{"$error":"#N/A"}]
[null,{"$f":"IF(DataInput!B230=$B$8,IF($B$9=$B$10,TRUE,IF(DataInput!E230=$B$9,TRUE,FALSE)))","v":true},null,null,{"$f":"IF(B231=TRUE,DataInput!B230,NA())","v":"SA"},{"$f":"IF($E231=DataInput!$B230,DataInput!C230,NA())","v":"SGSKET"},{"$f":"IF($E231=DataInput!$B230,DataInput!D230,NA())","v":"KEITH"},{"$f":"IF($E231=DataInput!$B230,DataInput!E230,NA())","v":"SAPN"},{"$f":"IF($E231=DataInput!$B230,DataInput!F230,NA())","v":"Summer"},{"$f":"IF($E231=DataInput!$B230,DataInput!G230,NA())","v":"Non-Coincident"},{"$f":"IF($E231=DataInput!$B230,DataInput!H230,NA())","v":2006},{"$f":"IF($E231=DataInput!$B230,DataInput!I230,NA())","v":"Actual"},{"$f":"IF($E231=DataInput!$B230,DataInput!J230,NA())","v":22.968164000000002},{"$f":"IF($E231=DataInput!$B230,DataInput!K230,NA())","v":"NA"},null,null,"SA KEITH",null,null,null,null,false,null,null,{"$error":"#N/A"},{"$error":"#N/A"},{"$error":"#N/A"},{"$error":"#N/A"},{"$error":"#N/A"},{"$error":"#N/A"},{"$error":"#N/A"},{"$error":"#N/A"},{"$error":"#N/A"},{"$error":"#N/A"}]
[null,{"$f":"IF(DataInput!B231=$B$8,IF($B$9=$B$10,TRUE,IF(DataInput!E231=$B$9,TRUE,FALSE)))","v":true},null,null,{"$f":"IF(B232=TRUE,DataInput!B231,NA())","v":"SA"},{"$f":"IF($E232=DataInput!$B231,DataInput!C231,NA())","v":"SGSKET"},{"$f":"IF($E232=DataInput!$B231,DataInput!D231,NA())","v":"KEITH"},{"$f":"IF($E232=DataInput!$B231,DataInput!E231,NA())","v":"SAPN"},{"$f":"IF($E232=DataInput!$B231,DataInput!F231,NA())","v":"Summer"},{"$f":"IF($E232=DataInput!$B231,DataInput!G231,NA())","v":"Non-Coincident"},{"$f":"IF($E232=DataInput!$B231,DataInput!H231,NA())","v":2007},{"$f":"IF($E232=DataInput!$B231,DataInput!I231,NA())","v":"Actual"},{"$f":"IF($E232=DataInput!$B231,DataInput!J231,NA())","v":21.881072},{"$f":"IF($E232=DataInput!$B231,DataInput!K231,NA())","v":"NA"},null,null,"SA KEITH",null,null,null,null,false,null,null,{"$error":"#N/A"},{"$error":"#N/A"},{"$error":"#N/A"},{"$error":"#N/A"},{"$error":"#N/A"},{"$error":"#N/A"},{"$error":"#N/A"},{"$error":"#N/A"},{"$error":"#N/A"},{"$error":"#N/A"}]
[null,{"$f":"IF(DataInput!B232=$B$8,IF($B$9=$B$10,TRUE,IF(DataInput!E232=$B$9,TRUE,FALSE)))","v":true},null,null,{"$f":"IF(B233=TRUE,DataInput!B232,NA())","v":"SA"},{"$f":"IF($E233=DataInput!$B232,DataInput!C232,NA())","v":"SGSKET"},{"$f":"IF($E233=DataInput!$B232,DataInput!D232,NA())","v":"KEITH"},{"$f":"IF($E233=DataInput!$B232,DataInput!E232,NA())","v":"SAPN"},{"$f":"IF($E233=DataInput!$B232,DataInput!F232,NA())","v":"Summer"},{"$f":"IF($E233=DataInput!$B232,DataInput!G232,NA())","v":"Non-Coincident"},{"$f":"IF($E233=DataInput!$B232,DataInput!H232,NA())","v":2008},{"$f":"IF($E233=DataInput!$B232,DataInput!I232,NA())","v":"Actual"},{"$f":"IF($E233=DataInput!$B232,DataInput!J232,NA())","v":23.053395999999999},{"$f":"IF($E233=DataInput!$B232,DataInput!K232,NA())","v":"NA"},null,null,"SA KEITH",null,null,null,null,false,null,null,{"$error":"#N/A"},{"$error":"#N/A"},{"$error":"#N/A"},{"$error":"#N/A"},{"$error":"#N/A"},{"$error":"#N/A"},{"$error":"#N/A"},{"$error":"#N/A"},{"$error":"#N/A"},{"$error":"#N/A"}]
[null,{"$f":"IF(DataInput!B233=$B$8,IF($B$9=$B$10,TRUE,IF(DataInput!E233=$B$9,TRUE,FALSE)))","v":true},null,null,{"$f":"IF(B234=TRUE,DataInput!B233,NA())","v":"SA"},{"$f":"IF($E234=DataInput!$B233,DataInput!C233,NA())","v":"SGSKET"},{"$f":"IF($E234=DataInput!$B233,DataInput!D233,NA())","v":"KEITH"},{"$f":"IF($E234=DataInput!$B233,DataInput!E233,NA())","v":"SAPN"},{"$f":"IF($E234=DataInput!$B233,DataInput!F233,NA())","v":"Summer"},{"$f":"IF($E234=DataInput!$B233,DataInput!G233,NA())","v":"Non-Coincident"},{"$f":"IF($E234=DataInput!$B233,DataInput!H233,NA())","v":2009},{"$f":"IF($E234=DataInput!$B233,DataInput!I233,NA())","v":"Actual"},{"$f":"IF($E234=DataInput!$B233,DataInput!J233,NA())","v":29.192148},{"$f":"IF($E234=DataInput!$B233,DataInput!K233,NA())","v":"NA"},null,null,"SA KEITH",null,null,null,null,false,null,null,{"$error":"#N/A"},{"$error":"#N/A"},{"$error":"#N/A"},{"$error":"#N/A"},{"$error":"#N/A"},{"$error":"#N/A"},{"$error":"#N/A"},{"$error":"#N/A"},{"$error":"#N/A"},{"$error":"#N/A"}]
[null,{"$f":"IF(DataInput!B234=$B$8,IF($B$9=$B$10,TRUE,IF(DataInput!E234=$B$9,TRUE,FALSE)))","v":true},null,null,{"$f":"IF(B235=TRUE,DataInput!B234,NA())","v":"SA"},{"$f":"IF($E235=DataInput!$B234,DataInput!C234,NA())","v":"SGSKET"},{"$f":"IF($E235=DataInput!$B234,DataInput!D234,NA())","v":"KEITH"},{"$f":"IF($E235=DataInput!$B234,DataInput!E234,NA())","v":"SAPN"},{"$f":"IF($E235=DataInput!$B234,DataInput!F234,NA())","v":"Summer"},{"$f":"IF($E235=DataInput!$B234,DataInput!G234,NA())","v":"Non-Coincident"},{"$f":"IF($E235=DataInput!$B234,DataInput!H234,NA())","v":2010},{"$f":"IF($E235=DataInput!$B234,DataInput!I234,NA())","v":"Actual"},{"$f":"IF($E235=DataInput!$B234,DataInput!J234,NA())","v":24.013932},{"$f":"IF($E235=DataInput!$B234,DataInput!K234,NA())","v":"NA"},null,null,"SA KEITH",null,null,null,null,false,null,null,{"$error":"#N/A"},{"$error":"#N/A"},{"$error":"#N/A"},{"$error":"#N/A"},{"$error":"#N/A"},{"$error":"#N/A"},{"$error":"#N/A"},{"$error":"#N/A"},{"$error":"#N/A"},{"$error":"#N/A"}]
[null,{"$f":"IF(DataInput!B235=$B$8,IF($B$9=$B$10,TRUE,IF(DataInput!E235=$B$9,TRUE,FALSE)))","v":true},null,null,{"$f":"IF(B236=TRUE,DataInput!B235,NA())","v":"SA"},{"$f":"IF($E236=DataInput!$B235,DataInput!C235,NA())","v":"SGSKET"},{"$f":"IF($E236=DataInput!$B235,DataInput!D235,NA())","v":"KEITH"},{"$f":"IF($E236=DataInput!$B235,DataInput!E235,NA())","v":"SAPN"},{"$f":"IF($E236=DataInput!$B235,DataInput!F235,NA())","v":"Summer"},{"$f":"IF($E236=DataInput!$B235,DataInput!G235,NA())","v":"Non-Coincident"},{"$f":"IF($E236=DataInput!$B235,DataInput!H235,NA())","v":2011},{"$f":"IF($E236=DataInput!$B235,DataInput!I235,NA())","v":"Actual"},{"$f":"IF($E236=DataInput!$B235,DataInput!J235,NA())","v":22.080307999999999},{"$f":"IF($E236=DataInput!$B235,DataInput!K235,NA())","v":"NA"},null,null,"SA KEITH",null,null,null,null,false,null,null,{"$error":"#N/A"},{"$error":"#N/A"},{"$error":"#N/A"},{"$error":"#N/A"},{"$error":"#N/A"},{"$error":"#N/A"},{"$error":"#N/A"},{"$error":"#N/A"},{"$error":"#N/A"},{"$error":"#N/A"}]
[null,{"$f":"IF(DataInput!B236=$B$8,IF($B$9=$B$10,TRUE,IF(DataInput!E236=$B$9,TRUE,FALSE)))","v":true},null,null,{"$f":"IF(B237=TRUE,DataInput!B236,NA())","v":"SA"},{"$f":"IF($E237=DataInput!$B236,DataInput!C236,NA())","v":"SGSKET"},{"$f":"IF($E237=DataInput!$B236,DataInput!D236,NA())","v":"KEITH"},{"$f":"IF($E237=DataInput!$B236,DataInput!E236,NA())","v":"SAPN"},{"$f":"IF($E237=DataInput!$B236,DataInput!F236,NA())","v":"Summer"},{"$f":"IF($E237=DataInput!$B236,DataInput!G236,NA())","v":"Non-Coincident"},{"$f":"IF($E237=DataInput!$B236,DataInput!H236,NA())","v":2012},{"$f":"IF($E237=DataInput!$B236,DataInput!I236,NA())","v":"Actual"},{"$f":"IF($E237=DataInput!$B236,DataInput!J236,NA())","v":20.561295999999999},{"$f":"IF($E237=DataInput!$B236,DataInput!K236,NA())","v":"NA"},null,null,"SA KEITH",null,null,null,null,false,null,null,{"$error":"#N/A"},{"$error":"#N/A"},{"$error":"#N/A"},{"$error":"#N/A"},{"$error":"#N/A"},{"$error":"#N/A"},{"$error":"#N/A"},{"$error":"#N/A"},{"$error":"#N/A"},{"$error":"#N/A"}]
[null,{"$f":"IF(DataInput!B237=$B$8,IF($B$9=$B$10,TRUE,IF(DataInput!E237=$B$9,TRUE,FALSE)))","v":true},null,null,{"$f":"IF(B238=TRUE,DataInput!B237,NA())","v":"SA"},{"$f":"IF($E238=DataInput!$B237,DataInput!C237,NA())","v":"SGSKET"},{"$f":"IF($E238=DataInput!$B237,DataInput!D237,NA())","v":"KEITH"},{"$f":"IF($E238=DataInput!$B237,DataInput!E237,NA())","v":"SAPN"},{"$f":"IF($E238=DataInput!$B237,DataInput!F237,NA())","v":"Summer"},{"$f":"IF($E238=DataInput!$B237,DataInput!G237,NA())","v":"Non-Coincident"},{"$f":"IF($E238=DataInput!$B237,DataInput!H237,NA())","v":2013},{"$f":"IF($E238=DataInput!$B237,DataInput!I237,NA())","v":"Actual"},{"$f":"IF($E238=DataInput!$B237,DataInput!J237,NA())","v":20.937044},{"$f":"IF($E238=DataInput!$B237,DataInput!K237,NA())","v":"NA"},null,null,"SA KEITH",null,null,null,null,false,null,null,{"$error":"#N/A"},{"$error":"#N/A"},{"$error":"#N/A"},{"$error":"#N/A"},{"$error":"#N/A"},{"$error":"#N/A"},{"$error":"#N/A"},{"$error":"#N/A"},{"$error":"#N/A"},{"$error":"#N/A"}]
[null,{"$f":"IF(DataInput!B238=$B$8,IF($B$9=$B$10,TRUE,IF(DataInput!E238=$B$9,TRUE,FALSE)))","v":true},null,null,{"$f":"IF(B239=TRUE,DataInput!B238,NA())","v":"SA"},{"$f":"IF($E239=DataInput!$B238,DataInput!C238,NA())","v":"SGSKET"},{"$f":"IF($E239=DataInput!$B238,DataInput!D238,NA())","v":"KEITH"},{"$f":"IF($E239=DataInput!$B238,DataInput!E238,NA())","v":"SAPN"},{"$f":"IF($E239=DataInput!$B238,DataInput!F238,NA())","v":"Summer"},{"$f":"IF($E239=DataInput!$B238,DataInput!G238,NA())","v":"Non-Coincident"},{"$f":"IF($E239=DataInput!$B238,DataInput!H238,NA())","v":2014},{"$f":"IF($E239=DataInput!$B238,DataInput!I238,NA())","v":"Actual"},{"$f":"IF($E239=DataInput!$B238,DataInput!J238,NA())","v":25.373816000000001},{"$f":"IF($E239=DataInput!$B238,DataInput!K238,NA())","v":"NA"},null,null,"SA KEITH",null,null,null,null,false,null,null,{"$error":"#N/A"},{"$error":"#N/A"},{"$error":"#N/A"},{"$error":"#N/A"},{"$error":"#N/A"},{"$error":"#N/A"},{"$error":"#N/A"},{"$error":"#N/A"},{"$error":"#N/A"},{"$error":"#N/A"}]
[null,{"$f":"IF(DataInput!B239=$B$8,IF($B$9=$B$10,TRUE,IF(DataInput!E239=$B$9,TRUE,FALSE)))","v":true},null,null,{"$f":"IF(B240=TRUE,DataInput!B239,NA())","v":"SA"},{"$f":"IF($E240=DataInput!$B239,DataInput!C239,NA())","v":"SGSKET"},{"$f":"IF($E240=DataInput!$B239,DataInput!D239,NA())","v":"KEITH"},{"$f":"IF($E240=DataInput!$B239,DataInput!E239,NA())","v":"SAPN"},{"$f":"IF($E240=DataInput!$B239,DataInput!F239,NA())","v":"Winter"},{"$f":"IF($E240=DataInput!$B239,DataInput!G239,NA())","v":"Non-Coincident"},{"$f":"IF($E240=DataInput!$B239,DataInput!H239,NA())","v":2003},{"$f":"IF($E240=DataInput!$B239,DataInput!I239,NA())","v":"Actual"},{"$f":"IF($E240=DataInput!$B239,DataInput!J239,NA())","v":15.275838},{"$f":"IF($E240=DataInput!$B239,DataInput!K239,NA())","v":"NA"},null,null,"SA KEITH",null,null,null,null,false,null,null,{"$error":"#N/A"},{"$error":"#N/A"},{"$error":"#N/A"},{"$error":"#N/A"},{"$error":"#N/A"},{"$error":"#N/A"},{"$error":"#N/A"},{"$error":"#N/A"},{"$error":"#N/A"},{"$error":"#N/A"}]
[null,{"$f":"IF(DataInput!B240=$B$8,IF($B$9=$B$10,TRUE,IF(DataInput!E240=$B$9,TRUE,FALSE)))","v":true},null,null,{"$f":"IF(B241=TRUE,DataInput!B240,NA())","v":"SA"},{"$f":"IF($E241=DataInput!$B240,DataInput!C240,NA())","v":"SGSKET"},{"$f":"IF($E241=DataInput!$B240,DataInput!D240,NA())","v":"KEITH"},{"$f":"IF($E241=DataInput!$B240,DataInput!E240,NA())","v":"SAPN"},{"$f":"IF($E241=DataInput!$B240,DataInput!F240,NA())","v":"Winter"},{"$f":"IF($E241=DataInput!$B240,DataInput!G240,NA())","v":"Non-Coincident"},{"$f":"IF($E241=DataInput!$B240,DataInput!H240,NA())","v":2004},{"$f":"IF($E241=DataInput!$B240,DataInput!I240,NA())","v":"Actual"},{"$f":"IF($E241=DataInput!$B240,DataInput!J240,NA())","v":13.478062},{"$f":"IF($E241=DataInput!$B240,DataInput!K240,NA())","v":"NA"},null,null,"SA KEITH",null,null,null,null,false,null,null,{"$error":"#N/A"},{"$error":"#N/A"},{"$error":"#N/A"},{"$error":"#N/A"},{"$error":"#N/A"},{"$error":"#N/A"},{"$error":"#N/A"},{"$error":"#N/A"},{"$error":"#N/A"},{"$error":"#N/A"}]
[null,{"$f":"IF(DataInput!B241=$B$8,IF($B$9=$B$10,TRUE,IF(DataInput!E241=$B$9,TRUE,FALSE)))","v":true},null,null,{"$f":"IF(B242=TRUE,DataInput!B241,NA())","v":"SA"},{"$f":"IF($E242=DataInput!$B241,DataInput!C241,NA())","v":"SGSKET"},{"$f":"IF($E242=DataInput!$B241,DataInput!D241,NA())","v":"KEITH"},{"$f":"IF($E242=DataInput!$B241,DataInput!E241,NA())","v":"SAPN"},{"$f":"IF($E242=DataInput!$B241,DataInput!F241,NA())","v":"Winter"},{"$f":"IF($E242=DataInput!$B241,DataInput!G241,NA())","v":"Non-Coincident"},{"$f":"IF($E242=DataInput!$B241,DataInput!H241,NA())","v":2005},{"$f":"IF($E242=DataInput!$B241,DataInput!I241,NA())","v":"Actual"},{"$f":"IF($E242=DataInput!$B241,DataInput!J241,NA())","v":13.369196000000001},{"$f":"IF($E242=DataInput!$B241,DataInput!K241,NA())","v":"NA"},null,null,"SA KEITH",null,null,null,null,false,null,null,{"$error":"#N/A"},{"$error":"#N/A"},{"$error":"#N/A"},{"$error":"#N/A"},{"$error":"#N/A"},{"$error":"#N/A"},{"$error":"#N/A"},{"$error":"#N/A"},{"$error":"#N/A"},{"$error":"#N/A"}]
[null,{"$f":"IF(DataInput!B242=$B$8,IF($B$9=$B$10,TRUE,IF(DataInput!E242=$B$9,TRUE,FALSE)))","v":true},null,null,{"$f":"IF(B243=TRUE,DataInput!B242,NA())","v":"SA"},{"$f":"IF($E243=DataInput!$B242,DataInput!C242,NA())","v":"SGSKET"},{"$f":"IF($E243=DataInput!$B242,DataInput!D242,NA())","v":"KEITH"},{"$f":"IF($E243=DataInput!$B242,DataInput!E242,NA())","v":"SAPN"},{"$f":"IF($E243=DataInput!$B242,DataInput!F242,NA())","v":"Winter"},{"$f":"IF($E243=DataInput!$B242,DataInput!G242,NA())","v":"Non-Coincident"},{"$f":"IF($E243=DataInput!$B242,DataInput!H242,NA())","v":2006},{"$f":"IF($E243=DataInput!$B242,DataInput!I242,NA())","v":"Actual"},{"$f":"IF($E243=DataInput!$B242,DataInput!J242,NA())","v":15.331476},{"$f":"IF($E243=DataInput!$B242,DataInput!K242,NA())","v":"NA"},null,null,"SA KEITH",null,null,null,null,false,null,null,{"$error":"#N/A"},{"$f":"IF($V243=TRUE,F243,NA())","v":{"$error":"#N/A"}},{"$f":"IF($V243=TRUE,G243,NA())","v":{"$error":"#N/A"}},{"$f":"IF($V243=TRUE,H243,NA())","v":{"$error":"#N/A"}},{"$f":"IF($V243=TRUE,I243,NA())","v":{"$error":"#N/A"}},{"$f":"IF($V243=TRUE,J243,NA())","v":{"$error":"#N/A"}},{"$f":"IF($V243=TRUE,K243,NA())","v":{"$error":"#N/A"}},{"$f":"IF($V243=TRUE,L243,NA())","v":{"$error":"#N/A"}},{"$f":"IF($V243=TRUE,M243,NA())","v":{"$error":"#N/A"}},{"$f":"IF($V243=TRUE,N243,NA())","v":{"$error":"#N/A"}}]
[null,{"$f":"IF(DataInput!B243=$B$8,IF($B$9=$B$10,TRUE,IF(DataInput!E243=$B$9,TRUE,FALSE)))","v":true},null,null,{"$f":"IF(B244=TRUE,DataInput!B243,NA())","v":"SA"},{"$f":"IF($E244=DataInput!$B243,DataInput!C243,NA())","v":"SGSKET"},{"$f":"IF($E244=DataInput!$B243,DataInput!D243,NA())","v":"KEITH"},{"$f":"IF($E244=DataInput!$B243,DataInput!E243,NA())","v":"SAPN"},{"$f":"IF($E244=DataInput!$B243,DataInput!F243,NA())","v":"Winter"},{"$f":"IF($E244=DataInput!$B243,DataInput!G243,NA())","v":"Non-Coincident"},{"$f":"IF($E244=DataInput!$B243,DataInput!H243,NA())","v":2007},{"$f":"IF($E244=DataInput!$B243,DataInput!I243,NA())","v":"Actual"},{"$f":"IF($E244=DataInput!$B243,DataInput!J243,NA())","v":14.065315999999999},{"$f":"IF($E244=DataInput!$B243,DataInput!K243,NA())","v":"NA"},null,null,"SA KEITH",null,null,null,null,false,null,null,{"$error":"#N/A"},{"$error":"#N/A"},{"$error":"#N/A"},{"$error":"#N/A"},{"$error":"#N/A"},{"$error":"#N/A"},{"$error":"#N/A"},{"$error":"#N/A"},{"$error":"#N/A"},{"$error":"#N/A"}]
[null,{"$f":"IF(DataInput!B244=$B$8,IF($B$9=$B$10,TRUE,IF(DataInput!E244=$B$9,TRUE,FALSE)))","v":true},null,null,{"$f":"IF(B245=TRUE,DataInput!B244,NA())","v":"SA"},{"$f":"IF($E245=DataInput!$B244,DataInput!C244,NA())","v":"SGSKET"},{"$f":"IF($E245=DataInput!$B244,DataInput!D244,NA())","v":"KEITH"},{"$f":"IF($E245=DataInput!$B244,DataInput!E244,NA())","v":"SAPN"},{"$f":"IF($E245=DataInput!$B244,DataInput!F244,NA())","v":"Winter"},{"$f":"IF($E245=DataInput!$B244,DataInput!G244,NA())","v":"Non-Coincident"},{"$f":"IF($E245=DataInput!$B244,DataInput!H244,NA())","v":2008},{"$f":"IF($E245=DataInput!$B244,DataInput!I244,NA())","v":"Actual"},{"$f":"IF($E245=DataInput!$B244,DataInput!J244,NA())","v":13.591060000000001},{"$f":"IF($E245=DataInput!$B244,DataInput!K244,NA())","v":"NA"},null,null,"SA KEITH",null,null,null,null,false,null,null,{"$error":"#N/A"},{"$error":"#N/A"},{"$error":"#N/A"},{"$error":"#N/A"},{"$error":"#N/A"},{"$error":"#N/A"},{"$error":"#N/A"},{"$error":"#N/A"},{"$error":"#N/A"},{"$error":"#N/A"}]
[null,{"$f":"IF(DataInput!B245=$B$8,IF($B$9=$B$10,TRUE,IF(DataInput!E245=$B$9,TRUE,FALSE)))","v":true},null,null,{"$f":"IF(B246=TRUE,DataInput!B245,NA())","v":"SA"},{"$f":"IF($E246=DataInput!$B245,DataInput!C245,NA())","v":"SGSKET"},{"$f":"IF($E246=DataInput!$B245,DataInput!D245,NA())","v":"KEITH"},{"$f":"IF($E246=DataInput!$B245,DataInput!E245,NA())","v":"SAPN"},{"$f":"IF($E246=DataInput!$B245,DataInput!F245,NA())","v":"Winter"},{"$f":"IF($E246=DataInput!$B245,DataInput!G245,NA())","v":"Non-Coincident"},{"$f":"IF($E246=DataInput!$B245,DataInput!H245,NA())","v":2009},{"$f":"IF($E246=DataInput!$B245,DataInput!I245,NA())","v":"Actual"},{"$f":"IF($E246=DataInput!$B245,DataInput!J245,NA())","v":14.381966},{"$f":"IF($E246=DataInput!$B245,DataInput!K245,NA())","v":"NA"},null,null,"SA KEITH",null,null,null,null,false,null,null,{"$error":"#N/A"},{"$error":"#N/A"},{"$error":"#N/A"},{"$error":"#N/A"},{"$error":"#N/A"},{"$error":"#N/A"},{"$error":"#N/A"},{"$error":"#N/A"},{"$error":"#N/A"},{"$error":"#N/A"}]
[null,{"$f":"IF(DataInput!B246=$B$8,IF($B$9=$B$10,TRUE,IF(DataInput!E246=$B$9,TRUE,FALSE)))","v":true},null,null,{"$f":"IF(B247=TRUE,DataInput!B246,NA())","v":"SA"},{"$f":"IF($E247=DataInput!$B246,DataInput!C246,NA())","v":"SGSKET"},{"$f":"IF($E247=DataInput!$B246,DataInput!D246,NA())","v":"KEITH"},{"$f":"IF($E247=DataInput!$B246,DataInput!E246,NA())","v":"SAPN"},{"$f":"IF($E247=DataInput!$B246,DataInput!F246,NA())","v":"Winter"},{"$f":"IF($E247=DataInput!$B246,DataInput!G246,NA())","v":"Non-Coincident"},{"$f":"IF($E247=DataInput!$B246,DataInput!H246,NA())","v":2010},{"$f":"IF($E247=DataInput!$B246,DataInput!I246,NA())","v":"Actual"},{"$f":"IF($E247=DataInput!$B246,DataInput!J246,NA())","v":14.311524},{"$f":"IF($E247=DataInput!$B246,DataInput!K246,NA())","v":"NA"},null,null,"SA KEITH",null,null,null,null,false,null,null,{"$error":"#N/A"},{"$error":"#N/A"},{"$error":"#N/A"},{"$error":"#N/A"},{"$error":"#N/A"},{"$error":"#N/A"},{"$error":"#N/A"},{"$error":"#N/A"},{"$error":"#N/A"},{"$error":"#N/A"}]
[null,{"$f":"IF(DataInput!B247=$B$8,IF($B$9=$B$10,TRUE,IF(DataInput!E247=$B$9,TRUE,FALSE)))","v":true},null,null,{"$f":"IF(B248=TRUE,DataInput!B247,NA())","v":"SA"},{"$f":"IF($E248=DataInput!$B247,DataInput!C247,NA())","v":"SGSKET"},{"$f":"IF($E248=DataInput!$B247,DataInput!D247,NA())","v":"KEITH"},{"$f":"IF($E248=DataInput!$B247,DataInput!E247,NA())","v":"SAPN"},{"$f":"IF($E248=DataInput!$B247,DataInput!F247,NA())","v":"Winter"},{"$f":"IF($E248=DataInput!$B247,DataInput!G247,NA())","v":"Non-Coincident"},{"$f":"IF($E248=DataInput!$B247,DataInput!H247,NA())","v":2011},{"$f":"IF($E248=DataInput!$B247,DataInput!I247,NA())","v":"Actual"},{"$f":"IF($E248=DataInput!$B247,DataInput!J247,NA())","v":13.051119999999999},{"$f":"IF($E248=DataInput!$B247,DataInput!K247,NA())","v":"NA"},null,null,"SA KEITH",null,null,null,null,false,null,null,{"$error":"#N/A"},{"$error":"#N/A"},{"$error":"#N/A"},{"$error":"#N/A"},{"$error":"#N/A"},{"$error":"#N/A"},{"$error":"#N/A"},{"$error":"#N/A"},{"$error":"#N/A"},{"$error":"#N/A"}]
[null,{"$f":"IF(DataInput!B248=$B$8,IF($B$9=$B$10,TRUE,IF(DataInput!E248=$B$9,TRUE,FALSE)))","v":true},null,null,{"$f":"IF(B249=TRUE,DataInput!B248,NA())","v":"SA"},{"$f":"IF($E249=DataInput!$B248,DataInput!C248,NA())","v":"SGSKET"},{"$f":"IF($E249=DataInput!$B248,DataInput!D248,NA())","v":"KEITH"},{"$f":"IF($E249=DataInput!$B248,DataInput!E248,NA())","v":"SAPN"},{"$f":"IF($E249=DataInput!$B248,DataInput!F248,NA())","v":"Winter"},{"$f":"IF($E249=DataInput!$B248,DataInput!G248,NA())","v":"Non-Coincident"},{"$f":"IF($E249=DataInput!$B248,DataInput!H248,NA())","v":2012},{"$f":"IF($E249=DataInput!$B248,DataInput!I248,NA())","v":"Actual"},{"$f":"IF($E249=DataInput!$B248,DataInput!J248,NA())","v":13.897592},{"$f":"IF($E249=DataInput!$B248,DataInput!K248,NA())","v":"NA"},null,null,"SA KEITH",null,null,null,null,false,null,null,{"$error":"#N/A"},{"$error":"#N/A"},{"$error":"#N/A"},{"$error":"#N/A"},{"$error":"#N/A"},{"$error":"#N/A"},{"$error":"#N/A"},{"$error":"#N/A"},{"$error":"#N/A"},{"$error":"#N/A"}]
[null,{"$f":"IF(DataInput!B249=$B$8,IF($B$9=$B$10,TRUE,IF(DataInput!E249=$B$9,TRUE,FALSE)))","v":true},null,null,{"$f":"IF(B250=TRUE,DataInput!B249,NA())","v":"SA"},{"$f":"IF($E250=DataInput!$B249,DataInput!C249,NA())","v":"SGSKET"},{"$f":"IF($E250=DataInput!$B249,DataInput!D249,NA())","v":"KEITH"},{"$f":"IF($E250=DataInput!$B249,DataInput!E249,NA())","v":"SAPN"},{"$f":"IF($E250=DataInput!$B249,DataInput!F249,NA())","v":"Winter"},{"$f":"IF($E250=DataInput!$B249,DataInput!G249,NA())","v":"Non-Coincident"},{"$f":"IF($E250=DataInput!$B249,DataInput!H249,NA())","v":2013},{"$f":"IF($E250=DataInput!$B249,DataInput!I249,NA())","v":"Actual"},{"$f":"IF($E250=DataInput!$B249,DataInput!J249,NA())","v":12.973106},{"$f":"IF($E250=DataInput!$B249,DataInput!K249,NA())","v":"NA"},null,null,"SA KEITH",null,null,null,null,false,null,null,{"$error":"#N/A"},{"$error":"#N/A"},{"$error":"#N/A"},{"$error":"#N/A"},{"$error":"#N/A"},{"$error":"#N/A"},{"$error":"#N/A"},{"$error":"#N/A"},{"$error":"#N/A"},{"$error":"#N/A"}]
[null,{"$f":"IF(DataInput!B250=$B$8,IF($B$9=$B$10,TRUE,IF(DataInput!E250=$B$9,TRUE,FALSE)))","v":true},null,null,{"$f":"IF(B251=TRUE,DataInput!B250,NA())","v":"SA"},{"$f":"IF($E251=DataInput!$B250,DataInput!C250,NA())","v":"SGSKET"},{"$f":"IF($E251=DataInput!$B250,DataInput!D250,NA())","v":"KEITH"},{"$f":"IF($E251=DataInput!$B250,DataInput!E250,NA())","v":"SAPN"},{"$f":"IF($E251=DataInput!$B250,DataInput!F250,NA())","v":"Winter"},{"$f":"IF($E251=DataInput!$B250,DataInput!G250,NA())","v":"Non-Coincident"},{"$f":"IF($E251=DataInput!$B250,DataInput!H250,NA())","v":2014},{"$f":"IF($E251=DataInput!$B250,DataInput!I250,NA())","v":"Actual"},{"$f":"IF($E251=DataInput!$B250,DataInput!J250,NA())","v":14.04308},{"$f":"IF($E251=DataInput!$B250,DataInput!K250,NA())","v":"NA"},null,null,"SA KEITH",null,null,null,null,false,null,null,{"$error":"#N/A"},{"$error":"#N/A"},{"$error":"#N/A"},{"$error":"#N/A"},{"$error":"#N/A"},{"$error":"#N/A"},{"$error":"#N/A"},{"$error":"#N/A"},{"$error":"#N/A"},{"$error":"#N/A"}]
[null,{"$f":"IF(DataInput!B251=$B$8,IF($B$9=$B$10,TRUE,IF(DataInput!E251=$B$9,TRUE,FALSE)))","v":true},null,null,{"$f":"IF(B252=TRUE,DataInput!B251,NA())","v":"SA"},{"$f":"IF($E252=DataInput!$B251,DataInput!C251,NA())","v":"SGSXEAST"},{"$f":"IF($E252=DataInput!$B251,DataInput!D251,NA())","v":"EASTERN SUBURBS"},{"$f":"IF($E252=DataInput!$B251,DataInput!E251,NA())","v":"SAPN"},{"$f":"IF($E252=DataInput!$B251,DataInput!F251,NA())","v":"Summer"},{"$f":"IF($E252=DataInput!$B251,DataInput!G251,NA())","v":"Non-Coincident"},{"$f":"IF($E252=DataInput!$B251,DataInput!H251,NA())","v":2003},{"$f":"IF($E252=DataInput!$B251,DataInput!I251,NA())","v":"Actual"},{"$f":"IF($E252=DataInput!$B251,DataInput!J251,NA())","v":563.56723199999999},{"$f":"IF($E252=DataInput!$B251,DataInput!K251,NA())","v":"NA"},null,null,"SA EASTERN SUBURBS",null,null,null,null,false,null,null,{"$error":"#N/A"},{"$error":"#N/A"},{"$error":"#N/A"},{"$error":"#N/A"},{"$error":"#N/A"},{"$error":"#N/A"},{"$error":"#N/A"},{"$error":"#N/A"},{"$error":"#N/A"},{"$error":"#N/A"}]
[null,{"$f":"IF(DataInput!B252=$B$8,IF($B$9=$B$10,TRUE,IF(DataInput!E252=$B$9,TRUE,FALSE)))","v":true},null,null,{"$f":"IF(B253=TRUE,DataInput!B252,NA())","v":"SA"},{"$f":"IF($E253=DataInput!$B252,DataInput!C252,NA())","v":"SGSXEAST"},{"$f":"IF($E253=DataInput!$B252,DataInput!D252,NA())","v":"EASTERN SUBURBS"},{"$f":"IF($E253=DataInput!$B252,DataInput!E252,NA())","v":"SAPN"},{"$f":"IF($E253=DataInput!$B252,DataInput!F252,NA())","v":"Summer"},{"$f":"IF($E253=DataInput!$B252,DataInput!G252,NA())","v":"Non-Coincident"},{"$f":"IF($E253=DataInput!$B252,DataInput!H252,NA())","v":2004},{"$f":"IF($E253=DataInput!$B252,DataInput!I252,NA())","v":"Actual"},{"$f":"IF($E253=DataInput!$B252,DataInput!J252,NA())","v":568.04575799999998},{"$f":"IF($E253=DataInput!$B252,DataInput!K252,NA())","v":"NA"},null,null,"SA EASTERN SUBURBS",null,null,null,null,false,null,null,{"$error":"#N/A"},{"$error":"#N/A"},{"$error":"#N/A"},{"$error":"#N/A"},{"$error":"#N/A"},{"$error":"#N/A"},{"$error":"#N/A"},{"$error":"#N/A"},{"$error":"#N/A"},{"$error":"#N/A"}]
[null,{"$f":"IF(DataInput!B253=$B$8,IF($B$9=$B$10,TRUE,IF(DataInput!E253=$B$9,TRUE,FALSE)))","v":true},null,null,{"$f":"IF(B254=TRUE,DataInput!B253,NA())","v":"SA"},{"$f":"IF($E254=DataInput!$B253,DataInput!C253,NA())","v":"SGSXEAST"},{"$f":"IF($E254=DataInput!$B253,DataInput!D253,NA())","v":"EASTERN SUBURBS"},{"$f":"IF($E254=DataInput!$B253,DataInput!E253,NA())","v":"SAPN"},{"$f":"IF($E254=DataInput!$B253,DataInput!F253,NA())","v":"Summer"},{"$f":"IF($E254=DataInput!$B253,DataInput!G253,NA())","v":"Non-Coincident"},{"$f":"IF($E254=DataInput!$B253,DataInput!H253,NA())","v":2005},{"$f":"IF($E254=DataInput!$B253,DataInput!I253,NA())","v":"Actual"},{"$f":"IF($E254=DataInput!$B253,DataInput!J253,NA())","v":539.89185756999996},{"$f":"IF($E254=DataInput!$B253,DataInput!K253,NA())","v":"NA"},null,null,"SA EASTERN SUBURBS",null,null,null,null,false,null,null,{"$error":"#N/A"},{"$error":"#N/A"},{"$error":"#N/A"},{"$error":"#N/A"},{"$error":"#N/A"},{"$error":"#N/A"},{"$error":"#N/A"},{"$error":"#N/A"},{"$error":"#N/A"},{"$error":"#N/A"}]
[null,{"$f":"IF(DataInput!B254=$B$8,IF($B$9=$B$10,TRUE,IF(DataInput!E254=$B$9,TRUE,FALSE)))","v":true},null,null,{"$f":"IF(B255=TRUE,DataInput!B254,NA())","v":"SA"},{"$f":"IF($E255=DataInput!$B254,DataInput!C254,NA())","v":"SGSXEAST"},{"$f":"IF($E255=DataInput!$B254,DataInput!D254,NA())","v":"EASTERN SUBURBS"},{"$f":"IF($E255=DataInput!$B254,DataInput!E254,NA())","v":"SAPN"},{"$f":"IF($E255=DataInput!$B254,DataInput!F254,NA())","v":"Summer"},{"$f":"IF($E255=DataInput!$B254,DataInput!G254,NA())","v":"Non-Coincident"},{"$f":"IF($E255=DataInput!$B254,DataInput!H254,NA())","v":2006},{"$f":"IF($E255=DataInput!$B254,DataInput!I254,NA())","v":"Actual"},{"$f":"IF($E255=DataInput!$B254,DataInput!J254,NA())","v":664.33881650000001},{"$f":"IF($E255=DataInput!$B254,DataInput!K254,NA())","v":"NA"},null,null,"SA EASTERN SUBURBS",null,null,null,null,false,null,null,{"$error":"#N/A"},{"$error":"#N/A"},{"$error":"#N/A"},{"$error":"#N/A"},{"$error":"#N/A"},{"$error":"#N/A"},{"$error":"#N/A"},{"$error":"#N/A"},{"$error":"#N/A"},{"$error":"#N/A"}]
[null,{"$f":"IF(DataInput!B255=$B$8,IF($B$9=$B$10,TRUE,IF(DataInput!E255=$B$9,TRUE,FALSE)))","v":true},null,null,{"$f":"IF(B256=TRUE,DataInput!B255,NA())","v":"SA"},{"$f":"IF($E256=DataInput!$B255,DataInput!C255,NA())","v":"SGSXEAST"},{"$f":"IF($E256=DataInput!$B255,DataInput!D255,NA())","v":"EASTERN SUBURBS"},{"$f":"IF($E256=DataInput!$B255,DataInput!E255,NA())","v":"SAPN"},{"$f":"IF($E256=DataInput!$B255,DataInput!F255,NA())","v":"Summer"},{"$f":"IF($E256=DataInput!$B255,DataInput!G255,NA())","v":"Non-Coincident"},{"$f":"IF($E256=DataInput!$B255,DataInput!H255,NA())","v":2007},{"$f":"IF($E256=DataInput!$B255,DataInput!I255,NA())","v":"Actual"},{"$f":"IF($E256=DataInput!$B255,DataInput!J255,NA())","v":672.74776799999995},{"$f":"IF($E256=DataInput!$B255,DataInput!K255,NA())","v":"NA"},null,null,"SA EASTERN SUBURBS",null,null,null,null,false,null,null,{"$error":"#N/A"},{"$error":"#N/A"},{"$error":"#N/A"},{"$error":"#N/A"},{"$error":"#N/A"},{"$error":"#N/A"},{"$error":"#N/A"},{"$error":"#N/A"},{"$error":"#N/A"},{"$error":"#N/A"}]
[null,{"$f":"IF(DataInput!B256=$B$8,IF($B$9=$B$10,TRUE,IF(DataInput!E256=$B$9,TRUE,FALSE)))","v":true},null,null,{"$f":"IF(B257=TRUE,DataInput!B256,NA())","v":"SA"},{"$f":"IF($E257=DataInput!$B256,DataInput!C256,NA())","v":"SGSXEAST"},{"$f":"IF($E257=DataInput!$B256,DataInput!D256,NA())","v":"EASTERN SUBURBS"},{"$f":"IF($E257=DataInput!$B256,DataInput!E256,NA())","v":"SAPN"},{"$f":"IF($E257=DataInput!$B256,DataInput!F256,NA())","v":"Summer"},{"$f":"IF($E257=DataInput!$B256,DataInput!G256,NA())","v":"Non-Coincident"},{"$f":"IF($E257=DataInput!$B256,DataInput!H256,NA())","v":2008},{"$f":"IF($E257=DataInput!$B256,DataInput!I256,NA())","v":"Actual"},{"$f":"IF($E257=DataInput!$B256,DataInput!J256,NA())","v":684.47301000000004},{"$f":"IF($E257=DataInput!$B256,DataInput!K256,NA())","v":"NA"},null,null,"SA EASTERN SUBURBS",null,null,null,null,false,null,null,{"$error":"#N/A"},{"$error":"#N/A"},{"$error":"#N/A"},{"$error":"#N/A"},{"$error":"#N/A"},{"$error":"#N/A"},{"$error":"#N/A"},{"$error":"#N/A"},{"$error":"#N/A"},{"$error":"#N/A"}]
[null,{"$f":"IF(DataInput!B257=$B$8,IF($B$9=$B$10,TRUE,IF(DataInput!E257=$B$9,TRUE,FALSE)))","v":true},null,null,{"$f":"IF(B258=TRUE,DataInput!B257,NA())","v":"SA"},{"$f":"IF($E258=DataInput!$B257,DataInput!C257,NA())","v":"SGSXEAST"},{"$f":"IF($E258=DataInput!$B257,DataInput!D257,NA())","v":"EASTERN SUBURBS"},{"$f":"IF($E258=DataInput!$B257,DataInput!E257,NA())","v":"SAPN"},{"$f":"IF($E258=DataInput!$B257,DataInput!F257,NA())","v":"Summer"},{"$f":"IF($E258=DataInput!$B257,DataInput!G257,NA())","v":"Non-Coincident"},{"$f":"IF($E258=DataInput!$B257,DataInput!H257,NA())","v":2009},{"$f":"IF($E258=DataInput!$B257,DataInput!I257,NA())","v":"Actual"},{"$f":"IF($E258=DataInput!$B257,DataInput!J257,NA())","v":730.90970000000004},{"$f":"IF($E258=DataInput!$B257,DataInput!K257,NA())","v":"NA"},null,null,"SA EASTERN SUBURBS",null,null,null,null,false,null,null,{"$error":"#N/A"},{"$error":"#N/A"},{"$error":"#N/A"},{"$error":"#N/A"},{"$error":"#N/A"},{"$error":"#N/A"},{"$error":"#N/A"},{"$error":"#N/A"},{"$error":"#N/A"},{"$error":"#N/A"}]
[null,{"$f":"IF(DataInput!B258=$B$8,IF($B$9=$B$10,TRUE,IF(DataInput!E258=$B$9,TRUE,FALSE)))","v":true},null,null,{"$f":"IF(B259=TRUE,DataInput!B258,NA())","v":"SA"},{"$f":"IF($E259=DataInput!$B258,DataInput!C258,NA())","v":"SGSXEAST"},{"$f":"IF($E259=DataInput!$B258,DataInput!D258,NA())","v":"EASTERN SUBURBS"},{"$f":"IF($E259=DataInput!$B258,DataInput!E258,NA())","v":"SAPN"},{"$f":"IF($E259=DataInput!$B258,DataInput!F258,NA())","v":"Summer"},{"$f":"IF($E259=DataInput!$B258,DataInput!G258,NA())","v":"Non-Coincident"},{"$f":"IF($E259=DataInput!$B258,DataInput!H258,NA())","v":2010},{"$f":"IF($E259=DataInput!$B258,DataInput!I258,NA())","v":"Actual"},{"$f":"IF($E259=DataInput!$B258,DataInput!J258,NA())","v":707.79102999999998},{"$f":"IF($E259=DataInput!$B258,DataInput!K258,NA())","v":"NA"},null,null,"SA EASTERN SUBURBS",null,null,null,null,false,null,null,{"$error":"#N/A"},{"$error":"#N/A"},{"$error":"#N/A"},{"$error":"#N/A"},{"$error":"#N/A"},{"$error":"#N/A"},{"$error":"#N/A"},{"$error":"#N/A"},{"$error":"#N/A"},{"$error":"#N/A"}]
[null,{"$f":"IF(DataInput!B259=$B$8,IF($B$9=$B$10,TRUE,IF(DataInput!E259=$B$9,TRUE,FALSE)))","v":true},null,null,{"$f":"IF(B260=TRUE,DataInput!B259,NA())","v":"SA"},{"$f":"IF($E260=DataInput!$B259,DataInput!C259,NA())","v":"SGSXEAST"},{"$f":"IF($E260=DataInput!$B259,DataInput!D259,NA())","v":"EASTERN SUBURBS"},{"$f":"IF($E260=DataInput!$B259,DataInput!E259,NA())","v":"SAPN"},{"$f":"IF($E260=DataInput!$B259,DataInput!F259,NA())","v":"Summer"},{"$f":"IF($E260=DataInput!$B259,DataInput!G259,NA())","v":"Non-Coincident"},{"$f":"IF($E260=DataInput!$B259,DataInput!H259,NA())","v":2011},{"$f":"IF($E260=DataInput!$B259,DataInput!I259,NA())","v":"Actual"},{"$f":"IF($E260=DataInput!$B259,DataInput!J259,NA())","v":712.40786800000001},{"$f":"IF($E260=DataInput!$B259,DataInput!K259,NA())","v":"NA"},null,null,"SA EASTERN SUBURBS",null,null,null,null,false,null,null,{"$error":"#N/A"},{"$error":"#N/A"},{"$error":"#N/A"},{"$error":"#N/A"},{"$error":"#N/A"},{"$error":"#N/A"},{"$error":"#N/A"},{"$error":"#N/A"},{"$error":"#N/A"},{"$error":"#N/A"}]
[null,{"$f":"IF(DataInput!B260=$B$8,IF($B$9=$B$10,TRUE,IF(DataInput!E260=$B$9,TRUE,FALSE)))","v":true},null,null,{"$f":"IF(B261=TRUE,DataInput!B260,NA())","v":"SA"},{"$f":"IF($E261=DataInput!$B260,DataInput!C260,NA())","v":"SGSXEAST"},{"$f":"IF($E261=DataInput!$B260,DataInput!D260,NA())","v":"EASTERN SUBURBS"},{"$f":"IF($E261=DataInput!$B260,DataInput!E260,NA())","v":"SAPN"},{"$f":"IF($E261=DataInput!$B260,DataInput!F260,NA())","v":"Summer"},{"$f":"IF($E261=DataInput!$B260,DataInput!G260,NA())","v":"Non-Coincident"},{"$f":"IF($E261=DataInput!$B260,DataInput!H260,NA())","v":2012},{"$f":"IF($E261=DataInput!$B260,DataInput!I260,NA())","v":"Actual"},{"$f":"IF($E261=DataInput!$B260,DataInput!J260,NA())","v":611.11400200000003},{"$f":"IF($E261=DataInput!$B260,DataInput!K260,NA())","v":"NA"},null,null,"SA EASTERN SUBURBS",null,null,null,null,false,null,null,{"$error":"#N/A"},{"$error":"#N/A"},{"$error":"#N/A"},{"$error":"#N/A"},{"$error":"#N/A"},{"$error":"#N/A"},{"$error":"#N/A"},{"$error":"#N/A"},{"$error":"#N/A"},{"$error":"#N/A"}]
[null,{"$f":"IF(DataInput!B261=$B$8,IF($B$9=$B$10,TRUE,IF(DataInput!E261=$B$9,TRUE,FALSE)))","v":true},null,null,{"$f":"IF(B262=TRUE,DataInput!B261,NA())","v":"SA"},{"$f":"IF($E262=DataInput!$B261,DataInput!C261,NA())","v":"SGSXEAST"},{"$f":"IF($E262=DataInput!$B261,DataInput!D261,NA())","v":"EASTERN SUBURBS"},{"$f":"IF($E262=DataInput!$B261,DataInput!E261,NA())","v":"SAPN"},{"$f":"IF($E262=DataInput!$B261,DataInput!F261,NA())","v":"Summer"},{"$f":"IF($E262=DataInput!$B261,DataInput!G261,NA())","v":"Non-Coincident"},{"$f":"IF($E262=DataInput!$B261,DataInput!H261,NA())","v":2013},{"$f":"IF($E262=DataInput!$B261,DataInput!I261,NA())","v":"Actual"},{"$f":"IF($E262=DataInput!$B261,DataInput!J261,NA())","v":642.24702600000001},{"$f":"IF($E262=DataInput!$B261,DataInput!K261,NA())","v":"NA"},null,null,"SA EASTERN SUBURBS",null,null,null,null,false,null,null,{"$error":"#N/A"},{"$error":"#N/A"},{"$error":"#N/A"},{"$error":"#N/A"},{"$error":"#N/A"},{"$error":"#N/A"},{"$error":"#N/A"},{"$error":"#N/A"},{"$error":"#N/A"},{"$error":"#N/A"}]
[null,{"$f":"IF(DataInput!B262=$B$8,IF($B$9=$B$10,TRUE,IF(DataInput!E262=$B$9,TRUE,FALSE)))","v":true},null,null,{"$f":"IF(B263=TRUE,DataInput!B262,NA())","v":"SA"},{"$f":"IF($E263=DataInput!$B262,DataInput!C262,NA())","v":"SGSXEAST"},{"$f":"IF($E263=DataInput!$B262,DataInput!D262,NA())","v":"EASTERN SUBURBS"},{"$f":"IF($E263=DataInput!$B262,DataInput!E262,NA())","v":"SAPN"},{"$f":"IF($E263=DataInput!$B262,DataInput!F262,NA())","v":"Summer"},{"$f":"IF($E263=DataInput!$B262,DataInput!G262,NA())","v":"Non-Coincident"},{"$f":"IF($E263=DataInput!$B262,DataInput!H262,NA())","v":2014},{"$f":"IF($E263=DataInput!$B262,DataInput!I262,NA())","v":"Actual"},{"$f":"IF($E263=DataInput!$B262,DataInput!J262,NA())","v":661.18576599999994},{"$f":"IF($E263=DataInput!$B262,DataInput!K262,NA())","v":"NA"},null,null,"SA EASTERN SUBURBS",null,null,null,null,false,null,null,{"$error":"#N/A"},{"$error":"#N/A"},{"$error":"#N/A"},{"$error":"#N/A"},{"$error":"#N/A"},{"$error":"#N/A"},{"$error":"#N/A"},{"$error":"#N/A"},{"$error":"#N/A"},{"$error":"#N/A"}]
[null,{"$f":"IF(DataInput!B263=$B$8,IF($B$9=$B$10,TRUE,IF(DataInput!E263=$B$9,TRUE,FALSE)))","v":true},null,null,{"$f":"IF(B264=TRUE,DataInput!B263,NA())","v":"SA"},{"$f":"IF($E264=DataInput!$B263,DataInput!C263,NA())","v":"SGSXEAST"},{"$f":"IF($E264=DataInput!$B263,DataInput!D263,NA())","v":"EASTERN SUBURBS"},{"$f":"IF($E264=DataInput!$B263,DataInput!E263,NA())","v":"SAPN"},{"$f":"IF($E264=DataInput!$B263,DataInput!F263,NA())","v":"Winter"},{"$f":"IF($E264=DataInput!$B263,DataInput!G263,NA())","v":"Non-Coincident"},{"$f":"IF($E264=DataInput!$B263,DataInput!H263,NA())","v":2003},{"$f":"IF($E264=DataInput!$B263,DataInput!I263,NA())","v":"Actual"},{"$f":"IF($E264=DataInput!$B263,DataInput!J263,NA())","v":399.92607400000003},{"$f":"IF($E264=DataInput!$B263,DataInput!K263,NA())","v":"NA"},null,null,"SA EASTERN SUBURBS",null,null,null,null,false,null,null,{"$error":"#N/A"},{"$error":"#N/A"},{"$error":"#N/A"},{"$error":"#N/A"},{"$error":"#N/A"},{"$error":"#N/A"},{"$error":"#N/A"},{"$error":"#N/A"},{"$error":"#N/A"},{"$error":"#N/A"}]
[null,{"$f":"IF(DataInput!B264=$B$8,IF($B$9=$B$10,TRUE,IF(DataInput!E264=$B$9,TRUE,FALSE)))","v":true},null,null,{"$f":"IF(B265=TRUE,DataInput!B264,NA())","v":"SA"},{"$f":"IF($E265=DataInput!$B264,DataInput!C264,NA())","v":"SGSXEAST"},{"$f":"IF($E265=DataInput!$B264,DataInput!D264,NA())","v":"EASTERN SUBURBS"},{"$f":"IF($E265=DataInput!$B264,DataInput!E264,NA())","v":"SAPN"},{"$f":"IF($E265=DataInput!$B264,DataInput!F264,NA())","v":"Winter"},{"$f":"IF($E265=DataInput!$B264,DataInput!G264,NA())","v":"Non-Coincident"},{"$f":"IF($E265=DataInput!$B264,DataInput!H264,NA())","v":2004},{"$f":"IF($E265=DataInput!$B264,DataInput!I264,NA())","v":"Actual"},{"$f":"IF($E265=DataInput!$B264,DataInput!J264,NA())","v":394.73904599999997},{"$f":"IF($E265=DataInput!$B264,DataInput!K264,NA())","v":"NA"},null,null,"SA EASTERN SUBURBS",null,null,null,null,false,null,null,{"$error":"#N/A"},{"$error":"#N/A"},{"$error":"#N/A"},{"$error":"#N/A"},{"$error":"#N/A"},{"$error":"#N/A"},{"$error":"#N/A"},{"$error":"#N/A"},{"$error":"#N/A"},{"$error":"#N/A"}]
[null,{"$f":"IF(DataInput!B265=$B$8,IF($B$9=$B$10,TRUE,IF(DataInput!E265=$B$9,TRUE,FALSE)))","v":true},null,null,{"$f":"IF(B266=TRUE,DataInput!B265,NA())","v":"SA"},{"$f":"IF($E266=DataInput!$B265,DataInput!C265,NA())","v":"SGSXEAST"},{"$f":"IF($E266=DataInput!$B265,DataInput!D265,NA())","v":"EASTERN SUBURBS"},{"$f":"IF($E266=DataInput!$B265,DataInput!E265,NA())","v":"SAPN"},{"$f":"IF($E266=DataInput!$B265,DataInput!F265,NA())","v":"Winter"},{"$f":"IF($E266=DataInput!$B265,DataInput!G265,NA())","v":"Non-Coincident"},{"$f":"IF($E266=DataInput!$B265,DataInput!H265,NA())","v":2005},{"$f":"IF($E266=DataInput!$B265,DataInput!I265,NA())","v":"Actual"},{"$f":"IF($E266=DataInput!$B265,DataInput!J265,NA())","v":487.22149363},{"$f":"IF($E266=DataInput!$B265,DataInput!K265,NA())","v":"NA"},null,null,"SA EASTERN SUBURBS",null,null,null,null,false,null,null,{"$error":"#N/A"},{"$error":"#N/A"},{"$error":"#N/A"},{"$error":"#N/A"},{"$error":"#N/A"},{"$error":"#N/A"},{"$error":"#N/A"},{"$error":"#N/A"},{"$error":"#N/A"},{"$error":"#N/A"}]
[null,{"$f":"IF(DataInput!B266=$B$8,IF($B$9=$B$10,TRUE,IF(DataInput!E266=$B$9,TRUE,FALSE)))","v":true},null,null,{"$f":"IF(B267=TRUE,DataInput!B266,NA())","v":"SA"},{"$f":"IF($E267=DataInput!$B266,DataInput!C266,NA())","v":"SGSXEAST"},{"$f":"IF($E267=DataInput!$B266,DataInput!D266,NA())","v":"EASTERN SUBURBS"},{"$f":"IF($E267=DataInput!$B266,DataInput!E266,NA())","v":"SAPN"},{"$f":"IF($E267=DataInput!$B266,DataInput!F266,NA())","v":"Winter"},{"$f":"IF($E267=DataInput!$B266,DataInput!G266,NA())","v":"Non-Coincident"},{"$f":"IF($E267=DataInput!$B266,DataInput!H266,NA())","v":2006},{"$f":"IF($E267=DataInput!$B266,DataInput!I266,NA())","v":"Actual"},{"$f":"IF($E267=DataInput!$B266,DataInput!J266,NA())","v":543.67076999999995},{"$f":"IF($E267=DataInput!$B266,DataInput!K266,NA())","v":"NA"},null,null,"SA EASTERN SUBURBS",null,null,null,null,false,null,null,{"$error":"#N/A"},{"$error":"#N/A"},{"$error":"#N/A"},{"$error":"#N/A"},{"$error":"#N/A"},{"$error":"#N/A"},{"$error":"#N/A"},{"$error":"#N/A"},{"$error":"#N/A"},{"$error":"#N/A"}]
[null,{"$f":"IF(DataInput!B267=$B$8,IF($B$9=$B$10,TRUE,IF(DataInput!E267=$B$9,TRUE,FALSE)))","v":true},null,null,{"$f":"IF(B268=TRUE,DataInput!B267,NA())","v":"SA"},{"$f":"IF($E268=DataInput!$B267,DataInput!C267,NA())","v":"SGSXEAST"},{"$f":"IF($E268=DataInput!$B267,DataInput!D267,NA())","v":"EASTERN SUBURBS"},{"$f":"IF($E268=DataInput!$B267,DataInput!E267,NA())","v":"SAPN"},{"$f":"IF($E268=DataInput!$B267,DataInput!F267,NA())","v":"Winter"},{"$f":"IF($E268=DataInput!$B267,DataInput!G267,NA())","v":"Non-Coincident"},{"$f":"IF($E268=DataInput!$B267,DataInput!H267,NA())","v":2007},{"$f":"IF($E268=DataInput!$B267,DataInput!I267,NA())","v":"Actual"},{"$f":"IF($E268=DataInput!$B267,DataInput!J267,NA())","v":483.10398199999997},{"$f":"IF($E268=DataInput!$B267,DataInput!K267,NA())","v":"NA"},null,null,{"$f":"IF(OR(ISERROR(E268),ISERROR(G268)),\"  \",E268&\" \"&G268)","v":"SA EASTERN SUBURBS"},null,null,null,null,{"$f":"IF(ISERROR(G268),FALSE,IF($V$9=G268,TRUE,FALSE))","v":false},null,null,{"$f":"IF($V268=TRUE,E268,NA())","v":{"$error":"#N/A"}},{"$error":"#N/A"},{"$error":"#N/A"},{"$error":"#N/A"},{"$error":"#N/A"},{"$error":"#N/A"},{"$error":"#N/A"},{"$error":"#N/A"},{"$error":"#N/A"},{"$error":"#N/A"}]
[null,{"$f":"IF(DataInput!B268=$B$8,IF($B$9=$B$10,TRUE,IF(DataInput!E268=$B$9,TRUE,FALSE)))","v":true},null,null,{"$f":"IF(B269=TRUE,DataInput!B268,NA())","v":"SA"},{"$f":"IF($E269=DataInput!$B268,DataInput!C268,NA())","v":"SGSXEAST"},{"$f":"IF($E269=DataInput!$B268,DataInput!D268,NA())","v":"EASTERN SUBURBS"},{"$f":"IF($E269=DataInput!$B268,DataInput!E268,NA())","v":"SAPN"},{"$f":"IF($E269=DataInput!$B268,DataInput!F268,NA())","v":"Winter"},{"$f":"IF($E269=DataInput!$B268,DataInput!G268,NA())","v":"Non-Coincident"},{"$f":"IF($E269=DataInput!$B268,DataInput!H268,NA())","v":2008},{"$f":"IF($E269=DataInput!$B268,DataInput!I268,NA())","v":"Actual"},{"$f":"IF($E269=DataInput!$B268,DataInput!J268,NA())","v":482.12492800000001},{"$f":"IF($E269=DataInput!$B268,DataInput!K268,NA())","v":"NA"},null,null,"SA EASTERN SUBURBS",null,null,null,null,false,null,null,{"$error":"#N/A"},{"$error":"#N/A"},{"$error":"#N/A"},{"$error":"#N/A"},{"$error":"#N/A"},{"$error":"#N/A"},{"$error":"#N/A"},{"$error":"#N/A"},{"$error":"#N/A"},{"$error":"#N/A"}]
[null,{"$f":"IF(DataInput!B269=$B$8,IF($B$9=$B$10,TRUE,IF(DataInput!E269=$B$9,TRUE,FALSE)))","v":true},null,null,{"$f":"IF(B270=TRUE,DataInput!B269,NA())","v":"SA"},{"$f":"IF($E270=DataInput!$B269,DataInput!C269,NA())","v":"SGSXEAST"},{"$f":"IF($E270=DataInput!$B269,DataInput!D269,NA())","v":"EASTERN SUBURBS"},{"$f":"IF($E270=DataInput!$B269,DataInput!E269,NA())","v":"SAPN"},{"$f":"IF($E270=DataInput!$B269,DataInput!F269,NA())","v":"Winter"},{"$f":"IF($E270=DataInput!$B269,DataInput!G269,NA())","v":"Non-Coincident"},{"$f":"IF($E270=DataInput!$B269,DataInput!H269,NA())","v":2009},{"$f":"IF($E270=DataInput!$B269,DataInput!I269,NA())","v":"Actual"},{"$f":"IF($E270=DataInput!$B269,DataInput!J269,NA())","v":449.10358200000002},{"$f":"IF($E270=DataInput!$B269,DataInput!K269,NA())","v":"NA"},null,null,"SA EASTERN SUBURBS",null,null,null,null,false,null,null,{"$error":"#N/A"},{"$error":"#N/A"},{"$error":"#N/A"},{"$error":"#N/A"},{"$error":"#N/A"},{"$error":"#N/A"},{"$error":"#N/A"},{"$error":"#N/A"},{"$error":"#N/A"},{"$error":"#N/A"}]
[null,{"$f":"IF(DataInput!B270=$B$8,IF($B$9=$B$10,TRUE,IF(DataInput!E270=$B$9,TRUE,FALSE)))","v":true},null,null,{"$f":"IF(B271=TRUE,DataInput!B270,NA())","v":"SA"},{"$f":"IF($E271=DataInput!$B270,DataInput!C270,NA())","v":"SGSXEAST"},{"$f":"IF($E271=DataInput!$B270,DataInput!D270,NA())","v":"EASTERN SUBURBS"},{"$f":"IF($E271=DataInput!$B270,DataInput!E270,NA())","v":"SAPN"},{"$f":"IF($E271=DataInput!$B270,DataInput!F270,NA())","v":"Winter"},{"$f":"IF($E271=DataInput!$B270,DataInput!G270,NA())","v":"Non-Coincident"},{"$f":"IF($E271=DataInput!$B270,DataInput!H270,NA())","v":2010},{"$f":"IF($E271=DataInput!$B270,DataInput!I270,NA())","v":"Actual"},{"$f":"IF($E271=DataInput!$B270,DataInput!J270,NA())","v":463.57239199999998},{"$f":"IF($E271=DataInput!$B270,DataInput!K270,NA())","v":"NA"},null,null,"SA EASTERN SUBURBS",null,null,null,null,false,null,null,{"$error":"#N/A"},{"$error":"#N/A"},{"$error":"#N/A"},{"$error":"#N/A"},{"$error":"#N/A"},{"$error":"#N/A"},{"$error":"#N/A"},{"$error":"#N/A"},{"$error":"#N/A"},{"$error":"#N/A"}]
[null,{"$f":"IF(DataInput!B271=$B$8,IF($B$9=$B$10,TRUE,IF(DataInput!E271=$B$9,TRUE,FALSE)))","v":true},null,null,{"$f":"IF(B272=TRUE,DataInput!B271,NA())","v":"SA"},{"$f":"IF($E272=DataInput!$B271,DataInput!C271,NA())","v":"SGSXEAST"},{"$f":"IF($E272=DataInput!$B271,DataInput!D271,NA())","v":"EASTERN SUBURBS"},{"$f":"IF($E272=DataInput!$B271,DataInput!E271,NA())","v":"SAPN"},{"$f":"IF($E272=DataInput!$B271,DataInput!F271,NA())","v":"Winter"},{"$f":"IF($E272=DataInput!$B271,DataInput!G271,NA())","v":"Non-Coincident"},{"$f":"IF($E272=DataInput!$B271,DataInput!H271,NA())","v":2011},{"$f":"IF($E272=DataInput!$B271,DataInput!I271,NA())","v":"Actual"},{"$f":"IF($E272=DataInput!$B271,DataInput!J271,NA())","v":438.23197399999998},{"$f":"IF($E272=DataInput!$B271,DataInput!K271,NA())","v":"NA"},null,null,"SA EASTERN SUBURBS",null,null,null,null,false,null,null,{"$error":"#N/A"},{"$error":"#N/A"},{"$error":"#N/A"},{"$error":"#N/A"},{"$error":"#N/A"},{"$error":"#N/A"},{"$error":"#N/A"},{"$error":"#N/A"},{"$error":"#N/A"},{"$error":"#N/A"}]
[null,{"$f":"IF(DataInput!B272=$B$8,IF($B$9=$B$10,TRUE,IF(DataInput!E272=$B$9,TRUE,FALSE)))","v":true},null,null,{"$f":"IF(B273=TRUE,DataInput!B272,NA())","v":"SA"},{"$f":"IF($E273=DataInput!$B272,DataInput!C272,NA())","v":"SGSXEAST"},{"$f":"IF($E273=DataInput!$B272,DataInput!D272,NA())","v":"EASTERN SUBURBS"},{"$f":"IF($E273=DataInput!$B272,DataInput!E272,NA())","v":"SAPN"},{"$f":"IF($E273=DataInput!$B272,DataInput!F272,NA())","v":"Winter"},{"$f":"IF($E273=DataInput!$B272,DataInput!G272,NA())","v":"Non-Coincident"},{"$f":"IF($E273=DataInput!$B272,DataInput!H272,NA())","v":2012},{"$f":"IF($E273=DataInput!$B272,DataInput!I272,NA())","v":"Actual"},{"$f":"IF($E273=DataInput!$B272,DataInput!J272,NA())","v":433.21034800000001},{"$f":"IF($E273=DataInput!$B272,DataInput!K272,NA())","v":"NA"},null,null,"SA EASTERN SUBURBS",null,null,null,null,false,null,null,{"$error":"#N/A"},{"$error":"#N/A"},{"$error":"#N/A"},{"$error":"#N/A"},{"$error":"#N/A"},{"$error":"#N/A"},{"$error":"#N/A"},{"$error":"#N/A"},{"$error":"#N/A"},{"$error":"#N/A"}]
[null,{"$f":"IF(DataInput!B273=$B$8,IF($B$9=$B$10,TRUE,IF(DataInput!E273=$B$9,TRUE,FALSE)))","v":true},null,null,{"$f":"IF(B274=TRUE,DataInput!B273,NA())","v":"SA"},{"$f":"IF($E274=DataInput!$B273,DataInput!C273,NA())","v":"SGSXEAST"},{"$f":"IF($E274=DataInput!$B273,DataInput!D273,NA())","v":"EASTERN SUBURBS"},{"$f":"IF($E274=DataInput!$B273,DataInput!E273,NA())","v":"SAPN"},{"$f":"IF($E274=DataInput!$B273,DataInput!F273,NA())","v":"Winter"},{"$f":"IF($E274=DataInput!$B273,DataInput!G273,NA())","v":"Non-Coincident"},{"$f":"IF($E274=DataInput!$B273,DataInput!H273,NA())","v":2013},{"$f":"IF($E274=DataInput!$B273,DataInput!I273,NA())","v":"Actual"},{"$f":"IF($E274=DataInput!$B273,DataInput!J273,NA())","v":430.50014800000002},{"$f":"IF($E274=DataInput!$B273,DataInput!K273,NA())","v":"NA"},null,null,"SA EASTERN SUBURBS",null,null,null,null,false,null,null,{"$error":"#N/A"},{"$error":"#N/A"},{"$error":"#N/A"},{"$error":"#N/A"},{"$error":"#N/A"},{"$error":"#N/A"},{"$error":"#N/A"},{"$error":"#N/A"},{"$error":"#N/A"},{"$error":"#N/A"}]
[null,{"$f":"IF(DataInput!B274=$B$8,IF($B$9=$B$10,TRUE,IF(DataInput!E274=$B$9,TRUE,FALSE)))","v":true},null,null,{"$f":"IF(B275=TRUE,DataInput!B274,NA())","v":"SA"},{"$f":"IF($E275=DataInput!$B274,DataInput!C274,NA())","v":"SGSXEAST"},{"$f":"IF($E275=DataInput!$B274,DataInput!D274,NA())","v":"EASTERN SUBURBS"},{"$f":"IF($E275=DataInput!$B274,DataInput!E274,NA())","v":"SAPN"},{"$f":"IF($E275=DataInput!$B274,DataInput!F274,NA())","v":"Winter"},{"$f":"IF($E275=DataInput!$B274,DataInput!G274,NA())","v":"Non-Coincident"},{"$f":"IF($E275=DataInput!$B274,DataInput!H274,NA())","v":2014},{"$f":"IF($E275=DataInput!$B274,DataInput!I274,NA())","v":"Actual"},{"$f":"IF($E275=DataInput!$B274,DataInput!J274,NA())","v":436.46427399999999},{"$f":"IF($E275=DataInput!$B274,DataInput!K274,NA())","v":"NA"},null,null,"SA EASTERN SUBURBS",null,null,null,null,false,null,null,{"$error":"#N/A"},{"$error":"#N/A"},{"$error":"#N/A"},{"$error":"#N/A"},{"$error":"#N/A"},{"$error":"#N/A"},{"$error":"#N/A"},{"$error":"#N/A"},{"$error":"#N/A"},{"$error":"#N/A"}]
[null,{"$f":"IF(DataInput!B275=$B$8,IF($B$9=$B$10,TRUE,IF(DataInput!E275=$B$9,TRUE,FALSE)))","v":true},null,null,{"$f":"IF(B276=TRUE,DataInput!B275,NA())","v":"SA"},{"$f":"IF($E276=DataInput!$B275,DataInput!C275,NA())","v":"SHUM"},{"$f":"IF($E276=DataInput!$B275,DataInput!D275,NA())","v":"HUMMOCKS"},{"$f":"IF($E276=DataInput!$B275,DataInput!E275,NA())","v":"SAPN"},{"$f":"IF($E276=DataInput!$B275,DataInput!F275,NA())","v":"Summer"},{"$f":"IF($E276=DataInput!$B275,DataInput!G275,NA())","v":"Non-Coincident"},{"$f":"IF($E276=DataInput!$B275,DataInput!H275,NA())","v":2003},{"$f":"IF($E276=DataInput!$B275,DataInput!I275,NA())","v":"Actual"},{"$f":"IF($E276=DataInput!$B275,DataInput!J275,NA())","v":10.138676},{"$f":"IF($E276=DataInput!$B275,DataInput!K275,NA())","v":"NA"},null,null,"SA HUMMOCKS",null,null,null,null,false,null,null,{"$error":"#N/A"},{"$error":"#N/A"},{"$error":"#N/A"},{"$error":"#N/A"},{"$error":"#N/A"},{"$error":"#N/A"},{"$error":"#N/A"},{"$error":"#N/A"},{"$error":"#N/A"},{"$error":"#N/A"}]
[null,{"$f":"IF(DataInput!B276=$B$8,IF($B$9=$B$10,TRUE,IF(DataInput!E276=$B$9,TRUE,FALSE)))","v":true},null,null,{"$f":"IF(B277=TRUE,DataInput!B276,NA())","v":"SA"},{"$f":"IF($E277=DataInput!$B276,DataInput!C276,NA())","v":"SHUM"},{"$f":"IF($E277=DataInput!$B276,DataInput!D276,NA())","v":"HUMMOCKS"},{"$f":"IF($E277=DataInput!$B276,DataInput!E276,NA())","v":"SAPN"},{"$f":"IF($E277=DataInput!$B276,DataInput!F276,NA())","v":"Summer"},{"$f":"IF($E277=DataInput!$B276,DataInput!G276,NA())","v":"Non-Coincident"},{"$f":"IF($E277=DataInput!$B276,DataInput!H276,NA())","v":2004},{"$f":"IF($E277=DataInput!$B276,DataInput!I276,NA())","v":"Actual"},{"$f":"IF($E277=DataInput!$B276,DataInput!J276,NA())","v":13.446306},{"$f":"IF($E277=DataInput!$B276,DataInput!K276,NA())","v":"NA"},null,null,"SA HUMMOCKS",null,null,null,null,false,null,null,{"$error":"#N/A"},{"$error":"#N/A"},{"$error":"#N/A"},{"$error":"#N/A"},{"$error":"#N/A"},{"$error":"#N/A"},{"$error":"#N/A"},{"$error":"#N/A"},{"$error":"#N/A"},{"$error":"#N/A"}]
[null,{"$f":"IF(DataInput!B277=$B$8,IF($B$9=$B$10,TRUE,IF(DataInput!E277=$B$9,TRUE,FALSE)))","v":true},null,null,{"$f":"IF(B278=TRUE,DataInput!B277,NA())","v":"SA"},{"$f":"IF($E278=DataInput!$B277,DataInput!C277,NA())","v":"SHUM"},{"$f":"IF($E278=DataInput!$B277,DataInput!D277,NA())","v":"HUMMOCKS"},{"$f":"IF($E278=DataInput!$B277,DataInput!E277,NA())","v":"SAPN"},{"$f":"IF($E278=DataInput!$B277,DataInput!F277,NA())","v":"Summer"},{"$f":"IF($E278=DataInput!$B277,DataInput!G277,NA())","v":"Non-Coincident"},{"$f":"IF($E278=DataInput!$B277,DataInput!H277,NA())","v":2005},{"$f":"IF($E278=DataInput!$B277,DataInput!I277,NA())","v":"Actual"},{"$f":"IF($E278=DataInput!$B277,DataInput!J277,NA())","v":9.8626419999999992},{"$f":"IF($E278=DataInput!$B277,DataInput!K277,NA())","v":"NA"},null,null,"SA HUMMOCKS",null,null,null,null,false,null,null,{"$error":"#N/A"},{"$error":"#N/A"},{"$error":"#N/A"},{"$error":"#N/A"},{"$error":"#N/A"},{"$error":"#N/A"},{"$error":"#N/A"},{"$error":"#N/A"},{"$error":"#N/A"},{"$error":"#N/A"}]
[null,{"$f":"IF(DataInput!B278=$B$8,IF($B$9=$B$10,TRUE,IF(DataInput!E278=$B$9,TRUE,FALSE)))","v":true},null,null,{"$f":"IF(B279=TRUE,DataInput!B278,NA())","v":"SA"},{"$f":"IF($E279=DataInput!$B278,DataInput!C278,NA())","v":"SHUM"},{"$f":"IF($E279=DataInput!$B278,DataInput!D278,NA())","v":"HUMMOCKS"},{"$f":"IF($E279=DataInput!$B278,DataInput!E278,NA())","v":"SAPN"},{"$f":"IF($E279=DataInput!$B278,DataInput!F278,NA())","v":"Summer"},{"$f":"IF($E279=DataInput!$B278,DataInput!G278,NA())","v":"Non-Coincident"},{"$f":"IF($E279=DataInput!$B278,DataInput!H278,NA())","v":2006},{"$f":"IF($E279=DataInput!$B278,DataInput!I278,NA())","v":"Actual"},{"$f":"IF($E279=DataInput!$B278,DataInput!J278,NA())","v":11.244588},{"$f":"IF($E279=DataInput!$B278,DataInput!K278,NA())","v":"NA"},null,null,"SA HUMMOCKS",null,null,null,null,false,null,null,{"$error":"#N/A"},{"$error":"#N/A"},{"$error":"#N/A"},{"$error":"#N/A"},{"$error":"#N/A"},{"$error":"#N/A"},{"$error":"#N/A"},{"$error":"#N/A"},{"$error":"#N/A"},{"$error":"#N/A"}]
[null,{"$f":"IF(DataInput!B279=$B$8,IF($B$9=$B$10,TRUE,IF(DataInput!E279=$B$9,TRUE,FALSE)))","v":true},null,null,{"$f":"IF(B280=TRUE,DataInput!B279,NA())","v":"SA"},{"$f":"IF($E280=DataInput!$B279,DataInput!C279,NA())","v":"SHUM"},{"$f":"IF($E280=DataInput!$B279,DataInput!D279,NA())","v":"HUMMOCKS"},{"$f":"IF($E280=DataInput!$B279,DataInput!E279,NA())","v":"SAPN"},{"$f":"IF($E280=DataInput!$B279,DataInput!F279,NA())","v":"Summer"},{"$f":"IF($E280=DataInput!$B279,DataInput!G279,NA())","v":"Non-Coincident"},{"$f":"IF($E280=DataInput!$B279,DataInput!H279,NA())","v":2007},{"$f":"IF($E280=DataInput!$B279,DataInput!I279,NA())","v":"Actual"},{"$f":"IF($E280=DataInput!$B279,DataInput!J279,NA())","v":11.419228},{"$f":"IF($E280=DataInput!$B279,DataInput!K279,NA())","v":"NA"},null,null,"SA HUMMOCKS",null,null,null,null,false,null,null,{"$error":"#N/A"},{"$error":"#N/A"},{"$error":"#N/A"},{"$error":"#N/A"},{"$error":"#N/A"},{"$error":"#N/A"},{"$error":"#N/A"},{"$error":"#N/A"},{"$error":"#N/A"},{"$error":"#N/A"}]
[null,{"$f":"IF(DataInput!B280=$B$8,IF($B$9=$B$10,TRUE,IF(DataInput!E280=$B$9,TRUE,FALSE)))","v":true},null,null,{"$f":"IF(B281=TRUE,DataInput!B280,NA())","v":"SA"},{"$f":"IF($E281=DataInput!$B280,DataInput!C280,NA())","v":"SHUM"},{"$f":"IF($E281=DataInput!$B280,DataInput!D280,NA())","v":"HUMMOCKS"},{"$f":"IF($E281=DataInput!$B280,DataInput!E280,NA())","v":"SAPN"},{"$f":"IF($E281=DataInput!$B280,DataInput!F280,NA())","v":"Summer"},{"$f":"IF($E281=DataInput!$B280,DataInput!G280,NA())","v":"Non-Coincident"},{"$f":"IF($E281=DataInput!$B280,DataInput!H280,NA())","v":2008},{"$f":"IF($E281=DataInput!$B280,DataInput!I280,NA())","v":"Actual"},{"$f":"IF($E281=DataInput!$B280,DataInput!J280,NA())","v":19.047376},{"$f":"IF($E281=DataInput!$B280,DataInput!K280,NA())","v":"NA"},null,null,"SA HUMMOCKS",null,null,null,null,false,null,null,{"$error":"#N/A"},{"$error":"#N/A"},{"$error":"#N/A"},{"$error":"#N/A"},{"$error":"#N/A"},{"$error":"#N/A"},{"$error":"#N/A"},{"$error":"#N/A"},{"$error":"#N/A"},{"$error":"#N/A"}]
[null,{"$f":"IF(DataInput!B281=$B$8,IF($B$9=$B$10,TRUE,IF(DataInput!E281=$B$9,TRUE,FALSE)))","v":true},null,null,{"$f":"IF(B282=TRUE,DataInput!B281,NA())","v":"SA"},{"$f":"IF($E282=DataInput!$B281,DataInput!C281,NA())","v":"SHUM"},{"$f":"IF($E282=DataInput!$B281,DataInput!D281,NA())","v":"HUMMOCKS"},{"$f":"IF($E282=DataInput!$B281,DataInput!E281,NA())","v":"SAPN"},{"$f":"IF($E282=DataInput!$B281,DataInput!F281,NA())","v":"Summer"},{"$f":"IF($E282=DataInput!$B281,DataInput!G281,NA())","v":"Non-Coincident"},{"$f":"IF($E282=DataInput!$B281,DataInput!H281,NA())","v":2009},{"$f":"IF($E282=DataInput!$B281,DataInput!I281,NA())","v":"Actual"},{"$f":"IF($E282=DataInput!$B281,DataInput!J281,NA())","v":24.155652},{"$f":"IF($E282=DataInput!$B281,DataInput!K281,NA())","v":"NA"},null,null,"SA HUMMOCKS",null,null,null,null,false,null,null,{"$error":"#N/A"},{"$error":"#N/A"},{"$error":"#N/A"},{"$error":"#N/A"},{"$error":"#N/A"},{"$error":"#N/A"},{"$error":"#N/A"},{"$error":"#N/A"},{"$error":"#N/A"},{"$error":"#N/A"}]
[null,{"$f":"IF(DataInput!B282=$B$8,IF($B$9=$B$10,TRUE,IF(DataInput!E282=$B$9,TRUE,FALSE)))","v":true},null,null,{"$f":"IF(B283=TRUE,DataInput!B282,NA())","v":"SA"},{"$f":"IF($E283=DataInput!$B282,DataInput!C282,NA())","v":"SHUM"},{"$f":"IF($E283=DataInput!$B282,DataInput!D282,NA())","v":"HUMMOCKS"},{"$f":"IF($E283=DataInput!$B282,DataInput!E282,NA())","v":"SAPN"},{"$f":"IF($E283=DataInput!$B282,DataInput!F282,NA())","v":"Summer"},{"$f":"IF($E283=DataInput!$B282,DataInput!G282,NA())","v":"Non-Coincident"},{"$f":"IF($E283=DataInput!$B282,DataInput!H282,NA())","v":2010},{"$f":"IF($E283=DataInput!$B282,DataInput!I282,NA())","v":"Actual"},{"$f":"IF($E283=DataInput!$B282,DataInput!J282,NA())","v":13.856517999999999},{"$f":"IF($E283=DataInput!$B282,DataInput!K282,NA())","v":"NA"},null,null,"SA HUMMOCKS",null,null,null,null,false,null,null,{"$error":"#N/A"},{"$error":"#N/A"},{"$error":"#N/A"},{"$error":"#N/A"},{"$error":"#N/A"},{"$error":"#N/A"},{"$error":"#N/A"},{"$error":"#N/A"},{"$error":"#N/A"},{"$error":"#N/A"}]
[null,{"$f":"IF(DataInput!B283=$B$8,IF($B$9=$B$10,TRUE,IF(DataInput!E283=$B$9,TRUE,FALSE)))","v":true},null,null,{"$f":"IF(B284=TRUE,DataInput!B283,NA())","v":"SA"},{"$f":"IF($E284=DataInput!$B283,DataInput!C283,NA())","v":"SHUM"},{"$f":"IF($E284=DataInput!$B283,DataInput!D283,NA())","v":"HUMMOCKS"},{"$f":"IF($E284=DataInput!$B283,DataInput!E283,NA())","v":"SAPN"},{"$f":"IF($E284=DataInput!$B283,DataInput!F283,NA())","v":"Summer"},{"$f":"IF($E284=DataInput!$B283,DataInput!G283,NA())","v":"Non-Coincident"},{"$f":"IF($E284=DataInput!$B283,DataInput!H283,NA())","v":2011},{"$f":"IF($E284=DataInput!$B283,DataInput!I283,NA())","v":"Actual"},{"$f":"IF($E284=DataInput!$B283,DataInput!J283,NA())","v":14.846432},{"$f":"IF($E284=DataInput!$B283,DataInput!K283,NA())","v":"NA"},null,null,"SA HUMMOCKS",null,null,null,null,false,null,null,{"$error":"#N/A"},{"$error":"#N/A"},{"$error":"#N/A"},{"$error":"#N/A"},{"$error":"#N/A"},{"$error":"#N/A"},{"$error":"#N/A"},{"$error":"#N/A"},{"$error":"#N/A"},{"$error":"#N/A"}]
[null,{"$f":"IF(DataInput!B284=$B$8,IF($B$9=$B$10,TRUE,IF(DataInput!E284=$B$9,TRUE,FALSE)))","v":true},null,null,{"$f":"IF(B285=TRUE,DataInput!B284,NA())","v":"SA"},{"$f":"IF($E285=DataInput!$B284,DataInput!C284,NA())","v":"SHUM"},{"$f":"IF($E285=DataInput!$B284,DataInput!D284,NA())","v":"HUMMOCKS"},{"$f":"IF($E285=DataInput!$B284,DataInput!E284,NA())","v":"SAPN"},{"$f":"IF($E285=DataInput!$B284,DataInput!F284,NA())","v":"Summer"},{"$f":"IF($E285=DataInput!$B284,DataInput!G284,NA())","v":"Non-Coincident"},{"$f":"IF($E285=DataInput!$B284,DataInput!H284,NA())","v":2012},{"$f":"IF($E285=DataInput!$B284,DataInput!I284,NA())","v":"Actual"},{"$f":"IF($E285=DataInput!$B284,DataInput!J284,NA())","v":14.907717999999999},{"$f":"IF($E285=DataInput!$B284,DataInput!K284,NA())","v":"NA"},null,null,"SA HUMMOCKS",null,null,null,null,false,null,null,{"$error":"#N/A"},{"$error":"#N/A"},{"$error":"#N/A"},{"$error":"#N/A"},{"$error":"#N/A"},{"$error":"#N/A"},{"$error":"#N/A"},{"$error":"#N/A"},{"$error":"#N/A"},{"$error":"#N/A"}]
[null,{"$f":"IF(DataInput!B285=$B$8,IF($B$9=$B$10,TRUE,IF(DataInput!E285=$B$9,TRUE,FALSE)))","v":true},null,null,{"$f":"IF(B286=TRUE,DataInput!B285,NA())","v":"SA"},{"$f":"IF($E286=DataInput!$B285,DataInput!C285,NA())","v":"SHUM"},{"$f":"IF($E286=DataInput!$B285,DataInput!D285,NA())","v":"HUMMOCKS"},{"$f":"IF($E286=DataInput!$B285,DataInput!E285,NA())","v":"SAPN"},{"$f":"IF($E286=DataInput!$B285,DataInput!F285,NA())","v":"Summer"},{"$f":"IF($E286=DataInput!$B285,DataInput!G285,NA())","v":"Non-Coincident"},{"$f":"IF($E286=DataInput!$B285,DataInput!H285,NA())","v":2013},{"$f":"IF($E286=DataInput!$B285,DataInput!I285,NA())","v":"Actual"},{"$f":"IF($E286=DataInput!$B285,DataInput!J285,NA())","v":13.179145999999999},{"$f":"IF($E286=DataInput!$B285,DataInput!K285,NA())","v":"NA"},null,null,"SA HUMMOCKS",null,null,null,null,false,null,null,{"$error":"#N/A"},{"$error":"#N/A"},{"$error":"#N/A"},{"$error":"#N/A"},{"$error":"#N/A"},{"$error":"#N/A"},{"$error":"#N/A"},{"$error":"#N/A"},{"$error":"#N/A"},{"$error":"#N/A"}]
[null,{"$f":"IF(DataInput!B286=$B$8,IF($B$9=$B$10,TRUE,IF(DataInput!E286=$B$9,TRUE,FALSE)))","v":true},null,null,{"$f":"IF(B287=TRUE,DataInput!B286,NA())","v":"SA"},{"$f":"IF($E287=DataInput!$B286,DataInput!C286,NA())","v":"SHUM"},{"$f":"IF($E287=DataInput!$B286,DataInput!D286,NA())","v":"HUMMOCKS"},{"$f":"IF($E287=DataInput!$B286,DataInput!E286,NA())","v":"SAPN"},{"$f":"IF($E287=DataInput!$B286,DataInput!F286,NA())","v":"Summer"},{"$f":"IF($E287=DataInput!$B286,DataInput!G286,NA())","v":"Non-Coincident"},{"$f":"IF($E287=DataInput!$B286,DataInput!H286,NA())","v":2014},{"$f":"IF($E287=DataInput!$B286,DataInput!I286,NA())","v":"Actual"},{"$f":"IF($E287=DataInput!$B286,DataInput!J286,NA())","v":13.5951},{"$f":"IF($E287=DataInput!$B286,DataInput!K286,NA())","v":"NA"},null,null,"SA HUMMOCKS",null,null,null,null,false,null,null,{"$error":"#N/A"},{"$error":"#N/A"},{"$error":"#N/A"},{"$error":"#N/A"},{"$error":"#N/A"},{"$error":"#N/A"},{"$error":"#N/A"},{"$error":"#N/A"},{"$error":"#N/A"},{"$error":"#N/A"}]
[null,{"$f":"IF(DataInput!B287=$B$8,IF($B$9=$B$10,TRUE,IF(DataInput!E287=$B$9,TRUE,FALSE)))","v":true},null,null,{"$f":"IF(B288=TRUE,DataInput!B287,NA())","v":"SA"},{"$f":"IF($E288=DataInput!$B287,DataInput!C287,NA())","v":"SHUM"},{"$f":"IF($E288=DataInput!$B287,DataInput!D287,NA())","v":"HUMMOCKS"},{"$f":"IF($E288=DataInput!$B287,DataInput!E287,NA())","v":"SAPN"},{"$f":"IF($E288=DataInput!$B287,DataInput!F287,NA())","v":"Winter"},{"$f":"IF($E288=DataInput!$B287,DataInput!G287,NA())","v":"Non-Coincident"},{"$f":"IF($E288=DataInput!$B287,DataInput!H287,NA())","v":2003},{"$f":"IF($E288=DataInput!$B287,DataInput!I287,NA())","v":"Actual"},{"$f":"IF($E288=DataInput!$B287,DataInput!J287,NA())","v":18.907679999999999},{"$f":"IF($E288=DataInput!$B287,DataInput!K287,NA())","v":"NA"},null,null,"SA HUMMOCKS",null,null,null,null,false,null,null,{"$error":"#N/A"},{"$error":"#N/A"},{"$error":"#N/A"},{"$error":"#N/A"},{"$error":"#N/A"},{"$error":"#N/A"},{"$error":"#N/A"},{"$error":"#N/A"},{"$error":"#N/A"},{"$error":"#N/A"}]
[null,{"$f":"IF(DataInput!B288=$B$8,IF($B$9=$B$10,TRUE,IF(DataInput!E288=$B$9,TRUE,FALSE)))","v":true},null,null,{"$f":"IF(B289=TRUE,DataInput!B288,NA())","v":"SA"},{"$f":"IF($E289=DataInput!$B288,DataInput!C288,NA())","v":"SHUM"},{"$f":"IF($E289=DataInput!$B288,DataInput!D288,NA())","v":"HUMMOCKS"},{"$f":"IF($E289=DataInput!$B288,DataInput!E288,NA())","v":"SAPN"},{"$f":"IF($E289=DataInput!$B288,DataInput!F288,NA())","v":"Winter"},{"$f":"IF($E289=DataInput!$B288,DataInput!G288,NA())","v":"Non-Coincident"},{"$f":"IF($E289=DataInput!$B288,DataInput!H288,NA())","v":2004},{"$f":"IF($E289=DataInput!$B288,DataInput!I288,NA())","v":"Actual"},{"$f":"IF($E289=DataInput!$B288,DataInput!J288,NA())","v":8.740888},{"$f":"IF($E289=DataInput!$B288,DataInput!K288,NA())","v":"NA"},null,null,"SA HUMMOCKS",null,null,null,null,false,null,null,{"$error":"#N/A"},{"$error":"#N/A"},{"$error":"#N/A"},{"$error":"#N/A"},{"$error":"#N/A"},{"$error":"#N/A"},{"$error":"#N/A"},{"$error":"#N/A"},{"$error":"#N/A"},{"$error":"#N/A"}]
[null,{"$f":"IF(DataInput!B289=$B$8,IF($B$9=$B$10,TRUE,IF(DataInput!E289=$B$9,TRUE,FALSE)))","v":true},null,null,{"$f":"IF(B290=TRUE,DataInput!B289,NA())","v":"SA"},{"$f":"IF($E290=DataInput!$B289,DataInput!C289,NA())","v":"SHUM"},{"$f":"IF($E290=DataInput!$B289,DataInput!D289,NA())","v":"HUMMOCKS"},{"$f":"IF($E290=DataInput!$B289,DataInput!E289,NA())","v":"SAPN"},{"$f":"IF($E290=DataInput!$B289,DataInput!F289,NA())","v":"Winter"},{"$f":"IF($E290=DataInput!$B289,DataInput!G289,NA())","v":"Non-Coincident"},{"$f":"IF($E290=DataInput!$B289,DataInput!H289,NA())","v":2005},{"$f":"IF($E290=DataInput!$B289,DataInput!I289,NA())","v":"Actual"},{"$f":"IF($E290=DataInput!$B289,DataInput!J289,NA())","v":9.1901019999999995},{"$f":"IF($E290=DataInput!$B289,DataInput!K289,NA())","v":"NA"},null,null,"SA HUMMOCKS",null,null,null,null,false,null,null,{"$error":"#N/A"},{"$error":"#N/A"},{"$error":"#N/A"},{"$error":"#N/A"},{"$error":"#N/A"},{"$error":"#N/A"},{"$error":"#N/A"},{"$error":"#N/A"},{"$error":"#N/A"},{"$error":"#N/A"}]
[null,{"$f":"IF(DataInput!B290=$B$8,IF($B$9=$B$10,TRUE,IF(DataInput!E290=$B$9,TRUE,FALSE)))","v":true},null,null,{"$f":"IF(B291=TRUE,DataInput!B290,NA())","v":"SA"},{"$f":"IF($E291=DataInput!$B290,DataInput!C290,NA())","v":"SHUM"},{"$f":"IF($E291=DataInput!$B290,DataInput!D290,NA())","v":"HUMMOCKS"},{"$f":"IF($E291=DataInput!$B290,DataInput!E290,NA())","v":"SAPN"},{"$f":"IF($E291=DataInput!$B290,DataInput!F290,NA())","v":"Winter"},{"$f":"IF($E291=DataInput!$B290,DataInput!G290,NA())","v":"Non-Coincident"},{"$f":"IF($E291=DataInput!$B290,DataInput!H290,NA())","v":2006},{"$f":"IF($E291=DataInput!$B290,DataInput!I290,NA())","v":"Actual"},{"$f":"IF($E291=DataInput!$B290,DataInput!J290,NA())","v":15.659606},{"$f":"IF($E291=DataInput!$B290,DataInput!K290,NA())","v":"NA"},null,null,"SA HUMMOCKS",null,null,null,null,false,null,null,{"$error":"#N/A"},{"$error":"#N/A"},{"$error":"#N/A"},{"$error":"#N/A"},{"$error":"#N/A"},{"$error":"#N/A"},{"$error":"#N/A"},{"$error":"#N/A"},{"$error":"#N/A"},{"$error":"#N/A"}]
[null,{"$f":"IF(DataInput!B291=$B$8,IF($B$9=$B$10,TRUE,IF(DataInput!E291=$B$9,TRUE,FALSE)))","v":true},null,null,{"$f":"IF(B292=TRUE,DataInput!B291,NA())","v":"SA"},{"$f":"IF($E292=DataInput!$B291,DataInput!C291,NA())","v":"SHUM"},{"$f":"IF($E292=DataInput!$B291,DataInput!D291,NA())","v":"HUMMOCKS"},{"$f":"IF($E292=DataInput!$B291,DataInput!E291,NA())","v":"SAPN"},{"$f":"IF($E292=DataInput!$B291,DataInput!F291,NA())","v":"Winter"},{"$f":"IF($E292=DataInput!$B291,DataInput!G291,NA())","v":"Non-Coincident"},{"$f":"IF($E292=DataInput!$B291,DataInput!H291,NA())","v":2007},{"$f":"IF($E292=DataInput!$B291,DataInput!I291,NA())","v":"Actual"},{"$f":"IF($E292=DataInput!$B291,DataInput!J291,NA())","v":8.4133379999999995},{"$f":"IF($E292=DataInput!$B291,DataInput!K291,NA())","v":"NA"},null,null,"SA HUMMOCKS",null,null,null,null,false,null,null,{"$error":"#N/A"},{"$error":"#N/A"},{"$error":"#N/A"},{"$error":"#N/A"},{"$error":"#N/A"},{"$error":"#N/A"},{"$error":"#N/A"},{"$error":"#N/A"},{"$error":"#N/A"},{"$error":"#N/A"}]
[null,{"$f":"IF(DataInput!B292=$B$8,IF($B$9=$B$10,TRUE,IF(DataInput!E292=$B$9,TRUE,FALSE)))","v":true},null,null,{"$f":"IF(B293=TRUE,DataInput!B292,NA())","v":"SA"},{"$f":"IF($E293=DataInput!$B292,DataInput!C292,NA())","v":"SHUM"},{"$f":"IF($E293=DataInput!$B292,DataInput!D292,NA())","v":"HUMMOCKS"},{"$f":"IF($E293=DataInput!$B292,DataInput!E292,NA())","v":"SAPN"},{"$f":"IF($E293=DataInput!$B292,DataInput!F292,NA())","v":"Winter"},{"$f":"IF($E293=DataInput!$B292,DataInput!G292,NA())","v":"Non-Coincident"},{"$f":"IF($E293=DataInput!$B292,DataInput!H292,NA())","v":2008},{"$f":"IF($E293=DataInput!$B292,DataInput!I292,NA())","v":"Actual"},{"$f":"IF($E293=DataInput!$B292,DataInput!J292,NA())","v":9.2952019999999997},{"$f":"IF($E293=DataInput!$B292,DataInput!K292,NA())","v":"NA"},null,null,"SA HUMMOCKS",null,null,null,null,false,null,null,{"$error":"#N/A"},{"$error":"#N/A"},{"$error":"#N/A"},{"$error":"#N/A"},{"$error":"#N/A"},{"$error":"#N/A"},{"$error":"#N/A"},{"$error":"#N/A"},{"$error":"#N/A"},{"$error":"#N/A"}]
[null,{"$f":"IF(DataInput!B293=$B$8,IF($B$9=$B$10,TRUE,IF(DataInput!E293=$B$9,TRUE,FALSE)))","v":true},null,null,{"$f":"IF(B294=TRUE,DataInput!B293,NA())","v":"SA"},{"$f":"IF($E294=DataInput!$B293,DataInput!C293,NA())","v":"SHUM"},{"$f":"IF($E294=DataInput!$B293,DataInput!D293,NA())","v":"HUMMOCKS"},{"$f":"IF($E294=DataInput!$B293,DataInput!E293,NA())","v":"SAPN"},{"$f":"IF($E294=DataInput!$B293,DataInput!F293,NA())","v":"Winter"},{"$f":"IF($E294=DataInput!$B293,DataInput!G293,NA())","v":"Non-Coincident"},{"$f":"IF($E294=DataInput!$B293,DataInput!H293,NA())","v":2009},{"$f":"IF($E294=DataInput!$B293,DataInput!I293,NA())","v":"Actual"},{"$f":"IF($E294=DataInput!$B293,DataInput!J293,NA())","v":10.08769},{"$f":"IF($E294=DataInput!$B293,DataInput!K293,NA())","v":"NA"},null,null,"SA HUMMOCKS",null,null,null,null,false,null,null,{"$error":"#N/A"},{"$error":"#N/A"},{"$error":"#N/A"},{"$error":"#N/A"},{"$error":"#N/A"},{"$error":"#N/A"},{"$error":"#N/A"},{"$error":"#N/A"},{"$error":"#N/A"},{"$error":"#N/A"}]
[null,{"$f":"IF(DataInput!B294=$B$8,IF($B$9=$B$10,TRUE,IF(DataInput!E294=$B$9,TRUE,FALSE)))","v":true},null,null,{"$f":"IF(B295=TRUE,DataInput!B294,NA())","v":"SA"},{"$f":"IF($E295=DataInput!$B294,DataInput!C294,NA())","v":"SHUM"},{"$f":"IF($E295=DataInput!$B294,DataInput!D294,NA())","v":"HUMMOCKS"},{"$f":"IF($E295=DataInput!$B294,DataInput!E294,NA())","v":"SAPN"},{"$f":"IF($E295=DataInput!$B294,DataInput!F294,NA())","v":"Winter"},{"$f":"IF($E295=DataInput!$B294,DataInput!G294,NA())","v":"Non-Coincident"},{"$f":"IF($E295=DataInput!$B294,DataInput!H294,NA())","v":2010},{"$f":"IF($E295=DataInput!$B294,DataInput!I294,NA())","v":"Actual"},{"$f":"IF($E295=DataInput!$B294,DataInput!J294,NA())","v":10.989602},{"$f":"IF($E295=DataInput!$B294,DataInput!K294,NA())","v":"NA"},null,null,"SA HUMMOCKS",null,null,null,null,false,null,null,{"$error":"#N/A"},{"$error":"#N/A"},{"$error":"#N/A"},{"$error":"#N/A"},{"$error":"#N/A"},{"$error":"#N/A"},{"$error":"#N/A"},{"$error":"#N/A"},{"$error":"#N/A"},{"$error":"#N/A"}]
[null,{"$f":"IF(DataInput!B295=$B$8,IF($B$9=$B$10,TRUE,IF(DataInput!E295=$B$9,TRUE,FALSE)))","v":true},null,null,{"$f":"IF(B296=TRUE,DataInput!B295,NA())","v":"SA"},{"$f":"IF($E296=DataInput!$B295,DataInput!C295,NA())","v":"SHUM"},{"$f":"IF($E296=DataInput!$B295,DataInput!D295,NA())","v":"HUMMOCKS"},{"$f":"IF($E296=DataInput!$B295,DataInput!E295,NA())","v":"SAPN"},{"$f":"IF($E296=DataInput!$B295,DataInput!F295,NA())","v":"Winter"},{"$f":"IF($E296=DataInput!$B295,DataInput!G295,NA())","v":"Non-Coincident"},{"$f":"IF($E296=DataInput!$B295,DataInput!H295,NA())","v":2011},{"$f":"IF($E296=DataInput!$B295,DataInput!I295,NA())","v":"Actual"},{"$f":"IF($E296=DataInput!$B295,DataInput!J295,NA())","v":27.636372000000001},{"$f":"IF($E296=DataInput!$B295,DataInput!K295,NA())","v":"NA"},null,null,"SA HUMMOCKS",null,null,null,null,false,null,null,{"$error":"#N/A"},{"$error":"#N/A"},{"$error":"#N/A"},{"$error":"#N/A"},{"$error":"#N/A"},{"$error":"#N/A"},{"$error":"#N/A"},{"$error":"#N/A"},{"$error":"#N/A"},{"$error":"#N/A"}]
[null,{"$f":"IF(DataInput!B296=$B$8,IF($B$9=$B$10,TRUE,IF(DataInput!E296=$B$9,TRUE,FALSE)))","v":true},null,null,{"$f":"IF(B297=TRUE,DataInput!B296,NA())","v":"SA"},{"$f":"IF($E297=DataInput!$B296,DataInput!C296,NA())","v":"SHUM"},{"$f":"IF($E297=DataInput!$B296,DataInput!D296,NA())","v":"HUMMOCKS"},{"$f":"IF($E297=DataInput!$B296,DataInput!E296,NA())","v":"SAPN"},{"$f":"IF($E297=DataInput!$B296,DataInput!F296,NA())","v":"Winter"},{"$f":"IF($E297=DataInput!$B296,DataInput!G296,NA())","v":"Non-Coincident"},{"$f":"IF($E297=DataInput!$B296,DataInput!H296,NA())","v":2012},{"$f":"IF($E297=DataInput!$B296,DataInput!I296,NA())","v":"Actual"},{"$f":"IF($E297=DataInput!$B296,DataInput!J296,NA())","v":11.743230000000001},{"$f":"IF($E297=DataInput!$B296,DataInput!K296,NA())","v":"NA"},null,null,"SA HUMMOCKS",null,null,null,null,false,null,null,{"$error":"#N/A"},{"$error":"#N/A"},{"$error":"#N/A"},{"$error":"#N/A"},{"$error":"#N/A"},{"$error":"#N/A"},{"$error":"#N/A"},{"$error":"#N/A"},{"$error":"#N/A"},{"$error":"#N/A"}]
[null,{"$f":"IF(DataInput!B297=$B$8,IF($B$9=$B$10,TRUE,IF(DataInput!E297=$B$9,TRUE,FALSE)))","v":true},null,null,{"$f":"IF(B298=TRUE,DataInput!B297,NA())","v":"SA"},{"$f":"IF($E298=DataInput!$B297,DataInput!C297,NA())","v":"SHUM"},{"$f":"IF($E298=DataInput!$B297,DataInput!D297,NA())","v":"HUMMOCKS"},{"$f":"IF($E298=DataInput!$B297,DataInput!E297,NA())","v":"SAPN"},{"$f":"IF($E298=DataInput!$B297,DataInput!F297,NA())","v":"Winter"},{"$f":"IF($E298=DataInput!$B297,DataInput!G297,NA())","v":"Non-Coincident"},{"$f":"IF($E298=DataInput!$B297,DataInput!H297,NA())","v":2013},{"$f":"IF($E298=DataInput!$B297,DataInput!I297,NA())","v":"Actual"},{"$f":"IF($E298=DataInput!$B297,DataInput!J297,NA())","v":9.8773},{"$f":"IF($E298=DataInput!$B297,DataInput!K297,NA())","v":"NA"},null,null,"SA HUMMOCKS",null,null,null,null,false,null,null,{"$error":"#N/A"},{"$error":"#N/A"},{"$error":"#N/A"},{"$error":"#N/A"},{"$error":"#N/A"},{"$error":"#N/A"},{"$error":"#N/A"},{"$error":"#N/A"},{"$error":"#N/A"},{"$error":"#N/A"}]
[null,{"$f":"IF(DataInput!B298=$B$8,IF($B$9=$B$10,TRUE,IF(DataInput!E298=$B$9,TRUE,FALSE)))","v":true},null,null,{"$f":"IF(B299=TRUE,DataInput!B298,NA())","v":"SA"},{"$f":"IF($E299=DataInput!$B298,DataInput!C298,NA())","v":"SHUM"},{"$f":"IF($E299=DataInput!$B298,DataInput!D298,NA())","v":"HUMMOCKS"},{"$f":"IF($E299=DataInput!$B298,DataInput!E298,NA())","v":"SAPN"},{"$f":"IF($E299=DataInput!$B298,DataInput!F298,NA())","v":"Winter"},{"$f":"IF($E299=DataInput!$B298,DataInput!G298,NA())","v":"Non-Coincident"},{"$f":"IF($E299=DataInput!$B298,DataInput!H298,NA())","v":2014},{"$f":"IF($E299=DataInput!$B298,DataInput!I298,NA())","v":"Actual"},{"$f":"IF($E299=DataInput!$B298,DataInput!J298,NA())","v":10.413126},{"$f":"IF($E299=DataInput!$B298,DataInput!K298,NA())","v":"NA"},null,null,"SA HUMMOCKS",null,null,null,null,false,null,null,{"$error":"#N/A"},{"$error":"#N/A"},{"$error":"#N/A"},{"$error":"#N/A"},{"$error":"#N/A"},{"$error":"#N/A"},{"$error":"#N/A"},{"$error":"#N/A"},{"$error":"#N/A"},{"$error":"#N/A"}]
[null,{"$f":"IF(DataInput!B299=$B$8,IF($B$9=$B$10,TRUE,IF(DataInput!E299=$B$9,TRUE,FALSE)))","v":true},null,null,{"$f":"IF(B300=TRUE,DataInput!B299,NA())","v":"SA"},{"$f":"IF($E300=DataInput!$B299,DataInput!C299,NA())","v":"SGSSNN"},{"$f":"IF($E300=DataInput!$B299,DataInput!D299,NA())","v":"SNUGGERY INDUSTRIAL"},{"$f":"IF($E300=DataInput!$B299,DataInput!E299,NA())","v":"SAPN"},{"$f":"IF($E300=DataInput!$B299,DataInput!F299,NA())","v":"Summer"},{"$f":"IF($E300=DataInput!$B299,DataInput!G299,NA())","v":"Non-Coincident"},{"$f":"IF($E300=DataInput!$B299,DataInput!H299,NA())","v":2003},{"$f":"IF($E300=DataInput!$B299,DataInput!I299,NA())","v":"Actual"},{"$f":"IF($E300=DataInput!$B299,DataInput!J299,NA())","v":"NA"},{"$f":"IF($E300=DataInput!$B299,DataInput!K299,NA())","v":"NA"},null,null,"SA SNUGGERY INDUSTRIAL",null,null,null,null,false,null,null,{"$error":"#N/A"},{"$error":"#N/A"},{"$error":"#N/A"},{"$error":"#N/A"},{"$error":"#N/A"},{"$error":"#N/A"},{"$error":"#N/A"},{"$error":"#N/A"},{"$error":"#N/A"},{"$error":"#N/A"}]
[null,{"$f":"IF(DataInput!B300=$B$8,IF($B$9=$B$10,TRUE,IF(DataInput!E300=$B$9,TRUE,FALSE)))","v":true},null,null,{"$f":"IF(B301=TRUE,DataInput!B300,NA())","v":"SA"},{"$f":"IF($E301=DataInput!$B300,DataInput!C300,NA())","v":"SGSSNN"},{"$f":"IF($E301=DataInput!$B300,DataInput!D300,NA())","v":"SNUGGERY INDUSTRIAL"},{"$f":"IF($E301=DataInput!$B300,DataInput!E300,NA())","v":"SAPN"},{"$f":"IF($E301=DataInput!$B300,DataInput!F300,NA())","v":"Summer"},{"$f":"IF($E301=DataInput!$B300,DataInput!G300,NA())","v":"Non-Coincident"},{"$f":"IF($E301=DataInput!$B300,DataInput!H300,NA())","v":2004},{"$f":"IF($E301=DataInput!$B300,DataInput!I300,NA())","v":"Actual"},{"$f":"IF($E301=DataInput!$B300,DataInput!J300,NA())","v":49.926169999999999},{"$f":"IF($E301=DataInput!$B300,DataInput!K300,NA())","v":"NA"},null,null,"SA SNUGGERY INDUSTRIAL",null,null,null,null,false,null,null,{"$error":"#N/A"},{"$error":"#N/A"},{"$error":"#N/A"},{"$error":"#N/A"},{"$error":"#N/A"},{"$error":"#N/A"},{"$error":"#N/A"},{"$error":"#N/A"},{"$error":"#N/A"},{"$error":"#N/A"}]
[null,{"$f":"IF(DataInput!B301=$B$8,IF($B$9=$B$10,TRUE,IF(DataInput!E301=$B$9,TRUE,FALSE)))","v":true},null,null,{"$f":"IF(B302=TRUE,DataInput!B301,NA())","v":"SA"},{"$f":"IF($E302=DataInput!$B301,DataInput!C301,NA())","v":"SGSSNN"},{"$f":"IF($E302=DataInput!$B301,DataInput!D301,NA())","v":"SNUGGERY INDUSTRIAL"},{"$f":"IF($E302=DataInput!$B301,DataInput!E301,NA())","v":"SAPN"},{"$f":"IF($E302=DataInput!$B301,DataInput!F301,NA())","v":"Summer"},{"$f":"IF($E302=DataInput!$B301,DataInput!G301,NA())","v":"Non-Coincident"},{"$f":"IF($E302=DataInput!$B301,DataInput!H301,NA())","v":2005},{"$f":"IF($E302=DataInput!$B301,DataInput!I301,NA())","v":"Actual"},{"$f":"IF($E302=DataInput!$B301,DataInput!J301,NA())","v":40.106313999999998},{"$f":"IF($E302=DataInput!$B301,DataInput!K301,NA())","v":"NA"},null,null,"SA SNUGGERY INDUSTRIAL",null,null,null,null,false,null,null,{"$error":"#N/A"},{"$error":"#N/A"},{"$error":"#N/A"},{"$error":"#N/A"},{"$error":"#N/A"},{"$error":"#N/A"},{"$error":"#N/A"},{"$error":"#N/A"},{"$error":"#N/A"},{"$error":"#N/A"}]
[null,{"$f":"IF(DataInput!B302=$B$8,IF($B$9=$B$10,TRUE,IF(DataInput!E302=$B$9,TRUE,FALSE)))","v":true},null,null,{"$f":"IF(B303=TRUE,DataInput!B302,NA())","v":"SA"},{"$f":"IF($E303=DataInput!$B302,DataInput!C302,NA())","v":"SGSSNN"},{"$f":"IF($E303=DataInput!$B302,DataInput!D302,NA())","v":"SNUGGERY INDUSTRIAL"},{"$f":"IF($E303=DataInput!$B302,DataInput!E302,NA())","v":"SAPN"},{"$f":"IF($E303=DataInput!$B302,DataInput!F302,NA())","v":"Summer"},{"$f":"IF($E303=DataInput!$B302,DataInput!G302,NA())","v":"Non-Coincident"},{"$f":"IF($E303=DataInput!$B302,DataInput!H302,NA())","v":2006},{"$f":"IF($E303=DataInput!$B302,DataInput!I302,NA())","v":"Actual"},{"$f":"IF($E303=DataInput!$B302,DataInput!J302,NA())","v":48.183374000000001},{"$f":"IF($E303=DataInput!$B302,DataInput!K302,NA())","v":"NA"},null,null,"SA SNUGGERY INDUSTRIAL",null,null,null,null,false,null,null,{"$error":"#N/A"},{"$error":"#N/A"},{"$error":"#N/A"},{"$error":"#N/A"},{"$error":"#N/A"},{"$error":"#N/A"},{"$error":"#N/A"},{"$error":"#N/A"},{"$error":"#N/A"},{"$error":"#N/A"}]
[null,{"$f":"IF(DataInput!B303=$B$8,IF($B$9=$B$10,TRUE,IF(DataInput!E303=$B$9,TRUE,FALSE)))","v":true},null,null,{"$f":"IF(B304=TRUE,DataInput!B303,NA())","v":"SA"},{"$f":"IF($E304=DataInput!$B303,DataInput!C303,NA())","v":"SGSSNN"},{"$f":"IF($E304=DataInput!$B303,DataInput!D303,NA())","v":"SNUGGERY INDUSTRIAL"},{"$f":"IF($E304=DataInput!$B303,DataInput!E303,NA())","v":"SAPN"},{"$f":"IF($E304=DataInput!$B303,DataInput!F303,NA())","v":"Summer"},{"$f":"IF($E304=DataInput!$B303,DataInput!G303,NA())","v":"Non-Coincident"},{"$f":"IF($E304=DataInput!$B303,DataInput!H303,NA())","v":2007},{"$f":"IF($E304=DataInput!$B303,DataInput!I303,NA())","v":"Actual"},{"$f":"IF($E304=DataInput!$B303,DataInput!J303,NA())","v":48.668976000000001},{"$f":"IF($E304=DataInput!$B303,DataInput!K303,NA())","v":"NA"},null,null,"SA SNUGGERY INDUSTRIAL",null,null,null,null,false,null,null,{"$error":"#N/A"},{"$error":"#N/A"},{"$error":"#N/A"},{"$error":"#N/A"},{"$error":"#N/A"},{"$error":"#N/A"},{"$error":"#N/A"},{"$error":"#N/A"},{"$error":"#N/A"},{"$error":"#N/A"}]
[null,{"$f":"IF(DataInput!B304=$B$8,IF($B$9=$B$10,TRUE,IF(DataInput!E304=$B$9,TRUE,FALSE)))","v":true},null,null,{"$f":"IF(B305=TRUE,DataInput!B304,NA())","v":"SA"},{"$f":"IF($E305=DataInput!$B304,DataInput!C304,NA())","v":"SGSSNN"},{"$f":"IF($E305=DataInput!$B304,DataInput!D304,NA())","v":"SNUGGERY INDUSTRIAL"},{"$f":"IF($E305=DataInput!$B304,DataInput!E304,NA())","v":"SAPN"},{"$f":"IF($E305=DataInput!$B304,DataInput!F304,NA())","v":"Summer"},{"$f":"IF($E305=DataInput!$B304,DataInput!G304,NA())","v":"Non-Coincident"},{"$f":"IF($E305=DataInput!$B304,DataInput!H304,NA())","v":2008},{"$f":"IF($E305=DataInput!$B304,DataInput!I304,NA())","v":"Actual"},{"$f":"IF($E305=DataInput!$B304,DataInput!J304,NA())","v":44.194412},{"$f":"IF($E305=DataInput!$B304,DataInput!K304,NA())","v":"NA"},null,null,"SA SNUGGERY INDUSTRIAL",null,null,null,null,false,null,null,{"$error":"#N/A"},{"$error":"#N/A"},{"$error":"#N/A"},{"$error":"#N/A"},{"$error":"#N/A"},{"$error":"#N/A"},{"$error":"#N/A"},{"$error":"#N/A"},{"$error":"#N/A"},{"$error":"#N/A"}]
[null,{"$f":"IF(DataInput!B305=$B$8,IF($B$9=$B$10,TRUE,IF(DataInput!E305=$B$9,TRUE,FALSE)))","v":true},null,null,{"$f":"IF(B306=TRUE,DataInput!B305,NA())","v":"SA"},{"$f":"IF($E306=DataInput!$B305,DataInput!C305,NA())","v":"SGSSNN"},{"$f":"IF($E306=DataInput!$B305,DataInput!D305,NA())","v":"SNUGGERY INDUSTRIAL"},{"$f":"IF($E306=DataInput!$B305,DataInput!E305,NA())","v":"SAPN"},{"$f":"IF($E306=DataInput!$B305,DataInput!F305,NA())","v":"Summer"},{"$f":"IF($E306=DataInput!$B305,DataInput!G305,NA())","v":"Non-Coincident"},{"$f":"IF($E306=DataInput!$B305,DataInput!H305,NA())","v":2009},{"$f":"IF($E306=DataInput!$B305,DataInput!I305,NA())","v":"Actual"},{"$f":"IF($E306=DataInput!$B305,DataInput!J305,NA())","v":43.706809999999997},{"$f":"IF($E306=DataInput!$B305,DataInput!K305,NA())","v":"NA"},null,null,"SA SNUGGERY INDUSTRIAL",null,null,null,null,false,null,null,{"$error":"#N/A"},{"$error":"#N/A"},{"$error":"#N/A"},{"$error":"#N/A"},{"$error":"#N/A"},{"$error":"#N/A"},{"$error":"#N/A"},{"$error":"#N/A"},{"$error":"#N/A"},{"$error":"#N/A"}]
[null,{"$f":"IF(DataInput!B306=$B$8,IF($B$9=$B$10,TRUE,IF(DataInput!E306=$B$9,TRUE,FALSE)))","v":true},null,null,{"$f":"IF(B307=TRUE,DataInput!B306,NA())","v":"SA"},{"$f":"IF($E307=DataInput!$B306,DataInput!C306,NA())","v":"SGSSNN"},{"$f":"IF($E307=DataInput!$B306,DataInput!D306,NA())","v":"SNUGGERY INDUSTRIAL"},{"$f":"IF($E307=DataInput!$B306,DataInput!E306,NA())","v":"SAPN"},{"$f":"IF($E307=DataInput!$B306,DataInput!F306,NA())","v":"Summer"},{"$f":"IF($E307=DataInput!$B306,DataInput!G306,NA())","v":"Non-Coincident"},{"$f":"IF($E307=DataInput!$B306,DataInput!H306,NA())","v":2010},{"$f":"IF($E307=DataInput!$B306,DataInput!I306,NA())","v":"Actual"},{"$f":"IF($E307=DataInput!$B306,DataInput!J306,NA())","v":42.597754000000002},{"$f":"IF($E307=DataInput!$B306,DataInput!K306,NA())","v":"NA"},null,null,"SA SNUGGERY INDUSTRIAL",null,null,null,null,false,null,null,{"$error":"#N/A"},{"$f":"IF($V307=TRUE,F307,NA())","v":{"$error":"#N/A"}},{"$f":"IF($V307=TRUE,G307,NA())","v":{"$error":"#N/A"}},{"$f":"IF($V307=TRUE,H307,NA())","v":{"$error":"#N/A"}},{"$f":"IF($V307=TRUE,I307,NA())","v":{"$error":"#N/A"}},{"$f":"IF($V307=TRUE,J307,NA())","v":{"$error":"#N/A"}},{"$f":"IF($V307=TRUE,K307,NA())","v":{"$error":"#N/A"}},{"$f":"IF($V307=TRUE,L307,NA())","v":{"$error":"#N/A"}},{"$f":"IF($V307=TRUE,M307,NA())","v":{"$error":"#N/A"}},{"$f":"IF($V307=TRUE,N307,NA())","v":{"$error":"#N/A"}}]
[null,{"$f":"IF(DataInput!B307=$B$8,IF($B$9=$B$10,TRUE,IF(DataInput!E307=$B$9,TRUE,FALSE)))","v":true},null,null,{"$f":"IF(B308=TRUE,DataInput!B307,NA())","v":"SA"},{"$f":"IF($E308=DataInput!$B307,DataInput!C307,NA())","v":"SGSSNN"},{"$f":"IF($E308=DataInput!$B307,DataInput!D307,NA())","v":"SNUGGERY INDUSTRIAL"},{"$f":"IF($E308=DataInput!$B307,DataInput!E307,NA())","v":"SAPN"},{"$f":"IF($E308=DataInput!$B307,DataInput!F307,NA())","v":"Summer"},{"$f":"IF($E308=DataInput!$B307,DataInput!G307,NA())","v":"Non-Coincident"},{"$f":"IF($E308=DataInput!$B307,DataInput!H307,NA())","v":2011},{"$f":"IF($E308=DataInput!$B307,DataInput!I307,NA())","v":"Actual"},{"$f":"IF($E308=DataInput!$B307,DataInput!J307,NA())","v":42.438332000000003},{"$f":"IF($E308=DataInput!$B307,DataInput!K307,NA())","v":"NA"},null,null,"SA SNUGGERY INDUSTRIAL",null,null,null,null,false,null,null,{"$error":"#N/A"},{"$error":"#N/A"},{"$error":"#N/A"},{"$error":"#N/A"},{"$error":"#N/A"},{"$error":"#N/A"},{"$error":"#N/A"},{"$error":"#N/A"},{"$error":"#N/A"},{"$error":"#N/A"}]
[null,{"$f":"IF(DataInput!B308=$B$8,IF($B$9=$B$10,TRUE,IF(DataInput!E308=$B$9,TRUE,FALSE)))","v":true},null,null,{"$f":"IF(B309=TRUE,DataInput!B308,NA())","v":"SA"},{"$f":"IF($E309=DataInput!$B308,DataInput!C308,NA())","v":"SGSSNN"},{"$f":"IF($E309=DataInput!$B308,DataInput!D308,NA())","v":"SNUGGERY INDUSTRIAL"},{"$f":"IF($E309=DataInput!$B308,DataInput!E308,NA())","v":"SAPN"},{"$f":"IF($E309=DataInput!$B308,DataInput!F308,NA())","v":"Summer"},{"$f":"IF($E309=DataInput!$B308,DataInput!G308,NA())","v":"Non-Coincident"},{"$f":"IF($E309=DataInput!$B308,DataInput!H308,NA())","v":2012},{"$f":"IF($E309=DataInput!$B308,DataInput!I308,NA())","v":"Actual"},{"$f":"IF($E309=DataInput!$B308,DataInput!J308,NA())","v":31.334693999999999},{"$f":"IF($E309=DataInput!$B308,DataInput!K308,NA())","v":"NA"},null,null,"SA SNUGGERY INDUSTRIAL",null,null,null,null,false,null,null,{"$error":"#N/A"},{"$error":"#N/A"},{"$error":"#N/A"},{"$error":"#N/A"},{"$error":"#N/A"},{"$error":"#N/A"},{"$error":"#N/A"},{"$error":"#N/A"},{"$error":"#N/A"},{"$error":"#N/A"}]
[null,{"$f":"IF(DataInput!B309=$B$8,IF($B$9=$B$10,TRUE,IF(DataInput!E309=$B$9,TRUE,FALSE)))","v":true},null,null,{"$f":"IF(B310=TRUE,DataInput!B309,NA())","v":"SA"},{"$f":"IF($E310=DataInput!$B309,DataInput!C309,NA())","v":"SGSSNN"},{"$f":"IF($E310=DataInput!$B309,DataInput!D309,NA())","v":"SNUGGERY INDUSTRIAL"},{"$f":"IF($E310=DataInput!$B309,DataInput!E309,NA())","v":"SAPN"},{"$f":"IF($E310=DataInput!$B309,DataInput!F309,NA())","v":"Summer"},{"$f":"IF($E310=DataInput!$B309,DataInput!G309,NA())","v":"Non-Coincident"},{"$f":"IF($E310=DataInput!$B309,DataInput!H309,NA())","v":2013},{"$f":"IF($E310=DataInput!$B309,DataInput!I309,NA())","v":"Actual"},{"$f":"IF($E310=DataInput!$B309,DataInput!J309,NA())","v":53.075071999999999},{"$f":"IF($E310=DataInput!$B309,DataInput!K309,NA())","v":"NA"},null,null,"SA SNUGGERY INDUSTRIAL",null,null,null,null,false,null,null,{"$error":"#N/A"},{"$error":"#N/A"},{"$error":"#N/A"},{"$error":"#N/A"},{"$error":"#N/A"},{"$error":"#N/A"},{"$error":"#N/A"},{"$error":"#N/A"},{"$error":"#N/A"},{"$error":"#N/A"}]
[null,{"$f":"IF(DataInput!B310=$B$8,IF($B$9=$B$10,TRUE,IF(DataInput!E310=$B$9,TRUE,FALSE)))","v":true},null,null,{"$f":"IF(B311=TRUE,DataInput!B310,NA())","v":"SA"},{"$f":"IF($E311=DataInput!$B310,DataInput!C310,NA())","v":"SGSSNN"},{"$f":"IF($E311=DataInput!$B310,DataInput!D310,NA())","v":"SNUGGERY INDUSTRIAL"},{"$f":"IF($E311=DataInput!$B310,DataInput!E310,NA())","v":"SAPN"},{"$f":"IF($E311=DataInput!$B310,DataInput!F310,NA())","v":"Summer"},{"$f":"IF($E311=DataInput!$B310,DataInput!G310,NA())","v":"Non-Coincident"},{"$f":"IF($E311=DataInput!$B310,DataInput!H310,NA())","v":2014},{"$f":"IF($E311=DataInput!$B310,DataInput!I310,NA())","v":"Actual"},{"$f":"IF($E311=DataInput!$B310,DataInput!J310,NA())","v":24.820865999999999},{"$f":"IF($E311=DataInput!$B310,DataInput!K310,NA())","v":"NA"},null,null,"SA SNUGGERY INDUSTRIAL",null,null,null,null,false,null,null,{"$error":"#N/A"},{"$error":"#N/A"},{"$error":"#N/A"},{"$error":"#N/A"},{"$error":"#N/A"},{"$error":"#N/A"},{"$error":"#N/A"},{"$error":"#N/A"},{"$error":"#N/A"},{"$error":"#N/A"}]
[null,{"$f":"IF(DataInput!B311=$B$8,IF($B$9=$B$10,TRUE,IF(DataInput!E311=$B$9,TRUE,FALSE)))","v":true},null,null,{"$f":"IF(B312=TRUE,DataInput!B311,NA())","v":"SA"},{"$f":"IF($E312=DataInput!$B311,DataInput!C311,NA())","v":"SGSSNN"},{"$f":"IF($E312=DataInput!$B311,DataInput!D311,NA())","v":"SNUGGERY INDUSTRIAL"},{"$f":"IF($E312=DataInput!$B311,DataInput!E311,NA())","v":"SAPN"},{"$f":"IF($E312=DataInput!$B311,DataInput!F311,NA())","v":"Winter"},{"$f":"IF($E312=DataInput!$B311,DataInput!G311,NA())","v":"Non-Coincident"},{"$f":"IF($E312=DataInput!$B311,DataInput!H311,NA())","v":2003},{"$f":"IF($E312=DataInput!$B311,DataInput!I311,NA())","v":"Actual"},{"$f":"IF($E312=DataInput!$B311,DataInput!J311,NA())","v":42.500950000000003},{"$f":"IF($E312=DataInput!$B311,DataInput!K311,NA())","v":"NA"},null,null,"SA SNUGGERY INDUSTRIAL",null,null,null,null,false,null,null,{"$error":"#N/A"},{"$error":"#N/A"},{"$error":"#N/A"},{"$error":"#N/A"},{"$error":"#N/A"},{"$error":"#N/A"},{"$error":"#N/A"},{"$error":"#N/A"},{"$error":"#N/A"},{"$error":"#N/A"}]
[null,{"$f":"IF(DataInput!B312=$B$8,IF($B$9=$B$10,TRUE,IF(DataInput!E312=$B$9,TRUE,FALSE)))","v":true},null,null,{"$f":"IF(B313=TRUE,DataInput!B312,NA())","v":"SA"},{"$f":"IF($E313=DataInput!$B312,DataInput!C312,NA())","v":"SGSSNN"},{"$f":"IF($E313=DataInput!$B312,DataInput!D312,NA())","v":"SNUGGERY INDUSTRIAL"},{"$f":"IF($E313=DataInput!$B312,DataInput!E312,NA())","v":"SAPN"},{"$f":"IF($E313=DataInput!$B312,DataInput!F312,NA())","v":"Winter"},{"$f":"IF($E313=DataInput!$B312,DataInput!G312,NA())","v":"Non-Coincident"},{"$f":"IF($E313=DataInput!$B312,DataInput!H312,NA())","v":2004},{"$f":"IF($E313=DataInput!$B312,DataInput!I312,NA())","v":"Actual"},{"$f":"IF($E313=DataInput!$B312,DataInput!J312,NA())","v":38.871006000000001},{"$f":"IF($E313=DataInput!$B312,DataInput!K312,NA())","v":"NA"},null,null,"SA SNUGGERY INDUSTRIAL",null,null,null,null,false,null,null,{"$error":"#N/A"},{"$error":"#N/A"},{"$error":"#N/A"},{"$error":"#N/A"},{"$error":"#N/A"},{"$error":"#N/A"},{"$error":"#N/A"},{"$error":"#N/A"},{"$error":"#N/A"},{"$error":"#N/A"}]
[null,{"$f":"IF(DataInput!B313=$B$8,IF($B$9=$B$10,TRUE,IF(DataInput!E313=$B$9,TRUE,FALSE)))","v":true},null,null,{"$f":"IF(B314=TRUE,DataInput!B313,NA())","v":"SA"},{"$f":"IF($E314=DataInput!$B313,DataInput!C313,NA())","v":"SGSSNN"},{"$f":"IF($E314=DataInput!$B313,DataInput!D313,NA())","v":"SNUGGERY INDUSTRIAL"},{"$f":"IF($E314=DataInput!$B313,DataInput!E313,NA())","v":"SAPN"},{"$f":"IF($E314=DataInput!$B313,DataInput!F313,NA())","v":"Winter"},{"$f":"IF($E314=DataInput!$B313,DataInput!G313,NA())","v":"Non-Coincident"},{"$f":"IF($E314=DataInput!$B313,DataInput!H313,NA())","v":2005},{"$f":"IF($E314=DataInput!$B313,DataInput!I313,NA())","v":"Actual"},{"$f":"IF($E314=DataInput!$B313,DataInput!J313,NA())","v":41.874395999999997},{"$f":"IF($E314=DataInput!$B313,DataInput!K313,NA())","v":"NA"},null,null,"SA SNUGGERY INDUSTRIAL",null,null,null,null,false,null,null,{"$error":"#N/A"},{"$error":"#N/A"},{"$error":"#N/A"},{"$error":"#N/A"},{"$error":"#N/A"},{"$error":"#N/A"},{"$error":"#N/A"},{"$error":"#N/A"},{"$error":"#N/A"},{"$error":"#N/A"}]
[null,{"$f":"IF(DataInput!B314=$B$8,IF($B$9=$B$10,TRUE,IF(DataInput!E314=$B$9,TRUE,FALSE)))","v":true},null,null,{"$f":"IF(B315=TRUE,DataInput!B314,NA())","v":"SA"},{"$f":"IF($E315=DataInput!$B314,DataInput!C314,NA())","v":"SGSSNN"},{"$f":"IF($E315=DataInput!$B314,DataInput!D314,NA())","v":"SNUGGERY INDUSTRIAL"},{"$f":"IF($E315=DataInput!$B314,DataInput!E314,NA())","v":"SAPN"},{"$f":"IF($E315=DataInput!$B314,DataInput!F314,NA())","v":"Winter"},{"$f":"IF($E315=DataInput!$B314,DataInput!G314,NA())","v":"Non-Coincident"},{"$f":"IF($E315=DataInput!$B314,DataInput!H314,NA())","v":2006},{"$f":"IF($E315=DataInput!$B314,DataInput!I314,NA())","v":"Actual"},{"$f":"IF($E315=DataInput!$B314,DataInput!J314,NA())","v":52.498688000000001},{"$f":"IF($E315=DataInput!$B314,DataInput!K314,NA())","v":"NA"},null,null,"SA SNUGGERY INDUSTRIAL",null,null,null,null,false,null,null,{"$error":"#N/A"},{"$error":"#N/A"},{"$error":"#N/A"},{"$error":"#N/A"},{"$error":"#N/A"},{"$error":"#N/A"},{"$error":"#N/A"},{"$error":"#N/A"},{"$error":"#N/A"},{"$error":"#N/A"}]
[null,{"$f":"IF(DataInput!B315=$B$8,IF($B$9=$B$10,TRUE,IF(DataInput!E315=$B$9,TRUE,FALSE)))","v":true},null,null,{"$f":"IF(B316=TRUE,DataInput!B315,NA())","v":"SA"},{"$f":"IF($E316=DataInput!$B315,DataInput!C315,NA())","v":"SGSSNN"},{"$f":"IF($E316=DataInput!$B315,DataInput!D315,NA())","v":"SNUGGERY INDUSTRIAL"},{"$f":"IF($E316=DataInput!$B315,DataInput!E315,NA())","v":"SAPN"},{"$f":"IF($E316=DataInput!$B315,DataInput!F315,NA())","v":"Winter"},{"$f":"IF($E316=DataInput!$B315,DataInput!G315,NA())","v":"Non-Coincident"},{"$f":"IF($E316=DataInput!$B315,DataInput!H315,NA())","v":2007},{"$f":"IF($E316=DataInput!$B315,DataInput!I315,NA())","v":"Actual"},{"$f":"IF($E316=DataInput!$B315,DataInput!J315,NA())","v":42.785344000000002},{"$f":"IF($E316=DataInput!$B315,DataInput!K315,NA())","v":"NA"},null,null,"SA SNUGGERY INDUSTRIAL",null,null,null,null,false,null,null,{"$error":"#N/A"},{"$error":"#N/A"},{"$error":"#N/A"},{"$error":"#N/A"},{"$error":"#N/A"},{"$error":"#N/A"},{"$error":"#N/A"},{"$error":"#N/A"},{"$error":"#N/A"},{"$error":"#N/A"}]
[null,{"$f":"IF(DataInput!B316=$B$8,IF($B$9=$B$10,TRUE,IF(DataInput!E316=$B$9,TRUE,FALSE)))","v":true},null,null,{"$f":"IF(B317=TRUE,DataInput!B316,NA())","v":"SA"},{"$f":"IF($E317=DataInput!$B316,DataInput!C316,NA())","v":"SGSSNN"},{"$f":"IF($E317=DataInput!$B316,DataInput!D316,NA())","v":"SNUGGERY INDUSTRIAL"},{"$f":"IF($E317=DataInput!$B316,DataInput!E316,NA())","v":"SAPN"},{"$f":"IF($E317=DataInput!$B316,DataInput!F316,NA())","v":"Winter"},{"$f":"IF($E317=DataInput!$B316,DataInput!G316,NA())","v":"Non-Coincident"},{"$f":"IF($E317=DataInput!$B316,DataInput!H316,NA())","v":2008},{"$f":"IF($E317=DataInput!$B316,DataInput!I316,NA())","v":"Actual"},{"$f":"IF($E317=DataInput!$B316,DataInput!J316,NA())","v":43.353462},{"$f":"IF($E317=DataInput!$B316,DataInput!K316,NA())","v":"NA"},null,null,"SA SNUGGERY INDUSTRIAL",null,null,null,null,false,null,null,{"$error":"#N/A"},{"$error":"#N/A"},{"$error":"#N/A"},{"$error":"#N/A"},{"$error":"#N/A"},{"$error":"#N/A"},{"$error":"#N/A"},{"$error":"#N/A"},{"$error":"#N/A"},{"$error":"#N/A"}]
[null,{"$f":"IF(DataInput!B317=$B$8,IF($B$9=$B$10,TRUE,IF(DataInput!E317=$B$9,TRUE,FALSE)))","v":true},null,null,{"$f":"IF(B318=TRUE,DataInput!B317,NA())","v":"SA"},{"$f":"IF($E318=DataInput!$B317,DataInput!C317,NA())","v":"SGSSNN"},{"$f":"IF($E318=DataInput!$B317,DataInput!D317,NA())","v":"SNUGGERY INDUSTRIAL"},{"$f":"IF($E318=DataInput!$B317,DataInput!E317,NA())","v":"SAPN"},{"$f":"IF($E318=DataInput!$B317,DataInput!F317,NA())","v":"Winter"},{"$f":"IF($E318=DataInput!$B317,DataInput!G317,NA())","v":"Non-Coincident"},{"$f":"IF($E318=DataInput!$B317,DataInput!H317,NA())","v":2009},{"$f":"IF($E318=DataInput!$B317,DataInput!I317,NA())","v":"Actual"},{"$f":"IF($E318=DataInput!$B317,DataInput!J317,NA())","v":42.954694000000003},{"$f":"IF($E318=DataInput!$B317,DataInput!K317,NA())","v":"NA"},null,null,"SA SNUGGERY INDUSTRIAL",null,null,null,null,false,null,null,{"$error":"#N/A"},{"$error":"#N/A"},{"$error":"#N/A"},{"$error":"#N/A"},{"$error":"#N/A"},{"$error":"#N/A"},{"$error":"#N/A"},{"$error":"#N/A"},{"$error":"#N/A"},{"$error":"#N/A"}]
[null,{"$f":"IF(DataInput!B318=$B$8,IF($B$9=$B$10,TRUE,IF(DataInput!E318=$B$9,TRUE,FALSE)))","v":true},null,null,{"$f":"IF(B319=TRUE,DataInput!B318,NA())","v":"SA"},{"$f":"IF($E319=DataInput!$B318,DataInput!C318,NA())","v":"SGSSNN"},{"$f":"IF($E319=DataInput!$B318,DataInput!D318,NA())","v":"SNUGGERY INDUSTRIAL"},{"$f":"IF($E319=DataInput!$B318,DataInput!E318,NA())","v":"SAPN"},{"$f":"IF($E319=DataInput!$B318,DataInput!F318,NA())","v":"Winter"},{"$f":"IF($E319=DataInput!$B318,DataInput!G318,NA())","v":"Non-Coincident"},{"$f":"IF($E319=DataInput!$B318,DataInput!H318,NA())","v":2010},{"$f":"IF($E319=DataInput!$B318,DataInput!I318,NA())","v":"Actual"},{"$f":"IF($E319=DataInput!$B318,DataInput!J318,NA())","v":53.659545999999999},{"$f":"IF($E319=DataInput!$B318,DataInput!K318,NA())","v":"NA"},null,null,"SA SNUGGERY INDUSTRIAL",null,null,null,null,false,null,null,{"$error":"#N/A"},{"$error":"#N/A"},{"$error":"#N/A"},{"$error":"#N/A"},{"$error":"#N/A"},{"$error":"#N/A"},{"$error":"#N/A"},{"$error":"#N/A"},{"$error":"#N/A"},{"$error":"#N/A"}]
[null,{"$f":"IF(DataInput!B319=$B$8,IF($B$9=$B$10,TRUE,IF(DataInput!E319=$B$9,TRUE,FALSE)))","v":true},null,null,{"$f":"IF(B320=TRUE,DataInput!B319,NA())","v":"SA"},{"$f":"IF($E320=DataInput!$B319,DataInput!C319,NA())","v":"SGSSNN"},{"$f":"IF($E320=DataInput!$B319,DataInput!D319,NA())","v":"SNUGGERY INDUSTRIAL"},{"$f":"IF($E320=DataInput!$B319,DataInput!E319,NA())","v":"SAPN"},{"$f":"IF($E320=DataInput!$B319,DataInput!F319,NA())","v":"Winter"},{"$f":"IF($E320=DataInput!$B319,DataInput!G319,NA())","v":"Non-Coincident"},{"$f":"IF($E320=DataInput!$B319,DataInput!H319,NA())","v":2011},{"$f":"IF($E320=DataInput!$B319,DataInput!I319,NA())","v":"Actual"},{"$f":"IF($E320=DataInput!$B319,DataInput!J319,NA())","v":32.390458000000002},{"$f":"IF($E320=DataInput!$B319,DataInput!K319,NA())","v":"NA"},null,null,"SA SNUGGERY INDUSTRIAL",null,null,null,null,false,null,null,{"$error":"#N/A"},{"$error":"#N/A"},{"$error":"#N/A"},{"$error":"#N/A"},{"$error":"#N/A"},{"$error":"#N/A"},{"$error":"#N/A"},{"$error":"#N/A"},{"$error":"#N/A"},{"$error":"#N/A"}]
[null,{"$f":"IF(DataInput!B320=$B$8,IF($B$9=$B$10,TRUE,IF(DataInput!E320=$B$9,TRUE,FALSE)))","v":true},null,null,{"$f":"IF(B321=TRUE,DataInput!B320,NA())","v":"SA"},{"$f":"IF($E321=DataInput!$B320,DataInput!C320,NA())","v":"SGSSNN"},{"$f":"IF($E321=DataInput!$B320,DataInput!D320,NA())","v":"SNUGGERY INDUSTRIAL"},{"$f":"IF($E321=DataInput!$B320,DataInput!E320,NA())","v":"SAPN"},{"$f":"IF($E321=DataInput!$B320,DataInput!F320,NA())","v":"Winter"},{"$f":"IF($E321=DataInput!$B320,DataInput!G320,NA())","v":"Non-Coincident"},{"$f":"IF($E321=DataInput!$B320,DataInput!H320,NA())","v":2012},{"$f":"IF($E321=DataInput!$B320,DataInput!I320,NA())","v":"Actual"},{"$f":"IF($E321=DataInput!$B320,DataInput!J320,NA())","v":38.323645999999997},{"$f":"IF($E321=DataInput!$B320,DataInput!K320,NA())","v":"NA"},null,null,"SA SNUGGERY INDUSTRIAL",null,null,null,null,false,null,null,{"$error":"#N/A"},{"$error":"#N/A"},{"$error":"#N/A"},{"$error":"#N/A"},{"$error":"#N/A"},{"$error":"#N/A"},{"$error":"#N/A"},{"$error":"#N/A"},{"$error":"#N/A"},{"$error":"#N/A"}]
[null,{"$f":"IF(DataInput!B321=$B$8,IF($B$9=$B$10,TRUE,IF(DataInput!E321=$B$9,TRUE,FALSE)))","v":true},null,null,{"$f":"IF(B322=TRUE,DataInput!B321,NA())","v":"SA"},{"$f":"IF($E322=DataInput!$B321,DataInput!C321,NA())","v":"SGSSNN"},{"$f":"IF($E322=DataInput!$B321,DataInput!D321,NA())","v":"SNUGGERY INDUSTRIAL"},{"$f":"IF($E322=DataInput!$B321,DataInput!E321,NA())","v":"SAPN"},{"$f":"IF($E322=DataInput!$B321,DataInput!F321,NA())","v":"Winter"},{"$f":"IF($E322=DataInput!$B321,DataInput!G321,NA())","v":"Non-Coincident"},{"$f":"IF($E322=DataInput!$B321,DataInput!H321,NA())","v":2013},{"$f":"IF($E322=DataInput!$B321,DataInput!I321,NA())","v":"Actual"},{"$f":"IF($E322=DataInput!$B321,DataInput!J321,NA())","v":24.471512000000001},{"$f":"IF($E322=DataInput!$B321,DataInput!K321,NA())","v":"NA"},null,null,"SA SNUGGERY INDUSTRIAL",null,null,null,null,false,null,null,{"$error":"#N/A"},{"$error":"#N/A"},{"$error":"#N/A"},{"$error":"#N/A"},{"$error":"#N/A"},{"$error":"#N/A"},{"$error":"#N/A"},{"$error":"#N/A"},{"$error":"#N/A"},{"$error":"#N/A"}]
[null,{"$f":"IF(DataInput!B322=$B$8,IF($B$9=$B$10,TRUE,IF(DataInput!E322=$B$9,TRUE,FALSE)))","v":true},null,null,{"$f":"IF(B323=TRUE,DataInput!B322,NA())","v":"SA"},{"$f":"IF($E323=DataInput!$B322,DataInput!C322,NA())","v":"SGSSNN"},{"$f":"IF($E323=DataInput!$B322,DataInput!D322,NA())","v":"SNUGGERY INDUSTRIAL"},{"$f":"IF($E323=DataInput!$B322,DataInput!E322,NA())","v":"SAPN"},{"$f":"IF($E323=DataInput!$B322,DataInput!F322,NA())","v":"Winter"},{"$f":"IF($E323=DataInput!$B322,DataInput!G322,NA())","v":"Non-Coincident"},{"$f":"IF($E323=DataInput!$B322,DataInput!H322,NA())","v":2014},{"$f":"IF($E323=DataInput!$B322,DataInput!I322,NA())","v":"Actual"},{"$f":"IF($E323=DataInput!$B322,DataInput!J322,NA())","v":25.371134000000001},{"$f":"IF($E323=DataInput!$B322,DataInput!K322,NA())","v":"NA"},null,null,"SA SNUGGERY INDUSTRIAL",null,null,null,null,false,null,null,{"$error":"#N/A"},{"$error":"#N/A"},{"$error":"#N/A"},{"$error":"#N/A"},{"$error":"#N/A"},{"$error":"#N/A"},{"$error":"#N/A"},{"$error":"#N/A"},{"$error":"#N/A"},{"$error":"#N/A"}]
[null,{"$f":"IF(DataInput!B323=$B$8,IF($B$9=$B$10,TRUE,IF(DataInput!E323=$B$9,TRUE,FALSE)))","v":true},null,null,{"$f":"IF(B324=TRUE,DataInput!B323,NA())","v":"SA"},{"$f":"IF($E324=DataInput!$B323,DataInput!C323,NA())","v":"SGSXSOUT"},{"$f":"IF($E324=DataInput!$B323,DataInput!D323,NA())","v":"SOUTHERN SUBURBS"},{"$f":"IF($E324=DataInput!$B323,DataInput!E323,NA())","v":"SAPN"},{"$f":"IF($E324=DataInput!$B323,DataInput!F323,NA())","v":"Summer"},{"$f":"IF($E324=DataInput!$B323,DataInput!G323,NA())","v":"Non-Coincident"},{"$f":"IF($E324=DataInput!$B323,DataInput!H323,NA())","v":2003},{"$f":"IF($E324=DataInput!$B323,DataInput!I323,NA())","v":"Actual"},{"$f":"IF($E324=DataInput!$B323,DataInput!J323,NA())","v":566.00605199999995},{"$f":"IF($E324=DataInput!$B323,DataInput!K323,NA())","v":"NA"},null,null,"SA SOUTHERN SUBURBS",null,null,null,null,false,null,null,{"$error":"#N/A"},{"$error":"#N/A"},{"$error":"#N/A"},{"$error":"#N/A"},{"$error":"#N/A"},{"$error":"#N/A"},{"$error":"#N/A"},{"$error":"#N/A"},{"$error":"#N/A"},{"$error":"#N/A"}]
[null,{"$f":"IF(DataInput!B324=$B$8,IF($B$9=$B$10,TRUE,IF(DataInput!E324=$B$9,TRUE,FALSE)))","v":true},null,null,{"$f":"IF(B325=TRUE,DataInput!B324,NA())","v":"SA"},{"$f":"IF($E325=DataInput!$B324,DataInput!C324,NA())","v":"SGSXSOUT"},{"$f":"IF($E325=DataInput!$B324,DataInput!D324,NA())","v":"SOUTHERN SUBURBS"},{"$f":"IF($E325=DataInput!$B324,DataInput!E324,NA())","v":"SAPN"},{"$f":"IF($E325=DataInput!$B324,DataInput!F324,NA())","v":"Summer"},{"$f":"IF($E325=DataInput!$B324,DataInput!G324,NA())","v":"Non-Coincident"},{"$f":"IF($E325=DataInput!$B324,DataInput!H324,NA())","v":2004},{"$f":"IF($E325=DataInput!$B324,DataInput!I324,NA())","v":"Actual"},{"$f":"IF($E325=DataInput!$B324,DataInput!J324,NA())","v":525.89574200000004},{"$f":"IF($E325=DataInput!$B324,DataInput!K324,NA())","v":"NA"},null,null,"SA SOUTHERN SUBURBS",null,null,null,null,false,null,null,{"$error":"#N/A"},{"$error":"#N/A"},{"$error":"#N/A"},{"$error":"#N/A"},{"$error":"#N/A"},{"$error":"#N/A"},{"$error":"#N/A"},{"$error":"#N/A"},{"$error":"#N/A"},{"$error":"#N/A"}]
[null,{"$f":"IF(DataInput!B325=$B$8,IF($B$9=$B$10,TRUE,IF(DataInput!E325=$B$9,TRUE,FALSE)))","v":true},null,null,{"$f":"IF(B326=TRUE,DataInput!B325,NA())","v":"SA"},{"$f":"IF($E326=DataInput!$B325,DataInput!C325,NA())","v":"SGSXSOUT"},{"$f":"IF($E326=DataInput!$B325,DataInput!D325,NA())","v":"SOUTHERN SUBURBS"},{"$f":"IF($E326=DataInput!$B325,DataInput!E325,NA())","v":"SAPN"},{"$f":"IF($E326=DataInput!$B325,DataInput!F325,NA())","v":"Summer"},{"$f":"IF($E326=DataInput!$B325,DataInput!G325,NA())","v":"Non-Coincident"},{"$f":"IF($E326=DataInput!$B325,DataInput!H325,NA())","v":2005},{"$f":"IF($E326=DataInput!$B325,DataInput!I325,NA())","v":"Actual"},{"$f":"IF($E326=DataInput!$B325,DataInput!J325,NA())","v":504.25026200000002},{"$f":"IF($E326=DataInput!$B325,DataInput!K325,NA())","v":"NA"},null,null,"SA SOUTHERN SUBURBS",null,null,null,null,false,null,null,{"$error":"#N/A"},{"$error":"#N/A"},{"$error":"#N/A"},{"$error":"#N/A"},{"$error":"#N/A"},{"$error":"#N/A"},{"$error":"#N/A"},{"$error":"#N/A"},{"$error":"#N/A"},{"$error":"#N/A"}]
[null,{"$f":"IF(DataInput!B326=$B$8,IF($B$9=$B$10,TRUE,IF(DataInput!E326=$B$9,TRUE,FALSE)))","v":true},null,null,{"$f":"IF(B327=TRUE,DataInput!B326,NA())","v":"SA"},{"$f":"IF($E327=DataInput!$B326,DataInput!C326,NA())","v":"SGSXSOUT"},{"$f":"IF($E327=DataInput!$B326,DataInput!D326,NA())","v":"SOUTHERN SUBURBS"},{"$f":"IF($E327=DataInput!$B326,DataInput!E326,NA())","v":"SAPN"},{"$f":"IF($E327=DataInput!$B326,DataInput!F326,NA())","v":"Summer"},{"$f":"IF($E327=DataInput!$B326,DataInput!G326,NA())","v":"Non-Coincident"},{"$f":"IF($E327=DataInput!$B326,DataInput!H326,NA())","v":2006},{"$f":"IF($E327=DataInput!$B326,DataInput!I326,NA())","v":"Actual"},{"$f":"IF($E327=DataInput!$B326,DataInput!J326,NA())","v":583.82852600000001},{"$f":"IF($E327=DataInput!$B326,DataInput!K326,NA())","v":"NA"},null,null,"SA SOUTHERN SUBURBS",null,null,null,null,false,null,null,{"$error":"#N/A"},{"$error":"#N/A"},{"$error":"#N/A"},{"$error":"#N/A"},{"$error":"#N/A"},{"$error":"#N/A"},{"$error":"#N/A"},{"$error":"#N/A"},{"$error":"#N/A"},{"$error":"#N/A"}]
[null,{"$f":"IF(DataInput!B327=$B$8,IF($B$9=$B$10,TRUE,IF(DataInput!E327=$B$9,TRUE,FALSE)))","v":true},null,null,{"$f":"IF(B328=TRUE,DataInput!B327,NA())","v":"SA"},{"$f":"IF($E328=DataInput!$B327,DataInput!C327,NA())","v":"SGSXSOUT"},{"$f":"IF($E328=DataInput!$B327,DataInput!D327,NA())","v":"SOUTHERN SUBURBS"},{"$f":"IF($E328=DataInput!$B327,DataInput!E327,NA())","v":"SAPN"},{"$f":"IF($E328=DataInput!$B327,DataInput!F327,NA())","v":"Summer"},{"$f":"IF($E328=DataInput!$B327,DataInput!G327,NA())","v":"Non-Coincident"},{"$f":"IF($E328=DataInput!$B327,DataInput!H327,NA())","v":2007},{"$f":"IF($E328=DataInput!$B327,DataInput!I327,NA())","v":"Actual"},{"$f":"IF($E328=DataInput!$B327,DataInput!J327,NA())","v":589.05723},{"$f":"IF($E328=DataInput!$B327,DataInput!K327,NA())","v":"NA"},null,null,"SA SOUTHERN SUBURBS",null,null,null,null,false,null,null,{"$error":"#N/A"},{"$error":"#N/A"},{"$error":"#N/A"},{"$error":"#N/A"},{"$error":"#N/A"},{"$error":"#N/A"},{"$error":"#N/A"},{"$error":"#N/A"},{"$error":"#N/A"},{"$error":"#N/A"}]
[null,{"$f":"IF(DataInput!B328=$B$8,IF($B$9=$B$10,TRUE,IF(DataInput!E328=$B$9,TRUE,FALSE)))","v":true},null,null,{"$f":"IF(B329=TRUE,DataInput!B328,NA())","v":"SA"},{"$f":"IF($E329=DataInput!$B328,DataInput!C328,NA())","v":"SGSXSOUT"},{"$f":"IF($E329=DataInput!$B328,DataInput!D328,NA())","v":"SOUTHERN SUBURBS"},{"$f":"IF($E329=DataInput!$B328,DataInput!E328,NA())","v":"SAPN"},{"$f":"IF($E329=DataInput!$B328,DataInput!F328,NA())","v":"Summer"},{"$f":"IF($E329=DataInput!$B328,DataInput!G328,NA())","v":"Non-Coincident"},{"$f":"IF($E329=DataInput!$B328,DataInput!H328,NA())","v":2008},{"$f":"IF($E329=DataInput!$B328,DataInput!I328,NA())","v":"Actual"},{"$f":"IF($E329=DataInput!$B328,DataInput!J328,NA())","v":660.76716599999997},{"$f":"IF($E329=DataInput!$B328,DataInput!K328,NA())","v":"NA"},null,null,"SA SOUTHERN SUBURBS",null,null,null,null,false,null,null,{"$error":"#N/A"},{"$error":"#N/A"},{"$error":"#N/A"},{"$error":"#N/A"},{"$error":"#N/A"},{"$error":"#N/A"},{"$error":"#N/A"},{"$error":"#N/A"},{"$error":"#N/A"},{"$error":"#N/A"}]
[null,{"$f":"IF(DataInput!B329=$B$8,IF($B$9=$B$10,TRUE,IF(DataInput!E329=$B$9,TRUE,FALSE)))","v":true},null,null,{"$f":"IF(B330=TRUE,DataInput!B329,NA())","v":"SA"},{"$f":"IF($E330=DataInput!$B329,DataInput!C329,NA())","v":"SGSXSOUT"},{"$f":"IF($E330=DataInput!$B329,DataInput!D329,NA())","v":"SOUTHERN SUBURBS"},{"$f":"IF($E330=DataInput!$B329,DataInput!E329,NA())","v":"SAPN"},{"$f":"IF($E330=DataInput!$B329,DataInput!F329,NA())","v":"Summer"},{"$f":"IF($E330=DataInput!$B329,DataInput!G329,NA())","v":"Non-Coincident"},{"$f":"IF($E330=DataInput!$B329,DataInput!H329,NA())","v":2009},{"$f":"IF($E330=DataInput!$B329,DataInput!I329,NA())","v":"Actual"},{"$f":"IF($E330=DataInput!$B329,DataInput!J329,NA())","v":733.10283600000002},{"$f":"IF($E330=DataInput!$B329,DataInput!K329,NA())","v":"NA"},null,null,"SA SOUTHERN SUBURBS",null,null,null,null,false,null,null,{"$error":"#N/A"},{"$error":"#N/A"},{"$error":"#N/A"},{"$error":"#N/A"},{"$error":"#N/A"},{"$error":"#N/A"},{"$error":"#N/A"},{"$error":"#N/A"},{"$error":"#N/A"},{"$error":"#N/A"}]
[null,{"$f":"IF(DataInput!B330=$B$8,IF($B$9=$B$10,TRUE,IF(DataInput!E330=$B$9,TRUE,FALSE)))","v":true},null,null,{"$f":"IF(B331=TRUE,DataInput!B330,NA())","v":"SA"},{"$f":"IF($E331=DataInput!$B330,DataInput!C330,NA())","v":"SGSXSOUT"},{"$f":"IF($E331=DataInput!$B330,DataInput!D330,NA())","v":"SOUTHERN SUBURBS"},{"$f":"IF($E331=DataInput!$B330,DataInput!E330,NA())","v":"SAPN"},{"$f":"IF($E331=DataInput!$B330,DataInput!F330,NA())","v":"Summer"},{"$f":"IF($E331=DataInput!$B330,DataInput!G330,NA())","v":"Non-Coincident"},{"$f":"IF($E331=DataInput!$B330,DataInput!H330,NA())","v":2010},{"$f":"IF($E331=DataInput!$B330,DataInput!I330,NA())","v":"Actual"},{"$f":"IF($E331=DataInput!$B330,DataInput!J330,NA())","v":711.15884000000005},{"$f":"IF($E331=DataInput!$B330,DataInput!K330,NA())","v":"NA"},null,null,"SA SOUTHERN SUBURBS",null,null,null,null,false,null,null,{"$error":"#N/A"},{"$error":"#N/A"},{"$error":"#N/A"},{"$error":"#N/A"},{"$error":"#N/A"},{"$error":"#N/A"},{"$error":"#N/A"},{"$error":"#N/A"},{"$error":"#N/A"},{"$error":"#N/A"}]
[null,{"$f":"IF(DataInput!B331=$B$8,IF($B$9=$B$10,TRUE,IF(DataInput!E331=$B$9,TRUE,FALSE)))","v":true},null,null,{"$f":"IF(B332=TRUE,DataInput!B331,NA())","v":"SA"},{"$f":"IF($E332=DataInput!$B331,DataInput!C331,NA())","v":"SGSXSOUT"},{"$f":"IF($E332=DataInput!$B331,DataInput!D331,NA())","v":"SOUTHERN SUBURBS"},{"$f":"IF($E332=DataInput!$B331,DataInput!E331,NA())","v":"SAPN"},{"$f":"IF($E332=DataInput!$B331,DataInput!F331,NA())","v":"Summer"},{"$f":"IF($E332=DataInput!$B331,DataInput!G331,NA())","v":"Non-Coincident"},{"$f":"IF($E332=DataInput!$B331,DataInput!H331,NA())","v":2011},{"$f":"IF($E332=DataInput!$B331,DataInput!I331,NA())","v":"Actual"},{"$f":"IF($E332=DataInput!$B331,DataInput!J331,NA())","v":728.31618200000003},{"$f":"IF($E332=DataInput!$B331,DataInput!K331,NA())","v":"NA"},null,null,{"$f":"IF(OR(ISERROR(E332),ISERROR(G332)),\"  \",E332&\" \"&G332)","v":"SA SOUTHERN SUBURBS"},null,null,null,null,{"$f":"IF(ISERROR(G332),FALSE,IF($V$9=G332,TRUE,FALSE))","v":false},null,null,{"$f":"IF($V332=TRUE,E332,NA())","v":{"$error":"#N/A"}},{"$error":"#N/A"},{"$error":"#N/A"},{"$error":"#N/A"},{"$error":"#N/A"},{"$error":"#N/A"},{"$error":"#N/A"},{"$error":"#N/A"},{"$error":"#N/A"},{"$error":"#N/A"}]
[null,{"$f":"IF(DataInput!B332=$B$8,IF($B$9=$B$10,TRUE,IF(DataInput!E332=$B$9,TRUE,FALSE)))","v":true},null,null,{"$f":"IF(B333=TRUE,DataInput!B332,NA())","v":"SA"},{"$f":"IF($E333=DataInput!$B332,DataInput!C332,NA())","v":"SGSXSOUT"},{"$f":"IF($E333=DataInput!$B332,DataInput!D332,NA())","v":"SOUTHERN SUBURBS"},{"$f":"IF($E333=DataInput!$B332,DataInput!E332,NA())","v":"SAPN"},{"$f":"IF($E333=DataInput!$B332,DataInput!F332,NA())","v":"Summer"},{"$f":"IF($E333=DataInput!$B332,DataInput!G332,NA())","v":"Non-Coincident"},{"$f":"IF($E333=DataInput!$B332,DataInput!H332,NA())","v":2012},{"$f":"IF($E333=DataInput!$B332,DataInput!I332,NA())","v":"Actual"},{"$f":"IF($E333=DataInput!$B332,DataInput!J332,NA())","v":614.263644},{"$f":"IF($E333=DataInput!$B332,DataInput!K332,NA())","v":"NA"},null,null,"SA SOUTHERN SUBURBS",null,null,null,null,false,null,null,{"$error":"#N/A"},{"$error":"#N/A"},{"$error":"#N/A"},{"$error":"#N/A"},{"$error":"#N/A"},{"$error":"#N/A"},{"$error":"#N/A"},{"$error":"#N/A"},{"$error":"#N/A"},{"$error":"#N/A"}]
[null,{"$f":"IF(DataInput!B333=$B$8,IF($B$9=$B$10,TRUE,IF(DataInput!E333=$B$9,TRUE,FALSE)))","v":true},null,null,{"$f":"IF(B334=TRUE,DataInput!B333,NA())","v":"SA"},{"$f":"IF($E334=DataInput!$B333,DataInput!C333,NA())","v":"SGSXSOUT"},{"$f":"IF($E334=DataInput!$B333,DataInput!D333,NA())","v":"SOUTHERN SUBURBS"},{"$f":"IF($E334=DataInput!$B333,DataInput!E333,NA())","v":"SAPN"},{"$f":"IF($E334=DataInput!$B333,DataInput!F333,NA())","v":"Summer"},{"$f":"IF($E334=DataInput!$B333,DataInput!G333,NA())","v":"Non-Coincident"},{"$f":"IF($E334=DataInput!$B333,DataInput!H333,NA())","v":2013},{"$f":"IF($E334=DataInput!$B333,DataInput!I333,NA())","v":"Actual"},{"$f":"IF($E334=DataInput!$B333,DataInput!J333,NA())","v":673.73157200000003},{"$f":"IF($E334=DataInput!$B333,DataInput!K333,NA())","v":"NA"},null,null,"SA SOUTHERN SUBURBS",null,null,null,null,false,null,null,{"$error":"#N/A"},{"$error":"#N/A"},{"$error":"#N/A"},{"$error":"#N/A"},{"$error":"#N/A"},{"$error":"#N/A"},{"$error":"#N/A"},{"$error":"#N/A"},{"$error":"#N/A"},{"$error":"#N/A"}]
[null,{"$f":"IF(DataInput!B334=$B$8,IF($B$9=$B$10,TRUE,IF(DataInput!E334=$B$9,TRUE,FALSE)))","v":true},null,null,{"$f":"IF(B335=TRUE,DataInput!B334,NA())","v":"SA"},{"$f":"IF($E335=DataInput!$B334,DataInput!C334,NA())","v":"SGSXSOUT"},{"$f":"IF($E335=DataInput!$B334,DataInput!D334,NA())","v":"SOUTHERN SUBURBS"},{"$f":"IF($E335=DataInput!$B334,DataInput!E334,NA())","v":"SAPN"},{"$f":"IF($E335=DataInput!$B334,DataInput!F334,NA())","v":"Summer"},{"$f":"IF($E335=DataInput!$B334,DataInput!G334,NA())","v":"Non-Coincident"},{"$f":"IF($E335=DataInput!$B334,DataInput!H334,NA())","v":2014},{"$f":"IF($E335=DataInput!$B334,DataInput!I334,NA())","v":"Actual"},{"$f":"IF($E335=DataInput!$B334,DataInput!J334,NA())","v":764.79568800000004},{"$f":"IF($E335=DataInput!$B334,DataInput!K334,NA())","v":"NA"},null,null,"SA SOUTHERN SUBURBS",null,null,null,null,false,null,null,{"$error":"#N/A"},{"$error":"#N/A"},{"$error":"#N/A"},{"$error":"#N/A"},{"$error":"#N/A"},{"$error":"#N/A"},{"$error":"#N/A"},{"$error":"#N/A"},{"$error":"#N/A"},{"$error":"#N/A"}]
[null,{"$f":"IF(DataInput!B335=$B$8,IF($B$9=$B$10,TRUE,IF(DataInput!E335=$B$9,TRUE,FALSE)))","v":true},null,null,{"$f":"IF(B336=TRUE,DataInput!B335,NA())","v":"SA"},{"$f":"IF($E336=DataInput!$B335,DataInput!C335,NA())","v":"SGSXSOUT"},{"$f":"IF($E336=DataInput!$B335,DataInput!D335,NA())","v":"SOUTHERN SUBURBS"},{"$f":"IF($E336=DataInput!$B335,DataInput!E335,NA())","v":"SAPN"},{"$f":"IF($E336=DataInput!$B335,DataInput!F335,NA())","v":"Winter"},{"$f":"IF($E336=DataInput!$B335,DataInput!G335,NA())","v":"Non-Coincident"},{"$f":"IF($E336=DataInput!$B335,DataInput!H335,NA())","v":2003},{"$f":"IF($E336=DataInput!$B335,DataInput!I335,NA())","v":"Actual"},{"$f":"IF($E336=DataInput!$B335,DataInput!J335,NA())","v":446.72365400000001},{"$f":"IF($E336=DataInput!$B335,DataInput!K335,NA())","v":"NA"},null,null,"SA SOUTHERN SUBURBS",null,null,null,null,false,null,null,{"$error":"#N/A"},{"$error":"#N/A"},{"$error":"#N/A"},{"$error":"#N/A"},{"$error":"#N/A"},{"$error":"#N/A"},{"$error":"#N/A"},{"$error":"#N/A"},{"$error":"#N/A"},{"$error":"#N/A"}]
[null,{"$f":"IF(DataInput!B336=$B$8,IF($B$9=$B$10,TRUE,IF(DataInput!E336=$B$9,TRUE,FALSE)))","v":true},null,null,{"$f":"IF(B337=TRUE,DataInput!B336,NA())","v":"SA"},{"$f":"IF($E337=DataInput!$B336,DataInput!C336,NA())","v":"SGSXSOUT"},{"$f":"IF($E337=DataInput!$B336,DataInput!D336,NA())","v":"SOUTHERN SUBURBS"},{"$f":"IF($E337=DataInput!$B336,DataInput!E336,NA())","v":"SAPN"},{"$f":"IF($E337=DataInput!$B336,DataInput!F336,NA())","v":"Winter"},{"$f":"IF($E337=DataInput!$B336,DataInput!G336,NA())","v":"Non-Coincident"},{"$f":"IF($E337=DataInput!$B336,DataInput!H336,NA())","v":2004},{"$f":"IF($E337=DataInput!$B336,DataInput!I336,NA())","v":"Actual"},{"$f":"IF($E337=DataInput!$B336,DataInput!J336,NA())","v":456.85558800000001},{"$f":"IF($E337=DataInput!$B336,DataInput!K336,NA())","v":"NA"},null,null,"SA SOUTHERN SUBURBS",null,null,null,null,false,null,null,{"$error":"#N/A"},{"$error":"#N/A"},{"$error":"#N/A"},{"$error":"#N/A"},{"$error":"#N/A"},{"$error":"#N/A"},{"$error":"#N/A"},{"$error":"#N/A"},{"$error":"#N/A"},{"$error":"#N/A"}]
[null,{"$f":"IF(DataInput!B337=$B$8,IF($B$9=$B$10,TRUE,IF(DataInput!E337=$B$9,TRUE,FALSE)))","v":true},null,null,{"$f":"IF(B338=TRUE,DataInput!B337,NA())","v":"SA"},{"$f":"IF($E338=DataInput!$B337,DataInput!C337,NA())","v":"SGSXSOUT"},{"$f":"IF($E338=DataInput!$B337,DataInput!D337,NA())","v":"SOUTHERN SUBURBS"},{"$f":"IF($E338=DataInput!$B337,DataInput!E337,NA())","v":"SAPN"},{"$f":"IF($E338=DataInput!$B337,DataInput!F337,NA())","v":"Winter"},{"$f":"IF($E338=DataInput!$B337,DataInput!G337,NA())","v":"Non-Coincident"},{"$f":"IF($E338=DataInput!$B337,DataInput!H337,NA())","v":2005},{"$f":"IF($E338=DataInput!$B337,DataInput!I337,NA())","v":"Actual"},{"$f":"IF($E338=DataInput!$B337,DataInput!J337,NA())","v":471.11051600000002},{"$f":"IF($E338=DataInput!$B337,DataInput!K337,NA())","v":"NA"},null,null,"SA SOUTHERN SUBURBS",null,null,null,null,false,null,null,{"$error":"#N/A"},{"$error":"#N/A"},{"$error":"#N/A"},{"$error":"#N/A"},{"$error":"#N/A"},{"$error":"#N/A"},{"$error":"#N/A"},{"$error":"#N/A"},{"$error":"#N/A"},{"$error":"#N/A"}]
[null,{"$f":"IF(DataInput!B338=$B$8,IF($B$9=$B$10,TRUE,IF(DataInput!E338=$B$9,TRUE,FALSE)))","v":true},null,null,{"$f":"IF(B339=TRUE,DataInput!B338,NA())","v":"SA"},{"$f":"IF($E339=DataInput!$B338,DataInput!C338,NA())","v":"SGSXSOUT"},{"$f":"IF($E339=DataInput!$B338,DataInput!D338,NA())","v":"SOUTHERN SUBURBS"},{"$f":"IF($E339=DataInput!$B338,DataInput!E338,NA())","v":"SAPN"},{"$f":"IF($E339=DataInput!$B338,DataInput!F338,NA())","v":"Winter"},{"$f":"IF($E339=DataInput!$B338,DataInput!G338,NA())","v":"Non-Coincident"},{"$f":"IF($E339=DataInput!$B338,DataInput!H338,NA())","v":2006},{"$f":"IF($E339=DataInput!$B338,DataInput!I338,NA())","v":"Actual"},{"$f":"IF($E339=DataInput!$B338,DataInput!J338,NA())","v":482.75211000000002},{"$f":"IF($E339=DataInput!$B338,DataInput!K338,NA())","v":"NA"},null,null,"SA SOUTHERN SUBURBS",null,null,null,null,false,null,null,{"$error":"#N/A"},{"$error":"#N/A"},{"$error":"#N/A"},{"$error":"#N/A"},{"$error":"#N/A"},{"$error":"#N/A"},{"$error":"#N/A"},{"$error":"#N/A"},{"$error":"#N/A"},{"$error":"#N/A"}]
[null,{"$f":"IF(DataInput!B339=$B$8,IF($B$9=$B$10,TRUE,IF(DataInput!E339=$B$9,TRUE,FALSE)))","v":true},null,null,{"$f":"IF(B340=TRUE,DataInput!B339,NA())","v":"SA"},{"$f":"IF($E340=DataInput!$B339,DataInput!C339,NA())","v":"SGSXSOUT"},{"$f":"IF($E340=DataInput!$B339,DataInput!D339,NA())","v":"SOUTHERN SUBURBS"},{"$f":"IF($E340=DataInput!$B339,DataInput!E339,NA())","v":"SAPN"},{"$f":"IF($E340=DataInput!$B339,DataInput!F339,NA())","v":"Winter"},{"$f":"IF($E340=DataInput!$B339,DataInput!G339,NA())","v":"Non-Coincident"},{"$f":"IF($E340=DataInput!$B339,DataInput!H339,NA())","v":2007},{"$f":"IF($E340=DataInput!$B339,DataInput!I339,NA())","v":"Actual"},{"$f":"IF($E340=DataInput!$B339,DataInput!J339,NA())","v":485.07458800000001},{"$f":"IF($E340=DataInput!$B339,DataInput!K339,NA())","v":"NA"},null,null,"SA SOUTHERN SUBURBS",null,null,null,null,false,null,null,{"$error":"#N/A"},{"$error":"#N/A"},{"$error":"#N/A"},{"$error":"#N/A"},{"$error":"#N/A"},{"$error":"#N/A"},{"$error":"#N/A"},{"$error":"#N/A"},{"$error":"#N/A"},{"$error":"#N/A"}]
[null,{"$f":"IF(DataInput!B340=$B$8,IF($B$9=$B$10,TRUE,IF(DataInput!E340=$B$9,TRUE,FALSE)))","v":true},null,null,{"$f":"IF(B341=TRUE,DataInput!B340,NA())","v":"SA"},{"$f":"IF($E341=DataInput!$B340,DataInput!C340,NA())","v":"SGSXSOUT"},{"$f":"IF($E341=DataInput!$B340,DataInput!D340,NA())","v":"SOUTHERN SUBURBS"},{"$f":"IF($E341=DataInput!$B340,DataInput!E340,NA())","v":"SAPN"},{"$f":"IF($E341=DataInput!$B340,DataInput!F340,NA())","v":"Winter"},{"$f":"IF($E341=DataInput!$B340,DataInput!G340,NA())","v":"Non-Coincident"},{"$f":"IF($E341=DataInput!$B340,DataInput!H340,NA())","v":2008},{"$f":"IF($E341=DataInput!$B340,DataInput!I340,NA())","v":"Actual"},{"$f":"IF($E341=DataInput!$B340,DataInput!J340,NA())","v":524.15561000000002},{"$f":"IF($E341=DataInput!$B340,DataInput!K340,NA())","v":"NA"},null,null,"SA SOUTHERN SUBURBS",null,null,null,null,false,null,null,{"$error":"#N/A"},{"$error":"#N/A"},{"$error":"#N/A"},{"$error":"#N/A"},{"$error":"#N/A"},{"$error":"#N/A"},{"$error":"#N/A"},{"$error":"#N/A"},{"$error":"#N/A"},{"$error":"#N/A"}]
[null,{"$f":"IF(DataInput!B341=$B$8,IF($B$9=$B$10,TRUE,IF(DataInput!E341=$B$9,TRUE,FALSE)))","v":true},null,null,{"$f":"IF(B342=TRUE,DataInput!B341,NA())","v":"SA"},{"$f":"IF($E342=DataInput!$B341,DataInput!C341,NA())","v":"SGSXSOUT"},{"$f":"IF($E342=DataInput!$B341,DataInput!D341,NA())","v":"SOUTHERN SUBURBS"},{"$f":"IF($E342=DataInput!$B341,DataInput!E341,NA())","v":"SAPN"},{"$f":"IF($E342=DataInput!$B341,DataInput!F341,NA())","v":"Winter"},{"$f":"IF($E342=DataInput!$B341,DataInput!G341,NA())","v":"Non-Coincident"},{"$f":"IF($E342=DataInput!$B341,DataInput!H341,NA())","v":2009},{"$f":"IF($E342=DataInput!$B341,DataInput!I341,NA())","v":"Actual"},{"$f":"IF($E342=DataInput!$B341,DataInput!J341,NA())","v":508.36494199999999},{"$f":"IF($E342=DataInput!$B341,DataInput!K341,NA())","v":"NA"},null,null,"SA SOUTHERN SUBURBS",null,null,null,null,false,null,null,{"$error":"#N/A"},{"$error":"#N/A"},{"$error":"#N/A"},{"$error":"#N/A"},{"$error":"#N/A"},{"$error":"#N/A"},{"$error":"#N/A"},{"$error":"#N/A"},{"$error":"#N/A"},{"$error":"#N/A"}]
[null,{"$f":"IF(DataInput!B342=$B$8,IF($B$9=$B$10,TRUE,IF(DataInput!E342=$B$9,TRUE,FALSE)))","v":true},null,null,{"$f":"IF(B343=TRUE,DataInput!B342,NA())","v":"SA"},{"$f":"IF($E343=DataInput!$B342,DataInput!C342,NA())","v":"SGSXSOUT"},{"$f":"IF($E343=DataInput!$B342,DataInput!D342,NA())","v":"SOUTHERN SUBURBS"},{"$f":"IF($E343=DataInput!$B342,DataInput!E342,NA())","v":"SAPN"},{"$f":"IF($E343=DataInput!$B342,DataInput!F342,NA())","v":"Winter"},{"$f":"IF($E343=DataInput!$B342,DataInput!G342,NA())","v":"Non-Coincident"},{"$f":"IF($E343=DataInput!$B342,DataInput!H342,NA())","v":2010},{"$f":"IF($E343=DataInput!$B342,DataInput!I342,NA())","v":"Actual"},{"$f":"IF($E343=DataInput!$B342,DataInput!J342,NA())","v":541.85113000000001},{"$f":"IF($E343=DataInput!$B342,DataInput!K342,NA())","v":"NA"},null,null,"SA SOUTHERN SUBURBS",null,null,null,null,false,null,null,{"$error":"#N/A"},{"$error":"#N/A"},{"$error":"#N/A"},{"$error":"#N/A"},{"$error":"#N/A"},{"$error":"#N/A"},{"$error":"#N/A"},{"$error":"#N/A"},{"$error":"#N/A"},{"$error":"#N/A"}]
[null,{"$f":"IF(DataInput!B343=$B$8,IF($B$9=$B$10,TRUE,IF(DataInput!E343=$B$9,TRUE,FALSE)))","v":true},null,null,{"$f":"IF(B344=TRUE,DataInput!B343,NA())","v":"SA"},{"$f":"IF($E344=DataInput!$B343,DataInput!C343,NA())","v":"SGSXSOUT"},{"$f":"IF($E344=DataInput!$B343,DataInput!D343,NA())","v":"SOUTHERN SUBURBS"},{"$f":"IF($E344=DataInput!$B343,DataInput!E343,NA())","v":"SAPN"},{"$f":"IF($E344=DataInput!$B343,DataInput!F343,NA())","v":"Winter"},{"$f":"IF($E344=DataInput!$B343,DataInput!G343,NA())","v":"Non-Coincident"},{"$f":"IF($E344=DataInput!$B343,DataInput!H343,NA())","v":2011},{"$f":"IF($E344=DataInput!$B343,DataInput!I343,NA())","v":"Actual"},{"$f":"IF($E344=DataInput!$B343,DataInput!J343,NA())","v":535.09250999999995},{"$f":"IF($E344=DataInput!$B343,DataInput!K343,NA())","v":"NA"},null,null,"SA SOUTHERN SUBURBS",null,null,null,null,false,null,null,{"$error":"#N/A"},{"$error":"#N/A"},{"$error":"#N/A"},{"$error":"#N/A"},{"$error":"#N/A"},{"$error":"#N/A"},{"$error":"#N/A"},{"$error":"#N/A"},{"$error":"#N/A"},{"$error":"#N/A"}]
[null,{"$f":"IF(DataInput!B344=$B$8,IF($B$9=$B$10,TRUE,IF(DataInput!E344=$B$9,TRUE,FALSE)))","v":true},null,null,{"$f":"IF(B345=TRUE,DataInput!B344,NA())","v":"SA"},{"$f":"IF($E345=DataInput!$B344,DataInput!C344,NA())","v":"SGSXSOUT"},{"$f":"IF($E345=DataInput!$B344,DataInput!D344,NA())","v":"SOUTHERN SUBURBS"},{"$f":"IF($E345=DataInput!$B344,DataInput!E344,NA())","v":"SAPN"},{"$f":"IF($E345=DataInput!$B344,DataInput!F344,NA())","v":"Winter"},{"$f":"IF($E345=DataInput!$B344,DataInput!G344,NA())","v":"Non-Coincident"},{"$f":"IF($E345=DataInput!$B344,DataInput!H344,NA())","v":2012},{"$f":"IF($E345=DataInput!$B344,DataInput!I344,NA())","v":"Actual"},{"$f":"IF($E345=DataInput!$B344,DataInput!J344,NA())","v":524.99444800000003},{"$f":"IF($E345=DataInput!$B344,DataInput!K344,NA())","v":"NA"},null,null,"SA SOUTHERN SUBURBS",null,null,null,null,false,null,null,{"$error":"#N/A"},{"$error":"#N/A"},{"$error":"#N/A"},{"$error":"#N/A"},{"$error":"#N/A"},{"$error":"#N/A"},{"$error":"#N/A"},{"$error":"#N/A"},{"$error":"#N/A"},{"$error":"#N/A"}]
[null,{"$f":"IF(DataInput!B345=$B$8,IF($B$9=$B$10,TRUE,IF(DataInput!E345=$B$9,TRUE,FALSE)))","v":true},null,null,{"$f":"IF(B346=TRUE,DataInput!B345,NA())","v":"SA"},{"$f":"IF($E346=DataInput!$B345,DataInput!C345,NA())","v":"SGSXSOUT"},{"$f":"IF($E346=DataInput!$B345,DataInput!D345,NA())","v":"SOUTHERN SUBURBS"},{"$f":"IF($E346=DataInput!$B345,DataInput!E345,NA())","v":"SAPN"},{"$f":"IF($E346=DataInput!$B345,DataInput!F345,NA())","v":"Winter"},{"$f":"IF($E346=DataInput!$B345,DataInput!G345,NA())","v":"Non-Coincident"},{"$f":"IF($E346=DataInput!$B345,DataInput!H345,NA())","v":2013},{"$f":"IF($E346=DataInput!$B345,DataInput!I345,NA())","v":"Actual"},{"$f":"IF($E346=DataInput!$B345,DataInput!J345,NA())","v":506.82860599999998},{"$f":"IF($E346=DataInput!$B345,DataInput!K345,NA())","v":"NA"},null,null,"SA SOUTHERN SUBURBS",null,null,null,null,false,null,null,{"$error":"#N/A"},{"$error":"#N/A"},{"$error":"#N/A"},{"$error":"#N/A"},{"$error":"#N/A"},{"$error":"#N/A"},{"$error":"#N/A"},{"$error":"#N/A"},{"$error":"#N/A"},{"$error":"#N/A"}]
[null,{"$f":"IF(DataInput!B346=$B$8,IF($B$9=$B$10,TRUE,IF(DataInput!E346=$B$9,TRUE,FALSE)))","v":true},null,null,{"$f":"IF(B347=TRUE,DataInput!B346,NA())","v":"SA"},{"$f":"IF($E347=DataInput!$B346,DataInput!C346,NA())","v":"SGSXSOUT"},{"$f":"IF($E347=DataInput!$B346,DataInput!D346,NA())","v":"SOUTHERN SUBURBS"},{"$f":"IF($E347=DataInput!$B346,DataInput!E346,NA())","v":"SAPN"},{"$f":"IF($E347=DataInput!$B346,DataInput!F346,NA())","v":"Winter"},{"$f":"IF($E347=DataInput!$B346,DataInput!G346,NA())","v":"Non-Coincident"},{"$f":"IF($E347=DataInput!$B346,DataInput!H346,NA())","v":2014},{"$f":"IF($E347=DataInput!$B346,DataInput!I346,NA())","v":"Actual"},{"$f":"IF($E347=DataInput!$B346,DataInput!J346,NA())","v":541.22783800000002},{"$f":"IF($E347=DataInput!$B346,DataInput!K346,NA())","v":"NA"},null,null,"SA SOUTHERN SUBURBS",null,null,null,null,false,null,null,{"$error":"#N/A"},{"$error":"#N/A"},{"$error":"#N/A"},{"$error":"#N/A"},{"$error":"#N/A"},{"$error":"#N/A"},{"$error":"#N/A"},{"$error":"#N/A"},{"$error":"#N/A"},{"$error":"#N/A"}]
[null,{"$f":"IF(DataInput!B347=$B$8,IF($B$9=$B$10,TRUE,IF(DataInput!E347=$B$9,TRUE,FALSE)))","v":true},null,null,{"$f":"IF(B348=TRUE,DataInput!B347,NA())","v":"SA"},{"$f":"IF($E348=DataInput!$B347,DataInput!C347,NA())","v":"SGSXWEST"},{"$f":"IF($E348=DataInput!$B347,DataInput!D347,NA())","v":"WESTERN SUBURBS"},{"$f":"IF($E348=DataInput!$B347,DataInput!E347,NA())","v":"SAPN"},{"$f":"IF($E348=DataInput!$B347,DataInput!F347,NA())","v":"Summer"},{"$f":"IF($E348=DataInput!$B347,DataInput!G347,NA())","v":"Non-Coincident"},{"$f":"IF($E348=DataInput!$B347,DataInput!H347,NA())","v":2003},{"$f":"IF($E348=DataInput!$B347,DataInput!I347,NA())","v":"Actual"},{"$f":"IF($E348=DataInput!$B347,DataInput!J347,NA())","v":365.72424799999999},{"$f":"IF($E348=DataInput!$B347,DataInput!K347,NA())","v":"NA"},null,null,"SA WESTERN SUBURBS",null,null,null,null,false,null,null,{"$error":"#N/A"},{"$error":"#N/A"},{"$error":"#N/A"},{"$error":"#N/A"},{"$error":"#N/A"},{"$error":"#N/A"},{"$error":"#N/A"},{"$error":"#N/A"},{"$error":"#N/A"},{"$error":"#N/A"}]
[null,{"$f":"IF(DataInput!B348=$B$8,IF($B$9=$B$10,TRUE,IF(DataInput!E348=$B$9,TRUE,FALSE)))","v":true},null,null,{"$f":"IF(B349=TRUE,DataInput!B348,NA())","v":"SA"},{"$f":"IF($E349=DataInput!$B348,DataInput!C348,NA())","v":"SGSXWEST"},{"$f":"IF($E349=DataInput!$B348,DataInput!D348,NA())","v":"WESTERN SUBURBS"},{"$f":"IF($E349=DataInput!$B348,DataInput!E348,NA())","v":"SAPN"},{"$f":"IF($E349=DataInput!$B348,DataInput!F348,NA())","v":"Summer"},{"$f":"IF($E349=DataInput!$B348,DataInput!G348,NA())","v":"Non-Coincident"},{"$f":"IF($E349=DataInput!$B348,DataInput!H348,NA())","v":2004},{"$f":"IF($E349=DataInput!$B348,DataInput!I348,NA())","v":"Actual"},{"$f":"IF($E349=DataInput!$B348,DataInput!J348,NA())","v":371.578236},{"$f":"IF($E349=DataInput!$B348,DataInput!K348,NA())","v":"NA"},null,null,"SA WESTERN SUBURBS",null,null,null,null,false,null,null,{"$error":"#N/A"},{"$error":"#N/A"},{"$error":"#N/A"},{"$error":"#N/A"},{"$error":"#N/A"},{"$error":"#N/A"},{"$error":"#N/A"},{"$error":"#N/A"},{"$error":"#N/A"},{"$error":"#N/A"}]
[null,{"$f":"IF(DataInput!B349=$B$8,IF($B$9=$B$10,TRUE,IF(DataInput!E349=$B$9,TRUE,FALSE)))","v":true},null,null,{"$f":"IF(B350=TRUE,DataInput!B349,NA())","v":"SA"},{"$f":"IF($E350=DataInput!$B349,DataInput!C349,NA())","v":"SGSXWEST"},{"$f":"IF($E350=DataInput!$B349,DataInput!D349,NA())","v":"WESTERN SUBURBS"},{"$f":"IF($E350=DataInput!$B349,DataInput!E349,NA())","v":"SAPN"},{"$f":"IF($E350=DataInput!$B349,DataInput!F349,NA())","v":"Summer"},{"$f":"IF($E350=DataInput!$B349,DataInput!G349,NA())","v":"Non-Coincident"},{"$f":"IF($E350=DataInput!$B349,DataInput!H349,NA())","v":2005},{"$f":"IF($E350=DataInput!$B349,DataInput!I349,NA())","v":"Actual"},{"$f":"IF($E350=DataInput!$B349,DataInput!J349,NA())","v":362.867074},{"$f":"IF($E350=DataInput!$B349,DataInput!K349,NA())","v":"NA"},null,null,"SA WESTERN SUBURBS",null,null,null,null,false,null,null,{"$error":"#N/A"},{"$error":"#N/A"},{"$error":"#N/A"},{"$error":"#N/A"},{"$error":"#N/A"},{"$error":"#N/A"},{"$error":"#N/A"},{"$error":"#N/A"},{"$error":"#N/A"},{"$error":"#N/A"}]
[null,{"$f":"IF(DataInput!B350=$B$8,IF($B$9=$B$10,TRUE,IF(DataInput!E350=$B$9,TRUE,FALSE)))","v":true},null,null,{"$f":"IF(B351=TRUE,DataInput!B350,NA())","v":"SA"},{"$f":"IF($E351=DataInput!$B350,DataInput!C350,NA())","v":"SGSXWEST"},{"$f":"IF($E351=DataInput!$B350,DataInput!D350,NA())","v":"WESTERN SUBURBS"},{"$f":"IF($E351=DataInput!$B350,DataInput!E350,NA())","v":"SAPN"},{"$f":"IF($E351=DataInput!$B350,DataInput!F350,NA())","v":"Summer"},{"$f":"IF($E351=DataInput!$B350,DataInput!G350,NA())","v":"Non-Coincident"},{"$f":"IF($E351=DataInput!$B350,DataInput!H350,NA())","v":2006},{"$f":"IF($E351=DataInput!$B350,DataInput!I350,NA())","v":"Actual"},{"$f":"IF($E351=DataInput!$B350,DataInput!J350,NA())","v":384.69819200000001},{"$f":"IF($E351=DataInput!$B350,DataInput!K350,NA())","v":"NA"},null,null,"SA WESTERN SUBURBS",null,null,null,null,false,null,null,{"$error":"#N/A"},{"$error":"#N/A"},{"$error":"#N/A"},{"$error":"#N/A"},{"$error":"#N/A"},{"$error":"#N/A"},{"$error":"#N/A"},{"$error":"#N/A"},{"$error":"#N/A"},{"$error":"#N/A"}]
[null,{"$f":"IF(DataInput!B351=$B$8,IF($B$9=$B$10,TRUE,IF(DataInput!E351=$B$9,TRUE,FALSE)))","v":true},null,null,{"$f":"IF(B352=TRUE,DataInput!B351,NA())","v":"SA"},{"$f":"IF($E352=DataInput!$B351,DataInput!C351,NA())","v":"SGSXWEST"},{"$f":"IF($E352=DataInput!$B351,DataInput!D351,NA())","v":"WESTERN SUBURBS"},{"$f":"IF($E352=DataInput!$B351,DataInput!E351,NA())","v":"SAPN"},{"$f":"IF($E352=DataInput!$B351,DataInput!F351,NA())","v":"Summer"},{"$f":"IF($E352=DataInput!$B351,DataInput!G351,NA())","v":"Non-Coincident"},{"$f":"IF($E352=DataInput!$B351,DataInput!H351,NA())","v":2007},{"$f":"IF($E352=DataInput!$B351,DataInput!I351,NA())","v":"Actual"},{"$f":"IF($E352=DataInput!$B351,DataInput!J351,NA())","v":383.71439400000003},{"$f":"IF($E352=DataInput!$B351,DataInput!K351,NA())","v":"NA"},null,null,"SA WESTERN SUBURBS",null,null,null,null,false,null,null,{"$error":"#N/A"},{"$error":"#N/A"},{"$error":"#N/A"},{"$error":"#N/A"},{"$error":"#N/A"},{"$error":"#N/A"},{"$error":"#N/A"},{"$error":"#N/A"},{"$error":"#N/A"},{"$error":"#N/A"}]
[null,{"$f":"IF(DataInput!B352=$B$8,IF($B$9=$B$10,TRUE,IF(DataInput!E352=$B$9,TRUE,FALSE)))","v":true},null,null,{"$f":"IF(B353=TRUE,DataInput!B352,NA())","v":"SA"},{"$f":"IF($E353=DataInput!$B352,DataInput!C352,NA())","v":"SGSXWEST"},{"$f":"IF($E353=DataInput!$B352,DataInput!D352,NA())","v":"WESTERN SUBURBS"},{"$f":"IF($E353=DataInput!$B352,DataInput!E352,NA())","v":"SAPN"},{"$f":"IF($E353=DataInput!$B352,DataInput!F352,NA())","v":"Summer"},{"$f":"IF($E353=DataInput!$B352,DataInput!G352,NA())","v":"Non-Coincident"},{"$f":"IF($E353=DataInput!$B352,DataInput!H352,NA())","v":2008},{"$f":"IF($E353=DataInput!$B352,DataInput!I352,NA())","v":"Actual"},{"$f":"IF($E353=DataInput!$B352,DataInput!J352,NA())","v":415.05461400000002},{"$f":"IF($E353=DataInput!$B352,DataInput!K352,NA())","v":"NA"},null,null,"SA WESTERN SUBURBS",null,null,null,null,false,null,null,{"$error":"#N/A"},{"$error":"#N/A"},{"$error":"#N/A"},{"$error":"#N/A"},{"$error":"#N/A"},{"$error":"#N/A"},{"$error":"#N/A"},{"$error":"#N/A"},{"$error":"#N/A"},{"$error":"#N/A"}]
[null,{"$f":"IF(DataInput!B353=$B$8,IF($B$9=$B$10,TRUE,IF(DataInput!E353=$B$9,TRUE,FALSE)))","v":true},null,null,{"$f":"IF(B354=TRUE,DataInput!B353,NA())","v":"SA"},{"$f":"IF($E354=DataInput!$B353,DataInput!C353,NA())","v":"SGSXWEST"},{"$f":"IF($E354=DataInput!$B353,DataInput!D353,NA())","v":"WESTERN SUBURBS"},{"$f":"IF($E354=DataInput!$B353,DataInput!E353,NA())","v":"SAPN"},{"$f":"IF($E354=DataInput!$B353,DataInput!F353,NA())","v":"Summer"},{"$f":"IF($E354=DataInput!$B353,DataInput!G353,NA())","v":"Non-Coincident"},{"$f":"IF($E354=DataInput!$B353,DataInput!H353,NA())","v":2009},{"$f":"IF($E354=DataInput!$B353,DataInput!I353,NA())","v":"Actual"},{"$f":"IF($E354=DataInput!$B353,DataInput!J353,NA())","v":439.4658},{"$f":"IF($E354=DataInput!$B353,DataInput!K353,NA())","v":"NA"},null,null,"SA WESTERN SUBURBS",null,null,null,null,false,null,null,{"$error":"#N/A"},{"$error":"#N/A"},{"$error":"#N/A"},{"$error":"#N/A"},{"$error":"#N/A"},{"$error":"#N/A"},{"$error":"#N/A"},{"$error":"#N/A"},{"$error":"#N/A"},{"$error":"#N/A"}]
[null,{"$f":"IF(DataInput!B354=$B$8,IF($B$9=$B$10,TRUE,IF(DataInput!E354=$B$9,TRUE,FALSE)))","v":true},null,null,{"$f":"IF(B355=TRUE,DataInput!B354,NA())","v":"SA"},{"$f":"IF($E355=DataInput!$B354,DataInput!C354,NA())","v":"SGSXWEST"},{"$f":"IF($E355=DataInput!$B354,DataInput!D354,NA())","v":"WESTERN SUBURBS"},{"$f":"IF($E355=DataInput!$B354,DataInput!E354,NA())","v":"SAPN"},{"$f":"IF($E355=DataInput!$B354,DataInput!F354,NA())","v":"Summer"},{"$f":"IF($E355=DataInput!$B354,DataInput!G354,NA())","v":"Non-Coincident"},{"$f":"IF($E355=DataInput!$B354,DataInput!H354,NA())","v":2010},{"$f":"IF($E355=DataInput!$B354,DataInput!I354,NA())","v":"Actual"},{"$f":"IF($E355=DataInput!$B354,DataInput!J354,NA())","v":440.87381599999998},{"$f":"IF($E355=DataInput!$B354,DataInput!K354,NA())","v":"NA"},null,null,"SA WESTERN SUBURBS",null,null,null,null,false,null,null,{"$error":"#N/A"},{"$error":"#N/A"},{"$error":"#N/A"},{"$error":"#N/A"},{"$error":"#N/A"},{"$error":"#N/A"},{"$error":"#N/A"},{"$error":"#N/A"},{"$error":"#N/A"},{"$error":"#N/A"}]
[null,{"$f":"IF(DataInput!B355=$B$8,IF($B$9=$B$10,TRUE,IF(DataInput!E355=$B$9,TRUE,FALSE)))","v":true},null,null,{"$f":"IF(B356=TRUE,DataInput!B355,NA())","v":"SA"},{"$f":"IF($E356=DataInput!$B355,DataInput!C355,NA())","v":"SGSXWEST"},{"$f":"IF($E356=DataInput!$B355,DataInput!D355,NA())","v":"WESTERN SUBURBS"},{"$f":"IF($E356=DataInput!$B355,DataInput!E355,NA())","v":"SAPN"},{"$f":"IF($E356=DataInput!$B355,DataInput!F355,NA())","v":"Summer"},{"$f":"IF($E356=DataInput!$B355,DataInput!G355,NA())","v":"Non-Coincident"},{"$f":"IF($E356=DataInput!$B355,DataInput!H355,NA())","v":2011},{"$f":"IF($E356=DataInput!$B355,DataInput!I355,NA())","v":"Actual"},{"$f":"IF($E356=DataInput!$B355,DataInput!J355,NA())","v":446.32029},{"$f":"IF($E356=DataInput!$B355,DataInput!K355,NA())","v":"NA"},null,null,"SA WESTERN SUBURBS",null,null,null,null,false,null,null,{"$error":"#N/A"},{"$error":"#N/A"},{"$error":"#N/A"},{"$error":"#N/A"},{"$error":"#N/A"},{"$error":"#N/A"},{"$error":"#N/A"},{"$error":"#N/A"},{"$error":"#N/A"},{"$error":"#N/A"}]
[null,{"$f":"IF(DataInput!B356=$B$8,IF($B$9=$B$10,TRUE,IF(DataInput!E356=$B$9,TRUE,FALSE)))","v":true},null,null,{"$f":"IF(B357=TRUE,DataInput!B356,NA())","v":"SA"},{"$f":"IF($E357=DataInput!$B356,DataInput!C356,NA())","v":"SGSXWEST"},{"$f":"IF($E357=DataInput!$B356,DataInput!D356,NA())","v":"WESTERN SUBURBS"},{"$f":"IF($E357=DataInput!$B356,DataInput!E356,NA())","v":"SAPN"},{"$f":"IF($E357=DataInput!$B356,DataInput!F356,NA())","v":"Summer"},{"$f":"IF($E357=DataInput!$B356,DataInput!G356,NA())","v":"Non-Coincident"},{"$f":"IF($E357=DataInput!$B356,DataInput!H356,NA())","v":2012},{"$f":"IF($E357=DataInput!$B356,DataInput!I356,NA())","v":"Actual"},{"$f":"IF($E357=DataInput!$B356,DataInput!J356,NA())","v":398.453508},{"$f":"IF($E357=DataInput!$B356,DataInput!K356,NA())","v":"NA"},null,null,"SA WESTERN SUBURBS",null,null,null,null,false,null,null,{"$error":"#N/A"},{"$error":"#N/A"},{"$error":"#N/A"},{"$error":"#N/A"},{"$error":"#N/A"},{"$error":"#N/A"},{"$error":"#N/A"},{"$error":"#N/A"},{"$error":"#N/A"},{"$error":"#N/A"}]
[null,{"$f":"IF(DataInput!B357=$B$8,IF($B$9=$B$10,TRUE,IF(DataInput!E357=$B$9,TRUE,FALSE)))","v":true},null,null,{"$f":"IF(B358=TRUE,DataInput!B357,NA())","v":"SA"},{"$f":"IF($E358=DataInput!$B357,DataInput!C357,NA())","v":"SGSXWEST"},{"$f":"IF($E358=DataInput!$B357,DataInput!D357,NA())","v":"WESTERN SUBURBS"},{"$f":"IF($E358=DataInput!$B357,DataInput!E357,NA())","v":"SAPN"},{"$f":"IF($E358=DataInput!$B357,DataInput!F357,NA())","v":"Summer"},{"$f":"IF($E358=DataInput!$B357,DataInput!G357,NA())","v":"Non-Coincident"},{"$f":"IF($E358=DataInput!$B357,DataInput!H357,NA())","v":2013},{"$f":"IF($E358=DataInput!$B357,DataInput!I357,NA())","v":"Actual"},{"$f":"IF($E358=DataInput!$B357,DataInput!J357,NA())","v":409.09162600000002},{"$f":"IF($E358=DataInput!$B357,DataInput!K357,NA())","v":"NA"},null,null,"SA WESTERN SUBURBS",null,null,null,null,false,null,null,{"$error":"#N/A"},{"$error":"#N/A"},{"$error":"#N/A"},{"$error":"#N/A"},{"$error":"#N/A"},{"$error":"#N/A"},{"$error":"#N/A"},{"$error":"#N/A"},{"$error":"#N/A"},{"$error":"#N/A"}]
[null,{"$f":"IF(DataInput!B358=$B$8,IF($B$9=$B$10,TRUE,IF(DataInput!E358=$B$9,TRUE,FALSE)))","v":true},null,null,{"$f":"IF(B359=TRUE,DataInput!B358,NA())","v":"SA"},{"$f":"IF($E359=DataInput!$B358,DataInput!C358,NA())","v":"SGSXWEST"},{"$f":"IF($E359=DataInput!$B358,DataInput!D358,NA())","v":"WESTERN SUBURBS"},{"$f":"IF($E359=DataInput!$B358,DataInput!E358,NA())","v":"SAPN"},{"$f":"IF($E359=DataInput!$B358,DataInput!F358,NA())","v":"Summer"},{"$f":"IF($E359=DataInput!$B358,DataInput!G358,NA())","v":"Non-Coincident"},{"$f":"IF($E359=DataInput!$B358,DataInput!H358,NA())","v":2014},{"$f":"IF($E359=DataInput!$B358,DataInput!I358,NA())","v":"Actual"},{"$f":"IF($E359=DataInput!$B358,DataInput!J358,NA())","v":449.66475600000001},{"$f":"IF($E359=DataInput!$B358,DataInput!K358,NA())","v":"NA"},null,null,"SA WESTERN SUBURBS",null,null,null,null,false,null,null,{"$error":"#N/A"},{"$error":"#N/A"},{"$error":"#N/A"},{"$error":"#N/A"},{"$error":"#N/A"},{"$error":"#N/A"},{"$error":"#N/A"},{"$error":"#N/A"},{"$error":"#N/A"},{"$error":"#N/A"}]
[null,{"$f":"IF(DataInput!B359=$B$8,IF($B$9=$B$10,TRUE,IF(DataInput!E359=$B$9,TRUE,FALSE)))","v":true},null,null,{"$f":"IF(B360=TRUE,DataInput!B359,NA())","v":"SA"},{"$f":"IF($E360=DataInput!$B359,DataInput!C359,NA())","v":"SGSXWEST"},{"$f":"IF($E360=DataInput!$B359,DataInput!D359,NA())","v":"WESTERN SUBURBS"},{"$f":"IF($E360=DataInput!$B359,DataInput!E359,NA())","v":"SAPN"},{"$f":"IF($E360=DataInput!$B359,DataInput!F359,NA())","v":"Winter"},{"$f":"IF($E360=DataInput!$B359,DataInput!G359,NA())","v":"Non-Coincident"},{"$f":"IF($E360=DataInput!$B359,DataInput!H359,NA())","v":2003},{"$f":"IF($E360=DataInput!$B359,DataInput!I359,NA())","v":"Actual"},{"$f":"IF($E360=DataInput!$B359,DataInput!J359,NA())","v":293.54035599999997},{"$f":"IF($E360=DataInput!$B359,DataInput!K359,NA())","v":"NA"},null,null,"SA WESTERN SUBURBS",null,null,null,null,false,null,null,{"$error":"#N/A"},{"$error":"#N/A"},{"$error":"#N/A"},{"$error":"#N/A"},{"$error":"#N/A"},{"$error":"#N/A"},{"$error":"#N/A"},{"$error":"#N/A"},{"$error":"#N/A"},{"$error":"#N/A"}]
[null,{"$f":"IF(DataInput!B360=$B$8,IF($B$9=$B$10,TRUE,IF(DataInput!E360=$B$9,TRUE,FALSE)))","v":true},null,null,{"$f":"IF(B361=TRUE,DataInput!B360,NA())","v":"SA"},{"$f":"IF($E361=DataInput!$B360,DataInput!C360,NA())","v":"SGSXWEST"},{"$f":"IF($E361=DataInput!$B360,DataInput!D360,NA())","v":"WESTERN SUBURBS"},{"$f":"IF($E361=DataInput!$B360,DataInput!E360,NA())","v":"SAPN"},{"$f":"IF($E361=DataInput!$B360,DataInput!F360,NA())","v":"Winter"},{"$f":"IF($E361=DataInput!$B360,DataInput!G360,NA())","v":"Non-Coincident"},{"$f":"IF($E361=DataInput!$B360,DataInput!H360,NA())","v":2004},{"$f":"IF($E361=DataInput!$B360,DataInput!I360,NA())","v":"Actual"},{"$f":"IF($E361=DataInput!$B360,DataInput!J360,NA())","v":305.318332},{"$f":"IF($E361=DataInput!$B360,DataInput!K360,NA())","v":"NA"},null,null,"SA WESTERN SUBURBS",null,null,null,null,false,null,null,{"$error":"#N/A"},{"$error":"#N/A"},{"$error":"#N/A"},{"$error":"#N/A"},{"$error":"#N/A"},{"$error":"#N/A"},{"$error":"#N/A"},{"$error":"#N/A"},{"$error":"#N/A"},{"$error":"#N/A"}]
[null,{"$f":"IF(DataInput!B361=$B$8,IF($B$9=$B$10,TRUE,IF(DataInput!E361=$B$9,TRUE,FALSE)))","v":true},null,null,{"$f":"IF(B362=TRUE,DataInput!B361,NA())","v":"SA"},{"$f":"IF($E362=DataInput!$B361,DataInput!C361,NA())","v":"SGSXWEST"},{"$f":"IF($E362=DataInput!$B361,DataInput!D361,NA())","v":"WESTERN SUBURBS"},{"$f":"IF($E362=DataInput!$B361,DataInput!E361,NA())","v":"SAPN"},{"$f":"IF($E362=DataInput!$B361,DataInput!F361,NA())","v":"Winter"},{"$f":"IF($E362=DataInput!$B361,DataInput!G361,NA())","v":"Non-Coincident"},{"$f":"IF($E362=DataInput!$B361,DataInput!H361,NA())","v":2005},{"$f":"IF($E362=DataInput!$B361,DataInput!I361,NA())","v":"Actual"},{"$f":"IF($E362=DataInput!$B361,DataInput!J361,NA())","v":356.11874399999999},{"$f":"IF($E362=DataInput!$B361,DataInput!K361,NA())","v":"NA"},null,null,"SA WESTERN SUBURBS",null,null,null,null,false,null,null,{"$error":"#N/A"},{"$error":"#N/A"},{"$error":"#N/A"},{"$error":"#N/A"},{"$error":"#N/A"},{"$error":"#N/A"},{"$error":"#N/A"},{"$error":"#N/A"},{"$error":"#N/A"},{"$error":"#N/A"}]
[null,{"$f":"IF(DataInput!B362=$B$8,IF($B$9=$B$10,TRUE,IF(DataInput!E362=$B$9,TRUE,FALSE)))","v":true},null,null,{"$f":"IF(B363=TRUE,DataInput!B362,NA())","v":"SA"},{"$f":"IF($E363=DataInput!$B362,DataInput!C362,NA())","v":"SGSXWEST"},{"$f":"IF($E363=DataInput!$B362,DataInput!D362,NA())","v":"WESTERN SUBURBS"},{"$f":"IF($E363=DataInput!$B362,DataInput!E362,NA())","v":"SAPN"},{"$f":"IF($E363=DataInput!$B362,DataInput!F362,NA())","v":"Winter"},{"$f":"IF($E363=DataInput!$B362,DataInput!G362,NA())","v":"Non-Coincident"},{"$f":"IF($E363=DataInput!$B362,DataInput!H362,NA())","v":2006},{"$f":"IF($E363=DataInput!$B362,DataInput!I362,NA())","v":"Actual"},{"$f":"IF($E363=DataInput!$B362,DataInput!J362,NA())","v":321.356314},{"$f":"IF($E363=DataInput!$B362,DataInput!K362,NA())","v":"NA"},null,null,"SA WESTERN SUBURBS",null,null,null,null,false,null,null,{"$error":"#N/A"},{"$error":"#N/A"},{"$error":"#N/A"},{"$error":"#N/A"},{"$error":"#N/A"},{"$error":"#N/A"},{"$error":"#N/A"},{"$error":"#N/A"},{"$error":"#N/A"},{"$error":"#N/A"}]
[null,{"$f":"IF(DataInput!B363=$B$8,IF($B$9=$B$10,TRUE,IF(DataInput!E363=$B$9,TRUE,FALSE)))","v":true},null,null,{"$f":"IF(B364=TRUE,DataInput!B363,NA())","v":"SA"},{"$f":"IF($E364=DataInput!$B363,DataInput!C363,NA())","v":"SGSXWEST"},{"$f":"IF($E364=DataInput!$B363,DataInput!D363,NA())","v":"WESTERN SUBURBS"},{"$f":"IF($E364=DataInput!$B363,DataInput!E363,NA())","v":"SAPN"},{"$f":"IF($E364=DataInput!$B363,DataInput!F363,NA())","v":"Winter"},{"$f":"IF($E364=DataInput!$B363,DataInput!G363,NA())","v":"Non-Coincident"},{"$f":"IF($E364=DataInput!$B363,DataInput!H363,NA())","v":2007},{"$f":"IF($E364=DataInput!$B363,DataInput!I363,NA())","v":"Actual"},{"$f":"IF($E364=DataInput!$B363,DataInput!J363,NA())","v":319.12777199999999},{"$f":"IF($E364=DataInput!$B363,DataInput!K363,NA())","v":"NA"},null,null,"SA WESTERN SUBURBS",null,null,null,null,false,null,null,{"$error":"#N/A"},{"$error":"#N/A"},{"$error":"#N/A"},{"$error":"#N/A"},{"$error":"#N/A"},{"$error":"#N/A"},{"$error":"#N/A"},{"$error":"#N/A"},{"$error":"#N/A"},{"$error":"#N/A"}]
[null,{"$f":"IF(DataInput!B364=$B$8,IF($B$9=$B$10,TRUE,IF(DataInput!E364=$B$9,TRUE,FALSE)))","v":true},null,null,{"$f":"IF(B365=TRUE,DataInput!B364,NA())","v":"SA"},{"$f":"IF($E365=DataInput!$B364,DataInput!C364,NA())","v":"SGSXWEST"},{"$f":"IF($E365=DataInput!$B364,DataInput!D364,NA())","v":"WESTERN SUBURBS"},{"$f":"IF($E365=DataInput!$B364,DataInput!E364,NA())","v":"SAPN"},{"$f":"IF($E365=DataInput!$B364,DataInput!F364,NA())","v":"Winter"},{"$f":"IF($E365=DataInput!$B364,DataInput!G364,NA())","v":"Non-Coincident"},{"$f":"IF($E365=DataInput!$B364,DataInput!H364,NA())","v":2008},{"$f":"IF($E365=DataInput!$B364,DataInput!I364,NA())","v":"Actual"},{"$f":"IF($E365=DataInput!$B364,DataInput!J364,NA())","v":322.57449400000002},{"$f":"IF($E365=DataInput!$B364,DataInput!K364,NA())","v":"NA"},null,null,"SA WESTERN SUBURBS",null,null,null,null,false,null,null,{"$error":"#N/A"},{"$error":"#N/A"},{"$error":"#N/A"},{"$error":"#N/A"},{"$error":"#N/A"},{"$error":"#N/A"},{"$error":"#N/A"},{"$error":"#N/A"},{"$error":"#N/A"},{"$error":"#N/A"}]
[null,{"$f":"IF(DataInput!B365=$B$8,IF($B$9=$B$10,TRUE,IF(DataInput!E365=$B$9,TRUE,FALSE)))","v":true},null,null,{"$f":"IF(B366=TRUE,DataInput!B365,NA())","v":"SA"},{"$f":"IF($E366=DataInput!$B365,DataInput!C365,NA())","v":"SGSXWEST"},{"$f":"IF($E366=DataInput!$B365,DataInput!D365,NA())","v":"WESTERN SUBURBS"},{"$f":"IF($E366=DataInput!$B365,DataInput!E365,NA())","v":"SAPN"},{"$f":"IF($E366=DataInput!$B365,DataInput!F365,NA())","v":"Winter"},{"$f":"IF($E366=DataInput!$B365,DataInput!G365,NA())","v":"Non-Coincident"},{"$f":"IF($E366=DataInput!$B365,DataInput!H365,NA())","v":2009},{"$f":"IF($E366=DataInput!$B365,DataInput!I365,NA())","v":"Actual"},{"$f":"IF($E366=DataInput!$B365,DataInput!J365,NA())","v":307.48537599999997},{"$f":"IF($E366=DataInput!$B365,DataInput!K365,NA())","v":"NA"},null,null,"SA WESTERN SUBURBS",null,null,null,null,false,null,null,{"$error":"#N/A"},{"$error":"#N/A"},{"$error":"#N/A"},{"$error":"#N/A"},{"$error":"#N/A"},{"$error":"#N/A"},{"$error":"#N/A"},{"$error":"#N/A"},{"$error":"#N/A"},{"$error":"#N/A"}]
[null,{"$f":"IF(DataInput!B366=$B$8,IF($B$9=$B$10,TRUE,IF(DataInput!E366=$B$9,TRUE,FALSE)))","v":true},null,null,{"$f":"IF(B367=TRUE,DataInput!B366,NA())","v":"SA"},{"$f":"IF($E367=DataInput!$B366,DataInput!C366,NA())","v":"SGSXWEST"},{"$f":"IF($E367=DataInput!$B366,DataInput!D366,NA())","v":"WESTERN SUBURBS"},{"$f":"IF($E367=DataInput!$B366,DataInput!E366,NA())","v":"SAPN"},{"$f":"IF($E367=DataInput!$B366,DataInput!F366,NA())","v":"Winter"},{"$f":"IF($E367=DataInput!$B366,DataInput!G366,NA())","v":"Non-Coincident"},{"$f":"IF($E367=DataInput!$B366,DataInput!H366,NA())","v":2010},{"$f":"IF($E367=DataInput!$B366,DataInput!I366,NA())","v":"Actual"},{"$f":"IF($E367=DataInput!$B366,DataInput!J366,NA())","v":385.99326200000002},{"$f":"IF($E367=DataInput!$B366,DataInput!K366,NA())","v":"NA"},null,null,"SA WESTERN SUBURBS",null,null,null,null,false,null,null,{"$error":"#N/A"},{"$error":"#N/A"},{"$error":"#N/A"},{"$error":"#N/A"},{"$error":"#N/A"},{"$error":"#N/A"},{"$error":"#N/A"},{"$error":"#N/A"},{"$error":"#N/A"},{"$error":"#N/A"}]
[null,{"$f":"IF(DataInput!B367=$B$8,IF($B$9=$B$10,TRUE,IF(DataInput!E367=$B$9,TRUE,FALSE)))","v":true},null,null,{"$f":"IF(B368=TRUE,DataInput!B367,NA())","v":"SA"},{"$f":"IF($E368=DataInput!$B367,DataInput!C367,NA())","v":"SGSXWEST"},{"$f":"IF($E368=DataInput!$B367,DataInput!D367,NA())","v":"WESTERN SUBURBS"},{"$f":"IF($E368=DataInput!$B367,DataInput!E367,NA())","v":"SAPN"},{"$f":"IF($E368=DataInput!$B367,DataInput!F367,NA())","v":"Winter"},{"$f":"IF($E368=DataInput!$B367,DataInput!G367,NA())","v":"Non-Coincident"},{"$f":"IF($E368=DataInput!$B367,DataInput!H367,NA())","v":2011},{"$f":"IF($E368=DataInput!$B367,DataInput!I367,NA())","v":"Actual"},{"$f":"IF($E368=DataInput!$B367,DataInput!J367,NA())","v":299.68361199999998},{"$f":"IF($E368=DataInput!$B367,DataInput!K367,NA())","v":"NA"},null,null,"SA WESTERN SUBURBS",null,null,null,null,false,null,null,{"$error":"#N/A"},{"$error":"#N/A"},{"$error":"#N/A"},{"$error":"#N/A"},{"$error":"#N/A"},{"$error":"#N/A"},{"$error":"#N/A"},{"$error":"#N/A"},{"$error":"#N/A"},{"$error":"#N/A"}]
[null,{"$f":"IF(DataInput!B368=$B$8,IF($B$9=$B$10,TRUE,IF(DataInput!E368=$B$9,TRUE,FALSE)))","v":true},null,null,{"$f":"IF(B369=TRUE,DataInput!B368,NA())","v":"SA"},{"$f":"IF($E369=DataInput!$B368,DataInput!C368,NA())","v":"SGSXWEST"},{"$f":"IF($E369=DataInput!$B368,DataInput!D368,NA())","v":"WESTERN SUBURBS"},{"$f":"IF($E369=DataInput!$B368,DataInput!E368,NA())","v":"SAPN"},{"$f":"IF($E369=DataInput!$B368,DataInput!F368,NA())","v":"Winter"},{"$f":"IF($E369=DataInput!$B368,DataInput!G368,NA())","v":"Non-Coincident"},{"$f":"IF($E369=DataInput!$B368,DataInput!H368,NA())","v":2012},{"$f":"IF($E369=DataInput!$B368,DataInput!I368,NA())","v":"Actual"},{"$f":"IF($E369=DataInput!$B368,DataInput!J368,NA())","v":297.35463399999998},{"$f":"IF($E369=DataInput!$B368,DataInput!K368,NA())","v":"NA"},null,null,"SA WESTERN SUBURBS",null,null,null,null,false,null,null,{"$error":"#N/A"},{"$error":"#N/A"},{"$error":"#N/A"},{"$error":"#N/A"},{"$error":"#N/A"},{"$error":"#N/A"},{"$error":"#N/A"},{"$error":"#N/A"},{"$error":"#N/A"},{"$error":"#N/A"}]
[null,{"$f":"IF(DataInput!B369=$B$8,IF($B$9=$B$10,TRUE,IF(DataInput!E369=$B$9,TRUE,FALSE)))","v":true},null,null,{"$f":"IF(B370=TRUE,DataInput!B369,NA())","v":"SA"},{"$f":"IF($E370=DataInput!$B369,DataInput!C369,NA())","v":"SGSXWEST"},{"$f":"IF($E370=DataInput!$B369,DataInput!D369,NA())","v":"WESTERN SUBURBS"},{"$f":"IF($E370=DataInput!$B369,DataInput!E369,NA())","v":"SAPN"},{"$f":"IF($E370=DataInput!$B369,DataInput!F369,NA())","v":"Winter"},{"$f":"IF($E370=DataInput!$B369,DataInput!G369,NA())","v":"Non-Coincident"},{"$f":"IF($E370=DataInput!$B369,DataInput!H369,NA())","v":2013},{"$f":"IF($E370=DataInput!$B369,DataInput!I369,NA())","v":"Actual"},{"$f":"IF($E370=DataInput!$B369,DataInput!J369,NA())","v":324.29807799999998},{"$f":"IF($E370=DataInput!$B369,DataInput!K369,NA())","v":"NA"},null,null,"SA WESTERN SUBURBS",null,null,null,null,false,null,null,{"$error":"#N/A"},{"$error":"#N/A"},{"$error":"#N/A"},{"$error":"#N/A"},{"$error":"#N/A"},{"$error":"#N/A"},{"$error":"#N/A"},{"$error":"#N/A"},{"$error":"#N/A"},{"$error":"#N/A"}]
[null,{"$f":"IF(DataInput!B370=$B$8,IF($B$9=$B$10,TRUE,IF(DataInput!E370=$B$9,TRUE,FALSE)))","v":true},null,null,{"$f":"IF(B371=TRUE,DataInput!B370,NA())","v":"SA"},{"$f":"IF($E371=DataInput!$B370,DataInput!C370,NA())","v":"SGSXWEST"},{"$f":"IF($E371=DataInput!$B370,DataInput!D370,NA())","v":"WESTERN SUBURBS"},{"$f":"IF($E371=DataInput!$B370,DataInput!E370,NA())","v":"SAPN"},{"$f":"IF($E371=DataInput!$B370,DataInput!F370,NA())","v":"Winter"},{"$f":"IF($E371=DataInput!$B370,DataInput!G370,NA())","v":"Non-Coincident"},{"$f":"IF($E371=DataInput!$B370,DataInput!H370,NA())","v":2014},{"$f":"IF($E371=DataInput!$B370,DataInput!I370,NA())","v":"Actual"},{"$f":"IF($E371=DataInput!$B370,DataInput!J370,NA())","v":332.52192400000001},{"$f":"IF($E371=DataInput!$B370,DataInput!K370,NA())","v":"NA"},null,null,"SA WESTERN SUBURBS",null,null,null,null,false,null,null,{"$error":"#N/A"},{"$f":"IF($V371=TRUE,F371,NA())","v":{"$error":"#N/A"}},{"$f":"IF($V371=TRUE,G371,NA())","v":{"$error":"#N/A"}},{"$f":"IF($V371=TRUE,H371,NA())","v":{"$error":"#N/A"}},{"$f":"IF($V371=TRUE,I371,NA())","v":{"$error":"#N/A"}},{"$f":"IF($V371=TRUE,J371,NA())","v":{"$error":"#N/A"}},{"$f":"IF($V371=TRUE,K371,NA())","v":{"$error":"#N/A"}},{"$f":"IF($V371=TRUE,L371,NA())","v":{"$error":"#N/A"}},{"$f":"IF($V371=TRUE,M371,NA())","v":{"$error":"#N/A"}},{"$f":"IF($V371=TRUE,N371,NA())","v":{"$error":"#N/A"}}]
[null,{"$f":"IF(DataInput!B371=$B$8,IF($B$9=$B$10,TRUE,IF(DataInput!E371=$B$9,TRUE,FALSE)))","v":true},null,null,{"$f":"IF(B372=TRUE,DataInput!B371,NA())","v":"SA"},{"$f":"IF($E372=DataInput!$B371,DataInput!C371,NA())","v":"SISSPN"},{"$f":"IF($E372=DataInput!$B371,DataInput!D371,NA())","v":"STONY POINT"},{"$f":"IF($E372=DataInput!$B371,DataInput!E371,NA())","v":"SAPN"},{"$f":"IF($E372=DataInput!$B371,DataInput!F371,NA())","v":"Summer"},{"$f":"IF($E372=DataInput!$B371,DataInput!G371,NA())","v":"Non-Coincident"},{"$f":"IF($E372=DataInput!$B371,DataInput!H371,NA())","v":2003},{"$f":"IF($E372=DataInput!$B371,DataInput!I371,NA())","v":"Actual"},{"$f":"IF($E372=DataInput!$B371,DataInput!J371,NA())","v":"NA"},{"$f":"IF($E372=DataInput!$B371,DataInput!K371,NA())","v":"NA"},null,null,"SA STONY POINT",null,null,null,null,false,null,null,{"$error":"#N/A"},{"$error":"#N/A"},{"$error":"#N/A"},{"$error":"#N/A"},{"$error":"#N/A"},{"$error":"#N/A"},{"$error":"#N/A"},{"$error":"#N/A"},{"$error":"#N/A"},{"$error":"#N/A"}]
[null,{"$f":"IF(DataInput!B372=$B$8,IF($B$9=$B$10,TRUE,IF(DataInput!E372=$B$9,TRUE,FALSE)))","v":true},null,null,{"$f":"IF(B373=TRUE,DataInput!B372,NA())","v":"SA"},{"$f":"IF($E373=DataInput!$B372,DataInput!C372,NA())","v":"SISSPN"},{"$f":"IF($E373=DataInput!$B372,DataInput!D372,NA())","v":"STONY POINT"},{"$f":"IF($E373=DataInput!$B372,DataInput!E372,NA())","v":"SAPN"},{"$f":"IF($E373=DataInput!$B372,DataInput!F372,NA())","v":"Summer"},{"$f":"IF($E373=DataInput!$B372,DataInput!G372,NA())","v":"Non-Coincident"},{"$f":"IF($E373=DataInput!$B372,DataInput!H372,NA())","v":2004},{"$f":"IF($E373=DataInput!$B372,DataInput!I372,NA())","v":"Actual"},{"$f":"IF($E373=DataInput!$B372,DataInput!J372,NA())","v":"NA"},{"$f":"IF($E373=DataInput!$B372,DataInput!K372,NA())","v":"NA"},null,null,"SA STONY POINT",null,null,null,null,false,null,null,{"$error":"#N/A"},{"$error":"#N/A"},{"$error":"#N/A"},{"$error":"#N/A"},{"$error":"#N/A"},{"$error":"#N/A"},{"$error":"#N/A"},{"$error":"#N/A"},{"$error":"#N/A"},{"$error":"#N/A"}]
[null,{"$f":"IF(DataInput!B373=$B$8,IF($B$9=$B$10,TRUE,IF(DataInput!E373=$B$9,TRUE,FALSE)))","v":true},null,null,{"$f":"IF(B374=TRUE,DataInput!B373,NA())","v":"SA"},{"$f":"IF($E374=DataInput!$B373,DataInput!C373,NA())","v":"SISSPN"},{"$f":"IF($E374=DataInput!$B373,DataInput!D373,NA())","v":"STONY POINT"},{"$f":"IF($E374=DataInput!$B373,DataInput!E373,NA())","v":"SAPN"},{"$f":"IF($E374=DataInput!$B373,DataInput!F373,NA())","v":"Summer"},{"$f":"IF($E374=DataInput!$B373,DataInput!G373,NA())","v":"Non-Coincident"},{"$f":"IF($E374=DataInput!$B373,DataInput!H373,NA())","v":2005},{"$f":"IF($E374=DataInput!$B373,DataInput!I373,NA())","v":"Actual"},{"$f":"IF($E374=DataInput!$B373,DataInput!J373,NA())","v":"NA"},{"$f":"IF($E374=DataInput!$B373,DataInput!K373,NA())","v":"NA"},null,null,"SA STONY POINT",null,null,null,null,false,null,null,{"$error":"#N/A"},{"$error":"#N/A"},{"$error":"#N/A"},{"$error":"#N/A"},{"$error":"#N/A"},{"$error":"#N/A"},{"$error":"#N/A"},{"$error":"#N/A"},{"$error":"#N/A"},{"$error":"#N/A"}]
[null,{"$f":"IF(DataInput!B374=$B$8,IF($B$9=$B$10,TRUE,IF(DataInput!E374=$B$9,TRUE,FALSE)))","v":true},null,null,{"$f":"IF(B375=TRUE,DataInput!B374,NA())","v":"SA"},{"$f":"IF($E375=DataInput!$B374,DataInput!C374,NA())","v":"SISSPN"},{"$f":"IF($E375=DataInput!$B374,DataInput!D374,NA())","v":"STONY POINT"},{"$f":"IF($E375=DataInput!$B374,DataInput!E374,NA())","v":"SAPN"},{"$f":"IF($E375=DataInput!$B374,DataInput!F374,NA())","v":"Summer"},{"$f":"IF($E375=DataInput!$B374,DataInput!G374,NA())","v":"Non-Coincident"},{"$f":"IF($E375=DataInput!$B374,DataInput!H374,NA())","v":2006},{"$f":"IF($E375=DataInput!$B374,DataInput!I374,NA())","v":"Actual"},{"$f":"IF($E375=DataInput!$B374,DataInput!J374,NA())","v":"NA"},{"$f":"IF($E375=DataInput!$B374,DataInput!K374,NA())","v":"NA"},null,null,"SA STONY POINT",null,null,null,null,false,null,null,{"$error":"#N/A"},{"$error":"#N/A"},{"$error":"#N/A"},{"$error":"#N/A"},{"$error":"#N/A"},{"$error":"#N/A"},{"$error":"#N/A"},{"$error":"#N/A"},{"$error":"#N/A"},{"$error":"#N/A"}]
[null,{"$f":"IF(DataInput!B375=$B$8,IF($B$9=$B$10,TRUE,IF(DataInput!E375=$B$9,TRUE,FALSE)))","v":true},null,null,{"$f":"IF(B376=TRUE,DataInput!B375,NA())","v":"SA"},{"$f":"IF($E376=DataInput!$B375,DataInput!C375,NA())","v":"SISSPN"},{"$f":"IF($E376=DataInput!$B375,DataInput!D375,NA())","v":"STONY POINT"},{"$f":"IF($E376=DataInput!$B375,DataInput!E375,NA())","v":"SAPN"},{"$f":"IF($E376=DataInput!$B375,DataInput!F375,NA())","v":"Summer"},{"$f":"IF($E376=DataInput!$B375,DataInput!G375,NA())","v":"Non-Coincident"},{"$f":"IF($E376=DataInput!$B375,DataInput!H375,NA())","v":2007},{"$f":"IF($E376=DataInput!$B375,DataInput!I375,NA())","v":"Actual"},{"$f":"IF($E376=DataInput!$B375,DataInput!J375,NA())","v":"NA"},{"$f":"IF($E376=DataInput!$B375,DataInput!K375,NA())","v":"NA"},null,null,"SA STONY POINT",null,null,null,null,false,null,null,{"$error":"#N/A"},{"$error":"#N/A"},{"$error":"#N/A"},{"$error":"#N/A"},{"$error":"#N/A"},{"$error":"#N/A"},{"$error":"#N/A"},{"$error":"#N/A"},{"$error":"#N/A"},{"$error":"#N/A"}]
[null,{"$f":"IF(DataInput!B376=$B$8,IF($B$9=$B$10,TRUE,IF(DataInput!E376=$B$9,TRUE,FALSE)))","v":true},null,null,{"$f":"IF(B377=TRUE,DataInput!B376,NA())","v":"SA"},{"$f":"IF($E377=DataInput!$B376,DataInput!C376,NA())","v":"SISSPN"},{"$f":"IF($E377=DataInput!$B376,DataInput!D376,NA())","v":"STONY POINT"},{"$f":"IF($E377=DataInput!$B376,DataInput!E376,NA())","v":"SAPN"},{"$f":"IF($E377=DataInput!$B376,DataInput!F376,NA())","v":"Summer"},{"$f":"IF($E377=DataInput!$B376,DataInput!G376,NA())","v":"Non-Coincident"},{"$f":"IF($E377=DataInput!$B376,DataInput!H376,NA())","v":2008},{"$f":"IF($E377=DataInput!$B376,DataInput!I376,NA())","v":"Actual"},{"$f":"IF($E377=DataInput!$B376,DataInput!J376,NA())","v":"NA"},{"$f":"IF($E377=DataInput!$B376,DataInput!K376,NA())","v":"NA"},null,null,"SA STONY POINT",null,null,null,null,false,null,null,{"$error":"#N/A"},{"$error":"#N/A"},{"$error":"#N/A"},{"$error":"#N/A"},{"$error":"#N/A"},{"$error":"#N/A"},{"$error":"#N/A"},{"$error":"#N/A"},{"$error":"#N/A"},{"$error":"#N/A"}]
[null,{"$f":"IF(DataInput!B377=$B$8,IF($B$9=$B$10,TRUE,IF(DataInput!E377=$B$9,TRUE,FALSE)))","v":true},null,null,{"$f":"IF(B378=TRUE,DataInput!B377,NA())","v":"SA"},{"$f":"IF($E378=DataInput!$B377,DataInput!C377,NA())","v":"SISSPN"},{"$f":"IF($E378=DataInput!$B377,DataInput!D377,NA())","v":"STONY POINT"},{"$f":"IF($E378=DataInput!$B377,DataInput!E377,NA())","v":"SAPN"},{"$f":"IF($E378=DataInput!$B377,DataInput!F377,NA())","v":"Summer"},{"$f":"IF($E378=DataInput!$B377,DataInput!G377,NA())","v":"Non-Coincident"},{"$f":"IF($E378=DataInput!$B377,DataInput!H377,NA())","v":2009},{"$f":"IF($E378=DataInput!$B377,DataInput!I377,NA())","v":"Actual"},{"$f":"IF($E378=DataInput!$B377,DataInput!J377,NA())","v":4.4333999999999998E-2},{"$f":"IF($E378=DataInput!$B377,DataInput!K377,NA())","v":"NA"},null,null,"SA STONY POINT",null,null,null,null,false,null,null,{"$error":"#N/A"},{"$error":"#N/A"},{"$error":"#N/A"},{"$error":"#N/A"},{"$error":"#N/A"},{"$error":"#N/A"},{"$error":"#N/A"},{"$error":"#N/A"},{"$error":"#N/A"},{"$error":"#N/A"}]
[null,{"$f":"IF(DataInput!B378=$B$8,IF($B$9=$B$10,TRUE,IF(DataInput!E378=$B$9,TRUE,FALSE)))","v":true},null,null,{"$f":"IF(B379=TRUE,DataInput!B378,NA())","v":"SA"},{"$f":"IF($E379=DataInput!$B378,DataInput!C378,NA())","v":"SISSPN"},{"$f":"IF($E379=DataInput!$B378,DataInput!D378,NA())","v":"STONY POINT"},{"$f":"IF($E379=DataInput!$B378,DataInput!E378,NA())","v":"SAPN"},{"$f":"IF($E379=DataInput!$B378,DataInput!F378,NA())","v":"Summer"},{"$f":"IF($E379=DataInput!$B378,DataInput!G378,NA())","v":"Non-Coincident"},{"$f":"IF($E379=DataInput!$B378,DataInput!H378,NA())","v":2010},{"$f":"IF($E379=DataInput!$B378,DataInput!I378,NA())","v":"Actual"},{"$f":"IF($E379=DataInput!$B378,DataInput!J378,NA())","v":6.0414000000000002E-2},{"$f":"IF($E379=DataInput!$B378,DataInput!K378,NA())","v":"NA"},null,null,"SA STONY POINT",null,null,null,null,false,null,null,{"$error":"#N/A"},{"$error":"#N/A"},{"$error":"#N/A"},{"$error":"#N/A"},{"$error":"#N/A"},{"$error":"#N/A"},{"$error":"#N/A"},{"$error":"#N/A"},{"$error":"#N/A"},{"$error":"#N/A"}]
[null,{"$f":"IF(DataInput!B379=$B$8,IF($B$9=$B$10,TRUE,IF(DataInput!E379=$B$9,TRUE,FALSE)))","v":true},null,null,{"$f":"IF(B380=TRUE,DataInput!B379,NA())","v":"SA"},{"$f":"IF($E380=DataInput!$B379,DataInput!C379,NA())","v":"SISSPN"},{"$f":"IF($E380=DataInput!$B379,DataInput!D379,NA())","v":"STONY POINT"},{"$f":"IF($E380=DataInput!$B379,DataInput!E379,NA())","v":"SAPN"},{"$f":"IF($E380=DataInput!$B379,DataInput!F379,NA())","v":"Summer"},{"$f":"IF($E380=DataInput!$B379,DataInput!G379,NA())","v":"Non-Coincident"},{"$f":"IF($E380=DataInput!$B379,DataInput!H379,NA())","v":2011},{"$f":"IF($E380=DataInput!$B379,DataInput!I379,NA())","v":"Actual"},{"$f":"IF($E380=DataInput!$B379,DataInput!J379,NA())","v":0.1142},{"$f":"IF($E380=DataInput!$B379,DataInput!K379,NA())","v":"NA"},null,null,"SA STONY POINT",null,null,null,null,false,null,null,{"$error":"#N/A"},{"$error":"#N/A"},{"$error":"#N/A"},{"$error":"#N/A"},{"$error":"#N/A"},{"$error":"#N/A"},{"$error":"#N/A"},{"$error":"#N/A"},{"$error":"#N/A"},{"$error":"#N/A"}]
[null,{"$f":"IF(DataInput!B380=$B$8,IF($B$9=$B$10,TRUE,IF(DataInput!E380=$B$9,TRUE,FALSE)))","v":true},null,null,{"$f":"IF(B381=TRUE,DataInput!B380,NA())","v":"SA"},{"$f":"IF($E381=DataInput!$B380,DataInput!C380,NA())","v":"SISSPN"},{"$f":"IF($E381=DataInput!$B380,DataInput!D380,NA())","v":"STONY POINT"},{"$f":"IF($E381=DataInput!$B380,DataInput!E380,NA())","v":"SAPN"},{"$f":"IF($E381=DataInput!$B380,DataInput!F380,NA())","v":"Summer"},{"$f":"IF($E381=DataInput!$B380,DataInput!G380,NA())","v":"Non-Coincident"},{"$f":"IF($E381=DataInput!$B380,DataInput!H380,NA())","v":2012},{"$f":"IF($E381=DataInput!$B380,DataInput!I380,NA())","v":"Actual"},{"$f":"IF($E381=DataInput!$B380,DataInput!J380,NA())","v":9.7542000000000004E-2},{"$f":"IF($E381=DataInput!$B380,DataInput!K380,NA())","v":"NA"},null,null,"SA STONY POINT",null,null,null,null,false,null,null,{"$error":"#N/A"},{"$error":"#N/A"},{"$error":"#N/A"},{"$error":"#N/A"},{"$error":"#N/A"},{"$error":"#N/A"},{"$error":"#N/A"},{"$error":"#N/A"},{"$error":"#N/A"},{"$error":"#N/A"}]
[null,{"$f":"IF(DataInput!B381=$B$8,IF($B$9=$B$10,TRUE,IF(DataInput!E381=$B$9,TRUE,FALSE)))","v":true},null,null,{"$f":"IF(B382=TRUE,DataInput!B381,NA())","v":"SA"},{"$f":"IF($E382=DataInput!$B381,DataInput!C381,NA())","v":"SISSPN"},{"$f":"IF($E382=DataInput!$B381,DataInput!D381,NA())","v":"STONY POINT"},{"$f":"IF($E382=DataInput!$B381,DataInput!E381,NA())","v":"SAPN"},{"$f":"IF($E382=DataInput!$B381,DataInput!F381,NA())","v":"Summer"},{"$f":"IF($E382=DataInput!$B381,DataInput!G381,NA())","v":"Non-Coincident"},{"$f":"IF($E382=DataInput!$B381,DataInput!H381,NA())","v":2013},{"$f":"IF($E382=DataInput!$B381,DataInput!I381,NA())","v":"Actual"},{"$f":"IF($E382=DataInput!$B381,DataInput!J381,NA())","v":9.2357999999999996E-2},{"$f":"IF($E382=DataInput!$B381,DataInput!K381,NA())","v":"NA"},null,null,"SA STONY POINT",null,null,null,null,false,null,null,{"$error":"#N/A"},{"$error":"#N/A"},{"$error":"#N/A"},{"$error":"#N/A"},{"$error":"#N/A"},{"$error":"#N/A"},{"$error":"#N/A"},{"$error":"#N/A"},{"$error":"#N/A"},{"$error":"#N/A"}]
[null,{"$f":"IF(DataInput!B382=$B$8,IF($B$9=$B$10,TRUE,IF(DataInput!E382=$B$9,TRUE,FALSE)))","v":true},null,null,{"$f":"IF(B383=TRUE,DataInput!B382,NA())","v":"SA"},{"$f":"IF($E383=DataInput!$B382,DataInput!C382,NA())","v":"SISSPN"},{"$f":"IF($E383=DataInput!$B382,DataInput!D382,NA())","v":"STONY POINT"},{"$f":"IF($E383=DataInput!$B382,DataInput!E382,NA())","v":"SAPN"},{"$f":"IF($E383=DataInput!$B382,DataInput!F382,NA())","v":"Summer"},{"$f":"IF($E383=DataInput!$B382,DataInput!G382,NA())","v":"Non-Coincident"},{"$f":"IF($E383=DataInput!$B382,DataInput!H382,NA())","v":2014},{"$f":"IF($E383=DataInput!$B382,DataInput!I382,NA())","v":"Actual"},{"$f":"IF($E383=DataInput!$B382,DataInput!J382,NA())","v":7.8562000000000007E-2},{"$f":"IF($E383=DataInput!$B382,DataInput!K382,NA())","v":"NA"},null,null,"SA STONY POINT",null,null,null,null,false,null,null,{"$error":"#N/A"},{"$error":"#N/A"},{"$error":"#N/A"},{"$error":"#N/A"},{"$error":"#N/A"},{"$error":"#N/A"},{"$error":"#N/A"},{"$error":"#N/A"},{"$error":"#N/A"},{"$error":"#N/A"}]
[null,{"$f":"IF(DataInput!B383=$B$8,IF($B$9=$B$10,TRUE,IF(DataInput!E383=$B$9,TRUE,FALSE)))","v":true},null,null,{"$f":"IF(B384=TRUE,DataInput!B383,NA())","v":"SA"},{"$f":"IF($E384=DataInput!$B383,DataInput!C383,NA())","v":"SISSPN"},{"$f":"IF($E384=DataInput!$B383,DataInput!D383,NA())","v":"STONY POINT"},{"$f":"IF($E384=DataInput!$B383,DataInput!E383,NA())","v":"SAPN"},{"$f":"IF($E384=DataInput!$B383,DataInput!F383,NA())","v":"Winter"},{"$f":"IF($E384=DataInput!$B383,DataInput!G383,NA())","v":"Non-Coincident"},{"$f":"IF($E384=DataInput!$B383,DataInput!H383,NA())","v":2003},{"$f":"IF($E384=DataInput!$B383,DataInput!I383,NA())","v":"Actual"},{"$f":"IF($E384=DataInput!$B383,DataInput!J383,NA())","v":"NA"},{"$f":"IF($E384=DataInput!$B383,DataInput!K383,NA())","v":"NA"},null,null,"SA STONY POINT",null,null,null,null,false,null,null,{"$error":"#N/A"},{"$error":"#N/A"},{"$error":"#N/A"},{"$error":"#N/A"},{"$error":"#N/A"},{"$error":"#N/A"},{"$error":"#N/A"},{"$error":"#N/A"},{"$error":"#N/A"},{"$error":"#N/A"}]
[null,{"$f":"IF(DataInput!B384=$B$8,IF($B$9=$B$10,TRUE,IF(DataInput!E384=$B$9,TRUE,FALSE)))","v":true},null,null,{"$f":"IF(B385=TRUE,DataInput!B384,NA())","v":"SA"},{"$f":"IF($E385=DataInput!$B384,DataInput!C384,NA())","v":"SISSPN"},{"$f":"IF($E385=DataInput!$B384,DataInput!D384,NA())","v":"STONY POINT"},{"$f":"IF($E385=DataInput!$B384,DataInput!E384,NA())","v":"SAPN"},{"$f":"IF($E385=DataInput!$B384,DataInput!F384,NA())","v":"Winter"},{"$f":"IF($E385=DataInput!$B384,DataInput!G384,NA())","v":"Non-Coincident"},{"$f":"IF($E385=DataInput!$B384,DataInput!H384,NA())","v":2004},{"$f":"IF($E385=DataInput!$B384,DataInput!I384,NA())","v":"Actual"},{"$f":"IF($E385=DataInput!$B384,DataInput!J384,NA())","v":"NA"},{"$f":"IF($E385=DataInput!$B384,DataInput!K384,NA())","v":"NA"},null,null,"SA STONY POINT",null,null,null,null,false,null,null,{"$error":"#N/A"},{"$error":"#N/A"},{"$error":"#N/A"},{"$error":"#N/A"},{"$error":"#N/A"},{"$error":"#N/A"},{"$error":"#N/A"},{"$error":"#N/A"},{"$error":"#N/A"},{"$error":"#N/A"}]
[null,{"$f":"IF(DataInput!B385=$B$8,IF($B$9=$B$10,TRUE,IF(DataInput!E385=$B$9,TRUE,FALSE)))","v":true},null,null,{"$f":"IF(B386=TRUE,DataInput!B385,NA())","v":"SA"},{"$f":"IF($E386=DataInput!$B385,DataInput!C385,NA())","v":"SISSPN"},{"$f":"IF($E386=DataInput!$B385,DataInput!D385,NA())","v":"STONY POINT"},{"$f":"IF($E386=DataInput!$B385,DataInput!E385,NA())","v":"SAPN"},{"$f":"IF($E386=DataInput!$B385,DataInput!F385,NA())","v":"Winter"},{"$f":"IF($E386=DataInput!$B385,DataInput!G385,NA())","v":"Non-Coincident"},{"$f":"IF($E386=DataInput!$B385,DataInput!H385,NA())","v":2005},{"$f":"IF($E386=DataInput!$B385,DataInput!I385,NA())","v":"Actual"},{"$f":"IF($E386=DataInput!$B385,DataInput!J385,NA())","v":"NA"},{"$f":"IF($E386=DataInput!$B385,DataInput!K385,NA())","v":"NA"},null,null,"SA STONY POINT",null,null,null,null,false,null,null,{"$error":"#N/A"},{"$error":"#N/A"},{"$error":"#N/A"},{"$error":"#N/A"},{"$error":"#N/A"},{"$error":"#N/A"},{"$error":"#N/A"},{"$error":"#N/A"},{"$error":"#N/A"},{"$error":"#N/A"}]
[null,{"$f":"IF(DataInput!B386=$B$8,IF($B$9=$B$10,TRUE,IF(DataInput!E386=$B$9,TRUE,FALSE)))","v":true},null,null,{"$f":"IF(B387=TRUE,DataInput!B386,NA())","v":"SA"},{"$f":"IF($E387=DataInput!$B386,DataInput!C386,NA())","v":"SISSPN"},{"$f":"IF($E387=DataInput!$B386,DataInput!D386,NA())","v":"STONY POINT"},{"$f":"IF($E387=DataInput!$B386,DataInput!E386,NA())","v":"SAPN"},{"$f":"IF($E387=DataInput!$B386,DataInput!F386,NA())","v":"Winter"},{"$f":"IF($E387=DataInput!$B386,DataInput!G386,NA())","v":"Non-Coincident"},{"$f":"IF($E387=DataInput!$B386,DataInput!H386,NA())","v":2006},{"$f":"IF($E387=DataInput!$B386,DataInput!I386,NA())","v":"Actual"},{"$f":"IF($E387=DataInput!$B386,DataInput!J386,NA())","v":"NA"},{"$f":"IF($E387=DataInput!$B386,DataInput!K386,NA())","v":"NA"},null,null,"SA STONY POINT",null,null,null,null,false,null,null,{"$error":"#N/A"},{"$error":"#N/A"},{"$error":"#N/A"},{"$error":"#N/A"},{"$error":"#N/A"},{"$error":"#N/A"},{"$error":"#N/A"},{"$error":"#N/A"},{"$error":"#N/A"},{"$error":"#N/A"}]
[null,{"$f":"IF(DataInput!B387=$B$8,IF($B$9=$B$10,TRUE,IF(DataInput!E387=$B$9,TRUE,FALSE)))","v":true},null,null,{"$f":"IF(B388=TRUE,DataInput!B387,NA())","v":"SA"},{"$f":"IF($E388=DataInput!$B387,DataInput!C387,NA())","v":"SISSPN"},{"$f":"IF($E388=DataInput!$B387,DataInput!D387,NA())","v":"STONY POINT"},{"$f":"IF($E388=DataInput!$B387,DataInput!E387,NA())","v":"SAPN"},{"$f":"IF($E388=DataInput!$B387,DataInput!F387,NA())","v":"Winter"},{"$f":"IF($E388=DataInput!$B387,DataInput!G387,NA())","v":"Non-Coincident"},{"$f":"IF($E388=DataInput!$B387,DataInput!H387,NA())","v":2007},{"$f":"IF($E388=DataInput!$B387,DataInput!I387,NA())","v":"Actual"},{"$f":"IF($E388=DataInput!$B387,DataInput!J387,NA())","v":"NA"},{"$f":"IF($E388=DataInput!$B387,DataInput!K387,NA())","v":"NA"},null,null,"SA STONY POINT",null,null,null,null,false,null,null,{"$error":"#N/A"},{"$error":"#N/A"},{"$error":"#N/A"},{"$error":"#N/A"},{"$error":"#N/A"},{"$error":"#N/A"},{"$error":"#N/A"},{"$error":"#N/A"},{"$error":"#N/A"},{"$error":"#N/A"}]
[null,{"$f":"IF(DataInput!B388=$B$8,IF($B$9=$B$10,TRUE,IF(DataInput!E388=$B$9,TRUE,FALSE)))","v":true},null,null,{"$f":"IF(B389=TRUE,DataInput!B388,NA())","v":"SA"},{"$f":"IF($E389=DataInput!$B388,DataInput!C388,NA())","v":"SISSPN"},{"$f":"IF($E389=DataInput!$B388,DataInput!D388,NA())","v":"STONY POINT"},{"$f":"IF($E389=DataInput!$B388,DataInput!E388,NA())","v":"SAPN"},{"$f":"IF($E389=DataInput!$B388,DataInput!F388,NA())","v":"Winter"},{"$f":"IF($E389=DataInput!$B388,DataInput!G388,NA())","v":"Non-Coincident"},{"$f":"IF($E389=DataInput!$B388,DataInput!H388,NA())","v":2008},{"$f":"IF($E389=DataInput!$B388,DataInput!I388,NA())","v":"Actual"},{"$f":"IF($E389=DataInput!$B388,DataInput!J388,NA())","v":"NA"},{"$f":"IF($E389=DataInput!$B388,DataInput!K388,NA())","v":"NA"},null,null,"SA STONY POINT",null,null,null,null,false,null,null,{"$error":"#N/A"},{"$error":"#N/A"},{"$error":"#N/A"},{"$error":"#N/A"},{"$error":"#N/A"},{"$error":"#N/A"},{"$error":"#N/A"},{"$error":"#N/A"},{"$error":"#N/A"},{"$error":"#N/A"}]
[null,{"$f":"IF(DataInput!B389=$B$8,IF($B$9=$B$10,TRUE,IF(DataInput!E389=$B$9,TRUE,FALSE)))","v":true},null,null,{"$f":"IF(B390=TRUE,DataInput!B389,NA())","v":"SA"},{"$f":"IF($E390=DataInput!$B389,DataInput!C389,NA())","v":"SISSPN"},{"$f":"IF($E390=DataInput!$B389,DataInput!D389,NA())","v":"STONY POINT"},{"$f":"IF($E390=DataInput!$B389,DataInput!E389,NA())","v":"SAPN"},{"$f":"IF($E390=DataInput!$B389,DataInput!F389,NA())","v":"Winter"},{"$f":"IF($E390=DataInput!$B389,DataInput!G389,NA())","v":"Non-Coincident"},{"$f":"IF($E390=DataInput!$B389,DataInput!H389,NA())","v":2009},{"$f":"IF($E390=DataInput!$B389,DataInput!I389,NA())","v":"Actual"},{"$f":"IF($E390=DataInput!$B389,DataInput!J389,NA())","v":4.2939999999999999E-2},{"$f":"IF($E390=DataInput!$B389,DataInput!K389,NA())","v":"NA"},null,null,"SA STONY POINT",null,null,null,null,false,null,null,{"$error":"#N/A"},{"$error":"#N/A"},{"$error":"#N/A"},{"$error":"#N/A"},{"$error":"#N/A"},{"$error":"#N/A"},{"$error":"#N/A"},{"$error":"#N/A"},{"$error":"#N/A"},{"$error":"#N/A"}]
[null,{"$f":"IF(DataInput!B390=$B$8,IF($B$9=$B$10,TRUE,IF(DataInput!E390=$B$9,TRUE,FALSE)))","v":true},null,null,{"$f":"IF(B391=TRUE,DataInput!B390,NA())","v":"SA"},{"$f":"IF($E391=DataInput!$B390,DataInput!C390,NA())","v":"SISSPN"},{"$f":"IF($E391=DataInput!$B390,DataInput!D390,NA())","v":"STONY POINT"},{"$f":"IF($E391=DataInput!$B390,DataInput!E390,NA())","v":"SAPN"},{"$f":"IF($E391=DataInput!$B390,DataInput!F390,NA())","v":"Winter"},{"$f":"IF($E391=DataInput!$B390,DataInput!G390,NA())","v":"Non-Coincident"},{"$f":"IF($E391=DataInput!$B390,DataInput!H390,NA())","v":2010},{"$f":"IF($E391=DataInput!$B390,DataInput!I390,NA())","v":"Actual"},{"$f":"IF($E391=DataInput!$B390,DataInput!J390,NA())","v":7.9376000000000002E-2},{"$f":"IF($E391=DataInput!$B390,DataInput!K390,NA())","v":"NA"},null,null,"SA STONY POINT",null,null,null,null,false,null,null,{"$error":"#N/A"},{"$error":"#N/A"},{"$error":"#N/A"},{"$error":"#N/A"},{"$error":"#N/A"},{"$error":"#N/A"},{"$error":"#N/A"},{"$error":"#N/A"},{"$error":"#N/A"},{"$error":"#N/A"}]
[null,{"$f":"IF(DataInput!B391=$B$8,IF($B$9=$B$10,TRUE,IF(DataInput!E391=$B$9,TRUE,FALSE)))","v":true},null,null,{"$f":"IF(B392=TRUE,DataInput!B391,NA())","v":"SA"},{"$f":"IF($E392=DataInput!$B391,DataInput!C391,NA())","v":"SISSPN"},{"$f":"IF($E392=DataInput!$B391,DataInput!D391,NA())","v":"STONY POINT"},{"$f":"IF($E392=DataInput!$B391,DataInput!E391,NA())","v":"SAPN"},{"$f":"IF($E392=DataInput!$B391,DataInput!F391,NA())","v":"Winter"},{"$f":"IF($E392=DataInput!$B391,DataInput!G391,NA())","v":"Non-Coincident"},{"$f":"IF($E392=DataInput!$B391,DataInput!H391,NA())","v":2011},{"$f":"IF($E392=DataInput!$B391,DataInput!I391,NA())","v":"Actual"},{"$f":"IF($E392=DataInput!$B391,DataInput!J391,NA())","v":7.0968000000000003E-2},{"$f":"IF($E392=DataInput!$B391,DataInput!K391,NA())","v":"NA"},null,null,"SA STONY POINT",null,null,null,null,false,null,null,{"$error":"#N/A"},{"$error":"#N/A"},{"$error":"#N/A"},{"$error":"#N/A"},{"$error":"#N/A"},{"$error":"#N/A"},{"$error":"#N/A"},{"$error":"#N/A"},{"$error":"#N/A"},{"$error":"#N/A"}]
[null,{"$f":"IF(DataInput!B392=$B$8,IF($B$9=$B$10,TRUE,IF(DataInput!E392=$B$9,TRUE,FALSE)))","v":true},null,null,{"$f":"IF(B393=TRUE,DataInput!B392,NA())","v":"SA"},{"$f":"IF($E393=DataInput!$B392,DataInput!C392,NA())","v":"SISSPN"},{"$f":"IF($E393=DataInput!$B392,DataInput!D392,NA())","v":"STONY POINT"},{"$f":"IF($E393=DataInput!$B392,DataInput!E392,NA())","v":"SAPN"},{"$f":"IF($E393=DataInput!$B392,DataInput!F392,NA())","v":"Winter"},{"$f":"IF($E393=DataInput!$B392,DataInput!G392,NA())","v":"Non-Coincident"},{"$f":"IF($E393=DataInput!$B392,DataInput!H392,NA())","v":2012},{"$f":"IF($E393=DataInput!$B392,DataInput!I392,NA())","v":"Actual"},{"$f":"IF($E393=DataInput!$B392,DataInput!J392,NA())","v":8.3320000000000005E-2},{"$f":"IF($E393=DataInput!$B392,DataInput!K392,NA())","v":"NA"},null,null,"SA STONY POINT",null,null,null,null,false,null,null,{"$error":"#N/A"},{"$error":"#N/A"},{"$error":"#N/A"},{"$error":"#N/A"},{"$error":"#N/A"},{"$error":"#N/A"},{"$error":"#N/A"},{"$error":"#N/A"},{"$error":"#N/A"},{"$error":"#N/A"}]
[null,{"$f":"IF(DataInput!B393=$B$8,IF($B$9=$B$10,TRUE,IF(DataInput!E393=$B$9,TRUE,FALSE)))","v":true},null,null,{"$f":"IF(B394=TRUE,DataInput!B393,NA())","v":"SA"},{"$f":"IF($E394=DataInput!$B393,DataInput!C393,NA())","v":"SISSPN"},{"$f":"IF($E394=DataInput!$B393,DataInput!D393,NA())","v":"STONY POINT"},{"$f":"IF($E394=DataInput!$B393,DataInput!E393,NA())","v":"SAPN"},{"$f":"IF($E394=DataInput!$B393,DataInput!F393,NA())","v":"Winter"},{"$f":"IF($E394=DataInput!$B393,DataInput!G393,NA())","v":"Non-Coincident"},{"$f":"IF($E394=DataInput!$B393,DataInput!H393,NA())","v":2013},{"$f":"IF($E394=DataInput!$B393,DataInput!I393,NA())","v":"Actual"},{"$f":"IF($E394=DataInput!$B393,DataInput!J393,NA())","v":6.8849999999999995E-2},{"$f":"IF($E394=DataInput!$B393,DataInput!K393,NA())","v":"NA"},null,null,"SA STONY POINT",null,null,null,null,false,null,null,{"$error":"#N/A"},{"$error":"#N/A"},{"$error":"#N/A"},{"$error":"#N/A"},{"$error":"#N/A"},{"$error":"#N/A"},{"$error":"#N/A"},{"$error":"#N/A"},{"$error":"#N/A"},{"$error":"#N/A"}]
[null,{"$f":"IF(DataInput!B394=$B$8,IF($B$9=$B$10,TRUE,IF(DataInput!E394=$B$9,TRUE,FALSE)))","v":true},null,null,{"$f":"IF(B395=TRUE,DataInput!B394,NA())","v":"SA"},{"$f":"IF($E395=DataInput!$B394,DataInput!C394,NA())","v":"SISSPN"},{"$f":"IF($E395=DataInput!$B394,DataInput!D394,NA())","v":"STONY POINT"},{"$f":"IF($E395=DataInput!$B394,DataInput!E394,NA())","v":"SAPN"},{"$f":"IF($E395=DataInput!$B394,DataInput!F394,NA())","v":"Winter"},{"$f":"IF($E395=DataInput!$B394,DataInput!G394,NA())","v":"Non-Coincident"},{"$f":"IF($E395=DataInput!$B394,DataInput!H394,NA())","v":2014},{"$f":"IF($E395=DataInput!$B394,DataInput!I394,NA())","v":"Actual"},{"$f":"IF($E395=DataInput!$B394,DataInput!J394,NA())","v":6.5002000000000004E-2},{"$f":"IF($E395=DataInput!$B394,DataInput!K394,NA())","v":"NA"},null,null,"SA STONY POINT",null,null,null,null,false,null,null,{"$error":"#N/A"},{"$error":"#N/A"},{"$error":"#N/A"},{"$error":"#N/A"},{"$error":"#N/A"},{"$error":"#N/A"},{"$error":"#N/A"},{"$error":"#N/A"},{"$error":"#N/A"},{"$error":"#N/A"}]
[null,{"$f":"IF(DataInput!B395=$B$8,IF($B$9=$B$10,TRUE,IF(DataInput!E395=$B$9,TRUE,FALSE)))","v":true},null,null,{"$f":"IF(B396=TRUE,DataInput!B395,NA())","v":"SA"},{"$f":"IF($E396=DataInput!$B395,DataInput!C395,NA())","v":"SXNORT"},{"$f":"IF($E396=DataInput!$B395,DataInput!D395,NA())","v":"NORTHERN"},{"$f":"IF($E396=DataInput!$B395,DataInput!E395,NA())","v":"SAPN"},{"$f":"IF($E396=DataInput!$B395,DataInput!F395,NA())","v":"Summer"},{"$f":"IF($E396=DataInput!$B395,DataInput!G395,NA())","v":"Non-Coincident"},{"$f":"IF($E396=DataInput!$B395,DataInput!H395,NA())","v":2003},{"$f":"IF($E396=DataInput!$B395,DataInput!I395,NA())","v":"Actual"},{"$f":"IF($E396=DataInput!$B395,DataInput!J395,NA())","v":261.23564199999998},{"$f":"IF($E396=DataInput!$B395,DataInput!K395,NA())","v":"NA"},null,null,{"$f":"IF(OR(ISERROR(E396),ISERROR(G396)),\"  \",E396&\" \"&G396)","v":"SA NORTHERN"},null,null,null,null,{"$f":"IF(ISERROR(G396),FALSE,IF($V$9=G396,TRUE,FALSE))","v":false},null,null,{"$f":"IF($V396=TRUE,E396,NA())","v":{"$error":"#N/A"}},{"$error":"#N/A"},{"$error":"#N/A"},{"$error":"#N/A"},{"$error":"#N/A"},{"$error":"#N/A"},{"$error":"#N/A"},{"$error":"#N/A"},{"$error":"#N/A"},{"$error":"#N/A"}]
[null,{"$f":"IF(DataInput!B396=$B$8,IF($B$9=$B$10,TRUE,IF(DataInput!E396=$B$9,TRUE,FALSE)))","v":true},null,null,{"$f":"IF(B397=TRUE,DataInput!B396,NA())","v":"SA"},{"$f":"IF($E397=DataInput!$B396,DataInput!C396,NA())","v":"SXNORT"},{"$f":"IF($E397=DataInput!$B396,DataInput!D396,NA())","v":"NORTHERN"},{"$f":"IF($E397=DataInput!$B396,DataInput!E396,NA())","v":"SAPN"},{"$f":"IF($E397=DataInput!$B396,DataInput!F396,NA())","v":"Summer"},{"$f":"IF($E397=DataInput!$B396,DataInput!G396,NA())","v":"Non-Coincident"},{"$f":"IF($E397=DataInput!$B396,DataInput!H396,NA())","v":2004},{"$f":"IF($E397=DataInput!$B396,DataInput!I396,NA())","v":"Actual"},{"$f":"IF($E397=DataInput!$B396,DataInput!J396,NA())","v":260.50725999999997},{"$f":"IF($E397=DataInput!$B396,DataInput!K396,NA())","v":"NA"},null,null,"SA NORTHERN",null,null,null,null,false,null,null,{"$error":"#N/A"},{"$error":"#N/A"},{"$error":"#N/A"},{"$error":"#N/A"},{"$error":"#N/A"},{"$error":"#N/A"},{"$error":"#N/A"},{"$error":"#N/A"},{"$error":"#N/A"},{"$error":"#N/A"}]
[null,{"$f":"IF(DataInput!B397=$B$8,IF($B$9=$B$10,TRUE,IF(DataInput!E397=$B$9,TRUE,FALSE)))","v":true},null,null,{"$f":"IF(B398=TRUE,DataInput!B397,NA())","v":"SA"},{"$f":"IF($E398=DataInput!$B397,DataInput!C397,NA())","v":"SXNORT"},{"$f":"IF($E398=DataInput!$B397,DataInput!D397,NA())","v":"NORTHERN"},{"$f":"IF($E398=DataInput!$B397,DataInput!E397,NA())","v":"SAPN"},{"$f":"IF($E398=DataInput!$B397,DataInput!F397,NA())","v":"Summer"},{"$f":"IF($E398=DataInput!$B397,DataInput!G397,NA())","v":"Non-Coincident"},{"$f":"IF($E398=DataInput!$B397,DataInput!H397,NA())","v":2005},{"$f":"IF($E398=DataInput!$B397,DataInput!I397,NA())","v":"Actual"},{"$f":"IF($E398=DataInput!$B397,DataInput!J397,NA())","v":262.377138},{"$f":"IF($E398=DataInput!$B397,DataInput!K397,NA())","v":"NA"},null,null,"SA NORTHERN",null,null,null,null,false,null,null,{"$error":"#N/A"},{"$error":"#N/A"},{"$error":"#N/A"},{"$error":"#N/A"},{"$error":"#N/A"},{"$error":"#N/A"},{"$error":"#N/A"},{"$error":"#N/A"},{"$error":"#N/A"},{"$error":"#N/A"}]
[null,{"$f":"IF(DataInput!B398=$B$8,IF($B$9=$B$10,TRUE,IF(DataInput!E398=$B$9,TRUE,FALSE)))","v":true},null,null,{"$f":"IF(B399=TRUE,DataInput!B398,NA())","v":"SA"},{"$f":"IF($E399=DataInput!$B398,DataInput!C398,NA())","v":"SXNORT"},{"$f":"IF($E399=DataInput!$B398,DataInput!D398,NA())","v":"NORTHERN"},{"$f":"IF($E399=DataInput!$B398,DataInput!E398,NA())","v":"SAPN"},{"$f":"IF($E399=DataInput!$B398,DataInput!F398,NA())","v":"Summer"},{"$f":"IF($E399=DataInput!$B398,DataInput!G398,NA())","v":"Non-Coincident"},{"$f":"IF($E399=DataInput!$B398,DataInput!H398,NA())","v":2006},{"$f":"IF($E399=DataInput!$B398,DataInput!I398,NA())","v":"Actual"},{"$f":"IF($E399=DataInput!$B398,DataInput!J398,NA())","v":294.13827600000002},{"$f":"IF($E399=DataInput!$B398,DataInput!K398,NA())","v":"NA"},null,null,"SA NORTHERN",null,null,null,null,false,null,null,{"$error":"#N/A"},{"$error":"#N/A"},{"$error":"#N/A"},{"$error":"#N/A"},{"$error":"#N/A"},{"$error":"#N/A"},{"$error":"#N/A"},{"$error":"#N/A"},{"$error":"#N/A"},{"$error":"#N/A"}]
[null,{"$f":"IF(DataInput!B399=$B$8,IF($B$9=$B$10,TRUE,IF(DataInput!E399=$B$9,TRUE,FALSE)))","v":true},null,null,{"$f":"IF(B400=TRUE,DataInput!B399,NA())","v":"SA"},{"$f":"IF($E400=DataInput!$B399,DataInput!C399,NA())","v":"SXNORT"},{"$f":"IF($E400=DataInput!$B399,DataInput!D399,NA())","v":"NORTHERN"},{"$f":"IF($E400=DataInput!$B399,DataInput!E399,NA())","v":"SAPN"},{"$f":"IF($E400=DataInput!$B399,DataInput!F399,NA())","v":"Summer"},{"$f":"IF($E400=DataInput!$B399,DataInput!G399,NA())","v":"Non-Coincident"},{"$f":"IF($E400=DataInput!$B399,DataInput!H399,NA())","v":2007},{"$f":"IF($E400=DataInput!$B399,DataInput!I399,NA())","v":"Actual"},{"$f":"IF($E400=DataInput!$B399,DataInput!J399,NA())","v":302.71300600000001},{"$f":"IF($E400=DataInput!$B399,DataInput!K399,NA())","v":"NA"},null,null,"SA NORTHERN",null,null,null,null,false,null,null,{"$error":"#N/A"},{"$error":"#N/A"},{"$error":"#N/A"},{"$error":"#N/A"},{"$error":"#N/A"},{"$error":"#N/A"},{"$error":"#N/A"},{"$error":"#N/A"},{"$error":"#N/A"},{"$error":"#N/A"}]
[null,{"$f":"IF(DataInput!B400=$B$8,IF($B$9=$B$10,TRUE,IF(DataInput!E400=$B$9,TRUE,FALSE)))","v":true},null,null,{"$f":"IF(B401=TRUE,DataInput!B400,NA())","v":"SA"},{"$f":"IF($E401=DataInput!$B400,DataInput!C400,NA())","v":"SXNORT"},{"$f":"IF($E401=DataInput!$B400,DataInput!D400,NA())","v":"NORTHERN"},{"$f":"IF($E401=DataInput!$B400,DataInput!E400,NA())","v":"SAPN"},{"$f":"IF($E401=DataInput!$B400,DataInput!F400,NA())","v":"Summer"},{"$f":"IF($E401=DataInput!$B400,DataInput!G400,NA())","v":"Non-Coincident"},{"$f":"IF($E401=DataInput!$B400,DataInput!H400,NA())","v":2008},{"$f":"IF($E401=DataInput!$B400,DataInput!I400,NA())","v":"Actual"},{"$f":"IF($E401=DataInput!$B400,DataInput!J400,NA())","v":328.32131399999997},{"$f":"IF($E401=DataInput!$B400,DataInput!K400,NA())","v":"NA"},null,null,"SA NORTHERN",null,null,null,null,false,null,null,{"$error":"#N/A"},{"$error":"#N/A"},{"$error":"#N/A"},{"$error":"#N/A"},{"$error":"#N/A"},{"$error":"#N/A"},{"$error":"#N/A"},{"$error":"#N/A"},{"$error":"#N/A"},{"$error":"#N/A"}]
[null,{"$f":"IF(DataInput!B401=$B$8,IF($B$9=$B$10,TRUE,IF(DataInput!E401=$B$9,TRUE,FALSE)))","v":true},null,null,{"$f":"IF(B402=TRUE,DataInput!B401,NA())","v":"SA"},{"$f":"IF($E402=DataInput!$B401,DataInput!C401,NA())","v":"SXNORT"},{"$f":"IF($E402=DataInput!$B401,DataInput!D401,NA())","v":"NORTHERN"},{"$f":"IF($E402=DataInput!$B401,DataInput!E401,NA())","v":"SAPN"},{"$f":"IF($E402=DataInput!$B401,DataInput!F401,NA())","v":"Summer"},{"$f":"IF($E402=DataInput!$B401,DataInput!G401,NA())","v":"Non-Coincident"},{"$f":"IF($E402=DataInput!$B401,DataInput!H401,NA())","v":2009},{"$f":"IF($E402=DataInput!$B401,DataInput!I401,NA())","v":"Actual"},{"$f":"IF($E402=DataInput!$B401,DataInput!J401,NA())","v":341.16015599999997},{"$f":"IF($E402=DataInput!$B401,DataInput!K401,NA())","v":"NA"},null,null,"SA NORTHERN",null,null,null,null,false,null,null,{"$error":"#N/A"},{"$error":"#N/A"},{"$error":"#N/A"},{"$error":"#N/A"},{"$error":"#N/A"},{"$error":"#N/A"},{"$error":"#N/A"},{"$error":"#N/A"},{"$error":"#N/A"},{"$error":"#N/A"}]
[null,{"$f":"IF(DataInput!B402=$B$8,IF($B$9=$B$10,TRUE,IF(DataInput!E402=$B$9,TRUE,FALSE)))","v":true},null,null,{"$f":"IF(B403=TRUE,DataInput!B402,NA())","v":"SA"},{"$f":"IF($E403=DataInput!$B402,DataInput!C402,NA())","v":"SXNORT"},{"$f":"IF($E403=DataInput!$B402,DataInput!D402,NA())","v":"NORTHERN"},{"$f":"IF($E403=DataInput!$B402,DataInput!E402,NA())","v":"SAPN"},{"$f":"IF($E403=DataInput!$B402,DataInput!F402,NA())","v":"Summer"},{"$f":"IF($E403=DataInput!$B402,DataInput!G402,NA())","v":"Non-Coincident"},{"$f":"IF($E403=DataInput!$B402,DataInput!H402,NA())","v":2010},{"$f":"IF($E403=DataInput!$B402,DataInput!I402,NA())","v":"Actual"},{"$f":"IF($E403=DataInput!$B402,DataInput!J402,NA())","v":351.55565200000001},{"$f":"IF($E403=DataInput!$B402,DataInput!K402,NA())","v":"NA"},null,null,"SA NORTHERN",null,null,null,null,false,null,null,{"$error":"#N/A"},{"$error":"#N/A"},{"$error":"#N/A"},{"$error":"#N/A"},{"$error":"#N/A"},{"$error":"#N/A"},{"$error":"#N/A"},{"$error":"#N/A"},{"$error":"#N/A"},{"$error":"#N/A"}]
[null,{"$f":"IF(DataInput!B403=$B$8,IF($B$9=$B$10,TRUE,IF(DataInput!E403=$B$9,TRUE,FALSE)))","v":true},null,null,{"$f":"IF(B404=TRUE,DataInput!B403,NA())","v":"SA"},{"$f":"IF($E404=DataInput!$B403,DataInput!C403,NA())","v":"SXNORT"},{"$f":"IF($E404=DataInput!$B403,DataInput!D403,NA())","v":"NORTHERN"},{"$f":"IF($E404=DataInput!$B403,DataInput!E403,NA())","v":"SAPN"},{"$f":"IF($E404=DataInput!$B403,DataInput!F403,NA())","v":"Summer"},{"$f":"IF($E404=DataInput!$B403,DataInput!G403,NA())","v":"Non-Coincident"},{"$f":"IF($E404=DataInput!$B403,DataInput!H403,NA())","v":2011},{"$f":"IF($E404=DataInput!$B403,DataInput!I403,NA())","v":"Actual"},{"$f":"IF($E404=DataInput!$B403,DataInput!J403,NA())","v":368.50313199999999},{"$f":"IF($E404=DataInput!$B403,DataInput!K403,NA())","v":"NA"},null,null,"SA NORTHERN",null,null,null,null,false,null,null,{"$error":"#N/A"},{"$error":"#N/A"},{"$error":"#N/A"},{"$error":"#N/A"},{"$error":"#N/A"},{"$error":"#N/A"},{"$error":"#N/A"},{"$error":"#N/A"},{"$error":"#N/A"},{"$error":"#N/A"}]
[null,{"$f":"IF(DataInput!B404=$B$8,IF($B$9=$B$10,TRUE,IF(DataInput!E404=$B$9,TRUE,FALSE)))","v":true},null,null,{"$f":"IF(B405=TRUE,DataInput!B404,NA())","v":"SA"},{"$f":"IF($E405=DataInput!$B404,DataInput!C404,NA())","v":"SXNORT"},{"$f":"IF($E405=DataInput!$B404,DataInput!D404,NA())","v":"NORTHERN"},{"$f":"IF($E405=DataInput!$B404,DataInput!E404,NA())","v":"SAPN"},{"$f":"IF($E405=DataInput!$B404,DataInput!F404,NA())","v":"Summer"},{"$f":"IF($E405=DataInput!$B404,DataInput!G404,NA())","v":"Non-Coincident"},{"$f":"IF($E405=DataInput!$B404,DataInput!H404,NA())","v":2012},{"$f":"IF($E405=DataInput!$B404,DataInput!I404,NA())","v":"Actual"},{"$f":"IF($E405=DataInput!$B404,DataInput!J404,NA())","v":322.62732799999998},{"$f":"IF($E405=DataInput!$B404,DataInput!K404,NA())","v":"NA"},null,null,"SA NORTHERN",null,null,null,null,false,null,null,{"$error":"#N/A"},{"$error":"#N/A"},{"$error":"#N/A"},{"$error":"#N/A"},{"$error":"#N/A"},{"$error":"#N/A"},{"$error":"#N/A"},{"$error":"#N/A"},{"$error":"#N/A"},{"$error":"#N/A"}]
[null,{"$f":"IF(DataInput!B405=$B$8,IF($B$9=$B$10,TRUE,IF(DataInput!E405=$B$9,TRUE,FALSE)))","v":true},null,null,{"$f":"IF(B406=TRUE,DataInput!B405,NA())","v":"SA"},{"$f":"IF($E406=DataInput!$B405,DataInput!C405,NA())","v":"SXNORT"},{"$f":"IF($E406=DataInput!$B405,DataInput!D405,NA())","v":"NORTHERN"},{"$f":"IF($E406=DataInput!$B405,DataInput!E405,NA())","v":"SAPN"},{"$f":"IF($E406=DataInput!$B405,DataInput!F405,NA())","v":"Summer"},{"$f":"IF($E406=DataInput!$B405,DataInput!G405,NA())","v":"Non-Coincident"},{"$f":"IF($E406=DataInput!$B405,DataInput!H405,NA())","v":2013},{"$f":"IF($E406=DataInput!$B405,DataInput!I405,NA())","v":"Actual"},{"$f":"IF($E406=DataInput!$B405,DataInput!J405,NA())","v":326.91798},{"$f":"IF($E406=DataInput!$B405,DataInput!K405,NA())","v":"NA"},null,null,"SA NORTHERN",null,null,null,null,false,null,null,{"$error":"#N/A"},{"$error":"#N/A"},{"$error":"#N/A"},{"$error":"#N/A"},{"$error":"#N/A"},{"$error":"#N/A"},{"$error":"#N/A"},{"$error":"#N/A"},{"$error":"#N/A"},{"$error":"#N/A"}]
[null,{"$f":"IF(DataInput!B406=$B$8,IF($B$9=$B$10,TRUE,IF(DataInput!E406=$B$9,TRUE,FALSE)))","v":true},null,null,{"$f":"IF(B407=TRUE,DataInput!B406,NA())","v":"SA"},{"$f":"IF($E407=DataInput!$B406,DataInput!C406,NA())","v":"SXNORT"},{"$f":"IF($E407=DataInput!$B406,DataInput!D406,NA())","v":"NORTHERN"},{"$f":"IF($E407=DataInput!$B406,DataInput!E406,NA())","v":"SAPN"},{"$f":"IF($E407=DataInput!$B406,DataInput!F406,NA())","v":"Summer"},{"$f":"IF($E407=DataInput!$B406,DataInput!G406,NA())","v":"Non-Coincident"},{"$f":"IF($E407=DataInput!$B406,DataInput!H406,NA())","v":2014},{"$f":"IF($E407=DataInput!$B406,DataInput!I406,NA())","v":"Actual"},{"$f":"IF($E407=DataInput!$B406,DataInput!J406,NA())","v":303.03408000000002},{"$f":"IF($E407=DataInput!$B406,DataInput!K406,NA())","v":"NA"},null,null,"SA NORTHERN",null,null,null,null,false,null,null,{"$error":"#N/A"},{"$error":"#N/A"},{"$error":"#N/A"},{"$error":"#N/A"},{"$error":"#N/A"},{"$error":"#N/A"},{"$error":"#N/A"},{"$error":"#N/A"},{"$error":"#N/A"},{"$error":"#N/A"}]
[null,{"$f":"IF(DataInput!B407=$B$8,IF($B$9=$B$10,TRUE,IF(DataInput!E407=$B$9,TRUE,FALSE)))","v":true},null,null,{"$f":"IF(B408=TRUE,DataInput!B407,NA())","v":"SA"},{"$f":"IF($E408=DataInput!$B407,DataInput!C407,NA())","v":"SXNORT"},{"$f":"IF($E408=DataInput!$B407,DataInput!D407,NA())","v":"NORTHERN"},{"$f":"IF($E408=DataInput!$B407,DataInput!E407,NA())","v":"SAPN"},{"$f":"IF($E408=DataInput!$B407,DataInput!F407,NA())","v":"Winter"},{"$f":"IF($E408=DataInput!$B407,DataInput!G407,NA())","v":"Non-Coincident"},{"$f":"IF($E408=DataInput!$B407,DataInput!H407,NA())","v":2003},{"$f":"IF($E408=DataInput!$B407,DataInput!I407,NA())","v":"Actual"},{"$f":"IF($E408=DataInput!$B407,DataInput!J407,NA())","v":201.45502400000001},{"$f":"IF($E408=DataInput!$B407,DataInput!K407,NA())","v":"NA"},null,null,"SA NORTHERN",null,null,null,null,false,null,null,{"$error":"#N/A"},{"$error":"#N/A"},{"$error":"#N/A"},{"$error":"#N/A"},{"$error":"#N/A"},{"$error":"#N/A"},{"$error":"#N/A"},{"$error":"#N/A"},{"$error":"#N/A"},{"$error":"#N/A"}]
[null,{"$f":"IF(DataInput!B408=$B$8,IF($B$9=$B$10,TRUE,IF(DataInput!E408=$B$9,TRUE,FALSE)))","v":true},null,null,{"$f":"IF(B409=TRUE,DataInput!B408,NA())","v":"SA"},{"$f":"IF($E409=DataInput!$B408,DataInput!C408,NA())","v":"SXNORT"},{"$f":"IF($E409=DataInput!$B408,DataInput!D408,NA())","v":"NORTHERN"},{"$f":"IF($E409=DataInput!$B408,DataInput!E408,NA())","v":"SAPN"},{"$f":"IF($E409=DataInput!$B408,DataInput!F408,NA())","v":"Winter"},{"$f":"IF($E409=DataInput!$B408,DataInput!G408,NA())","v":"Non-Coincident"},{"$f":"IF($E409=DataInput!$B408,DataInput!H408,NA())","v":2004},{"$f":"IF($E409=DataInput!$B408,DataInput!I408,NA())","v":"Actual"},{"$f":"IF($E409=DataInput!$B408,DataInput!J408,NA())","v":213.14362800000001},{"$f":"IF($E409=DataInput!$B408,DataInput!K408,NA())","v":"NA"},null,null,"SA NORTHERN",null,null,null,null,false,null,null,{"$error":"#N/A"},{"$error":"#N/A"},{"$error":"#N/A"},{"$error":"#N/A"},{"$error":"#N/A"},{"$error":"#N/A"},{"$error":"#N/A"},{"$error":"#N/A"},{"$error":"#N/A"},{"$error":"#N/A"}]
[null,{"$f":"IF(DataInput!B409=$B$8,IF($B$9=$B$10,TRUE,IF(DataInput!E409=$B$9,TRUE,FALSE)))","v":true},null,null,{"$f":"IF(B410=TRUE,DataInput!B409,NA())","v":"SA"},{"$f":"IF($E410=DataInput!$B409,DataInput!C409,NA())","v":"SXNORT"},{"$f":"IF($E410=DataInput!$B409,DataInput!D409,NA())","v":"NORTHERN"},{"$f":"IF($E410=DataInput!$B409,DataInput!E409,NA())","v":"SAPN"},{"$f":"IF($E410=DataInput!$B409,DataInput!F409,NA())","v":"Winter"},{"$f":"IF($E410=DataInput!$B409,DataInput!G409,NA())","v":"Non-Coincident"},{"$f":"IF($E410=DataInput!$B409,DataInput!H409,NA())","v":2005},{"$f":"IF($E410=DataInput!$B409,DataInput!I409,NA())","v":"Actual"},{"$f":"IF($E410=DataInput!$B409,DataInput!J409,NA())","v":216.72853000000001},{"$f":"IF($E410=DataInput!$B409,DataInput!K409,NA())","v":"NA"},null,null,"SA NORTHERN",null,null,null,null,false,null,null,{"$error":"#N/A"},{"$error":"#N/A"},{"$error":"#N/A"},{"$error":"#N/A"},{"$error":"#N/A"},{"$error":"#N/A"},{"$error":"#N/A"},{"$error":"#N/A"},{"$error":"#N/A"},{"$error":"#N/A"}]
[null,{"$f":"IF(DataInput!B410=$B$8,IF($B$9=$B$10,TRUE,IF(DataInput!E410=$B$9,TRUE,FALSE)))","v":true},null,null,{"$f":"IF(B411=TRUE,DataInput!B410,NA())","v":"SA"},{"$f":"IF($E411=DataInput!$B410,DataInput!C410,NA())","v":"SXNORT"},{"$f":"IF($E411=DataInput!$B410,DataInput!D410,NA())","v":"NORTHERN"},{"$f":"IF($E411=DataInput!$B410,DataInput!E410,NA())","v":"SAPN"},{"$f":"IF($E411=DataInput!$B410,DataInput!F410,NA())","v":"Winter"},{"$f":"IF($E411=DataInput!$B410,DataInput!G410,NA())","v":"Non-Coincident"},{"$f":"IF($E411=DataInput!$B410,DataInput!H410,NA())","v":2006},{"$f":"IF($E411=DataInput!$B410,DataInput!I410,NA())","v":"Actual"},{"$f":"IF($E411=DataInput!$B410,DataInput!J410,NA())","v":230.27856600000001},{"$f":"IF($E411=DataInput!$B410,DataInput!K410,NA())","v":"NA"},null,null,"SA NORTHERN",null,null,null,null,false,null,null,{"$error":"#N/A"},{"$error":"#N/A"},{"$error":"#N/A"},{"$error":"#N/A"},{"$error":"#N/A"},{"$error":"#N/A"},{"$error":"#N/A"},{"$error":"#N/A"},{"$error":"#N/A"},{"$error":"#N/A"}]
[null,{"$f":"IF(DataInput!B411=$B$8,IF($B$9=$B$10,TRUE,IF(DataInput!E411=$B$9,TRUE,FALSE)))","v":true},null,null,{"$f":"IF(B412=TRUE,DataInput!B411,NA())","v":"SA"},{"$f":"IF($E412=DataInput!$B411,DataInput!C411,NA())","v":"SXNORT"},{"$f":"IF($E412=DataInput!$B411,DataInput!D411,NA())","v":"NORTHERN"},{"$f":"IF($E412=DataInput!$B411,DataInput!E411,NA())","v":"SAPN"},{"$f":"IF($E412=DataInput!$B411,DataInput!F411,NA())","v":"Winter"},{"$f":"IF($E412=DataInput!$B411,DataInput!G411,NA())","v":"Non-Coincident"},{"$f":"IF($E412=DataInput!$B411,DataInput!H411,NA())","v":2007},{"$f":"IF($E412=DataInput!$B411,DataInput!I411,NA())","v":"Actual"},{"$f":"IF($E412=DataInput!$B411,DataInput!J411,NA())","v":234.826638},{"$f":"IF($E412=DataInput!$B411,DataInput!K411,NA())","v":"NA"},null,null,"SA NORTHERN",null,null,null,null,false,null,null,{"$error":"#N/A"},{"$error":"#N/A"},{"$error":"#N/A"},{"$error":"#N/A"},{"$error":"#N/A"},{"$error":"#N/A"},{"$error":"#N/A"},{"$error":"#N/A"},{"$error":"#N/A"},{"$error":"#N/A"}]
[null,{"$f":"IF(DataInput!B412=$B$8,IF($B$9=$B$10,TRUE,IF(DataInput!E412=$B$9,TRUE,FALSE)))","v":true},null,null,{"$f":"IF(B413=TRUE,DataInput!B412,NA())","v":"SA"},{"$f":"IF($E413=DataInput!$B412,DataInput!C412,NA())","v":"SXNORT"},{"$f":"IF($E413=DataInput!$B412,DataInput!D412,NA())","v":"NORTHERN"},{"$f":"IF($E413=DataInput!$B412,DataInput!E412,NA())","v":"SAPN"},{"$f":"IF($E413=DataInput!$B412,DataInput!F412,NA())","v":"Winter"},{"$f":"IF($E413=DataInput!$B412,DataInput!G412,NA())","v":"Non-Coincident"},{"$f":"IF($E413=DataInput!$B412,DataInput!H412,NA())","v":2008},{"$f":"IF($E413=DataInput!$B412,DataInput!I412,NA())","v":"Actual"},{"$f":"IF($E413=DataInput!$B412,DataInput!J412,NA())","v":253.08602999999999},{"$f":"IF($E413=DataInput!$B412,DataInput!K412,NA())","v":"NA"},null,null,"SA NORTHERN",null,null,null,null,false,null,null,{"$error":"#N/A"},{"$error":"#N/A"},{"$error":"#N/A"},{"$error":"#N/A"},{"$error":"#N/A"},{"$error":"#N/A"},{"$error":"#N/A"},{"$error":"#N/A"},{"$error":"#N/A"},{"$error":"#N/A"}]
[null,{"$f":"IF(DataInput!B413=$B$8,IF($B$9=$B$10,TRUE,IF(DataInput!E413=$B$9,TRUE,FALSE)))","v":true},null,null,{"$f":"IF(B414=TRUE,DataInput!B413,NA())","v":"SA"},{"$f":"IF($E414=DataInput!$B413,DataInput!C413,NA())","v":"SXNORT"},{"$f":"IF($E414=DataInput!$B413,DataInput!D413,NA())","v":"NORTHERN"},{"$f":"IF($E414=DataInput!$B413,DataInput!E413,NA())","v":"SAPN"},{"$f":"IF($E414=DataInput!$B413,DataInput!F413,NA())","v":"Winter"},{"$f":"IF($E414=DataInput!$B413,DataInput!G413,NA())","v":"Non-Coincident"},{"$f":"IF($E414=DataInput!$B413,DataInput!H413,NA())","v":2009},{"$f":"IF($E414=DataInput!$B413,DataInput!I413,NA())","v":"Actual"},{"$f":"IF($E414=DataInput!$B413,DataInput!J413,NA())","v":234.856076},{"$f":"IF($E414=DataInput!$B413,DataInput!K413,NA())","v":"NA"},null,null,"SA NORTHERN",null,null,null,null,false,null,null,{"$error":"#N/A"},{"$error":"#N/A"},{"$error":"#N/A"},{"$error":"#N/A"},{"$error":"#N/A"},{"$error":"#N/A"},{"$error":"#N/A"},{"$error":"#N/A"},{"$error":"#N/A"},{"$error":"#N/A"}]
[null,{"$f":"IF(DataInput!B414=$B$8,IF($B$9=$B$10,TRUE,IF(DataInput!E414=$B$9,TRUE,FALSE)))","v":true},null,null,{"$f":"IF(B415=TRUE,DataInput!B414,NA())","v":"SA"},{"$f":"IF($E415=DataInput!$B414,DataInput!C414,NA())","v":"SXNORT"},{"$f":"IF($E415=DataInput!$B414,DataInput!D414,NA())","v":"NORTHERN"},{"$f":"IF($E415=DataInput!$B414,DataInput!E414,NA())","v":"SAPN"},{"$f":"IF($E415=DataInput!$B414,DataInput!F414,NA())","v":"Winter"},{"$f":"IF($E415=DataInput!$B414,DataInput!G414,NA())","v":"Non-Coincident"},{"$f":"IF($E415=DataInput!$B414,DataInput!H414,NA())","v":2010},{"$f":"IF($E415=DataInput!$B414,DataInput!I414,NA())","v":"Actual"},{"$f":"IF($E415=DataInput!$B414,DataInput!J414,NA())","v":242.14721399999999},{"$f":"IF($E415=DataInput!$B414,DataInput!K414,NA())","v":"NA"},null,null,"SA NORTHERN",null,null,null,null,false,null,null,{"$error":"#N/A"},{"$error":"#N/A"},{"$error":"#N/A"},{"$error":"#N/A"},{"$error":"#N/A"},{"$error":"#N/A"},{"$error":"#N/A"},{"$error":"#N/A"},{"$error":"#N/A"},{"$error":"#N/A"}]
[null,{"$f":"IF(DataInput!B415=$B$8,IF($B$9=$B$10,TRUE,IF(DataInput!E415=$B$9,TRUE,FALSE)))","v":true},null,null,{"$f":"IF(B416=TRUE,DataInput!B415,NA())","v":"SA"},{"$f":"IF($E416=DataInput!$B415,DataInput!C415,NA())","v":"SXNORT"},{"$f":"IF($E416=DataInput!$B415,DataInput!D415,NA())","v":"NORTHERN"},{"$f":"IF($E416=DataInput!$B415,DataInput!E415,NA())","v":"SAPN"},{"$f":"IF($E416=DataInput!$B415,DataInput!F415,NA())","v":"Winter"},{"$f":"IF($E416=DataInput!$B415,DataInput!G415,NA())","v":"Non-Coincident"},{"$f":"IF($E416=DataInput!$B415,DataInput!H415,NA())","v":2011},{"$f":"IF($E416=DataInput!$B415,DataInput!I415,NA())","v":"Actual"},{"$f":"IF($E416=DataInput!$B415,DataInput!J415,NA())","v":240.445312},{"$f":"IF($E416=DataInput!$B415,DataInput!K415,NA())","v":"NA"},null,null,"SA NORTHERN",null,null,null,null,false,null,null,{"$error":"#N/A"},{"$error":"#N/A"},{"$error":"#N/A"},{"$error":"#N/A"},{"$error":"#N/A"},{"$error":"#N/A"},{"$error":"#N/A"},{"$error":"#N/A"},{"$error":"#N/A"},{"$error":"#N/A"}]
[null,{"$f":"IF(DataInput!B416=$B$8,IF($B$9=$B$10,TRUE,IF(DataInput!E416=$B$9,TRUE,FALSE)))","v":true},null,null,{"$f":"IF(B417=TRUE,DataInput!B416,NA())","v":"SA"},{"$f":"IF($E417=DataInput!$B416,DataInput!C416,NA())","v":"SXNORT"},{"$f":"IF($E417=DataInput!$B416,DataInput!D416,NA())","v":"NORTHERN"},{"$f":"IF($E417=DataInput!$B416,DataInput!E416,NA())","v":"SAPN"},{"$f":"IF($E417=DataInput!$B416,DataInput!F416,NA())","v":"Winter"},{"$f":"IF($E417=DataInput!$B416,DataInput!G416,NA())","v":"Non-Coincident"},{"$f":"IF($E417=DataInput!$B416,DataInput!H416,NA())","v":2012},{"$f":"IF($E417=DataInput!$B416,DataInput!I416,NA())","v":"Actual"},{"$f":"IF($E417=DataInput!$B416,DataInput!J416,NA())","v":240.03003200000001},{"$f":"IF($E417=DataInput!$B416,DataInput!K416,NA())","v":"NA"},null,null,"SA NORTHERN",null,null,null,null,false,null,null,{"$error":"#N/A"},{"$error":"#N/A"},{"$error":"#N/A"},{"$error":"#N/A"},{"$error":"#N/A"},{"$error":"#N/A"},{"$error":"#N/A"},{"$error":"#N/A"},{"$error":"#N/A"},{"$error":"#N/A"}]
[null,{"$f":"IF(DataInput!B417=$B$8,IF($B$9=$B$10,TRUE,IF(DataInput!E417=$B$9,TRUE,FALSE)))","v":true},null,null,{"$f":"IF(B418=TRUE,DataInput!B417,NA())","v":"SA"},{"$f":"IF($E418=DataInput!$B417,DataInput!C417,NA())","v":"SXNORT"},{"$f":"IF($E418=DataInput!$B417,DataInput!D417,NA())","v":"NORTHERN"},{"$f":"IF($E418=DataInput!$B417,DataInput!E417,NA())","v":"SAPN"},{"$f":"IF($E418=DataInput!$B417,DataInput!F417,NA())","v":"Winter"},{"$f":"IF($E418=DataInput!$B417,DataInput!G417,NA())","v":"Non-Coincident"},{"$f":"IF($E418=DataInput!$B417,DataInput!H417,NA())","v":2013},{"$f":"IF($E418=DataInput!$B417,DataInput!I417,NA())","v":"Actual"},{"$f":"IF($E418=DataInput!$B417,DataInput!J417,NA())","v":212.83828800000001},{"$f":"IF($E418=DataInput!$B417,DataInput!K417,NA())","v":"NA"},null,null,"SA NORTHERN",null,null,null,null,false,null,null,{"$error":"#N/A"},{"$error":"#N/A"},{"$error":"#N/A"},{"$error":"#N/A"},{"$error":"#N/A"},{"$error":"#N/A"},{"$error":"#N/A"},{"$error":"#N/A"},{"$error":"#N/A"},{"$error":"#N/A"}]
[null,{"$f":"IF(DataInput!B418=$B$8,IF($B$9=$B$10,TRUE,IF(DataInput!E418=$B$9,TRUE,FALSE)))","v":true},null,null,{"$f":"IF(B419=TRUE,DataInput!B418,NA())","v":"SA"},{"$f":"IF($E419=DataInput!$B418,DataInput!C418,NA())","v":"SXNORT"},{"$f":"IF($E419=DataInput!$B418,DataInput!D418,NA())","v":"NORTHERN"},{"$f":"IF($E419=DataInput!$B418,DataInput!E418,NA())","v":"SAPN"},{"$f":"IF($E419=DataInput!$B418,DataInput!F418,NA())","v":"Winter"},{"$f":"IF($E419=DataInput!$B418,DataInput!G418,NA())","v":"Non-Coincident"},{"$f":"IF($E419=DataInput!$B418,DataInput!H418,NA())","v":2014},{"$f":"IF($E419=DataInput!$B418,DataInput!I418,NA())","v":"Actual"},{"$f":"IF($E419=DataInput!$B418,DataInput!J418,NA())","v":221.485974},{"$f":"IF($E419=DataInput!$B418,DataInput!K418,NA())","v":"NA"},null,null,"SA NORTHERN",null,null,null,null,false,null,null,{"$error":"#N/A"},{"$error":"#N/A"},{"$error":"#N/A"},{"$error":"#N/A"},{"$error":"#N/A"},{"$error":"#N/A"},{"$error":"#N/A"},{"$error":"#N/A"},{"$error":"#N/A"},{"$error":"#N/A"}]
[null,{"$f":"IF(DataInput!B419=$B$8,IF($B$9=$B$10,TRUE,IF(DataInput!E419=$B$9,TRUE,FALSE)))","v":true},null,null,{"$f":"IF(B420=TRUE,DataInput!B419,NA())","v":"SA"},{"$f":"IF($E420=DataInput!$B419,DataInput!C419,NA())","v":"SXPPIR"},{"$f":"IF($E420=DataInput!$B419,DataInput!D419,NA())","v":"PORT PIRIE SYSTEM"},{"$f":"IF($E420=DataInput!$B419,DataInput!E419,NA())","v":"SAPN"},{"$f":"IF($E420=DataInput!$B419,DataInput!F419,NA())","v":"Summer"},{"$f":"IF($E420=DataInput!$B419,DataInput!G419,NA())","v":"Non-Coincident"},{"$f":"IF($E420=DataInput!$B419,DataInput!H419,NA())","v":2003},{"$f":"IF($E420=DataInput!$B419,DataInput!I419,NA())","v":"Actual"},{"$f":"IF($E420=DataInput!$B419,DataInput!J419,NA())","v":63.834471999999998},{"$f":"IF($E420=DataInput!$B419,DataInput!K419,NA())","v":"NA"},null,null,"SA PORT PIRIE SYSTEM",null,null,null,null,false,null,null,{"$error":"#N/A"},{"$error":"#N/A"},{"$error":"#N/A"},{"$error":"#N/A"},{"$error":"#N/A"},{"$error":"#N/A"},{"$error":"#N/A"},{"$error":"#N/A"},{"$error":"#N/A"},{"$error":"#N/A"}]
[null,{"$f":"IF(DataInput!B420=$B$8,IF($B$9=$B$10,TRUE,IF(DataInput!E420=$B$9,TRUE,FALSE)))","v":true},null,null,{"$f":"IF(B421=TRUE,DataInput!B420,NA())","v":"SA"},{"$f":"IF($E421=DataInput!$B420,DataInput!C420,NA())","v":"SXPPIR"},{"$f":"IF($E421=DataInput!$B420,DataInput!D420,NA())","v":"PORT PIRIE SYSTEM"},{"$f":"IF($E421=DataInput!$B420,DataInput!E420,NA())","v":"SAPN"},{"$f":"IF($E421=DataInput!$B420,DataInput!F420,NA())","v":"Summer"},{"$f":"IF($E421=DataInput!$B420,DataInput!G420,NA())","v":"Non-Coincident"},{"$f":"IF($E421=DataInput!$B420,DataInput!H420,NA())","v":2004},{"$f":"IF($E421=DataInput!$B420,DataInput!I420,NA())","v":"Actual"},{"$f":"IF($E421=DataInput!$B420,DataInput!J420,NA())","v":65.430655999999999},{"$f":"IF($E421=DataInput!$B420,DataInput!K420,NA())","v":"NA"},null,null,"SA PORT PIRIE SYSTEM",null,null,null,null,false,null,null,{"$error":"#N/A"},{"$error":"#N/A"},{"$error":"#N/A"},{"$error":"#N/A"},{"$error":"#N/A"},{"$error":"#N/A"},{"$error":"#N/A"},{"$error":"#N/A"},{"$error":"#N/A"},{"$error":"#N/A"}]
[null,{"$f":"IF(DataInput!B421=$B$8,IF($B$9=$B$10,TRUE,IF(DataInput!E421=$B$9,TRUE,FALSE)))","v":true},null,null,{"$f":"IF(B422=TRUE,DataInput!B421,NA())","v":"SA"},{"$f":"IF($E422=DataInput!$B421,DataInput!C421,NA())","v":"SXPPIR"},{"$f":"IF($E422=DataInput!$B421,DataInput!D421,NA())","v":"PORT PIRIE SYSTEM"},{"$f":"IF($E422=DataInput!$B421,DataInput!E421,NA())","v":"SAPN"},{"$f":"IF($E422=DataInput!$B421,DataInput!F421,NA())","v":"Summer"},{"$f":"IF($E422=DataInput!$B421,DataInput!G421,NA())","v":"Non-Coincident"},{"$f":"IF($E422=DataInput!$B421,DataInput!H421,NA())","v":2005},{"$f":"IF($E422=DataInput!$B421,DataInput!I421,NA())","v":"Actual"},{"$f":"IF($E422=DataInput!$B421,DataInput!J421,NA())","v":64.247376000000003},{"$f":"IF($E422=DataInput!$B421,DataInput!K421,NA())","v":"NA"},null,null,"SA PORT PIRIE SYSTEM",null,null,null,null,false,null,null,{"$error":"#N/A"},{"$error":"#N/A"},{"$error":"#N/A"},{"$error":"#N/A"},{"$error":"#N/A"},{"$error":"#N/A"},{"$error":"#N/A"},{"$error":"#N/A"},{"$error":"#N/A"},{"$error":"#N/A"}]
[null,{"$f":"IF(DataInput!B422=$B$8,IF($B$9=$B$10,TRUE,IF(DataInput!E422=$B$9,TRUE,FALSE)))","v":true},null,null,{"$f":"IF(B423=TRUE,DataInput!B422,NA())","v":"SA"},{"$f":"IF($E423=DataInput!$B422,DataInput!C422,NA())","v":"SXPPIR"},{"$f":"IF($E423=DataInput!$B422,DataInput!D422,NA())","v":"PORT PIRIE SYSTEM"},{"$f":"IF($E423=DataInput!$B422,DataInput!E422,NA())","v":"SAPN"},{"$f":"IF($E423=DataInput!$B422,DataInput!F422,NA())","v":"Summer"},{"$f":"IF($E423=DataInput!$B422,DataInput!G422,NA())","v":"Non-Coincident"},{"$f":"IF($E423=DataInput!$B422,DataInput!H422,NA())","v":2006},{"$f":"IF($E423=DataInput!$B422,DataInput!I422,NA())","v":"Actual"},{"$f":"IF($E423=DataInput!$B422,DataInput!J422,NA())","v":64.040548000000001},{"$f":"IF($E423=DataInput!$B422,DataInput!K422,NA())","v":"NA"},null,null,"SA PORT PIRIE SYSTEM",null,null,null,null,false,null,null,{"$error":"#N/A"},{"$error":"#N/A"},{"$error":"#N/A"},{"$error":"#N/A"},{"$error":"#N/A"},{"$error":"#N/A"},{"$error":"#N/A"},{"$error":"#N/A"},{"$error":"#N/A"},{"$error":"#N/A"}]
[null,{"$f":"IF(DataInput!B423=$B$8,IF($B$9=$B$10,TRUE,IF(DataInput!E423=$B$9,TRUE,FALSE)))","v":true},null,null,{"$f":"IF(B424=TRUE,DataInput!B423,NA())","v":"SA"},{"$f":"IF($E424=DataInput!$B423,DataInput!C423,NA())","v":"SXPPIR"},{"$f":"IF($E424=DataInput!$B423,DataInput!D423,NA())","v":"PORT PIRIE SYSTEM"},{"$f":"IF($E424=DataInput!$B423,DataInput!E423,NA())","v":"SAPN"},{"$f":"IF($E424=DataInput!$B423,DataInput!F423,NA())","v":"Summer"},{"$f":"IF($E424=DataInput!$B423,DataInput!G423,NA())","v":"Non-Coincident"},{"$f":"IF($E424=DataInput!$B423,DataInput!H423,NA())","v":2007},{"$f":"IF($E424=DataInput!$B423,DataInput!I423,NA())","v":"Actual"},{"$f":"IF($E424=DataInput!$B423,DataInput!J423,NA())","v":70.098743999999996},{"$f":"IF($E424=DataInput!$B423,DataInput!K423,NA())","v":"NA"},null,null,"SA PORT PIRIE SYSTEM",null,null,null,null,false,null,null,{"$error":"#N/A"},{"$error":"#N/A"},{"$error":"#N/A"},{"$error":"#N/A"},{"$error":"#N/A"},{"$error":"#N/A"},{"$error":"#N/A"},{"$error":"#N/A"},{"$error":"#N/A"},{"$error":"#N/A"}]
[null,{"$f":"IF(DataInput!B424=$B$8,IF($B$9=$B$10,TRUE,IF(DataInput!E424=$B$9,TRUE,FALSE)))","v":true},null,null,{"$f":"IF(B425=TRUE,DataInput!B424,NA())","v":"SA"},{"$f":"IF($E425=DataInput!$B424,DataInput!C424,NA())","v":"SXPPIR"},{"$f":"IF($E425=DataInput!$B424,DataInput!D424,NA())","v":"PORT PIRIE SYSTEM"},{"$f":"IF($E425=DataInput!$B424,DataInput!E424,NA())","v":"SAPN"},{"$f":"IF($E425=DataInput!$B424,DataInput!F424,NA())","v":"Summer"},{"$f":"IF($E425=DataInput!$B424,DataInput!G424,NA())","v":"Non-Coincident"},{"$f":"IF($E425=DataInput!$B424,DataInput!H424,NA())","v":2008},{"$f":"IF($E425=DataInput!$B424,DataInput!I424,NA())","v":"Actual"},{"$f":"IF($E425=DataInput!$B424,DataInput!J424,NA())","v":70.290887999999995},{"$f":"IF($E425=DataInput!$B424,DataInput!K424,NA())","v":"NA"},null,null,"SA PORT PIRIE SYSTEM",null,null,null,null,false,null,null,{"$error":"#N/A"},{"$error":"#N/A"},{"$error":"#N/A"},{"$error":"#N/A"},{"$error":"#N/A"},{"$error":"#N/A"},{"$error":"#N/A"},{"$error":"#N/A"},{"$error":"#N/A"},{"$error":"#N/A"}]
[null,{"$f":"IF(DataInput!B425=$B$8,IF($B$9=$B$10,TRUE,IF(DataInput!E425=$B$9,TRUE,FALSE)))","v":true},null,null,{"$f":"IF(B426=TRUE,DataInput!B425,NA())","v":"SA"},{"$f":"IF($E426=DataInput!$B425,DataInput!C425,NA())","v":"SXPPIR"},{"$f":"IF($E426=DataInput!$B425,DataInput!D425,NA())","v":"PORT PIRIE SYSTEM"},{"$f":"IF($E426=DataInput!$B425,DataInput!E425,NA())","v":"SAPN"},{"$f":"IF($E426=DataInput!$B425,DataInput!F425,NA())","v":"Summer"},{"$f":"IF($E426=DataInput!$B425,DataInput!G425,NA())","v":"Non-Coincident"},{"$f":"IF($E426=DataInput!$B425,DataInput!H425,NA())","v":2009},{"$f":"IF($E426=DataInput!$B425,DataInput!I425,NA())","v":"Actual"},{"$f":"IF($E426=DataInput!$B425,DataInput!J425,NA())","v":73.277215999999996},{"$f":"IF($E426=DataInput!$B425,DataInput!K425,NA())","v":"NA"},null,null,"SA PORT PIRIE SYSTEM",null,null,null,null,false,null,null,{"$error":"#N/A"},{"$error":"#N/A"},{"$error":"#N/A"},{"$error":"#N/A"},{"$error":"#N/A"},{"$error":"#N/A"},{"$error":"#N/A"},{"$error":"#N/A"},{"$error":"#N/A"},{"$error":"#N/A"}]
[null,{"$f":"IF(DataInput!B426=$B$8,IF($B$9=$B$10,TRUE,IF(DataInput!E426=$B$9,TRUE,FALSE)))","v":true},null,null,{"$f":"IF(B427=TRUE,DataInput!B426,NA())","v":"SA"},{"$f":"IF($E427=DataInput!$B426,DataInput!C426,NA())","v":"SXPPIR"},{"$f":"IF($E427=DataInput!$B426,DataInput!D426,NA())","v":"PORT PIRIE SYSTEM"},{"$f":"IF($E427=DataInput!$B426,DataInput!E426,NA())","v":"SAPN"},{"$f":"IF($E427=DataInput!$B426,DataInput!F426,NA())","v":"Summer"},{"$f":"IF($E427=DataInput!$B426,DataInput!G426,NA())","v":"Non-Coincident"},{"$f":"IF($E427=DataInput!$B426,DataInput!H426,NA())","v":2010},{"$f":"IF($E427=DataInput!$B426,DataInput!I426,NA())","v":"Actual"},{"$f":"IF($E427=DataInput!$B426,DataInput!J426,NA())","v":76.803792000000001},{"$f":"IF($E427=DataInput!$B426,DataInput!K426,NA())","v":"NA"},null,null,"SA PORT PIRIE SYSTEM",null,null,null,null,false,null,null,{"$error":"#N/A"},{"$error":"#N/A"},{"$error":"#N/A"},{"$error":"#N/A"},{"$error":"#N/A"},{"$error":"#N/A"},{"$error":"#N/A"},{"$error":"#N/A"},{"$error":"#N/A"},{"$error":"#N/A"}]
[null,{"$f":"IF(DataInput!B427=$B$8,IF($B$9=$B$10,TRUE,IF(DataInput!E427=$B$9,TRUE,FALSE)))","v":true},null,null,{"$f":"IF(B428=TRUE,DataInput!B427,NA())","v":"SA"},{"$f":"IF($E428=DataInput!$B427,DataInput!C427,NA())","v":"SXPPIR"},{"$f":"IF($E428=DataInput!$B427,DataInput!D427,NA())","v":"PORT PIRIE SYSTEM"},{"$f":"IF($E428=DataInput!$B427,DataInput!E427,NA())","v":"SAPN"},{"$f":"IF($E428=DataInput!$B427,DataInput!F427,NA())","v":"Summer"},{"$f":"IF($E428=DataInput!$B427,DataInput!G427,NA())","v":"Non-Coincident"},{"$f":"IF($E428=DataInput!$B427,DataInput!H427,NA())","v":2011},{"$f":"IF($E428=DataInput!$B427,DataInput!I427,NA())","v":"Actual"},{"$f":"IF($E428=DataInput!$B427,DataInput!J427,NA())","v":71.952591999999996},{"$f":"IF($E428=DataInput!$B427,DataInput!K427,NA())","v":"NA"},null,null,"SA PORT PIRIE SYSTEM",null,null,null,null,false,null,null,{"$error":"#N/A"},{"$error":"#N/A"},{"$error":"#N/A"},{"$error":"#N/A"},{"$error":"#N/A"},{"$error":"#N/A"},{"$error":"#N/A"},{"$error":"#N/A"},{"$error":"#N/A"},{"$error":"#N/A"}]
[null,{"$f":"IF(DataInput!B428=$B$8,IF($B$9=$B$10,TRUE,IF(DataInput!E428=$B$9,TRUE,FALSE)))","v":true},null,null,{"$f":"IF(B429=TRUE,DataInput!B428,NA())","v":"SA"},{"$f":"IF($E429=DataInput!$B428,DataInput!C428,NA())","v":"SXPPIR"},{"$f":"IF($E429=DataInput!$B428,DataInput!D428,NA())","v":"PORT PIRIE SYSTEM"},{"$f":"IF($E429=DataInput!$B428,DataInput!E428,NA())","v":"SAPN"},{"$f":"IF($E429=DataInput!$B428,DataInput!F428,NA())","v":"Summer"},{"$f":"IF($E429=DataInput!$B428,DataInput!G428,NA())","v":"Non-Coincident"},{"$f":"IF($E429=DataInput!$B428,DataInput!H428,NA())","v":2012},{"$f":"IF($E429=DataInput!$B428,DataInput!I428,NA())","v":"Actual"},{"$f":"IF($E429=DataInput!$B428,DataInput!J428,NA())","v":65.356392},{"$f":"IF($E429=DataInput!$B428,DataInput!K428,NA())","v":"NA"},null,null,"SA PORT PIRIE SYSTEM",null,null,null,null,false,null,null,{"$error":"#N/A"},{"$error":"#N/A"},{"$error":"#N/A"},{"$error":"#N/A"},{"$error":"#N/A"},{"$error":"#N/A"},{"$error":"#N/A"},{"$error":"#N/A"},{"$error":"#N/A"},{"$error":"#N/A"}]
[null,{"$f":"IF(DataInput!B429=$B$8,IF($B$9=$B$10,TRUE,IF(DataInput!E429=$B$9,TRUE,FALSE)))","v":true},null,null,{"$f":"IF(B430=TRUE,DataInput!B429,NA())","v":"SA"},{"$f":"IF($E430=DataInput!$B429,DataInput!C429,NA())","v":"SXPPIR"},{"$f":"IF($E430=DataInput!$B429,DataInput!D429,NA())","v":"PORT PIRIE SYSTEM"},{"$f":"IF($E430=DataInput!$B429,DataInput!E429,NA())","v":"SAPN"},{"$f":"IF($E430=DataInput!$B429,DataInput!F429,NA())","v":"Summer"},{"$f":"IF($E430=DataInput!$B429,DataInput!G429,NA())","v":"Non-Coincident"},{"$f":"IF($E430=DataInput!$B429,DataInput!H429,NA())","v":2013},{"$f":"IF($E430=DataInput!$B429,DataInput!I429,NA())","v":"Actual"},{"$f":"IF($E430=DataInput!$B429,DataInput!J429,NA())","v":63.411296},{"$f":"IF($E430=DataInput!$B429,DataInput!K429,NA())","v":"NA"},null,null,"SA PORT PIRIE SYSTEM",null,null,null,null,false,null,null,{"$error":"#N/A"},{"$error":"#N/A"},{"$error":"#N/A"},{"$error":"#N/A"},{"$error":"#N/A"},{"$error":"#N/A"},{"$error":"#N/A"},{"$error":"#N/A"},{"$error":"#N/A"},{"$error":"#N/A"}]
[null,{"$f":"IF(DataInput!B430=$B$8,IF($B$9=$B$10,TRUE,IF(DataInput!E430=$B$9,TRUE,FALSE)))","v":true},null,null,{"$f":"IF(B431=TRUE,DataInput!B430,NA())","v":"SA"},{"$f":"IF($E431=DataInput!$B430,DataInput!C430,NA())","v":"SXPPIR"},{"$f":"IF($E431=DataInput!$B430,DataInput!D430,NA())","v":"PORT PIRIE SYSTEM"},{"$f":"IF($E431=DataInput!$B430,DataInput!E430,NA())","v":"SAPN"},{"$f":"IF($E431=DataInput!$B430,DataInput!F430,NA())","v":"Summer"},{"$f":"IF($E431=DataInput!$B430,DataInput!G430,NA())","v":"Non-Coincident"},{"$f":"IF($E431=DataInput!$B430,DataInput!H430,NA())","v":2014},{"$f":"IF($E431=DataInput!$B430,DataInput!I430,NA())","v":"Actual"},{"$f":"IF($E431=DataInput!$B430,DataInput!J430,NA())","v":66.599063999999998},{"$f":"IF($E431=DataInput!$B430,DataInput!K430,NA())","v":"NA"},null,null,"SA PORT PIRIE SYSTEM",null,null,null,null,false,null,null,{"$error":"#N/A"},{"$f":"IF($V431=TRUE,F431,NA())","v":{"$error":"#N/A"}},{"$f":"IF($V431=TRUE,G431,NA())","v":{"$error":"#N/A"}},{"$f":"IF($V431=TRUE,H431,NA())","v":{"$error":"#N/A"}},{"$f":"IF($V431=TRUE,I431,NA())","v":{"$error":"#N/A"}},{"$f":"IF($V431=TRUE,J431,NA())","v":{"$error":"#N/A"}},{"$f":"IF($V431=TRUE,K431,NA())","v":{"$error":"#N/A"}},{"$f":"IF($V431=TRUE,L431,NA())","v":{"$error":"#N/A"}},{"$f":"IF($V431=TRUE,M431,NA())","v":{"$error":"#N/A"}},{"$f":"IF($V431=TRUE,N431,NA())","v":{"$error":"#N/A"}}]
[null,{"$f":"IF(DataInput!B431=$B$8,IF($B$9=$B$10,TRUE,IF(DataInput!E431=$B$9,TRUE,FALSE)))","v":true},null,null,{"$f":"IF(B432=TRUE,DataInput!B431,NA())","v":"SA"},{"$f":"IF($E432=DataInput!$B431,DataInput!C431,NA())","v":"SXPPIR"},{"$f":"IF($E432=DataInput!$B431,DataInput!D431,NA())","v":"PORT PIRIE SYSTEM"},{"$f":"IF($E432=DataInput!$B431,DataInput!E431,NA())","v":"SAPN"},{"$f":"IF($E432=DataInput!$B431,DataInput!F431,NA())","v":"Winter"},{"$f":"IF($E432=DataInput!$B431,DataInput!G431,NA())","v":"Non-Coincident"},{"$f":"IF($E432=DataInput!$B431,DataInput!H431,NA())","v":2003},{"$f":"IF($E432=DataInput!$B431,DataInput!I431,NA())","v":"Actual"},{"$f":"IF($E432=DataInput!$B431,DataInput!J431,NA())","v":57.514792},{"$f":"IF($E432=DataInput!$B431,DataInput!K431,NA())","v":"NA"},null,null,"SA PORT PIRIE SYSTEM",null,null,null,null,false,null,null,{"$error":"#N/A"},{"$error":"#N/A"},{"$error":"#N/A"},{"$error":"#N/A"},{"$error":"#N/A"},{"$error":"#N/A"},{"$error":"#N/A"},{"$error":"#N/A"},{"$error":"#N/A"},{"$error":"#N/A"}]
[null,{"$f":"IF(DataInput!B432=$B$8,IF($B$9=$B$10,TRUE,IF(DataInput!E432=$B$9,TRUE,FALSE)))","v":true},null,null,{"$f":"IF(B433=TRUE,DataInput!B432,NA())","v":"SA"},{"$f":"IF($E433=DataInput!$B432,DataInput!C432,NA())","v":"SXPPIR"},{"$f":"IF($E433=DataInput!$B432,DataInput!D432,NA())","v":"PORT PIRIE SYSTEM"},{"$f":"IF($E433=DataInput!$B432,DataInput!E432,NA())","v":"SAPN"},{"$f":"IF($E433=DataInput!$B432,DataInput!F432,NA())","v":"Winter"},{"$f":"IF($E433=DataInput!$B432,DataInput!G432,NA())","v":"Non-Coincident"},{"$f":"IF($E433=DataInput!$B432,DataInput!H432,NA())","v":2004},{"$f":"IF($E433=DataInput!$B432,DataInput!I432,NA())","v":"Actual"},{"$f":"IF($E433=DataInput!$B432,DataInput!J432,NA())","v":57.570726000000001},{"$f":"IF($E433=DataInput!$B432,DataInput!K432,NA())","v":"NA"},null,null,"SA PORT PIRIE SYSTEM",null,null,null,null,false,null,null,{"$error":"#N/A"},{"$error":"#N/A"},{"$error":"#N/A"},{"$error":"#N/A"},{"$error":"#N/A"},{"$error":"#N/A"},{"$error":"#N/A"},{"$error":"#N/A"},{"$error":"#N/A"},{"$error":"#N/A"}]
[null,{"$f":"IF(DataInput!B433=$B$8,IF($B$9=$B$10,TRUE,IF(DataInput!E433=$B$9,TRUE,FALSE)))","v":true},null,null,{"$f":"IF(B434=TRUE,DataInput!B433,NA())","v":"SA"},{"$f":"IF($E434=DataInput!$B433,DataInput!C433,NA())","v":"SXPPIR"},{"$f":"IF($E434=DataInput!$B433,DataInput!D433,NA())","v":"PORT PIRIE SYSTEM"},{"$f":"IF($E434=DataInput!$B433,DataInput!E433,NA())","v":"SAPN"},{"$f":"IF($E434=DataInput!$B433,DataInput!F433,NA())","v":"Winter"},{"$f":"IF($E434=DataInput!$B433,DataInput!G433,NA())","v":"Non-Coincident"},{"$f":"IF($E434=DataInput!$B433,DataInput!H433,NA())","v":2005},{"$f":"IF($E434=DataInput!$B433,DataInput!I433,NA())","v":"Actual"},{"$f":"IF($E434=DataInput!$B433,DataInput!J433,NA())","v":58.658748000000003},{"$f":"IF($E434=DataInput!$B433,DataInput!K433,NA())","v":"NA"},null,null,"SA PORT PIRIE SYSTEM",null,null,null,null,false,null,null,{"$error":"#N/A"},{"$error":"#N/A"},{"$error":"#N/A"},{"$error":"#N/A"},{"$error":"#N/A"},{"$error":"#N/A"},{"$error":"#N/A"},{"$error":"#N/A"},{"$error":"#N/A"},{"$error":"#N/A"}]
[null,{"$f":"IF(DataInput!B434=$B$8,IF($B$9=$B$10,TRUE,IF(DataInput!E434=$B$9,TRUE,FALSE)))","v":true},null,null,{"$f":"IF(B435=TRUE,DataInput!B434,NA())","v":"SA"},{"$f":"IF($E435=DataInput!$B434,DataInput!C434,NA())","v":"SXPPIR"},{"$f":"IF($E435=DataInput!$B434,DataInput!D434,NA())","v":"PORT PIRIE SYSTEM"},{"$f":"IF($E435=DataInput!$B434,DataInput!E434,NA())","v":"SAPN"},{"$f":"IF($E435=DataInput!$B434,DataInput!F434,NA())","v":"Winter"},{"$f":"IF($E435=DataInput!$B434,DataInput!G434,NA())","v":"Non-Coincident"},{"$f":"IF($E435=DataInput!$B434,DataInput!H434,NA())","v":2006},{"$f":"IF($E435=DataInput!$B434,DataInput!I434,NA())","v":"Actual"},{"$f":"IF($E435=DataInput!$B434,DataInput!J434,NA())","v":63.576383999999997},{"$f":"IF($E435=DataInput!$B434,DataInput!K434,NA())","v":"NA"},null,null,"SA PORT PIRIE SYSTEM",null,null,null,null,false,null,null,{"$error":"#N/A"},{"$error":"#N/A"},{"$error":"#N/A"},{"$error":"#N/A"},{"$error":"#N/A"},{"$error":"#N/A"},{"$error":"#N/A"},{"$error":"#N/A"},{"$error":"#N/A"},{"$error":"#N/A"}]
[null,{"$f":"IF(DataInput!B435=$B$8,IF($B$9=$B$10,TRUE,IF(DataInput!E435=$B$9,TRUE,FALSE)))","v":true},null,null,{"$f":"IF(B436=TRUE,DataInput!B435,NA())","v":"SA"},{"$f":"IF($E436=DataInput!$B435,DataInput!C435,NA())","v":"SXPPIR"},{"$f":"IF($E436=DataInput!$B435,DataInput!D435,NA())","v":"PORT PIRIE SYSTEM"},{"$f":"IF($E436=DataInput!$B435,DataInput!E435,NA())","v":"SAPN"},{"$f":"IF($E436=DataInput!$B435,DataInput!F435,NA())","v":"Winter"},{"$f":"IF($E436=DataInput!$B435,DataInput!G435,NA())","v":"Non-Coincident"},{"$f":"IF($E436=DataInput!$B435,DataInput!H435,NA())","v":2007},{"$f":"IF($E436=DataInput!$B435,DataInput!I435,NA())","v":"Actual"},{"$f":"IF($E436=DataInput!$B435,DataInput!J435,NA())","v":61.834344000000002},{"$f":"IF($E436=DataInput!$B435,DataInput!K435,NA())","v":"NA"},null,null,"SA PORT PIRIE SYSTEM",null,null,null,null,false,null,null,{"$error":"#N/A"},{"$error":"#N/A"},{"$error":"#N/A"},{"$error":"#N/A"},{"$error":"#N/A"},{"$error":"#N/A"},{"$error":"#N/A"},{"$error":"#N/A"},{"$error":"#N/A"},{"$error":"#N/A"}]
[null,{"$f":"IF(DataInput!B436=$B$8,IF($B$9=$B$10,TRUE,IF(DataInput!E436=$B$9,TRUE,FALSE)))","v":true},null,null,{"$f":"IF(B437=TRUE,DataInput!B436,NA())","v":"SA"},{"$f":"IF($E437=DataInput!$B436,DataInput!C436,NA())","v":"SXPPIR"},{"$f":"IF($E437=DataInput!$B436,DataInput!D436,NA())","v":"PORT PIRIE SYSTEM"},{"$f":"IF($E437=DataInput!$B436,DataInput!E436,NA())","v":"SAPN"},{"$f":"IF($E437=DataInput!$B436,DataInput!F436,NA())","v":"Winter"},{"$f":"IF($E437=DataInput!$B436,DataInput!G436,NA())","v":"Non-Coincident"},{"$f":"IF($E437=DataInput!$B436,DataInput!H436,NA())","v":2008},{"$f":"IF($E437=DataInput!$B436,DataInput!I436,NA())","v":"Actual"},{"$f":"IF($E437=DataInput!$B436,DataInput!J436,NA())","v":62.331760000000003},{"$f":"IF($E437=DataInput!$B436,DataInput!K436,NA())","v":"NA"},null,null,"SA PORT PIRIE SYSTEM",null,null,null,null,false,null,null,{"$error":"#N/A"},{"$error":"#N/A"},{"$error":"#N/A"},{"$error":"#N/A"},{"$error":"#N/A"},{"$error":"#N/A"},{"$error":"#N/A"},{"$error":"#N/A"},{"$error":"#N/A"},{"$error":"#N/A"}]
[null,{"$f":"IF(DataInput!B437=$B$8,IF($B$9=$B$10,TRUE,IF(DataInput!E437=$B$9,TRUE,FALSE)))","v":true},null,null,{"$f":"IF(B438=TRUE,DataInput!B437,NA())","v":"SA"},{"$f":"IF($E438=DataInput!$B437,DataInput!C437,NA())","v":"SXPPIR"},{"$f":"IF($E438=DataInput!$B437,DataInput!D437,NA())","v":"PORT PIRIE SYSTEM"},{"$f":"IF($E438=DataInput!$B437,DataInput!E437,NA())","v":"SAPN"},{"$f":"IF($E438=DataInput!$B437,DataInput!F437,NA())","v":"Winter"},{"$f":"IF($E438=DataInput!$B437,DataInput!G437,NA())","v":"Non-Coincident"},{"$f":"IF($E438=DataInput!$B437,DataInput!H437,NA())","v":2009},{"$f":"IF($E438=DataInput!$B437,DataInput!I437,NA())","v":"Actual"},{"$f":"IF($E438=DataInput!$B437,DataInput!J437,NA())","v":60.497992000000004},{"$f":"IF($E438=DataInput!$B437,DataInput!K437,NA())","v":"NA"},null,null,"SA PORT PIRIE SYSTEM",null,null,null,null,false,null,null,{"$error":"#N/A"},{"$error":"#N/A"},{"$error":"#N/A"},{"$error":"#N/A"},{"$error":"#N/A"},{"$error":"#N/A"},{"$error":"#N/A"},{"$error":"#N/A"},{"$error":"#N/A"},{"$error":"#N/A"}]
[null,{"$f":"IF(DataInput!B438=$B$8,IF($B$9=$B$10,TRUE,IF(DataInput!E438=$B$9,TRUE,FALSE)))","v":true},null,null,{"$f":"IF(B439=TRUE,DataInput!B438,NA())","v":"SA"},{"$f":"IF($E439=DataInput!$B438,DataInput!C438,NA())","v":"SXPPIR"},{"$f":"IF($E439=DataInput!$B438,DataInput!D438,NA())","v":"PORT PIRIE SYSTEM"},{"$f":"IF($E439=DataInput!$B438,DataInput!E438,NA())","v":"SAPN"},{"$f":"IF($E439=DataInput!$B438,DataInput!F438,NA())","v":"Winter"},{"$f":"IF($E439=DataInput!$B438,DataInput!G438,NA())","v":"Non-Coincident"},{"$f":"IF($E439=DataInput!$B438,DataInput!H438,NA())","v":2010},{"$f":"IF($E439=DataInput!$B438,DataInput!I438,NA())","v":"Actual"},{"$f":"IF($E439=DataInput!$B438,DataInput!J438,NA())","v":59.511524000000001},{"$f":"IF($E439=DataInput!$B438,DataInput!K438,NA())","v":"NA"},null,null,"SA PORT PIRIE SYSTEM",null,null,null,null,false,null,null,{"$error":"#N/A"},{"$error":"#N/A"},{"$error":"#N/A"},{"$error":"#N/A"},{"$error":"#N/A"},{"$error":"#N/A"},{"$error":"#N/A"},{"$error":"#N/A"},{"$error":"#N/A"},{"$error":"#N/A"}]
[null,{"$f":"IF(DataInput!B439=$B$8,IF($B$9=$B$10,TRUE,IF(DataInput!E439=$B$9,TRUE,FALSE)))","v":true},null,null,{"$f":"IF(B440=TRUE,DataInput!B439,NA())","v":"SA"},{"$f":"IF($E440=DataInput!$B439,DataInput!C439,NA())","v":"SXPPIR"},{"$f":"IF($E440=DataInput!$B439,DataInput!D439,NA())","v":"PORT PIRIE SYSTEM"},{"$f":"IF($E440=DataInput!$B439,DataInput!E439,NA())","v":"SAPN"},{"$f":"IF($E440=DataInput!$B439,DataInput!F439,NA())","v":"Winter"},{"$f":"IF($E440=DataInput!$B439,DataInput!G439,NA())","v":"Non-Coincident"},{"$f":"IF($E440=DataInput!$B439,DataInput!H439,NA())","v":2011},{"$f":"IF($E440=DataInput!$B439,DataInput!I439,NA())","v":"Actual"},{"$f":"IF($E440=DataInput!$B439,DataInput!J439,NA())","v":60.348032000000003},{"$f":"IF($E440=DataInput!$B439,DataInput!K439,NA())","v":"NA"},null,null,"SA PORT PIRIE SYSTEM",null,null,null,null,false,null,null,{"$error":"#N/A"},{"$error":"#N/A"},{"$error":"#N/A"},{"$error":"#N/A"},{"$error":"#N/A"},{"$error":"#N/A"},{"$error":"#N/A"},{"$error":"#N/A"},{"$error":"#N/A"},{"$error":"#N/A"}]
[null,{"$f":"IF(DataInput!B440=$B$8,IF($B$9=$B$10,TRUE,IF(DataInput!E440=$B$9,TRUE,FALSE)))","v":true},null,null,{"$f":"IF(B441=TRUE,DataInput!B440,NA())","v":"SA"},{"$f":"IF($E441=DataInput!$B440,DataInput!C440,NA())","v":"SXPPIR"},{"$f":"IF($E441=DataInput!$B440,DataInput!D440,NA())","v":"PORT PIRIE SYSTEM"},{"$f":"IF($E441=DataInput!$B440,DataInput!E440,NA())","v":"SAPN"},{"$f":"IF($E441=DataInput!$B440,DataInput!F440,NA())","v":"Winter"},{"$f":"IF($E441=DataInput!$B440,DataInput!G440,NA())","v":"Non-Coincident"},{"$f":"IF($E441=DataInput!$B440,DataInput!H440,NA())","v":2012},{"$f":"IF($E441=DataInput!$B440,DataInput!I440,NA())","v":"Actual"},{"$f":"IF($E441=DataInput!$B440,DataInput!J440,NA())","v":61.762768000000001},{"$f":"IF($E441=DataInput!$B440,DataInput!K440,NA())","v":"NA"},null,null,"SA PORT PIRIE SYSTEM",null,null,null,null,false,null,null,{"$error":"#N/A"},{"$error":"#N/A"},{"$error":"#N/A"},{"$error":"#N/A"},{"$error":"#N/A"},{"$error":"#N/A"},{"$error":"#N/A"},{"$error":"#N/A"},{"$error":"#N/A"},{"$error":"#N/A"}]
[null,{"$f":"IF(DataInput!B441=$B$8,IF($B$9=$B$10,TRUE,IF(DataInput!E441=$B$9,TRUE,FALSE)))","v":true},null,null,{"$f":"IF(B442=TRUE,DataInput!B441,NA())","v":"SA"},{"$f":"IF($E442=DataInput!$B441,DataInput!C441,NA())","v":"SXPPIR"},{"$f":"IF($E442=DataInput!$B441,DataInput!D441,NA())","v":"PORT PIRIE SYSTEM"},{"$f":"IF($E442=DataInput!$B441,DataInput!E441,NA())","v":"SAPN"},{"$f":"IF($E442=DataInput!$B441,DataInput!F441,NA())","v":"Winter"},{"$f":"IF($E442=DataInput!$B441,DataInput!G441,NA())","v":"Non-Coincident"},{"$f":"IF($E442=DataInput!$B441,DataInput!H441,NA())","v":2013},{"$f":"IF($E442=DataInput!$B441,DataInput!I441,NA())","v":"Actual"},{"$f":"IF($E442=DataInput!$B441,DataInput!J441,NA())","v":58.374180000000003},{"$f":"IF($E442=DataInput!$B441,DataInput!K441,NA())","v":"NA"},null,null,"SA PORT PIRIE SYSTEM",null,null,null,null,false,null,null,{"$error":"#N/A"},{"$error":"#N/A"},{"$error":"#N/A"},{"$error":"#N/A"},{"$error":"#N/A"},{"$error":"#N/A"},{"$error":"#N/A"},{"$error":"#N/A"},{"$error":"#N/A"},{"$error":"#N/A"}]
[null,{"$f":"IF(DataInput!B442=$B$8,IF($B$9=$B$10,TRUE,IF(DataInput!E442=$B$9,TRUE,FALSE)))","v":true},null,null,{"$f":"IF(B443=TRUE,DataInput!B442,NA())","v":"SA"},{"$f":"IF($E443=DataInput!$B442,DataInput!C442,NA())","v":"SXPPIR"},{"$f":"IF($E443=DataInput!$B442,DataInput!D442,NA())","v":"PORT PIRIE SYSTEM"},{"$f":"IF($E443=DataInput!$B442,DataInput!E442,NA())","v":"SAPN"},{"$f":"IF($E443=DataInput!$B442,DataInput!F442,NA())","v":"Winter"},{"$f":"IF($E443=DataInput!$B442,DataInput!G442,NA())","v":"Non-Coincident"},{"$f":"IF($E443=DataInput!$B442,DataInput!H442,NA())","v":2014},{"$f":"IF($E443=DataInput!$B442,DataInput!I442,NA())","v":"Actual"},{"$f":"IF($E443=DataInput!$B442,DataInput!J442,NA())","v":53.848024000000002},{"$f":"IF($E443=DataInput!$B442,DataInput!K442,NA())","v":"NA"},null,null,"SA PORT PIRIE SYSTEM",null,null,null,null,false,null,null,{"$error":"#N/A"},{"$error":"#N/A"},{"$error":"#N/A"},{"$error":"#N/A"},{"$error":"#N/A"},{"$error":"#N/A"},{"$error":"#N/A"},{"$error":"#N/A"},{"$error":"#N/A"},{"$error":"#N/A"}]
[null,{"$f":"IF(DataInput!B443=$B$8,IF($B$9=$B$10,TRUE,IF(DataInput!E443=$B$9,TRUE,FALSE)))","v":true},null,null,{"$f":"IF(B444=TRUE,DataInput!B443,NA())","v":"SA"},{"$f":"IF($E444=DataInput!$B443,DataInput!C443,NA())","v":"SXWYAL"},{"$f":"IF($E444=DataInput!$B443,DataInput!D443,NA())","v":"WHYALLA CENTRAL/TERMINAL"},{"$f":"IF($E444=DataInput!$B443,DataInput!E443,NA())","v":"SAPN"},{"$f":"IF($E444=DataInput!$B443,DataInput!F443,NA())","v":"Summer"},{"$f":"IF($E444=DataInput!$B443,DataInput!G443,NA())","v":"Non-Coincident"},{"$f":"IF($E444=DataInput!$B443,DataInput!H443,NA())","v":2003},{"$f":"IF($E444=DataInput!$B443,DataInput!I443,NA())","v":"Actual"},{"$f":"IF($E444=DataInput!$B443,DataInput!J443,NA())","v":61.405112000000003},{"$f":"IF($E444=DataInput!$B443,DataInput!K443,NA())","v":"NA"},null,null,"SA WHYALLA CENTRAL/TERMINAL",null,null,null,null,false,null,null,{"$error":"#N/A"},{"$error":"#N/A"},{"$error":"#N/A"},{"$error":"#N/A"},{"$error":"#N/A"},{"$error":"#N/A"},{"$error":"#N/A"},{"$error":"#N/A"},{"$error":"#N/A"},{"$error":"#N/A"}]
[null,{"$f":"IF(DataInput!B444=$B$8,IF($B$9=$B$10,TRUE,IF(DataInput!E444=$B$9,TRUE,FALSE)))","v":true},null,null,{"$f":"IF(B445=TRUE,DataInput!B444,NA())","v":"SA"},{"$f":"IF($E445=DataInput!$B444,DataInput!C444,NA())","v":"SXWYAL"},{"$f":"IF($E445=DataInput!$B444,DataInput!D444,NA())","v":"WHYALLA CENTRAL/TERMINAL"},{"$f":"IF($E445=DataInput!$B444,DataInput!E444,NA())","v":"SAPN"},{"$f":"IF($E445=DataInput!$B444,DataInput!F444,NA())","v":"Summer"},{"$f":"IF($E445=DataInput!$B444,DataInput!G444,NA())","v":"Non-Coincident"},{"$f":"IF($E445=DataInput!$B444,DataInput!H444,NA())","v":2004},{"$f":"IF($E445=DataInput!$B444,DataInput!I444,NA())","v":"Actual"},{"$f":"IF($E445=DataInput!$B444,DataInput!J444,NA())","v":59.343423999999999},{"$f":"IF($E445=DataInput!$B444,DataInput!K444,NA())","v":"NA"},null,null,"SA WHYALLA CENTRAL/TERMINAL",null,null,null,null,false,null,null,{"$error":"#N/A"},{"$error":"#N/A"},{"$error":"#N/A"},{"$error":"#N/A"},{"$error":"#N/A"},{"$error":"#N/A"},{"$error":"#N/A"},{"$error":"#N/A"},{"$error":"#N/A"},{"$error":"#N/A"}]
[null,{"$f":"IF(DataInput!B445=$B$8,IF($B$9=$B$10,TRUE,IF(DataInput!E445=$B$9,TRUE,FALSE)))","v":true},null,null,{"$f":"IF(B446=TRUE,DataInput!B445,NA())","v":"SA"},{"$f":"IF($E446=DataInput!$B445,DataInput!C445,NA())","v":"SXWYAL"},{"$f":"IF($E446=DataInput!$B445,DataInput!D445,NA())","v":"WHYALLA CENTRAL/TERMINAL"},{"$f":"IF($E446=DataInput!$B445,DataInput!E445,NA())","v":"SAPN"},{"$f":"IF($E446=DataInput!$B445,DataInput!F445,NA())","v":"Summer"},{"$f":"IF($E446=DataInput!$B445,DataInput!G445,NA())","v":"Non-Coincident"},{"$f":"IF($E446=DataInput!$B445,DataInput!H445,NA())","v":2005},{"$f":"IF($E446=DataInput!$B445,DataInput!I445,NA())","v":"Actual"},{"$f":"IF($E446=DataInput!$B445,DataInput!J445,NA())","v":66.426509999999993},{"$f":"IF($E446=DataInput!$B445,DataInput!K445,NA())","v":"NA"},null,null,"SA WHYALLA CENTRAL/TERMINAL",null,null,null,null,false,null,null,{"$error":"#N/A"},{"$f":"IF($V446=TRUE,F446,NA())","v":{"$error":"#N/A"}},{"$f":"IF($V446=TRUE,G446,NA())","v":{"$error":"#N/A"}},{"$f":"IF($V446=TRUE,H446,NA())","v":{"$error":"#N/A"}},{"$f":"IF($V446=TRUE,I446,NA())","v":{"$error":"#N/A"}},{"$f":"IF($V446=TRUE,J446,NA())","v":{"$error":"#N/A"}},{"$f":"IF($V446=TRUE,K446,NA())","v":{"$error":"#N/A"}},{"$f":"IF($V446=TRUE,L446,NA())","v":{"$error":"#N/A"}},{"$f":"IF($V446=TRUE,M446,NA())","v":{"$error":"#N/A"}},{"$f":"IF($V446=TRUE,N446,NA())","v":{"$error":"#N/A"}}]
[null,{"$f":"IF(DataInput!B446=$B$8,IF($B$9=$B$10,TRUE,IF(DataInput!E446=$B$9,TRUE,FALSE)))","v":true},null,null,{"$f":"IF(B447=TRUE,DataInput!B446,NA())","v":"SA"},{"$f":"IF($E447=DataInput!$B446,DataInput!C446,NA())","v":"SXWYAL"},{"$f":"IF($E447=DataInput!$B446,DataInput!D446,NA())","v":"WHYALLA CENTRAL/TERMINAL"},{"$f":"IF($E447=DataInput!$B446,DataInput!E446,NA())","v":"SAPN"},{"$f":"IF($E447=DataInput!$B446,DataInput!F446,NA())","v":"Summer"},{"$f":"IF($E447=DataInput!$B446,DataInput!G446,NA())","v":"Non-Coincident"},{"$f":"IF($E447=DataInput!$B446,DataInput!H446,NA())","v":2006},{"$f":"IF($E447=DataInput!$B446,DataInput!I446,NA())","v":"Actual"},{"$f":"IF($E447=DataInput!$B446,DataInput!J446,NA())","v":62.09816},{"$f":"IF($E447=DataInput!$B446,DataInput!K446,NA())","v":"NA"},null,null,"SA WHYALLA CENTRAL/TERMINAL",null,null,null,null,false,null,null,{"$error":"#N/A"},{"$error":"#N/A"},{"$error":"#N/A"},{"$error":"#N/A"},{"$error":"#N/A"},{"$error":"#N/A"},{"$error":"#N/A"},{"$error":"#N/A"},{"$error":"#N/A"},{"$error":"#N/A"}]
[null,{"$f":"IF(DataInput!B447=$B$8,IF($B$9=$B$10,TRUE,IF(DataInput!E447=$B$9,TRUE,FALSE)))","v":true},null,null,{"$f":"IF(B448=TRUE,DataInput!B447,NA())","v":"SA"},{"$f":"IF($E448=DataInput!$B447,DataInput!C447,NA())","v":"SXWYAL"},{"$f":"IF($E448=DataInput!$B447,DataInput!D447,NA())","v":"WHYALLA CENTRAL/TERMINAL"},{"$f":"IF($E448=DataInput!$B447,DataInput!E447,NA())","v":"SAPN"},{"$f":"IF($E448=DataInput!$B447,DataInput!F447,NA())","v":"Summer"},{"$f":"IF($E448=DataInput!$B447,DataInput!G447,NA())","v":"Non-Coincident"},{"$f":"IF($E448=DataInput!$B447,DataInput!H447,NA())","v":2007},{"$f":"IF($E448=DataInput!$B447,DataInput!I447,NA())","v":"Actual"},{"$f":"IF($E448=DataInput!$B447,DataInput!J447,NA())","v":70.659105999999994},{"$f":"IF($E448=DataInput!$B447,DataInput!K447,NA())","v":"NA"},null,null,"SA WHYALLA CENTRAL/TERMINAL",null,null,null,null,false,null,null,{"$error":"#N/A"},{"$error":"#N/A"},{"$error":"#N/A"},{"$error":"#N/A"},{"$error":"#N/A"},{"$error":"#N/A"},{"$error":"#N/A"},{"$error":"#N/A"},{"$error":"#N/A"},{"$error":"#N/A"}]
[null,{"$f":"IF(DataInput!B448=$B$8,IF($B$9=$B$10,TRUE,IF(DataInput!E448=$B$9,TRUE,FALSE)))","v":true},null,null,{"$f":"IF(B449=TRUE,DataInput!B448,NA())","v":"SA"},{"$f":"IF($E449=DataInput!$B448,DataInput!C448,NA())","v":"SXWYAL"},{"$f":"IF($E449=DataInput!$B448,DataInput!D448,NA())","v":"WHYALLA CENTRAL/TERMINAL"},{"$f":"IF($E449=DataInput!$B448,DataInput!E448,NA())","v":"SAPN"},{"$f":"IF($E449=DataInput!$B448,DataInput!F448,NA())","v":"Summer"},{"$f":"IF($E449=DataInput!$B448,DataInput!G448,NA())","v":"Non-Coincident"},{"$f":"IF($E449=DataInput!$B448,DataInput!H448,NA())","v":2008},{"$f":"IF($E449=DataInput!$B448,DataInput!I448,NA())","v":"Actual"},{"$f":"IF($E449=DataInput!$B448,DataInput!J448,NA())","v":69.107519999999994},{"$f":"IF($E449=DataInput!$B448,DataInput!K448,NA())","v":"NA"},null,null,"SA WHYALLA CENTRAL/TERMINAL",null,null,null,null,false,null,null,{"$error":"#N/A"},{"$error":"#N/A"},{"$error":"#N/A"},{"$error":"#N/A"},{"$error":"#N/A"},{"$error":"#N/A"},{"$error":"#N/A"},{"$error":"#N/A"},{"$error":"#N/A"},{"$error":"#N/A"}]
[null,{"$f":"IF(DataInput!B449=$B$8,IF($B$9=$B$10,TRUE,IF(DataInput!E449=$B$9,TRUE,FALSE)))","v":true},null,null,{"$f":"IF(B450=TRUE,DataInput!B449,NA())","v":"SA"},{"$f":"IF($E450=DataInput!$B449,DataInput!C449,NA())","v":"SXWYAL"},{"$f":"IF($E450=DataInput!$B449,DataInput!D449,NA())","v":"WHYALLA CENTRAL/TERMINAL"},{"$f":"IF($E450=DataInput!$B449,DataInput!E449,NA())","v":"SAPN"},{"$f":"IF($E450=DataInput!$B449,DataInput!F449,NA())","v":"Summer"},{"$f":"IF($E450=DataInput!$B449,DataInput!G449,NA())","v":"Non-Coincident"},{"$f":"IF($E450=DataInput!$B449,DataInput!H449,NA())","v":2009},{"$f":"IF($E450=DataInput!$B449,DataInput!I449,NA())","v":"Actual"},{"$f":"IF($E450=DataInput!$B449,DataInput!J449,NA())","v":59.336776},{"$f":"IF($E450=DataInput!$B449,DataInput!K449,NA())","v":"NA"},null,null,"SA WHYALLA CENTRAL/TERMINAL",null,null,null,null,false,null,null,{"$error":"#N/A"},{"$error":"#N/A"},{"$error":"#N/A"},{"$error":"#N/A"},{"$error":"#N/A"},{"$error":"#N/A"},{"$error":"#N/A"},{"$error":"#N/A"},{"$error":"#N/A"},{"$error":"#N/A"}]
[null,{"$f":"IF(DataInput!B450=$B$8,IF($B$9=$B$10,TRUE,IF(DataInput!E450=$B$9,TRUE,FALSE)))","v":true},null,null,{"$f":"IF(B451=TRUE,DataInput!B450,NA())","v":"SA"},{"$f":"IF($E451=DataInput!$B450,DataInput!C450,NA())","v":"SXWYAL"},{"$f":"IF($E451=DataInput!$B450,DataInput!D450,NA())","v":"WHYALLA CENTRAL/TERMINAL"},{"$f":"IF($E451=DataInput!$B450,DataInput!E450,NA())","v":"SAPN"},{"$f":"IF($E451=DataInput!$B450,DataInput!F450,NA())","v":"Summer"},{"$f":"IF($E451=DataInput!$B450,DataInput!G450,NA())","v":"Non-Coincident"},{"$f":"IF($E451=DataInput!$B450,DataInput!H450,NA())","v":2010},{"$f":"IF($E451=DataInput!$B450,DataInput!I450,NA())","v":"Actual"},{"$f":"IF($E451=DataInput!$B450,DataInput!J450,NA())","v":69.770207999999997},{"$f":"IF($E451=DataInput!$B450,DataInput!K450,NA())","v":"NA"},null,null,"SA WHYALLA CENTRAL/TERMINAL",null,null,null,null,false,null,null,{"$error":"#N/A"},{"$error":"#N/A"},{"$error":"#N/A"},{"$error":"#N/A"},{"$error":"#N/A"},{"$error":"#N/A"},{"$error":"#N/A"},{"$error":"#N/A"},{"$error":"#N/A"},{"$error":"#N/A"}]
[null,{"$f":"IF(DataInput!B451=$B$8,IF($B$9=$B$10,TRUE,IF(DataInput!E451=$B$9,TRUE,FALSE)))","v":true},null,null,{"$f":"IF(B452=TRUE,DataInput!B451,NA())","v":"SA"},{"$f":"IF($E452=DataInput!$B451,DataInput!C451,NA())","v":"SXWYAL"},{"$f":"IF($E452=DataInput!$B451,DataInput!D451,NA())","v":"WHYALLA CENTRAL/TERMINAL"},{"$f":"IF($E452=DataInput!$B451,DataInput!E451,NA())","v":"SAPN"},{"$f":"IF($E452=DataInput!$B451,DataInput!F451,NA())","v":"Summer"},{"$f":"IF($E452=DataInput!$B451,DataInput!G451,NA())","v":"Non-Coincident"},{"$f":"IF($E452=DataInput!$B451,DataInput!H451,NA())","v":2011},{"$f":"IF($E452=DataInput!$B451,DataInput!I451,NA())","v":"Actual"},{"$f":"IF($E452=DataInput!$B451,DataInput!J451,NA())","v":74.618353999999997},{"$f":"IF($E452=DataInput!$B451,DataInput!K451,NA())","v":"NA"},null,null,"SA WHYALLA CENTRAL/TERMINAL",null,null,null,null,false,null,null,{"$error":"#N/A"},{"$error":"#N/A"},{"$error":"#N/A"},{"$error":"#N/A"},{"$error":"#N/A"},{"$error":"#N/A"},{"$error":"#N/A"},{"$error":"#N/A"},{"$error":"#N/A"},{"$error":"#N/A"}]
[null,{"$f":"IF(DataInput!B452=$B$8,IF($B$9=$B$10,TRUE,IF(DataInput!E452=$B$9,TRUE,FALSE)))","v":true},null,null,{"$f":"IF(B453=TRUE,DataInput!B452,NA())","v":"SA"},{"$f":"IF($E453=DataInput!$B452,DataInput!C452,NA())","v":"SXWYAL"},{"$f":"IF($E453=DataInput!$B452,DataInput!D452,NA())","v":"WHYALLA CENTRAL/TERMINAL"},{"$f":"IF($E453=DataInput!$B452,DataInput!E452,NA())","v":"SAPN"},{"$f":"IF($E453=DataInput!$B452,DataInput!F452,NA())","v":"Summer"},{"$f":"IF($E453=DataInput!$B452,DataInput!G452,NA())","v":"Non-Coincident"},{"$f":"IF($E453=DataInput!$B452,DataInput!H452,NA())","v":2012},{"$f":"IF($E453=DataInput!$B452,DataInput!I452,NA())","v":"Actual"},{"$f":"IF($E453=DataInput!$B452,DataInput!J452,NA())","v":70.654737999999995},{"$f":"IF($E453=DataInput!$B452,DataInput!K452,NA())","v":"NA"},null,null,"SA WHYALLA CENTRAL/TERMINAL",null,null,null,null,false,null,null,{"$error":"#N/A"},{"$error":"#N/A"},{"$error":"#N/A"},{"$error":"#N/A"},{"$error":"#N/A"},{"$error":"#N/A"},{"$error":"#N/A"},{"$error":"#N/A"},{"$error":"#N/A"},{"$error":"#N/A"}]
[null,{"$f":"IF(DataInput!B453=$B$8,IF($B$9=$B$10,TRUE,IF(DataInput!E453=$B$9,TRUE,FALSE)))","v":true},null,null,{"$f":"IF(B454=TRUE,DataInput!B453,NA())","v":"SA"},{"$f":"IF($E454=DataInput!$B453,DataInput!C453,NA())","v":"SXWYAL"},{"$f":"IF($E454=DataInput!$B453,DataInput!D453,NA())","v":"WHYALLA CENTRAL/TERMINAL"},{"$f":"IF($E454=DataInput!$B453,DataInput!E453,NA())","v":"SAPN"},{"$f":"IF($E454=DataInput!$B453,DataInput!F453,NA())","v":"Summer"},{"$f":"IF($E454=DataInput!$B453,DataInput!G453,NA())","v":"Non-Coincident"},{"$f":"IF($E454=DataInput!$B453,DataInput!H453,NA())","v":2013},{"$f":"IF($E454=DataInput!$B453,DataInput!I453,NA())","v":"Actual"},{"$f":"IF($E454=DataInput!$B453,DataInput!J453,NA())","v":66.375551999999999},{"$f":"IF($E454=DataInput!$B453,DataInput!K453,NA())","v":"NA"},null,null,"SA WHYALLA CENTRAL/TERMINAL",null,null,null,null,false,null,null,{"$error":"#N/A"},{"$error":"#N/A"},{"$error":"#N/A"},{"$error":"#N/A"},{"$error":"#N/A"},{"$error":"#N/A"},{"$error":"#N/A"},{"$error":"#N/A"},{"$error":"#N/A"},{"$error":"#N/A"}]
[null,{"$f":"IF(DataInput!B454=$B$8,IF($B$9=$B$10,TRUE,IF(DataInput!E454=$B$9,TRUE,FALSE)))","v":true},null,null,{"$f":"IF(B455=TRUE,DataInput!B454,NA())","v":"SA"},{"$f":"IF($E455=DataInput!$B454,DataInput!C454,NA())","v":"SXWYAL"},{"$f":"IF($E455=DataInput!$B454,DataInput!D454,NA())","v":"WHYALLA CENTRAL/TERMINAL"},{"$f":"IF($E455=DataInput!$B454,DataInput!E454,NA())","v":"SAPN"},{"$f":"IF($E455=DataInput!$B454,DataInput!F454,NA())","v":"Summer"},{"$f":"IF($E455=DataInput!$B454,DataInput!G454,NA())","v":"Non-Coincident"},{"$f":"IF($E455=DataInput!$B454,DataInput!H454,NA())","v":2014},{"$f":"IF($E455=DataInput!$B454,DataInput!I454,NA())","v":"Actual"},{"$f":"IF($E455=DataInput!$B454,DataInput!J454,NA())","v":69.354349999999997},{"$f":"IF($E455=DataInput!$B454,DataInput!K454,NA())","v":"NA"},null,null,"SA WHYALLA CENTRAL/TERMINAL",null,null,null,null,false,null,null,{"$error":"#N/A"},{"$error":"#N/A"},{"$error":"#N/A"},{"$error":"#N/A"},{"$error":"#N/A"},{"$error":"#N/A"},{"$error":"#N/A"},{"$error":"#N/A"},{"$error":"#N/A"},{"$error":"#N/A"}]
[null,{"$f":"IF(DataInput!B455=$B$8,IF($B$9=$B$10,TRUE,IF(DataInput!E455=$B$9,TRUE,FALSE)))","v":true},null,null,{"$f":"IF(B456=TRUE,DataInput!B455,NA())","v":"SA"},{"$f":"IF($E456=DataInput!$B455,DataInput!C455,NA())","v":"SXWYAL"},{"$f":"IF($E456=DataInput!$B455,DataInput!D455,NA())","v":"WHYALLA CENTRAL/TERMINAL"},{"$f":"IF($E456=DataInput!$B455,DataInput!E455,NA())","v":"SAPN"},{"$f":"IF($E456=DataInput!$B455,DataInput!F455,NA())","v":"Winter"},{"$f":"IF($E456=DataInput!$B455,DataInput!G455,NA())","v":"Non-Coincident"},{"$f":"IF($E456=DataInput!$B455,DataInput!H455,NA())","v":2003},{"$f":"IF($E456=DataInput!$B455,DataInput!I455,NA())","v":"Actual"},{"$f":"IF($E456=DataInput!$B455,DataInput!J455,NA())","v":56.587544000000001},{"$f":"IF($E456=DataInput!$B455,DataInput!K455,NA())","v":"NA"},null,null,"SA WHYALLA CENTRAL/TERMINAL",null,null,null,null,false,null,null,{"$error":"#N/A"},{"$error":"#N/A"},{"$error":"#N/A"},{"$error":"#N/A"},{"$error":"#N/A"},{"$error":"#N/A"},{"$error":"#N/A"},{"$error":"#N/A"},{"$error":"#N/A"},{"$error":"#N/A"}]
[null,{"$f":"IF(DataInput!B456=$B$8,IF($B$9=$B$10,TRUE,IF(DataInput!E456=$B$9,TRUE,FALSE)))","v":true},null,null,{"$f":"IF(B457=TRUE,DataInput!B456,NA())","v":"SA"},{"$f":"IF($E457=DataInput!$B456,DataInput!C456,NA())","v":"SXWYAL"},{"$f":"IF($E457=DataInput!$B456,DataInput!D456,NA())","v":"WHYALLA CENTRAL/TERMINAL"},{"$f":"IF($E457=DataInput!$B456,DataInput!E456,NA())","v":"SAPN"},{"$f":"IF($E457=DataInput!$B456,DataInput!F456,NA())","v":"Winter"},{"$f":"IF($E457=DataInput!$B456,DataInput!G456,NA())","v":"Non-Coincident"},{"$f":"IF($E457=DataInput!$B456,DataInput!H456,NA())","v":2004},{"$f":"IF($E457=DataInput!$B456,DataInput!I456,NA())","v":"Actual"},{"$f":"IF($E457=DataInput!$B456,DataInput!J456,NA())","v":56.667608000000001},{"$f":"IF($E457=DataInput!$B456,DataInput!K456,NA())","v":"NA"},null,null,"SA WHYALLA CENTRAL/TERMINAL",null,null,null,null,false,null,null,{"$error":"#N/A"},{"$error":"#N/A"},{"$error":"#N/A"},{"$error":"#N/A"},{"$error":"#N/A"},{"$error":"#N/A"},{"$error":"#N/A"},{"$error":"#N/A"},{"$error":"#N/A"},{"$error":"#N/A"}]
[null,{"$f":"IF(DataInput!B457=$B$8,IF($B$9=$B$10,TRUE,IF(DataInput!E457=$B$9,TRUE,FALSE)))","v":true},null,null,{"$f":"IF(B458=TRUE,DataInput!B457,NA())","v":"SA"},{"$f":"IF($E458=DataInput!$B457,DataInput!C457,NA())","v":"SXWYAL"},{"$f":"IF($E458=DataInput!$B457,DataInput!D457,NA())","v":"WHYALLA CENTRAL/TERMINAL"},{"$f":"IF($E458=DataInput!$B457,DataInput!E457,NA())","v":"SAPN"},{"$f":"IF($E458=DataInput!$B457,DataInput!F457,NA())","v":"Winter"},{"$f":"IF($E458=DataInput!$B457,DataInput!G457,NA())","v":"Non-Coincident"},{"$f":"IF($E458=DataInput!$B457,DataInput!H457,NA())","v":2005},{"$f":"IF($E458=DataInput!$B457,DataInput!I457,NA())","v":"Actual"},{"$f":"IF($E458=DataInput!$B457,DataInput!J457,NA())","v":62.832231999999998},{"$f":"IF($E458=DataInput!$B457,DataInput!K457,NA())","v":"NA"},null,null,"SA WHYALLA CENTRAL/TERMINAL",null,null,null,null,false,null,null,{"$error":"#N/A"},{"$error":"#N/A"},{"$error":"#N/A"},{"$error":"#N/A"},{"$error":"#N/A"},{"$error":"#N/A"},{"$error":"#N/A"},{"$error":"#N/A"},{"$error":"#N/A"},{"$error":"#N/A"}]
[null,{"$f":"IF(DataInput!B458=$B$8,IF($B$9=$B$10,TRUE,IF(DataInput!E458=$B$9,TRUE,FALSE)))","v":true},null,null,{"$f":"IF(B459=TRUE,DataInput!B458,NA())","v":"SA"},{"$f":"IF($E459=DataInput!$B458,DataInput!C458,NA())","v":"SXWYAL"},{"$f":"IF($E459=DataInput!$B458,DataInput!D458,NA())","v":"WHYALLA CENTRAL/TERMINAL"},{"$f":"IF($E459=DataInput!$B458,DataInput!E458,NA())","v":"SAPN"},{"$f":"IF($E459=DataInput!$B458,DataInput!F458,NA())","v":"Winter"},{"$f":"IF($E459=DataInput!$B458,DataInput!G458,NA())","v":"Non-Coincident"},{"$f":"IF($E459=DataInput!$B458,DataInput!H458,NA())","v":2006},{"$f":"IF($E459=DataInput!$B458,DataInput!I458,NA())","v":"Actual"},{"$f":"IF($E459=DataInput!$B458,DataInput!J458,NA())","v":60.497280000000003},{"$f":"IF($E459=DataInput!$B458,DataInput!K458,NA())","v":"NA"},null,null,"SA WHYALLA CENTRAL/TERMINAL",null,null,null,null,false,null,null,{"$error":"#N/A"},{"$error":"#N/A"},{"$error":"#N/A"},{"$error":"#N/A"},{"$error":"#N/A"},{"$error":"#N/A"},{"$error":"#N/A"},{"$error":"#N/A"},{"$error":"#N/A"},{"$error":"#N/A"}]
[null,{"$f":"IF(DataInput!B459=$B$8,IF($B$9=$B$10,TRUE,IF(DataInput!E459=$B$9,TRUE,FALSE)))","v":true},null,null,{"$f":"IF(B460=TRUE,DataInput!B459,NA())","v":"SA"},{"$f":"IF($E460=DataInput!$B459,DataInput!C459,NA())","v":"SXWYAL"},{"$f":"IF($E460=DataInput!$B459,DataInput!D459,NA())","v":"WHYALLA CENTRAL/TERMINAL"},{"$f":"IF($E460=DataInput!$B459,DataInput!E459,NA())","v":"SAPN"},{"$f":"IF($E460=DataInput!$B459,DataInput!F459,NA())","v":"Winter"},{"$f":"IF($E460=DataInput!$B459,DataInput!G459,NA())","v":"Non-Coincident"},{"$f":"IF($E460=DataInput!$B459,DataInput!H459,NA())","v":2007},{"$f":"IF($E460=DataInput!$B459,DataInput!I459,NA())","v":"Actual"},{"$f":"IF($E460=DataInput!$B459,DataInput!J459,NA())","v":65.183967999999993},{"$f":"IF($E460=DataInput!$B459,DataInput!K459,NA())","v":"NA"},null,null,{"$f":"IF(OR(ISERROR(E460),ISERROR(G460)),\"  \",E460&\" \"&G460)","v":"SA WHYALLA CENTRAL/TERMINAL"},null,null,null,null,{"$f":"IF(ISERROR(G460),FALSE,IF($V$9=G460,TRUE,FALSE))","v":false},null,null,{"$f":"IF($V460=TRUE,E460,NA())","v":{"$error":"#N/A"}},{"$error":"#N/A"},{"$error":"#N/A"},{"$error":"#N/A"},{"$error":"#N/A"},{"$error":"#N/A"},{"$error":"#N/A"},{"$error":"#N/A"},{"$error":"#N/A"},{"$error":"#N/A"}]
[null,{"$f":"IF(DataInput!B460=$B$8,IF($B$9=$B$10,TRUE,IF(DataInput!E460=$B$9,TRUE,FALSE)))","v":true},null,null,{"$f":"IF(B461=TRUE,DataInput!B460,NA())","v":"SA"},{"$f":"IF($E461=DataInput!$B460,DataInput!C460,NA())","v":"SXWYAL"},{"$f":"IF($E461=DataInput!$B460,DataInput!D460,NA())","v":"WHYALLA CENTRAL/TERMINAL"},{"$f":"IF($E461=DataInput!$B460,DataInput!E460,NA())","v":"SAPN"},{"$f":"IF($E461=DataInput!$B460,DataInput!F460,NA())","v":"Winter"},{"$f":"IF($E461=DataInput!$B460,DataInput!G460,NA())","v":"Non-Coincident"},{"$f":"IF($E461=DataInput!$B460,DataInput!H460,NA())","v":2008},{"$f":"IF($E461=DataInput!$B460,DataInput!I460,NA())","v":"Actual"},{"$f":"IF($E461=DataInput!$B460,DataInput!J460,NA())","v":61.755631999999999},{"$f":"IF($E461=DataInput!$B460,DataInput!K460,NA())","v":"NA"},null,null,"SA WHYALLA CENTRAL/TERMINAL",null,null,null,null,false,null,null,{"$error":"#N/A"},{"$f":"IF($V461=TRUE,F461,NA())","v":{"$error":"#N/A"}},{"$f":"IF($V461=TRUE,G461,NA())","v":{"$error":"#N/A"}},{"$f":"IF($V461=TRUE,H461,NA())","v":{"$error":"#N/A"}},{"$f":"IF($V461=TRUE,I461,NA())","v":{"$error":"#N/A"}},{"$f":"IF($V461=TRUE,J461,NA())","v":{"$error":"#N/A"}},{"$f":"IF($V461=TRUE,K461,NA())","v":{"$error":"#N/A"}},{"$f":"IF($V461=TRUE,L461,NA())","v":{"$error":"#N/A"}},{"$f":"IF($V461=TRUE,M461,NA())","v":{"$error":"#N/A"}},{"$f":"IF($V461=TRUE,N461,NA())","v":{"$error":"#N/A"}}]
[null,{"$f":"IF(DataInput!B461=$B$8,IF($B$9=$B$10,TRUE,IF(DataInput!E461=$B$9,TRUE,FALSE)))","v":true},null,null,{"$f":"IF(B462=TRUE,DataInput!B461,NA())","v":"SA"},{"$f":"IF($E462=DataInput!$B461,DataInput!C461,NA())","v":"SXWYAL"},{"$f":"IF($E462=DataInput!$B461,DataInput!D461,NA())","v":"WHYALLA CENTRAL/TERMINAL"},{"$f":"IF($E462=DataInput!$B461,DataInput!E461,NA())","v":"SAPN"},{"$f":"IF($E462=DataInput!$B461,DataInput!F461,NA())","v":"Winter"},{"$f":"IF($E462=DataInput!$B461,DataInput!G461,NA())","v":"Non-Coincident"},{"$f":"IF($E462=DataInput!$B461,DataInput!H461,NA())","v":2009},{"$f":"IF($E462=DataInput!$B461,DataInput!I461,NA())","v":"Actual"},{"$f":"IF($E462=DataInput!$B461,DataInput!J461,NA())","v":58.331831999999999},{"$f":"IF($E462=DataInput!$B461,DataInput!K461,NA())","v":"NA"},null,null,"SA WHYALLA CENTRAL/TERMINAL",null,null,null,null,false,null,null,{"$error":"#N/A"},{"$error":"#N/A"},{"$error":"#N/A"},{"$error":"#N/A"},{"$error":"#N/A"},{"$error":"#N/A"},{"$error":"#N/A"},{"$error":"#N/A"},{"$error":"#N/A"},{"$error":"#N/A"}]
[null,{"$f":"IF(DataInput!B462=$B$8,IF($B$9=$B$10,TRUE,IF(DataInput!E462=$B$9,TRUE,FALSE)))","v":true},null,null,{"$f":"IF(B463=TRUE,DataInput!B462,NA())","v":"SA"},{"$f":"IF($E463=DataInput!$B462,DataInput!C462,NA())","v":"SXWYAL"},{"$f":"IF($E463=DataInput!$B462,DataInput!D462,NA())","v":"WHYALLA CENTRAL/TERMINAL"},{"$f":"IF($E463=DataInput!$B462,DataInput!E462,NA())","v":"SAPN"},{"$f":"IF($E463=DataInput!$B462,DataInput!F462,NA())","v":"Winter"},{"$f":"IF($E463=DataInput!$B462,DataInput!G462,NA())","v":"Non-Coincident"},{"$f":"IF($E463=DataInput!$B462,DataInput!H462,NA())","v":2010},{"$f":"IF($E463=DataInput!$B462,DataInput!I462,NA())","v":"Actual"},{"$f":"IF($E463=DataInput!$B462,DataInput!J462,NA())","v":60.825048000000002},{"$f":"IF($E463=DataInput!$B462,DataInput!K462,NA())","v":"NA"},null,null,"SA WHYALLA CENTRAL/TERMINAL",null,null,null,null,false,null,null,{"$error":"#N/A"},{"$error":"#N/A"},{"$error":"#N/A"},{"$error":"#N/A"},{"$error":"#N/A"},{"$error":"#N/A"},{"$error":"#N/A"},{"$error":"#N/A"},{"$error":"#N/A"},{"$error":"#N/A"}]
[null,{"$f":"IF(DataInput!B463=$B$8,IF($B$9=$B$10,TRUE,IF(DataInput!E463=$B$9,TRUE,FALSE)))","v":true},null,null,{"$f":"IF(B464=TRUE,DataInput!B463,NA())","v":"SA"},{"$f":"IF($E464=DataInput!$B463,DataInput!C463,NA())","v":"SXWYAL"},{"$f":"IF($E464=DataInput!$B463,DataInput!D463,NA())","v":"WHYALLA CENTRAL/TERMINAL"},{"$f":"IF($E464=DataInput!$B463,DataInput!E463,NA())","v":"SAPN"},{"$f":"IF($E464=DataInput!$B463,DataInput!F463,NA())","v":"Winter"},{"$f":"IF($E464=DataInput!$B463,DataInput!G463,NA())","v":"Non-Coincident"},{"$f":"IF($E464=DataInput!$B463,DataInput!H463,NA())","v":2011},{"$f":"IF($E464=DataInput!$B463,DataInput!I463,NA())","v":"Actual"},{"$f":"IF($E464=DataInput!$B463,DataInput!J463,NA())","v":60.508575999999998},{"$f":"IF($E464=DataInput!$B463,DataInput!K463,NA())","v":"NA"},null,null,"SA WHYALLA CENTRAL/TERMINAL",null,null,null,null,false,null,null,{"$error":"#N/A"},{"$error":"#N/A"},{"$error":"#N/A"},{"$error":"#N/A"},{"$error":"#N/A"},{"$error":"#N/A"},{"$error":"#N/A"},{"$error":"#N/A"},{"$error":"#N/A"},{"$error":"#N/A"}]
[null,{"$f":"IF(DataInput!B464=$B$8,IF($B$9=$B$10,TRUE,IF(DataInput!E464=$B$9,TRUE,FALSE)))","v":true},null,null,{"$f":"IF(B465=TRUE,DataInput!B464,NA())","v":"SA"},{"$f":"IF($E465=DataInput!$B464,DataInput!C464,NA())","v":"SXWYAL"},{"$f":"IF($E465=DataInput!$B464,DataInput!D464,NA())","v":"WHYALLA CENTRAL/TERMINAL"},{"$f":"IF($E465=DataInput!$B464,DataInput!E464,NA())","v":"SAPN"},{"$f":"IF($E465=DataInput!$B464,DataInput!F464,NA())","v":"Winter"},{"$f":"IF($E465=DataInput!$B464,DataInput!G464,NA())","v":"Non-Coincident"},{"$f":"IF($E465=DataInput!$B464,DataInput!H464,NA())","v":2012},{"$f":"IF($E465=DataInput!$B464,DataInput!I464,NA())","v":"Actual"},{"$f":"IF($E465=DataInput!$B464,DataInput!J464,NA())","v":68.567959999999999},{"$f":"IF($E465=DataInput!$B464,DataInput!K464,NA())","v":"NA"},null,null,"SA WHYALLA CENTRAL/TERMINAL",null,null,null,null,false,null,null,{"$error":"#N/A"},{"$error":"#N/A"},{"$error":"#N/A"},{"$error":"#N/A"},{"$error":"#N/A"},{"$error":"#N/A"},{"$error":"#N/A"},{"$error":"#N/A"},{"$error":"#N/A"},{"$error":"#N/A"}]
[null,{"$f":"IF(DataInput!B465=$B$8,IF($B$9=$B$10,TRUE,IF(DataInput!E465=$B$9,TRUE,FALSE)))","v":true},null,null,{"$f":"IF(B466=TRUE,DataInput!B465,NA())","v":"SA"},{"$f":"IF($E466=DataInput!$B465,DataInput!C465,NA())","v":"SXWYAL"},{"$f":"IF($E466=DataInput!$B465,DataInput!D465,NA())","v":"WHYALLA CENTRAL/TERMINAL"},{"$f":"IF($E466=DataInput!$B465,DataInput!E465,NA())","v":"SAPN"},{"$f":"IF($E466=DataInput!$B465,DataInput!F465,NA())","v":"Winter"},{"$f":"IF($E466=DataInput!$B465,DataInput!G465,NA())","v":"Non-Coincident"},{"$f":"IF($E466=DataInput!$B465,DataInput!H465,NA())","v":2013},{"$f":"IF($E466=DataInput!$B465,DataInput!I465,NA())","v":"Actual"},{"$f":"IF($E466=DataInput!$B465,DataInput!J465,NA())","v":63.309992000000001},{"$f":"IF($E466=DataInput!$B465,DataInput!K465,NA())","v":"NA"},null,null,"SA WHYALLA CENTRAL/TERMINAL",null,null,null,null,false,null,null,{"$error":"#N/A"},{"$error":"#N/A"},{"$error":"#N/A"},{"$error":"#N/A"},{"$error":"#N/A"},{"$error":"#N/A"},{"$error":"#N/A"},{"$error":"#N/A"},{"$error":"#N/A"},{"$error":"#N/A"}]
[null,{"$f":"IF(DataInput!B466=$B$8,IF($B$9=$B$10,TRUE,IF(DataInput!E466=$B$9,TRUE,FALSE)))","v":true},null,null,{"$f":"IF(B467=TRUE,DataInput!B466,NA())","v":"SA"},{"$f":"IF($E467=DataInput!$B466,DataInput!C466,NA())","v":"SXWYAL"},{"$f":"IF($E467=DataInput!$B466,DataInput!D466,NA())","v":"WHYALLA CENTRAL/TERMINAL"},{"$f":"IF($E467=DataInput!$B466,DataInput!E466,NA())","v":"SAPN"},{"$f":"IF($E467=DataInput!$B466,DataInput!F466,NA())","v":"Winter"},{"$f":"IF($E467=DataInput!$B466,DataInput!G466,NA())","v":"Non-Coincident"},{"$f":"IF($E467=DataInput!$B466,DataInput!H466,NA())","v":2014},{"$f":"IF($E467=DataInput!$B466,DataInput!I466,NA())","v":"Actual"},{"$f":"IF($E467=DataInput!$B466,DataInput!J466,NA())","v":73.062939999999998},{"$f":"IF($E467=DataInput!$B466,DataInput!K466,NA())","v":"NA"},null,null,"SA WHYALLA CENTRAL/TERMINAL",null,null,null,null,false,null,null,{"$error":"#N/A"},{"$error":"#N/A"},{"$error":"#N/A"},{"$error":"#N/A"},{"$error":"#N/A"},{"$error":"#N/A"},{"$error":"#N/A"},{"$error":"#N/A"},{"$error":"#N/A"},{"$error":"#N/A"}]
[null,{"$f":"IF(DataInput!B467=$B$8,IF($B$9=$B$10,TRUE,IF(DataInput!E467=$B$9,TRUE,FALSE)))","v":true},null,null,{"$f":"IF(B468=TRUE,DataInput!B467,NA())","v":"SA"},{"$f":"IF($E468=DataInput!$B467,DataInput!C467,NA())","v":"SKAD"},{"$f":"IF($E468=DataInput!$B467,DataInput!D467,NA())","v":"KADINA EAST"},{"$f":"IF($E468=DataInput!$B467,DataInput!E467,NA())","v":"SAPN"},{"$f":"IF($E468=DataInput!$B467,DataInput!F467,NA())","v":"Summer"},{"$f":"IF($E468=DataInput!$B467,DataInput!G467,NA())","v":"Non-Coincident"},{"$f":"IF($E468=DataInput!$B467,DataInput!H467,NA())","v":2003},{"$f":"IF($E468=DataInput!$B467,DataInput!I467,NA())","v":"Actual"},{"$f":"IF($E468=DataInput!$B467,DataInput!J467,NA())","v":17.209634000000001},{"$f":"IF($E468=DataInput!$B467,DataInput!K467,NA())","v":"NA"},null,null,"SA KADINA EAST",null,null,null,null,false,null,null,{"$error":"#N/A"},{"$error":"#N/A"},{"$error":"#N/A"},{"$error":"#N/A"},{"$error":"#N/A"},{"$error":"#N/A"},{"$error":"#N/A"},{"$error":"#N/A"},{"$error":"#N/A"},{"$error":"#N/A"}]
[null,{"$f":"IF(DataInput!B468=$B$8,IF($B$9=$B$10,TRUE,IF(DataInput!E468=$B$9,TRUE,FALSE)))","v":true},null,null,{"$f":"IF(B469=TRUE,DataInput!B468,NA())","v":"SA"},{"$f":"IF($E469=DataInput!$B468,DataInput!C468,NA())","v":"SKAD"},{"$f":"IF($E469=DataInput!$B468,DataInput!D468,NA())","v":"KADINA EAST"},{"$f":"IF($E469=DataInput!$B468,DataInput!E468,NA())","v":"SAPN"},{"$f":"IF($E469=DataInput!$B468,DataInput!F468,NA())","v":"Summer"},{"$f":"IF($E469=DataInput!$B468,DataInput!G468,NA())","v":"Non-Coincident"},{"$f":"IF($E469=DataInput!$B468,DataInput!H468,NA())","v":2004},{"$f":"IF($E469=DataInput!$B468,DataInput!I468,NA())","v":"Actual"},{"$f":"IF($E469=DataInput!$B468,DataInput!J468,NA())","v":18.191756000000002},{"$f":"IF($E469=DataInput!$B468,DataInput!K468,NA())","v":"NA"},null,null,"SA KADINA EAST",null,null,null,null,false,null,null,{"$error":"#N/A"},{"$error":"#N/A"},{"$error":"#N/A"},{"$error":"#N/A"},{"$error":"#N/A"},{"$error":"#N/A"},{"$error":"#N/A"},{"$error":"#N/A"},{"$error":"#N/A"},{"$error":"#N/A"}]
[null,{"$f":"IF(DataInput!B469=$B$8,IF($B$9=$B$10,TRUE,IF(DataInput!E469=$B$9,TRUE,FALSE)))","v":true},null,null,{"$f":"IF(B470=TRUE,DataInput!B469,NA())","v":"SA"},{"$f":"IF($E470=DataInput!$B469,DataInput!C469,NA())","v":"SKAD"},{"$f":"IF($E470=DataInput!$B469,DataInput!D469,NA())","v":"KADINA EAST"},{"$f":"IF($E470=DataInput!$B469,DataInput!E469,NA())","v":"SAPN"},{"$f":"IF($E470=DataInput!$B469,DataInput!F469,NA())","v":"Summer"},{"$f":"IF($E470=DataInput!$B469,DataInput!G469,NA())","v":"Non-Coincident"},{"$f":"IF($E470=DataInput!$B469,DataInput!H469,NA())","v":2005},{"$f":"IF($E470=DataInput!$B469,DataInput!I469,NA())","v":"Actual"},{"$f":"IF($E470=DataInput!$B469,DataInput!J469,NA())","v":17.905443999999999},{"$f":"IF($E470=DataInput!$B469,DataInput!K469,NA())","v":"NA"},null,null,"SA KADINA EAST",null,null,null,null,false,null,null,{"$error":"#N/A"},{"$error":"#N/A"},{"$error":"#N/A"},{"$error":"#N/A"},{"$error":"#N/A"},{"$error":"#N/A"},{"$error":"#N/A"},{"$error":"#N/A"},{"$error":"#N/A"},{"$error":"#N/A"}]
[null,{"$f":"IF(DataInput!B470=$B$8,IF($B$9=$B$10,TRUE,IF(DataInput!E470=$B$9,TRUE,FALSE)))","v":true},null,null,{"$f":"IF(B471=TRUE,DataInput!B470,NA())","v":"SA"},{"$f":"IF($E471=DataInput!$B470,DataInput!C470,NA())","v":"SKAD"},{"$f":"IF($E471=DataInput!$B470,DataInput!D470,NA())","v":"KADINA EAST"},{"$f":"IF($E471=DataInput!$B470,DataInput!E470,NA())","v":"SAPN"},{"$f":"IF($E471=DataInput!$B470,DataInput!F470,NA())","v":"Summer"},{"$f":"IF($E471=DataInput!$B470,DataInput!G470,NA())","v":"Non-Coincident"},{"$f":"IF($E471=DataInput!$B470,DataInput!H470,NA())","v":2006},{"$f":"IF($E471=DataInput!$B470,DataInput!I470,NA())","v":"Actual"},{"$f":"IF($E471=DataInput!$B470,DataInput!J470,NA())","v":22.572793999999998},{"$f":"IF($E471=DataInput!$B470,DataInput!K470,NA())","v":"NA"},null,null,"SA KADINA EAST",null,null,null,null,false,null,null,{"$error":"#N/A"},{"$error":"#N/A"},{"$error":"#N/A"},{"$error":"#N/A"},{"$error":"#N/A"},{"$error":"#N/A"},{"$error":"#N/A"},{"$error":"#N/A"},{"$error":"#N/A"},{"$error":"#N/A"}]
[null,{"$f":"IF(DataInput!B471=$B$8,IF($B$9=$B$10,TRUE,IF(DataInput!E471=$B$9,TRUE,FALSE)))","v":true},null,null,{"$f":"IF(B472=TRUE,DataInput!B471,NA())","v":"SA"},{"$f":"IF($E472=DataInput!$B471,DataInput!C471,NA())","v":"SKAD"},{"$f":"IF($E472=DataInput!$B471,DataInput!D471,NA())","v":"KADINA EAST"},{"$f":"IF($E472=DataInput!$B471,DataInput!E471,NA())","v":"SAPN"},{"$f":"IF($E472=DataInput!$B471,DataInput!F471,NA())","v":"Summer"},{"$f":"IF($E472=DataInput!$B471,DataInput!G471,NA())","v":"Non-Coincident"},{"$f":"IF($E472=DataInput!$B471,DataInput!H471,NA())","v":2007},{"$f":"IF($E472=DataInput!$B471,DataInput!I471,NA())","v":"Actual"},{"$f":"IF($E472=DataInput!$B471,DataInput!J471,NA())","v":20.040430000000001},{"$f":"IF($E472=DataInput!$B471,DataInput!K471,NA())","v":"NA"},null,null,"SA KADINA EAST",null,null,null,null,false,null,null,{"$error":"#N/A"},{"$error":"#N/A"},{"$error":"#N/A"},{"$error":"#N/A"},{"$error":"#N/A"},{"$error":"#N/A"},{"$error":"#N/A"},{"$error":"#N/A"},{"$error":"#N/A"},{"$error":"#N/A"}]
[null,{"$f":"IF(DataInput!B472=$B$8,IF($B$9=$B$10,TRUE,IF(DataInput!E472=$B$9,TRUE,FALSE)))","v":true},null,null,{"$f":"IF(B473=TRUE,DataInput!B472,NA())","v":"SA"},{"$f":"IF($E473=DataInput!$B472,DataInput!C472,NA())","v":"SKAD"},{"$f":"IF($E473=DataInput!$B472,DataInput!D472,NA())","v":"KADINA EAST"},{"$f":"IF($E473=DataInput!$B472,DataInput!E472,NA())","v":"SAPN"},{"$f":"IF($E473=DataInput!$B472,DataInput!F472,NA())","v":"Summer"},{"$f":"IF($E473=DataInput!$B472,DataInput!G472,NA())","v":"Non-Coincident"},{"$f":"IF($E473=DataInput!$B472,DataInput!H472,NA())","v":2008},{"$f":"IF($E473=DataInput!$B472,DataInput!I472,NA())","v":"Actual"},{"$f":"IF($E473=DataInput!$B472,DataInput!J472,NA())","v":24.096430000000002},{"$f":"IF($E473=DataInput!$B472,DataInput!K472,NA())","v":"NA"},null,null,"SA KADINA EAST",null,null,null,null,false,null,null,{"$error":"#N/A"},{"$error":"#N/A"},{"$error":"#N/A"},{"$error":"#N/A"},{"$error":"#N/A"},{"$error":"#N/A"},{"$error":"#N/A"},{"$error":"#N/A"},{"$error":"#N/A"},{"$error":"#N/A"}]
[null,{"$f":"IF(DataInput!B473=$B$8,IF($B$9=$B$10,TRUE,IF(DataInput!E473=$B$9,TRUE,FALSE)))","v":true},null,null,{"$f":"IF(B474=TRUE,DataInput!B473,NA())","v":"SA"},{"$f":"IF($E474=DataInput!$B473,DataInput!C473,NA())","v":"SKAD"},{"$f":"IF($E474=DataInput!$B473,DataInput!D473,NA())","v":"KADINA EAST"},{"$f":"IF($E474=DataInput!$B473,DataInput!E473,NA())","v":"SAPN"},{"$f":"IF($E474=DataInput!$B473,DataInput!F473,NA())","v":"Summer"},{"$f":"IF($E474=DataInput!$B473,DataInput!G473,NA())","v":"Non-Coincident"},{"$f":"IF($E474=DataInput!$B473,DataInput!H473,NA())","v":2009},{"$f":"IF($E474=DataInput!$B473,DataInput!I473,NA())","v":"Actual"},{"$f":"IF($E474=DataInput!$B473,DataInput!J473,NA())","v":25.299693999999999},{"$f":"IF($E474=DataInput!$B473,DataInput!K473,NA())","v":"NA"},null,null,"SA KADINA EAST",null,null,null,null,false,null,null,{"$error":"#N/A"},{"$error":"#N/A"},{"$error":"#N/A"},{"$error":"#N/A"},{"$error":"#N/A"},{"$error":"#N/A"},{"$error":"#N/A"},{"$error":"#N/A"},{"$error":"#N/A"},{"$error":"#N/A"}]
[null,{"$f":"IF(DataInput!B474=$B$8,IF($B$9=$B$10,TRUE,IF(DataInput!E474=$B$9,TRUE,FALSE)))","v":true},null,null,{"$f":"IF(B475=TRUE,DataInput!B474,NA())","v":"SA"},{"$f":"IF($E475=DataInput!$B474,DataInput!C474,NA())","v":"SKAD"},{"$f":"IF($E475=DataInput!$B474,DataInput!D474,NA())","v":"KADINA EAST"},{"$f":"IF($E475=DataInput!$B474,DataInput!E474,NA())","v":"SAPN"},{"$f":"IF($E475=DataInput!$B474,DataInput!F474,NA())","v":"Summer"},{"$f":"IF($E475=DataInput!$B474,DataInput!G474,NA())","v":"Non-Coincident"},{"$f":"IF($E475=DataInput!$B474,DataInput!H474,NA())","v":2010},{"$f":"IF($E475=DataInput!$B474,DataInput!I474,NA())","v":"Actual"},{"$f":"IF($E475=DataInput!$B474,DataInput!J474,NA())","v":26.24052},{"$f":"IF($E475=DataInput!$B474,DataInput!K474,NA())","v":"NA"},null,null,"SA KADINA EAST",null,null,null,null,false,null,null,{"$error":"#N/A"},{"$error":"#N/A"},{"$error":"#N/A"},{"$error":"#N/A"},{"$error":"#N/A"},{"$error":"#N/A"},{"$error":"#N/A"},{"$error":"#N/A"},{"$error":"#N/A"},{"$error":"#N/A"}]
[null,{"$f":"IF(DataInput!B475=$B$8,IF($B$9=$B$10,TRUE,IF(DataInput!E475=$B$9,TRUE,FALSE)))","v":true},null,null,{"$f":"IF(B476=TRUE,DataInput!B475,NA())","v":"SA"},{"$f":"IF($E476=DataInput!$B475,DataInput!C475,NA())","v":"SKAD"},{"$f":"IF($E476=DataInput!$B475,DataInput!D475,NA())","v":"KADINA EAST"},{"$f":"IF($E476=DataInput!$B475,DataInput!E475,NA())","v":"SAPN"},{"$f":"IF($E476=DataInput!$B475,DataInput!F475,NA())","v":"Summer"},{"$f":"IF($E476=DataInput!$B475,DataInput!G475,NA())","v":"Non-Coincident"},{"$f":"IF($E476=DataInput!$B475,DataInput!H475,NA())","v":2011},{"$f":"IF($E476=DataInput!$B475,DataInput!I475,NA())","v":"Actual"},{"$f":"IF($E476=DataInput!$B475,DataInput!J475,NA())","v":25.110230000000001},{"$f":"IF($E476=DataInput!$B475,DataInput!K475,NA())","v":"NA"},null,null,"SA KADINA EAST",null,null,null,null,false,null,null,{"$error":"#N/A"},{"$error":"#N/A"},{"$error":"#N/A"},{"$error":"#N/A"},{"$error":"#N/A"},{"$error":"#N/A"},{"$error":"#N/A"},{"$error":"#N/A"},{"$error":"#N/A"},{"$error":"#N/A"}]
[null,{"$f":"IF(DataInput!B476=$B$8,IF($B$9=$B$10,TRUE,IF(DataInput!E476=$B$9,TRUE,FALSE)))","v":true},null,null,{"$f":"IF(B477=TRUE,DataInput!B476,NA())","v":"SA"},{"$f":"IF($E477=DataInput!$B476,DataInput!C476,NA())","v":"SKAD"},{"$f":"IF($E477=DataInput!$B476,DataInput!D476,NA())","v":"KADINA EAST"},{"$f":"IF($E477=DataInput!$B476,DataInput!E476,NA())","v":"SAPN"},{"$f":"IF($E477=DataInput!$B476,DataInput!F476,NA())","v":"Summer"},{"$f":"IF($E477=DataInput!$B476,DataInput!G476,NA())","v":"Non-Coincident"},{"$f":"IF($E477=DataInput!$B476,DataInput!H476,NA())","v":2012},{"$f":"IF($E477=DataInput!$B476,DataInput!I476,NA())","v":"Actual"},{"$f":"IF($E477=DataInput!$B476,DataInput!J476,NA())","v":24.832211999999998},{"$f":"IF($E477=DataInput!$B476,DataInput!K476,NA())","v":"NA"},null,null,"SA KADINA EAST",null,null,null,null,false,null,null,{"$error":"#N/A"},{"$error":"#N/A"},{"$error":"#N/A"},{"$error":"#N/A"},{"$error":"#N/A"},{"$error":"#N/A"},{"$error":"#N/A"},{"$error":"#N/A"},{"$error":"#N/A"},{"$error":"#N/A"}]
[null,{"$f":"IF(DataInput!B477=$B$8,IF($B$9=$B$10,TRUE,IF(DataInput!E477=$B$9,TRUE,FALSE)))","v":true},null,null,{"$f":"IF(B478=TRUE,DataInput!B477,NA())","v":"SA"},{"$f":"IF($E478=DataInput!$B477,DataInput!C477,NA())","v":"SKAD"},{"$f":"IF($E478=DataInput!$B477,DataInput!D477,NA())","v":"KADINA EAST"},{"$f":"IF($E478=DataInput!$B477,DataInput!E477,NA())","v":"SAPN"},{"$f":"IF($E478=DataInput!$B477,DataInput!F477,NA())","v":"Summer"},{"$f":"IF($E478=DataInput!$B477,DataInput!G477,NA())","v":"Non-Coincident"},{"$f":"IF($E478=DataInput!$B477,DataInput!H477,NA())","v":2013},{"$f":"IF($E478=DataInput!$B477,DataInput!I477,NA())","v":"Actual"},{"$f":"IF($E478=DataInput!$B477,DataInput!J477,NA())","v":25.101392000000001},{"$f":"IF($E478=DataInput!$B477,DataInput!K477,NA())","v":"NA"},null,null,"SA KADINA EAST",null,null,null,null,false,null,null,{"$error":"#N/A"},{"$error":"#N/A"},{"$error":"#N/A"},{"$error":"#N/A"},{"$error":"#N/A"},{"$error":"#N/A"},{"$error":"#N/A"},{"$error":"#N/A"},{"$error":"#N/A"},{"$error":"#N/A"}]
[null,{"$f":"IF(DataInput!B478=$B$8,IF($B$9=$B$10,TRUE,IF(DataInput!E478=$B$9,TRUE,FALSE)))","v":true},null,null,{"$f":"IF(B479=TRUE,DataInput!B478,NA())","v":"SA"},{"$f":"IF($E479=DataInput!$B478,DataInput!C478,NA())","v":"SKAD"},{"$f":"IF($E479=DataInput!$B478,DataInput!D478,NA())","v":"KADINA EAST"},{"$f":"IF($E479=DataInput!$B478,DataInput!E478,NA())","v":"SAPN"},{"$f":"IF($E479=DataInput!$B478,DataInput!F478,NA())","v":"Summer"},{"$f":"IF($E479=DataInput!$B478,DataInput!G478,NA())","v":"Non-Coincident"},{"$f":"IF($E479=DataInput!$B478,DataInput!H478,NA())","v":2014},{"$f":"IF($E479=DataInput!$B478,DataInput!I478,NA())","v":"Actual"},{"$f":"IF($E479=DataInput!$B478,DataInput!J478,NA())","v":24.812156000000002},{"$f":"IF($E479=DataInput!$B478,DataInput!K478,NA())","v":"NA"},null,null,"SA KADINA EAST",null,null,null,null,false,null,null,{"$error":"#N/A"},{"$error":"#N/A"},{"$error":"#N/A"},{"$error":"#N/A"},{"$error":"#N/A"},{"$error":"#N/A"},{"$error":"#N/A"},{"$error":"#N/A"},{"$error":"#N/A"},{"$error":"#N/A"}]
[null,{"$f":"IF(DataInput!B479=$B$8,IF($B$9=$B$10,TRUE,IF(DataInput!E479=$B$9,TRUE,FALSE)))","v":true},null,null,{"$f":"IF(B480=TRUE,DataInput!B479,NA())","v":"SA"},{"$f":"IF($E480=DataInput!$B479,DataInput!C479,NA())","v":"SKAD"},{"$f":"IF($E480=DataInput!$B479,DataInput!D479,NA())","v":"KADINA EAST"},{"$f":"IF($E480=DataInput!$B479,DataInput!E479,NA())","v":"SAPN"},{"$f":"IF($E480=DataInput!$B479,DataInput!F479,NA())","v":"Winter"},{"$f":"IF($E480=DataInput!$B479,DataInput!G479,NA())","v":"Non-Coincident"},{"$f":"IF($E480=DataInput!$B479,DataInput!H479,NA())","v":2003},{"$f":"IF($E480=DataInput!$B479,DataInput!I479,NA())","v":"Actual"},{"$f":"IF($E480=DataInput!$B479,DataInput!J479,NA())","v":12.36707},{"$f":"IF($E480=DataInput!$B479,DataInput!K479,NA())","v":"NA"},null,null,"SA KADINA EAST",null,null,null,null,false,null,null,{"$error":"#N/A"},{"$error":"#N/A"},{"$error":"#N/A"},{"$error":"#N/A"},{"$error":"#N/A"},{"$error":"#N/A"},{"$error":"#N/A"},{"$error":"#N/A"},{"$error":"#N/A"},{"$error":"#N/A"}]
[null,{"$f":"IF(DataInput!B480=$B$8,IF($B$9=$B$10,TRUE,IF(DataInput!E480=$B$9,TRUE,FALSE)))","v":true},null,null,{"$f":"IF(B481=TRUE,DataInput!B480,NA())","v":"SA"},{"$f":"IF($E481=DataInput!$B480,DataInput!C480,NA())","v":"SKAD"},{"$f":"IF($E481=DataInput!$B480,DataInput!D480,NA())","v":"KADINA EAST"},{"$f":"IF($E481=DataInput!$B480,DataInput!E480,NA())","v":"SAPN"},{"$f":"IF($E481=DataInput!$B480,DataInput!F480,NA())","v":"Winter"},{"$f":"IF($E481=DataInput!$B480,DataInput!G480,NA())","v":"Non-Coincident"},{"$f":"IF($E481=DataInput!$B480,DataInput!H480,NA())","v":2004},{"$f":"IF($E481=DataInput!$B480,DataInput!I480,NA())","v":"Actual"},{"$f":"IF($E481=DataInput!$B480,DataInput!J480,NA())","v":12.968526000000001},{"$f":"IF($E481=DataInput!$B480,DataInput!K480,NA())","v":"NA"},null,null,"SA KADINA EAST",null,null,null,null,false,null,null,{"$error":"#N/A"},{"$error":"#N/A"},{"$error":"#N/A"},{"$error":"#N/A"},{"$error":"#N/A"},{"$error":"#N/A"},{"$error":"#N/A"},{"$error":"#N/A"},{"$error":"#N/A"},{"$error":"#N/A"}]
[null,{"$f":"IF(DataInput!B481=$B$8,IF($B$9=$B$10,TRUE,IF(DataInput!E481=$B$9,TRUE,FALSE)))","v":true},null,null,{"$f":"IF(B482=TRUE,DataInput!B481,NA())","v":"SA"},{"$f":"IF($E482=DataInput!$B481,DataInput!C481,NA())","v":"SKAD"},{"$f":"IF($E482=DataInput!$B481,DataInput!D481,NA())","v":"KADINA EAST"},{"$f":"IF($E482=DataInput!$B481,DataInput!E481,NA())","v":"SAPN"},{"$f":"IF($E482=DataInput!$B481,DataInput!F481,NA())","v":"Winter"},{"$f":"IF($E482=DataInput!$B481,DataInput!G481,NA())","v":"Non-Coincident"},{"$f":"IF($E482=DataInput!$B481,DataInput!H481,NA())","v":2005},{"$f":"IF($E482=DataInput!$B481,DataInput!I481,NA())","v":"Actual"},{"$f":"IF($E482=DataInput!$B481,DataInput!J481,NA())","v":14.218742000000001},{"$f":"IF($E482=DataInput!$B481,DataInput!K481,NA())","v":"NA"},null,null,"SA KADINA EAST",null,null,null,null,false,null,null,{"$error":"#N/A"},{"$error":"#N/A"},{"$error":"#N/A"},{"$error":"#N/A"},{"$error":"#N/A"},{"$error":"#N/A"},{"$error":"#N/A"},{"$error":"#N/A"},{"$error":"#N/A"},{"$error":"#N/A"}]
[null,{"$f":"IF(DataInput!B482=$B$8,IF($B$9=$B$10,TRUE,IF(DataInput!E482=$B$9,TRUE,FALSE)))","v":true},null,null,{"$f":"IF(B483=TRUE,DataInput!B482,NA())","v":"SA"},{"$f":"IF($E483=DataInput!$B482,DataInput!C482,NA())","v":"SKAD"},{"$f":"IF($E483=DataInput!$B482,DataInput!D482,NA())","v":"KADINA EAST"},{"$f":"IF($E483=DataInput!$B482,DataInput!E482,NA())","v":"SAPN"},{"$f":"IF($E483=DataInput!$B482,DataInput!F482,NA())","v":"Winter"},{"$f":"IF($E483=DataInput!$B482,DataInput!G482,NA())","v":"Non-Coincident"},{"$f":"IF($E483=DataInput!$B482,DataInput!H482,NA())","v":2006},{"$f":"IF($E483=DataInput!$B482,DataInput!I482,NA())","v":"Actual"},{"$f":"IF($E483=DataInput!$B482,DataInput!J482,NA())","v":15.000617999999999},{"$f":"IF($E483=DataInput!$B482,DataInput!K482,NA())","v":"NA"},null,null,"SA KADINA EAST",null,null,null,null,false,null,null,{"$error":"#N/A"},{"$error":"#N/A"},{"$error":"#N/A"},{"$error":"#N/A"},{"$error":"#N/A"},{"$error":"#N/A"},{"$error":"#N/A"},{"$error":"#N/A"},{"$error":"#N/A"},{"$error":"#N/A"}]
[null,{"$f":"IF(DataInput!B483=$B$8,IF($B$9=$B$10,TRUE,IF(DataInput!E483=$B$9,TRUE,FALSE)))","v":true},null,null,{"$f":"IF(B484=TRUE,DataInput!B483,NA())","v":"SA"},{"$f":"IF($E484=DataInput!$B483,DataInput!C483,NA())","v":"SKAD"},{"$f":"IF($E484=DataInput!$B483,DataInput!D483,NA())","v":"KADINA EAST"},{"$f":"IF($E484=DataInput!$B483,DataInput!E483,NA())","v":"SAPN"},{"$f":"IF($E484=DataInput!$B483,DataInput!F483,NA())","v":"Winter"},{"$f":"IF($E484=DataInput!$B483,DataInput!G483,NA())","v":"Non-Coincident"},{"$f":"IF($E484=DataInput!$B483,DataInput!H483,NA())","v":2007},{"$f":"IF($E484=DataInput!$B483,DataInput!I483,NA())","v":"Actual"},{"$f":"IF($E484=DataInput!$B483,DataInput!J483,NA())","v":14.991574},{"$f":"IF($E484=DataInput!$B483,DataInput!K483,NA())","v":"NA"},null,null,"SA KADINA EAST",null,null,null,null,false,null,null,{"$error":"#N/A"},{"$error":"#N/A"},{"$error":"#N/A"},{"$error":"#N/A"},{"$error":"#N/A"},{"$error":"#N/A"},{"$error":"#N/A"},{"$error":"#N/A"},{"$error":"#N/A"},{"$error":"#N/A"}]
[null,{"$f":"IF(DataInput!B484=$B$8,IF($B$9=$B$10,TRUE,IF(DataInput!E484=$B$9,TRUE,FALSE)))","v":true},null,null,{"$f":"IF(B485=TRUE,DataInput!B484,NA())","v":"SA"},{"$f":"IF($E485=DataInput!$B484,DataInput!C484,NA())","v":"SKAD"},{"$f":"IF($E485=DataInput!$B484,DataInput!D484,NA())","v":"KADINA EAST"},{"$f":"IF($E485=DataInput!$B484,DataInput!E484,NA())","v":"SAPN"},{"$f":"IF($E485=DataInput!$B484,DataInput!F484,NA())","v":"Winter"},{"$f":"IF($E485=DataInput!$B484,DataInput!G484,NA())","v":"Non-Coincident"},{"$f":"IF($E485=DataInput!$B484,DataInput!H484,NA())","v":2008},{"$f":"IF($E485=DataInput!$B484,DataInput!I484,NA())","v":"Actual"},{"$f":"IF($E485=DataInput!$B484,DataInput!J484,NA())","v":16.140879999999999},{"$f":"IF($E485=DataInput!$B484,DataInput!K484,NA())","v":"NA"},null,null,"SA KADINA EAST",null,null,null,null,false,null,null,{"$error":"#N/A"},{"$error":"#N/A"},{"$error":"#N/A"},{"$error":"#N/A"},{"$error":"#N/A"},{"$error":"#N/A"},{"$error":"#N/A"},{"$error":"#N/A"},{"$error":"#N/A"},{"$error":"#N/A"}]
[null,{"$f":"IF(DataInput!B485=$B$8,IF($B$9=$B$10,TRUE,IF(DataInput!E485=$B$9,TRUE,FALSE)))","v":true},null,null,{"$f":"IF(B486=TRUE,DataInput!B485,NA())","v":"SA"},{"$f":"IF($E486=DataInput!$B485,DataInput!C485,NA())","v":"SKAD"},{"$f":"IF($E486=DataInput!$B485,DataInput!D485,NA())","v":"KADINA EAST"},{"$f":"IF($E486=DataInput!$B485,DataInput!E485,NA())","v":"SAPN"},{"$f":"IF($E486=DataInput!$B485,DataInput!F485,NA())","v":"Winter"},{"$f":"IF($E486=DataInput!$B485,DataInput!G485,NA())","v":"Non-Coincident"},{"$f":"IF($E486=DataInput!$B485,DataInput!H485,NA())","v":2009},{"$f":"IF($E486=DataInput!$B485,DataInput!I485,NA())","v":"Actual"},{"$f":"IF($E486=DataInput!$B485,DataInput!J485,NA())","v":16.229991999999999},{"$f":"IF($E486=DataInput!$B485,DataInput!K485,NA())","v":"NA"},null,null,"SA KADINA EAST",null,null,null,null,false,null,null,{"$error":"#N/A"},{"$error":"#N/A"},{"$error":"#N/A"},{"$error":"#N/A"},{"$error":"#N/A"},{"$error":"#N/A"},{"$error":"#N/A"},{"$error":"#N/A"},{"$error":"#N/A"},{"$error":"#N/A"}]
[null,{"$f":"IF(DataInput!B486=$B$8,IF($B$9=$B$10,TRUE,IF(DataInput!E486=$B$9,TRUE,FALSE)))","v":true},null,null,{"$f":"IF(B487=TRUE,DataInput!B486,NA())","v":"SA"},{"$f":"IF($E487=DataInput!$B486,DataInput!C486,NA())","v":"SKAD"},{"$f":"IF($E487=DataInput!$B486,DataInput!D486,NA())","v":"KADINA EAST"},{"$f":"IF($E487=DataInput!$B486,DataInput!E486,NA())","v":"SAPN"},{"$f":"IF($E487=DataInput!$B486,DataInput!F486,NA())","v":"Winter"},{"$f":"IF($E487=DataInput!$B486,DataInput!G486,NA())","v":"Non-Coincident"},{"$f":"IF($E487=DataInput!$B486,DataInput!H486,NA())","v":2010},{"$f":"IF($E487=DataInput!$B486,DataInput!I486,NA())","v":"Actual"},{"$f":"IF($E487=DataInput!$B486,DataInput!J486,NA())","v":18.072704000000002},{"$f":"IF($E487=DataInput!$B486,DataInput!K486,NA())","v":"NA"},null,null,"SA KADINA EAST",null,null,null,null,false,null,null,{"$error":"#N/A"},{"$error":"#N/A"},{"$error":"#N/A"},{"$error":"#N/A"},{"$error":"#N/A"},{"$error":"#N/A"},{"$error":"#N/A"},{"$error":"#N/A"},{"$error":"#N/A"},{"$error":"#N/A"}]
[null,{"$f":"IF(DataInput!B487=$B$8,IF($B$9=$B$10,TRUE,IF(DataInput!E487=$B$9,TRUE,FALSE)))","v":true},null,null,{"$f":"IF(B488=TRUE,DataInput!B487,NA())","v":"SA"},{"$f":"IF($E488=DataInput!$B487,DataInput!C487,NA())","v":"SKAD"},{"$f":"IF($E488=DataInput!$B487,DataInput!D487,NA())","v":"KADINA EAST"},{"$f":"IF($E488=DataInput!$B487,DataInput!E487,NA())","v":"SAPN"},{"$f":"IF($E488=DataInput!$B487,DataInput!F487,NA())","v":"Winter"},{"$f":"IF($E488=DataInput!$B487,DataInput!G487,NA())","v":"Non-Coincident"},{"$f":"IF($E488=DataInput!$B487,DataInput!H487,NA())","v":2011},{"$f":"IF($E488=DataInput!$B487,DataInput!I487,NA())","v":"Actual"},{"$f":"IF($E488=DataInput!$B487,DataInput!J487,NA())","v":17.881900000000002},{"$f":"IF($E488=DataInput!$B487,DataInput!K487,NA())","v":"NA"},null,null,"SA KADINA EAST",null,null,null,null,false,null,null,{"$error":"#N/A"},{"$error":"#N/A"},{"$error":"#N/A"},{"$error":"#N/A"},{"$error":"#N/A"},{"$error":"#N/A"},{"$error":"#N/A"},{"$error":"#N/A"},{"$error":"#N/A"},{"$error":"#N/A"}]
[null,{"$f":"IF(DataInput!B488=$B$8,IF($B$9=$B$10,TRUE,IF(DataInput!E488=$B$9,TRUE,FALSE)))","v":true},null,null,{"$f":"IF(B489=TRUE,DataInput!B488,NA())","v":"SA"},{"$f":"IF($E489=DataInput!$B488,DataInput!C488,NA())","v":"SKAD"},{"$f":"IF($E489=DataInput!$B488,DataInput!D488,NA())","v":"KADINA EAST"},{"$f":"IF($E489=DataInput!$B488,DataInput!E488,NA())","v":"SAPN"},{"$f":"IF($E489=DataInput!$B488,DataInput!F488,NA())","v":"Winter"},{"$f":"IF($E489=DataInput!$B488,DataInput!G488,NA())","v":"Non-Coincident"},{"$f":"IF($E489=DataInput!$B488,DataInput!H488,NA())","v":2012},{"$f":"IF($E489=DataInput!$B488,DataInput!I488,NA())","v":"Actual"},{"$f":"IF($E489=DataInput!$B488,DataInput!J488,NA())","v":20.35324},{"$f":"IF($E489=DataInput!$B488,DataInput!K488,NA())","v":"NA"},null,null,"SA KADINA EAST",null,null,null,null,false,null,null,{"$error":"#N/A"},{"$error":"#N/A"},{"$error":"#N/A"},{"$error":"#N/A"},{"$error":"#N/A"},{"$error":"#N/A"},{"$error":"#N/A"},{"$error":"#N/A"},{"$error":"#N/A"},{"$error":"#N/A"}]
[null,{"$f":"IF(DataInput!B489=$B$8,IF($B$9=$B$10,TRUE,IF(DataInput!E489=$B$9,TRUE,FALSE)))","v":true},null,null,{"$f":"IF(B490=TRUE,DataInput!B489,NA())","v":"SA"},{"$f":"IF($E490=DataInput!$B489,DataInput!C489,NA())","v":"SKAD"},{"$f":"IF($E490=DataInput!$B489,DataInput!D489,NA())","v":"KADINA EAST"},{"$f":"IF($E490=DataInput!$B489,DataInput!E489,NA())","v":"SAPN"},{"$f":"IF($E490=DataInput!$B489,DataInput!F489,NA())","v":"Winter"},{"$f":"IF($E490=DataInput!$B489,DataInput!G489,NA())","v":"Non-Coincident"},{"$f":"IF($E490=DataInput!$B489,DataInput!H489,NA())","v":2013},{"$f":"IF($E490=DataInput!$B489,DataInput!I489,NA())","v":"Actual"},{"$f":"IF($E490=DataInput!$B489,DataInput!J489,NA())","v":18.434719999999999},{"$f":"IF($E490=DataInput!$B489,DataInput!K489,NA())","v":"NA"},null,null,"SA KADINA EAST",null,null,null,null,false,null,null,{"$error":"#N/A"},{"$error":"#N/A"},{"$error":"#N/A"},{"$error":"#N/A"},{"$error":"#N/A"},{"$error":"#N/A"},{"$error":"#N/A"},{"$error":"#N/A"},{"$error":"#N/A"},{"$error":"#N/A"}]
[null,{"$f":"IF(DataInput!B490=$B$8,IF($B$9=$B$10,TRUE,IF(DataInput!E490=$B$9,TRUE,FALSE)))","v":true},null,null,{"$f":"IF(B491=TRUE,DataInput!B490,NA())","v":"SA"},{"$f":"IF($E491=DataInput!$B490,DataInput!C490,NA())","v":"SKAD"},{"$f":"IF($E491=DataInput!$B490,DataInput!D490,NA())","v":"KADINA EAST"},{"$f":"IF($E491=DataInput!$B490,DataInput!E490,NA())","v":"SAPN"},{"$f":"IF($E491=DataInput!$B490,DataInput!F490,NA())","v":"Winter"},{"$f":"IF($E491=DataInput!$B490,DataInput!G490,NA())","v":"Non-Coincident"},{"$f":"IF($E491=DataInput!$B490,DataInput!H490,NA())","v":2014},{"$f":"IF($E491=DataInput!$B490,DataInput!I490,NA())","v":"Actual"},{"$f":"IF($E491=DataInput!$B490,DataInput!J490,NA())","v":19.523887999999999},{"$f":"IF($E491=DataInput!$B490,DataInput!K490,NA())","v":"NA"},null,null,"SA KADINA EAST",null,null,null,null,false,null,null,{"$error":"#N/A"},{"$error":"#N/A"},{"$error":"#N/A"},{"$error":"#N/A"},{"$error":"#N/A"},{"$error":"#N/A"},{"$error":"#N/A"},{"$error":"#N/A"},{"$error":"#N/A"},{"$error":"#N/A"}]
[null,{"$f":"IF(DataInput!B491=$B$8,IF($B$9=$B$10,TRUE,IF(DataInput!E491=$B$9,TRUE,FALSE)))","v":true},null,null,{"$f":"IF(B492=TRUE,DataInput!B491,NA())","v":"SA"},{"$f":"IF($E492=DataInput!$B491,DataInput!C491,NA())","v":"SKAN"},{"$f":"IF($E492=DataInput!$B491,DataInput!D491,NA())","v":"KANMANTOO"},{"$f":"IF($E492=DataInput!$B491,DataInput!E491,NA())","v":"SAPN"},{"$f":"IF($E492=DataInput!$B491,DataInput!F491,NA())","v":"Summer"},{"$f":"IF($E492=DataInput!$B491,DataInput!G491,NA())","v":"Non-Coincident"},{"$f":"IF($E492=DataInput!$B491,DataInput!H491,NA())","v":2003},{"$f":"IF($E492=DataInput!$B491,DataInput!I491,NA())","v":"Actual"},{"$f":"IF($E492=DataInput!$B491,DataInput!J491,NA())","v":0.79583800000000005},{"$f":"IF($E492=DataInput!$B491,DataInput!K491,NA())","v":"NA"},null,null,"SA KANMANTOO",null,null,null,null,false,null,null,{"$error":"#N/A"},{"$error":"#N/A"},{"$error":"#N/A"},{"$error":"#N/A"},{"$error":"#N/A"},{"$error":"#N/A"},{"$error":"#N/A"},{"$error":"#N/A"},{"$error":"#N/A"},{"$error":"#N/A"}]
[null,{"$f":"IF(DataInput!B492=$B$8,IF($B$9=$B$10,TRUE,IF(DataInput!E492=$B$9,TRUE,FALSE)))","v":true},null,null,{"$f":"IF(B493=TRUE,DataInput!B492,NA())","v":"SA"},{"$f":"IF($E493=DataInput!$B492,DataInput!C492,NA())","v":"SKAN"},{"$f":"IF($E493=DataInput!$B492,DataInput!D492,NA())","v":"KANMANTOO"},{"$f":"IF($E493=DataInput!$B492,DataInput!E492,NA())","v":"SAPN"},{"$f":"IF($E493=DataInput!$B492,DataInput!F492,NA())","v":"Summer"},{"$f":"IF($E493=DataInput!$B492,DataInput!G492,NA())","v":"Non-Coincident"},{"$f":"IF($E493=DataInput!$B492,DataInput!H492,NA())","v":2004},{"$f":"IF($E493=DataInput!$B492,DataInput!I492,NA())","v":"Actual"},{"$f":"IF($E493=DataInput!$B492,DataInput!J492,NA())","v":0.89247399999999999},{"$f":"IF($E493=DataInput!$B492,DataInput!K492,NA())","v":"NA"},null,null,"SA KANMANTOO",null,null,null,null,false,null,null,{"$error":"#N/A"},{"$error":"#N/A"},{"$error":"#N/A"},{"$error":"#N/A"},{"$error":"#N/A"},{"$error":"#N/A"},{"$error":"#N/A"},{"$error":"#N/A"},{"$error":"#N/A"},{"$error":"#N/A"}]
[null,{"$f":"IF(DataInput!B493=$B$8,IF($B$9=$B$10,TRUE,IF(DataInput!E493=$B$9,TRUE,FALSE)))","v":true},null,null,{"$f":"IF(B494=TRUE,DataInput!B493,NA())","v":"SA"},{"$f":"IF($E494=DataInput!$B493,DataInput!C493,NA())","v":"SKAN"},{"$f":"IF($E494=DataInput!$B493,DataInput!D493,NA())","v":"KANMANTOO"},{"$f":"IF($E494=DataInput!$B493,DataInput!E493,NA())","v":"SAPN"},{"$f":"IF($E494=DataInput!$B493,DataInput!F493,NA())","v":"Summer"},{"$f":"IF($E494=DataInput!$B493,DataInput!G493,NA())","v":"Non-Coincident"},{"$f":"IF($E494=DataInput!$B493,DataInput!H493,NA())","v":2005},{"$f":"IF($E494=DataInput!$B493,DataInput!I493,NA())","v":"Actual"},{"$f":"IF($E494=DataInput!$B493,DataInput!J493,NA())","v":0.89997000000000005},{"$f":"IF($E494=DataInput!$B493,DataInput!K493,NA())","v":"NA"},null,null,"SA KANMANTOO",null,null,null,null,false,null,null,{"$error":"#N/A"},{"$error":"#N/A"},{"$error":"#N/A"},{"$error":"#N/A"},{"$error":"#N/A"},{"$error":"#N/A"},{"$error":"#N/A"},{"$error":"#N/A"},{"$error":"#N/A"},{"$error":"#N/A"}]
[null,{"$f":"IF(DataInput!B494=$B$8,IF($B$9=$B$10,TRUE,IF(DataInput!E494=$B$9,TRUE,FALSE)))","v":true},null,null,{"$f":"IF(B495=TRUE,DataInput!B494,NA())","v":"SA"},{"$f":"IF($E495=DataInput!$B494,DataInput!C494,NA())","v":"SKAN"},{"$f":"IF($E495=DataInput!$B494,DataInput!D494,NA())","v":"KANMANTOO"},{"$f":"IF($E495=DataInput!$B494,DataInput!E494,NA())","v":"SAPN"},{"$f":"IF($E495=DataInput!$B494,DataInput!F494,NA())","v":"Summer"},{"$f":"IF($E495=DataInput!$B494,DataInput!G494,NA())","v":"Non-Coincident"},{"$f":"IF($E495=DataInput!$B494,DataInput!H494,NA())","v":2006},{"$f":"IF($E495=DataInput!$B494,DataInput!I494,NA())","v":"Actual"},{"$f":"IF($E495=DataInput!$B494,DataInput!J494,NA())","v":0.89563800000000005},{"$f":"IF($E495=DataInput!$B494,DataInput!K494,NA())","v":"NA"},null,null,"SA KANMANTOO",null,null,null,null,false,null,null,{"$error":"#N/A"},{"$error":"#N/A"},{"$error":"#N/A"},{"$error":"#N/A"},{"$error":"#N/A"},{"$error":"#N/A"},{"$error":"#N/A"},{"$error":"#N/A"},{"$error":"#N/A"},{"$error":"#N/A"}]
[null,{"$f":"IF(DataInput!B495=$B$8,IF($B$9=$B$10,TRUE,IF(DataInput!E495=$B$9,TRUE,FALSE)))","v":true},null,null,{"$f":"IF(B496=TRUE,DataInput!B495,NA())","v":"SA"},{"$f":"IF($E496=DataInput!$B495,DataInput!C495,NA())","v":"SKAN"},{"$f":"IF($E496=DataInput!$B495,DataInput!D495,NA())","v":"KANMANTOO"},{"$f":"IF($E496=DataInput!$B495,DataInput!E495,NA())","v":"SAPN"},{"$f":"IF($E496=DataInput!$B495,DataInput!F495,NA())","v":"Summer"},{"$f":"IF($E496=DataInput!$B495,DataInput!G495,NA())","v":"Non-Coincident"},{"$f":"IF($E496=DataInput!$B495,DataInput!H495,NA())","v":2007},{"$f":"IF($E496=DataInput!$B495,DataInput!I495,NA())","v":"Actual"},{"$f":"IF($E496=DataInput!$B495,DataInput!J495,NA())","v":0.93771400000000005},{"$f":"IF($E496=DataInput!$B495,DataInput!K495,NA())","v":"NA"},null,null,"SA KANMANTOO",null,null,null,null,false,null,null,{"$error":"#N/A"},{"$error":"#N/A"},{"$error":"#N/A"},{"$error":"#N/A"},{"$error":"#N/A"},{"$error":"#N/A"},{"$error":"#N/A"},{"$error":"#N/A"},{"$error":"#N/A"},{"$error":"#N/A"}]
[null,{"$f":"IF(DataInput!B496=$B$8,IF($B$9=$B$10,TRUE,IF(DataInput!E496=$B$9,TRUE,FALSE)))","v":true},null,null,{"$f":"IF(B497=TRUE,DataInput!B496,NA())","v":"SA"},{"$f":"IF($E497=DataInput!$B496,DataInput!C496,NA())","v":"SKAN"},{"$f":"IF($E497=DataInput!$B496,DataInput!D496,NA())","v":"KANMANTOO"},{"$f":"IF($E497=DataInput!$B496,DataInput!E496,NA())","v":"SAPN"},{"$f":"IF($E497=DataInput!$B496,DataInput!F496,NA())","v":"Summer"},{"$f":"IF($E497=DataInput!$B496,DataInput!G496,NA())","v":"Non-Coincident"},{"$f":"IF($E497=DataInput!$B496,DataInput!H496,NA())","v":2008},{"$f":"IF($E497=DataInput!$B496,DataInput!I496,NA())","v":"Actual"},{"$f":"IF($E497=DataInput!$B496,DataInput!J496,NA())","v":1.3500319999999999},{"$f":"IF($E497=DataInput!$B496,DataInput!K496,NA())","v":"NA"},null,null,"SA KANMANTOO",null,null,null,null,false,null,null,{"$error":"#N/A"},{"$error":"#N/A"},{"$error":"#N/A"},{"$error":"#N/A"},{"$error":"#N/A"},{"$error":"#N/A"},{"$error":"#N/A"},{"$error":"#N/A"},{"$error":"#N/A"},{"$error":"#N/A"}]
[null,{"$f":"IF(DataInput!B497=$B$8,IF($B$9=$B$10,TRUE,IF(DataInput!E497=$B$9,TRUE,FALSE)))","v":true},null,null,{"$f":"IF(B498=TRUE,DataInput!B497,NA())","v":"SA"},{"$f":"IF($E498=DataInput!$B497,DataInput!C497,NA())","v":"SKAN"},{"$f":"IF($E498=DataInput!$B497,DataInput!D497,NA())","v":"KANMANTOO"},{"$f":"IF($E498=DataInput!$B497,DataInput!E497,NA())","v":"SAPN"},{"$f":"IF($E498=DataInput!$B497,DataInput!F497,NA())","v":"Summer"},{"$f":"IF($E498=DataInput!$B497,DataInput!G497,NA())","v":"Non-Coincident"},{"$f":"IF($E498=DataInput!$B497,DataInput!H497,NA())","v":2009},{"$f":"IF($E498=DataInput!$B497,DataInput!I497,NA())","v":"Actual"},{"$f":"IF($E498=DataInput!$B497,DataInput!J497,NA())","v":1.5625560000000001},{"$f":"IF($E498=DataInput!$B497,DataInput!K497,NA())","v":"NA"},null,null,"SA KANMANTOO",null,null,null,null,false,null,null,{"$error":"#N/A"},{"$error":"#N/A"},{"$error":"#N/A"},{"$error":"#N/A"},{"$error":"#N/A"},{"$error":"#N/A"},{"$error":"#N/A"},{"$error":"#N/A"},{"$error":"#N/A"},{"$error":"#N/A"}]
[null,{"$f":"IF(DataInput!B498=$B$8,IF($B$9=$B$10,TRUE,IF(DataInput!E498=$B$9,TRUE,FALSE)))","v":true},null,null,{"$f":"IF(B499=TRUE,DataInput!B498,NA())","v":"SA"},{"$f":"IF($E499=DataInput!$B498,DataInput!C498,NA())","v":"SKAN"},{"$f":"IF($E499=DataInput!$B498,DataInput!D498,NA())","v":"KANMANTOO"},{"$f":"IF($E499=DataInput!$B498,DataInput!E498,NA())","v":"SAPN"},{"$f":"IF($E499=DataInput!$B498,DataInput!F498,NA())","v":"Summer"},{"$f":"IF($E499=DataInput!$B498,DataInput!G498,NA())","v":"Non-Coincident"},{"$f":"IF($E499=DataInput!$B498,DataInput!H498,NA())","v":2010},{"$f":"IF($E499=DataInput!$B498,DataInput!I498,NA())","v":"Actual"},{"$f":"IF($E499=DataInput!$B498,DataInput!J498,NA())","v":1.5477240000000001},{"$f":"IF($E499=DataInput!$B498,DataInput!K498,NA())","v":"NA"},null,null,"SA KANMANTOO",null,null,null,null,false,null,null,{"$error":"#N/A"},{"$error":"#N/A"},{"$error":"#N/A"},{"$error":"#N/A"},{"$error":"#N/A"},{"$error":"#N/A"},{"$error":"#N/A"},{"$error":"#N/A"},{"$error":"#N/A"},{"$error":"#N/A"}]
[null,{"$f":"IF(DataInput!B499=$B$8,IF($B$9=$B$10,TRUE,IF(DataInput!E499=$B$9,TRUE,FALSE)))","v":true},null,null,{"$f":"IF(B500=TRUE,DataInput!B499,NA())","v":"SA"},{"$f":"IF($E500=DataInput!$B499,DataInput!C499,NA())","v":"SKAN"},{"$f":"IF($E500=DataInput!$B499,DataInput!D499,NA())","v":"KANMANTOO"},{"$f":"IF($E500=DataInput!$B499,DataInput!E499,NA())","v":"SAPN"},{"$f":"IF($E500=DataInput!$B499,DataInput!F499,NA())","v":"Summer"},{"$f":"IF($E500=DataInput!$B499,DataInput!G499,NA())","v":"Non-Coincident"},{"$f":"IF($E500=DataInput!$B499,DataInput!H499,NA())","v":2011},{"$f":"IF($E500=DataInput!$B499,DataInput!I499,NA())","v":"Actual"},{"$f":"IF($E500=DataInput!$B499,DataInput!J499,NA())","v":1.577278},{"$f":"IF($E500=DataInput!$B499,DataInput!K499,NA())","v":"NA"},null,null,"SA KANMANTOO",null,null,null,null,false,null,null,{"$error":"#N/A"},{"$error":"#N/A"},{"$error":"#N/A"},{"$error":"#N/A"},{"$error":"#N/A"},{"$error":"#N/A"},{"$error":"#N/A"},{"$error":"#N/A"},{"$error":"#N/A"},{"$error":"#N/A"}]
[null,{"$f":"IF(DataInput!B500=$B$8,IF($B$9=$B$10,TRUE,IF(DataInput!E500=$B$9,TRUE,FALSE)))","v":true},null,null,{"$f":"IF(B501=TRUE,DataInput!B500,NA())","v":"SA"},{"$f":"IF($E501=DataInput!$B500,DataInput!C500,NA())","v":"SKAN"},{"$f":"IF($E501=DataInput!$B500,DataInput!D500,NA())","v":"KANMANTOO"},{"$f":"IF($E501=DataInput!$B500,DataInput!E500,NA())","v":"SAPN"},{"$f":"IF($E501=DataInput!$B500,DataInput!F500,NA())","v":"Summer"},{"$f":"IF($E501=DataInput!$B500,DataInput!G500,NA())","v":"Non-Coincident"},{"$f":"IF($E501=DataInput!$B500,DataInput!H500,NA())","v":2012},{"$f":"IF($E501=DataInput!$B500,DataInput!I500,NA())","v":"Actual"},{"$f":"IF($E501=DataInput!$B500,DataInput!J500,NA())","v":1.4099839999999999},{"$f":"IF($E501=DataInput!$B500,DataInput!K500,NA())","v":"NA"},null,null,"SA KANMANTOO",null,null,null,null,false,null,null,{"$error":"#N/A"},{"$error":"#N/A"},{"$error":"#N/A"},{"$error":"#N/A"},{"$error":"#N/A"},{"$error":"#N/A"},{"$error":"#N/A"},{"$error":"#N/A"},{"$error":"#N/A"},{"$error":"#N/A"}]
[null,{"$f":"IF(DataInput!B501=$B$8,IF($B$9=$B$10,TRUE,IF(DataInput!E501=$B$9,TRUE,FALSE)))","v":true},null,null,{"$f":"IF(B502=TRUE,DataInput!B501,NA())","v":"SA"},{"$f":"IF($E502=DataInput!$B501,DataInput!C501,NA())","v":"SKAN"},{"$f":"IF($E502=DataInput!$B501,DataInput!D501,NA())","v":"KANMANTOO"},{"$f":"IF($E502=DataInput!$B501,DataInput!E501,NA())","v":"SAPN"},{"$f":"IF($E502=DataInput!$B501,DataInput!F501,NA())","v":"Summer"},{"$f":"IF($E502=DataInput!$B501,DataInput!G501,NA())","v":"Non-Coincident"},{"$f":"IF($E502=DataInput!$B501,DataInput!H501,NA())","v":2013},{"$f":"IF($E502=DataInput!$B501,DataInput!I501,NA())","v":"Actual"},{"$f":"IF($E502=DataInput!$B501,DataInput!J501,NA())","v":1.4923599999999999},{"$f":"IF($E502=DataInput!$B501,DataInput!K501,NA())","v":"NA"},null,null,"SA KANMANTOO",null,null,null,null,false,null,null,{"$error":"#N/A"},{"$error":"#N/A"},{"$error":"#N/A"},{"$error":"#N/A"},{"$error":"#N/A"},{"$error":"#N/A"},{"$error":"#N/A"},{"$error":"#N/A"},{"$error":"#N/A"},{"$error":"#N/A"}]
[null,{"$f":"IF(DataInput!B502=$B$8,IF($B$9=$B$10,TRUE,IF(DataInput!E502=$B$9,TRUE,FALSE)))","v":true},null,null,{"$f":"IF(B503=TRUE,DataInput!B502,NA())","v":"SA"},{"$f":"IF($E503=DataInput!$B502,DataInput!C502,NA())","v":"SKAN"},{"$f":"IF($E503=DataInput!$B502,DataInput!D502,NA())","v":"KANMANTOO"},{"$f":"IF($E503=DataInput!$B502,DataInput!E502,NA())","v":"SAPN"},{"$f":"IF($E503=DataInput!$B502,DataInput!F502,NA())","v":"Summer"},{"$f":"IF($E503=DataInput!$B502,DataInput!G502,NA())","v":"Non-Coincident"},{"$f":"IF($E503=DataInput!$B502,DataInput!H502,NA())","v":2014},{"$f":"IF($E503=DataInput!$B502,DataInput!I502,NA())","v":"Actual"},{"$f":"IF($E503=DataInput!$B502,DataInput!J502,NA())","v":1.6627400000000001},{"$f":"IF($E503=DataInput!$B502,DataInput!K502,NA())","v":"NA"},null,null,"SA KANMANTOO",null,null,null,null,false,null,null,{"$error":"#N/A"},{"$error":"#N/A"},{"$error":"#N/A"},{"$error":"#N/A"},{"$error":"#N/A"},{"$error":"#N/A"},{"$error":"#N/A"},{"$error":"#N/A"},{"$error":"#N/A"},{"$error":"#N/A"}]
[null,{"$f":"IF(DataInput!B503=$B$8,IF($B$9=$B$10,TRUE,IF(DataInput!E503=$B$9,TRUE,FALSE)))","v":true},null,null,{"$f":"IF(B504=TRUE,DataInput!B503,NA())","v":"SA"},{"$f":"IF($E504=DataInput!$B503,DataInput!C503,NA())","v":"SKAN"},{"$f":"IF($E504=DataInput!$B503,DataInput!D503,NA())","v":"KANMANTOO"},{"$f":"IF($E504=DataInput!$B503,DataInput!E503,NA())","v":"SAPN"},{"$f":"IF($E504=DataInput!$B503,DataInput!F503,NA())","v":"Winter"},{"$f":"IF($E504=DataInput!$B503,DataInput!G503,NA())","v":"Non-Coincident"},{"$f":"IF($E504=DataInput!$B503,DataInput!H503,NA())","v":2003},{"$f":"IF($E504=DataInput!$B503,DataInput!I503,NA())","v":"Actual"},{"$f":"IF($E504=DataInput!$B503,DataInput!J503,NA())","v":0.98394000000000004},{"$f":"IF($E504=DataInput!$B503,DataInput!K503,NA())","v":"NA"},null,null,"SA KANMANTOO",null,null,null,null,false,null,null,{"$error":"#N/A"},{"$error":"#N/A"},{"$error":"#N/A"},{"$error":"#N/A"},{"$error":"#N/A"},{"$error":"#N/A"},{"$error":"#N/A"},{"$error":"#N/A"},{"$error":"#N/A"},{"$error":"#N/A"}]
[null,{"$f":"IF(DataInput!B504=$B$8,IF($B$9=$B$10,TRUE,IF(DataInput!E504=$B$9,TRUE,FALSE)))","v":true},null,null,{"$f":"IF(B505=TRUE,DataInput!B504,NA())","v":"SA"},{"$f":"IF($E505=DataInput!$B504,DataInput!C504,NA())","v":"SKAN"},{"$f":"IF($E505=DataInput!$B504,DataInput!D504,NA())","v":"KANMANTOO"},{"$f":"IF($E505=DataInput!$B504,DataInput!E504,NA())","v":"SAPN"},{"$f":"IF($E505=DataInput!$B504,DataInput!F504,NA())","v":"Winter"},{"$f":"IF($E505=DataInput!$B504,DataInput!G504,NA())","v":"Non-Coincident"},{"$f":"IF($E505=DataInput!$B504,DataInput!H504,NA())","v":2004},{"$f":"IF($E505=DataInput!$B504,DataInput!I504,NA())","v":"Actual"},{"$f":"IF($E505=DataInput!$B504,DataInput!J504,NA())","v":1.011806},{"$f":"IF($E505=DataInput!$B504,DataInput!K504,NA())","v":"NA"},null,null,"SA KANMANTOO",null,null,null,null,false,null,null,{"$error":"#N/A"},{"$error":"#N/A"},{"$error":"#N/A"},{"$error":"#N/A"},{"$error":"#N/A"},{"$error":"#N/A"},{"$error":"#N/A"},{"$error":"#N/A"},{"$error":"#N/A"},{"$error":"#N/A"}]
[null,{"$f":"IF(DataInput!B505=$B$8,IF($B$9=$B$10,TRUE,IF(DataInput!E505=$B$9,TRUE,FALSE)))","v":true},null,null,{"$f":"IF(B506=TRUE,DataInput!B505,NA())","v":"SA"},{"$f":"IF($E506=DataInput!$B505,DataInput!C505,NA())","v":"SKAN"},{"$f":"IF($E506=DataInput!$B505,DataInput!D505,NA())","v":"KANMANTOO"},{"$f":"IF($E506=DataInput!$B505,DataInput!E505,NA())","v":"SAPN"},{"$f":"IF($E506=DataInput!$B505,DataInput!F505,NA())","v":"Winter"},{"$f":"IF($E506=DataInput!$B505,DataInput!G505,NA())","v":"Non-Coincident"},{"$f":"IF($E506=DataInput!$B505,DataInput!H505,NA())","v":2005},{"$f":"IF($E506=DataInput!$B505,DataInput!I505,NA())","v":"Actual"},{"$f":"IF($E506=DataInput!$B505,DataInput!J505,NA())","v":1.1037159999999999},{"$f":"IF($E506=DataInput!$B505,DataInput!K505,NA())","v":"NA"},null,null,"SA KANMANTOO",null,null,null,null,false,null,null,{"$error":"#N/A"},{"$error":"#N/A"},{"$error":"#N/A"},{"$error":"#N/A"},{"$error":"#N/A"},{"$error":"#N/A"},{"$error":"#N/A"},{"$error":"#N/A"},{"$error":"#N/A"},{"$error":"#N/A"}]
[null,{"$f":"IF(DataInput!B506=$B$8,IF($B$9=$B$10,TRUE,IF(DataInput!E506=$B$9,TRUE,FALSE)))","v":true},null,null,{"$f":"IF(B507=TRUE,DataInput!B506,NA())","v":"SA"},{"$f":"IF($E507=DataInput!$B506,DataInput!C506,NA())","v":"SKAN"},{"$f":"IF($E507=DataInput!$B506,DataInput!D506,NA())","v":"KANMANTOO"},{"$f":"IF($E507=DataInput!$B506,DataInput!E506,NA())","v":"SAPN"},{"$f":"IF($E507=DataInput!$B506,DataInput!F506,NA())","v":"Winter"},{"$f":"IF($E507=DataInput!$B506,DataInput!G506,NA())","v":"Non-Coincident"},{"$f":"IF($E507=DataInput!$B506,DataInput!H506,NA())","v":2006},{"$f":"IF($E507=DataInput!$B506,DataInput!I506,NA())","v":"Actual"},{"$f":"IF($E507=DataInput!$B506,DataInput!J506,NA())","v":1.0782579999999999},{"$f":"IF($E507=DataInput!$B506,DataInput!K506,NA())","v":"NA"},null,null,"SA KANMANTOO",null,null,null,null,false,null,null,{"$error":"#N/A"},{"$error":"#N/A"},{"$error":"#N/A"},{"$error":"#N/A"},{"$error":"#N/A"},{"$error":"#N/A"},{"$error":"#N/A"},{"$error":"#N/A"},{"$error":"#N/A"},{"$error":"#N/A"}]
[null,{"$f":"IF(DataInput!B507=$B$8,IF($B$9=$B$10,TRUE,IF(DataInput!E507=$B$9,TRUE,FALSE)))","v":true},null,null,{"$f":"IF(B508=TRUE,DataInput!B507,NA())","v":"SA"},{"$f":"IF($E508=DataInput!$B507,DataInput!C507,NA())","v":"SKAN"},{"$f":"IF($E508=DataInput!$B507,DataInput!D507,NA())","v":"KANMANTOO"},{"$f":"IF($E508=DataInput!$B507,DataInput!E507,NA())","v":"SAPN"},{"$f":"IF($E508=DataInput!$B507,DataInput!F507,NA())","v":"Winter"},{"$f":"IF($E508=DataInput!$B507,DataInput!G507,NA())","v":"Non-Coincident"},{"$f":"IF($E508=DataInput!$B507,DataInput!H507,NA())","v":2007},{"$f":"IF($E508=DataInput!$B507,DataInput!I507,NA())","v":"Actual"},{"$f":"IF($E508=DataInput!$B507,DataInput!J507,NA())","v":1.3557539999999999},{"$f":"IF($E508=DataInput!$B507,DataInput!K507,NA())","v":"NA"},null,null,"SA KANMANTOO",null,null,null,null,false,null,null,{"$error":"#N/A"},{"$error":"#N/A"},{"$error":"#N/A"},{"$error":"#N/A"},{"$error":"#N/A"},{"$error":"#N/A"},{"$error":"#N/A"},{"$error":"#N/A"},{"$error":"#N/A"},{"$error":"#N/A"}]
[null,{"$f":"IF(DataInput!B508=$B$8,IF($B$9=$B$10,TRUE,IF(DataInput!E508=$B$9,TRUE,FALSE)))","v":true},null,null,{"$f":"IF(B509=TRUE,DataInput!B508,NA())","v":"SA"},{"$f":"IF($E509=DataInput!$B508,DataInput!C508,NA())","v":"SKAN"},{"$f":"IF($E509=DataInput!$B508,DataInput!D508,NA())","v":"KANMANTOO"},{"$f":"IF($E509=DataInput!$B508,DataInput!E508,NA())","v":"SAPN"},{"$f":"IF($E509=DataInput!$B508,DataInput!F508,NA())","v":"Winter"},{"$f":"IF($E509=DataInput!$B508,DataInput!G508,NA())","v":"Non-Coincident"},{"$f":"IF($E509=DataInput!$B508,DataInput!H508,NA())","v":2008},{"$f":"IF($E509=DataInput!$B508,DataInput!I508,NA())","v":"Actual"},{"$f":"IF($E509=DataInput!$B508,DataInput!J508,NA())","v":1.3703799999999999},{"$f":"IF($E509=DataInput!$B508,DataInput!K508,NA())","v":"NA"},null,null,"SA KANMANTOO",null,null,null,null,false,null,null,{"$error":"#N/A"},{"$error":"#N/A"},{"$error":"#N/A"},{"$error":"#N/A"},{"$error":"#N/A"},{"$error":"#N/A"},{"$error":"#N/A"},{"$error":"#N/A"},{"$error":"#N/A"},{"$error":"#N/A"}]
[null,{"$f":"IF(DataInput!B509=$B$8,IF($B$9=$B$10,TRUE,IF(DataInput!E509=$B$9,TRUE,FALSE)))","v":true},null,null,{"$f":"IF(B510=TRUE,DataInput!B509,NA())","v":"SA"},{"$f":"IF($E510=DataInput!$B509,DataInput!C509,NA())","v":"SKAN"},{"$f":"IF($E510=DataInput!$B509,DataInput!D509,NA())","v":"KANMANTOO"},{"$f":"IF($E510=DataInput!$B509,DataInput!E509,NA())","v":"SAPN"},{"$f":"IF($E510=DataInput!$B509,DataInput!F509,NA())","v":"Winter"},{"$f":"IF($E510=DataInput!$B509,DataInput!G509,NA())","v":"Non-Coincident"},{"$f":"IF($E510=DataInput!$B509,DataInput!H509,NA())","v":2009},{"$f":"IF($E510=DataInput!$B509,DataInput!I509,NA())","v":"Actual"},{"$f":"IF($E510=DataInput!$B509,DataInput!J509,NA())","v":1.36128},{"$f":"IF($E510=DataInput!$B509,DataInput!K509,NA())","v":"NA"},null,null,"SA KANMANTOO",null,null,null,null,false,null,null,{"$error":"#N/A"},{"$error":"#N/A"},{"$error":"#N/A"},{"$error":"#N/A"},{"$error":"#N/A"},{"$error":"#N/A"},{"$error":"#N/A"},{"$error":"#N/A"},{"$error":"#N/A"},{"$error":"#N/A"}]
[null,{"$f":"IF(DataInput!B510=$B$8,IF($B$9=$B$10,TRUE,IF(DataInput!E510=$B$9,TRUE,FALSE)))","v":true},null,null,{"$f":"IF(B511=TRUE,DataInput!B510,NA())","v":"SA"},{"$f":"IF($E511=DataInput!$B510,DataInput!C510,NA())","v":"SKAN"},{"$f":"IF($E511=DataInput!$B510,DataInput!D510,NA())","v":"KANMANTOO"},{"$f":"IF($E511=DataInput!$B510,DataInput!E510,NA())","v":"SAPN"},{"$f":"IF($E511=DataInput!$B510,DataInput!F510,NA())","v":"Winter"},{"$f":"IF($E511=DataInput!$B510,DataInput!G510,NA())","v":"Non-Coincident"},{"$f":"IF($E511=DataInput!$B510,DataInput!H510,NA())","v":2010},{"$f":"IF($E511=DataInput!$B510,DataInput!I510,NA())","v":"Actual"},{"$f":"IF($E511=DataInput!$B510,DataInput!J510,NA())","v":1.3393539999999999},{"$f":"IF($E511=DataInput!$B510,DataInput!K510,NA())","v":"NA"},null,null,"SA KANMANTOO",null,null,null,null,false,null,null,{"$error":"#N/A"},{"$error":"#N/A"},{"$error":"#N/A"},{"$error":"#N/A"},{"$error":"#N/A"},{"$error":"#N/A"},{"$error":"#N/A"},{"$error":"#N/A"},{"$error":"#N/A"},{"$error":"#N/A"}]
[null,{"$f":"IF(DataInput!B511=$B$8,IF($B$9=$B$10,TRUE,IF(DataInput!E511=$B$9,TRUE,FALSE)))","v":true},null,null,{"$f":"IF(B512=TRUE,DataInput!B511,NA())","v":"SA"},{"$f":"IF($E512=DataInput!$B511,DataInput!C511,NA())","v":"SKAN"},{"$f":"IF($E512=DataInput!$B511,DataInput!D511,NA())","v":"KANMANTOO"},{"$f":"IF($E512=DataInput!$B511,DataInput!E511,NA())","v":"SAPN"},{"$f":"IF($E512=DataInput!$B511,DataInput!F511,NA())","v":"Winter"},{"$f":"IF($E512=DataInput!$B511,DataInput!G511,NA())","v":"Non-Coincident"},{"$f":"IF($E512=DataInput!$B511,DataInput!H511,NA())","v":2011},{"$f":"IF($E512=DataInput!$B511,DataInput!I511,NA())","v":"Actual"},{"$f":"IF($E512=DataInput!$B511,DataInput!J511,NA())","v":1.3517159999999999},{"$f":"IF($E512=DataInput!$B511,DataInput!K511,NA())","v":"NA"},null,null,"SA KANMANTOO",null,null,null,null,false,null,null,{"$error":"#N/A"},{"$error":"#N/A"},{"$error":"#N/A"},{"$error":"#N/A"},{"$error":"#N/A"},{"$error":"#N/A"},{"$error":"#N/A"},{"$error":"#N/A"},{"$error":"#N/A"},{"$error":"#N/A"}]
[null,{"$f":"IF(DataInput!B512=$B$8,IF($B$9=$B$10,TRUE,IF(DataInput!E512=$B$9,TRUE,FALSE)))","v":true},null,null,{"$f":"IF(B513=TRUE,DataInput!B512,NA())","v":"SA"},{"$f":"IF($E513=DataInput!$B512,DataInput!C512,NA())","v":"SKAN"},{"$f":"IF($E513=DataInput!$B512,DataInput!D512,NA())","v":"KANMANTOO"},{"$f":"IF($E513=DataInput!$B512,DataInput!E512,NA())","v":"SAPN"},{"$f":"IF($E513=DataInput!$B512,DataInput!F512,NA())","v":"Winter"},{"$f":"IF($E513=DataInput!$B512,DataInput!G512,NA())","v":"Non-Coincident"},{"$f":"IF($E513=DataInput!$B512,DataInput!H512,NA())","v":2012},{"$f":"IF($E513=DataInput!$B512,DataInput!I512,NA())","v":"Actual"},{"$f":"IF($E513=DataInput!$B512,DataInput!J512,NA())","v":1.3187279999999999},{"$f":"IF($E513=DataInput!$B512,DataInput!K512,NA())","v":"NA"},null,null,"SA KANMANTOO",null,null,null,null,false,null,null,{"$error":"#N/A"},{"$error":"#N/A"},{"$error":"#N/A"},{"$error":"#N/A"},{"$error":"#N/A"},{"$error":"#N/A"},{"$error":"#N/A"},{"$error":"#N/A"},{"$error":"#N/A"},{"$error":"#N/A"}]
[null,{"$f":"IF(DataInput!B513=$B$8,IF($B$9=$B$10,TRUE,IF(DataInput!E513=$B$9,TRUE,FALSE)))","v":true},null,null,{"$f":"IF(B514=TRUE,DataInput!B513,NA())","v":"SA"},{"$f":"IF($E514=DataInput!$B513,DataInput!C513,NA())","v":"SKAN"},{"$f":"IF($E514=DataInput!$B513,DataInput!D513,NA())","v":"KANMANTOO"},{"$f":"IF($E514=DataInput!$B513,DataInput!E513,NA())","v":"SAPN"},{"$f":"IF($E514=DataInput!$B513,DataInput!F513,NA())","v":"Winter"},{"$f":"IF($E514=DataInput!$B513,DataInput!G513,NA())","v":"Non-Coincident"},{"$f":"IF($E514=DataInput!$B513,DataInput!H513,NA())","v":2013},{"$f":"IF($E514=DataInput!$B513,DataInput!I513,NA())","v":"Actual"},{"$f":"IF($E514=DataInput!$B513,DataInput!J513,NA())","v":1.4666380000000001},{"$f":"IF($E514=DataInput!$B513,DataInput!K513,NA())","v":"NA"},null,null,"SA KANMANTOO",null,null,null,null,false,null,null,{"$error":"#N/A"},{"$error":"#N/A"},{"$error":"#N/A"},{"$error":"#N/A"},{"$error":"#N/A"},{"$error":"#N/A"},{"$error":"#N/A"},{"$error":"#N/A"},{"$error":"#N/A"},{"$error":"#N/A"}]
[null,{"$f":"IF(DataInput!B514=$B$8,IF($B$9=$B$10,TRUE,IF(DataInput!E514=$B$9,TRUE,FALSE)))","v":true},null,null,{"$f":"IF(B515=TRUE,DataInput!B514,NA())","v":"SA"},{"$f":"IF($E515=DataInput!$B514,DataInput!C514,NA())","v":"SKAN"},{"$f":"IF($E515=DataInput!$B514,DataInput!D514,NA())","v":"KANMANTOO"},{"$f":"IF($E515=DataInput!$B514,DataInput!E514,NA())","v":"SAPN"},{"$f":"IF($E515=DataInput!$B514,DataInput!F514,NA())","v":"Winter"},{"$f":"IF($E515=DataInput!$B514,DataInput!G514,NA())","v":"Non-Coincident"},{"$f":"IF($E515=DataInput!$B514,DataInput!H514,NA())","v":2014},{"$f":"IF($E515=DataInput!$B514,DataInput!I514,NA())","v":"Actual"},{"$f":"IF($E515=DataInput!$B514,DataInput!J514,NA())","v":1.581636},{"$f":"IF($E515=DataInput!$B514,DataInput!K514,NA())","v":"NA"},null,null,"SA KANMANTOO",null,null,null,null,false,null,null,{"$error":"#N/A"},{"$error":"#N/A"},{"$error":"#N/A"},{"$error":"#N/A"},{"$error":"#N/A"},{"$error":"#N/A"},{"$error":"#N/A"},{"$error":"#N/A"},{"$error":"#N/A"},{"$error":"#N/A"}]
[null,{"$f":"IF(DataInput!B515=$B$8,IF($B$9=$B$10,TRUE,IF(DataInput!E515=$B$9,TRUE,FALSE)))","v":true},null,null,{"$f":"IF(B516=TRUE,DataInput!B515,NA())","v":"SA"},{"$f":"IF($E516=DataInput!$B515,DataInput!C515,NA())","v":"SKNC"},{"$f":"IF($E516=DataInput!$B515,DataInput!D515,NA())","v":"KINCRAIG"},{"$f":"IF($E516=DataInput!$B515,DataInput!E515,NA())","v":"SAPN"},{"$f":"IF($E516=DataInput!$B515,DataInput!F515,NA())","v":"Summer"},{"$f":"IF($E516=DataInput!$B515,DataInput!G515,NA())","v":"Non-Coincident"},{"$f":"IF($E516=DataInput!$B515,DataInput!H515,NA())","v":2003},{"$f":"IF($E516=DataInput!$B515,DataInput!I515,NA())","v":"Actual"},{"$f":"IF($E516=DataInput!$B515,DataInput!J515,NA())","v":19.087420000000002},{"$f":"IF($E516=DataInput!$B515,DataInput!K515,NA())","v":"NA"},null,null,"SA KINCRAIG",null,null,null,null,false,null,null,{"$error":"#N/A"},{"$error":"#N/A"},{"$error":"#N/A"},{"$error":"#N/A"},{"$error":"#N/A"},{"$error":"#N/A"},{"$error":"#N/A"},{"$error":"#N/A"},{"$error":"#N/A"},{"$error":"#N/A"}]
[null,{"$f":"IF(DataInput!B516=$B$8,IF($B$9=$B$10,TRUE,IF(DataInput!E516=$B$9,TRUE,FALSE)))","v":true},null,null,{"$f":"IF(B517=TRUE,DataInput!B516,NA())","v":"SA"},{"$f":"IF($E517=DataInput!$B516,DataInput!C516,NA())","v":"SKNC"},{"$f":"IF($E517=DataInput!$B516,DataInput!D516,NA())","v":"KINCRAIG"},{"$f":"IF($E517=DataInput!$B516,DataInput!E516,NA())","v":"SAPN"},{"$f":"IF($E517=DataInput!$B516,DataInput!F516,NA())","v":"Summer"},{"$f":"IF($E517=DataInput!$B516,DataInput!G516,NA())","v":"Non-Coincident"},{"$f":"IF($E517=DataInput!$B516,DataInput!H516,NA())","v":2004},{"$f":"IF($E517=DataInput!$B516,DataInput!I516,NA())","v":"Actual"},{"$f":"IF($E517=DataInput!$B516,DataInput!J516,NA())","v":18.509267999999999},{"$f":"IF($E517=DataInput!$B516,DataInput!K516,NA())","v":"NA"},null,null,"SA KINCRAIG",null,null,null,null,false,null,null,{"$error":"#N/A"},{"$error":"#N/A"},{"$error":"#N/A"},{"$error":"#N/A"},{"$error":"#N/A"},{"$error":"#N/A"},{"$error":"#N/A"},{"$error":"#N/A"},{"$error":"#N/A"},{"$error":"#N/A"}]
[null,{"$f":"IF(DataInput!B517=$B$8,IF($B$9=$B$10,TRUE,IF(DataInput!E517=$B$9,TRUE,FALSE)))","v":true},null,null,{"$f":"IF(B518=TRUE,DataInput!B517,NA())","v":"SA"},{"$f":"IF($E518=DataInput!$B517,DataInput!C517,NA())","v":"SKNC"},{"$f":"IF($E518=DataInput!$B517,DataInput!D517,NA())","v":"KINCRAIG"},{"$f":"IF($E518=DataInput!$B517,DataInput!E517,NA())","v":"SAPN"},{"$f":"IF($E518=DataInput!$B517,DataInput!F517,NA())","v":"Summer"},{"$f":"IF($E518=DataInput!$B517,DataInput!G517,NA())","v":"Non-Coincident"},{"$f":"IF($E518=DataInput!$B517,DataInput!H517,NA())","v":2005},{"$f":"IF($E518=DataInput!$B517,DataInput!I517,NA())","v":"Actual"},{"$f":"IF($E518=DataInput!$B517,DataInput!J517,NA())","v":19.287908000000002},{"$f":"IF($E518=DataInput!$B517,DataInput!K517,NA())","v":"NA"},null,null,"SA KINCRAIG",null,null,null,null,false,null,null,{"$error":"#N/A"},{"$error":"#N/A"},{"$error":"#N/A"},{"$error":"#N/A"},{"$error":"#N/A"},{"$error":"#N/A"},{"$error":"#N/A"},{"$error":"#N/A"},{"$error":"#N/A"},{"$error":"#N/A"}]
[null,{"$f":"IF(DataInput!B518=$B$8,IF($B$9=$B$10,TRUE,IF(DataInput!E518=$B$9,TRUE,FALSE)))","v":true},null,null,{"$f":"IF(B519=TRUE,DataInput!B518,NA())","v":"SA"},{"$f":"IF($E519=DataInput!$B518,DataInput!C518,NA())","v":"SKNC"},{"$f":"IF($E519=DataInput!$B518,DataInput!D518,NA())","v":"KINCRAIG"},{"$f":"IF($E519=DataInput!$B518,DataInput!E518,NA())","v":"SAPN"},{"$f":"IF($E519=DataInput!$B518,DataInput!F518,NA())","v":"Summer"},{"$f":"IF($E519=DataInput!$B518,DataInput!G518,NA())","v":"Non-Coincident"},{"$f":"IF($E519=DataInput!$B518,DataInput!H518,NA())","v":2006},{"$f":"IF($E519=DataInput!$B518,DataInput!I518,NA())","v":"Actual"},{"$f":"IF($E519=DataInput!$B518,DataInput!J518,NA())","v":21.914263999999999},{"$f":"IF($E519=DataInput!$B518,DataInput!K518,NA())","v":"NA"},null,null,"SA KINCRAIG",null,null,null,null,false,null,null,{"$error":"#N/A"},{"$error":"#N/A"},{"$error":"#N/A"},{"$error":"#N/A"},{"$error":"#N/A"},{"$error":"#N/A"},{"$error":"#N/A"},{"$error":"#N/A"},{"$error":"#N/A"},{"$error":"#N/A"}]
[null,{"$f":"IF(DataInput!B519=$B$8,IF($B$9=$B$10,TRUE,IF(DataInput!E519=$B$9,TRUE,FALSE)))","v":true},null,null,{"$f":"IF(B520=TRUE,DataInput!B519,NA())","v":"SA"},{"$f":"IF($E520=DataInput!$B519,DataInput!C519,NA())","v":"SKNC"},{"$f":"IF($E520=DataInput!$B519,DataInput!D519,NA())","v":"KINCRAIG"},{"$f":"IF($E520=DataInput!$B519,DataInput!E519,NA())","v":"SAPN"},{"$f":"IF($E520=DataInput!$B519,DataInput!F519,NA())","v":"Summer"},{"$f":"IF($E520=DataInput!$B519,DataInput!G519,NA())","v":"Non-Coincident"},{"$f":"IF($E520=DataInput!$B519,DataInput!H519,NA())","v":2007},{"$f":"IF($E520=DataInput!$B519,DataInput!I519,NA())","v":"Actual"},{"$f":"IF($E520=DataInput!$B519,DataInput!J519,NA())","v":21.676672},{"$f":"IF($E520=DataInput!$B519,DataInput!K519,NA())","v":"NA"},null,null,"SA KINCRAIG",null,null,null,null,false,null,null,{"$error":"#N/A"},{"$error":"#N/A"},{"$error":"#N/A"},{"$error":"#N/A"},{"$error":"#N/A"},{"$error":"#N/A"},{"$error":"#N/A"},{"$error":"#N/A"},{"$error":"#N/A"},{"$error":"#N/A"}]
[null,{"$f":"IF(DataInput!B520=$B$8,IF($B$9=$B$10,TRUE,IF(DataInput!E520=$B$9,TRUE,FALSE)))","v":true},null,null,{"$f":"IF(B521=TRUE,DataInput!B520,NA())","v":"SA"},{"$f":"IF($E521=DataInput!$B520,DataInput!C520,NA())","v":"SKNC"},{"$f":"IF($E521=DataInput!$B520,DataInput!D520,NA())","v":"KINCRAIG"},{"$f":"IF($E521=DataInput!$B520,DataInput!E520,NA())","v":"SAPN"},{"$f":"IF($E521=DataInput!$B520,DataInput!F520,NA())","v":"Summer"},{"$f":"IF($E521=DataInput!$B520,DataInput!G520,NA())","v":"Non-Coincident"},{"$f":"IF($E521=DataInput!$B520,DataInput!H520,NA())","v":2008},{"$f":"IF($E521=DataInput!$B520,DataInput!I520,NA())","v":"Actual"},{"$f":"IF($E521=DataInput!$B520,DataInput!J520,NA())","v":27.973904000000001},{"$f":"IF($E521=DataInput!$B520,DataInput!K520,NA())","v":"NA"},null,null,"SA KINCRAIG",null,null,null,null,false,null,null,{"$error":"#N/A"},{"$error":"#N/A"},{"$error":"#N/A"},{"$error":"#N/A"},{"$error":"#N/A"},{"$error":"#N/A"},{"$error":"#N/A"},{"$error":"#N/A"},{"$error":"#N/A"},{"$error":"#N/A"}]
[null,{"$f":"IF(DataInput!B521=$B$8,IF($B$9=$B$10,TRUE,IF(DataInput!E521=$B$9,TRUE,FALSE)))","v":true},null,null,{"$f":"IF(B522=TRUE,DataInput!B521,NA())","v":"SA"},{"$f":"IF($E522=DataInput!$B521,DataInput!C521,NA())","v":"SKNC"},{"$f":"IF($E522=DataInput!$B521,DataInput!D521,NA())","v":"KINCRAIG"},{"$f":"IF($E522=DataInput!$B521,DataInput!E521,NA())","v":"SAPN"},{"$f":"IF($E522=DataInput!$B521,DataInput!F521,NA())","v":"Summer"},{"$f":"IF($E522=DataInput!$B521,DataInput!G521,NA())","v":"Non-Coincident"},{"$f":"IF($E522=DataInput!$B521,DataInput!H521,NA())","v":2009},{"$f":"IF($E522=DataInput!$B521,DataInput!I521,NA())","v":"Actual"},{"$f":"IF($E522=DataInput!$B521,DataInput!J521,NA())","v":29.476051999999999},{"$f":"IF($E522=DataInput!$B521,DataInput!K521,NA())","v":"NA"},null,null,"SA KINCRAIG",null,null,null,null,false,null,null,{"$error":"#N/A"},{"$error":"#N/A"},{"$error":"#N/A"},{"$error":"#N/A"},{"$error":"#N/A"},{"$error":"#N/A"},{"$error":"#N/A"},{"$error":"#N/A"},{"$error":"#N/A"},{"$error":"#N/A"}]
[null,{"$f":"IF(DataInput!B522=$B$8,IF($B$9=$B$10,TRUE,IF(DataInput!E522=$B$9,TRUE,FALSE)))","v":true},null,null,{"$f":"IF(B523=TRUE,DataInput!B522,NA())","v":"SA"},{"$f":"IF($E523=DataInput!$B522,DataInput!C522,NA())","v":"SKNC"},{"$f":"IF($E523=DataInput!$B522,DataInput!D522,NA())","v":"KINCRAIG"},{"$f":"IF($E523=DataInput!$B522,DataInput!E522,NA())","v":"SAPN"},{"$f":"IF($E523=DataInput!$B522,DataInput!F522,NA())","v":"Summer"},{"$f":"IF($E523=DataInput!$B522,DataInput!G522,NA())","v":"Non-Coincident"},{"$f":"IF($E523=DataInput!$B522,DataInput!H522,NA())","v":2010},{"$f":"IF($E523=DataInput!$B522,DataInput!I522,NA())","v":"Actual"},{"$f":"IF($E523=DataInput!$B522,DataInput!J522,NA())","v":27.036812000000001},{"$f":"IF($E523=DataInput!$B522,DataInput!K522,NA())","v":"NA"},null,null,"SA KINCRAIG",null,null,null,null,false,null,null,{"$error":"#N/A"},{"$error":"#N/A"},{"$error":"#N/A"},{"$error":"#N/A"},{"$error":"#N/A"},{"$error":"#N/A"},{"$error":"#N/A"},{"$error":"#N/A"},{"$error":"#N/A"},{"$error":"#N/A"}]
[null,{"$f":"IF(DataInput!B523=$B$8,IF($B$9=$B$10,TRUE,IF(DataInput!E523=$B$9,TRUE,FALSE)))","v":true},null,null,{"$f":"IF(B524=TRUE,DataInput!B523,NA())","v":"SA"},{"$f":"IF($E524=DataInput!$B523,DataInput!C523,NA())","v":"SKNC"},{"$f":"IF($E524=DataInput!$B523,DataInput!D523,NA())","v":"KINCRAIG"},{"$f":"IF($E524=DataInput!$B523,DataInput!E523,NA())","v":"SAPN"},{"$f":"IF($E524=DataInput!$B523,DataInput!F523,NA())","v":"Summer"},{"$f":"IF($E524=DataInput!$B523,DataInput!G523,NA())","v":"Non-Coincident"},{"$f":"IF($E524=DataInput!$B523,DataInput!H523,NA())","v":2011},{"$f":"IF($E524=DataInput!$B523,DataInput!I523,NA())","v":"Actual"},{"$f":"IF($E524=DataInput!$B523,DataInput!J523,NA())","v":24.096708},{"$f":"IF($E524=DataInput!$B523,DataInput!K523,NA())","v":"NA"},null,null,{"$f":"IF(OR(ISERROR(E524),ISERROR(G524)),\"  \",E524&\" \"&G524)","v":"SA KINCRAIG"},null,null,null,null,{"$f":"IF(ISERROR(G524),FALSE,IF($V$9=G524,TRUE,FALSE))","v":false},null,null,{"$f":"IF($V524=TRUE,E524,NA())","v":{"$error":"#N/A"}},{"$error":"#N/A"},{"$error":"#N/A"},{"$error":"#N/A"},{"$error":"#N/A"},{"$error":"#N/A"},{"$error":"#N/A"},{"$error":"#N/A"},{"$error":"#N/A"},{"$error":"#N/A"}]
[null,{"$f":"IF(DataInput!B524=$B$8,IF($B$9=$B$10,TRUE,IF(DataInput!E524=$B$9,TRUE,FALSE)))","v":true},null,null,{"$f":"IF(B525=TRUE,DataInput!B524,NA())","v":"SA"},{"$f":"IF($E525=DataInput!$B524,DataInput!C524,NA())","v":"SKNC"},{"$f":"IF($E525=DataInput!$B524,DataInput!D524,NA())","v":"KINCRAIG"},{"$f":"IF($E525=DataInput!$B524,DataInput!E524,NA())","v":"SAPN"},{"$f":"IF($E525=DataInput!$B524,DataInput!F524,NA())","v":"Summer"},{"$f":"IF($E525=DataInput!$B524,DataInput!G524,NA())","v":"Non-Coincident"},{"$f":"IF($E525=DataInput!$B524,DataInput!H524,NA())","v":2012},{"$f":"IF($E525=DataInput!$B524,DataInput!I524,NA())","v":"Actual"},{"$f":"IF($E525=DataInput!$B524,DataInput!J524,NA())","v":25.696176000000001},{"$f":"IF($E525=DataInput!$B524,DataInput!K524,NA())","v":"NA"},null,null,"SA KINCRAIG",null,null,null,null,false,null,null,{"$error":"#N/A"},{"$f":"IF($V525=TRUE,F525,NA())","v":{"$error":"#N/A"}},{"$f":"IF($V525=TRUE,G525,NA())","v":{"$error":"#N/A"}},{"$f":"IF($V525=TRUE,H525,NA())","v":{"$error":"#N/A"}},{"$f":"IF($V525=TRUE,I525,NA())","v":{"$error":"#N/A"}},{"$f":"IF($V525=TRUE,J525,NA())","v":{"$error":"#N/A"}},{"$f":"IF($V525=TRUE,K525,NA())","v":{"$error":"#N/A"}},{"$f":"IF($V525=TRUE,L525,NA())","v":{"$error":"#N/A"}},{"$f":"IF($V525=TRUE,M525,NA())","v":{"$error":"#N/A"}},{"$f":"IF($V525=TRUE,N525,NA())","v":{"$error":"#N/A"}}]
[null,{"$f":"IF(DataInput!B525=$B$8,IF($B$9=$B$10,TRUE,IF(DataInput!E525=$B$9,TRUE,FALSE)))","v":true},null,null,{"$f":"IF(B526=TRUE,DataInput!B525,NA())","v":"SA"},{"$f":"IF($E526=DataInput!$B525,DataInput!C525,NA())","v":"SKNC"},{"$f":"IF($E526=DataInput!$B525,DataInput!D525,NA())","v":"KINCRAIG"},{"$f":"IF($E526=DataInput!$B525,DataInput!E525,NA())","v":"SAPN"},{"$f":"IF($E526=DataInput!$B525,DataInput!F525,NA())","v":"Summer"},{"$f":"IF($E526=DataInput!$B525,DataInput!G525,NA())","v":"Non-Coincident"},{"$f":"IF($E526=DataInput!$B525,DataInput!H525,NA())","v":2013},{"$f":"IF($E526=DataInput!$B525,DataInput!I525,NA())","v":"Actual"},{"$f":"IF($E526=DataInput!$B525,DataInput!J525,NA())","v":26.067532},{"$f":"IF($E526=DataInput!$B525,DataInput!K525,NA())","v":"NA"},null,null,"SA KINCRAIG",null,null,null,null,false,null,null,{"$error":"#N/A"},{"$error":"#N/A"},{"$error":"#N/A"},{"$error":"#N/A"},{"$error":"#N/A"},{"$error":"#N/A"},{"$error":"#N/A"},{"$error":"#N/A"},{"$error":"#N/A"},{"$error":"#N/A"}]
[null,{"$f":"IF(DataInput!B526=$B$8,IF($B$9=$B$10,TRUE,IF(DataInput!E526=$B$9,TRUE,FALSE)))","v":true},null,null,{"$f":"IF(B527=TRUE,DataInput!B526,NA())","v":"SA"},{"$f":"IF($E527=DataInput!$B526,DataInput!C526,NA())","v":"SKNC"},{"$f":"IF($E527=DataInput!$B526,DataInput!D526,NA())","v":"KINCRAIG"},{"$f":"IF($E527=DataInput!$B526,DataInput!E526,NA())","v":"SAPN"},{"$f":"IF($E527=DataInput!$B526,DataInput!F526,NA())","v":"Summer"},{"$f":"IF($E527=DataInput!$B526,DataInput!G526,NA())","v":"Non-Coincident"},{"$f":"IF($E527=DataInput!$B526,DataInput!H526,NA())","v":2014},{"$f":"IF($E527=DataInput!$B526,DataInput!I526,NA())","v":"Actual"},{"$f":"IF($E527=DataInput!$B526,DataInput!J526,NA())","v":21.834447999999998},{"$f":"IF($E527=DataInput!$B526,DataInput!K526,NA())","v":"NA"},null,null,"SA KINCRAIG",null,null,null,null,false,null,null,{"$error":"#N/A"},{"$error":"#N/A"},{"$error":"#N/A"},{"$error":"#N/A"},{"$error":"#N/A"},{"$error":"#N/A"},{"$error":"#N/A"},{"$error":"#N/A"},{"$error":"#N/A"},{"$error":"#N/A"}]
[null,{"$f":"IF(DataInput!B527=$B$8,IF($B$9=$B$10,TRUE,IF(DataInput!E527=$B$9,TRUE,FALSE)))","v":true},null,null,{"$f":"IF(B528=TRUE,DataInput!B527,NA())","v":"SA"},{"$f":"IF($E528=DataInput!$B527,DataInput!C527,NA())","v":"SKNC"},{"$f":"IF($E528=DataInput!$B527,DataInput!D527,NA())","v":"KINCRAIG"},{"$f":"IF($E528=DataInput!$B527,DataInput!E527,NA())","v":"SAPN"},{"$f":"IF($E528=DataInput!$B527,DataInput!F527,NA())","v":"Winter"},{"$f":"IF($E528=DataInput!$B527,DataInput!G527,NA())","v":"Non-Coincident"},{"$f":"IF($E528=DataInput!$B527,DataInput!H527,NA())","v":2003},{"$f":"IF($E528=DataInput!$B527,DataInput!I527,NA())","v":"Actual"},{"$f":"IF($E528=DataInput!$B527,DataInput!J527,NA())","v":17.192398000000001},{"$f":"IF($E528=DataInput!$B527,DataInput!K527,NA())","v":"NA"},null,null,"SA KINCRAIG",null,null,null,null,false,null,null,{"$error":"#N/A"},{"$error":"#N/A"},{"$error":"#N/A"},{"$error":"#N/A"},{"$error":"#N/A"},{"$error":"#N/A"},{"$error":"#N/A"},{"$error":"#N/A"},{"$error":"#N/A"},{"$error":"#N/A"}]
[null,{"$f":"IF(DataInput!B528=$B$8,IF($B$9=$B$10,TRUE,IF(DataInput!E528=$B$9,TRUE,FALSE)))","v":true},null,null,{"$f":"IF(B529=TRUE,DataInput!B528,NA())","v":"SA"},{"$f":"IF($E529=DataInput!$B528,DataInput!C528,NA())","v":"SKNC"},{"$f":"IF($E529=DataInput!$B528,DataInput!D528,NA())","v":"KINCRAIG"},{"$f":"IF($E529=DataInput!$B528,DataInput!E528,NA())","v":"SAPN"},{"$f":"IF($E529=DataInput!$B528,DataInput!F528,NA())","v":"Winter"},{"$f":"IF($E529=DataInput!$B528,DataInput!G528,NA())","v":"Non-Coincident"},{"$f":"IF($E529=DataInput!$B528,DataInput!H528,NA())","v":2004},{"$f":"IF($E529=DataInput!$B528,DataInput!I528,NA())","v":"Actual"},{"$f":"IF($E529=DataInput!$B528,DataInput!J528,NA())","v":18.104348000000002},{"$f":"IF($E529=DataInput!$B528,DataInput!K528,NA())","v":"NA"},null,null,"SA KINCRAIG",null,null,null,null,false,null,null,{"$error":"#N/A"},{"$error":"#N/A"},{"$error":"#N/A"},{"$error":"#N/A"},{"$error":"#N/A"},{"$error":"#N/A"},{"$error":"#N/A"},{"$error":"#N/A"},{"$error":"#N/A"},{"$error":"#N/A"}]
[null,{"$f":"IF(DataInput!B529=$B$8,IF($B$9=$B$10,TRUE,IF(DataInput!E529=$B$9,TRUE,FALSE)))","v":true},null,null,{"$f":"IF(B530=TRUE,DataInput!B529,NA())","v":"SA"},{"$f":"IF($E530=DataInput!$B529,DataInput!C529,NA())","v":"SKNC"},{"$f":"IF($E530=DataInput!$B529,DataInput!D529,NA())","v":"KINCRAIG"},{"$f":"IF($E530=DataInput!$B529,DataInput!E529,NA())","v":"SAPN"},{"$f":"IF($E530=DataInput!$B529,DataInput!F529,NA())","v":"Winter"},{"$f":"IF($E530=DataInput!$B529,DataInput!G529,NA())","v":"Non-Coincident"},{"$f":"IF($E530=DataInput!$B529,DataInput!H529,NA())","v":2005},{"$f":"IF($E530=DataInput!$B529,DataInput!I529,NA())","v":"Actual"},{"$f":"IF($E530=DataInput!$B529,DataInput!J529,NA())","v":17.444202000000001},{"$f":"IF($E530=DataInput!$B529,DataInput!K529,NA())","v":"NA"},null,null,"SA KINCRAIG",null,null,null,null,false,null,null,{"$error":"#N/A"},{"$error":"#N/A"},{"$error":"#N/A"},{"$error":"#N/A"},{"$error":"#N/A"},{"$error":"#N/A"},{"$error":"#N/A"},{"$error":"#N/A"},{"$error":"#N/A"},{"$error":"#N/A"}]
[null,{"$f":"IF(DataInput!B530=$B$8,IF($B$9=$B$10,TRUE,IF(DataInput!E530=$B$9,TRUE,FALSE)))","v":true},null,null,{"$f":"IF(B531=TRUE,DataInput!B530,NA())","v":"SA"},{"$f":"IF($E531=DataInput!$B530,DataInput!C530,NA())","v":"SKNC"},{"$f":"IF($E531=DataInput!$B530,DataInput!D530,NA())","v":"KINCRAIG"},{"$f":"IF($E531=DataInput!$B530,DataInput!E530,NA())","v":"SAPN"},{"$f":"IF($E531=DataInput!$B530,DataInput!F530,NA())","v":"Winter"},{"$f":"IF($E531=DataInput!$B530,DataInput!G530,NA())","v":"Non-Coincident"},{"$f":"IF($E531=DataInput!$B530,DataInput!H530,NA())","v":2006},{"$f":"IF($E531=DataInput!$B530,DataInput!I530,NA())","v":"Actual"},{"$f":"IF($E531=DataInput!$B530,DataInput!J530,NA())","v":16.590568000000001},{"$f":"IF($E531=DataInput!$B530,DataInput!K530,NA())","v":"NA"},null,null,"SA KINCRAIG",null,null,null,null,false,null,null,{"$error":"#N/A"},{"$error":"#N/A"},{"$error":"#N/A"},{"$error":"#N/A"},{"$error":"#N/A"},{"$error":"#N/A"},{"$error":"#N/A"},{"$error":"#N/A"},{"$error":"#N/A"},{"$error":"#N/A"}]
[null,{"$f":"IF(DataInput!B531=$B$8,IF($B$9=$B$10,TRUE,IF(DataInput!E531=$B$9,TRUE,FALSE)))","v":true},null,null,{"$f":"IF(B532=TRUE,DataInput!B531,NA())","v":"SA"},{"$f":"IF($E532=DataInput!$B531,DataInput!C531,NA())","v":"SKNC"},{"$f":"IF($E532=DataInput!$B531,DataInput!D531,NA())","v":"KINCRAIG"},{"$f":"IF($E532=DataInput!$B531,DataInput!E531,NA())","v":"SAPN"},{"$f":"IF($E532=DataInput!$B531,DataInput!F531,NA())","v":"Winter"},{"$f":"IF($E532=DataInput!$B531,DataInput!G531,NA())","v":"Non-Coincident"},{"$f":"IF($E532=DataInput!$B531,DataInput!H531,NA())","v":2007},{"$f":"IF($E532=DataInput!$B531,DataInput!I531,NA())","v":"Actual"},{"$f":"IF($E532=DataInput!$B531,DataInput!J531,NA())","v":16.324206},{"$f":"IF($E532=DataInput!$B531,DataInput!K531,NA())","v":"NA"},null,null,"SA KINCRAIG",null,null,null,null,false,null,null,{"$error":"#N/A"},{"$error":"#N/A"},{"$error":"#N/A"},{"$error":"#N/A"},{"$error":"#N/A"},{"$error":"#N/A"},{"$error":"#N/A"},{"$error":"#N/A"},{"$error":"#N/A"},{"$error":"#N/A"}]
[null,{"$f":"IF(DataInput!B532=$B$8,IF($B$9=$B$10,TRUE,IF(DataInput!E532=$B$9,TRUE,FALSE)))","v":true},null,null,{"$f":"IF(B533=TRUE,DataInput!B532,NA())","v":"SA"},{"$f":"IF($E533=DataInput!$B532,DataInput!C532,NA())","v":"SKNC"},{"$f":"IF($E533=DataInput!$B532,DataInput!D532,NA())","v":"KINCRAIG"},{"$f":"IF($E533=DataInput!$B532,DataInput!E532,NA())","v":"SAPN"},{"$f":"IF($E533=DataInput!$B532,DataInput!F532,NA())","v":"Winter"},{"$f":"IF($E533=DataInput!$B532,DataInput!G532,NA())","v":"Non-Coincident"},{"$f":"IF($E533=DataInput!$B532,DataInput!H532,NA())","v":2008},{"$f":"IF($E533=DataInput!$B532,DataInput!I532,NA())","v":"Actual"},{"$f":"IF($E533=DataInput!$B532,DataInput!J532,NA())","v":18.529228},{"$f":"IF($E533=DataInput!$B532,DataInput!K532,NA())","v":"NA"},null,null,"SA KINCRAIG",null,null,null,null,false,null,null,{"$error":"#N/A"},{"$error":"#N/A"},{"$error":"#N/A"},{"$error":"#N/A"},{"$error":"#N/A"},{"$error":"#N/A"},{"$error":"#N/A"},{"$error":"#N/A"},{"$error":"#N/A"},{"$error":"#N/A"}]
[null,{"$f":"IF(DataInput!B533=$B$8,IF($B$9=$B$10,TRUE,IF(DataInput!E533=$B$9,TRUE,FALSE)))","v":true},null,null,{"$f":"IF(B534=TRUE,DataInput!B533,NA())","v":"SA"},{"$f":"IF($E534=DataInput!$B533,DataInput!C533,NA())","v":"SKNC"},{"$f":"IF($E534=DataInput!$B533,DataInput!D533,NA())","v":"KINCRAIG"},{"$f":"IF($E534=DataInput!$B533,DataInput!E533,NA())","v":"SAPN"},{"$f":"IF($E534=DataInput!$B533,DataInput!F533,NA())","v":"Winter"},{"$f":"IF($E534=DataInput!$B533,DataInput!G533,NA())","v":"Non-Coincident"},{"$f":"IF($E534=DataInput!$B533,DataInput!H533,NA())","v":2009},{"$f":"IF($E534=DataInput!$B533,DataInput!I533,NA())","v":"Actual"},{"$f":"IF($E534=DataInput!$B533,DataInput!J533,NA())","v":19.038143999999999},{"$f":"IF($E534=DataInput!$B533,DataInput!K533,NA())","v":"NA"},null,null,"SA KINCRAIG",null,null,null,null,false,null,null,{"$error":"#N/A"},{"$error":"#N/A"},{"$error":"#N/A"},{"$error":"#N/A"},{"$error":"#N/A"},{"$error":"#N/A"},{"$error":"#N/A"},{"$error":"#N/A"},{"$error":"#N/A"},{"$error":"#N/A"}]
[null,{"$f":"IF(DataInput!B534=$B$8,IF($B$9=$B$10,TRUE,IF(DataInput!E534=$B$9,TRUE,FALSE)))","v":true},null,null,{"$f":"IF(B535=TRUE,DataInput!B534,NA())","v":"SA"},{"$f":"IF($E535=DataInput!$B534,DataInput!C534,NA())","v":"SKNC"},{"$f":"IF($E535=DataInput!$B534,DataInput!D534,NA())","v":"KINCRAIG"},{"$f":"IF($E535=DataInput!$B534,DataInput!E534,NA())","v":"SAPN"},{"$f":"IF($E535=DataInput!$B534,DataInput!F534,NA())","v":"Winter"},{"$f":"IF($E535=DataInput!$B534,DataInput!G534,NA())","v":"Non-Coincident"},{"$f":"IF($E535=DataInput!$B534,DataInput!H534,NA())","v":2010},{"$f":"IF($E535=DataInput!$B534,DataInput!I534,NA())","v":"Actual"},{"$f":"IF($E535=DataInput!$B534,DataInput!J534,NA())","v":20.083335999999999},{"$f":"IF($E535=DataInput!$B534,DataInput!K534,NA())","v":"NA"},null,null,"SA KINCRAIG",null,null,null,null,false,null,null,{"$error":"#N/A"},{"$error":"#N/A"},{"$error":"#N/A"},{"$error":"#N/A"},{"$error":"#N/A"},{"$error":"#N/A"},{"$error":"#N/A"},{"$error":"#N/A"},{"$error":"#N/A"},{"$error":"#N/A"}]
[null,{"$f":"IF(DataInput!B535=$B$8,IF($B$9=$B$10,TRUE,IF(DataInput!E535=$B$9,TRUE,FALSE)))","v":true},null,null,{"$f":"IF(B536=TRUE,DataInput!B535,NA())","v":"SA"},{"$f":"IF($E536=DataInput!$B535,DataInput!C535,NA())","v":"SKNC"},{"$f":"IF($E536=DataInput!$B535,DataInput!D535,NA())","v":"KINCRAIG"},{"$f":"IF($E536=DataInput!$B535,DataInput!E535,NA())","v":"SAPN"},{"$f":"IF($E536=DataInput!$B535,DataInput!F535,NA())","v":"Winter"},{"$f":"IF($E536=DataInput!$B535,DataInput!G535,NA())","v":"Non-Coincident"},{"$f":"IF($E536=DataInput!$B535,DataInput!H535,NA())","v":2011},{"$f":"IF($E536=DataInput!$B535,DataInput!I535,NA())","v":"Actual"},{"$f":"IF($E536=DataInput!$B535,DataInput!J535,NA())","v":19.661460000000002},{"$f":"IF($E536=DataInput!$B535,DataInput!K535,NA())","v":"NA"},null,null,"SA KINCRAIG",null,null,null,null,false,null,null,{"$error":"#N/A"},{"$error":"#N/A"},{"$error":"#N/A"},{"$error":"#N/A"},{"$error":"#N/A"},{"$error":"#N/A"},{"$error":"#N/A"},{"$error":"#N/A"},{"$error":"#N/A"},{"$error":"#N/A"}]
[null,{"$f":"IF(DataInput!B536=$B$8,IF($B$9=$B$10,TRUE,IF(DataInput!E536=$B$9,TRUE,FALSE)))","v":true},null,null,{"$f":"IF(B537=TRUE,DataInput!B536,NA())","v":"SA"},{"$f":"IF($E537=DataInput!$B536,DataInput!C536,NA())","v":"SKNC"},{"$f":"IF($E537=DataInput!$B536,DataInput!D536,NA())","v":"KINCRAIG"},{"$f":"IF($E537=DataInput!$B536,DataInput!E536,NA())","v":"SAPN"},{"$f":"IF($E537=DataInput!$B536,DataInput!F536,NA())","v":"Winter"},{"$f":"IF($E537=DataInput!$B536,DataInput!G536,NA())","v":"Non-Coincident"},{"$f":"IF($E537=DataInput!$B536,DataInput!H536,NA())","v":2012},{"$f":"IF($E537=DataInput!$B536,DataInput!I536,NA())","v":"Actual"},{"$f":"IF($E537=DataInput!$B536,DataInput!J536,NA())","v":18.507908},{"$f":"IF($E537=DataInput!$B536,DataInput!K536,NA())","v":"NA"},null,null,"SA KINCRAIG",null,null,null,null,false,null,null,{"$error":"#N/A"},{"$error":"#N/A"},{"$error":"#N/A"},{"$error":"#N/A"},{"$error":"#N/A"},{"$error":"#N/A"},{"$error":"#N/A"},{"$error":"#N/A"},{"$error":"#N/A"},{"$error":"#N/A"}]
[null,{"$f":"IF(DataInput!B537=$B$8,IF($B$9=$B$10,TRUE,IF(DataInput!E537=$B$9,TRUE,FALSE)))","v":true},null,null,{"$f":"IF(B538=TRUE,DataInput!B537,NA())","v":"SA"},{"$f":"IF($E538=DataInput!$B537,DataInput!C537,NA())","v":"SKNC"},{"$f":"IF($E538=DataInput!$B537,DataInput!D537,NA())","v":"KINCRAIG"},{"$f":"IF($E538=DataInput!$B537,DataInput!E537,NA())","v":"SAPN"},{"$f":"IF($E538=DataInput!$B537,DataInput!F537,NA())","v":"Winter"},{"$f":"IF($E538=DataInput!$B537,DataInput!G537,NA())","v":"Non-Coincident"},{"$f":"IF($E538=DataInput!$B537,DataInput!H537,NA())","v":2013},{"$f":"IF($E538=DataInput!$B537,DataInput!I537,NA())","v":"Actual"},{"$f":"IF($E538=DataInput!$B537,DataInput!J537,NA())","v":14.577692000000001},{"$f":"IF($E538=DataInput!$B537,DataInput!K537,NA())","v":"NA"},null,null,"SA KINCRAIG",null,null,null,null,false,null,null,{"$error":"#N/A"},{"$error":"#N/A"},{"$error":"#N/A"},{"$error":"#N/A"},{"$error":"#N/A"},{"$error":"#N/A"},{"$error":"#N/A"},{"$error":"#N/A"},{"$error":"#N/A"},{"$error":"#N/A"}]
[null,{"$f":"IF(DataInput!B538=$B$8,IF($B$9=$B$10,TRUE,IF(DataInput!E538=$B$9,TRUE,FALSE)))","v":true},null,null,{"$f":"IF(B539=TRUE,DataInput!B538,NA())","v":"SA"},{"$f":"IF($E539=DataInput!$B538,DataInput!C538,NA())","v":"SKNC"},{"$f":"IF($E539=DataInput!$B538,DataInput!D538,NA())","v":"KINCRAIG"},{"$f":"IF($E539=DataInput!$B538,DataInput!E538,NA())","v":"SAPN"},{"$f":"IF($E539=DataInput!$B538,DataInput!F538,NA())","v":"Winter"},{"$f":"IF($E539=DataInput!$B538,DataInput!G538,NA())","v":"Non-Coincident"},{"$f":"IF($E539=DataInput!$B538,DataInput!H538,NA())","v":2014},{"$f":"IF($E539=DataInput!$B538,DataInput!I538,NA())","v":"Actual"},{"$f":"IF($E539=DataInput!$B538,DataInput!J538,NA())","v":14.651339999999999},{"$f":"IF($E539=DataInput!$B538,DataInput!K538,NA())","v":"NA"},null,null,"SA KINCRAIG",null,null,null,null,false,null,null,{"$error":"#N/A"},{"$error":"#N/A"},{"$error":"#N/A"},{"$error":"#N/A"},{"$error":"#N/A"},{"$error":"#N/A"},{"$error":"#N/A"},{"$error":"#N/A"},{"$error":"#N/A"},{"$error":"#N/A"}]
[null,{"$f":"IF(DataInput!B539=$B$8,IF($B$9=$B$10,TRUE,IF(DataInput!E539=$B$9,TRUE,FALSE)))","v":true},null,null,{"$f":"IF(B540=TRUE,DataInput!B539,NA())","v":"SA"},{"$f":"IF($E540=DataInput!$B539,DataInput!C539,NA())","v":"SLCS"},{"$f":"IF($E540=DataInput!$B539,DataInput!D539,NA())","v":"LEIGH CREEK SOUTH"},{"$f":"IF($E540=DataInput!$B539,DataInput!E539,NA())","v":"SAPN"},{"$f":"IF($E540=DataInput!$B539,DataInput!F539,NA())","v":"Summer"},{"$f":"IF($E540=DataInput!$B539,DataInput!G539,NA())","v":"Non-Coincident"},{"$f":"IF($E540=DataInput!$B539,DataInput!H539,NA())","v":2003},{"$f":"IF($E540=DataInput!$B539,DataInput!I539,NA())","v":"Actual"},{"$f":"IF($E540=DataInput!$B539,DataInput!J539,NA())","v":1.5523199999999999},{"$f":"IF($E540=DataInput!$B539,DataInput!K539,NA())","v":"NA"},null,null,"SA LEIGH CREEK SOUTH",null,null,null,null,false,null,null,{"$error":"#N/A"},{"$error":"#N/A"},{"$error":"#N/A"},{"$error":"#N/A"},{"$error":"#N/A"},{"$error":"#N/A"},{"$error":"#N/A"},{"$error":"#N/A"},{"$error":"#N/A"},{"$error":"#N/A"}]
[null,{"$f":"IF(DataInput!B540=$B$8,IF($B$9=$B$10,TRUE,IF(DataInput!E540=$B$9,TRUE,FALSE)))","v":true},null,null,{"$f":"IF(B541=TRUE,DataInput!B540,NA())","v":"SA"},{"$f":"IF($E541=DataInput!$B540,DataInput!C540,NA())","v":"SLCS"},{"$f":"IF($E541=DataInput!$B540,DataInput!D540,NA())","v":"LEIGH CREEK SOUTH"},{"$f":"IF($E541=DataInput!$B540,DataInput!E540,NA())","v":"SAPN"},{"$f":"IF($E541=DataInput!$B540,DataInput!F540,NA())","v":"Summer"},{"$f":"IF($E541=DataInput!$B540,DataInput!G540,NA())","v":"Non-Coincident"},{"$f":"IF($E541=DataInput!$B540,DataInput!H540,NA())","v":2004},{"$f":"IF($E541=DataInput!$B540,DataInput!I540,NA())","v":"Actual"},{"$f":"IF($E541=DataInput!$B540,DataInput!J540,NA())","v":1.5622959999999999},{"$f":"IF($E541=DataInput!$B540,DataInput!K540,NA())","v":"NA"},null,null,"SA LEIGH CREEK SOUTH",null,null,null,null,false,null,null,{"$error":"#N/A"},{"$error":"#N/A"},{"$error":"#N/A"},{"$error":"#N/A"},{"$error":"#N/A"},{"$error":"#N/A"},{"$error":"#N/A"},{"$error":"#N/A"},{"$error":"#N/A"},{"$error":"#N/A"}]
[null,{"$f":"IF(DataInput!B541=$B$8,IF($B$9=$B$10,TRUE,IF(DataInput!E541=$B$9,TRUE,FALSE)))","v":true},null,null,{"$f":"IF(B542=TRUE,DataInput!B541,NA())","v":"SA"},{"$f":"IF($E542=DataInput!$B541,DataInput!C541,NA())","v":"SLCS"},{"$f":"IF($E542=DataInput!$B541,DataInput!D541,NA())","v":"LEIGH CREEK SOUTH"},{"$f":"IF($E542=DataInput!$B541,DataInput!E541,NA())","v":"SAPN"},{"$f":"IF($E542=DataInput!$B541,DataInput!F541,NA())","v":"Summer"},{"$f":"IF($E542=DataInput!$B541,DataInput!G541,NA())","v":"Non-Coincident"},{"$f":"IF($E542=DataInput!$B541,DataInput!H541,NA())","v":2005},{"$f":"IF($E542=DataInput!$B541,DataInput!I541,NA())","v":"Actual"},{"$f":"IF($E542=DataInput!$B541,DataInput!J541,NA())","v":1.2729520000000001},{"$f":"IF($E542=DataInput!$B541,DataInput!K541,NA())","v":"NA"},null,null,"SA LEIGH CREEK SOUTH",null,null,null,null,false,null,null,{"$error":"#N/A"},{"$error":"#N/A"},{"$error":"#N/A"},{"$error":"#N/A"},{"$error":"#N/A"},{"$error":"#N/A"},{"$error":"#N/A"},{"$error":"#N/A"},{"$error":"#N/A"},{"$error":"#N/A"}]
[null,{"$f":"IF(DataInput!B542=$B$8,IF($B$9=$B$10,TRUE,IF(DataInput!E542=$B$9,TRUE,FALSE)))","v":true},null,null,{"$f":"IF(B543=TRUE,DataInput!B542,NA())","v":"SA"},{"$f":"IF($E543=DataInput!$B542,DataInput!C542,NA())","v":"SLCS"},{"$f":"IF($E543=DataInput!$B542,DataInput!D542,NA())","v":"LEIGH CREEK SOUTH"},{"$f":"IF($E543=DataInput!$B542,DataInput!E542,NA())","v":"SAPN"},{"$f":"IF($E543=DataInput!$B542,DataInput!F542,NA())","v":"Summer"},{"$f":"IF($E543=DataInput!$B542,DataInput!G542,NA())","v":"Non-Coincident"},{"$f":"IF($E543=DataInput!$B542,DataInput!H542,NA())","v":2006},{"$f":"IF($E543=DataInput!$B542,DataInput!I542,NA())","v":"Actual"},{"$f":"IF($E543=DataInput!$B542,DataInput!J542,NA())","v":1.448024},{"$f":"IF($E543=DataInput!$B542,DataInput!K542,NA())","v":"NA"},null,null,"SA LEIGH CREEK SOUTH",null,null,null,null,false,null,null,{"$error":"#N/A"},{"$error":"#N/A"},{"$error":"#N/A"},{"$error":"#N/A"},{"$error":"#N/A"},{"$error":"#N/A"},{"$error":"#N/A"},{"$error":"#N/A"},{"$error":"#N/A"},{"$error":"#N/A"}]
[null,{"$f":"IF(DataInput!B543=$B$8,IF($B$9=$B$10,TRUE,IF(DataInput!E543=$B$9,TRUE,FALSE)))","v":true},null,null,{"$f":"IF(B544=TRUE,DataInput!B543,NA())","v":"SA"},{"$f":"IF($E544=DataInput!$B543,DataInput!C543,NA())","v":"SLCS"},{"$f":"IF($E544=DataInput!$B543,DataInput!D543,NA())","v":"LEIGH CREEK SOUTH"},{"$f":"IF($E544=DataInput!$B543,DataInput!E543,NA())","v":"SAPN"},{"$f":"IF($E544=DataInput!$B543,DataInput!F543,NA())","v":"Summer"},{"$f":"IF($E544=DataInput!$B543,DataInput!G543,NA())","v":"Non-Coincident"},{"$f":"IF($E544=DataInput!$B543,DataInput!H543,NA())","v":2007},{"$f":"IF($E544=DataInput!$B543,DataInput!I543,NA())","v":"Actual"},{"$f":"IF($E544=DataInput!$B543,DataInput!J543,NA())","v":1.48265},{"$f":"IF($E544=DataInput!$B543,DataInput!K543,NA())","v":"NA"},null,null,"SA LEIGH CREEK SOUTH",null,null,null,null,false,null,null,{"$error":"#N/A"},{"$error":"#N/A"},{"$error":"#N/A"},{"$error":"#N/A"},{"$error":"#N/A"},{"$error":"#N/A"},{"$error":"#N/A"},{"$error":"#N/A"},{"$error":"#N/A"},{"$error":"#N/A"}]
[null,{"$f":"IF(DataInput!B544=$B$8,IF($B$9=$B$10,TRUE,IF(DataInput!E544=$B$9,TRUE,FALSE)))","v":true},null,null,{"$f":"IF(B545=TRUE,DataInput!B544,NA())","v":"SA"},{"$f":"IF($E545=DataInput!$B544,DataInput!C544,NA())","v":"SLCS"},{"$f":"IF($E545=DataInput!$B544,DataInput!D544,NA())","v":"LEIGH CREEK SOUTH"},{"$f":"IF($E545=DataInput!$B544,DataInput!E544,NA())","v":"SAPN"},{"$f":"IF($E545=DataInput!$B544,DataInput!F544,NA())","v":"Summer"},{"$f":"IF($E545=DataInput!$B544,DataInput!G544,NA())","v":"Non-Coincident"},{"$f":"IF($E545=DataInput!$B544,DataInput!H544,NA())","v":2008},{"$f":"IF($E545=DataInput!$B544,DataInput!I544,NA())","v":"Actual"},{"$f":"IF($E545=DataInput!$B544,DataInput!J544,NA())","v":1.570732},{"$f":"IF($E545=DataInput!$B544,DataInput!K544,NA())","v":"NA"},null,null,"SA LEIGH CREEK SOUTH",null,null,null,null,false,null,null,{"$error":"#N/A"},{"$error":"#N/A"},{"$error":"#N/A"},{"$error":"#N/A"},{"$error":"#N/A"},{"$error":"#N/A"},{"$error":"#N/A"},{"$error":"#N/A"},{"$error":"#N/A"},{"$error":"#N/A"}]
[null,{"$f":"IF(DataInput!B545=$B$8,IF($B$9=$B$10,TRUE,IF(DataInput!E545=$B$9,TRUE,FALSE)))","v":true},null,null,{"$f":"IF(B546=TRUE,DataInput!B545,NA())","v":"SA"},{"$f":"IF($E546=DataInput!$B545,DataInput!C545,NA())","v":"SLCS"},{"$f":"IF($E546=DataInput!$B545,DataInput!D545,NA())","v":"LEIGH CREEK SOUTH"},{"$f":"IF($E546=DataInput!$B545,DataInput!E545,NA())","v":"SAPN"},{"$f":"IF($E546=DataInput!$B545,DataInput!F545,NA())","v":"Summer"},{"$f":"IF($E546=DataInput!$B545,DataInput!G545,NA())","v":"Non-Coincident"},{"$f":"IF($E546=DataInput!$B545,DataInput!H545,NA())","v":2009},{"$f":"IF($E546=DataInput!$B545,DataInput!I545,NA())","v":"Actual"},{"$f":"IF($E546=DataInput!$B545,DataInput!J545,NA())","v":1.690672},{"$f":"IF($E546=DataInput!$B545,DataInput!K545,NA())","v":"NA"},null,null,"SA LEIGH CREEK SOUTH",null,null,null,null,false,null,null,{"$error":"#N/A"},{"$error":"#N/A"},{"$error":"#N/A"},{"$error":"#N/A"},{"$error":"#N/A"},{"$error":"#N/A"},{"$error":"#N/A"},{"$error":"#N/A"},{"$error":"#N/A"},{"$error":"#N/A"}]
[null,{"$f":"IF(DataInput!B546=$B$8,IF($B$9=$B$10,TRUE,IF(DataInput!E546=$B$9,TRUE,FALSE)))","v":true},null,null,{"$f":"IF(B547=TRUE,DataInput!B546,NA())","v":"SA"},{"$f":"IF($E547=DataInput!$B546,DataInput!C546,NA())","v":"SLCS"},{"$f":"IF($E547=DataInput!$B546,DataInput!D546,NA())","v":"LEIGH CREEK SOUTH"},{"$f":"IF($E547=DataInput!$B546,DataInput!E546,NA())","v":"SAPN"},{"$f":"IF($E547=DataInput!$B546,DataInput!F546,NA())","v":"Summer"},{"$f":"IF($E547=DataInput!$B546,DataInput!G546,NA())","v":"Non-Coincident"},{"$f":"IF($E547=DataInput!$B546,DataInput!H546,NA())","v":2010},{"$f":"IF($E547=DataInput!$B546,DataInput!I546,NA())","v":"Actual"},{"$f":"IF($E547=DataInput!$B546,DataInput!J546,NA())","v":1.5563659999999999},{"$f":"IF($E547=DataInput!$B546,DataInput!K546,NA())","v":"NA"},null,null,"SA LEIGH CREEK SOUTH",null,null,null,null,false,null,null,{"$error":"#N/A"},{"$error":"#N/A"},{"$error":"#N/A"},{"$error":"#N/A"},{"$error":"#N/A"},{"$error":"#N/A"},{"$error":"#N/A"},{"$error":"#N/A"},{"$error":"#N/A"},{"$error":"#N/A"}]
[null,{"$f":"IF(DataInput!B547=$B$8,IF($B$9=$B$10,TRUE,IF(DataInput!E547=$B$9,TRUE,FALSE)))","v":true},null,null,{"$f":"IF(B548=TRUE,DataInput!B547,NA())","v":"SA"},{"$f":"IF($E548=DataInput!$B547,DataInput!C547,NA())","v":"SLCS"},{"$f":"IF($E548=DataInput!$B547,DataInput!D547,NA())","v":"LEIGH CREEK SOUTH"},{"$f":"IF($E548=DataInput!$B547,DataInput!E547,NA())","v":"SAPN"},{"$f":"IF($E548=DataInput!$B547,DataInput!F547,NA())","v":"Summer"},{"$f":"IF($E548=DataInput!$B547,DataInput!G547,NA())","v":"Non-Coincident"},{"$f":"IF($E548=DataInput!$B547,DataInput!H547,NA())","v":2011},{"$f":"IF($E548=DataInput!$B547,DataInput!I547,NA())","v":"Actual"},{"$f":"IF($E548=DataInput!$B547,DataInput!J547,NA())","v":1.5704279999999999},{"$f":"IF($E548=DataInput!$B547,DataInput!K547,NA())","v":"NA"},null,null,"SA LEIGH CREEK SOUTH",null,null,null,null,false,null,null,{"$error":"#N/A"},{"$error":"#N/A"},{"$error":"#N/A"},{"$error":"#N/A"},{"$error":"#N/A"},{"$error":"#N/A"},{"$error":"#N/A"},{"$error":"#N/A"},{"$error":"#N/A"},{"$error":"#N/A"}]
[null,{"$f":"IF(DataInput!B548=$B$8,IF($B$9=$B$10,TRUE,IF(DataInput!E548=$B$9,TRUE,FALSE)))","v":true},null,null,{"$f":"IF(B549=TRUE,DataInput!B548,NA())","v":"SA"},{"$f":"IF($E549=DataInput!$B548,DataInput!C548,NA())","v":"SLCS"},{"$f":"IF($E549=DataInput!$B548,DataInput!D548,NA())","v":"LEIGH CREEK SOUTH"},{"$f":"IF($E549=DataInput!$B548,DataInput!E548,NA())","v":"SAPN"},{"$f":"IF($E549=DataInput!$B548,DataInput!F548,NA())","v":"Summer"},{"$f":"IF($E549=DataInput!$B548,DataInput!G548,NA())","v":"Non-Coincident"},{"$f":"IF($E549=DataInput!$B548,DataInput!H548,NA())","v":2012},{"$f":"IF($E549=DataInput!$B548,DataInput!I548,NA())","v":"Actual"},{"$f":"IF($E549=DataInput!$B548,DataInput!J548,NA())","v":1.4250419999999999},{"$f":"IF($E549=DataInput!$B548,DataInput!K548,NA())","v":"NA"},null,null,"SA LEIGH CREEK SOUTH",null,null,null,null,false,null,null,{"$error":"#N/A"},{"$error":"#N/A"},{"$error":"#N/A"},{"$error":"#N/A"},{"$error":"#N/A"},{"$error":"#N/A"},{"$error":"#N/A"},{"$error":"#N/A"},{"$error":"#N/A"},{"$error":"#N/A"}]
[null,{"$f":"IF(DataInput!B549=$B$8,IF($B$9=$B$10,TRUE,IF(DataInput!E549=$B$9,TRUE,FALSE)))","v":true},null,null,{"$f":"IF(B550=TRUE,DataInput!B549,NA())","v":"SA"},{"$f":"IF($E550=DataInput!$B549,DataInput!C549,NA())","v":"SLCS"},{"$f":"IF($E550=DataInput!$B549,DataInput!D549,NA())","v":"LEIGH CREEK SOUTH"},{"$f":"IF($E550=DataInput!$B549,DataInput!E549,NA())","v":"SAPN"},{"$f":"IF($E550=DataInput!$B549,DataInput!F549,NA())","v":"Summer"},{"$f":"IF($E550=DataInput!$B549,DataInput!G549,NA())","v":"Non-Coincident"},{"$f":"IF($E550=DataInput!$B549,DataInput!H549,NA())","v":2013},{"$f":"IF($E550=DataInput!$B549,DataInput!I549,NA())","v":"Actual"},{"$f":"IF($E550=DataInput!$B549,DataInput!J549,NA())","v":1.4601919999999999},{"$f":"IF($E550=DataInput!$B549,DataInput!K549,NA())","v":"NA"},null,null,"SA LEIGH CREEK SOUTH",null,null,null,null,false,null,null,{"$error":"#N/A"},{"$error":"#N/A"},{"$error":"#N/A"},{"$error":"#N/A"},{"$error":"#N/A"},{"$error":"#N/A"},{"$error":"#N/A"},{"$error":"#N/A"},{"$error":"#N/A"},{"$error":"#N/A"}]
[null,{"$f":"IF(DataInput!B550=$B$8,IF($B$9=$B$10,TRUE,IF(DataInput!E550=$B$9,TRUE,FALSE)))","v":true},null,null,{"$f":"IF(B551=TRUE,DataInput!B550,NA())","v":"SA"},{"$f":"IF($E551=DataInput!$B550,DataInput!C550,NA())","v":"SLCS"},{"$f":"IF($E551=DataInput!$B550,DataInput!D550,NA())","v":"LEIGH CREEK SOUTH"},{"$f":"IF($E551=DataInput!$B550,DataInput!E550,NA())","v":"SAPN"},{"$f":"IF($E551=DataInput!$B550,DataInput!F550,NA())","v":"Summer"},{"$f":"IF($E551=DataInput!$B550,DataInput!G550,NA())","v":"Non-Coincident"},{"$f":"IF($E551=DataInput!$B550,DataInput!H550,NA())","v":2014},{"$f":"IF($E551=DataInput!$B550,DataInput!I550,NA())","v":"Actual"},{"$f":"IF($E551=DataInput!$B550,DataInput!J550,NA())","v":1.5301739999999999},{"$f":"IF($E551=DataInput!$B550,DataInput!K550,NA())","v":"NA"},null,null,"SA LEIGH CREEK SOUTH",null,null,null,null,false,null,null,{"$error":"#N/A"},{"$error":"#N/A"},{"$error":"#N/A"},{"$error":"#N/A"},{"$error":"#N/A"},{"$error":"#N/A"},{"$error":"#N/A"},{"$error":"#N/A"},{"$error":"#N/A"},{"$error":"#N/A"}]
[null,{"$f":"IF(DataInput!B551=$B$8,IF($B$9=$B$10,TRUE,IF(DataInput!E551=$B$9,TRUE,FALSE)))","v":true},null,null,{"$f":"IF(B552=TRUE,DataInput!B551,NA())","v":"SA"},{"$f":"IF($E552=DataInput!$B551,DataInput!C551,NA())","v":"SLCS"},{"$f":"IF($E552=DataInput!$B551,DataInput!D551,NA())","v":"LEIGH CREEK SOUTH"},{"$f":"IF($E552=DataInput!$B551,DataInput!E551,NA())","v":"SAPN"},{"$f":"IF($E552=DataInput!$B551,DataInput!F551,NA())","v":"Winter"},{"$f":"IF($E552=DataInput!$B551,DataInput!G551,NA())","v":"Non-Coincident"},{"$f":"IF($E552=DataInput!$B551,DataInput!H551,NA())","v":2003},{"$f":"IF($E552=DataInput!$B551,DataInput!I551,NA())","v":"Actual"},{"$f":"IF($E552=DataInput!$B551,DataInput!J551,NA())","v":1.4396640000000001},{"$f":"IF($E552=DataInput!$B551,DataInput!K551,NA())","v":"NA"},null,null,"SA LEIGH CREEK SOUTH",null,null,null,null,false,null,null,{"$error":"#N/A"},{"$error":"#N/A"},{"$error":"#N/A"},{"$error":"#N/A"},{"$error":"#N/A"},{"$error":"#N/A"},{"$error":"#N/A"},{"$error":"#N/A"},{"$error":"#N/A"},{"$error":"#N/A"}]
[null,{"$f":"IF(DataInput!B552=$B$8,IF($B$9=$B$10,TRUE,IF(DataInput!E552=$B$9,TRUE,FALSE)))","v":true},null,null,{"$f":"IF(B553=TRUE,DataInput!B552,NA())","v":"SA"},{"$f":"IF($E553=DataInput!$B552,DataInput!C552,NA())","v":"SLCS"},{"$f":"IF($E553=DataInput!$B552,DataInput!D552,NA())","v":"LEIGH CREEK SOUTH"},{"$f":"IF($E553=DataInput!$B552,DataInput!E552,NA())","v":"SAPN"},{"$f":"IF($E553=DataInput!$B552,DataInput!F552,NA())","v":"Winter"},{"$f":"IF($E553=DataInput!$B552,DataInput!G552,NA())","v":"Non-Coincident"},{"$f":"IF($E553=DataInput!$B552,DataInput!H552,NA())","v":2004},{"$f":"IF($E553=DataInput!$B552,DataInput!I552,NA())","v":"Actual"},{"$f":"IF($E553=DataInput!$B552,DataInput!J552,NA())","v":1.3090219999999999},{"$f":"IF($E553=DataInput!$B552,DataInput!K552,NA())","v":"NA"},null,null,"SA LEIGH CREEK SOUTH",null,null,null,null,false,null,null,{"$error":"#N/A"},{"$error":"#N/A"},{"$error":"#N/A"},{"$error":"#N/A"},{"$error":"#N/A"},{"$error":"#N/A"},{"$error":"#N/A"},{"$error":"#N/A"},{"$error":"#N/A"},{"$error":"#N/A"}]
[null,{"$f":"IF(DataInput!B553=$B$8,IF($B$9=$B$10,TRUE,IF(DataInput!E553=$B$9,TRUE,FALSE)))","v":true},null,null,{"$f":"IF(B554=TRUE,DataInput!B553,NA())","v":"SA"},{"$f":"IF($E554=DataInput!$B553,DataInput!C553,NA())","v":"SLCS"},{"$f":"IF($E554=DataInput!$B553,DataInput!D553,NA())","v":"LEIGH CREEK SOUTH"},{"$f":"IF($E554=DataInput!$B553,DataInput!E553,NA())","v":"SAPN"},{"$f":"IF($E554=DataInput!$B553,DataInput!F553,NA())","v":"Winter"},{"$f":"IF($E554=DataInput!$B553,DataInput!G553,NA())","v":"Non-Coincident"},{"$f":"IF($E554=DataInput!$B553,DataInput!H553,NA())","v":2005},{"$f":"IF($E554=DataInput!$B553,DataInput!I553,NA())","v":"Actual"},{"$f":"IF($E554=DataInput!$B553,DataInput!J553,NA())","v":1.325796},{"$f":"IF($E554=DataInput!$B553,DataInput!K553,NA())","v":"NA"},null,null,"SA LEIGH CREEK SOUTH",null,null,null,null,false,null,null,{"$error":"#N/A"},{"$error":"#N/A"},{"$error":"#N/A"},{"$error":"#N/A"},{"$error":"#N/A"},{"$error":"#N/A"},{"$error":"#N/A"},{"$error":"#N/A"},{"$error":"#N/A"},{"$error":"#N/A"}]
[null,{"$f":"IF(DataInput!B554=$B$8,IF($B$9=$B$10,TRUE,IF(DataInput!E554=$B$9,TRUE,FALSE)))","v":true},null,null,{"$f":"IF(B555=TRUE,DataInput!B554,NA())","v":"SA"},{"$f":"IF($E555=DataInput!$B554,DataInput!C554,NA())","v":"SLCS"},{"$f":"IF($E555=DataInput!$B554,DataInput!D554,NA())","v":"LEIGH CREEK SOUTH"},{"$f":"IF($E555=DataInput!$B554,DataInput!E554,NA())","v":"SAPN"},{"$f":"IF($E555=DataInput!$B554,DataInput!F554,NA())","v":"Winter"},{"$f":"IF($E555=DataInput!$B554,DataInput!G554,NA())","v":"Non-Coincident"},{"$f":"IF($E555=DataInput!$B554,DataInput!H554,NA())","v":2006},{"$f":"IF($E555=DataInput!$B554,DataInput!I554,NA())","v":"Actual"},{"$f":"IF($E555=DataInput!$B554,DataInput!J554,NA())","v":1.5018739999999999},{"$f":"IF($E555=DataInput!$B554,DataInput!K554,NA())","v":"NA"},null,null,"SA LEIGH CREEK SOUTH",null,null,null,null,false,null,null,{"$error":"#N/A"},{"$error":"#N/A"},{"$error":"#N/A"},{"$error":"#N/A"},{"$error":"#N/A"},{"$error":"#N/A"},{"$error":"#N/A"},{"$error":"#N/A"},{"$error":"#N/A"},{"$error":"#N/A"}]
[null,{"$f":"IF(DataInput!B555=$B$8,IF($B$9=$B$10,TRUE,IF(DataInput!E555=$B$9,TRUE,FALSE)))","v":true},null,null,{"$f":"IF(B556=TRUE,DataInput!B555,NA())","v":"SA"},{"$f":"IF($E556=DataInput!$B555,DataInput!C555,NA())","v":"SLCS"},{"$f":"IF($E556=DataInput!$B555,DataInput!D555,NA())","v":"LEIGH CREEK SOUTH"},{"$f":"IF($E556=DataInput!$B555,DataInput!E555,NA())","v":"SAPN"},{"$f":"IF($E556=DataInput!$B555,DataInput!F555,NA())","v":"Winter"},{"$f":"IF($E556=DataInput!$B555,DataInput!G555,NA())","v":"Non-Coincident"},{"$f":"IF($E556=DataInput!$B555,DataInput!H555,NA())","v":2007},{"$f":"IF($E556=DataInput!$B555,DataInput!I555,NA())","v":"Actual"},{"$f":"IF($E556=DataInput!$B555,DataInput!J555,NA())","v":1.5388200000000001},{"$f":"IF($E556=DataInput!$B555,DataInput!K555,NA())","v":"NA"},null,null,"SA LEIGH CREEK SOUTH",null,null,null,null,false,null,null,{"$error":"#N/A"},{"$error":"#N/A"},{"$error":"#N/A"},{"$error":"#N/A"},{"$error":"#N/A"},{"$error":"#N/A"},{"$error":"#N/A"},{"$error":"#N/A"},{"$error":"#N/A"},{"$error":"#N/A"}]
[null,{"$f":"IF(DataInput!B556=$B$8,IF($B$9=$B$10,TRUE,IF(DataInput!E556=$B$9,TRUE,FALSE)))","v":true},null,null,{"$f":"IF(B557=TRUE,DataInput!B556,NA())","v":"SA"},{"$f":"IF($E557=DataInput!$B556,DataInput!C556,NA())","v":"SLCS"},{"$f":"IF($E557=DataInput!$B556,DataInput!D556,NA())","v":"LEIGH CREEK SOUTH"},{"$f":"IF($E557=DataInput!$B556,DataInput!E556,NA())","v":"SAPN"},{"$f":"IF($E557=DataInput!$B556,DataInput!F556,NA())","v":"Winter"},{"$f":"IF($E557=DataInput!$B556,DataInput!G556,NA())","v":"Non-Coincident"},{"$f":"IF($E557=DataInput!$B556,DataInput!H556,NA())","v":2008},{"$f":"IF($E557=DataInput!$B556,DataInput!I556,NA())","v":"Actual"},{"$f":"IF($E557=DataInput!$B556,DataInput!J556,NA())","v":1.405732},{"$f":"IF($E557=DataInput!$B556,DataInput!K556,NA())","v":"NA"},null,null,"SA LEIGH CREEK SOUTH",null,null,null,null,false,null,null,{"$error":"#N/A"},{"$error":"#N/A"},{"$error":"#N/A"},{"$error":"#N/A"},{"$error":"#N/A"},{"$error":"#N/A"},{"$error":"#N/A"},{"$error":"#N/A"},{"$error":"#N/A"},{"$error":"#N/A"}]
[null,{"$f":"IF(DataInput!B557=$B$8,IF($B$9=$B$10,TRUE,IF(DataInput!E557=$B$9,TRUE,FALSE)))","v":true},null,null,{"$f":"IF(B558=TRUE,DataInput!B557,NA())","v":"SA"},{"$f":"IF($E558=DataInput!$B557,DataInput!C557,NA())","v":"SLCS"},{"$f":"IF($E558=DataInput!$B557,DataInput!D557,NA())","v":"LEIGH CREEK SOUTH"},{"$f":"IF($E558=DataInput!$B557,DataInput!E557,NA())","v":"SAPN"},{"$f":"IF($E558=DataInput!$B557,DataInput!F557,NA())","v":"Winter"},{"$f":"IF($E558=DataInput!$B557,DataInput!G557,NA())","v":"Non-Coincident"},{"$f":"IF($E558=DataInput!$B557,DataInput!H557,NA())","v":2009},{"$f":"IF($E558=DataInput!$B557,DataInput!I557,NA())","v":"Actual"},{"$f":"IF($E558=DataInput!$B557,DataInput!J557,NA())","v":1.378738},{"$f":"IF($E558=DataInput!$B557,DataInput!K557,NA())","v":"NA"},null,null,"SA LEIGH CREEK SOUTH",null,null,null,null,false,null,null,{"$error":"#N/A"},{"$error":"#N/A"},{"$error":"#N/A"},{"$error":"#N/A"},{"$error":"#N/A"},{"$error":"#N/A"},{"$error":"#N/A"},{"$error":"#N/A"},{"$error":"#N/A"},{"$error":"#N/A"}]
[null,{"$f":"IF(DataInput!B558=$B$8,IF($B$9=$B$10,TRUE,IF(DataInput!E558=$B$9,TRUE,FALSE)))","v":true},null,null,{"$f":"IF(B559=TRUE,DataInput!B558,NA())","v":"SA"},{"$f":"IF($E559=DataInput!$B558,DataInput!C558,NA())","v":"SLCS"},{"$f":"IF($E559=DataInput!$B558,DataInput!D558,NA())","v":"LEIGH CREEK SOUTH"},{"$f":"IF($E559=DataInput!$B558,DataInput!E558,NA())","v":"SAPN"},{"$f":"IF($E559=DataInput!$B558,DataInput!F558,NA())","v":"Winter"},{"$f":"IF($E559=DataInput!$B558,DataInput!G558,NA())","v":"Non-Coincident"},{"$f":"IF($E559=DataInput!$B558,DataInput!H558,NA())","v":2010},{"$f":"IF($E559=DataInput!$B558,DataInput!I558,NA())","v":"Actual"},{"$f":"IF($E559=DataInput!$B558,DataInput!J558,NA())","v":1.426328},{"$f":"IF($E559=DataInput!$B558,DataInput!K558,NA())","v":"NA"},null,null,"SA LEIGH CREEK SOUTH",null,null,null,null,false,null,null,{"$error":"#N/A"},{"$error":"#N/A"},{"$error":"#N/A"},{"$error":"#N/A"},{"$error":"#N/A"},{"$error":"#N/A"},{"$error":"#N/A"},{"$error":"#N/A"},{"$error":"#N/A"},{"$error":"#N/A"}]
[null,{"$f":"IF(DataInput!B559=$B$8,IF($B$9=$B$10,TRUE,IF(DataInput!E559=$B$9,TRUE,FALSE)))","v":true},null,null,{"$f":"IF(B560=TRUE,DataInput!B559,NA())","v":"SA"},{"$f":"IF($E560=DataInput!$B559,DataInput!C559,NA())","v":"SLCS"},{"$f":"IF($E560=DataInput!$B559,DataInput!D559,NA())","v":"LEIGH CREEK SOUTH"},{"$f":"IF($E560=DataInput!$B559,DataInput!E559,NA())","v":"SAPN"},{"$f":"IF($E560=DataInput!$B559,DataInput!F559,NA())","v":"Winter"},{"$f":"IF($E560=DataInput!$B559,DataInput!G559,NA())","v":"Non-Coincident"},{"$f":"IF($E560=DataInput!$B559,DataInput!H559,NA())","v":2011},{"$f":"IF($E560=DataInput!$B559,DataInput!I559,NA())","v":"Actual"},{"$f":"IF($E560=DataInput!$B559,DataInput!J559,NA())","v":1.4137459999999999},{"$f":"IF($E560=DataInput!$B559,DataInput!K559,NA())","v":"NA"},null,null,"SA LEIGH CREEK SOUTH",null,null,null,null,false,null,null,{"$error":"#N/A"},{"$error":"#N/A"},{"$error":"#N/A"},{"$error":"#N/A"},{"$error":"#N/A"},{"$error":"#N/A"},{"$error":"#N/A"},{"$error":"#N/A"},{"$error":"#N/A"},{"$error":"#N/A"}]
[null,{"$f":"IF(DataInput!B560=$B$8,IF($B$9=$B$10,TRUE,IF(DataInput!E560=$B$9,TRUE,FALSE)))","v":true},null,null,{"$f":"IF(B561=TRUE,DataInput!B560,NA())","v":"SA"},{"$f":"IF($E561=DataInput!$B560,DataInput!C560,NA())","v":"SLCS"},{"$f":"IF($E561=DataInput!$B560,DataInput!D560,NA())","v":"LEIGH CREEK SOUTH"},{"$f":"IF($E561=DataInput!$B560,DataInput!E560,NA())","v":"SAPN"},{"$f":"IF($E561=DataInput!$B560,DataInput!F560,NA())","v":"Winter"},{"$f":"IF($E561=DataInput!$B560,DataInput!G560,NA())","v":"Non-Coincident"},{"$f":"IF($E561=DataInput!$B560,DataInput!H560,NA())","v":2012},{"$f":"IF($E561=DataInput!$B560,DataInput!I560,NA())","v":"Actual"},{"$f":"IF($E561=DataInput!$B560,DataInput!J560,NA())","v":1.3209820000000001},{"$f":"IF($E561=DataInput!$B560,DataInput!K560,NA())","v":"NA"},null,null,"SA LEIGH CREEK SOUTH",null,null,null,null,false,null,null,{"$error":"#N/A"},{"$error":"#N/A"},{"$error":"#N/A"},{"$error":"#N/A"},{"$error":"#N/A"},{"$error":"#N/A"},{"$error":"#N/A"},{"$error":"#N/A"},{"$error":"#N/A"},{"$error":"#N/A"}]
[null,{"$f":"IF(DataInput!B561=$B$8,IF($B$9=$B$10,TRUE,IF(DataInput!E561=$B$9,TRUE,FALSE)))","v":true},null,null,{"$f":"IF(B562=TRUE,DataInput!B561,NA())","v":"SA"},{"$f":"IF($E562=DataInput!$B561,DataInput!C561,NA())","v":"SLCS"},{"$f":"IF($E562=DataInput!$B561,DataInput!D561,NA())","v":"LEIGH CREEK SOUTH"},{"$f":"IF($E562=DataInput!$B561,DataInput!E561,NA())","v":"SAPN"},{"$f":"IF($E562=DataInput!$B561,DataInput!F561,NA())","v":"Winter"},{"$f":"IF($E562=DataInput!$B561,DataInput!G561,NA())","v":"Non-Coincident"},{"$f":"IF($E562=DataInput!$B561,DataInput!H561,NA())","v":2013},{"$f":"IF($E562=DataInput!$B561,DataInput!I561,NA())","v":"Actual"},{"$f":"IF($E562=DataInput!$B561,DataInput!J561,NA())","v":1.272278},{"$f":"IF($E562=DataInput!$B561,DataInput!K561,NA())","v":"NA"},null,null,"SA LEIGH CREEK SOUTH",null,null,null,null,false,null,null,{"$error":"#N/A"},{"$error":"#N/A"},{"$error":"#N/A"},{"$error":"#N/A"},{"$error":"#N/A"},{"$error":"#N/A"},{"$error":"#N/A"},{"$error":"#N/A"},{"$error":"#N/A"},{"$error":"#N/A"}]
[null,{"$f":"IF(DataInput!B562=$B$8,IF($B$9=$B$10,TRUE,IF(DataInput!E562=$B$9,TRUE,FALSE)))","v":true},null,null,{"$f":"IF(B563=TRUE,DataInput!B562,NA())","v":"SA"},{"$f":"IF($E563=DataInput!$B562,DataInput!C562,NA())","v":"SLCS"},{"$f":"IF($E563=DataInput!$B562,DataInput!D562,NA())","v":"LEIGH CREEK SOUTH"},{"$f":"IF($E563=DataInput!$B562,DataInput!E562,NA())","v":"SAPN"},{"$f":"IF($E563=DataInput!$B562,DataInput!F562,NA())","v":"Winter"},{"$f":"IF($E563=DataInput!$B562,DataInput!G562,NA())","v":"Non-Coincident"},{"$f":"IF($E563=DataInput!$B562,DataInput!H562,NA())","v":2014},{"$f":"IF($E563=DataInput!$B562,DataInput!I562,NA())","v":"Actual"},{"$f":"IF($E563=DataInput!$B562,DataInput!J562,NA())","v":1.431262},{"$f":"IF($E563=DataInput!$B562,DataInput!K562,NA())","v":"NA"},null,null,"SA LEIGH CREEK SOUTH",null,null,null,null,false,null,null,{"$error":"#N/A"},{"$error":"#N/A"},{"$error":"#N/A"},{"$error":"#N/A"},{"$error":"#N/A"},{"$error":"#N/A"},{"$error":"#N/A"},{"$error":"#N/A"},{"$error":"#N/A"},{"$error":"#N/A"}]
[null,{"$f":"IF(DataInput!B563=$B$8,IF($B$9=$B$10,TRUE,IF(DataInput!E563=$B$9,TRUE,FALSE)))","v":true},null,null,{"$f":"IF(B564=TRUE,DataInput!B563,NA())","v":"SA"},{"$f":"IF($E564=DataInput!$B563,DataInput!C563,NA())","v":"SMAN"},{"$f":"IF($E564=DataInput!$B563,DataInput!D563,NA())","v":"MANNUM"},{"$f":"IF($E564=DataInput!$B563,DataInput!E563,NA())","v":"SAPN"},{"$f":"IF($E564=DataInput!$B563,DataInput!F563,NA())","v":"Summer"},{"$f":"IF($E564=DataInput!$B563,DataInput!G563,NA())","v":"Non-Coincident"},{"$f":"IF($E564=DataInput!$B563,DataInput!H563,NA())","v":2003},{"$f":"IF($E564=DataInput!$B563,DataInput!I563,NA())","v":"Actual"},{"$f":"IF($E564=DataInput!$B563,DataInput!J563,NA())","v":11.285472},{"$f":"IF($E564=DataInput!$B563,DataInput!K563,NA())","v":"NA"},null,null,"SA MANNUM",null,null,null,null,false,null,null,{"$error":"#N/A"},{"$error":"#N/A"},{"$error":"#N/A"},{"$error":"#N/A"},{"$error":"#N/A"},{"$error":"#N/A"},{"$error":"#N/A"},{"$error":"#N/A"},{"$error":"#N/A"},{"$error":"#N/A"}]
[null,{"$f":"IF(DataInput!B564=$B$8,IF($B$9=$B$10,TRUE,IF(DataInput!E564=$B$9,TRUE,FALSE)))","v":true},null,null,{"$f":"IF(B565=TRUE,DataInput!B564,NA())","v":"SA"},{"$f":"IF($E565=DataInput!$B564,DataInput!C564,NA())","v":"SMAN"},{"$f":"IF($E565=DataInput!$B564,DataInput!D564,NA())","v":"MANNUM"},{"$f":"IF($E565=DataInput!$B564,DataInput!E564,NA())","v":"SAPN"},{"$f":"IF($E565=DataInput!$B564,DataInput!F564,NA())","v":"Summer"},{"$f":"IF($E565=DataInput!$B564,DataInput!G564,NA())","v":"Non-Coincident"},{"$f":"IF($E565=DataInput!$B564,DataInput!H564,NA())","v":2004},{"$f":"IF($E565=DataInput!$B564,DataInput!I564,NA())","v":"Actual"},{"$f":"IF($E565=DataInput!$B564,DataInput!J564,NA())","v":10.521894},{"$f":"IF($E565=DataInput!$B564,DataInput!K564,NA())","v":"NA"},null,null,"SA MANNUM",null,null,null,null,false,null,null,{"$error":"#N/A"},{"$error":"#N/A"},{"$error":"#N/A"},{"$error":"#N/A"},{"$error":"#N/A"},{"$error":"#N/A"},{"$error":"#N/A"},{"$error":"#N/A"},{"$error":"#N/A"},{"$error":"#N/A"}]
[null,{"$f":"IF(DataInput!B565=$B$8,IF($B$9=$B$10,TRUE,IF(DataInput!E565=$B$9,TRUE,FALSE)))","v":true},null,null,{"$f":"IF(B566=TRUE,DataInput!B565,NA())","v":"SA"},{"$f":"IF($E566=DataInput!$B565,DataInput!C565,NA())","v":"SMAN"},{"$f":"IF($E566=DataInput!$B565,DataInput!D565,NA())","v":"MANNUM"},{"$f":"IF($E566=DataInput!$B565,DataInput!E565,NA())","v":"SAPN"},{"$f":"IF($E566=DataInput!$B565,DataInput!F565,NA())","v":"Summer"},{"$f":"IF($E566=DataInput!$B565,DataInput!G565,NA())","v":"Non-Coincident"},{"$f":"IF($E566=DataInput!$B565,DataInput!H565,NA())","v":2005},{"$f":"IF($E566=DataInput!$B565,DataInput!I565,NA())","v":"Actual"},{"$f":"IF($E566=DataInput!$B565,DataInput!J565,NA())","v":9.2499079999999996},{"$f":"IF($E566=DataInput!$B565,DataInput!K565,NA())","v":"NA"},null,null,"SA MANNUM",null,null,null,null,false,null,null,{"$error":"#N/A"},{"$error":"#N/A"},{"$error":"#N/A"},{"$error":"#N/A"},{"$error":"#N/A"},{"$error":"#N/A"},{"$error":"#N/A"},{"$error":"#N/A"},{"$error":"#N/A"},{"$error":"#N/A"}]
[null,{"$f":"IF(DataInput!B566=$B$8,IF($B$9=$B$10,TRUE,IF(DataInput!E566=$B$9,TRUE,FALSE)))","v":true},null,null,{"$f":"IF(B567=TRUE,DataInput!B566,NA())","v":"SA"},{"$f":"IF($E567=DataInput!$B566,DataInput!C566,NA())","v":"SMAN"},{"$f":"IF($E567=DataInput!$B566,DataInput!D566,NA())","v":"MANNUM"},{"$f":"IF($E567=DataInput!$B566,DataInput!E566,NA())","v":"SAPN"},{"$f":"IF($E567=DataInput!$B566,DataInput!F566,NA())","v":"Summer"},{"$f":"IF($E567=DataInput!$B566,DataInput!G566,NA())","v":"Non-Coincident"},{"$f":"IF($E567=DataInput!$B566,DataInput!H566,NA())","v":2006},{"$f":"IF($E567=DataInput!$B566,DataInput!I566,NA())","v":"Actual"},{"$f":"IF($E567=DataInput!$B566,DataInput!J566,NA())","v":14.242704},{"$f":"IF($E567=DataInput!$B566,DataInput!K566,NA())","v":"NA"},null,null,"SA MANNUM",null,null,null,null,false,null,null,{"$error":"#N/A"},{"$f":"IF($V567=TRUE,F567,NA())","v":{"$error":"#N/A"}},{"$f":"IF($V567=TRUE,G567,NA())","v":{"$error":"#N/A"}},{"$f":"IF($V567=TRUE,H567,NA())","v":{"$error":"#N/A"}},{"$f":"IF($V567=TRUE,I567,NA())","v":{"$error":"#N/A"}},{"$f":"IF($V567=TRUE,J567,NA())","v":{"$error":"#N/A"}},{"$f":"IF($V567=TRUE,K567,NA())","v":{"$error":"#N/A"}},{"$f":"IF($V567=TRUE,L567,NA())","v":{"$error":"#N/A"}},{"$f":"IF($V567=TRUE,M567,NA())","v":{"$error":"#N/A"}},{"$f":"IF($V567=TRUE,N567,NA())","v":{"$error":"#N/A"}}]
[null,{"$f":"IF(DataInput!B567=$B$8,IF($B$9=$B$10,TRUE,IF(DataInput!E567=$B$9,TRUE,FALSE)))","v":true},null,null,{"$f":"IF(B568=TRUE,DataInput!B567,NA())","v":"SA"},{"$f":"IF($E568=DataInput!$B567,DataInput!C567,NA())","v":"SMAN"},{"$f":"IF($E568=DataInput!$B567,DataInput!D567,NA())","v":"MANNUM"},{"$f":"IF($E568=DataInput!$B567,DataInput!E567,NA())","v":"SAPN"},{"$f":"IF($E568=DataInput!$B567,DataInput!F567,NA())","v":"Summer"},{"$f":"IF($E568=DataInput!$B567,DataInput!G567,NA())","v":"Non-Coincident"},{"$f":"IF($E568=DataInput!$B567,DataInput!H567,NA())","v":2007},{"$f":"IF($E568=DataInput!$B567,DataInput!I567,NA())","v":"Actual"},{"$f":"IF($E568=DataInput!$B567,DataInput!J567,NA())","v":11.734071999999999},{"$f":"IF($E568=DataInput!$B567,DataInput!K567,NA())","v":"NA"},null,null,"SA MANNUM",null,null,null,null,false,null,null,{"$error":"#N/A"},{"$error":"#N/A"},{"$error":"#N/A"},{"$error":"#N/A"},{"$error":"#N/A"},{"$error":"#N/A"},{"$error":"#N/A"},{"$error":"#N/A"},{"$error":"#N/A"},{"$error":"#N/A"}]
[null,{"$f":"IF(DataInput!B568=$B$8,IF($B$9=$B$10,TRUE,IF(DataInput!E568=$B$9,TRUE,FALSE)))","v":true},null,null,{"$f":"IF(B569=TRUE,DataInput!B568,NA())","v":"SA"},{"$f":"IF($E569=DataInput!$B568,DataInput!C568,NA())","v":"SMAN"},{"$f":"IF($E569=DataInput!$B568,DataInput!D568,NA())","v":"MANNUM"},{"$f":"IF($E569=DataInput!$B568,DataInput!E568,NA())","v":"SAPN"},{"$f":"IF($E569=DataInput!$B568,DataInput!F568,NA())","v":"Summer"},{"$f":"IF($E569=DataInput!$B568,DataInput!G568,NA())","v":"Non-Coincident"},{"$f":"IF($E569=DataInput!$B568,DataInput!H568,NA())","v":2008},{"$f":"IF($E569=DataInput!$B568,DataInput!I568,NA())","v":"Actual"},{"$f":"IF($E569=DataInput!$B568,DataInput!J568,NA())","v":12.837364000000001},{"$f":"IF($E569=DataInput!$B568,DataInput!K568,NA())","v":"NA"},null,null,"SA MANNUM",null,null,null,null,false,null,null,{"$error":"#N/A"},{"$error":"#N/A"},{"$error":"#N/A"},{"$error":"#N/A"},{"$error":"#N/A"},{"$error":"#N/A"},{"$error":"#N/A"},{"$error":"#N/A"},{"$error":"#N/A"},{"$error":"#N/A"}]
[null,{"$f":"IF(DataInput!B569=$B$8,IF($B$9=$B$10,TRUE,IF(DataInput!E569=$B$9,TRUE,FALSE)))","v":true},null,null,{"$f":"IF(B570=TRUE,DataInput!B569,NA())","v":"SA"},{"$f":"IF($E570=DataInput!$B569,DataInput!C569,NA())","v":"SMAN"},{"$f":"IF($E570=DataInput!$B569,DataInput!D569,NA())","v":"MANNUM"},{"$f":"IF($E570=DataInput!$B569,DataInput!E569,NA())","v":"SAPN"},{"$f":"IF($E570=DataInput!$B569,DataInput!F569,NA())","v":"Summer"},{"$f":"IF($E570=DataInput!$B569,DataInput!G569,NA())","v":"Non-Coincident"},{"$f":"IF($E570=DataInput!$B569,DataInput!H569,NA())","v":2009},{"$f":"IF($E570=DataInput!$B569,DataInput!I569,NA())","v":"Actual"},{"$f":"IF($E570=DataInput!$B569,DataInput!J569,NA())","v":11.229139999999999},{"$f":"IF($E570=DataInput!$B569,DataInput!K569,NA())","v":"NA"},null,null,"SA MANNUM",null,null,null,null,false,null,null,{"$error":"#N/A"},{"$error":"#N/A"},{"$error":"#N/A"},{"$error":"#N/A"},{"$error":"#N/A"},{"$error":"#N/A"},{"$error":"#N/A"},{"$error":"#N/A"},{"$error":"#N/A"},{"$error":"#N/A"}]
[null,{"$f":"IF(DataInput!B570=$B$8,IF($B$9=$B$10,TRUE,IF(DataInput!E570=$B$9,TRUE,FALSE)))","v":true},null,null,{"$f":"IF(B571=TRUE,DataInput!B570,NA())","v":"SA"},{"$f":"IF($E571=DataInput!$B570,DataInput!C570,NA())","v":"SMAN"},{"$f":"IF($E571=DataInput!$B570,DataInput!D570,NA())","v":"MANNUM"},{"$f":"IF($E571=DataInput!$B570,DataInput!E570,NA())","v":"SAPN"},{"$f":"IF($E571=DataInput!$B570,DataInput!F570,NA())","v":"Summer"},{"$f":"IF($E571=DataInput!$B570,DataInput!G570,NA())","v":"Non-Coincident"},{"$f":"IF($E571=DataInput!$B570,DataInput!H570,NA())","v":2010},{"$f":"IF($E571=DataInput!$B570,DataInput!I570,NA())","v":"Actual"},{"$f":"IF($E571=DataInput!$B570,DataInput!J570,NA())","v":13.7666},{"$f":"IF($E571=DataInput!$B570,DataInput!K570,NA())","v":"NA"},null,null,"SA MANNUM",null,null,null,null,false,null,null,{"$error":"#N/A"},{"$error":"#N/A"},{"$error":"#N/A"},{"$error":"#N/A"},{"$error":"#N/A"},{"$error":"#N/A"},{"$error":"#N/A"},{"$error":"#N/A"},{"$error":"#N/A"},{"$error":"#N/A"}]
[null,{"$f":"IF(DataInput!B571=$B$8,IF($B$9=$B$10,TRUE,IF(DataInput!E571=$B$9,TRUE,FALSE)))","v":true},null,null,{"$f":"IF(B572=TRUE,DataInput!B571,NA())","v":"SA"},{"$f":"IF($E572=DataInput!$B571,DataInput!C571,NA())","v":"SMAN"},{"$f":"IF($E572=DataInput!$B571,DataInput!D571,NA())","v":"MANNUM"},{"$f":"IF($E572=DataInput!$B571,DataInput!E571,NA())","v":"SAPN"},{"$f":"IF($E572=DataInput!$B571,DataInput!F571,NA())","v":"Summer"},{"$f":"IF($E572=DataInput!$B571,DataInput!G571,NA())","v":"Non-Coincident"},{"$f":"IF($E572=DataInput!$B571,DataInput!H571,NA())","v":2011},{"$f":"IF($E572=DataInput!$B571,DataInput!I571,NA())","v":"Actual"},{"$f":"IF($E572=DataInput!$B571,DataInput!J571,NA())","v":12.319708},{"$f":"IF($E572=DataInput!$B571,DataInput!K571,NA())","v":"NA"},null,null,"SA MANNUM",null,null,null,null,false,null,null,{"$error":"#N/A"},{"$error":"#N/A"},{"$error":"#N/A"},{"$error":"#N/A"},{"$error":"#N/A"},{"$error":"#N/A"},{"$error":"#N/A"},{"$error":"#N/A"},{"$error":"#N/A"},{"$error":"#N/A"}]
[null,{"$f":"IF(DataInput!B572=$B$8,IF($B$9=$B$10,TRUE,IF(DataInput!E572=$B$9,TRUE,FALSE)))","v":true},null,null,{"$f":"IF(B573=TRUE,DataInput!B572,NA())","v":"SA"},{"$f":"IF($E573=DataInput!$B572,DataInput!C572,NA())","v":"SMAN"},{"$f":"IF($E573=DataInput!$B572,DataInput!D572,NA())","v":"MANNUM"},{"$f":"IF($E573=DataInput!$B572,DataInput!E572,NA())","v":"SAPN"},{"$f":"IF($E573=DataInput!$B572,DataInput!F572,NA())","v":"Summer"},{"$f":"IF($E573=DataInput!$B572,DataInput!G572,NA())","v":"Non-Coincident"},{"$f":"IF($E573=DataInput!$B572,DataInput!H572,NA())","v":2012},{"$f":"IF($E573=DataInput!$B572,DataInput!I572,NA())","v":"Actual"},{"$f":"IF($E573=DataInput!$B572,DataInput!J572,NA())","v":13.276464000000001},{"$f":"IF($E573=DataInput!$B572,DataInput!K572,NA())","v":"NA"},null,null,"SA MANNUM",null,null,null,null,false,null,null,{"$error":"#N/A"},{"$error":"#N/A"},{"$error":"#N/A"},{"$error":"#N/A"},{"$error":"#N/A"},{"$error":"#N/A"},{"$error":"#N/A"},{"$error":"#N/A"},{"$error":"#N/A"},{"$error":"#N/A"}]
[null,{"$f":"IF(DataInput!B573=$B$8,IF($B$9=$B$10,TRUE,IF(DataInput!E573=$B$9,TRUE,FALSE)))","v":true},null,null,{"$f":"IF(B574=TRUE,DataInput!B573,NA())","v":"SA"},{"$f":"IF($E574=DataInput!$B573,DataInput!C573,NA())","v":"SMAN"},{"$f":"IF($E574=DataInput!$B573,DataInput!D573,NA())","v":"MANNUM"},{"$f":"IF($E574=DataInput!$B573,DataInput!E573,NA())","v":"SAPN"},{"$f":"IF($E574=DataInput!$B573,DataInput!F573,NA())","v":"Summer"},{"$f":"IF($E574=DataInput!$B573,DataInput!G573,NA())","v":"Non-Coincident"},{"$f":"IF($E574=DataInput!$B573,DataInput!H573,NA())","v":2013},{"$f":"IF($E574=DataInput!$B573,DataInput!I573,NA())","v":"Actual"},{"$f":"IF($E574=DataInput!$B573,DataInput!J573,NA())","v":13.137632},{"$f":"IF($E574=DataInput!$B573,DataInput!K573,NA())","v":"NA"},null,null,"SA MANNUM",null,null,null,null,false,null,null,{"$error":"#N/A"},{"$error":"#N/A"},{"$error":"#N/A"},{"$error":"#N/A"},{"$error":"#N/A"},{"$error":"#N/A"},{"$error":"#N/A"},{"$error":"#N/A"},{"$error":"#N/A"},{"$error":"#N/A"}]
[null,{"$f":"IF(DataInput!B574=$B$8,IF($B$9=$B$10,TRUE,IF(DataInput!E574=$B$9,TRUE,FALSE)))","v":true},null,null,{"$f":"IF(B575=TRUE,DataInput!B574,NA())","v":"SA"},{"$f":"IF($E575=DataInput!$B574,DataInput!C574,NA())","v":"SMAN"},{"$f":"IF($E575=DataInput!$B574,DataInput!D574,NA())","v":"MANNUM"},{"$f":"IF($E575=DataInput!$B574,DataInput!E574,NA())","v":"SAPN"},{"$f":"IF($E575=DataInput!$B574,DataInput!F574,NA())","v":"Summer"},{"$f":"IF($E575=DataInput!$B574,DataInput!G574,NA())","v":"Non-Coincident"},{"$f":"IF($E575=DataInput!$B574,DataInput!H574,NA())","v":2014},{"$f":"IF($E575=DataInput!$B574,DataInput!I574,NA())","v":"Actual"},{"$f":"IF($E575=DataInput!$B574,DataInput!J574,NA())","v":12.575112000000001},{"$f":"IF($E575=DataInput!$B574,DataInput!K574,NA())","v":"NA"},null,null,"SA MANNUM",null,null,null,null,false,null,null,{"$error":"#N/A"},{"$error":"#N/A"},{"$error":"#N/A"},{"$error":"#N/A"},{"$error":"#N/A"},{"$error":"#N/A"},{"$error":"#N/A"},{"$error":"#N/A"},{"$error":"#N/A"},{"$error":"#N/A"}]
[null,{"$f":"IF(DataInput!B575=$B$8,IF($B$9=$B$10,TRUE,IF(DataInput!E575=$B$9,TRUE,FALSE)))","v":true},null,null,{"$f":"IF(B576=TRUE,DataInput!B575,NA())","v":"SA"},{"$f":"IF($E576=DataInput!$B575,DataInput!C575,NA())","v":"SMAN"},{"$f":"IF($E576=DataInput!$B575,DataInput!D575,NA())","v":"MANNUM"},{"$f":"IF($E576=DataInput!$B575,DataInput!E575,NA())","v":"SAPN"},{"$f":"IF($E576=DataInput!$B575,DataInput!F575,NA())","v":"Winter"},{"$f":"IF($E576=DataInput!$B575,DataInput!G575,NA())","v":"Non-Coincident"},{"$f":"IF($E576=DataInput!$B575,DataInput!H575,NA())","v":2003},{"$f":"IF($E576=DataInput!$B575,DataInput!I575,NA())","v":"Actual"},{"$f":"IF($E576=DataInput!$B575,DataInput!J575,NA())","v":6.4371140000000002},{"$f":"IF($E576=DataInput!$B575,DataInput!K575,NA())","v":"NA"},null,null,"SA MANNUM",null,null,null,null,false,null,null,{"$error":"#N/A"},{"$error":"#N/A"},{"$error":"#N/A"},{"$error":"#N/A"},{"$error":"#N/A"},{"$error":"#N/A"},{"$error":"#N/A"},{"$error":"#N/A"},{"$error":"#N/A"},{"$error":"#N/A"}]
[null,{"$f":"IF(DataInput!B576=$B$8,IF($B$9=$B$10,TRUE,IF(DataInput!E576=$B$9,TRUE,FALSE)))","v":true},null,null,{"$f":"IF(B577=TRUE,DataInput!B576,NA())","v":"SA"},{"$f":"IF($E577=DataInput!$B576,DataInput!C576,NA())","v":"SMAN"},{"$f":"IF($E577=DataInput!$B576,DataInput!D576,NA())","v":"MANNUM"},{"$f":"IF($E577=DataInput!$B576,DataInput!E576,NA())","v":"SAPN"},{"$f":"IF($E577=DataInput!$B576,DataInput!F576,NA())","v":"Winter"},{"$f":"IF($E577=DataInput!$B576,DataInput!G576,NA())","v":"Non-Coincident"},{"$f":"IF($E577=DataInput!$B576,DataInput!H576,NA())","v":2004},{"$f":"IF($E577=DataInput!$B576,DataInput!I576,NA())","v":"Actual"},{"$f":"IF($E577=DataInput!$B576,DataInput!J576,NA())","v":5.8961940000000004},{"$f":"IF($E577=DataInput!$B576,DataInput!K576,NA())","v":"NA"},null,null,"SA MANNUM",null,null,null,null,false,null,null,{"$error":"#N/A"},{"$error":"#N/A"},{"$error":"#N/A"},{"$error":"#N/A"},{"$error":"#N/A"},{"$error":"#N/A"},{"$error":"#N/A"},{"$error":"#N/A"},{"$error":"#N/A"},{"$error":"#N/A"}]
[null,{"$f":"IF(DataInput!B577=$B$8,IF($B$9=$B$10,TRUE,IF(DataInput!E577=$B$9,TRUE,FALSE)))","v":true},null,null,{"$f":"IF(B578=TRUE,DataInput!B577,NA())","v":"SA"},{"$f":"IF($E578=DataInput!$B577,DataInput!C577,NA())","v":"SMAN"},{"$f":"IF($E578=DataInput!$B577,DataInput!D577,NA())","v":"MANNUM"},{"$f":"IF($E578=DataInput!$B577,DataInput!E577,NA())","v":"SAPN"},{"$f":"IF($E578=DataInput!$B577,DataInput!F577,NA())","v":"Winter"},{"$f":"IF($E578=DataInput!$B577,DataInput!G577,NA())","v":"Non-Coincident"},{"$f":"IF($E578=DataInput!$B577,DataInput!H577,NA())","v":2005},{"$f":"IF($E578=DataInput!$B577,DataInput!I577,NA())","v":"Actual"},{"$f":"IF($E578=DataInput!$B577,DataInput!J577,NA())","v":6.6640579999999998},{"$f":"IF($E578=DataInput!$B577,DataInput!K577,NA())","v":"NA"},null,null,"SA MANNUM",null,null,null,null,false,null,null,{"$error":"#N/A"},{"$error":"#N/A"},{"$error":"#N/A"},{"$error":"#N/A"},{"$error":"#N/A"},{"$error":"#N/A"},{"$error":"#N/A"},{"$error":"#N/A"},{"$error":"#N/A"},{"$error":"#N/A"}]
[null,{"$f":"IF(DataInput!B578=$B$8,IF($B$9=$B$10,TRUE,IF(DataInput!E578=$B$9,TRUE,FALSE)))","v":true},null,null,{"$f":"IF(B579=TRUE,DataInput!B578,NA())","v":"SA"},{"$f":"IF($E579=DataInput!$B578,DataInput!C578,NA())","v":"SMAN"},{"$f":"IF($E579=DataInput!$B578,DataInput!D578,NA())","v":"MANNUM"},{"$f":"IF($E579=DataInput!$B578,DataInput!E578,NA())","v":"SAPN"},{"$f":"IF($E579=DataInput!$B578,DataInput!F578,NA())","v":"Winter"},{"$f":"IF($E579=DataInput!$B578,DataInput!G578,NA())","v":"Non-Coincident"},{"$f":"IF($E579=DataInput!$B578,DataInput!H578,NA())","v":2006},{"$f":"IF($E579=DataInput!$B578,DataInput!I578,NA())","v":"Actual"},{"$f":"IF($E579=DataInput!$B578,DataInput!J578,NA())","v":7.5497360000000002},{"$f":"IF($E579=DataInput!$B578,DataInput!K578,NA())","v":"NA"},null,null,"SA MANNUM",null,null,null,null,false,null,null,{"$error":"#N/A"},{"$error":"#N/A"},{"$error":"#N/A"},{"$error":"#N/A"},{"$error":"#N/A"},{"$error":"#N/A"},{"$error":"#N/A"},{"$error":"#N/A"},{"$error":"#N/A"},{"$error":"#N/A"}]
[null,{"$f":"IF(DataInput!B579=$B$8,IF($B$9=$B$10,TRUE,IF(DataInput!E579=$B$9,TRUE,FALSE)))","v":true},null,null,{"$f":"IF(B580=TRUE,DataInput!B579,NA())","v":"SA"},{"$f":"IF($E580=DataInput!$B579,DataInput!C579,NA())","v":"SMAN"},{"$f":"IF($E580=DataInput!$B579,DataInput!D579,NA())","v":"MANNUM"},{"$f":"IF($E580=DataInput!$B579,DataInput!E579,NA())","v":"SAPN"},{"$f":"IF($E580=DataInput!$B579,DataInput!F579,NA())","v":"Winter"},{"$f":"IF($E580=DataInput!$B579,DataInput!G579,NA())","v":"Non-Coincident"},{"$f":"IF($E580=DataInput!$B579,DataInput!H579,NA())","v":2007},{"$f":"IF($E580=DataInput!$B579,DataInput!I579,NA())","v":"Actual"},{"$f":"IF($E580=DataInput!$B579,DataInput!J579,NA())","v":7.6270100000000003},{"$f":"IF($E580=DataInput!$B579,DataInput!K579,NA())","v":"NA"},null,null,"SA MANNUM",null,null,null,null,false,null,null,{"$error":"#N/A"},{"$error":"#N/A"},{"$error":"#N/A"},{"$error":"#N/A"},{"$error":"#N/A"},{"$error":"#N/A"},{"$error":"#N/A"},{"$error":"#N/A"},{"$error":"#N/A"},{"$error":"#N/A"}]
[null,{"$f":"IF(DataInput!B580=$B$8,IF($B$9=$B$10,TRUE,IF(DataInput!E580=$B$9,TRUE,FALSE)))","v":true},null,null,{"$f":"IF(B581=TRUE,DataInput!B580,NA())","v":"SA"},{"$f":"IF($E581=DataInput!$B580,DataInput!C580,NA())","v":"SMAN"},{"$f":"IF($E581=DataInput!$B580,DataInput!D580,NA())","v":"MANNUM"},{"$f":"IF($E581=DataInput!$B580,DataInput!E580,NA())","v":"SAPN"},{"$f":"IF($E581=DataInput!$B580,DataInput!F580,NA())","v":"Winter"},{"$f":"IF($E581=DataInput!$B580,DataInput!G580,NA())","v":"Non-Coincident"},{"$f":"IF($E581=DataInput!$B580,DataInput!H580,NA())","v":2008},{"$f":"IF($E581=DataInput!$B580,DataInput!I580,NA())","v":"Actual"},{"$f":"IF($E581=DataInput!$B580,DataInput!J580,NA())","v":7.5572080000000001},{"$f":"IF($E581=DataInput!$B580,DataInput!K580,NA())","v":"NA"},null,null,"SA MANNUM",null,null,null,null,false,null,null,{"$error":"#N/A"},{"$error":"#N/A"},{"$error":"#N/A"},{"$error":"#N/A"},{"$error":"#N/A"},{"$error":"#N/A"},{"$error":"#N/A"},{"$error":"#N/A"},{"$error":"#N/A"},{"$error":"#N/A"}]
[null,{"$f":"IF(DataInput!B581=$B$8,IF($B$9=$B$10,TRUE,IF(DataInput!E581=$B$9,TRUE,FALSE)))","v":true},null,null,{"$f":"IF(B582=TRUE,DataInput!B581,NA())","v":"SA"},{"$f":"IF($E582=DataInput!$B581,DataInput!C581,NA())","v":"SMAN"},{"$f":"IF($E582=DataInput!$B581,DataInput!D581,NA())","v":"MANNUM"},{"$f":"IF($E582=DataInput!$B581,DataInput!E581,NA())","v":"SAPN"},{"$f":"IF($E582=DataInput!$B581,DataInput!F581,NA())","v":"Winter"},{"$f":"IF($E582=DataInput!$B581,DataInput!G581,NA())","v":"Non-Coincident"},{"$f":"IF($E582=DataInput!$B581,DataInput!H581,NA())","v":2009},{"$f":"IF($E582=DataInput!$B581,DataInput!I581,NA())","v":"Actual"},{"$f":"IF($E582=DataInput!$B581,DataInput!J581,NA())","v":8.0272799999999993},{"$f":"IF($E582=DataInput!$B581,DataInput!K581,NA())","v":"NA"},null,null,"SA MANNUM",null,null,null,null,false,null,null,{"$error":"#N/A"},{"$error":"#N/A"},{"$error":"#N/A"},{"$error":"#N/A"},{"$error":"#N/A"},{"$error":"#N/A"},{"$error":"#N/A"},{"$error":"#N/A"},{"$error":"#N/A"},{"$error":"#N/A"}]
[null,{"$f":"IF(DataInput!B582=$B$8,IF($B$9=$B$10,TRUE,IF(DataInput!E582=$B$9,TRUE,FALSE)))","v":true},null,null,{"$f":"IF(B583=TRUE,DataInput!B582,NA())","v":"SA"},{"$f":"IF($E583=DataInput!$B582,DataInput!C582,NA())","v":"SMAN"},{"$f":"IF($E583=DataInput!$B582,DataInput!D582,NA())","v":"MANNUM"},{"$f":"IF($E583=DataInput!$B582,DataInput!E582,NA())","v":"SAPN"},{"$f":"IF($E583=DataInput!$B582,DataInput!F582,NA())","v":"Winter"},{"$f":"IF($E583=DataInput!$B582,DataInput!G582,NA())","v":"Non-Coincident"},{"$f":"IF($E583=DataInput!$B582,DataInput!H582,NA())","v":2010},{"$f":"IF($E583=DataInput!$B582,DataInput!I582,NA())","v":"Actual"},{"$f":"IF($E583=DataInput!$B582,DataInput!J582,NA())","v":8.2925760000000004},{"$f":"IF($E583=DataInput!$B582,DataInput!K582,NA())","v":"NA"},null,null,"SA MANNUM",null,null,null,null,false,null,null,{"$error":"#N/A"},{"$error":"#N/A"},{"$error":"#N/A"},{"$error":"#N/A"},{"$error":"#N/A"},{"$error":"#N/A"},{"$error":"#N/A"},{"$error":"#N/A"},{"$error":"#N/A"},{"$error":"#N/A"}]
[null,{"$f":"IF(DataInput!B583=$B$8,IF($B$9=$B$10,TRUE,IF(DataInput!E583=$B$9,TRUE,FALSE)))","v":true},null,null,{"$f":"IF(B584=TRUE,DataInput!B583,NA())","v":"SA"},{"$f":"IF($E584=DataInput!$B583,DataInput!C583,NA())","v":"SMAN"},{"$f":"IF($E584=DataInput!$B583,DataInput!D583,NA())","v":"MANNUM"},{"$f":"IF($E584=DataInput!$B583,DataInput!E583,NA())","v":"SAPN"},{"$f":"IF($E584=DataInput!$B583,DataInput!F583,NA())","v":"Winter"},{"$f":"IF($E584=DataInput!$B583,DataInput!G583,NA())","v":"Non-Coincident"},{"$f":"IF($E584=DataInput!$B583,DataInput!H583,NA())","v":2011},{"$f":"IF($E584=DataInput!$B583,DataInput!I583,NA())","v":"Actual"},{"$f":"IF($E584=DataInput!$B583,DataInput!J583,NA())","v":6.7248419999999998},{"$f":"IF($E584=DataInput!$B583,DataInput!K583,NA())","v":"NA"},null,null,"SA MANNUM",null,null,null,null,false,null,null,{"$error":"#N/A"},{"$error":"#N/A"},{"$error":"#N/A"},{"$error":"#N/A"},{"$error":"#N/A"},{"$error":"#N/A"},{"$error":"#N/A"},{"$error":"#N/A"},{"$error":"#N/A"},{"$error":"#N/A"}]
[null,{"$f":"IF(DataInput!B584=$B$8,IF($B$9=$B$10,TRUE,IF(DataInput!E584=$B$9,TRUE,FALSE)))","v":true},null,null,{"$f":"IF(B585=TRUE,DataInput!B584,NA())","v":"SA"},{"$f":"IF($E585=DataInput!$B584,DataInput!C584,NA())","v":"SMAN"},{"$f":"IF($E585=DataInput!$B584,DataInput!D584,NA())","v":"MANNUM"},{"$f":"IF($E585=DataInput!$B584,DataInput!E584,NA())","v":"SAPN"},{"$f":"IF($E585=DataInput!$B584,DataInput!F584,NA())","v":"Winter"},{"$f":"IF($E585=DataInput!$B584,DataInput!G584,NA())","v":"Non-Coincident"},{"$f":"IF($E585=DataInput!$B584,DataInput!H584,NA())","v":2012},{"$f":"IF($E585=DataInput!$B584,DataInput!I584,NA())","v":"Actual"},{"$f":"IF($E585=DataInput!$B584,DataInput!J584,NA())","v":7.5522159999999996},{"$f":"IF($E585=DataInput!$B584,DataInput!K584,NA())","v":"NA"},null,null,"SA MANNUM",null,null,null,null,false,null,null,{"$error":"#N/A"},{"$error":"#N/A"},{"$error":"#N/A"},{"$error":"#N/A"},{"$error":"#N/A"},{"$error":"#N/A"},{"$error":"#N/A"},{"$error":"#N/A"},{"$error":"#N/A"},{"$error":"#N/A"}]
[null,{"$f":"IF(DataInput!B585=$B$8,IF($B$9=$B$10,TRUE,IF(DataInput!E585=$B$9,TRUE,FALSE)))","v":true},null,null,{"$f":"IF(B586=TRUE,DataInput!B585,NA())","v":"SA"},{"$f":"IF($E586=DataInput!$B585,DataInput!C585,NA())","v":"SMAN"},{"$f":"IF($E586=DataInput!$B585,DataInput!D585,NA())","v":"MANNUM"},{"$f":"IF($E586=DataInput!$B585,DataInput!E585,NA())","v":"SAPN"},{"$f":"IF($E586=DataInput!$B585,DataInput!F585,NA())","v":"Winter"},{"$f":"IF($E586=DataInput!$B585,DataInput!G585,NA())","v":"Non-Coincident"},{"$f":"IF($E586=DataInput!$B585,DataInput!H585,NA())","v":2013},{"$f":"IF($E586=DataInput!$B585,DataInput!I585,NA())","v":"Actual"},{"$f":"IF($E586=DataInput!$B585,DataInput!J585,NA())","v":7.542554},{"$f":"IF($E586=DataInput!$B585,DataInput!K585,NA())","v":"NA"},null,null,"SA MANNUM",null,null,null,null,false,null,null,{"$error":"#N/A"},{"$error":"#N/A"},{"$error":"#N/A"},{"$error":"#N/A"},{"$error":"#N/A"},{"$error":"#N/A"},{"$error":"#N/A"},{"$error":"#N/A"},{"$error":"#N/A"},{"$error":"#N/A"}]
[null,{"$f":"IF(DataInput!B586=$B$8,IF($B$9=$B$10,TRUE,IF(DataInput!E586=$B$9,TRUE,FALSE)))","v":true},null,null,{"$f":"IF(B587=TRUE,DataInput!B586,NA())","v":"SA"},{"$f":"IF($E587=DataInput!$B586,DataInput!C586,NA())","v":"SMAN"},{"$f":"IF($E587=DataInput!$B586,DataInput!D586,NA())","v":"MANNUM"},{"$f":"IF($E587=DataInput!$B586,DataInput!E586,NA())","v":"SAPN"},{"$f":"IF($E587=DataInput!$B586,DataInput!F586,NA())","v":"Winter"},{"$f":"IF($E587=DataInput!$B586,DataInput!G586,NA())","v":"Non-Coincident"},{"$f":"IF($E587=DataInput!$B586,DataInput!H586,NA())","v":2014},{"$f":"IF($E587=DataInput!$B586,DataInput!I586,NA())","v":"Actual"},{"$f":"IF($E587=DataInput!$B586,DataInput!J586,NA())","v":7.7474080000000001},{"$f":"IF($E587=DataInput!$B586,DataInput!K586,NA())","v":"NA"},null,null,"SA MANNUM",null,null,null,null,false,null,null,{"$error":"#N/A"},{"$error":"#N/A"},{"$error":"#N/A"},{"$error":"#N/A"},{"$error":"#N/A"},{"$error":"#N/A"},{"$error":"#N/A"},{"$error":"#N/A"},{"$error":"#N/A"},{"$error":"#N/A"}]
[null,{"$f":"IF(DataInput!B587=$B$8,IF($B$9=$B$10,TRUE,IF(DataInput!E587=$B$9,TRUE,FALSE)))","v":true},null,null,{"$f":"IF(B588=TRUE,DataInput!B587,NA())","v":"SA"},{"$f":"IF($E588=DataInput!$B587,DataInput!C587,NA())","v":"SMBL"},{"$f":"IF($E588=DataInput!$B587,DataInput!D587,NA())","v":"MOBILONG"},{"$f":"IF($E588=DataInput!$B587,DataInput!E587,NA())","v":"SAPN"},{"$f":"IF($E588=DataInput!$B587,DataInput!F587,NA())","v":"Summer"},{"$f":"IF($E588=DataInput!$B587,DataInput!G587,NA())","v":"Non-Coincident"},{"$f":"IF($E588=DataInput!$B587,DataInput!H587,NA())","v":2003},{"$f":"IF($E588=DataInput!$B587,DataInput!I587,NA())","v":"Actual"},{"$f":"IF($E588=DataInput!$B587,DataInput!J587,NA())","v":29.684632000000001},{"$f":"IF($E588=DataInput!$B587,DataInput!K587,NA())","v":"NA"},null,null,{"$f":"IF(OR(ISERROR(E588),ISERROR(G588)),\"  \",E588&\" \"&G588)","v":"SA MOBILONG"},null,null,null,null,{"$f":"IF(ISERROR(G588),FALSE,IF($V$9=G588,TRUE,FALSE))","v":false},null,null,{"$f":"IF($V588=TRUE,E588,NA())","v":{"$error":"#N/A"}},{"$error":"#N/A"},{"$error":"#N/A"},{"$error":"#N/A"},{"$error":"#N/A"},{"$error":"#N/A"},{"$error":"#N/A"},{"$error":"#N/A"},{"$error":"#N/A"},{"$error":"#N/A"}]
[null,{"$f":"IF(DataInput!B588=$B$8,IF($B$9=$B$10,TRUE,IF(DataInput!E588=$B$9,TRUE,FALSE)))","v":true},null,null,{"$f":"IF(B589=TRUE,DataInput!B588,NA())","v":"SA"},{"$f":"IF($E589=DataInput!$B588,DataInput!C588,NA())","v":"SMBL"},{"$f":"IF($E589=DataInput!$B588,DataInput!D588,NA())","v":"MOBILONG"},{"$f":"IF($E589=DataInput!$B588,DataInput!E588,NA())","v":"SAPN"},{"$f":"IF($E589=DataInput!$B588,DataInput!F588,NA())","v":"Summer"},{"$f":"IF($E589=DataInput!$B588,DataInput!G588,NA())","v":"Non-Coincident"},{"$f":"IF($E589=DataInput!$B588,DataInput!H588,NA())","v":2004},{"$f":"IF($E589=DataInput!$B588,DataInput!I588,NA())","v":"Actual"},{"$f":"IF($E589=DataInput!$B588,DataInput!J588,NA())","v":28.957363999999998},{"$f":"IF($E589=DataInput!$B588,DataInput!K588,NA())","v":"NA"},null,null,"SA MOBILONG",null,null,null,null,false,null,null,{"$error":"#N/A"},{"$error":"#N/A"},{"$error":"#N/A"},{"$error":"#N/A"},{"$error":"#N/A"},{"$error":"#N/A"},{"$error":"#N/A"},{"$error":"#N/A"},{"$error":"#N/A"},{"$error":"#N/A"}]
[null,{"$f":"IF(DataInput!B589=$B$8,IF($B$9=$B$10,TRUE,IF(DataInput!E589=$B$9,TRUE,FALSE)))","v":true},null,null,{"$f":"IF(B590=TRUE,DataInput!B589,NA())","v":"SA"},{"$f":"IF($E590=DataInput!$B589,DataInput!C589,NA())","v":"SMBL"},{"$f":"IF($E590=DataInput!$B589,DataInput!D589,NA())","v":"MOBILONG"},{"$f":"IF($E590=DataInput!$B589,DataInput!E589,NA())","v":"SAPN"},{"$f":"IF($E590=DataInput!$B589,DataInput!F589,NA())","v":"Summer"},{"$f":"IF($E590=DataInput!$B589,DataInput!G589,NA())","v":"Non-Coincident"},{"$f":"IF($E590=DataInput!$B589,DataInput!H589,NA())","v":2005},{"$f":"IF($E590=DataInput!$B589,DataInput!I589,NA())","v":"Actual"},{"$f":"IF($E590=DataInput!$B589,DataInput!J589,NA())","v":31.14432},{"$f":"IF($E590=DataInput!$B589,DataInput!K589,NA())","v":"NA"},null,null,"SA MOBILONG",null,null,null,null,false,null,null,{"$error":"#N/A"},{"$error":"#N/A"},{"$error":"#N/A"},{"$error":"#N/A"},{"$error":"#N/A"},{"$error":"#N/A"},{"$error":"#N/A"},{"$error":"#N/A"},{"$error":"#N/A"},{"$error":"#N/A"}]
[null,{"$f":"IF(DataInput!B590=$B$8,IF($B$9=$B$10,TRUE,IF(DataInput!E590=$B$9,TRUE,FALSE)))","v":true},null,null,{"$f":"IF(B591=TRUE,DataInput!B590,NA())","v":"SA"},{"$f":"IF($E591=DataInput!$B590,DataInput!C590,NA())","v":"SMBL"},{"$f":"IF($E591=DataInput!$B590,DataInput!D590,NA())","v":"MOBILONG"},{"$f":"IF($E591=DataInput!$B590,DataInput!E590,NA())","v":"SAPN"},{"$f":"IF($E591=DataInput!$B590,DataInput!F590,NA())","v":"Summer"},{"$f":"IF($E591=DataInput!$B590,DataInput!G590,NA())","v":"Non-Coincident"},{"$f":"IF($E591=DataInput!$B590,DataInput!H590,NA())","v":2006},{"$f":"IF($E591=DataInput!$B590,DataInput!I590,NA())","v":"Actual"},{"$f":"IF($E591=DataInput!$B590,DataInput!J590,NA())","v":30.065259999999999},{"$f":"IF($E591=DataInput!$B590,DataInput!K590,NA())","v":"NA"},null,null,"SA MOBILONG",null,null,null,null,false,null,null,{"$error":"#N/A"},{"$error":"#N/A"},{"$error":"#N/A"},{"$error":"#N/A"},{"$error":"#N/A"},{"$error":"#N/A"},{"$error":"#N/A"},{"$error":"#N/A"},{"$error":"#N/A"},{"$error":"#N/A"}]
[null,{"$f":"IF(DataInput!B591=$B$8,IF($B$9=$B$10,TRUE,IF(DataInput!E591=$B$9,TRUE,FALSE)))","v":true},null,null,{"$f":"IF(B592=TRUE,DataInput!B591,NA())","v":"SA"},{"$f":"IF($E592=DataInput!$B591,DataInput!C591,NA())","v":"SMBL"},{"$f":"IF($E592=DataInput!$B591,DataInput!D591,NA())","v":"MOBILONG"},{"$f":"IF($E592=DataInput!$B591,DataInput!E591,NA())","v":"SAPN"},{"$f":"IF($E592=DataInput!$B591,DataInput!F591,NA())","v":"Summer"},{"$f":"IF($E592=DataInput!$B591,DataInput!G591,NA())","v":"Non-Coincident"},{"$f":"IF($E592=DataInput!$B591,DataInput!H591,NA())","v":2007},{"$f":"IF($E592=DataInput!$B591,DataInput!I591,NA())","v":"Actual"},{"$f":"IF($E592=DataInput!$B591,DataInput!J591,NA())","v":31.409084},{"$f":"IF($E592=DataInput!$B591,DataInput!K591,NA())","v":"NA"},null,null,"SA MOBILONG",null,null,null,null,false,null,null,{"$error":"#N/A"},{"$error":"#N/A"},{"$error":"#N/A"},{"$error":"#N/A"},{"$error":"#N/A"},{"$error":"#N/A"},{"$error":"#N/A"},{"$error":"#N/A"},{"$error":"#N/A"},{"$error":"#N/A"}]
[null,{"$f":"IF(DataInput!B592=$B$8,IF($B$9=$B$10,TRUE,IF(DataInput!E592=$B$9,TRUE,FALSE)))","v":true},null,null,{"$f":"IF(B593=TRUE,DataInput!B592,NA())","v":"SA"},{"$f":"IF($E593=DataInput!$B592,DataInput!C592,NA())","v":"SMBL"},{"$f":"IF($E593=DataInput!$B592,DataInput!D592,NA())","v":"MOBILONG"},{"$f":"IF($E593=DataInput!$B592,DataInput!E592,NA())","v":"SAPN"},{"$f":"IF($E593=DataInput!$B592,DataInput!F592,NA())","v":"Summer"},{"$f":"IF($E593=DataInput!$B592,DataInput!G592,NA())","v":"Non-Coincident"},{"$f":"IF($E593=DataInput!$B592,DataInput!H592,NA())","v":2008},{"$f":"IF($E593=DataInput!$B592,DataInput!I592,NA())","v":"Actual"},{"$f":"IF($E593=DataInput!$B592,DataInput!J592,NA())","v":35.002096000000002},{"$f":"IF($E593=DataInput!$B592,DataInput!K592,NA())","v":"NA"},null,null,"SA MOBILONG",null,null,null,null,false,null,null,{"$error":"#N/A"},{"$error":"#N/A"},{"$error":"#N/A"},{"$error":"#N/A"},{"$error":"#N/A"},{"$error":"#N/A"},{"$error":"#N/A"},{"$error":"#N/A"},{"$error":"#N/A"},{"$error":"#N/A"}]
[null,{"$f":"IF(DataInput!B593=$B$8,IF($B$9=$B$10,TRUE,IF(DataInput!E593=$B$9,TRUE,FALSE)))","v":true},null,null,{"$f":"IF(B594=TRUE,DataInput!B593,NA())","v":"SA"},{"$f":"IF($E594=DataInput!$B593,DataInput!C593,NA())","v":"SMBL"},{"$f":"IF($E594=DataInput!$B593,DataInput!D593,NA())","v":"MOBILONG"},{"$f":"IF($E594=DataInput!$B593,DataInput!E593,NA())","v":"SAPN"},{"$f":"IF($E594=DataInput!$B593,DataInput!F593,NA())","v":"Summer"},{"$f":"IF($E594=DataInput!$B593,DataInput!G593,NA())","v":"Non-Coincident"},{"$f":"IF($E594=DataInput!$B593,DataInput!H593,NA())","v":2009},{"$f":"IF($E594=DataInput!$B593,DataInput!I593,NA())","v":"Actual"},{"$f":"IF($E594=DataInput!$B593,DataInput!J593,NA())","v":39.493679999999998},{"$f":"IF($E594=DataInput!$B593,DataInput!K593,NA())","v":"NA"},null,null,"SA MOBILONG",null,null,null,null,false,null,null,{"$error":"#N/A"},{"$error":"#N/A"},{"$error":"#N/A"},{"$error":"#N/A"},{"$error":"#N/A"},{"$error":"#N/A"},{"$error":"#N/A"},{"$error":"#N/A"},{"$error":"#N/A"},{"$error":"#N/A"}]
[null,{"$f":"IF(DataInput!B594=$B$8,IF($B$9=$B$10,TRUE,IF(DataInput!E594=$B$9,TRUE,FALSE)))","v":true},null,null,{"$f":"IF(B595=TRUE,DataInput!B594,NA())","v":"SA"},{"$f":"IF($E595=DataInput!$B594,DataInput!C594,NA())","v":"SMBL"},{"$f":"IF($E595=DataInput!$B594,DataInput!D594,NA())","v":"MOBILONG"},{"$f":"IF($E595=DataInput!$B594,DataInput!E594,NA())","v":"SAPN"},{"$f":"IF($E595=DataInput!$B594,DataInput!F594,NA())","v":"Summer"},{"$f":"IF($E595=DataInput!$B594,DataInput!G594,NA())","v":"Non-Coincident"},{"$f":"IF($E595=DataInput!$B594,DataInput!H594,NA())","v":2010},{"$f":"IF($E595=DataInput!$B594,DataInput!I594,NA())","v":"Actual"},{"$f":"IF($E595=DataInput!$B594,DataInput!J594,NA())","v":39.884887999999997},{"$f":"IF($E595=DataInput!$B594,DataInput!K594,NA())","v":"NA"},null,null,"SA MOBILONG",null,null,null,null,false,null,null,{"$error":"#N/A"},{"$error":"#N/A"},{"$error":"#N/A"},{"$error":"#N/A"},{"$error":"#N/A"},{"$error":"#N/A"},{"$error":"#N/A"},{"$error":"#N/A"},{"$error":"#N/A"},{"$error":"#N/A"}]
[null,{"$f":"IF(DataInput!B595=$B$8,IF($B$9=$B$10,TRUE,IF(DataInput!E595=$B$9,TRUE,FALSE)))","v":true},null,null,{"$f":"IF(B596=TRUE,DataInput!B595,NA())","v":"SA"},{"$f":"IF($E596=DataInput!$B595,DataInput!C595,NA())","v":"SMBL"},{"$f":"IF($E596=DataInput!$B595,DataInput!D595,NA())","v":"MOBILONG"},{"$f":"IF($E596=DataInput!$B595,DataInput!E595,NA())","v":"SAPN"},{"$f":"IF($E596=DataInput!$B595,DataInput!F595,NA())","v":"Summer"},{"$f":"IF($E596=DataInput!$B595,DataInput!G595,NA())","v":"Non-Coincident"},{"$f":"IF($E596=DataInput!$B595,DataInput!H595,NA())","v":2011},{"$f":"IF($E596=DataInput!$B595,DataInput!I595,NA())","v":"Actual"},{"$f":"IF($E596=DataInput!$B595,DataInput!J595,NA())","v":41.234743999999999},{"$f":"IF($E596=DataInput!$B595,DataInput!K595,NA())","v":"NA"},null,null,"SA MOBILONG",null,null,null,null,false,null,null,{"$error":"#N/A"},{"$error":"#N/A"},{"$error":"#N/A"},{"$error":"#N/A"},{"$error":"#N/A"},{"$error":"#N/A"},{"$error":"#N/A"},{"$error":"#N/A"},{"$error":"#N/A"},{"$error":"#N/A"}]
[null,{"$f":"IF(DataInput!B596=$B$8,IF($B$9=$B$10,TRUE,IF(DataInput!E596=$B$9,TRUE,FALSE)))","v":true},null,null,{"$f":"IF(B597=TRUE,DataInput!B596,NA())","v":"SA"},{"$f":"IF($E597=DataInput!$B596,DataInput!C596,NA())","v":"SMBL"},{"$f":"IF($E597=DataInput!$B596,DataInput!D596,NA())","v":"MOBILONG"},{"$f":"IF($E597=DataInput!$B596,DataInput!E596,NA())","v":"SAPN"},{"$f":"IF($E597=DataInput!$B596,DataInput!F596,NA())","v":"Summer"},{"$f":"IF($E597=DataInput!$B596,DataInput!G596,NA())","v":"Non-Coincident"},{"$f":"IF($E597=DataInput!$B596,DataInput!H596,NA())","v":2012},{"$f":"IF($E597=DataInput!$B596,DataInput!I596,NA())","v":"Actual"},{"$f":"IF($E597=DataInput!$B596,DataInput!J596,NA())","v":37.308335999999997},{"$f":"IF($E597=DataInput!$B596,DataInput!K596,NA())","v":"NA"},null,null,"SA MOBILONG",null,null,null,null,false,null,null,{"$error":"#N/A"},{"$error":"#N/A"},{"$error":"#N/A"},{"$error":"#N/A"},{"$error":"#N/A"},{"$error":"#N/A"},{"$error":"#N/A"},{"$error":"#N/A"},{"$error":"#N/A"},{"$error":"#N/A"}]
[null,{"$f":"IF(DataInput!B597=$B$8,IF($B$9=$B$10,TRUE,IF(DataInput!E597=$B$9,TRUE,FALSE)))","v":true},null,null,{"$f":"IF(B598=TRUE,DataInput!B597,NA())","v":"SA"},{"$f":"IF($E598=DataInput!$B597,DataInput!C597,NA())","v":"SMBL"},{"$f":"IF($E598=DataInput!$B597,DataInput!D597,NA())","v":"MOBILONG"},{"$f":"IF($E598=DataInput!$B597,DataInput!E597,NA())","v":"SAPN"},{"$f":"IF($E598=DataInput!$B597,DataInput!F597,NA())","v":"Summer"},{"$f":"IF($E598=DataInput!$B597,DataInput!G597,NA())","v":"Non-Coincident"},{"$f":"IF($E598=DataInput!$B597,DataInput!H597,NA())","v":2013},{"$f":"IF($E598=DataInput!$B597,DataInput!I597,NA())","v":"Actual"},{"$f":"IF($E598=DataInput!$B597,DataInput!J597,NA())","v":37.498551999999997},{"$f":"IF($E598=DataInput!$B597,DataInput!K597,NA())","v":"NA"},null,null,"SA MOBILONG",null,null,null,null,false,null,null,{"$error":"#N/A"},{"$error":"#N/A"},{"$error":"#N/A"},{"$error":"#N/A"},{"$error":"#N/A"},{"$error":"#N/A"},{"$error":"#N/A"},{"$error":"#N/A"},{"$error":"#N/A"},{"$error":"#N/A"}]
[null,{"$f":"IF(DataInput!B598=$B$8,IF($B$9=$B$10,TRUE,IF(DataInput!E598=$B$9,TRUE,FALSE)))","v":true},null,null,{"$f":"IF(B599=TRUE,DataInput!B598,NA())","v":"SA"},{"$f":"IF($E599=DataInput!$B598,DataInput!C598,NA())","v":"SMBL"},{"$f":"IF($E599=DataInput!$B598,DataInput!D598,NA())","v":"MOBILONG"},{"$f":"IF($E599=DataInput!$B598,DataInput!E598,NA())","v":"SAPN"},{"$f":"IF($E599=DataInput!$B598,DataInput!F598,NA())","v":"Summer"},{"$f":"IF($E599=DataInput!$B598,DataInput!G598,NA())","v":"Non-Coincident"},{"$f":"IF($E599=DataInput!$B598,DataInput!H598,NA())","v":2014},{"$f":"IF($E599=DataInput!$B598,DataInput!I598,NA())","v":"Actual"},{"$f":"IF($E599=DataInput!$B598,DataInput!J598,NA())","v":40.989696000000002},{"$f":"IF($E599=DataInput!$B598,DataInput!K598,NA())","v":"NA"},null,null,"SA MOBILONG",null,null,null,null,false,null,null,{"$error":"#N/A"},{"$error":"#N/A"},{"$error":"#N/A"},{"$error":"#N/A"},{"$error":"#N/A"},{"$error":"#N/A"},{"$error":"#N/A"},{"$error":"#N/A"},{"$error":"#N/A"},{"$error":"#N/A"}]
[null,{"$f":"IF(DataInput!B599=$B$8,IF($B$9=$B$10,TRUE,IF(DataInput!E599=$B$9,TRUE,FALSE)))","v":true},null,null,{"$f":"IF(B600=TRUE,DataInput!B599,NA())","v":"SA"},{"$f":"IF($E600=DataInput!$B599,DataInput!C599,NA())","v":"SMBL"},{"$f":"IF($E600=DataInput!$B599,DataInput!D599,NA())","v":"MOBILONG"},{"$f":"IF($E600=DataInput!$B599,DataInput!E599,NA())","v":"SAPN"},{"$f":"IF($E600=DataInput!$B599,DataInput!F599,NA())","v":"Winter"},{"$f":"IF($E600=DataInput!$B599,DataInput!G599,NA())","v":"Non-Coincident"},{"$f":"IF($E600=DataInput!$B599,DataInput!H599,NA())","v":2003},{"$f":"IF($E600=DataInput!$B599,DataInput!I599,NA())","v":"Actual"},{"$f":"IF($E600=DataInput!$B599,DataInput!J599,NA())","v":23.103363999999999},{"$f":"IF($E600=DataInput!$B599,DataInput!K599,NA())","v":"NA"},null,null,"SA MOBILONG",null,null,null,null,false,null,null,{"$error":"#N/A"},{"$error":"#N/A"},{"$error":"#N/A"},{"$error":"#N/A"},{"$error":"#N/A"},{"$error":"#N/A"},{"$error":"#N/A"},{"$error":"#N/A"},{"$error":"#N/A"},{"$error":"#N/A"}]
[null,{"$f":"IF(DataInput!B600=$B$8,IF($B$9=$B$10,TRUE,IF(DataInput!E600=$B$9,TRUE,FALSE)))","v":true},null,null,{"$f":"IF(B601=TRUE,DataInput!B600,NA())","v":"SA"},{"$f":"IF($E601=DataInput!$B600,DataInput!C600,NA())","v":"SMBL"},{"$f":"IF($E601=DataInput!$B600,DataInput!D600,NA())","v":"MOBILONG"},{"$f":"IF($E601=DataInput!$B600,DataInput!E600,NA())","v":"SAPN"},{"$f":"IF($E601=DataInput!$B600,DataInput!F600,NA())","v":"Winter"},{"$f":"IF($E601=DataInput!$B600,DataInput!G600,NA())","v":"Non-Coincident"},{"$f":"IF($E601=DataInput!$B600,DataInput!H600,NA())","v":2004},{"$f":"IF($E601=DataInput!$B600,DataInput!I600,NA())","v":"Actual"},{"$f":"IF($E601=DataInput!$B600,DataInput!J600,NA())","v":23.834292000000001},{"$f":"IF($E601=DataInput!$B600,DataInput!K600,NA())","v":"NA"},null,null,"SA MOBILONG",null,null,null,null,false,null,null,{"$error":"#N/A"},{"$error":"#N/A"},{"$error":"#N/A"},{"$error":"#N/A"},{"$error":"#N/A"},{"$error":"#N/A"},{"$error":"#N/A"},{"$error":"#N/A"},{"$error":"#N/A"},{"$error":"#N/A"}]
[null,{"$f":"IF(DataInput!B601=$B$8,IF($B$9=$B$10,TRUE,IF(DataInput!E601=$B$9,TRUE,FALSE)))","v":true},null,null,{"$f":"IF(B602=TRUE,DataInput!B601,NA())","v":"SA"},{"$f":"IF($E602=DataInput!$B601,DataInput!C601,NA())","v":"SMBL"},{"$f":"IF($E602=DataInput!$B601,DataInput!D601,NA())","v":"MOBILONG"},{"$f":"IF($E602=DataInput!$B601,DataInput!E601,NA())","v":"SAPN"},{"$f":"IF($E602=DataInput!$B601,DataInput!F601,NA())","v":"Winter"},{"$f":"IF($E602=DataInput!$B601,DataInput!G601,NA())","v":"Non-Coincident"},{"$f":"IF($E602=DataInput!$B601,DataInput!H601,NA())","v":2005},{"$f":"IF($E602=DataInput!$B601,DataInput!I601,NA())","v":"Actual"},{"$f":"IF($E602=DataInput!$B601,DataInput!J601,NA())","v":26.098748000000001},{"$f":"IF($E602=DataInput!$B601,DataInput!K601,NA())","v":"NA"},null,null,"SA MOBILONG",null,null,null,null,false,null,null,{"$error":"#N/A"},{"$error":"#N/A"},{"$error":"#N/A"},{"$error":"#N/A"},{"$error":"#N/A"},{"$error":"#N/A"},{"$error":"#N/A"},{"$error":"#N/A"},{"$error":"#N/A"},{"$error":"#N/A"}]
[null,{"$f":"IF(DataInput!B602=$B$8,IF($B$9=$B$10,TRUE,IF(DataInput!E602=$B$9,TRUE,FALSE)))","v":true},null,null,{"$f":"IF(B603=TRUE,DataInput!B602,NA())","v":"SA"},{"$f":"IF($E603=DataInput!$B602,DataInput!C602,NA())","v":"SMBL"},{"$f":"IF($E603=DataInput!$B602,DataInput!D602,NA())","v":"MOBILONG"},{"$f":"IF($E603=DataInput!$B602,DataInput!E602,NA())","v":"SAPN"},{"$f":"IF($E603=DataInput!$B602,DataInput!F602,NA())","v":"Winter"},{"$f":"IF($E603=DataInput!$B602,DataInput!G602,NA())","v":"Non-Coincident"},{"$f":"IF($E603=DataInput!$B602,DataInput!H602,NA())","v":2006},{"$f":"IF($E603=DataInput!$B602,DataInput!I602,NA())","v":"Actual"},{"$f":"IF($E603=DataInput!$B602,DataInput!J602,NA())","v":28.753807999999999},{"$f":"IF($E603=DataInput!$B602,DataInput!K602,NA())","v":"NA"},null,null,"SA MOBILONG",null,null,null,null,false,null,null,{"$error":"#N/A"},{"$error":"#N/A"},{"$error":"#N/A"},{"$error":"#N/A"},{"$error":"#N/A"},{"$error":"#N/A"},{"$error":"#N/A"},{"$error":"#N/A"},{"$error":"#N/A"},{"$error":"#N/A"}]
[null,{"$f":"IF(DataInput!B603=$B$8,IF($B$9=$B$10,TRUE,IF(DataInput!E603=$B$9,TRUE,FALSE)))","v":true},null,null,{"$f":"IF(B604=TRUE,DataInput!B603,NA())","v":"SA"},{"$f":"IF($E604=DataInput!$B603,DataInput!C603,NA())","v":"SMBL"},{"$f":"IF($E604=DataInput!$B603,DataInput!D603,NA())","v":"MOBILONG"},{"$f":"IF($E604=DataInput!$B603,DataInput!E603,NA())","v":"SAPN"},{"$f":"IF($E604=DataInput!$B603,DataInput!F603,NA())","v":"Winter"},{"$f":"IF($E604=DataInput!$B603,DataInput!G603,NA())","v":"Non-Coincident"},{"$f":"IF($E604=DataInput!$B603,DataInput!H603,NA())","v":2007},{"$f":"IF($E604=DataInput!$B603,DataInput!I603,NA())","v":"Actual"},{"$f":"IF($E604=DataInput!$B603,DataInput!J603,NA())","v":26.63036},{"$f":"IF($E604=DataInput!$B603,DataInput!K603,NA())","v":"NA"},null,null,"SA MOBILONG",null,null,null,null,false,null,null,{"$error":"#N/A"},{"$error":"#N/A"},{"$error":"#N/A"},{"$error":"#N/A"},{"$error":"#N/A"},{"$error":"#N/A"},{"$error":"#N/A"},{"$error":"#N/A"},{"$error":"#N/A"},{"$error":"#N/A"}]
[null,{"$f":"IF(DataInput!B604=$B$8,IF($B$9=$B$10,TRUE,IF(DataInput!E604=$B$9,TRUE,FALSE)))","v":true},null,null,{"$f":"IF(B605=TRUE,DataInput!B604,NA())","v":"SA"},{"$f":"IF($E605=DataInput!$B604,DataInput!C604,NA())","v":"SMBL"},{"$f":"IF($E605=DataInput!$B604,DataInput!D604,NA())","v":"MOBILONG"},{"$f":"IF($E605=DataInput!$B604,DataInput!E604,NA())","v":"SAPN"},{"$f":"IF($E605=DataInput!$B604,DataInput!F604,NA())","v":"Winter"},{"$f":"IF($E605=DataInput!$B604,DataInput!G604,NA())","v":"Non-Coincident"},{"$f":"IF($E605=DataInput!$B604,DataInput!H604,NA())","v":2008},{"$f":"IF($E605=DataInput!$B604,DataInput!I604,NA())","v":"Actual"},{"$f":"IF($E605=DataInput!$B604,DataInput!J604,NA())","v":27.6401},{"$f":"IF($E605=DataInput!$B604,DataInput!K604,NA())","v":"NA"},null,null,"SA MOBILONG",null,null,null,null,false,null,null,{"$error":"#N/A"},{"$error":"#N/A"},{"$error":"#N/A"},{"$error":"#N/A"},{"$error":"#N/A"},{"$error":"#N/A"},{"$error":"#N/A"},{"$error":"#N/A"},{"$error":"#N/A"},{"$error":"#N/A"}]
[null,{"$f":"IF(DataInput!B605=$B$8,IF($B$9=$B$10,TRUE,IF(DataInput!E605=$B$9,TRUE,FALSE)))","v":true},null,null,{"$f":"IF(B606=TRUE,DataInput!B605,NA())","v":"SA"},{"$f":"IF($E606=DataInput!$B605,DataInput!C605,NA())","v":"SMBL"},{"$f":"IF($E606=DataInput!$B605,DataInput!D605,NA())","v":"MOBILONG"},{"$f":"IF($E606=DataInput!$B605,DataInput!E605,NA())","v":"SAPN"},{"$f":"IF($E606=DataInput!$B605,DataInput!F605,NA())","v":"Winter"},{"$f":"IF($E606=DataInput!$B605,DataInput!G605,NA())","v":"Non-Coincident"},{"$f":"IF($E606=DataInput!$B605,DataInput!H605,NA())","v":2009},{"$f":"IF($E606=DataInput!$B605,DataInput!I605,NA())","v":"Actual"},{"$f":"IF($E606=DataInput!$B605,DataInput!J605,NA())","v":27.590108000000001},{"$f":"IF($E606=DataInput!$B605,DataInput!K605,NA())","v":"NA"},null,null,"SA MOBILONG",null,null,null,null,false,null,null,{"$error":"#N/A"},{"$error":"#N/A"},{"$error":"#N/A"},{"$error":"#N/A"},{"$error":"#N/A"},{"$error":"#N/A"},{"$error":"#N/A"},{"$error":"#N/A"},{"$error":"#N/A"},{"$error":"#N/A"}]
[null,{"$f":"IF(DataInput!B606=$B$8,IF($B$9=$B$10,TRUE,IF(DataInput!E606=$B$9,TRUE,FALSE)))","v":true},null,null,{"$f":"IF(B607=TRUE,DataInput!B606,NA())","v":"SA"},{"$f":"IF($E607=DataInput!$B606,DataInput!C606,NA())","v":"SMBL"},{"$f":"IF($E607=DataInput!$B606,DataInput!D606,NA())","v":"MOBILONG"},{"$f":"IF($E607=DataInput!$B606,DataInput!E606,NA())","v":"SAPN"},{"$f":"IF($E607=DataInput!$B606,DataInput!F606,NA())","v":"Winter"},{"$f":"IF($E607=DataInput!$B606,DataInput!G606,NA())","v":"Non-Coincident"},{"$f":"IF($E607=DataInput!$B606,DataInput!H606,NA())","v":2010},{"$f":"IF($E607=DataInput!$B606,DataInput!I606,NA())","v":"Actual"},{"$f":"IF($E607=DataInput!$B606,DataInput!J606,NA())","v":28.918963999999999},{"$f":"IF($E607=DataInput!$B606,DataInput!K606,NA())","v":"NA"},null,null,"SA MOBILONG",null,null,null,null,false,null,null,{"$error":"#N/A"},{"$error":"#N/A"},{"$error":"#N/A"},{"$error":"#N/A"},{"$error":"#N/A"},{"$error":"#N/A"},{"$error":"#N/A"},{"$error":"#N/A"},{"$error":"#N/A"},{"$error":"#N/A"}]
[null,{"$f":"IF(DataInput!B607=$B$8,IF($B$9=$B$10,TRUE,IF(DataInput!E607=$B$9,TRUE,FALSE)))","v":true},null,null,{"$f":"IF(B608=TRUE,DataInput!B607,NA())","v":"SA"},{"$f":"IF($E608=DataInput!$B607,DataInput!C607,NA())","v":"SMBL"},{"$f":"IF($E608=DataInput!$B607,DataInput!D607,NA())","v":"MOBILONG"},{"$f":"IF($E608=DataInput!$B607,DataInput!E607,NA())","v":"SAPN"},{"$f":"IF($E608=DataInput!$B607,DataInput!F607,NA())","v":"Winter"},{"$f":"IF($E608=DataInput!$B607,DataInput!G607,NA())","v":"Non-Coincident"},{"$f":"IF($E608=DataInput!$B607,DataInput!H607,NA())","v":2011},{"$f":"IF($E608=DataInput!$B607,DataInput!I607,NA())","v":"Actual"},{"$f":"IF($E608=DataInput!$B607,DataInput!J607,NA())","v":27.597328000000001},{"$f":"IF($E608=DataInput!$B607,DataInput!K607,NA())","v":"NA"},null,null,"SA MOBILONG",null,null,null,null,false,null,null,{"$error":"#N/A"},{"$error":"#N/A"},{"$error":"#N/A"},{"$error":"#N/A"},{"$error":"#N/A"},{"$error":"#N/A"},{"$error":"#N/A"},{"$error":"#N/A"},{"$error":"#N/A"},{"$error":"#N/A"}]
[null,{"$f":"IF(DataInput!B608=$B$8,IF($B$9=$B$10,TRUE,IF(DataInput!E608=$B$9,TRUE,FALSE)))","v":true},null,null,{"$f":"IF(B609=TRUE,DataInput!B608,NA())","v":"SA"},{"$f":"IF($E609=DataInput!$B608,DataInput!C608,NA())","v":"SMBL"},{"$f":"IF($E609=DataInput!$B608,DataInput!D608,NA())","v":"MOBILONG"},{"$f":"IF($E609=DataInput!$B608,DataInput!E608,NA())","v":"SAPN"},{"$f":"IF($E609=DataInput!$B608,DataInput!F608,NA())","v":"Winter"},{"$f":"IF($E609=DataInput!$B608,DataInput!G608,NA())","v":"Non-Coincident"},{"$f":"IF($E609=DataInput!$B608,DataInput!H608,NA())","v":2012},{"$f":"IF($E609=DataInput!$B608,DataInput!I608,NA())","v":"Actual"},{"$f":"IF($E609=DataInput!$B608,DataInput!J608,NA())","v":28.591076000000001},{"$f":"IF($E609=DataInput!$B608,DataInput!K608,NA())","v":"NA"},null,null,"SA MOBILONG",null,null,null,null,false,null,null,{"$error":"#N/A"},{"$error":"#N/A"},{"$error":"#N/A"},{"$error":"#N/A"},{"$error":"#N/A"},{"$error":"#N/A"},{"$error":"#N/A"},{"$error":"#N/A"},{"$error":"#N/A"},{"$error":"#N/A"}]
[null,{"$f":"IF(DataInput!B609=$B$8,IF($B$9=$B$10,TRUE,IF(DataInput!E609=$B$9,TRUE,FALSE)))","v":true},null,null,{"$f":"IF(B610=TRUE,DataInput!B609,NA())","v":"SA"},{"$f":"IF($E610=DataInput!$B609,DataInput!C609,NA())","v":"SMBL"},{"$f":"IF($E610=DataInput!$B609,DataInput!D609,NA())","v":"MOBILONG"},{"$f":"IF($E610=DataInput!$B609,DataInput!E609,NA())","v":"SAPN"},{"$f":"IF($E610=DataInput!$B609,DataInput!F609,NA())","v":"Winter"},{"$f":"IF($E610=DataInput!$B609,DataInput!G609,NA())","v":"Non-Coincident"},{"$f":"IF($E610=DataInput!$B609,DataInput!H609,NA())","v":2013},{"$f":"IF($E610=DataInput!$B609,DataInput!I609,NA())","v":"Actual"},{"$f":"IF($E610=DataInput!$B609,DataInput!J609,NA())","v":28.819900000000001},{"$f":"IF($E610=DataInput!$B609,DataInput!K609,NA())","v":"NA"},null,null,"SA MOBILONG",null,null,null,null,false,null,null,{"$error":"#N/A"},{"$error":"#N/A"},{"$error":"#N/A"},{"$error":"#N/A"},{"$error":"#N/A"},{"$error":"#N/A"},{"$error":"#N/A"},{"$error":"#N/A"},{"$error":"#N/A"},{"$error":"#N/A"}]
[null,{"$f":"IF(DataInput!B610=$B$8,IF($B$9=$B$10,TRUE,IF(DataInput!E610=$B$9,TRUE,FALSE)))","v":true},null,null,{"$f":"IF(B611=TRUE,DataInput!B610,NA())","v":"SA"},{"$f":"IF($E611=DataInput!$B610,DataInput!C610,NA())","v":"SMBL"},{"$f":"IF($E611=DataInput!$B610,DataInput!D610,NA())","v":"MOBILONG"},{"$f":"IF($E611=DataInput!$B610,DataInput!E610,NA())","v":"SAPN"},{"$f":"IF($E611=DataInput!$B610,DataInput!F610,NA())","v":"Winter"},{"$f":"IF($E611=DataInput!$B610,DataInput!G610,NA())","v":"Non-Coincident"},{"$f":"IF($E611=DataInput!$B610,DataInput!H610,NA())","v":2014},{"$f":"IF($E611=DataInput!$B610,DataInput!I610,NA())","v":"Actual"},{"$f":"IF($E611=DataInput!$B610,DataInput!J610,NA())","v":29.352419999999999},{"$f":"IF($E611=DataInput!$B610,DataInput!K610,NA())","v":"NA"},null,null,"SA MOBILONG",null,null,null,null,false,null,null,{"$error":"#N/A"},{"$error":"#N/A"},{"$error":"#N/A"},{"$error":"#N/A"},{"$error":"#N/A"},{"$error":"#N/A"},{"$error":"#N/A"},{"$error":"#N/A"},{"$error":"#N/A"},{"$error":"#N/A"}]
[null,{"$f":"IF(DataInput!B611=$B$8,IF($B$9=$B$10,TRUE,IF(DataInput!E611=$B$9,TRUE,FALSE)))","v":true},null,null,{"$f":"IF(B612=TRUE,DataInput!B611,NA())","v":"SA"},{"$f":"IF($E612=DataInput!$B611,DataInput!C611,NA())","v":"SMGA"},{"$f":"IF($E612=DataInput!$B611,DataInput!D611,NA())","v":"MT GAMBIER"},{"$f":"IF($E612=DataInput!$B611,DataInput!E611,NA())","v":"SAPN"},{"$f":"IF($E612=DataInput!$B611,DataInput!F611,NA())","v":"Summer"},{"$f":"IF($E612=DataInput!$B611,DataInput!G611,NA())","v":"Non-Coincident"},{"$f":"IF($E612=DataInput!$B611,DataInput!H611,NA())","v":2003},{"$f":"IF($E612=DataInput!$B611,DataInput!I611,NA())","v":"Actual"},{"$f":"IF($E612=DataInput!$B611,DataInput!J611,NA())","v":44.132752000000004},{"$f":"IF($E612=DataInput!$B611,DataInput!K611,NA())","v":"NA"},null,null,"SA MT GAMBIER",null,null,null,null,false,null,null,{"$error":"#N/A"},{"$error":"#N/A"},{"$error":"#N/A"},{"$error":"#N/A"},{"$error":"#N/A"},{"$error":"#N/A"},{"$error":"#N/A"},{"$error":"#N/A"},{"$error":"#N/A"},{"$error":"#N/A"}]
[null,{"$f":"IF(DataInput!B612=$B$8,IF($B$9=$B$10,TRUE,IF(DataInput!E612=$B$9,TRUE,FALSE)))","v":true},null,null,{"$f":"IF(B613=TRUE,DataInput!B612,NA())","v":"SA"},{"$f":"IF($E613=DataInput!$B612,DataInput!C612,NA())","v":"SMGA"},{"$f":"IF($E613=DataInput!$B612,DataInput!D612,NA())","v":"MT GAMBIER"},{"$f":"IF($E613=DataInput!$B612,DataInput!E612,NA())","v":"SAPN"},{"$f":"IF($E613=DataInput!$B612,DataInput!F612,NA())","v":"Summer"},{"$f":"IF($E613=DataInput!$B612,DataInput!G612,NA())","v":"Non-Coincident"},{"$f":"IF($E613=DataInput!$B612,DataInput!H612,NA())","v":2004},{"$f":"IF($E613=DataInput!$B612,DataInput!I612,NA())","v":"Actual"},{"$f":"IF($E613=DataInput!$B612,DataInput!J612,NA())","v":26.628679999999999},{"$f":"IF($E613=DataInput!$B612,DataInput!K612,NA())","v":"NA"},null,null,"SA MT GAMBIER",null,null,null,null,false,null,null,{"$error":"#N/A"},{"$error":"#N/A"},{"$error":"#N/A"},{"$error":"#N/A"},{"$error":"#N/A"},{"$error":"#N/A"},{"$error":"#N/A"},{"$error":"#N/A"},{"$error":"#N/A"},{"$error":"#N/A"}]
[null,{"$f":"IF(DataInput!B613=$B$8,IF($B$9=$B$10,TRUE,IF(DataInput!E613=$B$9,TRUE,FALSE)))","v":true},null,null,{"$f":"IF(B614=TRUE,DataInput!B613,NA())","v":"SA"},{"$f":"IF($E614=DataInput!$B613,DataInput!C613,NA())","v":"SMGA"},{"$f":"IF($E614=DataInput!$B613,DataInput!D613,NA())","v":"MT GAMBIER"},{"$f":"IF($E614=DataInput!$B613,DataInput!E613,NA())","v":"SAPN"},{"$f":"IF($E614=DataInput!$B613,DataInput!F613,NA())","v":"Summer"},{"$f":"IF($E614=DataInput!$B613,DataInput!G613,NA())","v":"Non-Coincident"},{"$f":"IF($E614=DataInput!$B613,DataInput!H613,NA())","v":2005},{"$f":"IF($E614=DataInput!$B613,DataInput!I613,NA())","v":"Actual"},{"$f":"IF($E614=DataInput!$B613,DataInput!J613,NA())","v":27.507560000000002},{"$f":"IF($E614=DataInput!$B613,DataInput!K613,NA())","v":"NA"},null,null,"SA MT GAMBIER",null,null,null,null,false,null,null,{"$error":"#N/A"},{"$error":"#N/A"},{"$error":"#N/A"},{"$error":"#N/A"},{"$error":"#N/A"},{"$error":"#N/A"},{"$error":"#N/A"},{"$error":"#N/A"},{"$error":"#N/A"},{"$error":"#N/A"}]
[null,{"$f":"IF(DataInput!B614=$B$8,IF($B$9=$B$10,TRUE,IF(DataInput!E614=$B$9,TRUE,FALSE)))","v":true},null,null,{"$f":"IF(B615=TRUE,DataInput!B614,NA())","v":"SA"},{"$f":"IF($E615=DataInput!$B614,DataInput!C614,NA())","v":"SMGA"},{"$f":"IF($E615=DataInput!$B614,DataInput!D614,NA())","v":"MT GAMBIER"},{"$f":"IF($E615=DataInput!$B614,DataInput!E614,NA())","v":"SAPN"},{"$f":"IF($E615=DataInput!$B614,DataInput!F614,NA())","v":"Summer"},{"$f":"IF($E615=DataInput!$B614,DataInput!G614,NA())","v":"Non-Coincident"},{"$f":"IF($E615=DataInput!$B614,DataInput!H614,NA())","v":2006},{"$f":"IF($E615=DataInput!$B614,DataInput!I614,NA())","v":"Actual"},{"$f":"IF($E615=DataInput!$B614,DataInput!J614,NA())","v":37.372715999999997},{"$f":"IF($E615=DataInput!$B614,DataInput!K614,NA())","v":"NA"},null,null,"SA MT GAMBIER",null,null,null,null,false,null,null,{"$error":"#N/A"},{"$error":"#N/A"},{"$error":"#N/A"},{"$error":"#N/A"},{"$error":"#N/A"},{"$error":"#N/A"},{"$error":"#N/A"},{"$error":"#N/A"},{"$error":"#N/A"},{"$error":"#N/A"}]
[null,{"$f":"IF(DataInput!B615=$B$8,IF($B$9=$B$10,TRUE,IF(DataInput!E615=$B$9,TRUE,FALSE)))","v":true},null,null,{"$f":"IF(B616=TRUE,DataInput!B615,NA())","v":"SA"},{"$f":"IF($E616=DataInput!$B615,DataInput!C615,NA())","v":"SMGA"},{"$f":"IF($E616=DataInput!$B615,DataInput!D615,NA())","v":"MT GAMBIER"},{"$f":"IF($E616=DataInput!$B615,DataInput!E615,NA())","v":"SAPN"},{"$f":"IF($E616=DataInput!$B615,DataInput!F615,NA())","v":"Summer"},{"$f":"IF($E616=DataInput!$B615,DataInput!G615,NA())","v":"Non-Coincident"},{"$f":"IF($E616=DataInput!$B615,DataInput!H615,NA())","v":2007},{"$f":"IF($E616=DataInput!$B615,DataInput!I615,NA())","v":"Actual"},{"$f":"IF($E616=DataInput!$B615,DataInput!J615,NA())","v":36.162292000000001},{"$f":"IF($E616=DataInput!$B615,DataInput!K615,NA())","v":"NA"},null,null,"SA MT GAMBIER",null,null,null,null,false,null,null,{"$error":"#N/A"},{"$error":"#N/A"},{"$error":"#N/A"},{"$error":"#N/A"},{"$error":"#N/A"},{"$error":"#N/A"},{"$error":"#N/A"},{"$error":"#N/A"},{"$error":"#N/A"},{"$error":"#N/A"}]
[null,{"$f":"IF(DataInput!B616=$B$8,IF($B$9=$B$10,TRUE,IF(DataInput!E616=$B$9,TRUE,FALSE)))","v":true},null,null,{"$f":"IF(B617=TRUE,DataInput!B616,NA())","v":"SA"},{"$f":"IF($E617=DataInput!$B616,DataInput!C616,NA())","v":"SMGA"},{"$f":"IF($E617=DataInput!$B616,DataInput!D616,NA())","v":"MT GAMBIER"},{"$f":"IF($E617=DataInput!$B616,DataInput!E616,NA())","v":"SAPN"},{"$f":"IF($E617=DataInput!$B616,DataInput!F616,NA())","v":"Summer"},{"$f":"IF($E617=DataInput!$B616,DataInput!G616,NA())","v":"Non-Coincident"},{"$f":"IF($E617=DataInput!$B616,DataInput!H616,NA())","v":2008},{"$f":"IF($E617=DataInput!$B616,DataInput!I616,NA())","v":"Actual"},{"$f":"IF($E617=DataInput!$B616,DataInput!J616,NA())","v":30.309836000000001},{"$f":"IF($E617=DataInput!$B616,DataInput!K616,NA())","v":"NA"},null,null,"SA MT GAMBIER",null,null,null,null,false,null,null,{"$error":"#N/A"},{"$error":"#N/A"},{"$error":"#N/A"},{"$error":"#N/A"},{"$error":"#N/A"},{"$error":"#N/A"},{"$error":"#N/A"},{"$error":"#N/A"},{"$error":"#N/A"},{"$error":"#N/A"}]
[null,{"$f":"IF(DataInput!B617=$B$8,IF($B$9=$B$10,TRUE,IF(DataInput!E617=$B$9,TRUE,FALSE)))","v":true},null,null,{"$f":"IF(B618=TRUE,DataInput!B617,NA())","v":"SA"},{"$f":"IF($E618=DataInput!$B617,DataInput!C617,NA())","v":"SMGA"},{"$f":"IF($E618=DataInput!$B617,DataInput!D617,NA())","v":"MT GAMBIER"},{"$f":"IF($E618=DataInput!$B617,DataInput!E617,NA())","v":"SAPN"},{"$f":"IF($E618=DataInput!$B617,DataInput!F617,NA())","v":"Summer"},{"$f":"IF($E618=DataInput!$B617,DataInput!G617,NA())","v":"Non-Coincident"},{"$f":"IF($E618=DataInput!$B617,DataInput!H617,NA())","v":2009},{"$f":"IF($E618=DataInput!$B617,DataInput!I617,NA())","v":"Actual"},{"$f":"IF($E618=DataInput!$B617,DataInput!J617,NA())","v":31.854331999999999},{"$f":"IF($E618=DataInput!$B617,DataInput!K617,NA())","v":"NA"},null,null,"SA MT GAMBIER",null,null,null,null,false,null,null,{"$error":"#N/A"},{"$error":"#N/A"},{"$error":"#N/A"},{"$error":"#N/A"},{"$error":"#N/A"},{"$error":"#N/A"},{"$error":"#N/A"},{"$error":"#N/A"},{"$error":"#N/A"},{"$error":"#N/A"}]
[null,{"$f":"IF(DataInput!B618=$B$8,IF($B$9=$B$10,TRUE,IF(DataInput!E618=$B$9,TRUE,FALSE)))","v":true},null,null,{"$f":"IF(B619=TRUE,DataInput!B618,NA())","v":"SA"},{"$f":"IF($E619=DataInput!$B618,DataInput!C618,NA())","v":"SMGA"},{"$f":"IF($E619=DataInput!$B618,DataInput!D618,NA())","v":"MT GAMBIER"},{"$f":"IF($E619=DataInput!$B618,DataInput!E618,NA())","v":"SAPN"},{"$f":"IF($E619=DataInput!$B618,DataInput!F618,NA())","v":"Summer"},{"$f":"IF($E619=DataInput!$B618,DataInput!G618,NA())","v":"Non-Coincident"},{"$f":"IF($E619=DataInput!$B618,DataInput!H618,NA())","v":2010},{"$f":"IF($E619=DataInput!$B618,DataInput!I618,NA())","v":"Actual"},{"$f":"IF($E619=DataInput!$B618,DataInput!J618,NA())","v":28.415972},{"$f":"IF($E619=DataInput!$B618,DataInput!K618,NA())","v":"NA"},null,null,"SA MT GAMBIER",null,null,null,null,false,null,null,{"$error":"#N/A"},{"$error":"#N/A"},{"$error":"#N/A"},{"$error":"#N/A"},{"$error":"#N/A"},{"$error":"#N/A"},{"$error":"#N/A"},{"$error":"#N/A"},{"$error":"#N/A"},{"$error":"#N/A"}]
[null,{"$f":"IF(DataInput!B619=$B$8,IF($B$9=$B$10,TRUE,IF(DataInput!E619=$B$9,TRUE,FALSE)))","v":true},null,null,{"$f":"IF(B620=TRUE,DataInput!B619,NA())","v":"SA"},{"$f":"IF($E620=DataInput!$B619,DataInput!C619,NA())","v":"SMGA"},{"$f":"IF($E620=DataInput!$B619,DataInput!D619,NA())","v":"MT GAMBIER"},{"$f":"IF($E620=DataInput!$B619,DataInput!E619,NA())","v":"SAPN"},{"$f":"IF($E620=DataInput!$B619,DataInput!F619,NA())","v":"Summer"},{"$f":"IF($E620=DataInput!$B619,DataInput!G619,NA())","v":"Non-Coincident"},{"$f":"IF($E620=DataInput!$B619,DataInput!H619,NA())","v":2011},{"$f":"IF($E620=DataInput!$B619,DataInput!I619,NA())","v":"Actual"},{"$f":"IF($E620=DataInput!$B619,DataInput!J619,NA())","v":25.558167999999998},{"$f":"IF($E620=DataInput!$B619,DataInput!K619,NA())","v":"NA"},null,null,"SA MT GAMBIER",null,null,null,null,false,null,null,{"$error":"#N/A"},{"$error":"#N/A"},{"$error":"#N/A"},{"$error":"#N/A"},{"$error":"#N/A"},{"$error":"#N/A"},{"$error":"#N/A"},{"$error":"#N/A"},{"$error":"#N/A"},{"$error":"#N/A"}]
[null,{"$f":"IF(DataInput!B620=$B$8,IF($B$9=$B$10,TRUE,IF(DataInput!E620=$B$9,TRUE,FALSE)))","v":true},null,null,{"$f":"IF(B621=TRUE,DataInput!B620,NA())","v":"SA"},{"$f":"IF($E621=DataInput!$B620,DataInput!C620,NA())","v":"SMGA"},{"$f":"IF($E621=DataInput!$B620,DataInput!D620,NA())","v":"MT GAMBIER"},{"$f":"IF($E621=DataInput!$B620,DataInput!E620,NA())","v":"SAPN"},{"$f":"IF($E621=DataInput!$B620,DataInput!F620,NA())","v":"Summer"},{"$f":"IF($E621=DataInput!$B620,DataInput!G620,NA())","v":"Non-Coincident"},{"$f":"IF($E621=DataInput!$B620,DataInput!H620,NA())","v":2012},{"$f":"IF($E621=DataInput!$B620,DataInput!I620,NA())","v":"Actual"},{"$f":"IF($E621=DataInput!$B620,DataInput!J620,NA())","v":33.702896000000003},{"$f":"IF($E621=DataInput!$B620,DataInput!K620,NA())","v":"NA"},null,null,"SA MT GAMBIER",null,null,null,null,false,null,null,{"$error":"#N/A"},{"$error":"#N/A"},{"$error":"#N/A"},{"$error":"#N/A"},{"$error":"#N/A"},{"$error":"#N/A"},{"$error":"#N/A"},{"$error":"#N/A"},{"$error":"#N/A"},{"$error":"#N/A"}]
[null,{"$f":"IF(DataInput!B621=$B$8,IF($B$9=$B$10,TRUE,IF(DataInput!E621=$B$9,TRUE,FALSE)))","v":true},null,null,{"$f":"IF(B622=TRUE,DataInput!B621,NA())","v":"SA"},{"$f":"IF($E622=DataInput!$B621,DataInput!C621,NA())","v":"SMGA"},{"$f":"IF($E622=DataInput!$B621,DataInput!D621,NA())","v":"MT GAMBIER"},{"$f":"IF($E622=DataInput!$B621,DataInput!E621,NA())","v":"SAPN"},{"$f":"IF($E622=DataInput!$B621,DataInput!F621,NA())","v":"Summer"},{"$f":"IF($E622=DataInput!$B621,DataInput!G621,NA())","v":"Non-Coincident"},{"$f":"IF($E622=DataInput!$B621,DataInput!H621,NA())","v":2013},{"$f":"IF($E622=DataInput!$B621,DataInput!I621,NA())","v":"Actual"},{"$f":"IF($E622=DataInput!$B621,DataInput!J621,NA())","v":25.865159999999999},{"$f":"IF($E622=DataInput!$B621,DataInput!K621,NA())","v":"NA"},null,null,"SA MT GAMBIER",null,null,null,null,false,null,null,{"$error":"#N/A"},{"$error":"#N/A"},{"$error":"#N/A"},{"$error":"#N/A"},{"$error":"#N/A"},{"$error":"#N/A"},{"$error":"#N/A"},{"$error":"#N/A"},{"$error":"#N/A"},{"$error":"#N/A"}]
[null,{"$f":"IF(DataInput!B622=$B$8,IF($B$9=$B$10,TRUE,IF(DataInput!E622=$B$9,TRUE,FALSE)))","v":true},null,null,{"$f":"IF(B623=TRUE,DataInput!B622,NA())","v":"SA"},{"$f":"IF($E623=DataInput!$B622,DataInput!C622,NA())","v":"SMGA"},{"$f":"IF($E623=DataInput!$B622,DataInput!D622,NA())","v":"MT GAMBIER"},{"$f":"IF($E623=DataInput!$B622,DataInput!E622,NA())","v":"SAPN"},{"$f":"IF($E623=DataInput!$B622,DataInput!F622,NA())","v":"Summer"},{"$f":"IF($E623=DataInput!$B622,DataInput!G622,NA())","v":"Non-Coincident"},{"$f":"IF($E623=DataInput!$B622,DataInput!H622,NA())","v":2014},{"$f":"IF($E623=DataInput!$B622,DataInput!I622,NA())","v":"Actual"},{"$f":"IF($E623=DataInput!$B622,DataInput!J622,NA())","v":22.381965999999998},{"$f":"IF($E623=DataInput!$B622,DataInput!K622,NA())","v":"NA"},null,null,"SA MT GAMBIER",null,null,null,null,false,null,null,{"$error":"#N/A"},{"$error":"#N/A"},{"$error":"#N/A"},{"$error":"#N/A"},{"$error":"#N/A"},{"$error":"#N/A"},{"$error":"#N/A"},{"$error":"#N/A"},{"$error":"#N/A"},{"$error":"#N/A"}]
[null,{"$f":"IF(DataInput!B623=$B$8,IF($B$9=$B$10,TRUE,IF(DataInput!E623=$B$9,TRUE,FALSE)))","v":true},null,null,{"$f":"IF(B624=TRUE,DataInput!B623,NA())","v":"SA"},{"$f":"IF($E624=DataInput!$B623,DataInput!C623,NA())","v":"SMGA"},{"$f":"IF($E624=DataInput!$B623,DataInput!D623,NA())","v":"MT GAMBIER"},{"$f":"IF($E624=DataInput!$B623,DataInput!E623,NA())","v":"SAPN"},{"$f":"IF($E624=DataInput!$B623,DataInput!F623,NA())","v":"Winter"},{"$f":"IF($E624=DataInput!$B623,DataInput!G623,NA())","v":"Non-Coincident"},{"$f":"IF($E624=DataInput!$B623,DataInput!H623,NA())","v":2003},{"$f":"IF($E624=DataInput!$B623,DataInput!I623,NA())","v":"Actual"},{"$f":"IF($E624=DataInput!$B623,DataInput!J623,NA())","v":46.991728000000002},{"$f":"IF($E624=DataInput!$B623,DataInput!K623,NA())","v":"NA"},null,null,"SA MT GAMBIER",null,null,null,null,false,null,null,{"$error":"#N/A"},{"$error":"#N/A"},{"$error":"#N/A"},{"$error":"#N/A"},{"$error":"#N/A"},{"$error":"#N/A"},{"$error":"#N/A"},{"$error":"#N/A"},{"$error":"#N/A"},{"$error":"#N/A"}]
[null,{"$f":"IF(DataInput!B624=$B$8,IF($B$9=$B$10,TRUE,IF(DataInput!E624=$B$9,TRUE,FALSE)))","v":true},null,null,{"$f":"IF(B625=TRUE,DataInput!B624,NA())","v":"SA"},{"$f":"IF($E625=DataInput!$B624,DataInput!C624,NA())","v":"SMGA"},{"$f":"IF($E625=DataInput!$B624,DataInput!D624,NA())","v":"MT GAMBIER"},{"$f":"IF($E625=DataInput!$B624,DataInput!E624,NA())","v":"SAPN"},{"$f":"IF($E625=DataInput!$B624,DataInput!F624,NA())","v":"Winter"},{"$f":"IF($E625=DataInput!$B624,DataInput!G624,NA())","v":"Non-Coincident"},{"$f":"IF($E625=DataInput!$B624,DataInput!H624,NA())","v":2004},{"$f":"IF($E625=DataInput!$B624,DataInput!I624,NA())","v":"Actual"},{"$f":"IF($E625=DataInput!$B624,DataInput!J624,NA())","v":42.801360000000003},{"$f":"IF($E625=DataInput!$B624,DataInput!K624,NA())","v":"NA"},null,null,"SA MT GAMBIER",null,null,null,null,false,null,null,{"$error":"#N/A"},{"$error":"#N/A"},{"$error":"#N/A"},{"$error":"#N/A"},{"$error":"#N/A"},{"$error":"#N/A"},{"$error":"#N/A"},{"$error":"#N/A"},{"$error":"#N/A"},{"$error":"#N/A"}]
[null,{"$f":"IF(DataInput!B625=$B$8,IF($B$9=$B$10,TRUE,IF(DataInput!E625=$B$9,TRUE,FALSE)))","v":true},null,null,{"$f":"IF(B626=TRUE,DataInput!B625,NA())","v":"SA"},{"$f":"IF($E626=DataInput!$B625,DataInput!C625,NA())","v":"SMGA"},{"$f":"IF($E626=DataInput!$B625,DataInput!D625,NA())","v":"MT GAMBIER"},{"$f":"IF($E626=DataInput!$B625,DataInput!E625,NA())","v":"SAPN"},{"$f":"IF($E626=DataInput!$B625,DataInput!F625,NA())","v":"Winter"},{"$f":"IF($E626=DataInput!$B625,DataInput!G625,NA())","v":"Non-Coincident"},{"$f":"IF($E626=DataInput!$B625,DataInput!H625,NA())","v":2005},{"$f":"IF($E626=DataInput!$B625,DataInput!I625,NA())","v":"Actual"},{"$f":"IF($E626=DataInput!$B625,DataInput!J625,NA())","v":32.564244000000002},{"$f":"IF($E626=DataInput!$B625,DataInput!K625,NA())","v":"NA"},null,null,"SA MT GAMBIER",null,null,null,null,false,null,null,{"$error":"#N/A"},{"$error":"#N/A"},{"$error":"#N/A"},{"$error":"#N/A"},{"$error":"#N/A"},{"$error":"#N/A"},{"$error":"#N/A"},{"$error":"#N/A"},{"$error":"#N/A"},{"$error":"#N/A"}]
[null,{"$f":"IF(DataInput!B626=$B$8,IF($B$9=$B$10,TRUE,IF(DataInput!E626=$B$9,TRUE,FALSE)))","v":true},null,null,{"$f":"IF(B627=TRUE,DataInput!B626,NA())","v":"SA"},{"$f":"IF($E627=DataInput!$B626,DataInput!C626,NA())","v":"SMGA"},{"$f":"IF($E627=DataInput!$B626,DataInput!D626,NA())","v":"MT GAMBIER"},{"$f":"IF($E627=DataInput!$B626,DataInput!E626,NA())","v":"SAPN"},{"$f":"IF($E627=DataInput!$B626,DataInput!F626,NA())","v":"Winter"},{"$f":"IF($E627=DataInput!$B626,DataInput!G626,NA())","v":"Non-Coincident"},{"$f":"IF($E627=DataInput!$B626,DataInput!H626,NA())","v":2006},{"$f":"IF($E627=DataInput!$B626,DataInput!I626,NA())","v":"Actual"},{"$f":"IF($E627=DataInput!$B626,DataInput!J626,NA())","v":33.043115999999998},{"$f":"IF($E627=DataInput!$B626,DataInput!K626,NA())","v":"NA"},null,null,"SA MT GAMBIER",null,null,null,null,false,null,null,{"$error":"#N/A"},{"$error":"#N/A"},{"$error":"#N/A"},{"$error":"#N/A"},{"$error":"#N/A"},{"$error":"#N/A"},{"$error":"#N/A"},{"$error":"#N/A"},{"$error":"#N/A"},{"$error":"#N/A"}]
[null,{"$f":"IF(DataInput!B627=$B$8,IF($B$9=$B$10,TRUE,IF(DataInput!E627=$B$9,TRUE,FALSE)))","v":true},null,null,{"$f":"IF(B628=TRUE,DataInput!B627,NA())","v":"SA"},{"$f":"IF($E628=DataInput!$B627,DataInput!C627,NA())","v":"SMGA"},{"$f":"IF($E628=DataInput!$B627,DataInput!D627,NA())","v":"MT GAMBIER"},{"$f":"IF($E628=DataInput!$B627,DataInput!E627,NA())","v":"SAPN"},{"$f":"IF($E628=DataInput!$B627,DataInput!F627,NA())","v":"Winter"},{"$f":"IF($E628=DataInput!$B627,DataInput!G627,NA())","v":"Non-Coincident"},{"$f":"IF($E628=DataInput!$B627,DataInput!H627,NA())","v":2007},{"$f":"IF($E628=DataInput!$B627,DataInput!I627,NA())","v":"Actual"},{"$f":"IF($E628=DataInput!$B627,DataInput!J627,NA())","v":35.048839999999998},{"$f":"IF($E628=DataInput!$B627,DataInput!K627,NA())","v":"NA"},null,null,"SA MT GAMBIER",null,null,null,null,false,null,null,{"$error":"#N/A"},{"$error":"#N/A"},{"$error":"#N/A"},{"$error":"#N/A"},{"$error":"#N/A"},{"$error":"#N/A"},{"$error":"#N/A"},{"$error":"#N/A"},{"$error":"#N/A"},{"$error":"#N/A"}]
[null,{"$f":"IF(DataInput!B628=$B$8,IF($B$9=$B$10,TRUE,IF(DataInput!E628=$B$9,TRUE,FALSE)))","v":true},null,null,{"$f":"IF(B629=TRUE,DataInput!B628,NA())","v":"SA"},{"$f":"IF($E629=DataInput!$B628,DataInput!C628,NA())","v":"SMGA"},{"$f":"IF($E629=DataInput!$B628,DataInput!D628,NA())","v":"MT GAMBIER"},{"$f":"IF($E629=DataInput!$B628,DataInput!E628,NA())","v":"SAPN"},{"$f":"IF($E629=DataInput!$B628,DataInput!F628,NA())","v":"Winter"},{"$f":"IF($E629=DataInput!$B628,DataInput!G628,NA())","v":"Non-Coincident"},{"$f":"IF($E629=DataInput!$B628,DataInput!H628,NA())","v":2008},{"$f":"IF($E629=DataInput!$B628,DataInput!I628,NA())","v":"Actual"},{"$f":"IF($E629=DataInput!$B628,DataInput!J628,NA())","v":31.798956},{"$f":"IF($E629=DataInput!$B628,DataInput!K628,NA())","v":"NA"},null,null,"SA MT GAMBIER",null,null,null,null,false,null,null,{"$error":"#N/A"},{"$error":"#N/A"},{"$error":"#N/A"},{"$error":"#N/A"},{"$error":"#N/A"},{"$error":"#N/A"},{"$error":"#N/A"},{"$error":"#N/A"},{"$error":"#N/A"},{"$error":"#N/A"}]
[null,{"$f":"IF(DataInput!B629=$B$8,IF($B$9=$B$10,TRUE,IF(DataInput!E629=$B$9,TRUE,FALSE)))","v":true},null,null,{"$f":"IF(B630=TRUE,DataInput!B629,NA())","v":"SA"},{"$f":"IF($E630=DataInput!$B629,DataInput!C629,NA())","v":"SMGA"},{"$f":"IF($E630=DataInput!$B629,DataInput!D629,NA())","v":"MT GAMBIER"},{"$f":"IF($E630=DataInput!$B629,DataInput!E629,NA())","v":"SAPN"},{"$f":"IF($E630=DataInput!$B629,DataInput!F629,NA())","v":"Winter"},{"$f":"IF($E630=DataInput!$B629,DataInput!G629,NA())","v":"Non-Coincident"},{"$f":"IF($E630=DataInput!$B629,DataInput!H629,NA())","v":2009},{"$f":"IF($E630=DataInput!$B629,DataInput!I629,NA())","v":"Actual"},{"$f":"IF($E630=DataInput!$B629,DataInput!J629,NA())","v":44.598616},{"$f":"IF($E630=DataInput!$B629,DataInput!K629,NA())","v":"NA"},null,null,"SA MT GAMBIER",null,null,null,null,false,null,null,{"$error":"#N/A"},{"$error":"#N/A"},{"$error":"#N/A"},{"$error":"#N/A"},{"$error":"#N/A"},{"$error":"#N/A"},{"$error":"#N/A"},{"$error":"#N/A"},{"$error":"#N/A"},{"$error":"#N/A"}]
[null,{"$f":"IF(DataInput!B630=$B$8,IF($B$9=$B$10,TRUE,IF(DataInput!E630=$B$9,TRUE,FALSE)))","v":true},null,null,{"$f":"IF(B631=TRUE,DataInput!B630,NA())","v":"SA"},{"$f":"IF($E631=DataInput!$B630,DataInput!C630,NA())","v":"SMGA"},{"$f":"IF($E631=DataInput!$B630,DataInput!D630,NA())","v":"MT GAMBIER"},{"$f":"IF($E631=DataInput!$B630,DataInput!E630,NA())","v":"SAPN"},{"$f":"IF($E631=DataInput!$B630,DataInput!F630,NA())","v":"Winter"},{"$f":"IF($E631=DataInput!$B630,DataInput!G630,NA())","v":"Non-Coincident"},{"$f":"IF($E631=DataInput!$B630,DataInput!H630,NA())","v":2010},{"$f":"IF($E631=DataInput!$B630,DataInput!I630,NA())","v":"Actual"},{"$f":"IF($E631=DataInput!$B630,DataInput!J630,NA())","v":45.367671999999999},{"$f":"IF($E631=DataInput!$B630,DataInput!K630,NA())","v":"NA"},null,null,"SA MT GAMBIER",null,null,null,null,false,null,null,{"$error":"#N/A"},{"$f":"IF($V631=TRUE,F631,NA())","v":{"$error":"#N/A"}},{"$f":"IF($V631=TRUE,G631,NA())","v":{"$error":"#N/A"}},{"$f":"IF($V631=TRUE,H631,NA())","v":{"$error":"#N/A"}},{"$f":"IF($V631=TRUE,I631,NA())","v":{"$error":"#N/A"}},{"$f":"IF($V631=TRUE,J631,NA())","v":{"$error":"#N/A"}},{"$f":"IF($V631=TRUE,K631,NA())","v":{"$error":"#N/A"}},{"$f":"IF($V631=TRUE,L631,NA())","v":{"$error":"#N/A"}},{"$f":"IF($V631=TRUE,M631,NA())","v":{"$error":"#N/A"}},{"$f":"IF($V631=TRUE,N631,NA())","v":{"$error":"#N/A"}}]
[null,{"$f":"IF(DataInput!B631=$B$8,IF($B$9=$B$10,TRUE,IF(DataInput!E631=$B$9,TRUE,FALSE)))","v":true},null,null,{"$f":"IF(B632=TRUE,DataInput!B631,NA())","v":"SA"},{"$f":"IF($E632=DataInput!$B631,DataInput!C631,NA())","v":"SMGA"},{"$f":"IF($E632=DataInput!$B631,DataInput!D631,NA())","v":"MT GAMBIER"},{"$f":"IF($E632=DataInput!$B631,DataInput!E631,NA())","v":"SAPN"},{"$f":"IF($E632=DataInput!$B631,DataInput!F631,NA())","v":"Winter"},{"$f":"IF($E632=DataInput!$B631,DataInput!G631,NA())","v":"Non-Coincident"},{"$f":"IF($E632=DataInput!$B631,DataInput!H631,NA())","v":2011},{"$f":"IF($E632=DataInput!$B631,DataInput!I631,NA())","v":"Actual"},{"$f":"IF($E632=DataInput!$B631,DataInput!J631,NA())","v":32.481448},{"$f":"IF($E632=DataInput!$B631,DataInput!K631,NA())","v":"NA"},null,null,"SA MT GAMBIER",null,null,null,null,false,null,null,{"$error":"#N/A"},{"$error":"#N/A"},{"$error":"#N/A"},{"$error":"#N/A"},{"$error":"#N/A"},{"$error":"#N/A"},{"$error":"#N/A"},{"$error":"#N/A"},{"$error":"#N/A"},{"$error":"#N/A"}]
[null,{"$f":"IF(DataInput!B632=$B$8,IF($B$9=$B$10,TRUE,IF(DataInput!E632=$B$9,TRUE,FALSE)))","v":true},null,null,{"$f":"IF(B633=TRUE,DataInput!B632,NA())","v":"SA"},{"$f":"IF($E633=DataInput!$B632,DataInput!C632,NA())","v":"SMGA"},{"$f":"IF($E633=DataInput!$B632,DataInput!D632,NA())","v":"MT GAMBIER"},{"$f":"IF($E633=DataInput!$B632,DataInput!E632,NA())","v":"SAPN"},{"$f":"IF($E633=DataInput!$B632,DataInput!F632,NA())","v":"Winter"},{"$f":"IF($E633=DataInput!$B632,DataInput!G632,NA())","v":"Non-Coincident"},{"$f":"IF($E633=DataInput!$B632,DataInput!H632,NA())","v":2012},{"$f":"IF($E633=DataInput!$B632,DataInput!I632,NA())","v":"Actual"},{"$f":"IF($E633=DataInput!$B632,DataInput!J632,NA())","v":27.969795999999999},{"$f":"IF($E633=DataInput!$B632,DataInput!K632,NA())","v":"NA"},null,null,"SA MT GAMBIER",null,null,null,null,false,null,null,{"$error":"#N/A"},{"$error":"#N/A"},{"$error":"#N/A"},{"$error":"#N/A"},{"$error":"#N/A"},{"$error":"#N/A"},{"$error":"#N/A"},{"$error":"#N/A"},{"$error":"#N/A"},{"$error":"#N/A"}]
[null,{"$f":"IF(DataInput!B633=$B$8,IF($B$9=$B$10,TRUE,IF(DataInput!E633=$B$9,TRUE,FALSE)))","v":true},null,null,{"$f":"IF(B634=TRUE,DataInput!B633,NA())","v":"SA"},{"$f":"IF($E634=DataInput!$B633,DataInput!C633,NA())","v":"SMGA"},{"$f":"IF($E634=DataInput!$B633,DataInput!D633,NA())","v":"MT GAMBIER"},{"$f":"IF($E634=DataInput!$B633,DataInput!E633,NA())","v":"SAPN"},{"$f":"IF($E634=DataInput!$B633,DataInput!F633,NA())","v":"Winter"},{"$f":"IF($E634=DataInput!$B633,DataInput!G633,NA())","v":"Non-Coincident"},{"$f":"IF($E634=DataInput!$B633,DataInput!H633,NA())","v":2013},{"$f":"IF($E634=DataInput!$B633,DataInput!I633,NA())","v":"Actual"},{"$f":"IF($E634=DataInput!$B633,DataInput!J633,NA())","v":25.975183999999999},{"$f":"IF($E634=DataInput!$B633,DataInput!K633,NA())","v":"NA"},null,null,"SA MT GAMBIER",null,null,null,null,false,null,null,{"$error":"#N/A"},{"$error":"#N/A"},{"$error":"#N/A"},{"$error":"#N/A"},{"$error":"#N/A"},{"$error":"#N/A"},{"$error":"#N/A"},{"$error":"#N/A"},{"$error":"#N/A"},{"$error":"#N/A"}]
[null,{"$f":"IF(DataInput!B634=$B$8,IF($B$9=$B$10,TRUE,IF(DataInput!E634=$B$9,TRUE,FALSE)))","v":true},null,null,{"$f":"IF(B635=TRUE,DataInput!B634,NA())","v":"SA"},{"$f":"IF($E635=DataInput!$B634,DataInput!C634,NA())","v":"SMGA"},{"$f":"IF($E635=DataInput!$B634,DataInput!D634,NA())","v":"MT GAMBIER"},{"$f":"IF($E635=DataInput!$B634,DataInput!E634,NA())","v":"SAPN"},{"$f":"IF($E635=DataInput!$B634,DataInput!F634,NA())","v":"Winter"},{"$f":"IF($E635=DataInput!$B634,DataInput!G634,NA())","v":"Non-Coincident"},{"$f":"IF($E635=DataInput!$B634,DataInput!H634,NA())","v":2014},{"$f":"IF($E635=DataInput!$B634,DataInput!I634,NA())","v":"Actual"},{"$f":"IF($E635=DataInput!$B634,DataInput!J634,NA())","v":21.101368000000001},{"$f":"IF($E635=DataInput!$B634,DataInput!K634,NA())","v":"NA"},null,null,"SA MT GAMBIER",null,null,null,null,false,null,null,{"$error":"#N/A"},{"$error":"#N/A"},{"$error":"#N/A"},{"$error":"#N/A"},{"$error":"#N/A"},{"$error":"#N/A"},{"$error":"#N/A"},{"$error":"#N/A"},{"$error":"#N/A"},{"$error":"#N/A"}]
[null,{"$f":"IF(DataInput!B635=$B$8,IF($B$9=$B$10,TRUE,IF(DataInput!E635=$B$9,TRUE,FALSE)))","v":true},null,null,{"$f":"IF(B636=TRUE,DataInput!B635,NA())","v":"SA"},{"$f":"IF($E636=DataInput!$B635,DataInput!C635,NA())","v":"SMGU"},{"$f":"IF($E636=DataInput!$B635,DataInput!D635,NA())","v":"MT GUNSON"},{"$f":"IF($E636=DataInput!$B635,DataInput!E635,NA())","v":"SAPN"},{"$f":"IF($E636=DataInput!$B635,DataInput!F635,NA())","v":"Summer"},{"$f":"IF($E636=DataInput!$B635,DataInput!G635,NA())","v":"Non-Coincident"},{"$f":"IF($E636=DataInput!$B635,DataInput!H635,NA())","v":2003},{"$f":"IF($E636=DataInput!$B635,DataInput!I635,NA())","v":"Actual"},{"$f":"IF($E636=DataInput!$B635,DataInput!J635,NA())","v":0.26577200000000001},{"$f":"IF($E636=DataInput!$B635,DataInput!K635,NA())","v":"NA"},null,null,"SA MT GUNSON",null,null,null,null,false,null,null,{"$error":"#N/A"},{"$error":"#N/A"},{"$error":"#N/A"},{"$error":"#N/A"},{"$error":"#N/A"},{"$error":"#N/A"},{"$error":"#N/A"},{"$error":"#N/A"},{"$error":"#N/A"},{"$error":"#N/A"}]
[null,{"$f":"IF(DataInput!B636=$B$8,IF($B$9=$B$10,TRUE,IF(DataInput!E636=$B$9,TRUE,FALSE)))","v":true},null,null,{"$f":"IF(B637=TRUE,DataInput!B636,NA())","v":"SA"},{"$f":"IF($E637=DataInput!$B636,DataInput!C636,NA())","v":"SMGU"},{"$f":"IF($E637=DataInput!$B636,DataInput!D636,NA())","v":"MT GUNSON"},{"$f":"IF($E637=DataInput!$B636,DataInput!E636,NA())","v":"SAPN"},{"$f":"IF($E637=DataInput!$B636,DataInput!F636,NA())","v":"Summer"},{"$f":"IF($E637=DataInput!$B636,DataInput!G636,NA())","v":"Non-Coincident"},{"$f":"IF($E637=DataInput!$B636,DataInput!H636,NA())","v":2004},{"$f":"IF($E637=DataInput!$B636,DataInput!I636,NA())","v":"Actual"},{"$f":"IF($E637=DataInput!$B636,DataInput!J636,NA())","v":0.25589800000000001},{"$f":"IF($E637=DataInput!$B636,DataInput!K636,NA())","v":"NA"},null,null,"SA MT GUNSON",null,null,null,null,false,null,null,{"$error":"#N/A"},{"$error":"#N/A"},{"$error":"#N/A"},{"$error":"#N/A"},{"$error":"#N/A"},{"$error":"#N/A"},{"$error":"#N/A"},{"$error":"#N/A"},{"$error":"#N/A"},{"$error":"#N/A"}]
[null,{"$f":"IF(DataInput!B637=$B$8,IF($B$9=$B$10,TRUE,IF(DataInput!E637=$B$9,TRUE,FALSE)))","v":true},null,null,{"$f":"IF(B638=TRUE,DataInput!B637,NA())","v":"SA"},{"$f":"IF($E638=DataInput!$B637,DataInput!C637,NA())","v":"SMGU"},{"$f":"IF($E638=DataInput!$B637,DataInput!D637,NA())","v":"MT GUNSON"},{"$f":"IF($E638=DataInput!$B637,DataInput!E637,NA())","v":"SAPN"},{"$f":"IF($E638=DataInput!$B637,DataInput!F637,NA())","v":"Summer"},{"$f":"IF($E638=DataInput!$B637,DataInput!G637,NA())","v":"Non-Coincident"},{"$f":"IF($E638=DataInput!$B637,DataInput!H637,NA())","v":2005},{"$f":"IF($E638=DataInput!$B637,DataInput!I637,NA())","v":"Actual"},{"$f":"IF($E638=DataInput!$B637,DataInput!J637,NA())","v":0.18268799999999999},{"$f":"IF($E638=DataInput!$B637,DataInput!K637,NA())","v":"NA"},null,null,"SA MT GUNSON",null,null,null,null,false,null,null,{"$error":"#N/A"},{"$error":"#N/A"},{"$error":"#N/A"},{"$error":"#N/A"},{"$error":"#N/A"},{"$error":"#N/A"},{"$error":"#N/A"},{"$error":"#N/A"},{"$error":"#N/A"},{"$error":"#N/A"}]
[null,{"$f":"IF(DataInput!B638=$B$8,IF($B$9=$B$10,TRUE,IF(DataInput!E638=$B$9,TRUE,FALSE)))","v":true},null,null,{"$f":"IF(B639=TRUE,DataInput!B638,NA())","v":"SA"},{"$f":"IF($E639=DataInput!$B638,DataInput!C638,NA())","v":"SMGU"},{"$f":"IF($E639=DataInput!$B638,DataInput!D638,NA())","v":"MT GUNSON"},{"$f":"IF($E639=DataInput!$B638,DataInput!E638,NA())","v":"SAPN"},{"$f":"IF($E639=DataInput!$B638,DataInput!F638,NA())","v":"Summer"},{"$f":"IF($E639=DataInput!$B638,DataInput!G638,NA())","v":"Non-Coincident"},{"$f":"IF($E639=DataInput!$B638,DataInput!H638,NA())","v":2006},{"$f":"IF($E639=DataInput!$B638,DataInput!I638,NA())","v":"Actual"},{"$f":"IF($E639=DataInput!$B638,DataInput!J638,NA())","v":0.18029400000000001},{"$f":"IF($E639=DataInput!$B638,DataInput!K638,NA())","v":"NA"},null,null,"SA MT GUNSON",null,null,null,null,false,null,null,{"$error":"#N/A"},{"$error":"#N/A"},{"$error":"#N/A"},{"$error":"#N/A"},{"$error":"#N/A"},{"$error":"#N/A"},{"$error":"#N/A"},{"$error":"#N/A"},{"$error":"#N/A"},{"$error":"#N/A"}]
[null,{"$f":"IF(DataInput!B639=$B$8,IF($B$9=$B$10,TRUE,IF(DataInput!E639=$B$9,TRUE,FALSE)))","v":true},null,null,{"$f":"IF(B640=TRUE,DataInput!B639,NA())","v":"SA"},{"$f":"IF($E640=DataInput!$B639,DataInput!C639,NA())","v":"SMGU"},{"$f":"IF($E640=DataInput!$B639,DataInput!D639,NA())","v":"MT GUNSON"},{"$f":"IF($E640=DataInput!$B639,DataInput!E639,NA())","v":"SAPN"},{"$f":"IF($E640=DataInput!$B639,DataInput!F639,NA())","v":"Summer"},{"$f":"IF($E640=DataInput!$B639,DataInput!G639,NA())","v":"Non-Coincident"},{"$f":"IF($E640=DataInput!$B639,DataInput!H639,NA())","v":2007},{"$f":"IF($E640=DataInput!$B639,DataInput!I639,NA())","v":"Actual"},{"$f":"IF($E640=DataInput!$B639,DataInput!J639,NA())","v":0.148086},{"$f":"IF($E640=DataInput!$B639,DataInput!K639,NA())","v":"NA"},null,null,"SA MT GUNSON",null,null,null,null,false,null,null,{"$error":"#N/A"},{"$error":"#N/A"},{"$error":"#N/A"},{"$error":"#N/A"},{"$error":"#N/A"},{"$error":"#N/A"},{"$error":"#N/A"},{"$error":"#N/A"},{"$error":"#N/A"},{"$error":"#N/A"}]
[null,{"$f":"IF(DataInput!B640=$B$8,IF($B$9=$B$10,TRUE,IF(DataInput!E640=$B$9,TRUE,FALSE)))","v":true},null,null,{"$f":"IF(B641=TRUE,DataInput!B640,NA())","v":"SA"},{"$f":"IF($E641=DataInput!$B640,DataInput!C640,NA())","v":"SMGU"},{"$f":"IF($E641=DataInput!$B640,DataInput!D640,NA())","v":"MT GUNSON"},{"$f":"IF($E641=DataInput!$B640,DataInput!E640,NA())","v":"SAPN"},{"$f":"IF($E641=DataInput!$B640,DataInput!F640,NA())","v":"Summer"},{"$f":"IF($E641=DataInput!$B640,DataInput!G640,NA())","v":"Non-Coincident"},{"$f":"IF($E641=DataInput!$B640,DataInput!H640,NA())","v":2008},{"$f":"IF($E641=DataInput!$B640,DataInput!I640,NA())","v":"Actual"},{"$f":"IF($E641=DataInput!$B640,DataInput!J640,NA())","v":0.16703399999999999},{"$f":"IF($E641=DataInput!$B640,DataInput!K640,NA())","v":"NA"},null,null,"SA MT GUNSON",null,null,null,null,false,null,null,{"$error":"#N/A"},{"$error":"#N/A"},{"$error":"#N/A"},{"$error":"#N/A"},{"$error":"#N/A"},{"$error":"#N/A"},{"$error":"#N/A"},{"$error":"#N/A"},{"$error":"#N/A"},{"$error":"#N/A"}]
[null,{"$f":"IF(DataInput!B641=$B$8,IF($B$9=$B$10,TRUE,IF(DataInput!E641=$B$9,TRUE,FALSE)))","v":true},null,null,{"$f":"IF(B642=TRUE,DataInput!B641,NA())","v":"SA"},{"$f":"IF($E642=DataInput!$B641,DataInput!C641,NA())","v":"SMGU"},{"$f":"IF($E642=DataInput!$B641,DataInput!D641,NA())","v":"MT GUNSON"},{"$f":"IF($E642=DataInput!$B641,DataInput!E641,NA())","v":"SAPN"},{"$f":"IF($E642=DataInput!$B641,DataInput!F641,NA())","v":"Summer"},{"$f":"IF($E642=DataInput!$B641,DataInput!G641,NA())","v":"Non-Coincident"},{"$f":"IF($E642=DataInput!$B641,DataInput!H641,NA())","v":2009},{"$f":"IF($E642=DataInput!$B641,DataInput!I641,NA())","v":"Actual"},{"$f":"IF($E642=DataInput!$B641,DataInput!J641,NA())","v":0.121568},{"$f":"IF($E642=DataInput!$B641,DataInput!K641,NA())","v":"NA"},null,null,"SA MT GUNSON",null,null,null,null,false,null,null,{"$error":"#N/A"},{"$error":"#N/A"},{"$error":"#N/A"},{"$error":"#N/A"},{"$error":"#N/A"},{"$error":"#N/A"},{"$error":"#N/A"},{"$error":"#N/A"},{"$error":"#N/A"},{"$error":"#N/A"}]
[null,{"$f":"IF(DataInput!B642=$B$8,IF($B$9=$B$10,TRUE,IF(DataInput!E642=$B$9,TRUE,FALSE)))","v":true},null,null,{"$f":"IF(B643=TRUE,DataInput!B642,NA())","v":"SA"},{"$f":"IF($E643=DataInput!$B642,DataInput!C642,NA())","v":"SMGU"},{"$f":"IF($E643=DataInput!$B642,DataInput!D642,NA())","v":"MT GUNSON"},{"$f":"IF($E643=DataInput!$B642,DataInput!E642,NA())","v":"SAPN"},{"$f":"IF($E643=DataInput!$B642,DataInput!F642,NA())","v":"Summer"},{"$f":"IF($E643=DataInput!$B642,DataInput!G642,NA())","v":"Non-Coincident"},{"$f":"IF($E643=DataInput!$B642,DataInput!H642,NA())","v":2010},{"$f":"IF($E643=DataInput!$B642,DataInput!I642,NA())","v":"Actual"},{"$f":"IF($E643=DataInput!$B642,DataInput!J642,NA())","v":0.17038800000000001},{"$f":"IF($E643=DataInput!$B642,DataInput!K642,NA())","v":"NA"},null,null,"SA MT GUNSON",null,null,null,null,false,null,null,{"$error":"#N/A"},{"$error":"#N/A"},{"$error":"#N/A"},{"$error":"#N/A"},{"$error":"#N/A"},{"$error":"#N/A"},{"$error":"#N/A"},{"$error":"#N/A"},{"$error":"#N/A"},{"$error":"#N/A"}]
[null,{"$f":"IF(DataInput!B643=$B$8,IF($B$9=$B$10,TRUE,IF(DataInput!E643=$B$9,TRUE,FALSE)))","v":true},null,null,{"$f":"IF(B644=TRUE,DataInput!B643,NA())","v":"SA"},{"$f":"IF($E644=DataInput!$B643,DataInput!C643,NA())","v":"SMGU"},{"$f":"IF($E644=DataInput!$B643,DataInput!D643,NA())","v":"MT GUNSON"},{"$f":"IF($E644=DataInput!$B643,DataInput!E643,NA())","v":"SAPN"},{"$f":"IF($E644=DataInput!$B643,DataInput!F643,NA())","v":"Summer"},{"$f":"IF($E644=DataInput!$B643,DataInput!G643,NA())","v":"Non-Coincident"},{"$f":"IF($E644=DataInput!$B643,DataInput!H643,NA())","v":2011},{"$f":"IF($E644=DataInput!$B643,DataInput!I643,NA())","v":"Actual"},{"$f":"IF($E644=DataInput!$B643,DataInput!J643,NA())","v":0.23835200000000001},{"$f":"IF($E644=DataInput!$B643,DataInput!K643,NA())","v":"NA"},null,null,"SA MT GUNSON",null,null,null,null,false,null,null,{"$error":"#N/A"},{"$error":"#N/A"},{"$error":"#N/A"},{"$error":"#N/A"},{"$error":"#N/A"},{"$error":"#N/A"},{"$error":"#N/A"},{"$error":"#N/A"},{"$error":"#N/A"},{"$error":"#N/A"}]
[null,{"$f":"IF(DataInput!B644=$B$8,IF($B$9=$B$10,TRUE,IF(DataInput!E644=$B$9,TRUE,FALSE)))","v":true},null,null,{"$f":"IF(B645=TRUE,DataInput!B644,NA())","v":"SA"},{"$f":"IF($E645=DataInput!$B644,DataInput!C644,NA())","v":"SMGU"},{"$f":"IF($E645=DataInput!$B644,DataInput!D644,NA())","v":"MT GUNSON"},{"$f":"IF($E645=DataInput!$B644,DataInput!E644,NA())","v":"SAPN"},{"$f":"IF($E645=DataInput!$B644,DataInput!F644,NA())","v":"Summer"},{"$f":"IF($E645=DataInput!$B644,DataInput!G644,NA())","v":"Non-Coincident"},{"$f":"IF($E645=DataInput!$B644,DataInput!H644,NA())","v":2012},{"$f":"IF($E645=DataInput!$B644,DataInput!I644,NA())","v":"Actual"},{"$f":"IF($E645=DataInput!$B644,DataInput!J644,NA())","v":0.16836599999999999},{"$f":"IF($E645=DataInput!$B644,DataInput!K644,NA())","v":"NA"},null,null,"SA MT GUNSON",null,null,null,null,false,null,null,{"$error":"#N/A"},{"$error":"#N/A"},{"$error":"#N/A"},{"$error":"#N/A"},{"$error":"#N/A"},{"$error":"#N/A"},{"$error":"#N/A"},{"$error":"#N/A"},{"$error":"#N/A"},{"$error":"#N/A"}]
[null,{"$f":"IF(DataInput!B645=$B$8,IF($B$9=$B$10,TRUE,IF(DataInput!E645=$B$9,TRUE,FALSE)))","v":true},null,null,{"$f":"IF(B646=TRUE,DataInput!B645,NA())","v":"SA"},{"$f":"IF($E646=DataInput!$B645,DataInput!C645,NA())","v":"SMGU"},{"$f":"IF($E646=DataInput!$B645,DataInput!D645,NA())","v":"MT GUNSON"},{"$f":"IF($E646=DataInput!$B645,DataInput!E645,NA())","v":"SAPN"},{"$f":"IF($E646=DataInput!$B645,DataInput!F645,NA())","v":"Summer"},{"$f":"IF($E646=DataInput!$B645,DataInput!G645,NA())","v":"Non-Coincident"},{"$f":"IF($E646=DataInput!$B645,DataInput!H645,NA())","v":2013},{"$f":"IF($E646=DataInput!$B645,DataInput!I645,NA())","v":"Actual"},{"$f":"IF($E646=DataInput!$B645,DataInput!J645,NA())","v":0.17111599999999999},{"$f":"IF($E646=DataInput!$B645,DataInput!K645,NA())","v":"NA"},null,null,"SA MT GUNSON",null,null,null,null,false,null,null,{"$error":"#N/A"},{"$error":"#N/A"},{"$error":"#N/A"},{"$error":"#N/A"},{"$error":"#N/A"},{"$error":"#N/A"},{"$error":"#N/A"},{"$error":"#N/A"},{"$error":"#N/A"},{"$error":"#N/A"}]
[null,{"$f":"IF(DataInput!B646=$B$8,IF($B$9=$B$10,TRUE,IF(DataInput!E646=$B$9,TRUE,FALSE)))","v":true},null,null,{"$f":"IF(B647=TRUE,DataInput!B646,NA())","v":"SA"},{"$f":"IF($E647=DataInput!$B646,DataInput!C646,NA())","v":"SMGU"},{"$f":"IF($E647=DataInput!$B646,DataInput!D646,NA())","v":"MT GUNSON"},{"$f":"IF($E647=DataInput!$B646,DataInput!E646,NA())","v":"SAPN"},{"$f":"IF($E647=DataInput!$B646,DataInput!F646,NA())","v":"Summer"},{"$f":"IF($E647=DataInput!$B646,DataInput!G646,NA())","v":"Non-Coincident"},{"$f":"IF($E647=DataInput!$B646,DataInput!H646,NA())","v":2014},{"$f":"IF($E647=DataInput!$B646,DataInput!I646,NA())","v":"Actual"},{"$f":"IF($E647=DataInput!$B646,DataInput!J646,NA())","v":0.20868600000000001},{"$f":"IF($E647=DataInput!$B646,DataInput!K646,NA())","v":"NA"},null,null,"SA MT GUNSON",null,null,null,null,false,null,null,{"$error":"#N/A"},{"$error":"#N/A"},{"$error":"#N/A"},{"$error":"#N/A"},{"$error":"#N/A"},{"$error":"#N/A"},{"$error":"#N/A"},{"$error":"#N/A"},{"$error":"#N/A"},{"$error":"#N/A"}]
[null,{"$f":"IF(DataInput!B647=$B$8,IF($B$9=$B$10,TRUE,IF(DataInput!E647=$B$9,TRUE,FALSE)))","v":true},null,null,{"$f":"IF(B648=TRUE,DataInput!B647,NA())","v":"SA"},{"$f":"IF($E648=DataInput!$B647,DataInput!C647,NA())","v":"SMGU"},{"$f":"IF($E648=DataInput!$B647,DataInput!D647,NA())","v":"MT GUNSON"},{"$f":"IF($E648=DataInput!$B647,DataInput!E647,NA())","v":"SAPN"},{"$f":"IF($E648=DataInput!$B647,DataInput!F647,NA())","v":"Winter"},{"$f":"IF($E648=DataInput!$B647,DataInput!G647,NA())","v":"Non-Coincident"},{"$f":"IF($E648=DataInput!$B647,DataInput!H647,NA())","v":2003},{"$f":"IF($E648=DataInput!$B647,DataInput!I647,NA())","v":"Actual"},{"$f":"IF($E648=DataInput!$B647,DataInput!J647,NA())","v":0.22563800000000001},{"$f":"IF($E648=DataInput!$B647,DataInput!K647,NA())","v":"NA"},null,null,"SA MT GUNSON",null,null,null,null,false,null,null,{"$error":"#N/A"},{"$error":"#N/A"},{"$error":"#N/A"},{"$error":"#N/A"},{"$error":"#N/A"},{"$error":"#N/A"},{"$error":"#N/A"},{"$error":"#N/A"},{"$error":"#N/A"},{"$error":"#N/A"}]
[null,{"$f":"IF(DataInput!B648=$B$8,IF($B$9=$B$10,TRUE,IF(DataInput!E648=$B$9,TRUE,FALSE)))","v":true},null,null,{"$f":"IF(B649=TRUE,DataInput!B648,NA())","v":"SA"},{"$f":"IF($E649=DataInput!$B648,DataInput!C648,NA())","v":"SMGU"},{"$f":"IF($E649=DataInput!$B648,DataInput!D648,NA())","v":"MT GUNSON"},{"$f":"IF($E649=DataInput!$B648,DataInput!E648,NA())","v":"SAPN"},{"$f":"IF($E649=DataInput!$B648,DataInput!F648,NA())","v":"Winter"},{"$f":"IF($E649=DataInput!$B648,DataInput!G648,NA())","v":"Non-Coincident"},{"$f":"IF($E649=DataInput!$B648,DataInput!H648,NA())","v":2004},{"$f":"IF($E649=DataInput!$B648,DataInput!I648,NA())","v":"Actual"},{"$f":"IF($E649=DataInput!$B648,DataInput!J648,NA())","v":0.160746},{"$f":"IF($E649=DataInput!$B648,DataInput!K648,NA())","v":"NA"},null,null,"SA MT GUNSON",null,null,null,null,false,null,null,{"$error":"#N/A"},{"$error":"#N/A"},{"$error":"#N/A"},{"$error":"#N/A"},{"$error":"#N/A"},{"$error":"#N/A"},{"$error":"#N/A"},{"$error":"#N/A"},{"$error":"#N/A"},{"$error":"#N/A"}]
[null,{"$f":"IF(DataInput!B649=$B$8,IF($B$9=$B$10,TRUE,IF(DataInput!E649=$B$9,TRUE,FALSE)))","v":true},null,null,{"$f":"IF(B650=TRUE,DataInput!B649,NA())","v":"SA"},{"$f":"IF($E650=DataInput!$B649,DataInput!C649,NA())","v":"SMGU"},{"$f":"IF($E650=DataInput!$B649,DataInput!D649,NA())","v":"MT GUNSON"},{"$f":"IF($E650=DataInput!$B649,DataInput!E649,NA())","v":"SAPN"},{"$f":"IF($E650=DataInput!$B649,DataInput!F649,NA())","v":"Winter"},{"$f":"IF($E650=DataInput!$B649,DataInput!G649,NA())","v":"Non-Coincident"},{"$f":"IF($E650=DataInput!$B649,DataInput!H649,NA())","v":2005},{"$f":"IF($E650=DataInput!$B649,DataInput!I649,NA())","v":"Actual"},{"$f":"IF($E650=DataInput!$B649,DataInput!J649,NA())","v":0.24410200000000001},{"$f":"IF($E650=DataInput!$B649,DataInput!K649,NA())","v":"NA"},null,null,"SA MT GUNSON",null,null,null,null,false,null,null,{"$error":"#N/A"},{"$error":"#N/A"},{"$error":"#N/A"},{"$error":"#N/A"},{"$error":"#N/A"},{"$error":"#N/A"},{"$error":"#N/A"},{"$error":"#N/A"},{"$error":"#N/A"},{"$error":"#N/A"}]
[null,{"$f":"IF(DataInput!B650=$B$8,IF($B$9=$B$10,TRUE,IF(DataInput!E650=$B$9,TRUE,FALSE)))","v":true},null,null,{"$f":"IF(B651=TRUE,DataInput!B650,NA())","v":"SA"},{"$f":"IF($E651=DataInput!$B650,DataInput!C650,NA())","v":"SMGU"},{"$f":"IF($E651=DataInput!$B650,DataInput!D650,NA())","v":"MT GUNSON"},{"$f":"IF($E651=DataInput!$B650,DataInput!E650,NA())","v":"SAPN"},{"$f":"IF($E651=DataInput!$B650,DataInput!F650,NA())","v":"Winter"},{"$f":"IF($E651=DataInput!$B650,DataInput!G650,NA())","v":"Non-Coincident"},{"$f":"IF($E651=DataInput!$B650,DataInput!H650,NA())","v":2006},{"$f":"IF($E651=DataInput!$B650,DataInput!I650,NA())","v":"Actual"},{"$f":"IF($E651=DataInput!$B650,DataInput!J650,NA())","v":0.163882},{"$f":"IF($E651=DataInput!$B650,DataInput!K650,NA())","v":"NA"},null,null,"SA MT GUNSON",null,null,null,null,false,null,null,{"$error":"#N/A"},{"$error":"#N/A"},{"$error":"#N/A"},{"$error":"#N/A"},{"$error":"#N/A"},{"$error":"#N/A"},{"$error":"#N/A"},{"$error":"#N/A"},{"$error":"#N/A"},{"$error":"#N/A"}]
[null,{"$f":"IF(DataInput!B651=$B$8,IF($B$9=$B$10,TRUE,IF(DataInput!E651=$B$9,TRUE,FALSE)))","v":true},null,null,{"$f":"IF(B652=TRUE,DataInput!B651,NA())","v":"SA"},{"$f":"IF($E652=DataInput!$B651,DataInput!C651,NA())","v":"SMGU"},{"$f":"IF($E652=DataInput!$B651,DataInput!D651,NA())","v":"MT GUNSON"},{"$f":"IF($E652=DataInput!$B651,DataInput!E651,NA())","v":"SAPN"},{"$f":"IF($E652=DataInput!$B651,DataInput!F651,NA())","v":"Winter"},{"$f":"IF($E652=DataInput!$B651,DataInput!G651,NA())","v":"Non-Coincident"},{"$f":"IF($E652=DataInput!$B651,DataInput!H651,NA())","v":2007},{"$f":"IF($E652=DataInput!$B651,DataInput!I651,NA())","v":"Actual"},{"$f":"IF($E652=DataInput!$B651,DataInput!J651,NA())","v":0.123844},{"$f":"IF($E652=DataInput!$B651,DataInput!K651,NA())","v":"NA"},null,null,{"$f":"IF(OR(ISERROR(E652),ISERROR(G652)),\"  \",E652&\" \"&G652)","v":"SA MT GUNSON"},null,null,null,null,{"$f":"IF(ISERROR(G652),FALSE,IF($V$9=G652,TRUE,FALSE))","v":false},null,null,{"$f":"IF($V652=TRUE,E652,NA())","v":{"$error":"#N/A"}},{"$error":"#N/A"},{"$error":"#N/A"},{"$error":"#N/A"},{"$error":"#N/A"},{"$error":"#N/A"},{"$error":"#N/A"},{"$error":"#N/A"},{"$error":"#N/A"},{"$error":"#N/A"}]
[null,{"$f":"IF(DataInput!B652=$B$8,IF($B$9=$B$10,TRUE,IF(DataInput!E652=$B$9,TRUE,FALSE)))","v":true},null,null,{"$f":"IF(B653=TRUE,DataInput!B652,NA())","v":"SA"},{"$f":"IF($E653=DataInput!$B652,DataInput!C652,NA())","v":"SMGU"},{"$f":"IF($E653=DataInput!$B652,DataInput!D652,NA())","v":"MT GUNSON"},{"$f":"IF($E653=DataInput!$B652,DataInput!E652,NA())","v":"SAPN"},{"$f":"IF($E653=DataInput!$B652,DataInput!F652,NA())","v":"Winter"},{"$f":"IF($E653=DataInput!$B652,DataInput!G652,NA())","v":"Non-Coincident"},{"$f":"IF($E653=DataInput!$B652,DataInput!H652,NA())","v":2008},{"$f":"IF($E653=DataInput!$B652,DataInput!I652,NA())","v":"Actual"},{"$f":"IF($E653=DataInput!$B652,DataInput!J652,NA())","v":7.1526000000000006E-2},{"$f":"IF($E653=DataInput!$B652,DataInput!K652,NA())","v":"NA"},null,null,"SA MT GUNSON",null,null,null,null,false,null,null,{"$error":"#N/A"},{"$error":"#N/A"},{"$error":"#N/A"},{"$error":"#N/A"},{"$error":"#N/A"},{"$error":"#N/A"},{"$error":"#N/A"},{"$error":"#N/A"},{"$error":"#N/A"},{"$error":"#N/A"}]
[null,{"$f":"IF(DataInput!B653=$B$8,IF($B$9=$B$10,TRUE,IF(DataInput!E653=$B$9,TRUE,FALSE)))","v":true},null,null,{"$f":"IF(B654=TRUE,DataInput!B653,NA())","v":"SA"},{"$f":"IF($E654=DataInput!$B653,DataInput!C653,NA())","v":"SMGU"},{"$f":"IF($E654=DataInput!$B653,DataInput!D653,NA())","v":"MT GUNSON"},{"$f":"IF($E654=DataInput!$B653,DataInput!E653,NA())","v":"SAPN"},{"$f":"IF($E654=DataInput!$B653,DataInput!F653,NA())","v":"Winter"},{"$f":"IF($E654=DataInput!$B653,DataInput!G653,NA())","v":"Non-Coincident"},{"$f":"IF($E654=DataInput!$B653,DataInput!H653,NA())","v":2009},{"$f":"IF($E654=DataInput!$B653,DataInput!I653,NA())","v":"Actual"},{"$f":"IF($E654=DataInput!$B653,DataInput!J653,NA())","v":0.119564},{"$f":"IF($E654=DataInput!$B653,DataInput!K653,NA())","v":"NA"},null,null,"SA MT GUNSON",null,null,null,null,false,null,null,{"$error":"#N/A"},{"$error":"#N/A"},{"$error":"#N/A"},{"$error":"#N/A"},{"$error":"#N/A"},{"$error":"#N/A"},{"$error":"#N/A"},{"$error":"#N/A"},{"$error":"#N/A"},{"$error":"#N/A"}]
[null,{"$f":"IF(DataInput!B654=$B$8,IF($B$9=$B$10,TRUE,IF(DataInput!E654=$B$9,TRUE,FALSE)))","v":true},null,null,{"$f":"IF(B655=TRUE,DataInput!B654,NA())","v":"SA"},{"$f":"IF($E655=DataInput!$B654,DataInput!C654,NA())","v":"SMGU"},{"$f":"IF($E655=DataInput!$B654,DataInput!D654,NA())","v":"MT GUNSON"},{"$f":"IF($E655=DataInput!$B654,DataInput!E654,NA())","v":"SAPN"},{"$f":"IF($E655=DataInput!$B654,DataInput!F654,NA())","v":"Winter"},{"$f":"IF($E655=DataInput!$B654,DataInput!G654,NA())","v":"Non-Coincident"},{"$f":"IF($E655=DataInput!$B654,DataInput!H654,NA())","v":2010},{"$f":"IF($E655=DataInput!$B654,DataInput!I654,NA())","v":"Actual"},{"$f":"IF($E655=DataInput!$B654,DataInput!J654,NA())","v":0.153528},{"$f":"IF($E655=DataInput!$B654,DataInput!K654,NA())","v":"NA"},null,null,"SA MT GUNSON",null,null,null,null,false,null,null,{"$error":"#N/A"},{"$error":"#N/A"},{"$error":"#N/A"},{"$error":"#N/A"},{"$error":"#N/A"},{"$error":"#N/A"},{"$error":"#N/A"},{"$error":"#N/A"},{"$error":"#N/A"},{"$error":"#N/A"}]
[null,{"$f":"IF(DataInput!B655=$B$8,IF($B$9=$B$10,TRUE,IF(DataInput!E655=$B$9,TRUE,FALSE)))","v":true},null,null,{"$f":"IF(B656=TRUE,DataInput!B655,NA())","v":"SA"},{"$f":"IF($E656=DataInput!$B655,DataInput!C655,NA())","v":"SMGU"},{"$f":"IF($E656=DataInput!$B655,DataInput!D655,NA())","v":"MT GUNSON"},{"$f":"IF($E656=DataInput!$B655,DataInput!E655,NA())","v":"SAPN"},{"$f":"IF($E656=DataInput!$B655,DataInput!F655,NA())","v":"Winter"},{"$f":"IF($E656=DataInput!$B655,DataInput!G655,NA())","v":"Non-Coincident"},{"$f":"IF($E656=DataInput!$B655,DataInput!H655,NA())","v":2011},{"$f":"IF($E656=DataInput!$B655,DataInput!I655,NA())","v":"Actual"},{"$f":"IF($E656=DataInput!$B655,DataInput!J655,NA())","v":0.160444},{"$f":"IF($E656=DataInput!$B655,DataInput!K655,NA())","v":"NA"},null,null,"SA MT GUNSON",null,null,null,null,false,null,null,{"$error":"#N/A"},{"$error":"#N/A"},{"$error":"#N/A"},{"$error":"#N/A"},{"$error":"#N/A"},{"$error":"#N/A"},{"$error":"#N/A"},{"$error":"#N/A"},{"$error":"#N/A"},{"$error":"#N/A"}]
[null,{"$f":"IF(DataInput!B656=$B$8,IF($B$9=$B$10,TRUE,IF(DataInput!E656=$B$9,TRUE,FALSE)))","v":true},null,null,{"$f":"IF(B657=TRUE,DataInput!B656,NA())","v":"SA"},{"$f":"IF($E657=DataInput!$B656,DataInput!C656,NA())","v":"SMGU"},{"$f":"IF($E657=DataInput!$B656,DataInput!D656,NA())","v":"MT GUNSON"},{"$f":"IF($E657=DataInput!$B656,DataInput!E656,NA())","v":"SAPN"},{"$f":"IF($E657=DataInput!$B656,DataInput!F656,NA())","v":"Winter"},{"$f":"IF($E657=DataInput!$B656,DataInput!G656,NA())","v":"Non-Coincident"},{"$f":"IF($E657=DataInput!$B656,DataInput!H656,NA())","v":2012},{"$f":"IF($E657=DataInput!$B656,DataInput!I656,NA())","v":"Actual"},{"$f":"IF($E657=DataInput!$B656,DataInput!J656,NA())","v":0.15451799999999999},{"$f":"IF($E657=DataInput!$B656,DataInput!K656,NA())","v":"NA"},null,null,"SA MT GUNSON",null,null,null,null,false,null,null,{"$error":"#N/A"},{"$error":"#N/A"},{"$error":"#N/A"},{"$error":"#N/A"},{"$error":"#N/A"},{"$error":"#N/A"},{"$error":"#N/A"},{"$error":"#N/A"},{"$error":"#N/A"},{"$error":"#N/A"}]
[null,{"$f":"IF(DataInput!B657=$B$8,IF($B$9=$B$10,TRUE,IF(DataInput!E657=$B$9,TRUE,FALSE)))","v":true},null,null,{"$f":"IF(B658=TRUE,DataInput!B657,NA())","v":"SA"},{"$f":"IF($E658=DataInput!$B657,DataInput!C657,NA())","v":"SMGU"},{"$f":"IF($E658=DataInput!$B657,DataInput!D657,NA())","v":"MT GUNSON"},{"$f":"IF($E658=DataInput!$B657,DataInput!E657,NA())","v":"SAPN"},{"$f":"IF($E658=DataInput!$B657,DataInput!F657,NA())","v":"Winter"},{"$f":"IF($E658=DataInput!$B657,DataInput!G657,NA())","v":"Non-Coincident"},{"$f":"IF($E658=DataInput!$B657,DataInput!H657,NA())","v":2013},{"$f":"IF($E658=DataInput!$B657,DataInput!I657,NA())","v":"Actual"},{"$f":"IF($E658=DataInput!$B657,DataInput!J657,NA())","v":0.12948200000000001},{"$f":"IF($E658=DataInput!$B657,DataInput!K657,NA())","v":"NA"},null,null,"SA MT GUNSON",null,null,null,null,false,null,null,{"$error":"#N/A"},{"$error":"#N/A"},{"$error":"#N/A"},{"$error":"#N/A"},{"$error":"#N/A"},{"$error":"#N/A"},{"$error":"#N/A"},{"$error":"#N/A"},{"$error":"#N/A"},{"$error":"#N/A"}]
[null,{"$f":"IF(DataInput!B658=$B$8,IF($B$9=$B$10,TRUE,IF(DataInput!E658=$B$9,TRUE,FALSE)))","v":true},null,null,{"$f":"IF(B659=TRUE,DataInput!B658,NA())","v":"SA"},{"$f":"IF($E659=DataInput!$B658,DataInput!C658,NA())","v":"SMGU"},{"$f":"IF($E659=DataInput!$B658,DataInput!D658,NA())","v":"MT GUNSON"},{"$f":"IF($E659=DataInput!$B658,DataInput!E658,NA())","v":"SAPN"},{"$f":"IF($E659=DataInput!$B658,DataInput!F658,NA())","v":"Winter"},{"$f":"IF($E659=DataInput!$B658,DataInput!G658,NA())","v":"Non-Coincident"},{"$f":"IF($E659=DataInput!$B658,DataInput!H658,NA())","v":2014},{"$f":"IF($E659=DataInput!$B658,DataInput!I658,NA())","v":"Actual"},{"$f":"IF($E659=DataInput!$B658,DataInput!J658,NA())","v":0.12131},{"$f":"IF($E659=DataInput!$B658,DataInput!K658,NA())","v":"NA"},null,null,"SA MT GUNSON",null,null,null,null,false,null,null,{"$error":"#N/A"},{"$error":"#N/A"},{"$error":"#N/A"},{"$error":"#N/A"},{"$error":"#N/A"},{"$error":"#N/A"},{"$error":"#N/A"},{"$error":"#N/A"},{"$error":"#N/A"},{"$error":"#N/A"}]
[null,{"$f":"IF(DataInput!B659=$B$8,IF($B$9=$B$10,TRUE,IF(DataInput!E659=$B$9,TRUE,FALSE)))","v":true},null,null,{"$f":"IF(B660=TRUE,DataInput!B659,NA())","v":"SA"},{"$f":"IF($E660=DataInput!$B659,DataInput!C659,NA())","v":"SNEU"},{"$f":"IF($E660=DataInput!$B659,DataInput!D659,NA())","v":"NEUROODLA"},{"$f":"IF($E660=DataInput!$B659,DataInput!E659,NA())","v":"SAPN"},{"$f":"IF($E660=DataInput!$B659,DataInput!F659,NA())","v":"Summer"},{"$f":"IF($E660=DataInput!$B659,DataInput!G659,NA())","v":"Non-Coincident"},{"$f":"IF($E660=DataInput!$B659,DataInput!H659,NA())","v":2003},{"$f":"IF($E660=DataInput!$B659,DataInput!I659,NA())","v":"Actual"},{"$f":"IF($E660=DataInput!$B659,DataInput!J659,NA())","v":0.86126599999999998},{"$f":"IF($E660=DataInput!$B659,DataInput!K659,NA())","v":"NA"},null,null,"SA NEUROODLA",null,null,null,null,false,null,null,{"$error":"#N/A"},{"$error":"#N/A"},{"$error":"#N/A"},{"$error":"#N/A"},{"$error":"#N/A"},{"$error":"#N/A"},{"$error":"#N/A"},{"$error":"#N/A"},{"$error":"#N/A"},{"$error":"#N/A"}]
[null,{"$f":"IF(DataInput!B660=$B$8,IF($B$9=$B$10,TRUE,IF(DataInput!E660=$B$9,TRUE,FALSE)))","v":true},null,null,{"$f":"IF(B661=TRUE,DataInput!B660,NA())","v":"SA"},{"$f":"IF($E661=DataInput!$B660,DataInput!C660,NA())","v":"SNEU"},{"$f":"IF($E661=DataInput!$B660,DataInput!D660,NA())","v":"NEUROODLA"},{"$f":"IF($E661=DataInput!$B660,DataInput!E660,NA())","v":"SAPN"},{"$f":"IF($E661=DataInput!$B660,DataInput!F660,NA())","v":"Summer"},{"$f":"IF($E661=DataInput!$B660,DataInput!G660,NA())","v":"Non-Coincident"},{"$f":"IF($E661=DataInput!$B660,DataInput!H660,NA())","v":2004},{"$f":"IF($E661=DataInput!$B660,DataInput!I660,NA())","v":"Actual"},{"$f":"IF($E661=DataInput!$B660,DataInput!J660,NA())","v":0.89076},{"$f":"IF($E661=DataInput!$B660,DataInput!K660,NA())","v":"NA"},null,null,"SA NEUROODLA",null,null,null,null,false,null,null,{"$error":"#N/A"},{"$error":"#N/A"},{"$error":"#N/A"},{"$error":"#N/A"},{"$error":"#N/A"},{"$error":"#N/A"},{"$error":"#N/A"},{"$error":"#N/A"},{"$error":"#N/A"},{"$error":"#N/A"}]
[null,{"$f":"IF(DataInput!B661=$B$8,IF($B$9=$B$10,TRUE,IF(DataInput!E661=$B$9,TRUE,FALSE)))","v":true},null,null,{"$f":"IF(B662=TRUE,DataInput!B661,NA())","v":"SA"},{"$f":"IF($E662=DataInput!$B661,DataInput!C661,NA())","v":"SNEU"},{"$f":"IF($E662=DataInput!$B661,DataInput!D661,NA())","v":"NEUROODLA"},{"$f":"IF($E662=DataInput!$B661,DataInput!E661,NA())","v":"SAPN"},{"$f":"IF($E662=DataInput!$B661,DataInput!F661,NA())","v":"Summer"},{"$f":"IF($E662=DataInput!$B661,DataInput!G661,NA())","v":"Non-Coincident"},{"$f":"IF($E662=DataInput!$B661,DataInput!H661,NA())","v":2005},{"$f":"IF($E662=DataInput!$B661,DataInput!I661,NA())","v":"Actual"},{"$f":"IF($E662=DataInput!$B661,DataInput!J661,NA())","v":0.81807200000000002},{"$f":"IF($E662=DataInput!$B661,DataInput!K661,NA())","v":"NA"},null,null,"SA NEUROODLA",null,null,null,null,false,null,null,{"$error":"#N/A"},{"$error":"#N/A"},{"$error":"#N/A"},{"$error":"#N/A"},{"$error":"#N/A"},{"$error":"#N/A"},{"$error":"#N/A"},{"$error":"#N/A"},{"$error":"#N/A"},{"$error":"#N/A"}]
[null,{"$f":"IF(DataInput!B662=$B$8,IF($B$9=$B$10,TRUE,IF(DataInput!E662=$B$9,TRUE,FALSE)))","v":true},null,null,{"$f":"IF(B663=TRUE,DataInput!B662,NA())","v":"SA"},{"$f":"IF($E663=DataInput!$B662,DataInput!C662,NA())","v":"SNEU"},{"$f":"IF($E663=DataInput!$B662,DataInput!D662,NA())","v":"NEUROODLA"},{"$f":"IF($E663=DataInput!$B662,DataInput!E662,NA())","v":"SAPN"},{"$f":"IF($E663=DataInput!$B662,DataInput!F662,NA())","v":"Summer"},{"$f":"IF($E663=DataInput!$B662,DataInput!G662,NA())","v":"Non-Coincident"},{"$f":"IF($E663=DataInput!$B662,DataInput!H662,NA())","v":2006},{"$f":"IF($E663=DataInput!$B662,DataInput!I662,NA())","v":"Actual"},{"$f":"IF($E663=DataInput!$B662,DataInput!J662,NA())","v":1.2530079999999999},{"$f":"IF($E663=DataInput!$B662,DataInput!K662,NA())","v":"NA"},null,null,"SA NEUROODLA",null,null,null,null,false,null,null,{"$error":"#N/A"},{"$error":"#N/A"},{"$error":"#N/A"},{"$error":"#N/A"},{"$error":"#N/A"},{"$error":"#N/A"},{"$error":"#N/A"},{"$error":"#N/A"},{"$error":"#N/A"},{"$error":"#N/A"}]
[null,{"$f":"IF(DataInput!B663=$B$8,IF($B$9=$B$10,TRUE,IF(DataInput!E663=$B$9,TRUE,FALSE)))","v":true},null,null,{"$f":"IF(B664=TRUE,DataInput!B663,NA())","v":"SA"},{"$f":"IF($E664=DataInput!$B663,DataInput!C663,NA())","v":"SNEU"},{"$f":"IF($E664=DataInput!$B663,DataInput!D663,NA())","v":"NEUROODLA"},{"$f":"IF($E664=DataInput!$B663,DataInput!E663,NA())","v":"SAPN"},{"$f":"IF($E664=DataInput!$B663,DataInput!F663,NA())","v":"Summer"},{"$f":"IF($E664=DataInput!$B663,DataInput!G663,NA())","v":"Non-Coincident"},{"$f":"IF($E664=DataInput!$B663,DataInput!H663,NA())","v":2007},{"$f":"IF($E664=DataInput!$B663,DataInput!I663,NA())","v":"Actual"},{"$f":"IF($E664=DataInput!$B663,DataInput!J663,NA())","v":0.71776200000000001},{"$f":"IF($E664=DataInput!$B663,DataInput!K663,NA())","v":"NA"},null,null,"SA NEUROODLA",null,null,null,null,false,null,null,{"$error":"#N/A"},{"$error":"#N/A"},{"$error":"#N/A"},{"$error":"#N/A"},{"$error":"#N/A"},{"$error":"#N/A"},{"$error":"#N/A"},{"$error":"#N/A"},{"$error":"#N/A"},{"$error":"#N/A"}]
[null,{"$f":"IF(DataInput!B664=$B$8,IF($B$9=$B$10,TRUE,IF(DataInput!E664=$B$9,TRUE,FALSE)))","v":true},null,null,{"$f":"IF(B665=TRUE,DataInput!B664,NA())","v":"SA"},{"$f":"IF($E665=DataInput!$B664,DataInput!C664,NA())","v":"SNEU"},{"$f":"IF($E665=DataInput!$B664,DataInput!D664,NA())","v":"NEUROODLA"},{"$f":"IF($E665=DataInput!$B664,DataInput!E664,NA())","v":"SAPN"},{"$f":"IF($E665=DataInput!$B664,DataInput!F664,NA())","v":"Summer"},{"$f":"IF($E665=DataInput!$B664,DataInput!G664,NA())","v":"Non-Coincident"},{"$f":"IF($E665=DataInput!$B664,DataInput!H664,NA())","v":2008},{"$f":"IF($E665=DataInput!$B664,DataInput!I664,NA())","v":"Actual"},{"$f":"IF($E665=DataInput!$B664,DataInput!J664,NA())","v":0.730078},{"$f":"IF($E665=DataInput!$B664,DataInput!K664,NA())","v":"NA"},null,null,"SA NEUROODLA",null,null,null,null,false,null,null,{"$error":"#N/A"},{"$error":"#N/A"},{"$error":"#N/A"},{"$error":"#N/A"},{"$error":"#N/A"},{"$error":"#N/A"},{"$error":"#N/A"},{"$error":"#N/A"},{"$error":"#N/A"},{"$error":"#N/A"}]
[null,{"$f":"IF(DataInput!B665=$B$8,IF($B$9=$B$10,TRUE,IF(DataInput!E665=$B$9,TRUE,FALSE)))","v":true},null,null,{"$f":"IF(B666=TRUE,DataInput!B665,NA())","v":"SA"},{"$f":"IF($E666=DataInput!$B665,DataInput!C665,NA())","v":"SNEU"},{"$f":"IF($E666=DataInput!$B665,DataInput!D665,NA())","v":"NEUROODLA"},{"$f":"IF($E666=DataInput!$B665,DataInput!E665,NA())","v":"SAPN"},{"$f":"IF($E666=DataInput!$B665,DataInput!F665,NA())","v":"Summer"},{"$f":"IF($E666=DataInput!$B665,DataInput!G665,NA())","v":"Non-Coincident"},{"$f":"IF($E666=DataInput!$B665,DataInput!H665,NA())","v":2009},{"$f":"IF($E666=DataInput!$B665,DataInput!I665,NA())","v":"Actual"},{"$f":"IF($E666=DataInput!$B665,DataInput!J665,NA())","v":0.79235199999999995},{"$f":"IF($E666=DataInput!$B665,DataInput!K665,NA())","v":"NA"},null,null,"SA NEUROODLA",null,null,null,null,false,null,null,{"$error":"#N/A"},{"$error":"#N/A"},{"$error":"#N/A"},{"$error":"#N/A"},{"$error":"#N/A"},{"$error":"#N/A"},{"$error":"#N/A"},{"$error":"#N/A"},{"$error":"#N/A"},{"$error":"#N/A"}]
[null,{"$f":"IF(DataInput!B666=$B$8,IF($B$9=$B$10,TRUE,IF(DataInput!E666=$B$9,TRUE,FALSE)))","v":true},null,null,{"$f":"IF(B667=TRUE,DataInput!B666,NA())","v":"SA"},{"$f":"IF($E667=DataInput!$B666,DataInput!C666,NA())","v":"SNEU"},{"$f":"IF($E667=DataInput!$B666,DataInput!D666,NA())","v":"NEUROODLA"},{"$f":"IF($E667=DataInput!$B666,DataInput!E666,NA())","v":"SAPN"},{"$f":"IF($E667=DataInput!$B666,DataInput!F666,NA())","v":"Summer"},{"$f":"IF($E667=DataInput!$B666,DataInput!G666,NA())","v":"Non-Coincident"},{"$f":"IF($E667=DataInput!$B666,DataInput!H666,NA())","v":2010},{"$f":"IF($E667=DataInput!$B666,DataInput!I666,NA())","v":"Actual"},{"$f":"IF($E667=DataInput!$B666,DataInput!J666,NA())","v":0.83203199999999999},{"$f":"IF($E667=DataInput!$B666,DataInput!K666,NA())","v":"NA"},null,null,"SA NEUROODLA",null,null,null,null,false,null,null,{"$error":"#N/A"},{"$error":"#N/A"},{"$error":"#N/A"},{"$error":"#N/A"},{"$error":"#N/A"},{"$error":"#N/A"},{"$error":"#N/A"},{"$error":"#N/A"},{"$error":"#N/A"},{"$error":"#N/A"}]
[null,{"$f":"IF(DataInput!B667=$B$8,IF($B$9=$B$10,TRUE,IF(DataInput!E667=$B$9,TRUE,FALSE)))","v":true},null,null,{"$f":"IF(B668=TRUE,DataInput!B667,NA())","v":"SA"},{"$f":"IF($E668=DataInput!$B667,DataInput!C667,NA())","v":"SNEU"},{"$f":"IF($E668=DataInput!$B667,DataInput!D667,NA())","v":"NEUROODLA"},{"$f":"IF($E668=DataInput!$B667,DataInput!E667,NA())","v":"SAPN"},{"$f":"IF($E668=DataInput!$B667,DataInput!F667,NA())","v":"Summer"},{"$f":"IF($E668=DataInput!$B667,DataInput!G667,NA())","v":"Non-Coincident"},{"$f":"IF($E668=DataInput!$B667,DataInput!H667,NA())","v":2011},{"$f":"IF($E668=DataInput!$B667,DataInput!I667,NA())","v":"Actual"},{"$f":"IF($E668=DataInput!$B667,DataInput!J667,NA())","v":0.94673399999999996},{"$f":"IF($E668=DataInput!$B667,DataInput!K667,NA())","v":"NA"},null,null,"SA NEUROODLA",null,null,null,null,false,null,null,{"$error":"#N/A"},{"$error":"#N/A"},{"$error":"#N/A"},{"$error":"#N/A"},{"$error":"#N/A"},{"$error":"#N/A"},{"$error":"#N/A"},{"$error":"#N/A"},{"$error":"#N/A"},{"$error":"#N/A"}]
[null,{"$f":"IF(DataInput!B668=$B$8,IF($B$9=$B$10,TRUE,IF(DataInput!E668=$B$9,TRUE,FALSE)))","v":true},null,null,{"$f":"IF(B669=TRUE,DataInput!B668,NA())","v":"SA"},{"$f":"IF($E669=DataInput!$B668,DataInput!C668,NA())","v":"SNEU"},{"$f":"IF($E669=DataInput!$B668,DataInput!D668,NA())","v":"NEUROODLA"},{"$f":"IF($E669=DataInput!$B668,DataInput!E668,NA())","v":"SAPN"},{"$f":"IF($E669=DataInput!$B668,DataInput!F668,NA())","v":"Summer"},{"$f":"IF($E669=DataInput!$B668,DataInput!G668,NA())","v":"Non-Coincident"},{"$f":"IF($E669=DataInput!$B668,DataInput!H668,NA())","v":2012},{"$f":"IF($E669=DataInput!$B668,DataInput!I668,NA())","v":"Actual"},{"$f":"IF($E669=DataInput!$B668,DataInput!J668,NA())","v":1.7946059999999999},{"$f":"IF($E669=DataInput!$B668,DataInput!K668,NA())","v":"NA"},null,null,"SA NEUROODLA",null,null,null,null,false,null,null,{"$error":"#N/A"},{"$error":"#N/A"},{"$error":"#N/A"},{"$error":"#N/A"},{"$error":"#N/A"},{"$error":"#N/A"},{"$error":"#N/A"},{"$error":"#N/A"},{"$error":"#N/A"},{"$error":"#N/A"}]
[null,{"$f":"IF(DataInput!B669=$B$8,IF($B$9=$B$10,TRUE,IF(DataInput!E669=$B$9,TRUE,FALSE)))","v":true},null,null,{"$f":"IF(B670=TRUE,DataInput!B669,NA())","v":"SA"},{"$f":"IF($E670=DataInput!$B669,DataInput!C669,NA())","v":"SNEU"},{"$f":"IF($E670=DataInput!$B669,DataInput!D669,NA())","v":"NEUROODLA"},{"$f":"IF($E670=DataInput!$B669,DataInput!E669,NA())","v":"SAPN"},{"$f":"IF($E670=DataInput!$B669,DataInput!F669,NA())","v":"Summer"},{"$f":"IF($E670=DataInput!$B669,DataInput!G669,NA())","v":"Non-Coincident"},{"$f":"IF($E670=DataInput!$B669,DataInput!H669,NA())","v":2013},{"$f":"IF($E670=DataInput!$B669,DataInput!I669,NA())","v":"Actual"},{"$f":"IF($E670=DataInput!$B669,DataInput!J669,NA())","v":3.660126},{"$f":"IF($E670=DataInput!$B669,DataInput!K669,NA())","v":"NA"},null,null,"SA NEUROODLA",null,null,null,null,false,null,null,{"$error":"#N/A"},{"$error":"#N/A"},{"$error":"#N/A"},{"$error":"#N/A"},{"$error":"#N/A"},{"$error":"#N/A"},{"$error":"#N/A"},{"$error":"#N/A"},{"$error":"#N/A"},{"$error":"#N/A"}]
[null,{"$f":"IF(DataInput!B670=$B$8,IF($B$9=$B$10,TRUE,IF(DataInput!E670=$B$9,TRUE,FALSE)))","v":true},null,null,{"$f":"IF(B671=TRUE,DataInput!B670,NA())","v":"SA"},{"$f":"IF($E671=DataInput!$B670,DataInput!C670,NA())","v":"SNEU"},{"$f":"IF($E671=DataInput!$B670,DataInput!D670,NA())","v":"NEUROODLA"},{"$f":"IF($E671=DataInput!$B670,DataInput!E670,NA())","v":"SAPN"},{"$f":"IF($E671=DataInput!$B670,DataInput!F670,NA())","v":"Summer"},{"$f":"IF($E671=DataInput!$B670,DataInput!G670,NA())","v":"Non-Coincident"},{"$f":"IF($E671=DataInput!$B670,DataInput!H670,NA())","v":2014},{"$f":"IF($E671=DataInput!$B670,DataInput!I670,NA())","v":"Actual"},{"$f":"IF($E671=DataInput!$B670,DataInput!J670,NA())","v":0.92671599999999998},{"$f":"IF($E671=DataInput!$B670,DataInput!K670,NA())","v":"NA"},null,null,"SA NEUROODLA",null,null,null,null,false,null,null,{"$error":"#N/A"},{"$error":"#N/A"},{"$error":"#N/A"},{"$error":"#N/A"},{"$error":"#N/A"},{"$error":"#N/A"},{"$error":"#N/A"},{"$error":"#N/A"},{"$error":"#N/A"},{"$error":"#N/A"}]
[null,{"$f":"IF(DataInput!B671=$B$8,IF($B$9=$B$10,TRUE,IF(DataInput!E671=$B$9,TRUE,FALSE)))","v":true},null,null,{"$f":"IF(B672=TRUE,DataInput!B671,NA())","v":"SA"},{"$f":"IF($E672=DataInput!$B671,DataInput!C671,NA())","v":"SNEU"},{"$f":"IF($E672=DataInput!$B671,DataInput!D671,NA())","v":"NEUROODLA"},{"$f":"IF($E672=DataInput!$B671,DataInput!E671,NA())","v":"SAPN"},{"$f":"IF($E672=DataInput!$B671,DataInput!F671,NA())","v":"Winter"},{"$f":"IF($E672=DataInput!$B671,DataInput!G671,NA())","v":"Non-Coincident"},{"$f":"IF($E672=DataInput!$B671,DataInput!H671,NA())","v":2003},{"$f":"IF($E672=DataInput!$B671,DataInput!I671,NA())","v":"Actual"},{"$f":"IF($E672=DataInput!$B671,DataInput!J671,NA())","v":0.88642799999999999},{"$f":"IF($E672=DataInput!$B671,DataInput!K671,NA())","v":"NA"},null,null,"SA NEUROODLA",null,null,null,null,false,null,null,{"$error":"#N/A"},{"$error":"#N/A"},{"$error":"#N/A"},{"$error":"#N/A"},{"$error":"#N/A"},{"$error":"#N/A"},{"$error":"#N/A"},{"$error":"#N/A"},{"$error":"#N/A"},{"$error":"#N/A"}]
[null,{"$f":"IF(DataInput!B672=$B$8,IF($B$9=$B$10,TRUE,IF(DataInput!E672=$B$9,TRUE,FALSE)))","v":true},null,null,{"$f":"IF(B673=TRUE,DataInput!B672,NA())","v":"SA"},{"$f":"IF($E673=DataInput!$B672,DataInput!C672,NA())","v":"SNEU"},{"$f":"IF($E673=DataInput!$B672,DataInput!D672,NA())","v":"NEUROODLA"},{"$f":"IF($E673=DataInput!$B672,DataInput!E672,NA())","v":"SAPN"},{"$f":"IF($E673=DataInput!$B672,DataInput!F672,NA())","v":"Winter"},{"$f":"IF($E673=DataInput!$B672,DataInput!G672,NA())","v":"Non-Coincident"},{"$f":"IF($E673=DataInput!$B672,DataInput!H672,NA())","v":2004},{"$f":"IF($E673=DataInput!$B672,DataInput!I672,NA())","v":"Actual"},{"$f":"IF($E673=DataInput!$B672,DataInput!J672,NA())","v":0.81159999999999999},{"$f":"IF($E673=DataInput!$B672,DataInput!K672,NA())","v":"NA"},null,null,"SA NEUROODLA",null,null,null,null,false,null,null,{"$error":"#N/A"},{"$error":"#N/A"},{"$error":"#N/A"},{"$error":"#N/A"},{"$error":"#N/A"},{"$error":"#N/A"},{"$error":"#N/A"},{"$error":"#N/A"},{"$error":"#N/A"},{"$error":"#N/A"}]
[null,{"$f":"IF(DataInput!B673=$B$8,IF($B$9=$B$10,TRUE,IF(DataInput!E673=$B$9,TRUE,FALSE)))","v":true},null,null,{"$f":"IF(B674=TRUE,DataInput!B673,NA())","v":"SA"},{"$f":"IF($E674=DataInput!$B673,DataInput!C673,NA())","v":"SNEU"},{"$f":"IF($E674=DataInput!$B673,DataInput!D673,NA())","v":"NEUROODLA"},{"$f":"IF($E674=DataInput!$B673,DataInput!E673,NA())","v":"SAPN"},{"$f":"IF($E674=DataInput!$B673,DataInput!F673,NA())","v":"Winter"},{"$f":"IF($E674=DataInput!$B673,DataInput!G673,NA())","v":"Non-Coincident"},{"$f":"IF($E674=DataInput!$B673,DataInput!H673,NA())","v":2005},{"$f":"IF($E674=DataInput!$B673,DataInput!I673,NA())","v":"Actual"},{"$f":"IF($E674=DataInput!$B673,DataInput!J673,NA())","v":0.95062199999999997},{"$f":"IF($E674=DataInput!$B673,DataInput!K673,NA())","v":"NA"},null,null,"SA NEUROODLA",null,null,null,null,false,null,null,{"$error":"#N/A"},{"$error":"#N/A"},{"$error":"#N/A"},{"$error":"#N/A"},{"$error":"#N/A"},{"$error":"#N/A"},{"$error":"#N/A"},{"$error":"#N/A"},{"$error":"#N/A"},{"$error":"#N/A"}]
[null,{"$f":"IF(DataInput!B674=$B$8,IF($B$9=$B$10,TRUE,IF(DataInput!E674=$B$9,TRUE,FALSE)))","v":true},null,null,{"$f":"IF(B675=TRUE,DataInput!B674,NA())","v":"SA"},{"$f":"IF($E675=DataInput!$B674,DataInput!C674,NA())","v":"SNEU"},{"$f":"IF($E675=DataInput!$B674,DataInput!D674,NA())","v":"NEUROODLA"},{"$f":"IF($E675=DataInput!$B674,DataInput!E674,NA())","v":"SAPN"},{"$f":"IF($E675=DataInput!$B674,DataInput!F674,NA())","v":"Winter"},{"$f":"IF($E675=DataInput!$B674,DataInput!G674,NA())","v":"Non-Coincident"},{"$f":"IF($E675=DataInput!$B674,DataInput!H674,NA())","v":2006},{"$f":"IF($E675=DataInput!$B674,DataInput!I674,NA())","v":"Actual"},{"$f":"IF($E675=DataInput!$B674,DataInput!J674,NA())","v":0.84714199999999995},{"$f":"IF($E675=DataInput!$B674,DataInput!K674,NA())","v":"NA"},null,null,"SA NEUROODLA",null,null,null,null,false,null,null,{"$error":"#N/A"},{"$error":"#N/A"},{"$error":"#N/A"},{"$error":"#N/A"},{"$error":"#N/A"},{"$error":"#N/A"},{"$error":"#N/A"},{"$error":"#N/A"},{"$error":"#N/A"},{"$error":"#N/A"}]
[null,{"$f":"IF(DataInput!B675=$B$8,IF($B$9=$B$10,TRUE,IF(DataInput!E675=$B$9,TRUE,FALSE)))","v":true},null,null,{"$f":"IF(B676=TRUE,DataInput!B675,NA())","v":"SA"},{"$f":"IF($E676=DataInput!$B675,DataInput!C675,NA())","v":"SNEU"},{"$f":"IF($E676=DataInput!$B675,DataInput!D675,NA())","v":"NEUROODLA"},{"$f":"IF($E676=DataInput!$B675,DataInput!E675,NA())","v":"SAPN"},{"$f":"IF($E676=DataInput!$B675,DataInput!F675,NA())","v":"Winter"},{"$f":"IF($E676=DataInput!$B675,DataInput!G675,NA())","v":"Non-Coincident"},{"$f":"IF($E676=DataInput!$B675,DataInput!H675,NA())","v":2007},{"$f":"IF($E676=DataInput!$B675,DataInput!I675,NA())","v":"Actual"},{"$f":"IF($E676=DataInput!$B675,DataInput!J675,NA())","v":1.7467900000000001},{"$f":"IF($E676=DataInput!$B675,DataInput!K675,NA())","v":"NA"},null,null,"SA NEUROODLA",null,null,null,null,false,null,null,{"$error":"#N/A"},{"$error":"#N/A"},{"$error":"#N/A"},{"$error":"#N/A"},{"$error":"#N/A"},{"$error":"#N/A"},{"$error":"#N/A"},{"$error":"#N/A"},{"$error":"#N/A"},{"$error":"#N/A"}]
[null,{"$f":"IF(DataInput!B676=$B$8,IF($B$9=$B$10,TRUE,IF(DataInput!E676=$B$9,TRUE,FALSE)))","v":true},null,null,{"$f":"IF(B677=TRUE,DataInput!B676,NA())","v":"SA"},{"$f":"IF($E677=DataInput!$B676,DataInput!C676,NA())","v":"SNEU"},{"$f":"IF($E677=DataInput!$B676,DataInput!D676,NA())","v":"NEUROODLA"},{"$f":"IF($E677=DataInput!$B676,DataInput!E676,NA())","v":"SAPN"},{"$f":"IF($E677=DataInput!$B676,DataInput!F676,NA())","v":"Winter"},{"$f":"IF($E677=DataInput!$B676,DataInput!G676,NA())","v":"Non-Coincident"},{"$f":"IF($E677=DataInput!$B676,DataInput!H676,NA())","v":2008},{"$f":"IF($E677=DataInput!$B676,DataInput!I676,NA())","v":"Actual"},{"$f":"IF($E677=DataInput!$B676,DataInput!J676,NA())","v":0.78564199999999995},{"$f":"IF($E677=DataInput!$B676,DataInput!K676,NA())","v":"NA"},null,null,"SA NEUROODLA",null,null,null,null,false,null,null,{"$error":"#N/A"},{"$error":"#N/A"},{"$error":"#N/A"},{"$error":"#N/A"},{"$error":"#N/A"},{"$error":"#N/A"},{"$error":"#N/A"},{"$error":"#N/A"},{"$error":"#N/A"},{"$error":"#N/A"}]
[null,{"$f":"IF(DataInput!B677=$B$8,IF($B$9=$B$10,TRUE,IF(DataInput!E677=$B$9,TRUE,FALSE)))","v":true},null,null,{"$f":"IF(B678=TRUE,DataInput!B677,NA())","v":"SA"},{"$f":"IF($E678=DataInput!$B677,DataInput!C677,NA())","v":"SNEU"},{"$f":"IF($E678=DataInput!$B677,DataInput!D677,NA())","v":"NEUROODLA"},{"$f":"IF($E678=DataInput!$B677,DataInput!E677,NA())","v":"SAPN"},{"$f":"IF($E678=DataInput!$B677,DataInput!F677,NA())","v":"Winter"},{"$f":"IF($E678=DataInput!$B677,DataInput!G677,NA())","v":"Non-Coincident"},{"$f":"IF($E678=DataInput!$B677,DataInput!H677,NA())","v":2009},{"$f":"IF($E678=DataInput!$B677,DataInput!I677,NA())","v":"Actual"},{"$f":"IF($E678=DataInput!$B677,DataInput!J677,NA())","v":0.82052999999999998},{"$f":"IF($E678=DataInput!$B677,DataInput!K677,NA())","v":"NA"},null,null,"SA NEUROODLA",null,null,null,null,false,null,null,{"$error":"#N/A"},{"$error":"#N/A"},{"$error":"#N/A"},{"$error":"#N/A"},{"$error":"#N/A"},{"$error":"#N/A"},{"$error":"#N/A"},{"$error":"#N/A"},{"$error":"#N/A"},{"$error":"#N/A"}]
[null,{"$f":"IF(DataInput!B678=$B$8,IF($B$9=$B$10,TRUE,IF(DataInput!E678=$B$9,TRUE,FALSE)))","v":true},null,null,{"$f":"IF(B679=TRUE,DataInput!B678,NA())","v":"SA"},{"$f":"IF($E679=DataInput!$B678,DataInput!C678,NA())","v":"SNEU"},{"$f":"IF($E679=DataInput!$B678,DataInput!D678,NA())","v":"NEUROODLA"},{"$f":"IF($E679=DataInput!$B678,DataInput!E678,NA())","v":"SAPN"},{"$f":"IF($E679=DataInput!$B678,DataInput!F678,NA())","v":"Winter"},{"$f":"IF($E679=DataInput!$B678,DataInput!G678,NA())","v":"Non-Coincident"},{"$f":"IF($E679=DataInput!$B678,DataInput!H678,NA())","v":2010},{"$f":"IF($E679=DataInput!$B678,DataInput!I678,NA())","v":"Actual"},{"$f":"IF($E679=DataInput!$B678,DataInput!J678,NA())","v":2.0618259999999999},{"$f":"IF($E679=DataInput!$B678,DataInput!K678,NA())","v":"NA"},null,null,"SA NEUROODLA",null,null,null,null,false,null,null,{"$error":"#N/A"},{"$error":"#N/A"},{"$error":"#N/A"},{"$error":"#N/A"},{"$error":"#N/A"},{"$error":"#N/A"},{"$error":"#N/A"},{"$error":"#N/A"},{"$error":"#N/A"},{"$error":"#N/A"}]
[null,{"$f":"IF(DataInput!B679=$B$8,IF($B$9=$B$10,TRUE,IF(DataInput!E679=$B$9,TRUE,FALSE)))","v":true},null,null,{"$f":"IF(B680=TRUE,DataInput!B679,NA())","v":"SA"},{"$f":"IF($E680=DataInput!$B679,DataInput!C679,NA())","v":"SNEU"},{"$f":"IF($E680=DataInput!$B679,DataInput!D679,NA())","v":"NEUROODLA"},{"$f":"IF($E680=DataInput!$B679,DataInput!E679,NA())","v":"SAPN"},{"$f":"IF($E680=DataInput!$B679,DataInput!F679,NA())","v":"Winter"},{"$f":"IF($E680=DataInput!$B679,DataInput!G679,NA())","v":"Non-Coincident"},{"$f":"IF($E680=DataInput!$B679,DataInput!H679,NA())","v":2011},{"$f":"IF($E680=DataInput!$B679,DataInput!I679,NA())","v":"Actual"},{"$f":"IF($E680=DataInput!$B679,DataInput!J679,NA())","v":0.97689400000000004},{"$f":"IF($E680=DataInput!$B679,DataInput!K679,NA())","v":"NA"},null,null,"SA NEUROODLA",null,null,null,null,false,null,null,{"$error":"#N/A"},{"$error":"#N/A"},{"$error":"#N/A"},{"$error":"#N/A"},{"$error":"#N/A"},{"$error":"#N/A"},{"$error":"#N/A"},{"$error":"#N/A"},{"$error":"#N/A"},{"$error":"#N/A"}]
[null,{"$f":"IF(DataInput!B680=$B$8,IF($B$9=$B$10,TRUE,IF(DataInput!E680=$B$9,TRUE,FALSE)))","v":true},null,null,{"$f":"IF(B681=TRUE,DataInput!B680,NA())","v":"SA"},{"$f":"IF($E681=DataInput!$B680,DataInput!C680,NA())","v":"SNEU"},{"$f":"IF($E681=DataInput!$B680,DataInput!D680,NA())","v":"NEUROODLA"},{"$f":"IF($E681=DataInput!$B680,DataInput!E680,NA())","v":"SAPN"},{"$f":"IF($E681=DataInput!$B680,DataInput!F680,NA())","v":"Winter"},{"$f":"IF($E681=DataInput!$B680,DataInput!G680,NA())","v":"Non-Coincident"},{"$f":"IF($E681=DataInput!$B680,DataInput!H680,NA())","v":2012},{"$f":"IF($E681=DataInput!$B680,DataInput!I680,NA())","v":"Actual"},{"$f":"IF($E681=DataInput!$B680,DataInput!J680,NA())","v":0.80416600000000005},{"$f":"IF($E681=DataInput!$B680,DataInput!K680,NA())","v":"NA"},null,null,"SA NEUROODLA",null,null,null,null,false,null,null,{"$error":"#N/A"},{"$error":"#N/A"},{"$error":"#N/A"},{"$error":"#N/A"},{"$error":"#N/A"},{"$error":"#N/A"},{"$error":"#N/A"},{"$error":"#N/A"},{"$error":"#N/A"},{"$error":"#N/A"}]
[null,{"$f":"IF(DataInput!B681=$B$8,IF($B$9=$B$10,TRUE,IF(DataInput!E681=$B$9,TRUE,FALSE)))","v":true},null,null,{"$f":"IF(B682=TRUE,DataInput!B681,NA())","v":"SA"},{"$f":"IF($E682=DataInput!$B681,DataInput!C681,NA())","v":"SNEU"},{"$f":"IF($E682=DataInput!$B681,DataInput!D681,NA())","v":"NEUROODLA"},{"$f":"IF($E682=DataInput!$B681,DataInput!E681,NA())","v":"SAPN"},{"$f":"IF($E682=DataInput!$B681,DataInput!F681,NA())","v":"Winter"},{"$f":"IF($E682=DataInput!$B681,DataInput!G681,NA())","v":"Non-Coincident"},{"$f":"IF($E682=DataInput!$B681,DataInput!H681,NA())","v":2013},{"$f":"IF($E682=DataInput!$B681,DataInput!I681,NA())","v":"Actual"},{"$f":"IF($E682=DataInput!$B681,DataInput!J681,NA())","v":0.82330199999999998},{"$f":"IF($E682=DataInput!$B681,DataInput!K681,NA())","v":"NA"},null,null,"SA NEUROODLA",null,null,null,null,false,null,null,{"$error":"#N/A"},{"$error":"#N/A"},{"$error":"#N/A"},{"$error":"#N/A"},{"$error":"#N/A"},{"$error":"#N/A"},{"$error":"#N/A"},{"$error":"#N/A"},{"$error":"#N/A"},{"$error":"#N/A"}]
[null,{"$f":"IF(DataInput!B682=$B$8,IF($B$9=$B$10,TRUE,IF(DataInput!E682=$B$9,TRUE,FALSE)))","v":true},null,null,{"$f":"IF(B683=TRUE,DataInput!B682,NA())","v":"SA"},{"$f":"IF($E683=DataInput!$B682,DataInput!C682,NA())","v":"SNEU"},{"$f":"IF($E683=DataInput!$B682,DataInput!D682,NA())","v":"NEUROODLA"},{"$f":"IF($E683=DataInput!$B682,DataInput!E682,NA())","v":"SAPN"},{"$f":"IF($E683=DataInput!$B682,DataInput!F682,NA())","v":"Winter"},{"$f":"IF($E683=DataInput!$B682,DataInput!G682,NA())","v":"Non-Coincident"},{"$f":"IF($E683=DataInput!$B682,DataInput!H682,NA())","v":2014},{"$f":"IF($E683=DataInput!$B682,DataInput!I682,NA())","v":"Actual"},{"$f":"IF($E683=DataInput!$B682,DataInput!J682,NA())","v":0.85164200000000001},{"$f":"IF($E683=DataInput!$B682,DataInput!K682,NA())","v":"NA"},null,null,"SA NEUROODLA",null,null,null,null,false,null,null,{"$error":"#N/A"},{"$error":"#N/A"},{"$error":"#N/A"},{"$error":"#N/A"},{"$error":"#N/A"},{"$error":"#N/A"},{"$error":"#N/A"},{"$error":"#N/A"},{"$error":"#N/A"},{"$error":"#N/A"}]
[null,{"$f":"IF(DataInput!B683=$B$8,IF($B$9=$B$10,TRUE,IF(DataInput!E683=$B$9,TRUE,FALSE)))","v":true},null,null,{"$f":"IF(B684=TRUE,DataInput!B683,NA())","v":"SA"},{"$f":"IF($E684=DataInput!$B683,DataInput!C683,NA())","v":"SNWB"},{"$f":"IF($E684=DataInput!$B683,DataInput!D683,NA())","v":"NORTH WEST BEND"},{"$f":"IF($E684=DataInput!$B683,DataInput!E683,NA())","v":"SAPN"},{"$f":"IF($E684=DataInput!$B683,DataInput!F683,NA())","v":"Summer"},{"$f":"IF($E684=DataInput!$B683,DataInput!G683,NA())","v":"Non-Coincident"},{"$f":"IF($E684=DataInput!$B683,DataInput!H683,NA())","v":2003},{"$f":"IF($E684=DataInput!$B683,DataInput!I683,NA())","v":"Actual"},{"$f":"IF($E684=DataInput!$B683,DataInput!J683,NA())","v":29.650798000000002},{"$f":"IF($E684=DataInput!$B683,DataInput!K683,NA())","v":"NA"},null,null,"SA NORTH WEST BEND",null,null,null,null,false,null,null,{"$error":"#N/A"},{"$error":"#N/A"},{"$error":"#N/A"},{"$error":"#N/A"},{"$error":"#N/A"},{"$error":"#N/A"},{"$error":"#N/A"},{"$error":"#N/A"},{"$error":"#N/A"},{"$error":"#N/A"}]
[null,{"$f":"IF(DataInput!B684=$B$8,IF($B$9=$B$10,TRUE,IF(DataInput!E684=$B$9,TRUE,FALSE)))","v":true},null,null,{"$f":"IF(B685=TRUE,DataInput!B684,NA())","v":"SA"},{"$f":"IF($E685=DataInput!$B684,DataInput!C684,NA())","v":"SNWB"},{"$f":"IF($E685=DataInput!$B684,DataInput!D684,NA())","v":"NORTH WEST BEND"},{"$f":"IF($E685=DataInput!$B684,DataInput!E684,NA())","v":"SAPN"},{"$f":"IF($E685=DataInput!$B684,DataInput!F684,NA())","v":"Summer"},{"$f":"IF($E685=DataInput!$B684,DataInput!G684,NA())","v":"Non-Coincident"},{"$f":"IF($E685=DataInput!$B684,DataInput!H684,NA())","v":2004},{"$f":"IF($E685=DataInput!$B684,DataInput!I684,NA())","v":"Actual"},{"$f":"IF($E685=DataInput!$B684,DataInput!J684,NA())","v":29.332788000000001},{"$f":"IF($E685=DataInput!$B684,DataInput!K684,NA())","v":"NA"},null,null,"SA NORTH WEST BEND",null,null,null,null,false,null,null,{"$error":"#N/A"},{"$error":"#N/A"},{"$error":"#N/A"},{"$error":"#N/A"},{"$error":"#N/A"},{"$error":"#N/A"},{"$error":"#N/A"},{"$error":"#N/A"},{"$error":"#N/A"},{"$error":"#N/A"}]
[null,{"$f":"IF(DataInput!B685=$B$8,IF($B$9=$B$10,TRUE,IF(DataInput!E685=$B$9,TRUE,FALSE)))","v":true},null,null,{"$f":"IF(B686=TRUE,DataInput!B685,NA())","v":"SA"},{"$f":"IF($E686=DataInput!$B685,DataInput!C685,NA())","v":"SNWB"},{"$f":"IF($E686=DataInput!$B685,DataInput!D685,NA())","v":"NORTH WEST BEND"},{"$f":"IF($E686=DataInput!$B685,DataInput!E685,NA())","v":"SAPN"},{"$f":"IF($E686=DataInput!$B685,DataInput!F685,NA())","v":"Summer"},{"$f":"IF($E686=DataInput!$B685,DataInput!G685,NA())","v":"Non-Coincident"},{"$f":"IF($E686=DataInput!$B685,DataInput!H685,NA())","v":2005},{"$f":"IF($E686=DataInput!$B685,DataInput!I685,NA())","v":"Actual"},{"$f":"IF($E686=DataInput!$B685,DataInput!J685,NA())","v":42.885818},{"$f":"IF($E686=DataInput!$B685,DataInput!K685,NA())","v":"NA"},null,null,"SA NORTH WEST BEND",null,null,null,null,false,null,null,{"$error":"#N/A"},{"$error":"#N/A"},{"$error":"#N/A"},{"$error":"#N/A"},{"$error":"#N/A"},{"$error":"#N/A"},{"$error":"#N/A"},{"$error":"#N/A"},{"$error":"#N/A"},{"$error":"#N/A"}]
[null,{"$f":"IF(DataInput!B686=$B$8,IF($B$9=$B$10,TRUE,IF(DataInput!E686=$B$9,TRUE,FALSE)))","v":true},null,null,{"$f":"IF(B687=TRUE,DataInput!B686,NA())","v":"SA"},{"$f":"IF($E687=DataInput!$B686,DataInput!C686,NA())","v":"SNWB"},{"$f":"IF($E687=DataInput!$B686,DataInput!D686,NA())","v":"NORTH WEST BEND"},{"$f":"IF($E687=DataInput!$B686,DataInput!E686,NA())","v":"SAPN"},{"$f":"IF($E687=DataInput!$B686,DataInput!F686,NA())","v":"Summer"},{"$f":"IF($E687=DataInput!$B686,DataInput!G686,NA())","v":"Non-Coincident"},{"$f":"IF($E687=DataInput!$B686,DataInput!H686,NA())","v":2006},{"$f":"IF($E687=DataInput!$B686,DataInput!I686,NA())","v":"Actual"},{"$f":"IF($E687=DataInput!$B686,DataInput!J686,NA())","v":28.700144000000002},{"$f":"IF($E687=DataInput!$B686,DataInput!K686,NA())","v":"NA"},null,null,"SA NORTH WEST BEND",null,null,null,null,false,null,null,{"$error":"#N/A"},{"$error":"#N/A"},{"$error":"#N/A"},{"$error":"#N/A"},{"$error":"#N/A"},{"$error":"#N/A"},{"$error":"#N/A"},{"$error":"#N/A"},{"$error":"#N/A"},{"$error":"#N/A"}]
[null,{"$f":"IF(DataInput!B687=$B$8,IF($B$9=$B$10,TRUE,IF(DataInput!E687=$B$9,TRUE,FALSE)))","v":true},null,null,{"$f":"IF(B688=TRUE,DataInput!B687,NA())","v":"SA"},{"$f":"IF($E688=DataInput!$B687,DataInput!C687,NA())","v":"SNWB"},{"$f":"IF($E688=DataInput!$B687,DataInput!D687,NA())","v":"NORTH WEST BEND"},{"$f":"IF($E688=DataInput!$B687,DataInput!E687,NA())","v":"SAPN"},{"$f":"IF($E688=DataInput!$B687,DataInput!F687,NA())","v":"Summer"},{"$f":"IF($E688=DataInput!$B687,DataInput!G687,NA())","v":"Non-Coincident"},{"$f":"IF($E688=DataInput!$B687,DataInput!H687,NA())","v":2007},{"$f":"IF($E688=DataInput!$B687,DataInput!I687,NA())","v":"Actual"},{"$f":"IF($E688=DataInput!$B687,DataInput!J687,NA())","v":29.348839999999999},{"$f":"IF($E688=DataInput!$B687,DataInput!K687,NA())","v":"NA"},null,null,"SA NORTH WEST BEND",null,null,null,null,false,null,null,{"$error":"#N/A"},{"$error":"#N/A"},{"$error":"#N/A"},{"$error":"#N/A"},{"$error":"#N/A"},{"$error":"#N/A"},{"$error":"#N/A"},{"$error":"#N/A"},{"$error":"#N/A"},{"$error":"#N/A"}]
[null,{"$f":"IF(DataInput!B688=$B$8,IF($B$9=$B$10,TRUE,IF(DataInput!E688=$B$9,TRUE,FALSE)))","v":true},null,null,{"$f":"IF(B689=TRUE,DataInput!B688,NA())","v":"SA"},{"$f":"IF($E689=DataInput!$B688,DataInput!C688,NA())","v":"SNWB"},{"$f":"IF($E689=DataInput!$B688,DataInput!D688,NA())","v":"NORTH WEST BEND"},{"$f":"IF($E689=DataInput!$B688,DataInput!E688,NA())","v":"SAPN"},{"$f":"IF($E689=DataInput!$B688,DataInput!F688,NA())","v":"Summer"},{"$f":"IF($E689=DataInput!$B688,DataInput!G688,NA())","v":"Non-Coincident"},{"$f":"IF($E689=DataInput!$B688,DataInput!H688,NA())","v":2008},{"$f":"IF($E689=DataInput!$B688,DataInput!I688,NA())","v":"Actual"},{"$f":"IF($E689=DataInput!$B688,DataInput!J688,NA())","v":26.508288},{"$f":"IF($E689=DataInput!$B688,DataInput!K688,NA())","v":"NA"},null,null,"SA NORTH WEST BEND",null,null,null,null,false,null,null,{"$error":"#N/A"},{"$error":"#N/A"},{"$error":"#N/A"},{"$error":"#N/A"},{"$error":"#N/A"},{"$error":"#N/A"},{"$error":"#N/A"},{"$error":"#N/A"},{"$error":"#N/A"},{"$error":"#N/A"}]
[null,{"$f":"IF(DataInput!B689=$B$8,IF($B$9=$B$10,TRUE,IF(DataInput!E689=$B$9,TRUE,FALSE)))","v":true},null,null,{"$f":"IF(B690=TRUE,DataInput!B689,NA())","v":"SA"},{"$f":"IF($E690=DataInput!$B689,DataInput!C689,NA())","v":"SNWB"},{"$f":"IF($E690=DataInput!$B689,DataInput!D689,NA())","v":"NORTH WEST BEND"},{"$f":"IF($E690=DataInput!$B689,DataInput!E689,NA())","v":"SAPN"},{"$f":"IF($E690=DataInput!$B689,DataInput!F689,NA())","v":"Summer"},{"$f":"IF($E690=DataInput!$B689,DataInput!G689,NA())","v":"Non-Coincident"},{"$f":"IF($E690=DataInput!$B689,DataInput!H689,NA())","v":2009},{"$f":"IF($E690=DataInput!$B689,DataInput!I689,NA())","v":"Actual"},{"$f":"IF($E690=DataInput!$B689,DataInput!J689,NA())","v":27.508544000000001},{"$f":"IF($E690=DataInput!$B689,DataInput!K689,NA())","v":"NA"},null,null,"SA NORTH WEST BEND",null,null,null,null,false,null,null,{"$error":"#N/A"},{"$error":"#N/A"},{"$error":"#N/A"},{"$error":"#N/A"},{"$error":"#N/A"},{"$error":"#N/A"},{"$error":"#N/A"},{"$error":"#N/A"},{"$error":"#N/A"},{"$error":"#N/A"}]
[null,{"$f":"IF(DataInput!B690=$B$8,IF($B$9=$B$10,TRUE,IF(DataInput!E690=$B$9,TRUE,FALSE)))","v":true},null,null,{"$f":"IF(B691=TRUE,DataInput!B690,NA())","v":"SA"},{"$f":"IF($E691=DataInput!$B690,DataInput!C690,NA())","v":"SNWB"},{"$f":"IF($E691=DataInput!$B690,DataInput!D690,NA())","v":"NORTH WEST BEND"},{"$f":"IF($E691=DataInput!$B690,DataInput!E690,NA())","v":"SAPN"},{"$f":"IF($E691=DataInput!$B690,DataInput!F690,NA())","v":"Summer"},{"$f":"IF($E691=DataInput!$B690,DataInput!G690,NA())","v":"Non-Coincident"},{"$f":"IF($E691=DataInput!$B690,DataInput!H690,NA())","v":2010},{"$f":"IF($E691=DataInput!$B690,DataInput!I690,NA())","v":"Actual"},{"$f":"IF($E691=DataInput!$B690,DataInput!J690,NA())","v":25.913440000000001},{"$f":"IF($E691=DataInput!$B690,DataInput!K690,NA())","v":"NA"},null,null,"SA NORTH WEST BEND",null,null,null,null,false,null,null,{"$error":"#N/A"},{"$error":"#N/A"},{"$error":"#N/A"},{"$error":"#N/A"},{"$error":"#N/A"},{"$error":"#N/A"},{"$error":"#N/A"},{"$error":"#N/A"},{"$error":"#N/A"},{"$error":"#N/A"}]
[null,{"$f":"IF(DataInput!B691=$B$8,IF($B$9=$B$10,TRUE,IF(DataInput!E691=$B$9,TRUE,FALSE)))","v":true},null,null,{"$f":"IF(B692=TRUE,DataInput!B691,NA())","v":"SA"},{"$f":"IF($E692=DataInput!$B691,DataInput!C691,NA())","v":"SNWB"},{"$f":"IF($E692=DataInput!$B691,DataInput!D691,NA())","v":"NORTH WEST BEND"},{"$f":"IF($E692=DataInput!$B691,DataInput!E691,NA())","v":"SAPN"},{"$f":"IF($E692=DataInput!$B691,DataInput!F691,NA())","v":"Summer"},{"$f":"IF($E692=DataInput!$B691,DataInput!G691,NA())","v":"Non-Coincident"},{"$f":"IF($E692=DataInput!$B691,DataInput!H691,NA())","v":2011},{"$f":"IF($E692=DataInput!$B691,DataInput!I691,NA())","v":"Actual"},{"$f":"IF($E692=DataInput!$B691,DataInput!J691,NA())","v":27.346160000000001},{"$f":"IF($E692=DataInput!$B691,DataInput!K691,NA())","v":"NA"},null,null,"SA NORTH WEST BEND",null,null,null,null,false,null,null,{"$error":"#N/A"},{"$error":"#N/A"},{"$error":"#N/A"},{"$error":"#N/A"},{"$error":"#N/A"},{"$error":"#N/A"},{"$error":"#N/A"},{"$error":"#N/A"},{"$error":"#N/A"},{"$error":"#N/A"}]
[null,{"$f":"IF(DataInput!B692=$B$8,IF($B$9=$B$10,TRUE,IF(DataInput!E692=$B$9,TRUE,FALSE)))","v":true},null,null,{"$f":"IF(B693=TRUE,DataInput!B692,NA())","v":"SA"},{"$f":"IF($E693=DataInput!$B692,DataInput!C692,NA())","v":"SNWB"},{"$f":"IF($E693=DataInput!$B692,DataInput!D692,NA())","v":"NORTH WEST BEND"},{"$f":"IF($E693=DataInput!$B692,DataInput!E692,NA())","v":"SAPN"},{"$f":"IF($E693=DataInput!$B692,DataInput!F692,NA())","v":"Summer"},{"$f":"IF($E693=DataInput!$B692,DataInput!G692,NA())","v":"Non-Coincident"},{"$f":"IF($E693=DataInput!$B692,DataInput!H692,NA())","v":2012},{"$f":"IF($E693=DataInput!$B692,DataInput!I692,NA())","v":"Actual"},{"$f":"IF($E693=DataInput!$B692,DataInput!J692,NA())","v":25.488631999999999},{"$f":"IF($E693=DataInput!$B692,DataInput!K692,NA())","v":"NA"},null,null,"SA NORTH WEST BEND",null,null,null,null,false,null,null,{"$error":"#N/A"},{"$error":"#N/A"},{"$error":"#N/A"},{"$error":"#N/A"},{"$error":"#N/A"},{"$error":"#N/A"},{"$error":"#N/A"},{"$error":"#N/A"},{"$error":"#N/A"},{"$error":"#N/A"}]
[null,{"$f":"IF(DataInput!B693=$B$8,IF($B$9=$B$10,TRUE,IF(DataInput!E693=$B$9,TRUE,FALSE)))","v":true},null,null,{"$f":"IF(B694=TRUE,DataInput!B693,NA())","v":"SA"},{"$f":"IF($E694=DataInput!$B693,DataInput!C693,NA())","v":"SNWB"},{"$f":"IF($E694=DataInput!$B693,DataInput!D693,NA())","v":"NORTH WEST BEND"},{"$f":"IF($E694=DataInput!$B693,DataInput!E693,NA())","v":"SAPN"},{"$f":"IF($E694=DataInput!$B693,DataInput!F693,NA())","v":"Summer"},{"$f":"IF($E694=DataInput!$B693,DataInput!G693,NA())","v":"Non-Coincident"},{"$f":"IF($E694=DataInput!$B693,DataInput!H693,NA())","v":2013},{"$f":"IF($E694=DataInput!$B693,DataInput!I693,NA())","v":"Actual"},{"$f":"IF($E694=DataInput!$B693,DataInput!J693,NA())","v":25.845044000000001},{"$f":"IF($E694=DataInput!$B693,DataInput!K693,NA())","v":"NA"},null,null,"SA NORTH WEST BEND",null,null,null,null,false,null,null,{"$error":"#N/A"},{"$error":"#N/A"},{"$error":"#N/A"},{"$error":"#N/A"},{"$error":"#N/A"},{"$error":"#N/A"},{"$error":"#N/A"},{"$error":"#N/A"},{"$error":"#N/A"},{"$error":"#N/A"}]
[null,{"$f":"IF(DataInput!B694=$B$8,IF($B$9=$B$10,TRUE,IF(DataInput!E694=$B$9,TRUE,FALSE)))","v":true},null,null,{"$f":"IF(B695=TRUE,DataInput!B694,NA())","v":"SA"},{"$f":"IF($E695=DataInput!$B694,DataInput!C694,NA())","v":"SNWB"},{"$f":"IF($E695=DataInput!$B694,DataInput!D694,NA())","v":"NORTH WEST BEND"},{"$f":"IF($E695=DataInput!$B694,DataInput!E694,NA())","v":"SAPN"},{"$f":"IF($E695=DataInput!$B694,DataInput!F694,NA())","v":"Summer"},{"$f":"IF($E695=DataInput!$B694,DataInput!G694,NA())","v":"Non-Coincident"},{"$f":"IF($E695=DataInput!$B694,DataInput!H694,NA())","v":2014},{"$f":"IF($E695=DataInput!$B694,DataInput!I694,NA())","v":"Actual"},{"$f":"IF($E695=DataInput!$B694,DataInput!J694,NA())","v":26.917392},{"$f":"IF($E695=DataInput!$B694,DataInput!K694,NA())","v":"NA"},null,null,"SA NORTH WEST BEND",null,null,null,null,false,null,null,{"$error":"#N/A"},{"$f":"IF($V695=TRUE,F695,NA())","v":{"$error":"#N/A"}},{"$f":"IF($V695=TRUE,G695,NA())","v":{"$error":"#N/A"}},{"$f":"IF($V695=TRUE,H695,NA())","v":{"$error":"#N/A"}},{"$f":"IF($V695=TRUE,I695,NA())","v":{"$error":"#N/A"}},{"$f":"IF($V695=TRUE,J695,NA())","v":{"$error":"#N/A"}},{"$f":"IF($V695=TRUE,K695,NA())","v":{"$error":"#N/A"}},{"$f":"IF($V695=TRUE,L695,NA())","v":{"$error":"#N/A"}},{"$f":"IF($V695=TRUE,M695,NA())","v":{"$error":"#N/A"}},{"$f":"IF($V695=TRUE,N695,NA())","v":{"$error":"#N/A"}}]
[null,{"$f":"IF(DataInput!B695=$B$8,IF($B$9=$B$10,TRUE,IF(DataInput!E695=$B$9,TRUE,FALSE)))","v":true},null,null,{"$f":"IF(B696=TRUE,DataInput!B695,NA())","v":"SA"},{"$f":"IF($E696=DataInput!$B695,DataInput!C695,NA())","v":"SNWB"},{"$f":"IF($E696=DataInput!$B695,DataInput!D695,NA())","v":"NORTH WEST BEND"},{"$f":"IF($E696=DataInput!$B695,DataInput!E695,NA())","v":"SAPN"},{"$f":"IF($E696=DataInput!$B695,DataInput!F695,NA())","v":"Winter"},{"$f":"IF($E696=DataInput!$B695,DataInput!G695,NA())","v":"Non-Coincident"},{"$f":"IF($E696=DataInput!$B695,DataInput!H695,NA())","v":2003},{"$f":"IF($E696=DataInput!$B695,DataInput!I695,NA())","v":"Actual"},{"$f":"IF($E696=DataInput!$B695,DataInput!J695,NA())","v":23.322217999999999},{"$f":"IF($E696=DataInput!$B695,DataInput!K695,NA())","v":"NA"},null,null,"SA NORTH WEST BEND",null,null,null,null,false,null,null,{"$error":"#N/A"},{"$error":"#N/A"},{"$error":"#N/A"},{"$error":"#N/A"},{"$error":"#N/A"},{"$error":"#N/A"},{"$error":"#N/A"},{"$error":"#N/A"},{"$error":"#N/A"},{"$error":"#N/A"}]
[null,{"$f":"IF(DataInput!B696=$B$8,IF($B$9=$B$10,TRUE,IF(DataInput!E696=$B$9,TRUE,FALSE)))","v":true},null,null,{"$f":"IF(B697=TRUE,DataInput!B696,NA())","v":"SA"},{"$f":"IF($E697=DataInput!$B696,DataInput!C696,NA())","v":"SNWB"},{"$f":"IF($E697=DataInput!$B696,DataInput!D696,NA())","v":"NORTH WEST BEND"},{"$f":"IF($E697=DataInput!$B696,DataInput!E696,NA())","v":"SAPN"},{"$f":"IF($E697=DataInput!$B696,DataInput!F696,NA())","v":"Winter"},{"$f":"IF($E697=DataInput!$B696,DataInput!G696,NA())","v":"Non-Coincident"},{"$f":"IF($E697=DataInput!$B696,DataInput!H696,NA())","v":2004},{"$f":"IF($E697=DataInput!$B696,DataInput!I696,NA())","v":"Actual"},{"$f":"IF($E697=DataInput!$B696,DataInput!J696,NA())","v":14.977297999999999},{"$f":"IF($E697=DataInput!$B696,DataInput!K696,NA())","v":"NA"},null,null,"SA NORTH WEST BEND",null,null,null,null,false,null,null,{"$error":"#N/A"},{"$error":"#N/A"},{"$error":"#N/A"},{"$error":"#N/A"},{"$error":"#N/A"},{"$error":"#N/A"},{"$error":"#N/A"},{"$error":"#N/A"},{"$error":"#N/A"},{"$error":"#N/A"}]
[null,{"$f":"IF(DataInput!B697=$B$8,IF($B$9=$B$10,TRUE,IF(DataInput!E697=$B$9,TRUE,FALSE)))","v":true},null,null,{"$f":"IF(B698=TRUE,DataInput!B697,NA())","v":"SA"},{"$f":"IF($E698=DataInput!$B697,DataInput!C697,NA())","v":"SNWB"},{"$f":"IF($E698=DataInput!$B697,DataInput!D697,NA())","v":"NORTH WEST BEND"},{"$f":"IF($E698=DataInput!$B697,DataInput!E697,NA())","v":"SAPN"},{"$f":"IF($E698=DataInput!$B697,DataInput!F697,NA())","v":"Winter"},{"$f":"IF($E698=DataInput!$B697,DataInput!G697,NA())","v":"Non-Coincident"},{"$f":"IF($E698=DataInput!$B697,DataInput!H697,NA())","v":2005},{"$f":"IF($E698=DataInput!$B697,DataInput!I697,NA())","v":"Actual"},{"$f":"IF($E698=DataInput!$B697,DataInput!J697,NA())","v":19.325872},{"$f":"IF($E698=DataInput!$B697,DataInput!K697,NA())","v":"NA"},null,null,"SA NORTH WEST BEND",null,null,null,null,false,null,null,{"$error":"#N/A"},{"$error":"#N/A"},{"$error":"#N/A"},{"$error":"#N/A"},{"$error":"#N/A"},{"$error":"#N/A"},{"$error":"#N/A"},{"$error":"#N/A"},{"$error":"#N/A"},{"$error":"#N/A"}]
[null,{"$f":"IF(DataInput!B698=$B$8,IF($B$9=$B$10,TRUE,IF(DataInput!E698=$B$9,TRUE,FALSE)))","v":true},null,null,{"$f":"IF(B699=TRUE,DataInput!B698,NA())","v":"SA"},{"$f":"IF($E699=DataInput!$B698,DataInput!C698,NA())","v":"SNWB"},{"$f":"IF($E699=DataInput!$B698,DataInput!D698,NA())","v":"NORTH WEST BEND"},{"$f":"IF($E699=DataInput!$B698,DataInput!E698,NA())","v":"SAPN"},{"$f":"IF($E699=DataInput!$B698,DataInput!F698,NA())","v":"Winter"},{"$f":"IF($E699=DataInput!$B698,DataInput!G698,NA())","v":"Non-Coincident"},{"$f":"IF($E699=DataInput!$B698,DataInput!H698,NA())","v":2006},{"$f":"IF($E699=DataInput!$B698,DataInput!I698,NA())","v":"Actual"},{"$f":"IF($E699=DataInput!$B698,DataInput!J698,NA())","v":15.702892},{"$f":"IF($E699=DataInput!$B698,DataInput!K698,NA())","v":"NA"},null,null,"SA NORTH WEST BEND",null,null,null,null,false,null,null,{"$error":"#N/A"},{"$error":"#N/A"},{"$error":"#N/A"},{"$error":"#N/A"},{"$error":"#N/A"},{"$error":"#N/A"},{"$error":"#N/A"},{"$error":"#N/A"},{"$error":"#N/A"},{"$error":"#N/A"}]
[null,{"$f":"IF(DataInput!B699=$B$8,IF($B$9=$B$10,TRUE,IF(DataInput!E699=$B$9,TRUE,FALSE)))","v":true},null,null,{"$f":"IF(B700=TRUE,DataInput!B699,NA())","v":"SA"},{"$f":"IF($E700=DataInput!$B699,DataInput!C699,NA())","v":"SNWB"},{"$f":"IF($E700=DataInput!$B699,DataInput!D699,NA())","v":"NORTH WEST BEND"},{"$f":"IF($E700=DataInput!$B699,DataInput!E699,NA())","v":"SAPN"},{"$f":"IF($E700=DataInput!$B699,DataInput!F699,NA())","v":"Winter"},{"$f":"IF($E700=DataInput!$B699,DataInput!G699,NA())","v":"Non-Coincident"},{"$f":"IF($E700=DataInput!$B699,DataInput!H699,NA())","v":2007},{"$f":"IF($E700=DataInput!$B699,DataInput!I699,NA())","v":"Actual"},{"$f":"IF($E700=DataInput!$B699,DataInput!J699,NA())","v":18.26577},{"$f":"IF($E700=DataInput!$B699,DataInput!K699,NA())","v":"NA"},null,null,"SA NORTH WEST BEND",null,null,null,null,false,null,null,{"$error":"#N/A"},{"$error":"#N/A"},{"$error":"#N/A"},{"$error":"#N/A"},{"$error":"#N/A"},{"$error":"#N/A"},{"$error":"#N/A"},{"$error":"#N/A"},{"$error":"#N/A"},{"$error":"#N/A"}]
[null,{"$f":"IF(DataInput!B700=$B$8,IF($B$9=$B$10,TRUE,IF(DataInput!E700=$B$9,TRUE,FALSE)))","v":true},null,null,{"$f":"IF(B701=TRUE,DataInput!B700,NA())","v":"SA"},{"$f":"IF($E701=DataInput!$B700,DataInput!C700,NA())","v":"SNWB"},{"$f":"IF($E701=DataInput!$B700,DataInput!D700,NA())","v":"NORTH WEST BEND"},{"$f":"IF($E701=DataInput!$B700,DataInput!E700,NA())","v":"SAPN"},{"$f":"IF($E701=DataInput!$B700,DataInput!F700,NA())","v":"Winter"},{"$f":"IF($E701=DataInput!$B700,DataInput!G700,NA())","v":"Non-Coincident"},{"$f":"IF($E701=DataInput!$B700,DataInput!H700,NA())","v":2008},{"$f":"IF($E701=DataInput!$B700,DataInput!I700,NA())","v":"Actual"},{"$f":"IF($E701=DataInput!$B700,DataInput!J700,NA())","v":12.984712},{"$f":"IF($E701=DataInput!$B700,DataInput!K700,NA())","v":"NA"},null,null,"SA NORTH WEST BEND",null,null,null,null,false,null,null,{"$error":"#N/A"},{"$error":"#N/A"},{"$error":"#N/A"},{"$error":"#N/A"},{"$error":"#N/A"},{"$error":"#N/A"},{"$error":"#N/A"},{"$error":"#N/A"},{"$error":"#N/A"},{"$error":"#N/A"}]
[null,{"$f":"IF(DataInput!B701=$B$8,IF($B$9=$B$10,TRUE,IF(DataInput!E701=$B$9,TRUE,FALSE)))","v":true},null,null,{"$f":"IF(B702=TRUE,DataInput!B701,NA())","v":"SA"},{"$f":"IF($E702=DataInput!$B701,DataInput!C701,NA())","v":"SNWB"},{"$f":"IF($E702=DataInput!$B701,DataInput!D701,NA())","v":"NORTH WEST BEND"},{"$f":"IF($E702=DataInput!$B701,DataInput!E701,NA())","v":"SAPN"},{"$f":"IF($E702=DataInput!$B701,DataInput!F701,NA())","v":"Winter"},{"$f":"IF($E702=DataInput!$B701,DataInput!G701,NA())","v":"Non-Coincident"},{"$f":"IF($E702=DataInput!$B701,DataInput!H701,NA())","v":2009},{"$f":"IF($E702=DataInput!$B701,DataInput!I701,NA())","v":"Actual"},{"$f":"IF($E702=DataInput!$B701,DataInput!J701,NA())","v":13.778582},{"$f":"IF($E702=DataInput!$B701,DataInput!K701,NA())","v":"NA"},null,null,"SA NORTH WEST BEND",null,null,null,null,false,null,null,{"$error":"#N/A"},{"$error":"#N/A"},{"$error":"#N/A"},{"$error":"#N/A"},{"$error":"#N/A"},{"$error":"#N/A"},{"$error":"#N/A"},{"$error":"#N/A"},{"$error":"#N/A"},{"$error":"#N/A"}]
[null,{"$f":"IF(DataInput!B702=$B$8,IF($B$9=$B$10,TRUE,IF(DataInput!E702=$B$9,TRUE,FALSE)))","v":true},null,null,{"$f":"IF(B703=TRUE,DataInput!B702,NA())","v":"SA"},{"$f":"IF($E703=DataInput!$B702,DataInput!C702,NA())","v":"SNWB"},{"$f":"IF($E703=DataInput!$B702,DataInput!D702,NA())","v":"NORTH WEST BEND"},{"$f":"IF($E703=DataInput!$B702,DataInput!E702,NA())","v":"SAPN"},{"$f":"IF($E703=DataInput!$B702,DataInput!F702,NA())","v":"Winter"},{"$f":"IF($E703=DataInput!$B702,DataInput!G702,NA())","v":"Non-Coincident"},{"$f":"IF($E703=DataInput!$B702,DataInput!H702,NA())","v":2010},{"$f":"IF($E703=DataInput!$B702,DataInput!I702,NA())","v":"Actual"},{"$f":"IF($E703=DataInput!$B702,DataInput!J702,NA())","v":12.462284},{"$f":"IF($E703=DataInput!$B702,DataInput!K702,NA())","v":"NA"},null,null,"SA NORTH WEST BEND",null,null,null,null,false,null,null,{"$error":"#N/A"},{"$error":"#N/A"},{"$error":"#N/A"},{"$error":"#N/A"},{"$error":"#N/A"},{"$error":"#N/A"},{"$error":"#N/A"},{"$error":"#N/A"},{"$error":"#N/A"},{"$error":"#N/A"}]
[null,{"$f":"IF(DataInput!B703=$B$8,IF($B$9=$B$10,TRUE,IF(DataInput!E703=$B$9,TRUE,FALSE)))","v":true},null,null,{"$f":"IF(B704=TRUE,DataInput!B703,NA())","v":"SA"},{"$f":"IF($E704=DataInput!$B703,DataInput!C703,NA())","v":"SNWB"},{"$f":"IF($E704=DataInput!$B703,DataInput!D703,NA())","v":"NORTH WEST BEND"},{"$f":"IF($E704=DataInput!$B703,DataInput!E703,NA())","v":"SAPN"},{"$f":"IF($E704=DataInput!$B703,DataInput!F703,NA())","v":"Winter"},{"$f":"IF($E704=DataInput!$B703,DataInput!G703,NA())","v":"Non-Coincident"},{"$f":"IF($E704=DataInput!$B703,DataInput!H703,NA())","v":2011},{"$f":"IF($E704=DataInput!$B703,DataInput!I703,NA())","v":"Actual"},{"$f":"IF($E704=DataInput!$B703,DataInput!J703,NA())","v":22.084222},{"$f":"IF($E704=DataInput!$B703,DataInput!K703,NA())","v":"NA"},null,null,"SA NORTH WEST BEND",null,null,null,null,false,null,null,{"$error":"#N/A"},{"$error":"#N/A"},{"$error":"#N/A"},{"$error":"#N/A"},{"$error":"#N/A"},{"$error":"#N/A"},{"$error":"#N/A"},{"$error":"#N/A"},{"$error":"#N/A"},{"$error":"#N/A"}]
[null,{"$f":"IF(DataInput!B704=$B$8,IF($B$9=$B$10,TRUE,IF(DataInput!E704=$B$9,TRUE,FALSE)))","v":true},null,null,{"$f":"IF(B705=TRUE,DataInput!B704,NA())","v":"SA"},{"$f":"IF($E705=DataInput!$B704,DataInput!C704,NA())","v":"SNWB"},{"$f":"IF($E705=DataInput!$B704,DataInput!D704,NA())","v":"NORTH WEST BEND"},{"$f":"IF($E705=DataInput!$B704,DataInput!E704,NA())","v":"SAPN"},{"$f":"IF($E705=DataInput!$B704,DataInput!F704,NA())","v":"Winter"},{"$f":"IF($E705=DataInput!$B704,DataInput!G704,NA())","v":"Non-Coincident"},{"$f":"IF($E705=DataInput!$B704,DataInput!H704,NA())","v":2012},{"$f":"IF($E705=DataInput!$B704,DataInput!I704,NA())","v":"Actual"},{"$f":"IF($E705=DataInput!$B704,DataInput!J704,NA())","v":12.856342},{"$f":"IF($E705=DataInput!$B704,DataInput!K704,NA())","v":"NA"},null,null,"SA NORTH WEST BEND",null,null,null,null,false,null,null,{"$error":"#N/A"},{"$error":"#N/A"},{"$error":"#N/A"},{"$error":"#N/A"},{"$error":"#N/A"},{"$error":"#N/A"},{"$error":"#N/A"},{"$error":"#N/A"},{"$error":"#N/A"},{"$error":"#N/A"}]
[null,{"$f":"IF(DataInput!B705=$B$8,IF($B$9=$B$10,TRUE,IF(DataInput!E705=$B$9,TRUE,FALSE)))","v":true},null,null,{"$f":"IF(B706=TRUE,DataInput!B705,NA())","v":"SA"},{"$f":"IF($E706=DataInput!$B705,DataInput!C705,NA())","v":"SNWB"},{"$f":"IF($E706=DataInput!$B705,DataInput!D705,NA())","v":"NORTH WEST BEND"},{"$f":"IF($E706=DataInput!$B705,DataInput!E705,NA())","v":"SAPN"},{"$f":"IF($E706=DataInput!$B705,DataInput!F705,NA())","v":"Winter"},{"$f":"IF($E706=DataInput!$B705,DataInput!G705,NA())","v":"Non-Coincident"},{"$f":"IF($E706=DataInput!$B705,DataInput!H705,NA())","v":2013},{"$f":"IF($E706=DataInput!$B705,DataInput!I705,NA())","v":"Actual"},{"$f":"IF($E706=DataInput!$B705,DataInput!J705,NA())","v":9.8733000000000004},{"$f":"IF($E706=DataInput!$B705,DataInput!K705,NA())","v":"NA"},null,null,"SA NORTH WEST BEND",null,null,null,null,false,null,null,{"$error":"#N/A"},{"$error":"#N/A"},{"$error":"#N/A"},{"$error":"#N/A"},{"$error":"#N/A"},{"$error":"#N/A"},{"$error":"#N/A"},{"$error":"#N/A"},{"$error":"#N/A"},{"$error":"#N/A"}]
[null,{"$f":"IF(DataInput!B706=$B$8,IF($B$9=$B$10,TRUE,IF(DataInput!E706=$B$9,TRUE,FALSE)))","v":true},null,null,{"$f":"IF(B707=TRUE,DataInput!B706,NA())","v":"SA"},{"$f":"IF($E707=DataInput!$B706,DataInput!C706,NA())","v":"SNWB"},{"$f":"IF($E707=DataInput!$B706,DataInput!D706,NA())","v":"NORTH WEST BEND"},{"$f":"IF($E707=DataInput!$B706,DataInput!E706,NA())","v":"SAPN"},{"$f":"IF($E707=DataInput!$B706,DataInput!F706,NA())","v":"Winter"},{"$f":"IF($E707=DataInput!$B706,DataInput!G706,NA())","v":"Non-Coincident"},{"$f":"IF($E707=DataInput!$B706,DataInput!H706,NA())","v":2014},{"$f":"IF($E707=DataInput!$B706,DataInput!I706,NA())","v":"Actual"},{"$f":"IF($E707=DataInput!$B706,DataInput!J706,NA())","v":13.338804},{"$f":"IF($E707=DataInput!$B706,DataInput!K706,NA())","v":"NA"},null,null,"SA NORTH WEST BEND",null,null,null,null,false,null,null,{"$error":"#N/A"},{"$error":"#N/A"},{"$error":"#N/A"},{"$error":"#N/A"},{"$error":"#N/A"},{"$error":"#N/A"},{"$error":"#N/A"},{"$error":"#N/A"},{"$error":"#N/A"},{"$error":"#N/A"}]
[null,{"$f":"IF(DataInput!B707=$B$8,IF($B$9=$B$10,TRUE,IF(DataInput!E707=$B$9,TRUE,FALSE)))","v":true},null,null,{"$f":"IF(B708=TRUE,DataInput!B707,NA())","v":"SA"},{"$f":"IF($E708=DataInput!$B707,DataInput!C707,NA())","v":"SPEN"},{"$f":"IF($E708=DataInput!$B707,DataInput!D707,NA())","v":"PENOLA WEST"},{"$f":"IF($E708=DataInput!$B707,DataInput!E707,NA())","v":"SAPN"},{"$f":"IF($E708=DataInput!$B707,DataInput!F707,NA())","v":"Summer"},{"$f":"IF($E708=DataInput!$B707,DataInput!G707,NA())","v":"Non-Coincident"},{"$f":"IF($E708=DataInput!$B707,DataInput!H707,NA())","v":2003},{"$f":"IF($E708=DataInput!$B707,DataInput!I707,NA())","v":"Actual"},{"$f":"IF($E708=DataInput!$B707,DataInput!J707,NA())","v":"NA"},{"$f":"IF($E708=DataInput!$B707,DataInput!K707,NA())","v":"NA"},null,null,"SA PENOLA WEST",null,null,null,null,false,null,null,{"$error":"#N/A"},{"$error":"#N/A"},{"$error":"#N/A"},{"$error":"#N/A"},{"$error":"#N/A"},{"$error":"#N/A"},{"$error":"#N/A"},{"$error":"#N/A"},{"$error":"#N/A"},{"$error":"#N/A"}]
[null,{"$f":"IF(DataInput!B708=$B$8,IF($B$9=$B$10,TRUE,IF(DataInput!E708=$B$9,TRUE,FALSE)))","v":true},null,null,{"$f":"IF(B709=TRUE,DataInput!B708,NA())","v":"SA"},{"$f":"IF($E709=DataInput!$B708,DataInput!C708,NA())","v":"SPEN"},{"$f":"IF($E709=DataInput!$B708,DataInput!D708,NA())","v":"PENOLA WEST"},{"$f":"IF($E709=DataInput!$B708,DataInput!E708,NA())","v":"SAPN"},{"$f":"IF($E709=DataInput!$B708,DataInput!F708,NA())","v":"Summer"},{"$f":"IF($E709=DataInput!$B708,DataInput!G708,NA())","v":"Non-Coincident"},{"$f":"IF($E709=DataInput!$B708,DataInput!H708,NA())","v":2004},{"$f":"IF($E709=DataInput!$B708,DataInput!I708,NA())","v":"Actual"},{"$f":"IF($E709=DataInput!$B708,DataInput!J708,NA())","v":"NA"},{"$f":"IF($E709=DataInput!$B708,DataInput!K708,NA())","v":"NA"},null,null,"SA PENOLA WEST",null,null,null,null,false,null,null,{"$error":"#N/A"},{"$error":"#N/A"},{"$error":"#N/A"},{"$error":"#N/A"},{"$error":"#N/A"},{"$error":"#N/A"},{"$error":"#N/A"},{"$error":"#N/A"},{"$error":"#N/A"},{"$error":"#N/A"}]
[null,{"$f":"IF(DataInput!B709=$B$8,IF($B$9=$B$10,TRUE,IF(DataInput!E709=$B$9,TRUE,FALSE)))","v":true},null,null,{"$f":"IF(B710=TRUE,DataInput!B709,NA())","v":"SA"},{"$f":"IF($E710=DataInput!$B709,DataInput!C709,NA())","v":"SPEN"},{"$f":"IF($E710=DataInput!$B709,DataInput!D709,NA())","v":"PENOLA WEST"},{"$f":"IF($E710=DataInput!$B709,DataInput!E709,NA())","v":"SAPN"},{"$f":"IF($E710=DataInput!$B709,DataInput!F709,NA())","v":"Summer"},{"$f":"IF($E710=DataInput!$B709,DataInput!G709,NA())","v":"Non-Coincident"},{"$f":"IF($E710=DataInput!$B709,DataInput!H709,NA())","v":2005},{"$f":"IF($E710=DataInput!$B709,DataInput!I709,NA())","v":"Actual"},{"$f":"IF($E710=DataInput!$B709,DataInput!J709,NA())","v":"NA"},{"$f":"IF($E710=DataInput!$B709,DataInput!K709,NA())","v":"NA"},null,null,"SA PENOLA WEST",null,null,null,null,false,null,null,{"$error":"#N/A"},{"$error":"#N/A"},{"$error":"#N/A"},{"$error":"#N/A"},{"$error":"#N/A"},{"$error":"#N/A"},{"$error":"#N/A"},{"$error":"#N/A"},{"$error":"#N/A"},{"$error":"#N/A"}]
[null,{"$f":"IF(DataInput!B710=$B$8,IF($B$9=$B$10,TRUE,IF(DataInput!E710=$B$9,TRUE,FALSE)))","v":true},null,null,{"$f":"IF(B711=TRUE,DataInput!B710,NA())","v":"SA"},{"$f":"IF($E711=DataInput!$B710,DataInput!C710,NA())","v":"SPEN"},{"$f":"IF($E711=DataInput!$B710,DataInput!D710,NA())","v":"PENOLA WEST"},{"$f":"IF($E711=DataInput!$B710,DataInput!E710,NA())","v":"SAPN"},{"$f":"IF($E711=DataInput!$B710,DataInput!F710,NA())","v":"Summer"},{"$f":"IF($E711=DataInput!$B710,DataInput!G710,NA())","v":"Non-Coincident"},{"$f":"IF($E711=DataInput!$B710,DataInput!H710,NA())","v":2006},{"$f":"IF($E711=DataInput!$B710,DataInput!I710,NA())","v":"Actual"},{"$f":"IF($E711=DataInput!$B710,DataInput!J710,NA())","v":"NA"},{"$f":"IF($E711=DataInput!$B710,DataInput!K710,NA())","v":"NA"},null,null,"SA PENOLA WEST",null,null,null,null,false,null,null,{"$error":"#N/A"},{"$error":"#N/A"},{"$error":"#N/A"},{"$error":"#N/A"},{"$error":"#N/A"},{"$error":"#N/A"},{"$error":"#N/A"},{"$error":"#N/A"},{"$error":"#N/A"},{"$error":"#N/A"}]
[null,{"$f":"IF(DataInput!B711=$B$8,IF($B$9=$B$10,TRUE,IF(DataInput!E711=$B$9,TRUE,FALSE)))","v":true},null,null,{"$f":"IF(B712=TRUE,DataInput!B711,NA())","v":"SA"},{"$f":"IF($E712=DataInput!$B711,DataInput!C711,NA())","v":"SPEN"},{"$f":"IF($E712=DataInput!$B711,DataInput!D711,NA())","v":"PENOLA WEST"},{"$f":"IF($E712=DataInput!$B711,DataInput!E711,NA())","v":"SAPN"},{"$f":"IF($E712=DataInput!$B711,DataInput!F711,NA())","v":"Summer"},{"$f":"IF($E712=DataInput!$B711,DataInput!G711,NA())","v":"Non-Coincident"},{"$f":"IF($E712=DataInput!$B711,DataInput!H711,NA())","v":2007},{"$f":"IF($E712=DataInput!$B711,DataInput!I711,NA())","v":"Actual"},{"$f":"IF($E712=DataInput!$B711,DataInput!J711,NA())","v":"NA"},{"$f":"IF($E712=DataInput!$B711,DataInput!K711,NA())","v":"NA"},null,null,"SA PENOLA WEST",null,null,null,null,false,null,null,{"$error":"#N/A"},{"$error":"#N/A"},{"$error":"#N/A"},{"$error":"#N/A"},{"$error":"#N/A"},{"$error":"#N/A"},{"$error":"#N/A"},{"$error":"#N/A"},{"$error":"#N/A"},{"$error":"#N/A"}]
[null,{"$f":"IF(DataInput!B712=$B$8,IF($B$9=$B$10,TRUE,IF(DataInput!E712=$B$9,TRUE,FALSE)))","v":true},null,null,{"$f":"IF(B713=TRUE,DataInput!B712,NA())","v":"SA"},{"$f":"IF($E713=DataInput!$B712,DataInput!C712,NA())","v":"SPEN"},{"$f":"IF($E713=DataInput!$B712,DataInput!D712,NA())","v":"PENOLA WEST"},{"$f":"IF($E713=DataInput!$B712,DataInput!E712,NA())","v":"SAPN"},{"$f":"IF($E713=DataInput!$B712,DataInput!F712,NA())","v":"Summer"},{"$f":"IF($E713=DataInput!$B712,DataInput!G712,NA())","v":"Non-Coincident"},{"$f":"IF($E713=DataInput!$B712,DataInput!H712,NA())","v":2008},{"$f":"IF($E713=DataInput!$B712,DataInput!I712,NA())","v":"Actual"},{"$f":"IF($E713=DataInput!$B712,DataInput!J712,NA())","v":"NA"},{"$f":"IF($E713=DataInput!$B712,DataInput!K712,NA())","v":"NA"},null,null,"SA PENOLA WEST",null,null,null,null,false,null,null,{"$error":"#N/A"},{"$error":"#N/A"},{"$error":"#N/A"},{"$error":"#N/A"},{"$error":"#N/A"},{"$error":"#N/A"},{"$error":"#N/A"},{"$error":"#N/A"},{"$error":"#N/A"},{"$error":"#N/A"}]
[null,{"$f":"IF(DataInput!B713=$B$8,IF($B$9=$B$10,TRUE,IF(DataInput!E713=$B$9,TRUE,FALSE)))","v":true},null,null,{"$f":"IF(B714=TRUE,DataInput!B713,NA())","v":"SA"},{"$f":"IF($E714=DataInput!$B713,DataInput!C713,NA())","v":"SPEN"},{"$f":"IF($E714=DataInput!$B713,DataInput!D713,NA())","v":"PENOLA WEST"},{"$f":"IF($E714=DataInput!$B713,DataInput!E713,NA())","v":"SAPN"},{"$f":"IF($E714=DataInput!$B713,DataInput!F713,NA())","v":"Summer"},{"$f":"IF($E714=DataInput!$B713,DataInput!G713,NA())","v":"Non-Coincident"},{"$f":"IF($E714=DataInput!$B713,DataInput!H713,NA())","v":2009},{"$f":"IF($E714=DataInput!$B713,DataInput!I713,NA())","v":"Actual"},{"$f":"IF($E714=DataInput!$B713,DataInput!J713,NA())","v":"NA"},{"$f":"IF($E714=DataInput!$B713,DataInput!K713,NA())","v":"NA"},null,null,"SA PENOLA WEST",null,null,null,null,false,null,null,{"$error":"#N/A"},{"$error":"#N/A"},{"$error":"#N/A"},{"$error":"#N/A"},{"$error":"#N/A"},{"$error":"#N/A"},{"$error":"#N/A"},{"$error":"#N/A"},{"$error":"#N/A"},{"$error":"#N/A"}]
[null,{"$f":"IF(DataInput!B714=$B$8,IF($B$9=$B$10,TRUE,IF(DataInput!E714=$B$9,TRUE,FALSE)))","v":true},null,null,{"$f":"IF(B715=TRUE,DataInput!B714,NA())","v":"SA"},{"$f":"IF($E715=DataInput!$B714,DataInput!C714,NA())","v":"SPEN"},{"$f":"IF($E715=DataInput!$B714,DataInput!D714,NA())","v":"PENOLA WEST"},{"$f":"IF($E715=DataInput!$B714,DataInput!E714,NA())","v":"SAPN"},{"$f":"IF($E715=DataInput!$B714,DataInput!F714,NA())","v":"Summer"},{"$f":"IF($E715=DataInput!$B714,DataInput!G714,NA())","v":"Non-Coincident"},{"$f":"IF($E715=DataInput!$B714,DataInput!H714,NA())","v":2010},{"$f":"IF($E715=DataInput!$B714,DataInput!I714,NA())","v":"Actual"},{"$f":"IF($E715=DataInput!$B714,DataInput!J714,NA())","v":"NA"},{"$f":"IF($E715=DataInput!$B714,DataInput!K714,NA())","v":"NA"},null,null,"SA PENOLA WEST",null,null,null,null,false,null,null,{"$error":"#N/A"},{"$error":"#N/A"},{"$error":"#N/A"},{"$error":"#N/A"},{"$error":"#N/A"},{"$error":"#N/A"},{"$error":"#N/A"},{"$error":"#N/A"},{"$error":"#N/A"},{"$error":"#N/A"}]
[null,{"$f":"IF(DataInput!B715=$B$8,IF($B$9=$B$10,TRUE,IF(DataInput!E715=$B$9,TRUE,FALSE)))","v":true},null,null,{"$f":"IF(B716=TRUE,DataInput!B715,NA())","v":"SA"},{"$f":"IF($E716=DataInput!$B715,DataInput!C715,NA())","v":"SPEN"},{"$f":"IF($E716=DataInput!$B715,DataInput!D715,NA())","v":"PENOLA WEST"},{"$f":"IF($E716=DataInput!$B715,DataInput!E715,NA())","v":"SAPN"},{"$f":"IF($E716=DataInput!$B715,DataInput!F715,NA())","v":"Summer"},{"$f":"IF($E716=DataInput!$B715,DataInput!G715,NA())","v":"Non-Coincident"},{"$f":"IF($E716=DataInput!$B715,DataInput!H715,NA())","v":2011},{"$f":"IF($E716=DataInput!$B715,DataInput!I715,NA())","v":"Actual"},{"$f":"IF($E716=DataInput!$B715,DataInput!J715,NA())","v":"NA"},{"$f":"IF($E716=DataInput!$B715,DataInput!K715,NA())","v":"NA"},null,null,{"$f":"IF(OR(ISERROR(E716),ISERROR(G716)),\"  \",E716&\" \"&G716)","v":"SA PENOLA WEST"},null,null,null,null,{"$f":"IF(ISERROR(G716),FALSE,IF($V$9=G716,TRUE,FALSE))","v":false},null,null,{"$f":"IF($V716=TRUE,E716,NA())","v":{"$error":"#N/A"}},{"$error":"#N/A"},{"$error":"#N/A"},{"$error":"#N/A"},{"$error":"#N/A"},{"$error":"#N/A"},{"$error":"#N/A"},{"$error":"#N/A"},{"$error":"#N/A"},{"$error":"#N/A"}]
[null,{"$f":"IF(DataInput!B716=$B$8,IF($B$9=$B$10,TRUE,IF(DataInput!E716=$B$9,TRUE,FALSE)))","v":true},null,null,{"$f":"IF(B717=TRUE,DataInput!B716,NA())","v":"SA"},{"$f":"IF($E717=DataInput!$B716,DataInput!C716,NA())","v":"SPEN"},{"$f":"IF($E717=DataInput!$B716,DataInput!D716,NA())","v":"PENOLA WEST"},{"$f":"IF($E717=DataInput!$B716,DataInput!E716,NA())","v":"SAPN"},{"$f":"IF($E717=DataInput!$B716,DataInput!F716,NA())","v":"Summer"},{"$f":"IF($E717=DataInput!$B716,DataInput!G716,NA())","v":"Non-Coincident"},{"$f":"IF($E717=DataInput!$B716,DataInput!H716,NA())","v":2012},{"$f":"IF($E717=DataInput!$B716,DataInput!I716,NA())","v":"Actual"},{"$f":"IF($E717=DataInput!$B716,DataInput!J716,NA())","v":"NA"},{"$f":"IF($E717=DataInput!$B716,DataInput!K716,NA())","v":"NA"},null,null,"SA PENOLA WEST",null,null,null,null,false,null,null,{"$error":"#N/A"},{"$error":"#N/A"},{"$error":"#N/A"},{"$error":"#N/A"},{"$error":"#N/A"},{"$error":"#N/A"},{"$error":"#N/A"},{"$error":"#N/A"},{"$error":"#N/A"},{"$error":"#N/A"}]
[null,{"$f":"IF(DataInput!B717=$B$8,IF($B$9=$B$10,TRUE,IF(DataInput!E717=$B$9,TRUE,FALSE)))","v":true},null,null,{"$f":"IF(B718=TRUE,DataInput!B717,NA())","v":"SA"},{"$f":"IF($E718=DataInput!$B717,DataInput!C717,NA())","v":"SPEN"},{"$f":"IF($E718=DataInput!$B717,DataInput!D717,NA())","v":"PENOLA WEST"},{"$f":"IF($E718=DataInput!$B717,DataInput!E717,NA())","v":"SAPN"},{"$f":"IF($E718=DataInput!$B717,DataInput!F717,NA())","v":"Summer"},{"$f":"IF($E718=DataInput!$B717,DataInput!G717,NA())","v":"Non-Coincident"},{"$f":"IF($E718=DataInput!$B717,DataInput!H717,NA())","v":2013},{"$f":"IF($E718=DataInput!$B717,DataInput!I717,NA())","v":"Actual"},{"$f":"IF($E718=DataInput!$B717,DataInput!J717,NA())","v":10.088616},{"$f":"IF($E718=DataInput!$B717,DataInput!K717,NA())","v":"NA"},null,null,"SA PENOLA WEST",null,null,null,null,false,null,null,{"$error":"#N/A"},{"$error":"#N/A"},{"$error":"#N/A"},{"$error":"#N/A"},{"$error":"#N/A"},{"$error":"#N/A"},{"$error":"#N/A"},{"$error":"#N/A"},{"$error":"#N/A"},{"$error":"#N/A"}]
[null,{"$f":"IF(DataInput!B718=$B$8,IF($B$9=$B$10,TRUE,IF(DataInput!E718=$B$9,TRUE,FALSE)))","v":true},null,null,{"$f":"IF(B719=TRUE,DataInput!B718,NA())","v":"SA"},{"$f":"IF($E719=DataInput!$B718,DataInput!C718,NA())","v":"SPEN"},{"$f":"IF($E719=DataInput!$B718,DataInput!D718,NA())","v":"PENOLA WEST"},{"$f":"IF($E719=DataInput!$B718,DataInput!E718,NA())","v":"SAPN"},{"$f":"IF($E719=DataInput!$B718,DataInput!F718,NA())","v":"Summer"},{"$f":"IF($E719=DataInput!$B718,DataInput!G718,NA())","v":"Non-Coincident"},{"$f":"IF($E719=DataInput!$B718,DataInput!H718,NA())","v":2014},{"$f":"IF($E719=DataInput!$B718,DataInput!I718,NA())","v":"Actual"},{"$f":"IF($E719=DataInput!$B718,DataInput!J718,NA())","v":6.3949319999999998},{"$f":"IF($E719=DataInput!$B718,DataInput!K718,NA())","v":"NA"},null,null,"SA PENOLA WEST",null,null,null,null,false,null,null,{"$error":"#N/A"},{"$error":"#N/A"},{"$error":"#N/A"},{"$error":"#N/A"},{"$error":"#N/A"},{"$error":"#N/A"},{"$error":"#N/A"},{"$error":"#N/A"},{"$error":"#N/A"},{"$error":"#N/A"}]
[null,{"$f":"IF(DataInput!B719=$B$8,IF($B$9=$B$10,TRUE,IF(DataInput!E719=$B$9,TRUE,FALSE)))","v":true},null,null,{"$f":"IF(B720=TRUE,DataInput!B719,NA())","v":"SA"},{"$f":"IF($E720=DataInput!$B719,DataInput!C719,NA())","v":"SPEN"},{"$f":"IF($E720=DataInput!$B719,DataInput!D719,NA())","v":"PENOLA WEST"},{"$f":"IF($E720=DataInput!$B719,DataInput!E719,NA())","v":"SAPN"},{"$f":"IF($E720=DataInput!$B719,DataInput!F719,NA())","v":"Winter"},{"$f":"IF($E720=DataInput!$B719,DataInput!G719,NA())","v":"Non-Coincident"},{"$f":"IF($E720=DataInput!$B719,DataInput!H719,NA())","v":2003},{"$f":"IF($E720=DataInput!$B719,DataInput!I719,NA())","v":"Actual"},{"$f":"IF($E720=DataInput!$B719,DataInput!J719,NA())","v":"NA"},{"$f":"IF($E720=DataInput!$B719,DataInput!K719,NA())","v":"NA"},null,null,"SA PENOLA WEST",null,null,null,null,false,null,null,{"$error":"#N/A"},{"$error":"#N/A"},{"$error":"#N/A"},{"$error":"#N/A"},{"$error":"#N/A"},{"$error":"#N/A"},{"$error":"#N/A"},{"$error":"#N/A"},{"$error":"#N/A"},{"$error":"#N/A"}]
[null,{"$f":"IF(DataInput!B720=$B$8,IF($B$9=$B$10,TRUE,IF(DataInput!E720=$B$9,TRUE,FALSE)))","v":true},null,null,{"$f":"IF(B721=TRUE,DataInput!B720,NA())","v":"SA"},{"$f":"IF($E721=DataInput!$B720,DataInput!C720,NA())","v":"SPEN"},{"$f":"IF($E721=DataInput!$B720,DataInput!D720,NA())","v":"PENOLA WEST"},{"$f":"IF($E721=DataInput!$B720,DataInput!E720,NA())","v":"SAPN"},{"$f":"IF($E721=DataInput!$B720,DataInput!F720,NA())","v":"Winter"},{"$f":"IF($E721=DataInput!$B720,DataInput!G720,NA())","v":"Non-Coincident"},{"$f":"IF($E721=DataInput!$B720,DataInput!H720,NA())","v":2004},{"$f":"IF($E721=DataInput!$B720,DataInput!I720,NA())","v":"Actual"},{"$f":"IF($E721=DataInput!$B720,DataInput!J720,NA())","v":"NA"},{"$f":"IF($E721=DataInput!$B720,DataInput!K720,NA())","v":"NA"},null,null,"SA PENOLA WEST",null,null,null,null,false,null,null,{"$error":"#N/A"},{"$error":"#N/A"},{"$error":"#N/A"},{"$error":"#N/A"},{"$error":"#N/A"},{"$error":"#N/A"},{"$error":"#N/A"},{"$error":"#N/A"},{"$error":"#N/A"},{"$error":"#N/A"}]
[null,{"$f":"IF(DataInput!B721=$B$8,IF($B$9=$B$10,TRUE,IF(DataInput!E721=$B$9,TRUE,FALSE)))","v":true},null,null,{"$f":"IF(B722=TRUE,DataInput!B721,NA())","v":"SA"},{"$f":"IF($E722=DataInput!$B721,DataInput!C721,NA())","v":"SPEN"},{"$f":"IF($E722=DataInput!$B721,DataInput!D721,NA())","v":"PENOLA WEST"},{"$f":"IF($E722=DataInput!$B721,DataInput!E721,NA())","v":"SAPN"},{"$f":"IF($E722=DataInput!$B721,DataInput!F721,NA())","v":"Winter"},{"$f":"IF($E722=DataInput!$B721,DataInput!G721,NA())","v":"Non-Coincident"},{"$f":"IF($E722=DataInput!$B721,DataInput!H721,NA())","v":2005},{"$f":"IF($E722=DataInput!$B721,DataInput!I721,NA())","v":"Actual"},{"$f":"IF($E722=DataInput!$B721,DataInput!J721,NA())","v":"NA"},{"$f":"IF($E722=DataInput!$B721,DataInput!K721,NA())","v":"NA"},null,null,"SA PENOLA WEST",null,null,null,null,false,null,null,{"$error":"#N/A"},{"$error":"#N/A"},{"$error":"#N/A"},{"$error":"#N/A"},{"$error":"#N/A"},{"$error":"#N/A"},{"$error":"#N/A"},{"$error":"#N/A"},{"$error":"#N/A"},{"$error":"#N/A"}]
[null,{"$f":"IF(DataInput!B722=$B$8,IF($B$9=$B$10,TRUE,IF(DataInput!E722=$B$9,TRUE,FALSE)))","v":true},null,null,{"$f":"IF(B723=TRUE,DataInput!B722,NA())","v":"SA"},{"$f":"IF($E723=DataInput!$B722,DataInput!C722,NA())","v":"SPEN"},{"$f":"IF($E723=DataInput!$B722,DataInput!D722,NA())","v":"PENOLA WEST"},{"$f":"IF($E723=DataInput!$B722,DataInput!E722,NA())","v":"SAPN"},{"$f":"IF($E723=DataInput!$B722,DataInput!F722,NA())","v":"Winter"},{"$f":"IF($E723=DataInput!$B722,DataInput!G722,NA())","v":"Non-Coincident"},{"$f":"IF($E723=DataInput!$B722,DataInput!H722,NA())","v":2006},{"$f":"IF($E723=DataInput!$B722,DataInput!I722,NA())","v":"Actual"},{"$f":"IF($E723=DataInput!$B722,DataInput!J722,NA())","v":"NA"},{"$f":"IF($E723=DataInput!$B722,DataInput!K722,NA())","v":"NA"},null,null,"SA PENOLA WEST",null,null,null,null,false,null,null,{"$error":"#N/A"},{"$error":"#N/A"},{"$error":"#N/A"},{"$error":"#N/A"},{"$error":"#N/A"},{"$error":"#N/A"},{"$error":"#N/A"},{"$error":"#N/A"},{"$error":"#N/A"},{"$error":"#N/A"}]
[null,{"$f":"IF(DataInput!B723=$B$8,IF($B$9=$B$10,TRUE,IF(DataInput!E723=$B$9,TRUE,FALSE)))","v":true},null,null,{"$f":"IF(B724=TRUE,DataInput!B723,NA())","v":"SA"},{"$f":"IF($E724=DataInput!$B723,DataInput!C723,NA())","v":"SPEN"},{"$f":"IF($E724=DataInput!$B723,DataInput!D723,NA())","v":"PENOLA WEST"},{"$f":"IF($E724=DataInput!$B723,DataInput!E723,NA())","v":"SAPN"},{"$f":"IF($E724=DataInput!$B723,DataInput!F723,NA())","v":"Winter"},{"$f":"IF($E724=DataInput!$B723,DataInput!G723,NA())","v":"Non-Coincident"},{"$f":"IF($E724=DataInput!$B723,DataInput!H723,NA())","v":2007},{"$f":"IF($E724=DataInput!$B723,DataInput!I723,NA())","v":"Actual"},{"$f":"IF($E724=DataInput!$B723,DataInput!J723,NA())","v":"NA"},{"$f":"IF($E724=DataInput!$B723,DataInput!K723,NA())","v":"NA"},null,null,"SA PENOLA WEST",null,null,null,null,false,null,null,{"$error":"#N/A"},{"$error":"#N/A"},{"$error":"#N/A"},{"$error":"#N/A"},{"$error":"#N/A"},{"$error":"#N/A"},{"$error":"#N/A"},{"$error":"#N/A"},{"$error":"#N/A"},{"$error":"#N/A"}]
[null,{"$f":"IF(DataInput!B724=$B$8,IF($B$9=$B$10,TRUE,IF(DataInput!E724=$B$9,TRUE,FALSE)))","v":true},null,null,{"$f":"IF(B725=TRUE,DataInput!B724,NA())","v":"SA"},{"$f":"IF($E725=DataInput!$B724,DataInput!C724,NA())","v":"SPEN"},{"$f":"IF($E725=DataInput!$B724,DataInput!D724,NA())","v":"PENOLA WEST"},{"$f":"IF($E725=DataInput!$B724,DataInput!E724,NA())","v":"SAPN"},{"$f":"IF($E725=DataInput!$B724,DataInput!F724,NA())","v":"Winter"},{"$f":"IF($E725=DataInput!$B724,DataInput!G724,NA())","v":"Non-Coincident"},{"$f":"IF($E725=DataInput!$B724,DataInput!H724,NA())","v":2008},{"$f":"IF($E725=DataInput!$B724,DataInput!I724,NA())","v":"Actual"},{"$f":"IF($E725=DataInput!$B724,DataInput!J724,NA())","v":"NA"},{"$f":"IF($E725=DataInput!$B724,DataInput!K724,NA())","v":"NA"},null,null,"SA PENOLA WEST",null,null,null,null,false,null,null,{"$error":"#N/A"},{"$error":"#N/A"},{"$error":"#N/A"},{"$error":"#N/A"},{"$error":"#N/A"},{"$error":"#N/A"},{"$error":"#N/A"},{"$error":"#N/A"},{"$error":"#N/A"},{"$error":"#N/A"}]
[null,{"$f":"IF(DataInput!B725=$B$8,IF($B$9=$B$10,TRUE,IF(DataInput!E725=$B$9,TRUE,FALSE)))","v":true},null,null,{"$f":"IF(B726=TRUE,DataInput!B725,NA())","v":"SA"},{"$f":"IF($E726=DataInput!$B725,DataInput!C725,NA())","v":"SPEN"},{"$f":"IF($E726=DataInput!$B725,DataInput!D725,NA())","v":"PENOLA WEST"},{"$f":"IF($E726=DataInput!$B725,DataInput!E725,NA())","v":"SAPN"},{"$f":"IF($E726=DataInput!$B725,DataInput!F725,NA())","v":"Winter"},{"$f":"IF($E726=DataInput!$B725,DataInput!G725,NA())","v":"Non-Coincident"},{"$f":"IF($E726=DataInput!$B725,DataInput!H725,NA())","v":2009},{"$f":"IF($E726=DataInput!$B725,DataInput!I725,NA())","v":"Actual"},{"$f":"IF($E726=DataInput!$B725,DataInput!J725,NA())","v":"NA"},{"$f":"IF($E726=DataInput!$B725,DataInput!K725,NA())","v":"NA"},null,null,"SA PENOLA WEST",null,null,null,null,false,null,null,{"$error":"#N/A"},{"$error":"#N/A"},{"$error":"#N/A"},{"$error":"#N/A"},{"$error":"#N/A"},{"$error":"#N/A"},{"$error":"#N/A"},{"$error":"#N/A"},{"$error":"#N/A"},{"$error":"#N/A"}]
[null,{"$f":"IF(DataInput!B726=$B$8,IF($B$9=$B$10,TRUE,IF(DataInput!E726=$B$9,TRUE,FALSE)))","v":true},null,null,{"$f":"IF(B727=TRUE,DataInput!B726,NA())","v":"SA"},{"$f":"IF($E727=DataInput!$B726,DataInput!C726,NA())","v":"SPEN"},{"$f":"IF($E727=DataInput!$B726,DataInput!D726,NA())","v":"PENOLA WEST"},{"$f":"IF($E727=DataInput!$B726,DataInput!E726,NA())","v":"SAPN"},{"$f":"IF($E727=DataInput!$B726,DataInput!F726,NA())","v":"Winter"},{"$f":"IF($E727=DataInput!$B726,DataInput!G726,NA())","v":"Non-Coincident"},{"$f":"IF($E727=DataInput!$B726,DataInput!H726,NA())","v":2010},{"$f":"IF($E727=DataInput!$B726,DataInput!I726,NA())","v":"Actual"},{"$f":"IF($E727=DataInput!$B726,DataInput!J726,NA())","v":"NA"},{"$f":"IF($E727=DataInput!$B726,DataInput!K726,NA())","v":"NA"},null,null,"SA PENOLA WEST",null,null,null,null,false,null,null,{"$error":"#N/A"},{"$error":"#N/A"},{"$error":"#N/A"},{"$error":"#N/A"},{"$error":"#N/A"},{"$error":"#N/A"},{"$error":"#N/A"},{"$error":"#N/A"},{"$error":"#N/A"},{"$error":"#N/A"}]
[null,{"$f":"IF(DataInput!B727=$B$8,IF($B$9=$B$10,TRUE,IF(DataInput!E727=$B$9,TRUE,FALSE)))","v":true},null,null,{"$f":"IF(B728=TRUE,DataInput!B727,NA())","v":"SA"},{"$f":"IF($E728=DataInput!$B727,DataInput!C727,NA())","v":"SPEN"},{"$f":"IF($E728=DataInput!$B727,DataInput!D727,NA())","v":"PENOLA WEST"},{"$f":"IF($E728=DataInput!$B727,DataInput!E727,NA())","v":"SAPN"},{"$f":"IF($E728=DataInput!$B727,DataInput!F727,NA())","v":"Winter"},{"$f":"IF($E728=DataInput!$B727,DataInput!G727,NA())","v":"Non-Coincident"},{"$f":"IF($E728=DataInput!$B727,DataInput!H727,NA())","v":2011},{"$f":"IF($E728=DataInput!$B727,DataInput!I727,NA())","v":"Actual"},{"$f":"IF($E728=DataInput!$B727,DataInput!J727,NA())","v":"NA"},{"$f":"IF($E728=DataInput!$B727,DataInput!K727,NA())","v":"NA"},null,null,"SA PENOLA WEST",null,null,null,null,false,null,null,{"$error":"#N/A"},{"$error":"#N/A"},{"$error":"#N/A"},{"$error":"#N/A"},{"$error":"#N/A"},{"$error":"#N/A"},{"$error":"#N/A"},{"$error":"#N/A"},{"$error":"#N/A"},{"$error":"#N/A"}]
[null,{"$f":"IF(DataInput!B728=$B$8,IF($B$9=$B$10,TRUE,IF(DataInput!E728=$B$9,TRUE,FALSE)))","v":true},null,null,{"$f":"IF(B729=TRUE,DataInput!B728,NA())","v":"SA"},{"$f":"IF($E729=DataInput!$B728,DataInput!C728,NA())","v":"SPEN"},{"$f":"IF($E729=DataInput!$B728,DataInput!D728,NA())","v":"PENOLA WEST"},{"$f":"IF($E729=DataInput!$B728,DataInput!E728,NA())","v":"SAPN"},{"$f":"IF($E729=DataInput!$B728,DataInput!F728,NA())","v":"Winter"},{"$f":"IF($E729=DataInput!$B728,DataInput!G728,NA())","v":"Non-Coincident"},{"$f":"IF($E729=DataInput!$B728,DataInput!H728,NA())","v":2012},{"$f":"IF($E729=DataInput!$B728,DataInput!I728,NA())","v":"Actual"},{"$f":"IF($E729=DataInput!$B728,DataInput!J728,NA())","v":"NA"},{"$f":"IF($E729=DataInput!$B728,DataInput!K728,NA())","v":"NA"},null,null,"SA PENOLA WEST",null,null,null,null,false,null,null,{"$error":"#N/A"},{"$error":"#N/A"},{"$error":"#N/A"},{"$error":"#N/A"},{"$error":"#N/A"},{"$error":"#N/A"},{"$error":"#N/A"},{"$error":"#N/A"},{"$error":"#N/A"},{"$error":"#N/A"}]
[null,{"$f":"IF(DataInput!B729=$B$8,IF($B$9=$B$10,TRUE,IF(DataInput!E729=$B$9,TRUE,FALSE)))","v":true},null,null,{"$f":"IF(B730=TRUE,DataInput!B729,NA())","v":"SA"},{"$f":"IF($E730=DataInput!$B729,DataInput!C729,NA())","v":"SPEN"},{"$f":"IF($E730=DataInput!$B729,DataInput!D729,NA())","v":"PENOLA WEST"},{"$f":"IF($E730=DataInput!$B729,DataInput!E729,NA())","v":"SAPN"},{"$f":"IF($E730=DataInput!$B729,DataInput!F729,NA())","v":"Winter"},{"$f":"IF($E730=DataInput!$B729,DataInput!G729,NA())","v":"Non-Coincident"},{"$f":"IF($E730=DataInput!$B729,DataInput!H729,NA())","v":2013},{"$f":"IF($E730=DataInput!$B729,DataInput!I729,NA())","v":"Actual"},{"$f":"IF($E730=DataInput!$B729,DataInput!J729,NA())","v":6.8671699999999998},{"$f":"IF($E730=DataInput!$B729,DataInput!K729,NA())","v":"NA"},null,null,"SA PENOLA WEST",null,null,null,null,false,null,null,{"$error":"#N/A"},{"$error":"#N/A"},{"$error":"#N/A"},{"$error":"#N/A"},{"$error":"#N/A"},{"$error":"#N/A"},{"$error":"#N/A"},{"$error":"#N/A"},{"$error":"#N/A"},{"$error":"#N/A"}]
[null,{"$f":"IF(DataInput!B730=$B$8,IF($B$9=$B$10,TRUE,IF(DataInput!E730=$B$9,TRUE,FALSE)))","v":true},null,null,{"$f":"IF(B731=TRUE,DataInput!B730,NA())","v":"SA"},{"$f":"IF($E731=DataInput!$B730,DataInput!C730,NA())","v":"SPEN"},{"$f":"IF($E731=DataInput!$B730,DataInput!D730,NA())","v":"PENOLA WEST"},{"$f":"IF($E731=DataInput!$B730,DataInput!E730,NA())","v":"SAPN"},{"$f":"IF($E731=DataInput!$B730,DataInput!F730,NA())","v":"Winter"},{"$f":"IF($E731=DataInput!$B730,DataInput!G730,NA())","v":"Non-Coincident"},{"$f":"IF($E731=DataInput!$B730,DataInput!H730,NA())","v":2014},{"$f":"IF($E731=DataInput!$B730,DataInput!I730,NA())","v":"Actual"},{"$f":"IF($E731=DataInput!$B730,DataInput!J730,NA())","v":4.5883399999999996},{"$f":"IF($E731=DataInput!$B730,DataInput!K730,NA())","v":"NA"},null,null,"SA PENOLA WEST",null,null,null,null,false,null,null,{"$error":"#N/A"},{"$error":"#N/A"},{"$error":"#N/A"},{"$error":"#N/A"},{"$error":"#N/A"},{"$error":"#N/A"},{"$error":"#N/A"},{"$error":"#N/A"},{"$error":"#N/A"},{"$error":"#N/A"}]
[null,{"$f":"IF(DataInput!B731=$B$8,IF($B$9=$B$10,TRUE,IF(DataInput!E731=$B$9,TRUE,FALSE)))","v":true},null,null,{"$f":"IF(B732=TRUE,DataInput!B731,NA())","v":"SA"},{"$f":"IF($E732=DataInput!$B731,DataInput!C731,NA())","v":"SPLN"},{"$f":"IF($E732=DataInput!$B731,DataInput!D731,NA())","v":"PORT LINCOLN TERMINAL"},{"$f":"IF($E732=DataInput!$B731,DataInput!E731,NA())","v":"SAPN"},{"$f":"IF($E732=DataInput!$B731,DataInput!F731,NA())","v":"Summer"},{"$f":"IF($E732=DataInput!$B731,DataInput!G731,NA())","v":"Non-Coincident"},{"$f":"IF($E732=DataInput!$B731,DataInput!H731,NA())","v":2003},{"$f":"IF($E732=DataInput!$B731,DataInput!I731,NA())","v":"Actual"},{"$f":"IF($E732=DataInput!$B731,DataInput!J731,NA())","v":26.937524},{"$f":"IF($E732=DataInput!$B731,DataInput!K731,NA())","v":"NA"},null,null,"SA PORT LINCOLN TERMINAL",null,null,null,null,false,null,null,{"$error":"#N/A"},{"$error":"#N/A"},{"$error":"#N/A"},{"$error":"#N/A"},{"$error":"#N/A"},{"$error":"#N/A"},{"$error":"#N/A"},{"$error":"#N/A"},{"$error":"#N/A"},{"$error":"#N/A"}]
[null,{"$f":"IF(DataInput!B732=$B$8,IF($B$9=$B$10,TRUE,IF(DataInput!E732=$B$9,TRUE,FALSE)))","v":true},null,null,{"$f":"IF(B733=TRUE,DataInput!B732,NA())","v":"SA"},{"$f":"IF($E733=DataInput!$B732,DataInput!C732,NA())","v":"SPLN"},{"$f":"IF($E733=DataInput!$B732,DataInput!D732,NA())","v":"PORT LINCOLN TERMINAL"},{"$f":"IF($E733=DataInput!$B732,DataInput!E732,NA())","v":"SAPN"},{"$f":"IF($E733=DataInput!$B732,DataInput!F732,NA())","v":"Summer"},{"$f":"IF($E733=DataInput!$B732,DataInput!G732,NA())","v":"Non-Coincident"},{"$f":"IF($E733=DataInput!$B732,DataInput!H732,NA())","v":2004},{"$f":"IF($E733=DataInput!$B732,DataInput!I732,NA())","v":"Actual"},{"$f":"IF($E733=DataInput!$B732,DataInput!J732,NA())","v":27.064019999999999},{"$f":"IF($E733=DataInput!$B732,DataInput!K732,NA())","v":"NA"},null,null,"SA PORT LINCOLN TERMINAL",null,null,null,null,false,null,null,{"$error":"#N/A"},{"$error":"#N/A"},{"$error":"#N/A"},{"$error":"#N/A"},{"$error":"#N/A"},{"$error":"#N/A"},{"$error":"#N/A"},{"$error":"#N/A"},{"$error":"#N/A"},{"$error":"#N/A"}]
[null,{"$f":"IF(DataInput!B733=$B$8,IF($B$9=$B$10,TRUE,IF(DataInput!E733=$B$9,TRUE,FALSE)))","v":true},null,null,{"$f":"IF(B734=TRUE,DataInput!B733,NA())","v":"SA"},{"$f":"IF($E734=DataInput!$B733,DataInput!C733,NA())","v":"SPLN"},{"$f":"IF($E734=DataInput!$B733,DataInput!D733,NA())","v":"PORT LINCOLN TERMINAL"},{"$f":"IF($E734=DataInput!$B733,DataInput!E733,NA())","v":"SAPN"},{"$f":"IF($E734=DataInput!$B733,DataInput!F733,NA())","v":"Summer"},{"$f":"IF($E734=DataInput!$B733,DataInput!G733,NA())","v":"Non-Coincident"},{"$f":"IF($E734=DataInput!$B733,DataInput!H733,NA())","v":2005},{"$f":"IF($E734=DataInput!$B733,DataInput!I733,NA())","v":"Actual"},{"$f":"IF($E734=DataInput!$B733,DataInput!J733,NA())","v":29.271728},{"$f":"IF($E734=DataInput!$B733,DataInput!K733,NA())","v":"NA"},null,null,"SA PORT LINCOLN TERMINAL",null,null,null,null,false,null,null,{"$error":"#N/A"},{"$error":"#N/A"},{"$error":"#N/A"},{"$error":"#N/A"},{"$error":"#N/A"},{"$error":"#N/A"},{"$error":"#N/A"},{"$error":"#N/A"},{"$error":"#N/A"},{"$error":"#N/A"}]
[null,{"$f":"IF(DataInput!B734=$B$8,IF($B$9=$B$10,TRUE,IF(DataInput!E734=$B$9,TRUE,FALSE)))","v":true},null,null,{"$f":"IF(B735=TRUE,DataInput!B734,NA())","v":"SA"},{"$f":"IF($E735=DataInput!$B734,DataInput!C734,NA())","v":"SPLN"},{"$f":"IF($E735=DataInput!$B734,DataInput!D734,NA())","v":"PORT LINCOLN TERMINAL"},{"$f":"IF($E735=DataInput!$B734,DataInput!E734,NA())","v":"SAPN"},{"$f":"IF($E735=DataInput!$B734,DataInput!F734,NA())","v":"Summer"},{"$f":"IF($E735=DataInput!$B734,DataInput!G734,NA())","v":"Non-Coincident"},{"$f":"IF($E735=DataInput!$B734,DataInput!H734,NA())","v":2006},{"$f":"IF($E735=DataInput!$B734,DataInput!I734,NA())","v":"Actual"},{"$f":"IF($E735=DataInput!$B734,DataInput!J734,NA())","v":32.226891999999999},{"$f":"IF($E735=DataInput!$B734,DataInput!K734,NA())","v":"NA"},null,null,"SA PORT LINCOLN TERMINAL",null,null,null,null,false,null,null,{"$error":"#N/A"},{"$error":"#N/A"},{"$error":"#N/A"},{"$error":"#N/A"},{"$error":"#N/A"},{"$error":"#N/A"},{"$error":"#N/A"},{"$error":"#N/A"},{"$error":"#N/A"},{"$error":"#N/A"}]
[null,{"$f":"IF(DataInput!B735=$B$8,IF($B$9=$B$10,TRUE,IF(DataInput!E735=$B$9,TRUE,FALSE)))","v":true},null,null,{"$f":"IF(B736=TRUE,DataInput!B735,NA())","v":"SA"},{"$f":"IF($E736=DataInput!$B735,DataInput!C735,NA())","v":"SPLN"},{"$f":"IF($E736=DataInput!$B735,DataInput!D735,NA())","v":"PORT LINCOLN TERMINAL"},{"$f":"IF($E736=DataInput!$B735,DataInput!E735,NA())","v":"SAPN"},{"$f":"IF($E736=DataInput!$B735,DataInput!F735,NA())","v":"Summer"},{"$f":"IF($E736=DataInput!$B735,DataInput!G735,NA())","v":"Non-Coincident"},{"$f":"IF($E736=DataInput!$B735,DataInput!H735,NA())","v":2007},{"$f":"IF($E736=DataInput!$B735,DataInput!I735,NA())","v":"Actual"},{"$f":"IF($E736=DataInput!$B735,DataInput!J735,NA())","v":32.572975999999997},{"$f":"IF($E736=DataInput!$B735,DataInput!K735,NA())","v":"NA"},null,null,"SA PORT LINCOLN TERMINAL",null,null,null,null,false,null,null,{"$error":"#N/A"},{"$error":"#N/A"},{"$error":"#N/A"},{"$error":"#N/A"},{"$error":"#N/A"},{"$error":"#N/A"},{"$error":"#N/A"},{"$error":"#N/A"},{"$error":"#N/A"},{"$error":"#N/A"}]
[null,{"$f":"IF(DataInput!B736=$B$8,IF($B$9=$B$10,TRUE,IF(DataInput!E736=$B$9,TRUE,FALSE)))","v":true},null,null,{"$f":"IF(B737=TRUE,DataInput!B736,NA())","v":"SA"},{"$f":"IF($E737=DataInput!$B736,DataInput!C736,NA())","v":"SPLN"},{"$f":"IF($E737=DataInput!$B736,DataInput!D736,NA())","v":"PORT LINCOLN TERMINAL"},{"$f":"IF($E737=DataInput!$B736,DataInput!E736,NA())","v":"SAPN"},{"$f":"IF($E737=DataInput!$B736,DataInput!F736,NA())","v":"Summer"},{"$f":"IF($E737=DataInput!$B736,DataInput!G736,NA())","v":"Non-Coincident"},{"$f":"IF($E737=DataInput!$B736,DataInput!H736,NA())","v":2008},{"$f":"IF($E737=DataInput!$B736,DataInput!I736,NA())","v":"Actual"},{"$f":"IF($E737=DataInput!$B736,DataInput!J736,NA())","v":36.796064000000001},{"$f":"IF($E737=DataInput!$B736,DataInput!K736,NA())","v":"NA"},null,null,"SA PORT LINCOLN TERMINAL",null,null,null,null,false,null,null,{"$error":"#N/A"},{"$error":"#N/A"},{"$error":"#N/A"},{"$error":"#N/A"},{"$error":"#N/A"},{"$error":"#N/A"},{"$error":"#N/A"},{"$error":"#N/A"},{"$error":"#N/A"},{"$error":"#N/A"}]
[null,{"$f":"IF(DataInput!B737=$B$8,IF($B$9=$B$10,TRUE,IF(DataInput!E737=$B$9,TRUE,FALSE)))","v":true},null,null,{"$f":"IF(B738=TRUE,DataInput!B737,NA())","v":"SA"},{"$f":"IF($E738=DataInput!$B737,DataInput!C737,NA())","v":"SPLN"},{"$f":"IF($E738=DataInput!$B737,DataInput!D737,NA())","v":"PORT LINCOLN TERMINAL"},{"$f":"IF($E738=DataInput!$B737,DataInput!E737,NA())","v":"SAPN"},{"$f":"IF($E738=DataInput!$B737,DataInput!F737,NA())","v":"Summer"},{"$f":"IF($E738=DataInput!$B737,DataInput!G737,NA())","v":"Non-Coincident"},{"$f":"IF($E738=DataInput!$B737,DataInput!H737,NA())","v":2009},{"$f":"IF($E738=DataInput!$B737,DataInput!I737,NA())","v":"Actual"},{"$f":"IF($E738=DataInput!$B737,DataInput!J737,NA())","v":41.193027999999998},{"$f":"IF($E738=DataInput!$B737,DataInput!K737,NA())","v":"NA"},null,null,"SA PORT LINCOLN TERMINAL",null,null,null,null,false,null,null,{"$error":"#N/A"},{"$error":"#N/A"},{"$error":"#N/A"},{"$error":"#N/A"},{"$error":"#N/A"},{"$error":"#N/A"},{"$error":"#N/A"},{"$error":"#N/A"},{"$error":"#N/A"},{"$error":"#N/A"}]
[null,{"$f":"IF(DataInput!B738=$B$8,IF($B$9=$B$10,TRUE,IF(DataInput!E738=$B$9,TRUE,FALSE)))","v":true},null,null,{"$f":"IF(B739=TRUE,DataInput!B738,NA())","v":"SA"},{"$f":"IF($E739=DataInput!$B738,DataInput!C738,NA())","v":"SPLN"},{"$f":"IF($E739=DataInput!$B738,DataInput!D738,NA())","v":"PORT LINCOLN TERMINAL"},{"$f":"IF($E739=DataInput!$B738,DataInput!E738,NA())","v":"SAPN"},{"$f":"IF($E739=DataInput!$B738,DataInput!F738,NA())","v":"Summer"},{"$f":"IF($E739=DataInput!$B738,DataInput!G738,NA())","v":"Non-Coincident"},{"$f":"IF($E739=DataInput!$B738,DataInput!H738,NA())","v":2010},{"$f":"IF($E739=DataInput!$B738,DataInput!I738,NA())","v":"Actual"},{"$f":"IF($E739=DataInput!$B738,DataInput!J738,NA())","v":37.848047999999999},{"$f":"IF($E739=DataInput!$B738,DataInput!K738,NA())","v":"NA"},null,null,"SA PORT LINCOLN TERMINAL",null,null,null,null,false,null,null,{"$error":"#N/A"},{"$error":"#N/A"},{"$error":"#N/A"},{"$error":"#N/A"},{"$error":"#N/A"},{"$error":"#N/A"},{"$error":"#N/A"},{"$error":"#N/A"},{"$error":"#N/A"},{"$error":"#N/A"}]
[null,{"$f":"IF(DataInput!B739=$B$8,IF($B$9=$B$10,TRUE,IF(DataInput!E739=$B$9,TRUE,FALSE)))","v":true},null,null,{"$f":"IF(B740=TRUE,DataInput!B739,NA())","v":"SA"},{"$f":"IF($E740=DataInput!$B739,DataInput!C739,NA())","v":"SPLN"},{"$f":"IF($E740=DataInput!$B739,DataInput!D739,NA())","v":"PORT LINCOLN TERMINAL"},{"$f":"IF($E740=DataInput!$B739,DataInput!E739,NA())","v":"SAPN"},{"$f":"IF($E740=DataInput!$B739,DataInput!F739,NA())","v":"Summer"},{"$f":"IF($E740=DataInput!$B739,DataInput!G739,NA())","v":"Non-Coincident"},{"$f":"IF($E740=DataInput!$B739,DataInput!H739,NA())","v":2011},{"$f":"IF($E740=DataInput!$B739,DataInput!I739,NA())","v":"Actual"},{"$f":"IF($E740=DataInput!$B739,DataInput!J739,NA())","v":39.675511999999998},{"$f":"IF($E740=DataInput!$B739,DataInput!K739,NA())","v":"NA"},null,null,"SA PORT LINCOLN TERMINAL",null,null,null,null,false,null,null,{"$error":"#N/A"},{"$error":"#N/A"},{"$error":"#N/A"},{"$error":"#N/A"},{"$error":"#N/A"},{"$error":"#N/A"},{"$error":"#N/A"},{"$error":"#N/A"},{"$error":"#N/A"},{"$error":"#N/A"}]
[null,{"$f":"IF(DataInput!B740=$B$8,IF($B$9=$B$10,TRUE,IF(DataInput!E740=$B$9,TRUE,FALSE)))","v":true},null,null,{"$f":"IF(B741=TRUE,DataInput!B740,NA())","v":"SA"},{"$f":"IF($E741=DataInput!$B740,DataInput!C740,NA())","v":"SPLN"},{"$f":"IF($E741=DataInput!$B740,DataInput!D740,NA())","v":"PORT LINCOLN TERMINAL"},{"$f":"IF($E741=DataInput!$B740,DataInput!E740,NA())","v":"SAPN"},{"$f":"IF($E741=DataInput!$B740,DataInput!F740,NA())","v":"Summer"},{"$f":"IF($E741=DataInput!$B740,DataInput!G740,NA())","v":"Non-Coincident"},{"$f":"IF($E741=DataInput!$B740,DataInput!H740,NA())","v":2012},{"$f":"IF($E741=DataInput!$B740,DataInput!I740,NA())","v":"Actual"},{"$f":"IF($E741=DataInput!$B740,DataInput!J740,NA())","v":29.387256000000001},{"$f":"IF($E741=DataInput!$B740,DataInput!K740,NA())","v":"NA"},null,null,"SA PORT LINCOLN TERMINAL",null,null,null,null,false,null,null,{"$error":"#N/A"},{"$error":"#N/A"},{"$error":"#N/A"},{"$error":"#N/A"},{"$error":"#N/A"},{"$error":"#N/A"},{"$error":"#N/A"},{"$error":"#N/A"},{"$error":"#N/A"},{"$error":"#N/A"}]
[null,{"$f":"IF(DataInput!B741=$B$8,IF($B$9=$B$10,TRUE,IF(DataInput!E741=$B$9,TRUE,FALSE)))","v":true},null,null,{"$f":"IF(B742=TRUE,DataInput!B741,NA())","v":"SA"},{"$f":"IF($E742=DataInput!$B741,DataInput!C741,NA())","v":"SPLN"},{"$f":"IF($E742=DataInput!$B741,DataInput!D741,NA())","v":"PORT LINCOLN TERMINAL"},{"$f":"IF($E742=DataInput!$B741,DataInput!E741,NA())","v":"SAPN"},{"$f":"IF($E742=DataInput!$B741,DataInput!F741,NA())","v":"Summer"},{"$f":"IF($E742=DataInput!$B741,DataInput!G741,NA())","v":"Non-Coincident"},{"$f":"IF($E742=DataInput!$B741,DataInput!H741,NA())","v":2013},{"$f":"IF($E742=DataInput!$B741,DataInput!I741,NA())","v":"Actual"},{"$f":"IF($E742=DataInput!$B741,DataInput!J741,NA())","v":34.159695999999997},{"$f":"IF($E742=DataInput!$B741,DataInput!K741,NA())","v":"NA"},null,null,"SA PORT LINCOLN TERMINAL",null,null,null,null,false,null,null,{"$error":"#N/A"},{"$error":"#N/A"},{"$error":"#N/A"},{"$error":"#N/A"},{"$error":"#N/A"},{"$error":"#N/A"},{"$error":"#N/A"},{"$error":"#N/A"},{"$error":"#N/A"},{"$error":"#N/A"}]
[null,{"$f":"IF(DataInput!B742=$B$8,IF($B$9=$B$10,TRUE,IF(DataInput!E742=$B$9,TRUE,FALSE)))","v":true},null,null,{"$f":"IF(B743=TRUE,DataInput!B742,NA())","v":"SA"},{"$f":"IF($E743=DataInput!$B742,DataInput!C742,NA())","v":"SPLN"},{"$f":"IF($E743=DataInput!$B742,DataInput!D742,NA())","v":"PORT LINCOLN TERMINAL"},{"$f":"IF($E743=DataInput!$B742,DataInput!E742,NA())","v":"SAPN"},{"$f":"IF($E743=DataInput!$B742,DataInput!F742,NA())","v":"Summer"},{"$f":"IF($E743=DataInput!$B742,DataInput!G742,NA())","v":"Non-Coincident"},{"$f":"IF($E743=DataInput!$B742,DataInput!H742,NA())","v":2014},{"$f":"IF($E743=DataInput!$B742,DataInput!I742,NA())","v":"Actual"},{"$f":"IF($E743=DataInput!$B742,DataInput!J742,NA())","v":32.260288000000003},{"$f":"IF($E743=DataInput!$B742,DataInput!K742,NA())","v":"NA"},null,null,"SA PORT LINCOLN TERMINAL",null,null,null,null,false,null,null,{"$error":"#N/A"},{"$error":"#N/A"},{"$error":"#N/A"},{"$error":"#N/A"},{"$error":"#N/A"},{"$error":"#N/A"},{"$error":"#N/A"},{"$error":"#N/A"},{"$error":"#N/A"},{"$error":"#N/A"}]
[null,{"$f":"IF(DataInput!B743=$B$8,IF($B$9=$B$10,TRUE,IF(DataInput!E743=$B$9,TRUE,FALSE)))","v":true},null,null,{"$f":"IF(B744=TRUE,DataInput!B743,NA())","v":"SA"},{"$f":"IF($E744=DataInput!$B743,DataInput!C743,NA())","v":"SPLN"},{"$f":"IF($E744=DataInput!$B743,DataInput!D743,NA())","v":"PORT LINCOLN TERMINAL"},{"$f":"IF($E744=DataInput!$B743,DataInput!E743,NA())","v":"SAPN"},{"$f":"IF($E744=DataInput!$B743,DataInput!F743,NA())","v":"Winter"},{"$f":"IF($E744=DataInput!$B743,DataInput!G743,NA())","v":"Non-Coincident"},{"$f":"IF($E744=DataInput!$B743,DataInput!H743,NA())","v":2003},{"$f":"IF($E744=DataInput!$B743,DataInput!I743,NA())","v":"Actual"},{"$f":"IF($E744=DataInput!$B743,DataInput!J743,NA())","v":27.112231999999999},{"$f":"IF($E744=DataInput!$B743,DataInput!K743,NA())","v":"NA"},null,null,"SA PORT LINCOLN TERMINAL",null,null,null,null,false,null,null,{"$error":"#N/A"},{"$error":"#N/A"},{"$error":"#N/A"},{"$error":"#N/A"},{"$error":"#N/A"},{"$error":"#N/A"},{"$error":"#N/A"},{"$error":"#N/A"},{"$error":"#N/A"},{"$error":"#N/A"}]
[null,{"$f":"IF(DataInput!B744=$B$8,IF($B$9=$B$10,TRUE,IF(DataInput!E744=$B$9,TRUE,FALSE)))","v":true},null,null,{"$f":"IF(B745=TRUE,DataInput!B744,NA())","v":"SA"},{"$f":"IF($E745=DataInput!$B744,DataInput!C744,NA())","v":"SPLN"},{"$f":"IF($E745=DataInput!$B744,DataInput!D744,NA())","v":"PORT LINCOLN TERMINAL"},{"$f":"IF($E745=DataInput!$B744,DataInput!E744,NA())","v":"SAPN"},{"$f":"IF($E745=DataInput!$B744,DataInput!F744,NA())","v":"Winter"},{"$f":"IF($E745=DataInput!$B744,DataInput!G744,NA())","v":"Non-Coincident"},{"$f":"IF($E745=DataInput!$B744,DataInput!H744,NA())","v":2004},{"$f":"IF($E745=DataInput!$B744,DataInput!I744,NA())","v":"Actual"},{"$f":"IF($E745=DataInput!$B744,DataInput!J744,NA())","v":26.716743999999998},{"$f":"IF($E745=DataInput!$B744,DataInput!K744,NA())","v":"NA"},null,null,"SA PORT LINCOLN TERMINAL",null,null,null,null,false,null,null,{"$error":"#N/A"},{"$error":"#N/A"},{"$error":"#N/A"},{"$error":"#N/A"},{"$error":"#N/A"},{"$error":"#N/A"},{"$error":"#N/A"},{"$error":"#N/A"},{"$error":"#N/A"},{"$error":"#N/A"}]
[null,{"$f":"IF(DataInput!B745=$B$8,IF($B$9=$B$10,TRUE,IF(DataInput!E745=$B$9,TRUE,FALSE)))","v":true},null,null,{"$f":"IF(B746=TRUE,DataInput!B745,NA())","v":"SA"},{"$f":"IF($E746=DataInput!$B745,DataInput!C745,NA())","v":"SPLN"},{"$f":"IF($E746=DataInput!$B745,DataInput!D745,NA())","v":"PORT LINCOLN TERMINAL"},{"$f":"IF($E746=DataInput!$B745,DataInput!E745,NA())","v":"SAPN"},{"$f":"IF($E746=DataInput!$B745,DataInput!F745,NA())","v":"Winter"},{"$f":"IF($E746=DataInput!$B745,DataInput!G745,NA())","v":"Non-Coincident"},{"$f":"IF($E746=DataInput!$B745,DataInput!H745,NA())","v":2005},{"$f":"IF($E746=DataInput!$B745,DataInput!I745,NA())","v":"Actual"},{"$f":"IF($E746=DataInput!$B745,DataInput!J745,NA())","v":27.584892},{"$f":"IF($E746=DataInput!$B745,DataInput!K745,NA())","v":"NA"},null,null,"SA PORT LINCOLN TERMINAL",null,null,null,null,false,null,null,{"$error":"#N/A"},{"$error":"#N/A"},{"$error":"#N/A"},{"$error":"#N/A"},{"$error":"#N/A"},{"$error":"#N/A"},{"$error":"#N/A"},{"$error":"#N/A"},{"$error":"#N/A"},{"$error":"#N/A"}]
[null,{"$f":"IF(DataInput!B746=$B$8,IF($B$9=$B$10,TRUE,IF(DataInput!E746=$B$9,TRUE,FALSE)))","v":true},null,null,{"$f":"IF(B747=TRUE,DataInput!B746,NA())","v":"SA"},{"$f":"IF($E747=DataInput!$B746,DataInput!C746,NA())","v":"SPLN"},{"$f":"IF($E747=DataInput!$B746,DataInput!D746,NA())","v":"PORT LINCOLN TERMINAL"},{"$f":"IF($E747=DataInput!$B746,DataInput!E746,NA())","v":"SAPN"},{"$f":"IF($E747=DataInput!$B746,DataInput!F746,NA())","v":"Winter"},{"$f":"IF($E747=DataInput!$B746,DataInput!G746,NA())","v":"Non-Coincident"},{"$f":"IF($E747=DataInput!$B746,DataInput!H746,NA())","v":2006},{"$f":"IF($E747=DataInput!$B746,DataInput!I746,NA())","v":"Actual"},{"$f":"IF($E747=DataInput!$B746,DataInput!J746,NA())","v":28.173572},{"$f":"IF($E747=DataInput!$B746,DataInput!K746,NA())","v":"NA"},null,null,"SA PORT LINCOLN TERMINAL",null,null,null,null,false,null,null,{"$error":"#N/A"},{"$error":"#N/A"},{"$error":"#N/A"},{"$error":"#N/A"},{"$error":"#N/A"},{"$error":"#N/A"},{"$error":"#N/A"},{"$error":"#N/A"},{"$error":"#N/A"},{"$error":"#N/A"}]
[null,{"$f":"IF(DataInput!B747=$B$8,IF($B$9=$B$10,TRUE,IF(DataInput!E747=$B$9,TRUE,FALSE)))","v":true},null,null,{"$f":"IF(B748=TRUE,DataInput!B747,NA())","v":"SA"},{"$f":"IF($E748=DataInput!$B747,DataInput!C747,NA())","v":"SPLN"},{"$f":"IF($E748=DataInput!$B747,DataInput!D747,NA())","v":"PORT LINCOLN TERMINAL"},{"$f":"IF($E748=DataInput!$B747,DataInput!E747,NA())","v":"SAPN"},{"$f":"IF($E748=DataInput!$B747,DataInput!F747,NA())","v":"Winter"},{"$f":"IF($E748=DataInput!$B747,DataInput!G747,NA())","v":"Non-Coincident"},{"$f":"IF($E748=DataInput!$B747,DataInput!H747,NA())","v":2007},{"$f":"IF($E748=DataInput!$B747,DataInput!I747,NA())","v":"Actual"},{"$f":"IF($E748=DataInput!$B747,DataInput!J747,NA())","v":28.815892000000002},{"$f":"IF($E748=DataInput!$B747,DataInput!K747,NA())","v":"NA"},null,null,"SA PORT LINCOLN TERMINAL",null,null,null,null,false,null,null,{"$error":"#N/A"},{"$error":"#N/A"},{"$error":"#N/A"},{"$error":"#N/A"},{"$error":"#N/A"},{"$error":"#N/A"},{"$error":"#N/A"},{"$error":"#N/A"},{"$error":"#N/A"},{"$error":"#N/A"}]
[null,{"$f":"IF(DataInput!B748=$B$8,IF($B$9=$B$10,TRUE,IF(DataInput!E748=$B$9,TRUE,FALSE)))","v":true},null,null,{"$f":"IF(B749=TRUE,DataInput!B748,NA())","v":"SA"},{"$f":"IF($E749=DataInput!$B748,DataInput!C748,NA())","v":"SPLN"},{"$f":"IF($E749=DataInput!$B748,DataInput!D748,NA())","v":"PORT LINCOLN TERMINAL"},{"$f":"IF($E749=DataInput!$B748,DataInput!E748,NA())","v":"SAPN"},{"$f":"IF($E749=DataInput!$B748,DataInput!F748,NA())","v":"Winter"},{"$f":"IF($E749=DataInput!$B748,DataInput!G748,NA())","v":"Non-Coincident"},{"$f":"IF($E749=DataInput!$B748,DataInput!H748,NA())","v":2008},{"$f":"IF($E749=DataInput!$B748,DataInput!I748,NA())","v":"Actual"},{"$f":"IF($E749=DataInput!$B748,DataInput!J748,NA())","v":30.998487999999998},{"$f":"IF($E749=DataInput!$B748,DataInput!K748,NA())","v":"NA"},null,null,"SA PORT LINCOLN TERMINAL",null,null,null,null,false,null,null,{"$error":"#N/A"},{"$error":"#N/A"},{"$error":"#N/A"},{"$error":"#N/A"},{"$error":"#N/A"},{"$error":"#N/A"},{"$error":"#N/A"},{"$error":"#N/A"},{"$error":"#N/A"},{"$error":"#N/A"}]
[null,{"$f":"IF(DataInput!B749=$B$8,IF($B$9=$B$10,TRUE,IF(DataInput!E749=$B$9,TRUE,FALSE)))","v":true},null,null,{"$f":"IF(B750=TRUE,DataInput!B749,NA())","v":"SA"},{"$f":"IF($E750=DataInput!$B749,DataInput!C749,NA())","v":"SPLN"},{"$f":"IF($E750=DataInput!$B749,DataInput!D749,NA())","v":"PORT LINCOLN TERMINAL"},{"$f":"IF($E750=DataInput!$B749,DataInput!E749,NA())","v":"SAPN"},{"$f":"IF($E750=DataInput!$B749,DataInput!F749,NA())","v":"Winter"},{"$f":"IF($E750=DataInput!$B749,DataInput!G749,NA())","v":"Non-Coincident"},{"$f":"IF($E750=DataInput!$B749,DataInput!H749,NA())","v":2009},{"$f":"IF($E750=DataInput!$B749,DataInput!I749,NA())","v":"Actual"},{"$f":"IF($E750=DataInput!$B749,DataInput!J749,NA())","v":29.54082},{"$f":"IF($E750=DataInput!$B749,DataInput!K749,NA())","v":"NA"},null,null,"SA PORT LINCOLN TERMINAL",null,null,null,null,false,null,null,{"$error":"#N/A"},{"$error":"#N/A"},{"$error":"#N/A"},{"$error":"#N/A"},{"$error":"#N/A"},{"$error":"#N/A"},{"$error":"#N/A"},{"$error":"#N/A"},{"$error":"#N/A"},{"$error":"#N/A"}]
[null,{"$f":"IF(DataInput!B750=$B$8,IF($B$9=$B$10,TRUE,IF(DataInput!E750=$B$9,TRUE,FALSE)))","v":true},null,null,{"$f":"IF(B751=TRUE,DataInput!B750,NA())","v":"SA"},{"$f":"IF($E751=DataInput!$B750,DataInput!C750,NA())","v":"SPLN"},{"$f":"IF($E751=DataInput!$B750,DataInput!D750,NA())","v":"PORT LINCOLN TERMINAL"},{"$f":"IF($E751=DataInput!$B750,DataInput!E750,NA())","v":"SAPN"},{"$f":"IF($E751=DataInput!$B750,DataInput!F750,NA())","v":"Winter"},{"$f":"IF($E751=DataInput!$B750,DataInput!G750,NA())","v":"Non-Coincident"},{"$f":"IF($E751=DataInput!$B750,DataInput!H750,NA())","v":2010},{"$f":"IF($E751=DataInput!$B750,DataInput!I750,NA())","v":"Actual"},{"$f":"IF($E751=DataInput!$B750,DataInput!J750,NA())","v":31.247720000000001},{"$f":"IF($E751=DataInput!$B750,DataInput!K750,NA())","v":"NA"},null,null,"SA PORT LINCOLN TERMINAL",null,null,null,null,false,null,null,{"$error":"#N/A"},{"$error":"#N/A"},{"$error":"#N/A"},{"$error":"#N/A"},{"$error":"#N/A"},{"$error":"#N/A"},{"$error":"#N/A"},{"$error":"#N/A"},{"$error":"#N/A"},{"$error":"#N/A"}]
[null,{"$f":"IF(DataInput!B751=$B$8,IF($B$9=$B$10,TRUE,IF(DataInput!E751=$B$9,TRUE,FALSE)))","v":true},null,null,{"$f":"IF(B752=TRUE,DataInput!B751,NA())","v":"SA"},{"$f":"IF($E752=DataInput!$B751,DataInput!C751,NA())","v":"SPLN"},{"$f":"IF($E752=DataInput!$B751,DataInput!D751,NA())","v":"PORT LINCOLN TERMINAL"},{"$f":"IF($E752=DataInput!$B751,DataInput!E751,NA())","v":"SAPN"},{"$f":"IF($E752=DataInput!$B751,DataInput!F751,NA())","v":"Winter"},{"$f":"IF($E752=DataInput!$B751,DataInput!G751,NA())","v":"Non-Coincident"},{"$f":"IF($E752=DataInput!$B751,DataInput!H751,NA())","v":2011},{"$f":"IF($E752=DataInput!$B751,DataInput!I751,NA())","v":"Actual"},{"$f":"IF($E752=DataInput!$B751,DataInput!J751,NA())","v":31.845735999999999},{"$f":"IF($E752=DataInput!$B751,DataInput!K751,NA())","v":"NA"},null,null,"SA PORT LINCOLN TERMINAL",null,null,null,null,false,null,null,{"$error":"#N/A"},{"$error":"#N/A"},{"$error":"#N/A"},{"$error":"#N/A"},{"$error":"#N/A"},{"$error":"#N/A"},{"$error":"#N/A"},{"$error":"#N/A"},{"$error":"#N/A"},{"$error":"#N/A"}]
[null,{"$f":"IF(DataInput!B752=$B$8,IF($B$9=$B$10,TRUE,IF(DataInput!E752=$B$9,TRUE,FALSE)))","v":true},null,null,{"$f":"IF(B753=TRUE,DataInput!B752,NA())","v":"SA"},{"$f":"IF($E753=DataInput!$B752,DataInput!C752,NA())","v":"SPLN"},{"$f":"IF($E753=DataInput!$B752,DataInput!D752,NA())","v":"PORT LINCOLN TERMINAL"},{"$f":"IF($E753=DataInput!$B752,DataInput!E752,NA())","v":"SAPN"},{"$f":"IF($E753=DataInput!$B752,DataInput!F752,NA())","v":"Winter"},{"$f":"IF($E753=DataInput!$B752,DataInput!G752,NA())","v":"Non-Coincident"},{"$f":"IF($E753=DataInput!$B752,DataInput!H752,NA())","v":2012},{"$f":"IF($E753=DataInput!$B752,DataInput!I752,NA())","v":"Actual"},{"$f":"IF($E753=DataInput!$B752,DataInput!J752,NA())","v":32.359183999999999},{"$f":"IF($E753=DataInput!$B752,DataInput!K752,NA())","v":"NA"},null,null,"SA PORT LINCOLN TERMINAL",null,null,null,null,false,null,null,{"$error":"#N/A"},{"$error":"#N/A"},{"$error":"#N/A"},{"$error":"#N/A"},{"$error":"#N/A"},{"$error":"#N/A"},{"$error":"#N/A"},{"$error":"#N/A"},{"$error":"#N/A"},{"$error":"#N/A"}]
[null,{"$f":"IF(DataInput!B753=$B$8,IF($B$9=$B$10,TRUE,IF(DataInput!E753=$B$9,TRUE,FALSE)))","v":true},null,null,{"$f":"IF(B754=TRUE,DataInput!B753,NA())","v":"SA"},{"$f":"IF($E754=DataInput!$B753,DataInput!C753,NA())","v":"SPLN"},{"$f":"IF($E754=DataInput!$B753,DataInput!D753,NA())","v":"PORT LINCOLN TERMINAL"},{"$f":"IF($E754=DataInput!$B753,DataInput!E753,NA())","v":"SAPN"},{"$f":"IF($E754=DataInput!$B753,DataInput!F753,NA())","v":"Winter"},{"$f":"IF($E754=DataInput!$B753,DataInput!G753,NA())","v":"Non-Coincident"},{"$f":"IF($E754=DataInput!$B753,DataInput!H753,NA())","v":2013},{"$f":"IF($E754=DataInput!$B753,DataInput!I753,NA())","v":"Actual"},{"$f":"IF($E754=DataInput!$B753,DataInput!J753,NA())","v":31.148508},{"$f":"IF($E754=DataInput!$B753,DataInput!K753,NA())","v":"NA"},null,null,"SA PORT LINCOLN TERMINAL",null,null,null,null,false,null,null,{"$error":"#N/A"},{"$error":"#N/A"},{"$error":"#N/A"},{"$error":"#N/A"},{"$error":"#N/A"},{"$error":"#N/A"},{"$error":"#N/A"},{"$error":"#N/A"},{"$error":"#N/A"},{"$error":"#N/A"}]
[null,{"$f":"IF(DataInput!B754=$B$8,IF($B$9=$B$10,TRUE,IF(DataInput!E754=$B$9,TRUE,FALSE)))","v":true},null,null,{"$f":"IF(B755=TRUE,DataInput!B754,NA())","v":"SA"},{"$f":"IF($E755=DataInput!$B754,DataInput!C754,NA())","v":"SPLN"},{"$f":"IF($E755=DataInput!$B754,DataInput!D754,NA())","v":"PORT LINCOLN TERMINAL"},{"$f":"IF($E755=DataInput!$B754,DataInput!E754,NA())","v":"SAPN"},{"$f":"IF($E755=DataInput!$B754,DataInput!F754,NA())","v":"Winter"},{"$f":"IF($E755=DataInput!$B754,DataInput!G754,NA())","v":"Non-Coincident"},{"$f":"IF($E755=DataInput!$B754,DataInput!H754,NA())","v":2014},{"$f":"IF($E755=DataInput!$B754,DataInput!I754,NA())","v":"Actual"},{"$f":"IF($E755=DataInput!$B754,DataInput!J754,NA())","v":31.794447999999999},{"$f":"IF($E755=DataInput!$B754,DataInput!K754,NA())","v":"NA"},null,null,"SA PORT LINCOLN TERMINAL",null,null,null,null,false,null,null,{"$error":"#N/A"},{"$error":"#N/A"},{"$error":"#N/A"},{"$error":"#N/A"},{"$error":"#N/A"},{"$error":"#N/A"},{"$error":"#N/A"},{"$error":"#N/A"},{"$error":"#N/A"},{"$error":"#N/A"}]
[null,{"$f":"IF(DataInput!B755=$B$8,IF($B$9=$B$10,TRUE,IF(DataInput!E755=$B$9,TRUE,FALSE)))","v":true},null,null,{"$f":"IF(B756=TRUE,DataInput!B755,NA())","v":"SA"},{"$f":"IF($E756=DataInput!$B755,DataInput!C755,NA())","v":"SSNR"},{"$f":"IF($E756=DataInput!$B755,DataInput!D755,NA())","v":"SNUGGERY RURAL"},{"$f":"IF($E756=DataInput!$B755,DataInput!E755,NA())","v":"SAPN"},{"$f":"IF($E756=DataInput!$B755,DataInput!F755,NA())","v":"Summer"},{"$f":"IF($E756=DataInput!$B755,DataInput!G755,NA())","v":"Non-Coincident"},{"$f":"IF($E756=DataInput!$B755,DataInput!H755,NA())","v":2003},{"$f":"IF($E756=DataInput!$B755,DataInput!I755,NA())","v":"Actual"},{"$f":"IF($E756=DataInput!$B755,DataInput!J755,NA())","v":10.813228000000001},{"$f":"IF($E756=DataInput!$B755,DataInput!K755,NA())","v":"NA"},null,null,"SA SNUGGERY RURAL",null,null,null,null,false,null,null,{"$error":"#N/A"},{"$error":"#N/A"},{"$error":"#N/A"},{"$error":"#N/A"},{"$error":"#N/A"},{"$error":"#N/A"},{"$error":"#N/A"},{"$error":"#N/A"},{"$error":"#N/A"},{"$error":"#N/A"}]
[null,{"$f":"IF(DataInput!B756=$B$8,IF($B$9=$B$10,TRUE,IF(DataInput!E756=$B$9,TRUE,FALSE)))","v":true},null,null,{"$f":"IF(B757=TRUE,DataInput!B756,NA())","v":"SA"},{"$f":"IF($E757=DataInput!$B756,DataInput!C756,NA())","v":"SSNR"},{"$f":"IF($E757=DataInput!$B756,DataInput!D756,NA())","v":"SNUGGERY RURAL"},{"$f":"IF($E757=DataInput!$B756,DataInput!E756,NA())","v":"SAPN"},{"$f":"IF($E757=DataInput!$B756,DataInput!F756,NA())","v":"Summer"},{"$f":"IF($E757=DataInput!$B756,DataInput!G756,NA())","v":"Non-Coincident"},{"$f":"IF($E757=DataInput!$B756,DataInput!H756,NA())","v":2004},{"$f":"IF($E757=DataInput!$B756,DataInput!I756,NA())","v":"Actual"},{"$f":"IF($E757=DataInput!$B756,DataInput!J756,NA())","v":24.418664},{"$f":"IF($E757=DataInput!$B756,DataInput!K756,NA())","v":"NA"},null,null,"SA SNUGGERY RURAL",null,null,null,null,false,null,null,{"$error":"#N/A"},{"$error":"#N/A"},{"$error":"#N/A"},{"$error":"#N/A"},{"$error":"#N/A"},{"$error":"#N/A"},{"$error":"#N/A"},{"$error":"#N/A"},{"$error":"#N/A"},{"$error":"#N/A"}]
[null,{"$f":"IF(DataInput!B757=$B$8,IF($B$9=$B$10,TRUE,IF(DataInput!E757=$B$9,TRUE,FALSE)))","v":true},null,null,{"$f":"IF(B758=TRUE,DataInput!B757,NA())","v":"SA"},{"$f":"IF($E758=DataInput!$B757,DataInput!C757,NA())","v":"SSNR"},{"$f":"IF($E758=DataInput!$B757,DataInput!D757,NA())","v":"SNUGGERY RURAL"},{"$f":"IF($E758=DataInput!$B757,DataInput!E757,NA())","v":"SAPN"},{"$f":"IF($E758=DataInput!$B757,DataInput!F757,NA())","v":"Summer"},{"$f":"IF($E758=DataInput!$B757,DataInput!G757,NA())","v":"Non-Coincident"},{"$f":"IF($E758=DataInput!$B757,DataInput!H757,NA())","v":2005},{"$f":"IF($E758=DataInput!$B757,DataInput!I757,NA())","v":"Actual"},{"$f":"IF($E758=DataInput!$B757,DataInput!J757,NA())","v":11.876232},{"$f":"IF($E758=DataInput!$B757,DataInput!K757,NA())","v":"NA"},null,null,"SA SNUGGERY RURAL",null,null,null,null,false,null,null,{"$error":"#N/A"},{"$error":"#N/A"},{"$error":"#N/A"},{"$error":"#N/A"},{"$error":"#N/A"},{"$error":"#N/A"},{"$error":"#N/A"},{"$error":"#N/A"},{"$error":"#N/A"},{"$error":"#N/A"}]
[null,{"$f":"IF(DataInput!B758=$B$8,IF($B$9=$B$10,TRUE,IF(DataInput!E758=$B$9,TRUE,FALSE)))","v":true},null,null,{"$f":"IF(B759=TRUE,DataInput!B758,NA())","v":"SA"},{"$f":"IF($E759=DataInput!$B758,DataInput!C758,NA())","v":"SSNR"},{"$f":"IF($E759=DataInput!$B758,DataInput!D758,NA())","v":"SNUGGERY RURAL"},{"$f":"IF($E759=DataInput!$B758,DataInput!E758,NA())","v":"SAPN"},{"$f":"IF($E759=DataInput!$B758,DataInput!F758,NA())","v":"Summer"},{"$f":"IF($E759=DataInput!$B758,DataInput!G758,NA())","v":"Non-Coincident"},{"$f":"IF($E759=DataInput!$B758,DataInput!H758,NA())","v":2006},{"$f":"IF($E759=DataInput!$B758,DataInput!I758,NA())","v":"Actual"},{"$f":"IF($E759=DataInput!$B758,DataInput!J758,NA())","v":16.515491999999998},{"$f":"IF($E759=DataInput!$B758,DataInput!K758,NA())","v":"NA"},null,null,"SA SNUGGERY RURAL",null,null,null,null,false,null,null,{"$error":"#N/A"},{"$f":"IF($V759=TRUE,F759,NA())","v":{"$error":"#N/A"}},{"$f":"IF($V759=TRUE,G759,NA())","v":{"$error":"#N/A"}},{"$f":"IF($V759=TRUE,H759,NA())","v":{"$error":"#N/A"}},{"$f":"IF($V759=TRUE,I759,NA())","v":{"$error":"#N/A"}},{"$f":"IF($V759=TRUE,J759,NA())","v":{"$error":"#N/A"}},{"$f":"IF($V759=TRUE,K759,NA())","v":{"$error":"#N/A"}},{"$f":"IF($V759=TRUE,L759,NA())","v":{"$error":"#N/A"}},{"$f":"IF($V759=TRUE,M759,NA())","v":{"$error":"#N/A"}},{"$f":"IF($V759=TRUE,N759,NA())","v":{"$error":"#N/A"}}]
[null,{"$f":"IF(DataInput!B759=$B$8,IF($B$9=$B$10,TRUE,IF(DataInput!E759=$B$9,TRUE,FALSE)))","v":true},null,null,{"$f":"IF(B760=TRUE,DataInput!B759,NA())","v":"SA"},{"$f":"IF($E760=DataInput!$B759,DataInput!C759,NA())","v":"SSNR"},{"$f":"IF($E760=DataInput!$B759,DataInput!D759,NA())","v":"SNUGGERY RURAL"},{"$f":"IF($E760=DataInput!$B759,DataInput!E759,NA())","v":"SAPN"},{"$f":"IF($E760=DataInput!$B759,DataInput!F759,NA())","v":"Summer"},{"$f":"IF($E760=DataInput!$B759,DataInput!G759,NA())","v":"Non-Coincident"},{"$f":"IF($E760=DataInput!$B759,DataInput!H759,NA())","v":2007},{"$f":"IF($E760=DataInput!$B759,DataInput!I759,NA())","v":"Actual"},{"$f":"IF($E760=DataInput!$B759,DataInput!J759,NA())","v":13.52406},{"$f":"IF($E760=DataInput!$B759,DataInput!K759,NA())","v":"NA"},null,null,"SA SNUGGERY RURAL",null,null,null,null,false,null,null,{"$error":"#N/A"},{"$error":"#N/A"},{"$error":"#N/A"},{"$error":"#N/A"},{"$error":"#N/A"},{"$error":"#N/A"},{"$error":"#N/A"},{"$error":"#N/A"},{"$error":"#N/A"},{"$error":"#N/A"}]
[null,{"$f":"IF(DataInput!B760=$B$8,IF($B$9=$B$10,TRUE,IF(DataInput!E760=$B$9,TRUE,FALSE)))","v":true},null,null,{"$f":"IF(B761=TRUE,DataInput!B760,NA())","v":"SA"},{"$f":"IF($E761=DataInput!$B760,DataInput!C760,NA())","v":"SSNR"},{"$f":"IF($E761=DataInput!$B760,DataInput!D760,NA())","v":"SNUGGERY RURAL"},{"$f":"IF($E761=DataInput!$B760,DataInput!E760,NA())","v":"SAPN"},{"$f":"IF($E761=DataInput!$B760,DataInput!F760,NA())","v":"Summer"},{"$f":"IF($E761=DataInput!$B760,DataInput!G760,NA())","v":"Non-Coincident"},{"$f":"IF($E761=DataInput!$B760,DataInput!H760,NA())","v":2008},{"$f":"IF($E761=DataInput!$B760,DataInput!I760,NA())","v":"Actual"},{"$f":"IF($E761=DataInput!$B760,DataInput!J760,NA())","v":14.419040000000001},{"$f":"IF($E761=DataInput!$B760,DataInput!K760,NA())","v":"NA"},null,null,"SA SNUGGERY RURAL",null,null,null,null,false,null,null,{"$error":"#N/A"},{"$error":"#N/A"},{"$error":"#N/A"},{"$error":"#N/A"},{"$error":"#N/A"},{"$error":"#N/A"},{"$error":"#N/A"},{"$error":"#N/A"},{"$error":"#N/A"},{"$error":"#N/A"}]
[null,{"$f":"IF(DataInput!B761=$B$8,IF($B$9=$B$10,TRUE,IF(DataInput!E761=$B$9,TRUE,FALSE)))","v":true},null,null,{"$f":"IF(B762=TRUE,DataInput!B761,NA())","v":"SA"},{"$f":"IF($E762=DataInput!$B761,DataInput!C761,NA())","v":"SSNR"},{"$f":"IF($E762=DataInput!$B761,DataInput!D761,NA())","v":"SNUGGERY RURAL"},{"$f":"IF($E762=DataInput!$B761,DataInput!E761,NA())","v":"SAPN"},{"$f":"IF($E762=DataInput!$B761,DataInput!F761,NA())","v":"Summer"},{"$f":"IF($E762=DataInput!$B761,DataInput!G761,NA())","v":"Non-Coincident"},{"$f":"IF($E762=DataInput!$B761,DataInput!H761,NA())","v":2009},{"$f":"IF($E762=DataInput!$B761,DataInput!I761,NA())","v":"Actual"},{"$f":"IF($E762=DataInput!$B761,DataInput!J761,NA())","v":15.260960000000001},{"$f":"IF($E762=DataInput!$B761,DataInput!K761,NA())","v":"NA"},null,null,"SA SNUGGERY RURAL",null,null,null,null,false,null,null,{"$error":"#N/A"},{"$error":"#N/A"},{"$error":"#N/A"},{"$error":"#N/A"},{"$error":"#N/A"},{"$error":"#N/A"},{"$error":"#N/A"},{"$error":"#N/A"},{"$error":"#N/A"},{"$error":"#N/A"}]
[null,{"$f":"IF(DataInput!B762=$B$8,IF($B$9=$B$10,TRUE,IF(DataInput!E762=$B$9,TRUE,FALSE)))","v":true},null,null,{"$f":"IF(B763=TRUE,DataInput!B762,NA())","v":"SA"},{"$f":"IF($E763=DataInput!$B762,DataInput!C762,NA())","v":"SSNR"},{"$f":"IF($E763=DataInput!$B762,DataInput!D762,NA())","v":"SNUGGERY RURAL"},{"$f":"IF($E763=DataInput!$B762,DataInput!E762,NA())","v":"SAPN"},{"$f":"IF($E763=DataInput!$B762,DataInput!F762,NA())","v":"Summer"},{"$f":"IF($E763=DataInput!$B762,DataInput!G762,NA())","v":"Non-Coincident"},{"$f":"IF($E763=DataInput!$B762,DataInput!H762,NA())","v":2010},{"$f":"IF($E763=DataInput!$B762,DataInput!I762,NA())","v":"Actual"},{"$f":"IF($E763=DataInput!$B762,DataInput!J762,NA())","v":16.09778},{"$f":"IF($E763=DataInput!$B762,DataInput!K762,NA())","v":"NA"},null,null,"SA SNUGGERY RURAL",null,null,null,null,false,null,null,{"$error":"#N/A"},{"$error":"#N/A"},{"$error":"#N/A"},{"$error":"#N/A"},{"$error":"#N/A"},{"$error":"#N/A"},{"$error":"#N/A"},{"$error":"#N/A"},{"$error":"#N/A"},{"$error":"#N/A"}]
[null,{"$f":"IF(DataInput!B763=$B$8,IF($B$9=$B$10,TRUE,IF(DataInput!E763=$B$9,TRUE,FALSE)))","v":true},null,null,{"$f":"IF(B764=TRUE,DataInput!B763,NA())","v":"SA"},{"$f":"IF($E764=DataInput!$B763,DataInput!C763,NA())","v":"SSNR"},{"$f":"IF($E764=DataInput!$B763,DataInput!D763,NA())","v":"SNUGGERY RURAL"},{"$f":"IF($E764=DataInput!$B763,DataInput!E763,NA())","v":"SAPN"},{"$f":"IF($E764=DataInput!$B763,DataInput!F763,NA())","v":"Summer"},{"$f":"IF($E764=DataInput!$B763,DataInput!G763,NA())","v":"Non-Coincident"},{"$f":"IF($E764=DataInput!$B763,DataInput!H763,NA())","v":2011},{"$f":"IF($E764=DataInput!$B763,DataInput!I763,NA())","v":"Actual"},{"$f":"IF($E764=DataInput!$B763,DataInput!J763,NA())","v":12.19294},{"$f":"IF($E764=DataInput!$B763,DataInput!K763,NA())","v":"NA"},null,null,"SA SNUGGERY RURAL",null,null,null,null,false,null,null,{"$error":"#N/A"},{"$error":"#N/A"},{"$error":"#N/A"},{"$error":"#N/A"},{"$error":"#N/A"},{"$error":"#N/A"},{"$error":"#N/A"},{"$error":"#N/A"},{"$error":"#N/A"},{"$error":"#N/A"}]
[null,{"$f":"IF(DataInput!B764=$B$8,IF($B$9=$B$10,TRUE,IF(DataInput!E764=$B$9,TRUE,FALSE)))","v":true},null,null,{"$f":"IF(B765=TRUE,DataInput!B764,NA())","v":"SA"},{"$f":"IF($E765=DataInput!$B764,DataInput!C764,NA())","v":"SSNR"},{"$f":"IF($E765=DataInput!$B764,DataInput!D764,NA())","v":"SNUGGERY RURAL"},{"$f":"IF($E765=DataInput!$B764,DataInput!E764,NA())","v":"SAPN"},{"$f":"IF($E765=DataInput!$B764,DataInput!F764,NA())","v":"Summer"},{"$f":"IF($E765=DataInput!$B764,DataInput!G764,NA())","v":"Non-Coincident"},{"$f":"IF($E765=DataInput!$B764,DataInput!H764,NA())","v":2012},{"$f":"IF($E765=DataInput!$B764,DataInput!I764,NA())","v":"Actual"},{"$f":"IF($E765=DataInput!$B764,DataInput!J764,NA())","v":13.786184},{"$f":"IF($E765=DataInput!$B764,DataInput!K764,NA())","v":"NA"},null,null,"SA SNUGGERY RURAL",null,null,null,null,false,null,null,{"$error":"#N/A"},{"$error":"#N/A"},{"$error":"#N/A"},{"$error":"#N/A"},{"$error":"#N/A"},{"$error":"#N/A"},{"$error":"#N/A"},{"$error":"#N/A"},{"$error":"#N/A"},{"$error":"#N/A"}]
[null,{"$f":"IF(DataInput!B765=$B$8,IF($B$9=$B$10,TRUE,IF(DataInput!E765=$B$9,TRUE,FALSE)))","v":true},null,null,{"$f":"IF(B766=TRUE,DataInput!B765,NA())","v":"SA"},{"$f":"IF($E766=DataInput!$B765,DataInput!C765,NA())","v":"SSNR"},{"$f":"IF($E766=DataInput!$B765,DataInput!D765,NA())","v":"SNUGGERY RURAL"},{"$f":"IF($E766=DataInput!$B765,DataInput!E765,NA())","v":"SAPN"},{"$f":"IF($E766=DataInput!$B765,DataInput!F765,NA())","v":"Summer"},{"$f":"IF($E766=DataInput!$B765,DataInput!G765,NA())","v":"Non-Coincident"},{"$f":"IF($E766=DataInput!$B765,DataInput!H765,NA())","v":2013},{"$f":"IF($E766=DataInput!$B765,DataInput!I765,NA())","v":"Actual"},{"$f":"IF($E766=DataInput!$B765,DataInput!J765,NA())","v":14.066280000000001},{"$f":"IF($E766=DataInput!$B765,DataInput!K765,NA())","v":"NA"},null,null,"SA SNUGGERY RURAL",null,null,null,null,false,null,null,{"$error":"#N/A"},{"$error":"#N/A"},{"$error":"#N/A"},{"$error":"#N/A"},{"$error":"#N/A"},{"$error":"#N/A"},{"$error":"#N/A"},{"$error":"#N/A"},{"$error":"#N/A"},{"$error":"#N/A"}]
[null,{"$f":"IF(DataInput!B766=$B$8,IF($B$9=$B$10,TRUE,IF(DataInput!E766=$B$9,TRUE,FALSE)))","v":true},null,null,{"$f":"IF(B767=TRUE,DataInput!B766,NA())","v":"SA"},{"$f":"IF($E767=DataInput!$B766,DataInput!C766,NA())","v":"SSNR"},{"$f":"IF($E767=DataInput!$B766,DataInput!D766,NA())","v":"SNUGGERY RURAL"},{"$f":"IF($E767=DataInput!$B766,DataInput!E766,NA())","v":"SAPN"},{"$f":"IF($E767=DataInput!$B766,DataInput!F766,NA())","v":"Summer"},{"$f":"IF($E767=DataInput!$B766,DataInput!G766,NA())","v":"Non-Coincident"},{"$f":"IF($E767=DataInput!$B766,DataInput!H766,NA())","v":2014},{"$f":"IF($E767=DataInput!$B766,DataInput!I766,NA())","v":"Actual"},{"$f":"IF($E767=DataInput!$B766,DataInput!J766,NA())","v":15.667496},{"$f":"IF($E767=DataInput!$B766,DataInput!K766,NA())","v":"NA"},null,null,"SA SNUGGERY RURAL",null,null,null,null,false,null,null,{"$error":"#N/A"},{"$error":"#N/A"},{"$error":"#N/A"},{"$error":"#N/A"},{"$error":"#N/A"},{"$error":"#N/A"},{"$error":"#N/A"},{"$error":"#N/A"},{"$error":"#N/A"},{"$error":"#N/A"}]
[null,{"$f":"IF(DataInput!B767=$B$8,IF($B$9=$B$10,TRUE,IF(DataInput!E767=$B$9,TRUE,FALSE)))","v":true},null,null,{"$f":"IF(B768=TRUE,DataInput!B767,NA())","v":"SA"},{"$f":"IF($E768=DataInput!$B767,DataInput!C767,NA())","v":"SSNR"},{"$f":"IF($E768=DataInput!$B767,DataInput!D767,NA())","v":"SNUGGERY RURAL"},{"$f":"IF($E768=DataInput!$B767,DataInput!E767,NA())","v":"SAPN"},{"$f":"IF($E768=DataInput!$B767,DataInput!F767,NA())","v":"Winter"},{"$f":"IF($E768=DataInput!$B767,DataInput!G767,NA())","v":"Non-Coincident"},{"$f":"IF($E768=DataInput!$B767,DataInput!H767,NA())","v":2003},{"$f":"IF($E768=DataInput!$B767,DataInput!I767,NA())","v":"Actual"},{"$f":"IF($E768=DataInput!$B767,DataInput!J767,NA())","v":22.360776000000001},{"$f":"IF($E768=DataInput!$B767,DataInput!K767,NA())","v":"NA"},null,null,"SA SNUGGERY RURAL",null,null,null,null,false,null,null,{"$error":"#N/A"},{"$error":"#N/A"},{"$error":"#N/A"},{"$error":"#N/A"},{"$error":"#N/A"},{"$error":"#N/A"},{"$error":"#N/A"},{"$error":"#N/A"},{"$error":"#N/A"},{"$error":"#N/A"}]
[null,{"$f":"IF(DataInput!B768=$B$8,IF($B$9=$B$10,TRUE,IF(DataInput!E768=$B$9,TRUE,FALSE)))","v":true},null,null,{"$f":"IF(B769=TRUE,DataInput!B768,NA())","v":"SA"},{"$f":"IF($E769=DataInput!$B768,DataInput!C768,NA())","v":"SSNR"},{"$f":"IF($E769=DataInput!$B768,DataInput!D768,NA())","v":"SNUGGERY RURAL"},{"$f":"IF($E769=DataInput!$B768,DataInput!E768,NA())","v":"SAPN"},{"$f":"IF($E769=DataInput!$B768,DataInput!F768,NA())","v":"Winter"},{"$f":"IF($E769=DataInput!$B768,DataInput!G768,NA())","v":"Non-Coincident"},{"$f":"IF($E769=DataInput!$B768,DataInput!H768,NA())","v":2004},{"$f":"IF($E769=DataInput!$B768,DataInput!I768,NA())","v":"Actual"},{"$f":"IF($E769=DataInput!$B768,DataInput!J768,NA())","v":11.490568},{"$f":"IF($E769=DataInput!$B768,DataInput!K768,NA())","v":"NA"},null,null,"SA SNUGGERY RURAL",null,null,null,null,false,null,null,{"$error":"#N/A"},{"$error":"#N/A"},{"$error":"#N/A"},{"$error":"#N/A"},{"$error":"#N/A"},{"$error":"#N/A"},{"$error":"#N/A"},{"$error":"#N/A"},{"$error":"#N/A"},{"$error":"#N/A"}]
[null,{"$f":"IF(DataInput!B769=$B$8,IF($B$9=$B$10,TRUE,IF(DataInput!E769=$B$9,TRUE,FALSE)))","v":true},null,null,{"$f":"IF(B770=TRUE,DataInput!B769,NA())","v":"SA"},{"$f":"IF($E770=DataInput!$B769,DataInput!C769,NA())","v":"SSNR"},{"$f":"IF($E770=DataInput!$B769,DataInput!D769,NA())","v":"SNUGGERY RURAL"},{"$f":"IF($E770=DataInput!$B769,DataInput!E769,NA())","v":"SAPN"},{"$f":"IF($E770=DataInput!$B769,DataInput!F769,NA())","v":"Winter"},{"$f":"IF($E770=DataInput!$B769,DataInput!G769,NA())","v":"Non-Coincident"},{"$f":"IF($E770=DataInput!$B769,DataInput!H769,NA())","v":2005},{"$f":"IF($E770=DataInput!$B769,DataInput!I769,NA())","v":"Actual"},{"$f":"IF($E770=DataInput!$B769,DataInput!J769,NA())","v":11.804772},{"$f":"IF($E770=DataInput!$B769,DataInput!K769,NA())","v":"NA"},null,null,"SA SNUGGERY RURAL",null,null,null,null,false,null,null,{"$error":"#N/A"},{"$error":"#N/A"},{"$error":"#N/A"},{"$error":"#N/A"},{"$error":"#N/A"},{"$error":"#N/A"},{"$error":"#N/A"},{"$error":"#N/A"},{"$error":"#N/A"},{"$error":"#N/A"}]
[null,{"$f":"IF(DataInput!B770=$B$8,IF($B$9=$B$10,TRUE,IF(DataInput!E770=$B$9,TRUE,FALSE)))","v":true},null,null,{"$f":"IF(B771=TRUE,DataInput!B770,NA())","v":"SA"},{"$f":"IF($E771=DataInput!$B770,DataInput!C770,NA())","v":"SSNR"},{"$f":"IF($E771=DataInput!$B770,DataInput!D770,NA())","v":"SNUGGERY RURAL"},{"$f":"IF($E771=DataInput!$B770,DataInput!E770,NA())","v":"SAPN"},{"$f":"IF($E771=DataInput!$B770,DataInput!F770,NA())","v":"Winter"},{"$f":"IF($E771=DataInput!$B770,DataInput!G770,NA())","v":"Non-Coincident"},{"$f":"IF($E771=DataInput!$B770,DataInput!H770,NA())","v":2006},{"$f":"IF($E771=DataInput!$B770,DataInput!I770,NA())","v":"Actual"},{"$f":"IF($E771=DataInput!$B770,DataInput!J770,NA())","v":19.378471999999999},{"$f":"IF($E771=DataInput!$B770,DataInput!K770,NA())","v":"NA"},null,null,"SA SNUGGERY RURAL",null,null,null,null,false,null,null,{"$error":"#N/A"},{"$error":"#N/A"},{"$error":"#N/A"},{"$error":"#N/A"},{"$error":"#N/A"},{"$error":"#N/A"},{"$error":"#N/A"},{"$error":"#N/A"},{"$error":"#N/A"},{"$error":"#N/A"}]
[null,{"$f":"IF(DataInput!B771=$B$8,IF($B$9=$B$10,TRUE,IF(DataInput!E771=$B$9,TRUE,FALSE)))","v":true},null,null,{"$f":"IF(B772=TRUE,DataInput!B771,NA())","v":"SA"},{"$f":"IF($E772=DataInput!$B771,DataInput!C771,NA())","v":"SSNR"},{"$f":"IF($E772=DataInput!$B771,DataInput!D771,NA())","v":"SNUGGERY RURAL"},{"$f":"IF($E772=DataInput!$B771,DataInput!E771,NA())","v":"SAPN"},{"$f":"IF($E772=DataInput!$B771,DataInput!F771,NA())","v":"Winter"},{"$f":"IF($E772=DataInput!$B771,DataInput!G771,NA())","v":"Non-Coincident"},{"$f":"IF($E772=DataInput!$B771,DataInput!H771,NA())","v":2007},{"$f":"IF($E772=DataInput!$B771,DataInput!I771,NA())","v":"Actual"},{"$f":"IF($E772=DataInput!$B771,DataInput!J771,NA())","v":12.944844},{"$f":"IF($E772=DataInput!$B771,DataInput!K771,NA())","v":"NA"},null,null,"SA SNUGGERY RURAL",null,null,null,null,false,null,null,{"$error":"#N/A"},{"$error":"#N/A"},{"$error":"#N/A"},{"$error":"#N/A"},{"$error":"#N/A"},{"$error":"#N/A"},{"$error":"#N/A"},{"$error":"#N/A"},{"$error":"#N/A"},{"$error":"#N/A"}]
[null,{"$f":"IF(DataInput!B772=$B$8,IF($B$9=$B$10,TRUE,IF(DataInput!E772=$B$9,TRUE,FALSE)))","v":true},null,null,{"$f":"IF(B773=TRUE,DataInput!B772,NA())","v":"SA"},{"$f":"IF($E773=DataInput!$B772,DataInput!C772,NA())","v":"SSNR"},{"$f":"IF($E773=DataInput!$B772,DataInput!D772,NA())","v":"SNUGGERY RURAL"},{"$f":"IF($E773=DataInput!$B772,DataInput!E772,NA())","v":"SAPN"},{"$f":"IF($E773=DataInput!$B772,DataInput!F772,NA())","v":"Winter"},{"$f":"IF($E773=DataInput!$B772,DataInput!G772,NA())","v":"Non-Coincident"},{"$f":"IF($E773=DataInput!$B772,DataInput!H772,NA())","v":2008},{"$f":"IF($E773=DataInput!$B772,DataInput!I772,NA())","v":"Actual"},{"$f":"IF($E773=DataInput!$B772,DataInput!J772,NA())","v":13.111295999999999},{"$f":"IF($E773=DataInput!$B772,DataInput!K772,NA())","v":"NA"},null,null,"SA SNUGGERY RURAL",null,null,null,null,false,null,null,{"$error":"#N/A"},{"$error":"#N/A"},{"$error":"#N/A"},{"$error":"#N/A"},{"$error":"#N/A"},{"$error":"#N/A"},{"$error":"#N/A"},{"$error":"#N/A"},{"$error":"#N/A"},{"$error":"#N/A"}]
[null,{"$f":"IF(DataInput!B773=$B$8,IF($B$9=$B$10,TRUE,IF(DataInput!E773=$B$9,TRUE,FALSE)))","v":true},null,null,{"$f":"IF(B774=TRUE,DataInput!B773,NA())","v":"SA"},{"$f":"IF($E774=DataInput!$B773,DataInput!C773,NA())","v":"SSNR"},{"$f":"IF($E774=DataInput!$B773,DataInput!D773,NA())","v":"SNUGGERY RURAL"},{"$f":"IF($E774=DataInput!$B773,DataInput!E773,NA())","v":"SAPN"},{"$f":"IF($E774=DataInput!$B773,DataInput!F773,NA())","v":"Winter"},{"$f":"IF($E774=DataInput!$B773,DataInput!G773,NA())","v":"Non-Coincident"},{"$f":"IF($E774=DataInput!$B773,DataInput!H773,NA())","v":2009},{"$f":"IF($E774=DataInput!$B773,DataInput!I773,NA())","v":"Actual"},{"$f":"IF($E774=DataInput!$B773,DataInput!J773,NA())","v":13.099064},{"$f":"IF($E774=DataInput!$B773,DataInput!K773,NA())","v":"NA"},null,null,"SA SNUGGERY RURAL",null,null,null,null,false,null,null,{"$error":"#N/A"},{"$error":"#N/A"},{"$error":"#N/A"},{"$error":"#N/A"},{"$error":"#N/A"},{"$error":"#N/A"},{"$error":"#N/A"},{"$error":"#N/A"},{"$error":"#N/A"},{"$error":"#N/A"}]
[null,{"$f":"IF(DataInput!B774=$B$8,IF($B$9=$B$10,TRUE,IF(DataInput!E774=$B$9,TRUE,FALSE)))","v":true},null,null,{"$f":"IF(B775=TRUE,DataInput!B774,NA())","v":"SA"},{"$f":"IF($E775=DataInput!$B774,DataInput!C774,NA())","v":"SSNR"},{"$f":"IF($E775=DataInput!$B774,DataInput!D774,NA())","v":"SNUGGERY RURAL"},{"$f":"IF($E775=DataInput!$B774,DataInput!E774,NA())","v":"SAPN"},{"$f":"IF($E775=DataInput!$B774,DataInput!F774,NA())","v":"Winter"},{"$f":"IF($E775=DataInput!$B774,DataInput!G774,NA())","v":"Non-Coincident"},{"$f":"IF($E775=DataInput!$B774,DataInput!H774,NA())","v":2010},{"$f":"IF($E775=DataInput!$B774,DataInput!I774,NA())","v":"Actual"},{"$f":"IF($E775=DataInput!$B774,DataInput!J774,NA())","v":16.639939999999999},{"$f":"IF($E775=DataInput!$B774,DataInput!K774,NA())","v":"NA"},null,null,"SA SNUGGERY RURAL",null,null,null,null,false,null,null,{"$error":"#N/A"},{"$error":"#N/A"},{"$error":"#N/A"},{"$error":"#N/A"},{"$error":"#N/A"},{"$error":"#N/A"},{"$error":"#N/A"},{"$error":"#N/A"},{"$error":"#N/A"},{"$error":"#N/A"}]
[null,{"$f":"IF(DataInput!B775=$B$8,IF($B$9=$B$10,TRUE,IF(DataInput!E775=$B$9,TRUE,FALSE)))","v":true},null,null,{"$f":"IF(B776=TRUE,DataInput!B775,NA())","v":"SA"},{"$f":"IF($E776=DataInput!$B775,DataInput!C775,NA())","v":"SSNR"},{"$f":"IF($E776=DataInput!$B775,DataInput!D775,NA())","v":"SNUGGERY RURAL"},{"$f":"IF($E776=DataInput!$B775,DataInput!E775,NA())","v":"SAPN"},{"$f":"IF($E776=DataInput!$B775,DataInput!F775,NA())","v":"Winter"},{"$f":"IF($E776=DataInput!$B775,DataInput!G775,NA())","v":"Non-Coincident"},{"$f":"IF($E776=DataInput!$B775,DataInput!H775,NA())","v":2011},{"$f":"IF($E776=DataInput!$B775,DataInput!I775,NA())","v":"Actual"},{"$f":"IF($E776=DataInput!$B775,DataInput!J775,NA())","v":12.983732},{"$f":"IF($E776=DataInput!$B775,DataInput!K775,NA())","v":"NA"},null,null,"SA SNUGGERY RURAL",null,null,null,null,false,null,null,{"$error":"#N/A"},{"$error":"#N/A"},{"$error":"#N/A"},{"$error":"#N/A"},{"$error":"#N/A"},{"$error":"#N/A"},{"$error":"#N/A"},{"$error":"#N/A"},{"$error":"#N/A"},{"$error":"#N/A"}]
[null,{"$f":"IF(DataInput!B776=$B$8,IF($B$9=$B$10,TRUE,IF(DataInput!E776=$B$9,TRUE,FALSE)))","v":true},null,null,{"$f":"IF(B777=TRUE,DataInput!B776,NA())","v":"SA"},{"$f":"IF($E777=DataInput!$B776,DataInput!C776,NA())","v":"SSNR"},{"$f":"IF($E777=DataInput!$B776,DataInput!D776,NA())","v":"SNUGGERY RURAL"},{"$f":"IF($E777=DataInput!$B776,DataInput!E776,NA())","v":"SAPN"},{"$f":"IF($E777=DataInput!$B776,DataInput!F776,NA())","v":"Winter"},{"$f":"IF($E777=DataInput!$B776,DataInput!G776,NA())","v":"Non-Coincident"},{"$f":"IF($E777=DataInput!$B776,DataInput!H776,NA())","v":2012},{"$f":"IF($E777=DataInput!$B776,DataInput!I776,NA())","v":"Actual"},{"$f":"IF($E777=DataInput!$B776,DataInput!J776,NA())","v":13.180244},{"$f":"IF($E777=DataInput!$B776,DataInput!K776,NA())","v":"NA"},null,null,"SA SNUGGERY RURAL",null,null,null,null,false,null,null,{"$error":"#N/A"},{"$error":"#N/A"},{"$error":"#N/A"},{"$error":"#N/A"},{"$error":"#N/A"},{"$error":"#N/A"},{"$error":"#N/A"},{"$error":"#N/A"},{"$error":"#N/A"},{"$error":"#N/A"}]
[null,{"$f":"IF(DataInput!B777=$B$8,IF($B$9=$B$10,TRUE,IF(DataInput!E777=$B$9,TRUE,FALSE)))","v":true},null,null,{"$f":"IF(B778=TRUE,DataInput!B777,NA())","v":"SA"},{"$f":"IF($E778=DataInput!$B777,DataInput!C777,NA())","v":"SSNR"},{"$f":"IF($E778=DataInput!$B777,DataInput!D777,NA())","v":"SNUGGERY RURAL"},{"$f":"IF($E778=DataInput!$B777,DataInput!E777,NA())","v":"SAPN"},{"$f":"IF($E778=DataInput!$B777,DataInput!F777,NA())","v":"Winter"},{"$f":"IF($E778=DataInput!$B777,DataInput!G777,NA())","v":"Non-Coincident"},{"$f":"IF($E778=DataInput!$B777,DataInput!H777,NA())","v":2013},{"$f":"IF($E778=DataInput!$B777,DataInput!I777,NA())","v":"Actual"},{"$f":"IF($E778=DataInput!$B777,DataInput!J777,NA())","v":12.504052},{"$f":"IF($E778=DataInput!$B777,DataInput!K777,NA())","v":"NA"},null,null,"SA SNUGGERY RURAL",null,null,null,null,false,null,null,{"$error":"#N/A"},{"$error":"#N/A"},{"$error":"#N/A"},{"$error":"#N/A"},{"$error":"#N/A"},{"$error":"#N/A"},{"$error":"#N/A"},{"$error":"#N/A"},{"$error":"#N/A"},{"$error":"#N/A"}]
[null,{"$f":"IF(DataInput!B778=$B$8,IF($B$9=$B$10,TRUE,IF(DataInput!E778=$B$9,TRUE,FALSE)))","v":true},null,null,{"$f":"IF(B779=TRUE,DataInput!B778,NA())","v":"SA"},{"$f":"IF($E779=DataInput!$B778,DataInput!C778,NA())","v":"SSNR"},{"$f":"IF($E779=DataInput!$B778,DataInput!D778,NA())","v":"SNUGGERY RURAL"},{"$f":"IF($E779=DataInput!$B778,DataInput!E778,NA())","v":"SAPN"},{"$f":"IF($E779=DataInput!$B778,DataInput!F778,NA())","v":"Winter"},{"$f":"IF($E779=DataInput!$B778,DataInput!G778,NA())","v":"Non-Coincident"},{"$f":"IF($E779=DataInput!$B778,DataInput!H778,NA())","v":2014},{"$f":"IF($E779=DataInput!$B778,DataInput!I778,NA())","v":"Actual"},{"$f":"IF($E779=DataInput!$B778,DataInput!J778,NA())","v":12.337084000000001},{"$f":"IF($E779=DataInput!$B778,DataInput!K778,NA())","v":"NA"},null,null,"SA SNUGGERY RURAL",null,null,null,null,false,null,null,{"$error":"#N/A"},{"$error":"#N/A"},{"$error":"#N/A"},{"$error":"#N/A"},{"$error":"#N/A"},{"$error":"#N/A"},{"$error":"#N/A"},{"$error":"#N/A"},{"$error":"#N/A"},{"$error":"#N/A"}]
[null,{"$f":"IF(DataInput!B779=$B$8,IF($B$9=$B$10,TRUE,IF(DataInput!E779=$B$9,TRUE,FALSE)))","v":true},null,null,{"$f":"IF(B780=TRUE,DataInput!B779,NA())","v":"SA"},{"$f":"IF($E780=DataInput!$B779,DataInput!C779,NA())","v":"STAL"},{"$f":"IF($E780=DataInput!$B779,DataInput!D779,NA())","v":"TAILEM BEND"},{"$f":"IF($E780=DataInput!$B779,DataInput!E779,NA())","v":"SAPN"},{"$f":"IF($E780=DataInput!$B779,DataInput!F779,NA())","v":"Summer"},{"$f":"IF($E780=DataInput!$B779,DataInput!G779,NA())","v":"Non-Coincident"},{"$f":"IF($E780=DataInput!$B779,DataInput!H779,NA())","v":2003},{"$f":"IF($E780=DataInput!$B779,DataInput!I779,NA())","v":"Actual"},{"$f":"IF($E780=DataInput!$B779,DataInput!J779,NA())","v":20.894608000000002},{"$f":"IF($E780=DataInput!$B779,DataInput!K779,NA())","v":"NA"},null,null,{"$f":"IF(OR(ISERROR(E780),ISERROR(G780)),\"  \",E780&\" \"&G780)","v":"SA TAILEM BEND"},null,null,null,null,{"$f":"IF(ISERROR(G780),FALSE,IF($V$9=G780,TRUE,FALSE))","v":false},null,null,{"$f":"IF($V780=TRUE,E780,NA())","v":{"$error":"#N/A"}},{"$error":"#N/A"},{"$error":"#N/A"},{"$error":"#N/A"},{"$error":"#N/A"},{"$error":"#N/A"},{"$error":"#N/A"},{"$error":"#N/A"},{"$error":"#N/A"},{"$error":"#N/A"}]
[null,{"$f":"IF(DataInput!B780=$B$8,IF($B$9=$B$10,TRUE,IF(DataInput!E780=$B$9,TRUE,FALSE)))","v":true},null,null,{"$f":"IF(B781=TRUE,DataInput!B780,NA())","v":"SA"},{"$f":"IF($E781=DataInput!$B780,DataInput!C780,NA())","v":"STAL"},{"$f":"IF($E781=DataInput!$B780,DataInput!D780,NA())","v":"TAILEM BEND"},{"$f":"IF($E781=DataInput!$B780,DataInput!E780,NA())","v":"SAPN"},{"$f":"IF($E781=DataInput!$B780,DataInput!F780,NA())","v":"Summer"},{"$f":"IF($E781=DataInput!$B780,DataInput!G780,NA())","v":"Non-Coincident"},{"$f":"IF($E781=DataInput!$B780,DataInput!H780,NA())","v":2004},{"$f":"IF($E781=DataInput!$B780,DataInput!I780,NA())","v":"Actual"},{"$f":"IF($E781=DataInput!$B780,DataInput!J780,NA())","v":20.300884},{"$f":"IF($E781=DataInput!$B780,DataInput!K780,NA())","v":"NA"},null,null,"SA TAILEM BEND",null,null,null,null,false,null,null,{"$error":"#N/A"},{"$error":"#N/A"},{"$error":"#N/A"},{"$error":"#N/A"},{"$error":"#N/A"},{"$error":"#N/A"},{"$error":"#N/A"},{"$error":"#N/A"},{"$error":"#N/A"},{"$error":"#N/A"}]
[null,{"$f":"IF(DataInput!B781=$B$8,IF($B$9=$B$10,TRUE,IF(DataInput!E781=$B$9,TRUE,FALSE)))","v":true},null,null,{"$f":"IF(B782=TRUE,DataInput!B781,NA())","v":"SA"},{"$f":"IF($E782=DataInput!$B781,DataInput!C781,NA())","v":"STAL"},{"$f":"IF($E782=DataInput!$B781,DataInput!D781,NA())","v":"TAILEM BEND"},{"$f":"IF($E782=DataInput!$B781,DataInput!E781,NA())","v":"SAPN"},{"$f":"IF($E782=DataInput!$B781,DataInput!F781,NA())","v":"Summer"},{"$f":"IF($E782=DataInput!$B781,DataInput!G781,NA())","v":"Non-Coincident"},{"$f":"IF($E782=DataInput!$B781,DataInput!H781,NA())","v":2005},{"$f":"IF($E782=DataInput!$B781,DataInput!I781,NA())","v":"Actual"},{"$f":"IF($E782=DataInput!$B781,DataInput!J781,NA())","v":20.731188},{"$f":"IF($E782=DataInput!$B781,DataInput!K781,NA())","v":"NA"},null,null,"SA TAILEM BEND",null,null,null,null,false,null,null,{"$error":"#N/A"},{"$error":"#N/A"},{"$error":"#N/A"},{"$error":"#N/A"},{"$error":"#N/A"},{"$error":"#N/A"},{"$error":"#N/A"},{"$error":"#N/A"},{"$error":"#N/A"},{"$error":"#N/A"}]
[null,{"$f":"IF(DataInput!B782=$B$8,IF($B$9=$B$10,TRUE,IF(DataInput!E782=$B$9,TRUE,FALSE)))","v":true},null,null,{"$f":"IF(B783=TRUE,DataInput!B782,NA())","v":"SA"},{"$f":"IF($E783=DataInput!$B782,DataInput!C782,NA())","v":"STAL"},{"$f":"IF($E783=DataInput!$B782,DataInput!D782,NA())","v":"TAILEM BEND"},{"$f":"IF($E783=DataInput!$B782,DataInput!E782,NA())","v":"SAPN"},{"$f":"IF($E783=DataInput!$B782,DataInput!F782,NA())","v":"Summer"},{"$f":"IF($E783=DataInput!$B782,DataInput!G782,NA())","v":"Non-Coincident"},{"$f":"IF($E783=DataInput!$B782,DataInput!H782,NA())","v":2006},{"$f":"IF($E783=DataInput!$B782,DataInput!I782,NA())","v":"Actual"},{"$f":"IF($E783=DataInput!$B782,DataInput!J782,NA())","v":21.908072000000001},{"$f":"IF($E783=DataInput!$B782,DataInput!K782,NA())","v":"NA"},null,null,"SA TAILEM BEND",null,null,null,null,false,null,null,{"$error":"#N/A"},{"$error":"#N/A"},{"$error":"#N/A"},{"$error":"#N/A"},{"$error":"#N/A"},{"$error":"#N/A"},{"$error":"#N/A"},{"$error":"#N/A"},{"$error":"#N/A"},{"$error":"#N/A"}]
[null,{"$f":"IF(DataInput!B783=$B$8,IF($B$9=$B$10,TRUE,IF(DataInput!E783=$B$9,TRUE,FALSE)))","v":true},null,null,{"$f":"IF(B784=TRUE,DataInput!B783,NA())","v":"SA"},{"$f":"IF($E784=DataInput!$B783,DataInput!C783,NA())","v":"STAL"},{"$f":"IF($E784=DataInput!$B783,DataInput!D783,NA())","v":"TAILEM BEND"},{"$f":"IF($E784=DataInput!$B783,DataInput!E783,NA())","v":"SAPN"},{"$f":"IF($E784=DataInput!$B783,DataInput!F783,NA())","v":"Summer"},{"$f":"IF($E784=DataInput!$B783,DataInput!G783,NA())","v":"Non-Coincident"},{"$f":"IF($E784=DataInput!$B783,DataInput!H783,NA())","v":2007},{"$f":"IF($E784=DataInput!$B783,DataInput!I783,NA())","v":"Actual"},{"$f":"IF($E784=DataInput!$B783,DataInput!J783,NA())","v":20.245311999999998},{"$f":"IF($E784=DataInput!$B783,DataInput!K783,NA())","v":"NA"},null,null,"SA TAILEM BEND",null,null,null,null,false,null,null,{"$error":"#N/A"},{"$error":"#N/A"},{"$error":"#N/A"},{"$error":"#N/A"},{"$error":"#N/A"},{"$error":"#N/A"},{"$error":"#N/A"},{"$error":"#N/A"},{"$error":"#N/A"},{"$error":"#N/A"}]
[null,{"$f":"IF(DataInput!B784=$B$8,IF($B$9=$B$10,TRUE,IF(DataInput!E784=$B$9,TRUE,FALSE)))","v":true},null,null,{"$f":"IF(B785=TRUE,DataInput!B784,NA())","v":"SA"},{"$f":"IF($E785=DataInput!$B784,DataInput!C784,NA())","v":"STAL"},{"$f":"IF($E785=DataInput!$B784,DataInput!D784,NA())","v":"TAILEM BEND"},{"$f":"IF($E785=DataInput!$B784,DataInput!E784,NA())","v":"SAPN"},{"$f":"IF($E785=DataInput!$B784,DataInput!F784,NA())","v":"Summer"},{"$f":"IF($E785=DataInput!$B784,DataInput!G784,NA())","v":"Non-Coincident"},{"$f":"IF($E785=DataInput!$B784,DataInput!H784,NA())","v":2008},{"$f":"IF($E785=DataInput!$B784,DataInput!I784,NA())","v":"Actual"},{"$f":"IF($E785=DataInput!$B784,DataInput!J784,NA())","v":18.963191999999999},{"$f":"IF($E785=DataInput!$B784,DataInput!K784,NA())","v":"NA"},null,null,"SA TAILEM BEND",null,null,null,null,false,null,null,{"$error":"#N/A"},{"$error":"#N/A"},{"$error":"#N/A"},{"$error":"#N/A"},{"$error":"#N/A"},{"$error":"#N/A"},{"$error":"#N/A"},{"$error":"#N/A"},{"$error":"#N/A"},{"$error":"#N/A"}]
[null,{"$f":"IF(DataInput!B785=$B$8,IF($B$9=$B$10,TRUE,IF(DataInput!E785=$B$9,TRUE,FALSE)))","v":true},null,null,{"$f":"IF(B786=TRUE,DataInput!B785,NA())","v":"SA"},{"$f":"IF($E786=DataInput!$B785,DataInput!C785,NA())","v":"STAL"},{"$f":"IF($E786=DataInput!$B785,DataInput!D785,NA())","v":"TAILEM BEND"},{"$f":"IF($E786=DataInput!$B785,DataInput!E785,NA())","v":"SAPN"},{"$f":"IF($E786=DataInput!$B785,DataInput!F785,NA())","v":"Summer"},{"$f":"IF($E786=DataInput!$B785,DataInput!G785,NA())","v":"Non-Coincident"},{"$f":"IF($E786=DataInput!$B785,DataInput!H785,NA())","v":2009},{"$f":"IF($E786=DataInput!$B785,DataInput!I785,NA())","v":"Actual"},{"$f":"IF($E786=DataInput!$B785,DataInput!J785,NA())","v":21.649664000000001},{"$f":"IF($E786=DataInput!$B785,DataInput!K785,NA())","v":"NA"},null,null,"SA TAILEM BEND",null,null,null,null,false,null,null,{"$error":"#N/A"},{"$error":"#N/A"},{"$error":"#N/A"},{"$error":"#N/A"},{"$error":"#N/A"},{"$error":"#N/A"},{"$error":"#N/A"},{"$error":"#N/A"},{"$error":"#N/A"},{"$error":"#N/A"}]
[null,{"$f":"IF(DataInput!B786=$B$8,IF($B$9=$B$10,TRUE,IF(DataInput!E786=$B$9,TRUE,FALSE)))","v":true},null,null,{"$f":"IF(B787=TRUE,DataInput!B786,NA())","v":"SA"},{"$f":"IF($E787=DataInput!$B786,DataInput!C786,NA())","v":"STAL"},{"$f":"IF($E787=DataInput!$B786,DataInput!D786,NA())","v":"TAILEM BEND"},{"$f":"IF($E787=DataInput!$B786,DataInput!E786,NA())","v":"SAPN"},{"$f":"IF($E787=DataInput!$B786,DataInput!F786,NA())","v":"Summer"},{"$f":"IF($E787=DataInput!$B786,DataInput!G786,NA())","v":"Non-Coincident"},{"$f":"IF($E787=DataInput!$B786,DataInput!H786,NA())","v":2010},{"$f":"IF($E787=DataInput!$B786,DataInput!I786,NA())","v":"Actual"},{"$f":"IF($E787=DataInput!$B786,DataInput!J786,NA())","v":21.992892000000001},{"$f":"IF($E787=DataInput!$B786,DataInput!K786,NA())","v":"NA"},null,null,"SA TAILEM BEND",null,null,null,null,false,null,null,{"$error":"#N/A"},{"$error":"#N/A"},{"$error":"#N/A"},{"$error":"#N/A"},{"$error":"#N/A"},{"$error":"#N/A"},{"$error":"#N/A"},{"$error":"#N/A"},{"$error":"#N/A"},{"$error":"#N/A"}]
[null,{"$f":"IF(DataInput!B787=$B$8,IF($B$9=$B$10,TRUE,IF(DataInput!E787=$B$9,TRUE,FALSE)))","v":true},null,null,{"$f":"IF(B788=TRUE,DataInput!B787,NA())","v":"SA"},{"$f":"IF($E788=DataInput!$B787,DataInput!C787,NA())","v":"STAL"},{"$f":"IF($E788=DataInput!$B787,DataInput!D787,NA())","v":"TAILEM BEND"},{"$f":"IF($E788=DataInput!$B787,DataInput!E787,NA())","v":"SAPN"},{"$f":"IF($E788=DataInput!$B787,DataInput!F787,NA())","v":"Summer"},{"$f":"IF($E788=DataInput!$B787,DataInput!G787,NA())","v":"Non-Coincident"},{"$f":"IF($E788=DataInput!$B787,DataInput!H787,NA())","v":2011},{"$f":"IF($E788=DataInput!$B787,DataInput!I787,NA())","v":"Actual"},{"$f":"IF($E788=DataInput!$B787,DataInput!J787,NA())","v":23.279496000000002},{"$f":"IF($E788=DataInput!$B787,DataInput!K787,NA())","v":"NA"},null,null,"SA TAILEM BEND",null,null,null,null,false,null,null,{"$error":"#N/A"},{"$error":"#N/A"},{"$error":"#N/A"},{"$error":"#N/A"},{"$error":"#N/A"},{"$error":"#N/A"},{"$error":"#N/A"},{"$error":"#N/A"},{"$error":"#N/A"},{"$error":"#N/A"}]
[null,{"$f":"IF(DataInput!B788=$B$8,IF($B$9=$B$10,TRUE,IF(DataInput!E788=$B$9,TRUE,FALSE)))","v":true},null,null,{"$f":"IF(B789=TRUE,DataInput!B788,NA())","v":"SA"},{"$f":"IF($E789=DataInput!$B788,DataInput!C788,NA())","v":"STAL"},{"$f":"IF($E789=DataInput!$B788,DataInput!D788,NA())","v":"TAILEM BEND"},{"$f":"IF($E789=DataInput!$B788,DataInput!E788,NA())","v":"SAPN"},{"$f":"IF($E789=DataInput!$B788,DataInput!F788,NA())","v":"Summer"},{"$f":"IF($E789=DataInput!$B788,DataInput!G788,NA())","v":"Non-Coincident"},{"$f":"IF($E789=DataInput!$B788,DataInput!H788,NA())","v":2012},{"$f":"IF($E789=DataInput!$B788,DataInput!I788,NA())","v":"Actual"},{"$f":"IF($E789=DataInput!$B788,DataInput!J788,NA())","v":19.836075999999998},{"$f":"IF($E789=DataInput!$B788,DataInput!K788,NA())","v":"NA"},null,null,"SA TAILEM BEND",null,null,null,null,false,null,null,{"$error":"#N/A"},{"$error":"#N/A"},{"$error":"#N/A"},{"$error":"#N/A"},{"$error":"#N/A"},{"$error":"#N/A"},{"$error":"#N/A"},{"$error":"#N/A"},{"$error":"#N/A"},{"$error":"#N/A"}]
[null,{"$f":"IF(DataInput!B789=$B$8,IF($B$9=$B$10,TRUE,IF(DataInput!E789=$B$9,TRUE,FALSE)))","v":true},null,null,{"$f":"IF(B790=TRUE,DataInput!B789,NA())","v":"SA"},{"$f":"IF($E790=DataInput!$B789,DataInput!C789,NA())","v":"STAL"},{"$f":"IF($E790=DataInput!$B789,DataInput!D789,NA())","v":"TAILEM BEND"},{"$f":"IF($E790=DataInput!$B789,DataInput!E789,NA())","v":"SAPN"},{"$f":"IF($E790=DataInput!$B789,DataInput!F789,NA())","v":"Summer"},{"$f":"IF($E790=DataInput!$B789,DataInput!G789,NA())","v":"Non-Coincident"},{"$f":"IF($E790=DataInput!$B789,DataInput!H789,NA())","v":2013},{"$f":"IF($E790=DataInput!$B789,DataInput!I789,NA())","v":"Actual"},{"$f":"IF($E790=DataInput!$B789,DataInput!J789,NA())","v":21.348792},{"$f":"IF($E790=DataInput!$B789,DataInput!K789,NA())","v":"NA"},null,null,"SA TAILEM BEND",null,null,null,null,false,null,null,{"$error":"#N/A"},{"$error":"#N/A"},{"$error":"#N/A"},{"$error":"#N/A"},{"$error":"#N/A"},{"$error":"#N/A"},{"$error":"#N/A"},{"$error":"#N/A"},{"$error":"#N/A"},{"$error":"#N/A"}]
[null,{"$f":"IF(DataInput!B790=$B$8,IF($B$9=$B$10,TRUE,IF(DataInput!E790=$B$9,TRUE,FALSE)))","v":true},null,null,{"$f":"IF(B791=TRUE,DataInput!B790,NA())","v":"SA"},{"$f":"IF($E791=DataInput!$B790,DataInput!C790,NA())","v":"STAL"},{"$f":"IF($E791=DataInput!$B790,DataInput!D790,NA())","v":"TAILEM BEND"},{"$f":"IF($E791=DataInput!$B790,DataInput!E790,NA())","v":"SAPN"},{"$f":"IF($E791=DataInput!$B790,DataInput!F790,NA())","v":"Summer"},{"$f":"IF($E791=DataInput!$B790,DataInput!G790,NA())","v":"Non-Coincident"},{"$f":"IF($E791=DataInput!$B790,DataInput!H790,NA())","v":2014},{"$f":"IF($E791=DataInput!$B790,DataInput!I790,NA())","v":"Actual"},{"$f":"IF($E791=DataInput!$B790,DataInput!J790,NA())","v":21.84544},{"$f":"IF($E791=DataInput!$B790,DataInput!K790,NA())","v":"NA"},null,null,"SA TAILEM BEND",null,null,null,null,false,null,null,{"$error":"#N/A"},{"$error":"#N/A"},{"$error":"#N/A"},{"$error":"#N/A"},{"$error":"#N/A"},{"$error":"#N/A"},{"$error":"#N/A"},{"$error":"#N/A"},{"$error":"#N/A"},{"$error":"#N/A"}]
[null,{"$f":"IF(DataInput!B791=$B$8,IF($B$9=$B$10,TRUE,IF(DataInput!E791=$B$9,TRUE,FALSE)))","v":true},null,null,{"$f":"IF(B792=TRUE,DataInput!B791,NA())","v":"SA"},{"$f":"IF($E792=DataInput!$B791,DataInput!C791,NA())","v":"STAL"},{"$f":"IF($E792=DataInput!$B791,DataInput!D791,NA())","v":"TAILEM BEND"},{"$f":"IF($E792=DataInput!$B791,DataInput!E791,NA())","v":"SAPN"},{"$f":"IF($E792=DataInput!$B791,DataInput!F791,NA())","v":"Winter"},{"$f":"IF($E792=DataInput!$B791,DataInput!G791,NA())","v":"Non-Coincident"},{"$f":"IF($E792=DataInput!$B791,DataInput!H791,NA())","v":2003},{"$f":"IF($E792=DataInput!$B791,DataInput!I791,NA())","v":"Actual"},{"$f":"IF($E792=DataInput!$B791,DataInput!J791,NA())","v":14.10591},{"$f":"IF($E792=DataInput!$B791,DataInput!K791,NA())","v":"NA"},null,null,"SA TAILEM BEND",null,null,null,null,false,null,null,{"$error":"#N/A"},{"$error":"#N/A"},{"$error":"#N/A"},{"$error":"#N/A"},{"$error":"#N/A"},{"$error":"#N/A"},{"$error":"#N/A"},{"$error":"#N/A"},{"$error":"#N/A"},{"$error":"#N/A"}]
[null,{"$f":"IF(DataInput!B792=$B$8,IF($B$9=$B$10,TRUE,IF(DataInput!E792=$B$9,TRUE,FALSE)))","v":true},null,null,{"$f":"IF(B793=TRUE,DataInput!B792,NA())","v":"SA"},{"$f":"IF($E793=DataInput!$B792,DataInput!C792,NA())","v":"STAL"},{"$f":"IF($E793=DataInput!$B792,DataInput!D792,NA())","v":"TAILEM BEND"},{"$f":"IF($E793=DataInput!$B792,DataInput!E792,NA())","v":"SAPN"},{"$f":"IF($E793=DataInput!$B792,DataInput!F792,NA())","v":"Winter"},{"$f":"IF($E793=DataInput!$B792,DataInput!G792,NA())","v":"Non-Coincident"},{"$f":"IF($E793=DataInput!$B792,DataInput!H792,NA())","v":2004},{"$f":"IF($E793=DataInput!$B792,DataInput!I792,NA())","v":"Actual"},{"$f":"IF($E793=DataInput!$B792,DataInput!J792,NA())","v":14.3123},{"$f":"IF($E793=DataInput!$B792,DataInput!K792,NA())","v":"NA"},null,null,"SA TAILEM BEND",null,null,null,null,false,null,null,{"$error":"#N/A"},{"$error":"#N/A"},{"$error":"#N/A"},{"$error":"#N/A"},{"$error":"#N/A"},{"$error":"#N/A"},{"$error":"#N/A"},{"$error":"#N/A"},{"$error":"#N/A"},{"$error":"#N/A"}]
[null,{"$f":"IF(DataInput!B793=$B$8,IF($B$9=$B$10,TRUE,IF(DataInput!E793=$B$9,TRUE,FALSE)))","v":true},null,null,{"$f":"IF(B794=TRUE,DataInput!B793,NA())","v":"SA"},{"$f":"IF($E794=DataInput!$B793,DataInput!C793,NA())","v":"STAL"},{"$f":"IF($E794=DataInput!$B793,DataInput!D793,NA())","v":"TAILEM BEND"},{"$f":"IF($E794=DataInput!$B793,DataInput!E793,NA())","v":"SAPN"},{"$f":"IF($E794=DataInput!$B793,DataInput!F793,NA())","v":"Winter"},{"$f":"IF($E794=DataInput!$B793,DataInput!G793,NA())","v":"Non-Coincident"},{"$f":"IF($E794=DataInput!$B793,DataInput!H793,NA())","v":2005},{"$f":"IF($E794=DataInput!$B793,DataInput!I793,NA())","v":"Actual"},{"$f":"IF($E794=DataInput!$B793,DataInput!J793,NA())","v":14.789756000000001},{"$f":"IF($E794=DataInput!$B793,DataInput!K793,NA())","v":"NA"},null,null,"SA TAILEM BEND",null,null,null,null,false,null,null,{"$error":"#N/A"},{"$error":"#N/A"},{"$error":"#N/A"},{"$error":"#N/A"},{"$error":"#N/A"},{"$error":"#N/A"},{"$error":"#N/A"},{"$error":"#N/A"},{"$error":"#N/A"},{"$error":"#N/A"}]
[null,{"$f":"IF(DataInput!B794=$B$8,IF($B$9=$B$10,TRUE,IF(DataInput!E794=$B$9,TRUE,FALSE)))","v":true},null,null,{"$f":"IF(B795=TRUE,DataInput!B794,NA())","v":"SA"},{"$f":"IF($E795=DataInput!$B794,DataInput!C794,NA())","v":"STAL"},{"$f":"IF($E795=DataInput!$B794,DataInput!D794,NA())","v":"TAILEM BEND"},{"$f":"IF($E795=DataInput!$B794,DataInput!E794,NA())","v":"SAPN"},{"$f":"IF($E795=DataInput!$B794,DataInput!F794,NA())","v":"Winter"},{"$f":"IF($E795=DataInput!$B794,DataInput!G794,NA())","v":"Non-Coincident"},{"$f":"IF($E795=DataInput!$B794,DataInput!H794,NA())","v":2006},{"$f":"IF($E795=DataInput!$B794,DataInput!I794,NA())","v":"Actual"},{"$f":"IF($E795=DataInput!$B794,DataInput!J794,NA())","v":16.473299999999998},{"$f":"IF($E795=DataInput!$B794,DataInput!K794,NA())","v":"NA"},null,null,"SA TAILEM BEND",null,null,null,null,false,null,null,{"$error":"#N/A"},{"$error":"#N/A"},{"$error":"#N/A"},{"$error":"#N/A"},{"$error":"#N/A"},{"$error":"#N/A"},{"$error":"#N/A"},{"$error":"#N/A"},{"$error":"#N/A"},{"$error":"#N/A"}]
[null,{"$f":"IF(DataInput!B795=$B$8,IF($B$9=$B$10,TRUE,IF(DataInput!E795=$B$9,TRUE,FALSE)))","v":true},null,null,{"$f":"IF(B796=TRUE,DataInput!B795,NA())","v":"SA"},{"$f":"IF($E796=DataInput!$B795,DataInput!C795,NA())","v":"STAL"},{"$f":"IF($E796=DataInput!$B795,DataInput!D795,NA())","v":"TAILEM BEND"},{"$f":"IF($E796=DataInput!$B795,DataInput!E795,NA())","v":"SAPN"},{"$f":"IF($E796=DataInput!$B795,DataInput!F795,NA())","v":"Winter"},{"$f":"IF($E796=DataInput!$B795,DataInput!G795,NA())","v":"Non-Coincident"},{"$f":"IF($E796=DataInput!$B795,DataInput!H795,NA())","v":2007},{"$f":"IF($E796=DataInput!$B795,DataInput!I795,NA())","v":"Actual"},{"$f":"IF($E796=DataInput!$B795,DataInput!J795,NA())","v":15.313872},{"$f":"IF($E796=DataInput!$B795,DataInput!K795,NA())","v":"NA"},null,null,"SA TAILEM BEND",null,null,null,null,false,null,null,{"$error":"#N/A"},{"$error":"#N/A"},{"$error":"#N/A"},{"$error":"#N/A"},{"$error":"#N/A"},{"$error":"#N/A"},{"$error":"#N/A"},{"$error":"#N/A"},{"$error":"#N/A"},{"$error":"#N/A"}]
[null,{"$f":"IF(DataInput!B796=$B$8,IF($B$9=$B$10,TRUE,IF(DataInput!E796=$B$9,TRUE,FALSE)))","v":true},null,null,{"$f":"IF(B797=TRUE,DataInput!B796,NA())","v":"SA"},{"$f":"IF($E797=DataInput!$B796,DataInput!C796,NA())","v":"STAL"},{"$f":"IF($E797=DataInput!$B796,DataInput!D796,NA())","v":"TAILEM BEND"},{"$f":"IF($E797=DataInput!$B796,DataInput!E796,NA())","v":"SAPN"},{"$f":"IF($E797=DataInput!$B796,DataInput!F796,NA())","v":"Winter"},{"$f":"IF($E797=DataInput!$B796,DataInput!G796,NA())","v":"Non-Coincident"},{"$f":"IF($E797=DataInput!$B796,DataInput!H796,NA())","v":2008},{"$f":"IF($E797=DataInput!$B796,DataInput!I796,NA())","v":"Actual"},{"$f":"IF($E797=DataInput!$B796,DataInput!J796,NA())","v":15.99891},{"$f":"IF($E797=DataInput!$B796,DataInput!K796,NA())","v":"NA"},null,null,"SA TAILEM BEND",null,null,null,null,false,null,null,{"$error":"#N/A"},{"$error":"#N/A"},{"$error":"#N/A"},{"$error":"#N/A"},{"$error":"#N/A"},{"$error":"#N/A"},{"$error":"#N/A"},{"$error":"#N/A"},{"$error":"#N/A"},{"$error":"#N/A"}]
[null,{"$f":"IF(DataInput!B797=$B$8,IF($B$9=$B$10,TRUE,IF(DataInput!E797=$B$9,TRUE,FALSE)))","v":true},null,null,{"$f":"IF(B798=TRUE,DataInput!B797,NA())","v":"SA"},{"$f":"IF($E798=DataInput!$B797,DataInput!C797,NA())","v":"STAL"},{"$f":"IF($E798=DataInput!$B797,DataInput!D797,NA())","v":"TAILEM BEND"},{"$f":"IF($E798=DataInput!$B797,DataInput!E797,NA())","v":"SAPN"},{"$f":"IF($E798=DataInput!$B797,DataInput!F797,NA())","v":"Winter"},{"$f":"IF($E798=DataInput!$B797,DataInput!G797,NA())","v":"Non-Coincident"},{"$f":"IF($E798=DataInput!$B797,DataInput!H797,NA())","v":2009},{"$f":"IF($E798=DataInput!$B797,DataInput!I797,NA())","v":"Actual"},{"$f":"IF($E798=DataInput!$B797,DataInput!J797,NA())","v":14.801638000000001},{"$f":"IF($E798=DataInput!$B797,DataInput!K797,NA())","v":"NA"},null,null,"SA TAILEM BEND",null,null,null,null,false,null,null,{"$error":"#N/A"},{"$error":"#N/A"},{"$error":"#N/A"},{"$error":"#N/A"},{"$error":"#N/A"},{"$error":"#N/A"},{"$error":"#N/A"},{"$error":"#N/A"},{"$error":"#N/A"},{"$error":"#N/A"}]
[null,{"$f":"IF(DataInput!B798=$B$8,IF($B$9=$B$10,TRUE,IF(DataInput!E798=$B$9,TRUE,FALSE)))","v":true},null,null,{"$f":"IF(B799=TRUE,DataInput!B798,NA())","v":"SA"},{"$f":"IF($E799=DataInput!$B798,DataInput!C798,NA())","v":"STAL"},{"$f":"IF($E799=DataInput!$B798,DataInput!D798,NA())","v":"TAILEM BEND"},{"$f":"IF($E799=DataInput!$B798,DataInput!E798,NA())","v":"SAPN"},{"$f":"IF($E799=DataInput!$B798,DataInput!F798,NA())","v":"Winter"},{"$f":"IF($E799=DataInput!$B798,DataInput!G798,NA())","v":"Non-Coincident"},{"$f":"IF($E799=DataInput!$B798,DataInput!H798,NA())","v":2010},{"$f":"IF($E799=DataInput!$B798,DataInput!I798,NA())","v":"Actual"},{"$f":"IF($E799=DataInput!$B798,DataInput!J798,NA())","v":15.521649999999999},{"$f":"IF($E799=DataInput!$B798,DataInput!K798,NA())","v":"NA"},null,null,"SA TAILEM BEND",null,null,null,null,false,null,null,{"$error":"#N/A"},{"$error":"#N/A"},{"$error":"#N/A"},{"$error":"#N/A"},{"$error":"#N/A"},{"$error":"#N/A"},{"$error":"#N/A"},{"$error":"#N/A"},{"$error":"#N/A"},{"$error":"#N/A"}]
[null,{"$f":"IF(DataInput!B799=$B$8,IF($B$9=$B$10,TRUE,IF(DataInput!E799=$B$9,TRUE,FALSE)))","v":true},null,null,{"$f":"IF(B800=TRUE,DataInput!B799,NA())","v":"SA"},{"$f":"IF($E800=DataInput!$B799,DataInput!C799,NA())","v":"STAL"},{"$f":"IF($E800=DataInput!$B799,DataInput!D799,NA())","v":"TAILEM BEND"},{"$f":"IF($E800=DataInput!$B799,DataInput!E799,NA())","v":"SAPN"},{"$f":"IF($E800=DataInput!$B799,DataInput!F799,NA())","v":"Winter"},{"$f":"IF($E800=DataInput!$B799,DataInput!G799,NA())","v":"Non-Coincident"},{"$f":"IF($E800=DataInput!$B799,DataInput!H799,NA())","v":2011},{"$f":"IF($E800=DataInput!$B799,DataInput!I799,NA())","v":"Actual"},{"$f":"IF($E800=DataInput!$B799,DataInput!J799,NA())","v":15.09671},{"$f":"IF($E800=DataInput!$B799,DataInput!K799,NA())","v":"NA"},null,null,"SA TAILEM BEND",null,null,null,null,false,null,null,{"$error":"#N/A"},{"$error":"#N/A"},{"$error":"#N/A"},{"$error":"#N/A"},{"$error":"#N/A"},{"$error":"#N/A"},{"$error":"#N/A"},{"$error":"#N/A"},{"$error":"#N/A"},{"$error":"#N/A"}]
[null,{"$f":"IF(DataInput!B800=$B$8,IF($B$9=$B$10,TRUE,IF(DataInput!E800=$B$9,TRUE,FALSE)))","v":true},null,null,{"$f":"IF(B801=TRUE,DataInput!B800,NA())","v":"SA"},{"$f":"IF($E801=DataInput!$B800,DataInput!C800,NA())","v":"STAL"},{"$f":"IF($E801=DataInput!$B800,DataInput!D800,NA())","v":"TAILEM BEND"},{"$f":"IF($E801=DataInput!$B800,DataInput!E800,NA())","v":"SAPN"},{"$f":"IF($E801=DataInput!$B800,DataInput!F800,NA())","v":"Winter"},{"$f":"IF($E801=DataInput!$B800,DataInput!G800,NA())","v":"Non-Coincident"},{"$f":"IF($E801=DataInput!$B800,DataInput!H800,NA())","v":2012},{"$f":"IF($E801=DataInput!$B800,DataInput!I800,NA())","v":"Actual"},{"$f":"IF($E801=DataInput!$B800,DataInput!J800,NA())","v":15.065353999999999},{"$f":"IF($E801=DataInput!$B800,DataInput!K800,NA())","v":"NA"},null,null,"SA TAILEM BEND",null,null,null,null,false,null,null,{"$error":"#N/A"},{"$error":"#N/A"},{"$error":"#N/A"},{"$error":"#N/A"},{"$error":"#N/A"},{"$error":"#N/A"},{"$error":"#N/A"},{"$error":"#N/A"},{"$error":"#N/A"},{"$error":"#N/A"}]
[null,{"$f":"IF(DataInput!B801=$B$8,IF($B$9=$B$10,TRUE,IF(DataInput!E801=$B$9,TRUE,FALSE)))","v":true},null,null,{"$f":"IF(B802=TRUE,DataInput!B801,NA())","v":"SA"},{"$f":"IF($E802=DataInput!$B801,DataInput!C801,NA())","v":"STAL"},{"$f":"IF($E802=DataInput!$B801,DataInput!D801,NA())","v":"TAILEM BEND"},{"$f":"IF($E802=DataInput!$B801,DataInput!E801,NA())","v":"SAPN"},{"$f":"IF($E802=DataInput!$B801,DataInput!F801,NA())","v":"Winter"},{"$f":"IF($E802=DataInput!$B801,DataInput!G801,NA())","v":"Non-Coincident"},{"$f":"IF($E802=DataInput!$B801,DataInput!H801,NA())","v":2013},{"$f":"IF($E802=DataInput!$B801,DataInput!I801,NA())","v":"Actual"},{"$f":"IF($E802=DataInput!$B801,DataInput!J801,NA())","v":14.987218},{"$f":"IF($E802=DataInput!$B801,DataInput!K801,NA())","v":"NA"},null,null,"SA TAILEM BEND",null,null,null,null,false,null,null,{"$error":"#N/A"},{"$error":"#N/A"},{"$error":"#N/A"},{"$error":"#N/A"},{"$error":"#N/A"},{"$error":"#N/A"},{"$error":"#N/A"},{"$error":"#N/A"},{"$error":"#N/A"},{"$error":"#N/A"}]
[null,{"$f":"IF(DataInput!B802=$B$8,IF($B$9=$B$10,TRUE,IF(DataInput!E802=$B$9,TRUE,FALSE)))","v":true},null,null,{"$f":"IF(B803=TRUE,DataInput!B802,NA())","v":"SA"},{"$f":"IF($E803=DataInput!$B802,DataInput!C802,NA())","v":"STAL"},{"$f":"IF($E803=DataInput!$B802,DataInput!D802,NA())","v":"TAILEM BEND"},{"$f":"IF($E803=DataInput!$B802,DataInput!E802,NA())","v":"SAPN"},{"$f":"IF($E803=DataInput!$B802,DataInput!F802,NA())","v":"Winter"},{"$f":"IF($E803=DataInput!$B802,DataInput!G802,NA())","v":"Non-Coincident"},{"$f":"IF($E803=DataInput!$B802,DataInput!H802,NA())","v":2014},{"$f":"IF($E803=DataInput!$B802,DataInput!I802,NA())","v":"Actual"},{"$f":"IF($E803=DataInput!$B802,DataInput!J802,NA())","v":15.186202},{"$f":"IF($E803=DataInput!$B802,DataInput!K802,NA())","v":"NA"},null,null,"SA TAILEM BEND",null,null,null,null,false,null,null,{"$error":"#N/A"},{"$error":"#N/A"},{"$error":"#N/A"},{"$error":"#N/A"},{"$error":"#N/A"},{"$error":"#N/A"},{"$error":"#N/A"},{"$error":"#N/A"},{"$error":"#N/A"},{"$error":"#N/A"}]
[null,{"$f":"IF(DataInput!B803=$B$8,IF($B$9=$B$10,TRUE,IF(DataInput!E803=$B$9,TRUE,FALSE)))","v":true},null,null,{"$f":"IF(B804=TRUE,DataInput!B803,NA())","v":"SA"},{"$f":"IF($E804=DataInput!$B803,DataInput!C803,NA())","v":"STEM"},{"$f":"IF($E804=DataInput!$B803,DataInput!D803,NA())","v":"TEMPLERS"},{"$f":"IF($E804=DataInput!$B803,DataInput!E803,NA())","v":"SAPN"},{"$f":"IF($E804=DataInput!$B803,DataInput!F803,NA())","v":"Summer"},{"$f":"IF($E804=DataInput!$B803,DataInput!G803,NA())","v":"Non-Coincident"},{"$f":"IF($E804=DataInput!$B803,DataInput!H803,NA())","v":2003},{"$f":"IF($E804=DataInput!$B803,DataInput!I803,NA())","v":"Actual"},{"$f":"IF($E804=DataInput!$B803,DataInput!J803,NA())","v":42.370367999999999},{"$f":"IF($E804=DataInput!$B803,DataInput!K803,NA())","v":"NA"},null,null,"SA TEMPLERS",null,null,null,null,false,null,null,{"$error":"#N/A"},{"$error":"#N/A"},{"$error":"#N/A"},{"$error":"#N/A"},{"$error":"#N/A"},{"$error":"#N/A"},{"$error":"#N/A"},{"$error":"#N/A"},{"$error":"#N/A"},{"$error":"#N/A"}]
[null,{"$f":"IF(DataInput!B804=$B$8,IF($B$9=$B$10,TRUE,IF(DataInput!E804=$B$9,TRUE,FALSE)))","v":true},null,null,{"$f":"IF(B805=TRUE,DataInput!B804,NA())","v":"SA"},{"$f":"IF($E805=DataInput!$B804,DataInput!C804,NA())","v":"STEM"},{"$f":"IF($E805=DataInput!$B804,DataInput!D804,NA())","v":"TEMPLERS"},{"$f":"IF($E805=DataInput!$B804,DataInput!E804,NA())","v":"SAPN"},{"$f":"IF($E805=DataInput!$B804,DataInput!F804,NA())","v":"Summer"},{"$f":"IF($E805=DataInput!$B804,DataInput!G804,NA())","v":"Non-Coincident"},{"$f":"IF($E805=DataInput!$B804,DataInput!H804,NA())","v":2004},{"$f":"IF($E805=DataInput!$B804,DataInput!I804,NA())","v":"Actual"},{"$f":"IF($E805=DataInput!$B804,DataInput!J804,NA())","v":54.265647999999999},{"$f":"IF($E805=DataInput!$B804,DataInput!K804,NA())","v":"NA"},null,null,"SA TEMPLERS",null,null,null,null,false,null,null,{"$error":"#N/A"},{"$error":"#N/A"},{"$error":"#N/A"},{"$error":"#N/A"},{"$error":"#N/A"},{"$error":"#N/A"},{"$error":"#N/A"},{"$error":"#N/A"},{"$error":"#N/A"},{"$error":"#N/A"}]
[null,{"$f":"IF(DataInput!B805=$B$8,IF($B$9=$B$10,TRUE,IF(DataInput!E805=$B$9,TRUE,FALSE)))","v":true},null,null,{"$f":"IF(B806=TRUE,DataInput!B805,NA())","v":"SA"},{"$f":"IF($E806=DataInput!$B805,DataInput!C805,NA())","v":"STEM"},{"$f":"IF($E806=DataInput!$B805,DataInput!D805,NA())","v":"TEMPLERS"},{"$f":"IF($E806=DataInput!$B805,DataInput!E805,NA())","v":"SAPN"},{"$f":"IF($E806=DataInput!$B805,DataInput!F805,NA())","v":"Summer"},{"$f":"IF($E806=DataInput!$B805,DataInput!G805,NA())","v":"Non-Coincident"},{"$f":"IF($E806=DataInput!$B805,DataInput!H805,NA())","v":2005},{"$f":"IF($E806=DataInput!$B805,DataInput!I805,NA())","v":"Actual"},{"$f":"IF($E806=DataInput!$B805,DataInput!J805,NA())","v":50.121791999999999},{"$f":"IF($E806=DataInput!$B805,DataInput!K805,NA())","v":"NA"},null,null,"SA TEMPLERS",null,null,null,null,false,null,null,{"$error":"#N/A"},{"$error":"#N/A"},{"$error":"#N/A"},{"$error":"#N/A"},{"$error":"#N/A"},{"$error":"#N/A"},{"$error":"#N/A"},{"$error":"#N/A"},{"$error":"#N/A"},{"$error":"#N/A"}]
[null,{"$f":"IF(DataInput!B806=$B$8,IF($B$9=$B$10,TRUE,IF(DataInput!E806=$B$9,TRUE,FALSE)))","v":true},null,null,{"$f":"IF(B807=TRUE,DataInput!B806,NA())","v":"SA"},{"$f":"IF($E807=DataInput!$B806,DataInput!C806,NA())","v":"STEM"},{"$f":"IF($E807=DataInput!$B806,DataInput!D806,NA())","v":"TEMPLERS"},{"$f":"IF($E807=DataInput!$B806,DataInput!E806,NA())","v":"SAPN"},{"$f":"IF($E807=DataInput!$B806,DataInput!F806,NA())","v":"Summer"},{"$f":"IF($E807=DataInput!$B806,DataInput!G806,NA())","v":"Non-Coincident"},{"$f":"IF($E807=DataInput!$B806,DataInput!H806,NA())","v":2006},{"$f":"IF($E807=DataInput!$B806,DataInput!I806,NA())","v":"Actual"},{"$f":"IF($E807=DataInput!$B806,DataInput!J806,NA())","v":20.704619999999998},{"$f":"IF($E807=DataInput!$B806,DataInput!K806,NA())","v":"NA"},null,null,"SA TEMPLERS",null,null,null,null,false,null,null,{"$error":"#N/A"},{"$error":"#N/A"},{"$error":"#N/A"},{"$error":"#N/A"},{"$error":"#N/A"},{"$error":"#N/A"},{"$error":"#N/A"},{"$error":"#N/A"},{"$error":"#N/A"},{"$error":"#N/A"}]
[null,{"$f":"IF(DataInput!B807=$B$8,IF($B$9=$B$10,TRUE,IF(DataInput!E807=$B$9,TRUE,FALSE)))","v":true},null,null,{"$f":"IF(B808=TRUE,DataInput!B807,NA())","v":"SA"},{"$f":"IF($E808=DataInput!$B807,DataInput!C807,NA())","v":"STEM"},{"$f":"IF($E808=DataInput!$B807,DataInput!D807,NA())","v":"TEMPLERS"},{"$f":"IF($E808=DataInput!$B807,DataInput!E807,NA())","v":"SAPN"},{"$f":"IF($E808=DataInput!$B807,DataInput!F807,NA())","v":"Summer"},{"$f":"IF($E808=DataInput!$B807,DataInput!G807,NA())","v":"Non-Coincident"},{"$f":"IF($E808=DataInput!$B807,DataInput!H807,NA())","v":2007},{"$f":"IF($E808=DataInput!$B807,DataInput!I807,NA())","v":"Actual"},{"$f":"IF($E808=DataInput!$B807,DataInput!J807,NA())","v":27.46726},{"$f":"IF($E808=DataInput!$B807,DataInput!K807,NA())","v":"NA"},null,null,"SA TEMPLERS",null,null,null,null,false,null,null,{"$error":"#N/A"},{"$error":"#N/A"},{"$error":"#N/A"},{"$error":"#N/A"},{"$error":"#N/A"},{"$error":"#N/A"},{"$error":"#N/A"},{"$error":"#N/A"},{"$error":"#N/A"},{"$error":"#N/A"}]
[null,{"$f":"IF(DataInput!B808=$B$8,IF($B$9=$B$10,TRUE,IF(DataInput!E808=$B$9,TRUE,FALSE)))","v":true},null,null,{"$f":"IF(B809=TRUE,DataInput!B808,NA())","v":"SA"},{"$f":"IF($E809=DataInput!$B808,DataInput!C808,NA())","v":"STEM"},{"$f":"IF($E809=DataInput!$B808,DataInput!D808,NA())","v":"TEMPLERS"},{"$f":"IF($E809=DataInput!$B808,DataInput!E808,NA())","v":"SAPN"},{"$f":"IF($E809=DataInput!$B808,DataInput!F808,NA())","v":"Summer"},{"$f":"IF($E809=DataInput!$B808,DataInput!G808,NA())","v":"Non-Coincident"},{"$f":"IF($E809=DataInput!$B808,DataInput!H808,NA())","v":2008},{"$f":"IF($E809=DataInput!$B808,DataInput!I808,NA())","v":"Actual"},{"$f":"IF($E809=DataInput!$B808,DataInput!J808,NA())","v":31.388940000000002},{"$f":"IF($E809=DataInput!$B808,DataInput!K808,NA())","v":"NA"},null,null,"SA TEMPLERS",null,null,null,null,false,null,null,{"$error":"#N/A"},{"$error":"#N/A"},{"$error":"#N/A"},{"$error":"#N/A"},{"$error":"#N/A"},{"$error":"#N/A"},{"$error":"#N/A"},{"$error":"#N/A"},{"$error":"#N/A"},{"$error":"#N/A"}]
[null,{"$f":"IF(DataInput!B809=$B$8,IF($B$9=$B$10,TRUE,IF(DataInput!E809=$B$9,TRUE,FALSE)))","v":true},null,null,{"$f":"IF(B810=TRUE,DataInput!B809,NA())","v":"SA"},{"$f":"IF($E810=DataInput!$B809,DataInput!C809,NA())","v":"STEM"},{"$f":"IF($E810=DataInput!$B809,DataInput!D809,NA())","v":"TEMPLERS"},{"$f":"IF($E810=DataInput!$B809,DataInput!E809,NA())","v":"SAPN"},{"$f":"IF($E810=DataInput!$B809,DataInput!F809,NA())","v":"Summer"},{"$f":"IF($E810=DataInput!$B809,DataInput!G809,NA())","v":"Non-Coincident"},{"$f":"IF($E810=DataInput!$B809,DataInput!H809,NA())","v":2009},{"$f":"IF($E810=DataInput!$B809,DataInput!I809,NA())","v":"Actual"},{"$f":"IF($E810=DataInput!$B809,DataInput!J809,NA())","v":31.448271999999999},{"$f":"IF($E810=DataInput!$B809,DataInput!K809,NA())","v":"NA"},null,null,"SA TEMPLERS",null,null,null,null,false,null,null,{"$error":"#N/A"},{"$error":"#N/A"},{"$error":"#N/A"},{"$error":"#N/A"},{"$error":"#N/A"},{"$error":"#N/A"},{"$error":"#N/A"},{"$error":"#N/A"},{"$error":"#N/A"},{"$error":"#N/A"}]
[null,{"$f":"IF(DataInput!B810=$B$8,IF($B$9=$B$10,TRUE,IF(DataInput!E810=$B$9,TRUE,FALSE)))","v":true},null,null,{"$f":"IF(B811=TRUE,DataInput!B810,NA())","v":"SA"},{"$f":"IF($E811=DataInput!$B810,DataInput!C810,NA())","v":"STEM"},{"$f":"IF($E811=DataInput!$B810,DataInput!D810,NA())","v":"TEMPLERS"},{"$f":"IF($E811=DataInput!$B810,DataInput!E810,NA())","v":"SAPN"},{"$f":"IF($E811=DataInput!$B810,DataInput!F810,NA())","v":"Summer"},{"$f":"IF($E811=DataInput!$B810,DataInput!G810,NA())","v":"Non-Coincident"},{"$f":"IF($E811=DataInput!$B810,DataInput!H810,NA())","v":2010},{"$f":"IF($E811=DataInput!$B810,DataInput!I810,NA())","v":"Actual"},{"$f":"IF($E811=DataInput!$B810,DataInput!J810,NA())","v":32.094672000000003},{"$f":"IF($E811=DataInput!$B810,DataInput!K810,NA())","v":"NA"},null,null,"SA TEMPLERS",null,null,null,null,false,null,null,{"$error":"#N/A"},{"$error":"#N/A"},{"$error":"#N/A"},{"$error":"#N/A"},{"$error":"#N/A"},{"$error":"#N/A"},{"$error":"#N/A"},{"$error":"#N/A"},{"$error":"#N/A"},{"$error":"#N/A"}]
[null,{"$f":"IF(DataInput!B811=$B$8,IF($B$9=$B$10,TRUE,IF(DataInput!E811=$B$9,TRUE,FALSE)))","v":true},null,null,{"$f":"IF(B812=TRUE,DataInput!B811,NA())","v":"SA"},{"$f":"IF($E812=DataInput!$B811,DataInput!C811,NA())","v":"STEM"},{"$f":"IF($E812=DataInput!$B811,DataInput!D811,NA())","v":"TEMPLERS"},{"$f":"IF($E812=DataInput!$B811,DataInput!E811,NA())","v":"SAPN"},{"$f":"IF($E812=DataInput!$B811,DataInput!F811,NA())","v":"Summer"},{"$f":"IF($E812=DataInput!$B811,DataInput!G811,NA())","v":"Non-Coincident"},{"$f":"IF($E812=DataInput!$B811,DataInput!H811,NA())","v":2011},{"$f":"IF($E812=DataInput!$B811,DataInput!I811,NA())","v":"Actual"},{"$f":"IF($E812=DataInput!$B811,DataInput!J811,NA())","v":30.990511999999999},{"$f":"IF($E812=DataInput!$B811,DataInput!K811,NA())","v":"NA"},null,null,"SA TEMPLERS",null,null,null,null,false,null,null,{"$error":"#N/A"},{"$error":"#N/A"},{"$error":"#N/A"},{"$error":"#N/A"},{"$error":"#N/A"},{"$error":"#N/A"},{"$error":"#N/A"},{"$error":"#N/A"},{"$error":"#N/A"},{"$error":"#N/A"}]
[null,{"$f":"IF(DataInput!B812=$B$8,IF($B$9=$B$10,TRUE,IF(DataInput!E812=$B$9,TRUE,FALSE)))","v":true},null,null,{"$f":"IF(B813=TRUE,DataInput!B812,NA())","v":"SA"},{"$f":"IF($E813=DataInput!$B812,DataInput!C812,NA())","v":"STEM"},{"$f":"IF($E813=DataInput!$B812,DataInput!D812,NA())","v":"TEMPLERS"},{"$f":"IF($E813=DataInput!$B812,DataInput!E812,NA())","v":"SAPN"},{"$f":"IF($E813=DataInput!$B812,DataInput!F812,NA())","v":"Summer"},{"$f":"IF($E813=DataInput!$B812,DataInput!G812,NA())","v":"Non-Coincident"},{"$f":"IF($E813=DataInput!$B812,DataInput!H812,NA())","v":2012},{"$f":"IF($E813=DataInput!$B812,DataInput!I812,NA())","v":"Actual"},{"$f":"IF($E813=DataInput!$B812,DataInput!J812,NA())","v":25.865535999999999},{"$f":"IF($E813=DataInput!$B812,DataInput!K812,NA())","v":"NA"},null,null,"SA TEMPLERS",null,null,null,null,false,null,null,{"$error":"#N/A"},{"$error":"#N/A"},{"$error":"#N/A"},{"$error":"#N/A"},{"$error":"#N/A"},{"$error":"#N/A"},{"$error":"#N/A"},{"$error":"#N/A"},{"$error":"#N/A"},{"$error":"#N/A"}]
[null,{"$f":"IF(DataInput!B813=$B$8,IF($B$9=$B$10,TRUE,IF(DataInput!E813=$B$9,TRUE,FALSE)))","v":true},null,null,{"$f":"IF(B814=TRUE,DataInput!B813,NA())","v":"SA"},{"$f":"IF($E814=DataInput!$B813,DataInput!C813,NA())","v":"STEM"},{"$f":"IF($E814=DataInput!$B813,DataInput!D813,NA())","v":"TEMPLERS"},{"$f":"IF($E814=DataInput!$B813,DataInput!E813,NA())","v":"SAPN"},{"$f":"IF($E814=DataInput!$B813,DataInput!F813,NA())","v":"Summer"},{"$f":"IF($E814=DataInput!$B813,DataInput!G813,NA())","v":"Non-Coincident"},{"$f":"IF($E814=DataInput!$B813,DataInput!H813,NA())","v":2013},{"$f":"IF($E814=DataInput!$B813,DataInput!I813,NA())","v":"Actual"},{"$f":"IF($E814=DataInput!$B813,DataInput!J813,NA())","v":29.254904},{"$f":"IF($E814=DataInput!$B813,DataInput!K813,NA())","v":"NA"},null,null,"SA TEMPLERS",null,null,null,null,false,null,null,{"$error":"#N/A"},{"$error":"#N/A"},{"$error":"#N/A"},{"$error":"#N/A"},{"$error":"#N/A"},{"$error":"#N/A"},{"$error":"#N/A"},{"$error":"#N/A"},{"$error":"#N/A"},{"$error":"#N/A"}]
[null,{"$f":"IF(DataInput!B814=$B$8,IF($B$9=$B$10,TRUE,IF(DataInput!E814=$B$9,TRUE,FALSE)))","v":true},null,null,{"$f":"IF(B815=TRUE,DataInput!B814,NA())","v":"SA"},{"$f":"IF($E815=DataInput!$B814,DataInput!C814,NA())","v":"STEM"},{"$f":"IF($E815=DataInput!$B814,DataInput!D814,NA())","v":"TEMPLERS"},{"$f":"IF($E815=DataInput!$B814,DataInput!E814,NA())","v":"SAPN"},{"$f":"IF($E815=DataInput!$B814,DataInput!F814,NA())","v":"Summer"},{"$f":"IF($E815=DataInput!$B814,DataInput!G814,NA())","v":"Non-Coincident"},{"$f":"IF($E815=DataInput!$B814,DataInput!H814,NA())","v":2014},{"$f":"IF($E815=DataInput!$B814,DataInput!I814,NA())","v":"Actual"},{"$f":"IF($E815=DataInput!$B814,DataInput!J814,NA())","v":30.22756},{"$f":"IF($E815=DataInput!$B814,DataInput!K814,NA())","v":"NA"},null,null,"SA TEMPLERS",null,null,null,null,false,null,null,{"$error":"#N/A"},{"$error":"#N/A"},{"$error":"#N/A"},{"$error":"#N/A"},{"$error":"#N/A"},{"$error":"#N/A"},{"$error":"#N/A"},{"$error":"#N/A"},{"$error":"#N/A"},{"$error":"#N/A"}]
[null,{"$f":"IF(DataInput!B815=$B$8,IF($B$9=$B$10,TRUE,IF(DataInput!E815=$B$9,TRUE,FALSE)))","v":true},null,null,{"$f":"IF(B816=TRUE,DataInput!B815,NA())","v":"SA"},{"$f":"IF($E816=DataInput!$B815,DataInput!C815,NA())","v":"STEM"},{"$f":"IF($E816=DataInput!$B815,DataInput!D815,NA())","v":"TEMPLERS"},{"$f":"IF($E816=DataInput!$B815,DataInput!E815,NA())","v":"SAPN"},{"$f":"IF($E816=DataInput!$B815,DataInput!F815,NA())","v":"Winter"},{"$f":"IF($E816=DataInput!$B815,DataInput!G815,NA())","v":"Non-Coincident"},{"$f":"IF($E816=DataInput!$B815,DataInput!H815,NA())","v":2003},{"$f":"IF($E816=DataInput!$B815,DataInput!I815,NA())","v":"Actual"},{"$f":"IF($E816=DataInput!$B815,DataInput!J815,NA())","v":38.685248000000001},{"$f":"IF($E816=DataInput!$B815,DataInput!K815,NA())","v":"NA"},null,null,"SA TEMPLERS",null,null,null,null,false,null,null,{"$error":"#N/A"},{"$error":"#N/A"},{"$error":"#N/A"},{"$error":"#N/A"},{"$error":"#N/A"},{"$error":"#N/A"},{"$error":"#N/A"},{"$error":"#N/A"},{"$error":"#N/A"},{"$error":"#N/A"}]
[null,{"$f":"IF(DataInput!B816=$B$8,IF($B$9=$B$10,TRUE,IF(DataInput!E816=$B$9,TRUE,FALSE)))","v":true},null,null,{"$f":"IF(B817=TRUE,DataInput!B816,NA())","v":"SA"},{"$f":"IF($E817=DataInput!$B816,DataInput!C816,NA())","v":"STEM"},{"$f":"IF($E817=DataInput!$B816,DataInput!D816,NA())","v":"TEMPLERS"},{"$f":"IF($E817=DataInput!$B816,DataInput!E816,NA())","v":"SAPN"},{"$f":"IF($E817=DataInput!$B816,DataInput!F816,NA())","v":"Winter"},{"$f":"IF($E817=DataInput!$B816,DataInput!G816,NA())","v":"Non-Coincident"},{"$f":"IF($E817=DataInput!$B816,DataInput!H816,NA())","v":2004},{"$f":"IF($E817=DataInput!$B816,DataInput!I816,NA())","v":"Actual"},{"$f":"IF($E817=DataInput!$B816,DataInput!J816,NA())","v":34.157927999999998},{"$f":"IF($E817=DataInput!$B816,DataInput!K816,NA())","v":"NA"},null,null,"SA TEMPLERS",null,null,null,null,false,null,null,{"$error":"#N/A"},{"$error":"#N/A"},{"$error":"#N/A"},{"$error":"#N/A"},{"$error":"#N/A"},{"$error":"#N/A"},{"$error":"#N/A"},{"$error":"#N/A"},{"$error":"#N/A"},{"$error":"#N/A"}]
[null,{"$f":"IF(DataInput!B817=$B$8,IF($B$9=$B$10,TRUE,IF(DataInput!E817=$B$9,TRUE,FALSE)))","v":true},null,null,{"$f":"IF(B818=TRUE,DataInput!B817,NA())","v":"SA"},{"$f":"IF($E818=DataInput!$B817,DataInput!C817,NA())","v":"STEM"},{"$f":"IF($E818=DataInput!$B817,DataInput!D817,NA())","v":"TEMPLERS"},{"$f":"IF($E818=DataInput!$B817,DataInput!E817,NA())","v":"SAPN"},{"$f":"IF($E818=DataInput!$B817,DataInput!F817,NA())","v":"Winter"},{"$f":"IF($E818=DataInput!$B817,DataInput!G817,NA())","v":"Non-Coincident"},{"$f":"IF($E818=DataInput!$B817,DataInput!H817,NA())","v":2005},{"$f":"IF($E818=DataInput!$B817,DataInput!I817,NA())","v":"Actual"},{"$f":"IF($E818=DataInput!$B817,DataInput!J817,NA())","v":17.973824},{"$f":"IF($E818=DataInput!$B817,DataInput!K817,NA())","v":"NA"},null,null,"SA TEMPLERS",null,null,null,null,false,null,null,{"$error":"#N/A"},{"$error":"#N/A"},{"$error":"#N/A"},{"$error":"#N/A"},{"$error":"#N/A"},{"$error":"#N/A"},{"$error":"#N/A"},{"$error":"#N/A"},{"$error":"#N/A"},{"$error":"#N/A"}]
[null,{"$f":"IF(DataInput!B818=$B$8,IF($B$9=$B$10,TRUE,IF(DataInput!E818=$B$9,TRUE,FALSE)))","v":true},null,null,{"$f":"IF(B819=TRUE,DataInput!B818,NA())","v":"SA"},{"$f":"IF($E819=DataInput!$B818,DataInput!C818,NA())","v":"STEM"},{"$f":"IF($E819=DataInput!$B818,DataInput!D818,NA())","v":"TEMPLERS"},{"$f":"IF($E819=DataInput!$B818,DataInput!E818,NA())","v":"SAPN"},{"$f":"IF($E819=DataInput!$B818,DataInput!F818,NA())","v":"Winter"},{"$f":"IF($E819=DataInput!$B818,DataInput!G818,NA())","v":"Non-Coincident"},{"$f":"IF($E819=DataInput!$B818,DataInput!H818,NA())","v":2006},{"$f":"IF($E819=DataInput!$B818,DataInput!I818,NA())","v":"Actual"},{"$f":"IF($E819=DataInput!$B818,DataInput!J818,NA())","v":55.282511999999997},{"$f":"IF($E819=DataInput!$B818,DataInput!K818,NA())","v":"NA"},null,null,"SA TEMPLERS",null,null,null,null,false,null,null,{"$error":"#N/A"},{"$error":"#N/A"},{"$error":"#N/A"},{"$error":"#N/A"},{"$error":"#N/A"},{"$error":"#N/A"},{"$error":"#N/A"},{"$error":"#N/A"},{"$error":"#N/A"},{"$error":"#N/A"}]
[null,{"$f":"IF(DataInput!B819=$B$8,IF($B$9=$B$10,TRUE,IF(DataInput!E819=$B$9,TRUE,FALSE)))","v":true},null,null,{"$f":"IF(B820=TRUE,DataInput!B819,NA())","v":"SA"},{"$f":"IF($E820=DataInput!$B819,DataInput!C819,NA())","v":"STEM"},{"$f":"IF($E820=DataInput!$B819,DataInput!D819,NA())","v":"TEMPLERS"},{"$f":"IF($E820=DataInput!$B819,DataInput!E819,NA())","v":"SAPN"},{"$f":"IF($E820=DataInput!$B819,DataInput!F819,NA())","v":"Winter"},{"$f":"IF($E820=DataInput!$B819,DataInput!G819,NA())","v":"Non-Coincident"},{"$f":"IF($E820=DataInput!$B819,DataInput!H819,NA())","v":2007},{"$f":"IF($E820=DataInput!$B819,DataInput!I819,NA())","v":"Actual"},{"$f":"IF($E820=DataInput!$B819,DataInput!J819,NA())","v":21.916604},{"$f":"IF($E820=DataInput!$B819,DataInput!K819,NA())","v":"NA"},null,null,"SA TEMPLERS",null,null,null,null,false,null,null,{"$error":"#N/A"},{"$error":"#N/A"},{"$error":"#N/A"},{"$error":"#N/A"},{"$error":"#N/A"},{"$error":"#N/A"},{"$error":"#N/A"},{"$error":"#N/A"},{"$error":"#N/A"},{"$error":"#N/A"}]
[null,{"$f":"IF(DataInput!B820=$B$8,IF($B$9=$B$10,TRUE,IF(DataInput!E820=$B$9,TRUE,FALSE)))","v":true},null,null,{"$f":"IF(B821=TRUE,DataInput!B820,NA())","v":"SA"},{"$f":"IF($E821=DataInput!$B820,DataInput!C820,NA())","v":"STEM"},{"$f":"IF($E821=DataInput!$B820,DataInput!D820,NA())","v":"TEMPLERS"},{"$f":"IF($E821=DataInput!$B820,DataInput!E820,NA())","v":"SAPN"},{"$f":"IF($E821=DataInput!$B820,DataInput!F820,NA())","v":"Winter"},{"$f":"IF($E821=DataInput!$B820,DataInput!G820,NA())","v":"Non-Coincident"},{"$f":"IF($E821=DataInput!$B820,DataInput!H820,NA())","v":2008},{"$f":"IF($E821=DataInput!$B820,DataInput!I820,NA())","v":"Actual"},{"$f":"IF($E821=DataInput!$B820,DataInput!J820,NA())","v":21.61026},{"$f":"IF($E821=DataInput!$B820,DataInput!K820,NA())","v":"NA"},null,null,"SA TEMPLERS",null,null,null,null,false,null,null,{"$error":"#N/A"},{"$error":"#N/A"},{"$error":"#N/A"},{"$error":"#N/A"},{"$error":"#N/A"},{"$error":"#N/A"},{"$error":"#N/A"},{"$error":"#N/A"},{"$error":"#N/A"},{"$error":"#N/A"}]
[null,{"$f":"IF(DataInput!B821=$B$8,IF($B$9=$B$10,TRUE,IF(DataInput!E821=$B$9,TRUE,FALSE)))","v":true},null,null,{"$f":"IF(B822=TRUE,DataInput!B821,NA())","v":"SA"},{"$f":"IF($E822=DataInput!$B821,DataInput!C821,NA())","v":"STEM"},{"$f":"IF($E822=DataInput!$B821,DataInput!D821,NA())","v":"TEMPLERS"},{"$f":"IF($E822=DataInput!$B821,DataInput!E821,NA())","v":"SAPN"},{"$f":"IF($E822=DataInput!$B821,DataInput!F821,NA())","v":"Winter"},{"$f":"IF($E822=DataInput!$B821,DataInput!G821,NA())","v":"Non-Coincident"},{"$f":"IF($E822=DataInput!$B821,DataInput!H821,NA())","v":2009},{"$f":"IF($E822=DataInput!$B821,DataInput!I821,NA())","v":"Actual"},{"$f":"IF($E822=DataInput!$B821,DataInput!J821,NA())","v":23.297796000000002},{"$f":"IF($E822=DataInput!$B821,DataInput!K821,NA())","v":"NA"},null,null,"SA TEMPLERS",null,null,null,null,false,null,null,{"$error":"#N/A"},{"$error":"#N/A"},{"$error":"#N/A"},{"$error":"#N/A"},{"$error":"#N/A"},{"$error":"#N/A"},{"$error":"#N/A"},{"$error":"#N/A"},{"$error":"#N/A"},{"$error":"#N/A"}]
[null,{"$f":"IF(DataInput!B822=$B$8,IF($B$9=$B$10,TRUE,IF(DataInput!E822=$B$9,TRUE,FALSE)))","v":true},null,null,{"$f":"IF(B823=TRUE,DataInput!B822,NA())","v":"SA"},{"$f":"IF($E823=DataInput!$B822,DataInput!C822,NA())","v":"STEM"},{"$f":"IF($E823=DataInput!$B822,DataInput!D822,NA())","v":"TEMPLERS"},{"$f":"IF($E823=DataInput!$B822,DataInput!E822,NA())","v":"SAPN"},{"$f":"IF($E823=DataInput!$B822,DataInput!F822,NA())","v":"Winter"},{"$f":"IF($E823=DataInput!$B822,DataInput!G822,NA())","v":"Non-Coincident"},{"$f":"IF($E823=DataInput!$B822,DataInput!H822,NA())","v":2010},{"$f":"IF($E823=DataInput!$B822,DataInput!I822,NA())","v":"Actual"},{"$f":"IF($E823=DataInput!$B822,DataInput!J822,NA())","v":22.944492},{"$f":"IF($E823=DataInput!$B822,DataInput!K822,NA())","v":"NA"},null,null,"SA TEMPLERS",null,null,null,null,false,null,null,{"$error":"#N/A"},{"$f":"IF($V823=TRUE,F823,NA())","v":{"$error":"#N/A"}},{"$f":"IF($V823=TRUE,G823,NA())","v":{"$error":"#N/A"}},{"$f":"IF($V823=TRUE,H823,NA())","v":{"$error":"#N/A"}},{"$f":"IF($V823=TRUE,I823,NA())","v":{"$error":"#N/A"}},{"$f":"IF($V823=TRUE,J823,NA())","v":{"$error":"#N/A"}},{"$f":"IF($V823=TRUE,K823,NA())","v":{"$error":"#N/A"}},{"$f":"IF($V823=TRUE,L823,NA())","v":{"$error":"#N/A"}},{"$f":"IF($V823=TRUE,M823,NA())","v":{"$error":"#N/A"}},{"$f":"IF($V823=TRUE,N823,NA())","v":{"$error":"#N/A"}}]
[null,{"$f":"IF(DataInput!B823=$B$8,IF($B$9=$B$10,TRUE,IF(DataInput!E823=$B$9,TRUE,FALSE)))","v":true},null,null,{"$f":"IF(B824=TRUE,DataInput!B823,NA())","v":"SA"},{"$f":"IF($E824=DataInput!$B823,DataInput!C823,NA())","v":"STEM"},{"$f":"IF($E824=DataInput!$B823,DataInput!D823,NA())","v":"TEMPLERS"},{"$f":"IF($E824=DataInput!$B823,DataInput!E823,NA())","v":"SAPN"},{"$f":"IF($E824=DataInput!$B823,DataInput!F823,NA())","v":"Winter"},{"$f":"IF($E824=DataInput!$B823,DataInput!G823,NA())","v":"Non-Coincident"},{"$f":"IF($E824=DataInput!$B823,DataInput!H823,NA())","v":2011},{"$f":"IF($E824=DataInput!$B823,DataInput!I823,NA())","v":"Actual"},{"$f":"IF($E824=DataInput!$B823,DataInput!J823,NA())","v":22.325559999999999},{"$f":"IF($E824=DataInput!$B823,DataInput!K823,NA())","v":"NA"},null,null,"SA TEMPLERS",null,null,null,null,false,null,null,{"$error":"#N/A"},{"$error":"#N/A"},{"$error":"#N/A"},{"$error":"#N/A"},{"$error":"#N/A"},{"$error":"#N/A"},{"$error":"#N/A"},{"$error":"#N/A"},{"$error":"#N/A"},{"$error":"#N/A"}]
[null,{"$f":"IF(DataInput!B824=$B$8,IF($B$9=$B$10,TRUE,IF(DataInput!E824=$B$9,TRUE,FALSE)))","v":true},null,null,{"$f":"IF(B825=TRUE,DataInput!B824,NA())","v":"SA"},{"$f":"IF($E825=DataInput!$B824,DataInput!C824,NA())","v":"STEM"},{"$f":"IF($E825=DataInput!$B824,DataInput!D824,NA())","v":"TEMPLERS"},{"$f":"IF($E825=DataInput!$B824,DataInput!E824,NA())","v":"SAPN"},{"$f":"IF($E825=DataInput!$B824,DataInput!F824,NA())","v":"Winter"},{"$f":"IF($E825=DataInput!$B824,DataInput!G824,NA())","v":"Non-Coincident"},{"$f":"IF($E825=DataInput!$B824,DataInput!H824,NA())","v":2012},{"$f":"IF($E825=DataInput!$B824,DataInput!I824,NA())","v":"Actual"},{"$f":"IF($E825=DataInput!$B824,DataInput!J824,NA())","v":27.465484},{"$f":"IF($E825=DataInput!$B824,DataInput!K824,NA())","v":"NA"},null,null,"SA TEMPLERS",null,null,null,null,false,null,null,{"$error":"#N/A"},{"$error":"#N/A"},{"$error":"#N/A"},{"$error":"#N/A"},{"$error":"#N/A"},{"$error":"#N/A"},{"$error":"#N/A"},{"$error":"#N/A"},{"$error":"#N/A"},{"$error":"#N/A"}]
[null,{"$f":"IF(DataInput!B825=$B$8,IF($B$9=$B$10,TRUE,IF(DataInput!E825=$B$9,TRUE,FALSE)))","v":true},null,null,{"$f":"IF(B826=TRUE,DataInput!B825,NA())","v":"SA"},{"$f":"IF($E826=DataInput!$B825,DataInput!C825,NA())","v":"STEM"},{"$f":"IF($E826=DataInput!$B825,DataInput!D825,NA())","v":"TEMPLERS"},{"$f":"IF($E826=DataInput!$B825,DataInput!E825,NA())","v":"SAPN"},{"$f":"IF($E826=DataInput!$B825,DataInput!F825,NA())","v":"Winter"},{"$f":"IF($E826=DataInput!$B825,DataInput!G825,NA())","v":"Non-Coincident"},{"$f":"IF($E826=DataInput!$B825,DataInput!H825,NA())","v":2013},{"$f":"IF($E826=DataInput!$B825,DataInput!I825,NA())","v":"Actual"},{"$f":"IF($E826=DataInput!$B825,DataInput!J825,NA())","v":24.201212000000002},{"$f":"IF($E826=DataInput!$B825,DataInput!K825,NA())","v":"NA"},null,null,"SA TEMPLERS",null,null,null,null,false,null,null,{"$error":"#N/A"},{"$error":"#N/A"},{"$error":"#N/A"},{"$error":"#N/A"},{"$error":"#N/A"},{"$error":"#N/A"},{"$error":"#N/A"},{"$error":"#N/A"},{"$error":"#N/A"},{"$error":"#N/A"}]
[null,{"$f":"IF(DataInput!B826=$B$8,IF($B$9=$B$10,TRUE,IF(DataInput!E826=$B$9,TRUE,FALSE)))","v":true},null,null,{"$f":"IF(B827=TRUE,DataInput!B826,NA())","v":"SA"},{"$f":"IF($E827=DataInput!$B826,DataInput!C826,NA())","v":"STEM"},{"$f":"IF($E827=DataInput!$B826,DataInput!D826,NA())","v":"TEMPLERS"},{"$f":"IF($E827=DataInput!$B826,DataInput!E826,NA())","v":"SAPN"},{"$f":"IF($E827=DataInput!$B826,DataInput!F826,NA())","v":"Winter"},{"$f":"IF($E827=DataInput!$B826,DataInput!G826,NA())","v":"Non-Coincident"},{"$f":"IF($E827=DataInput!$B826,DataInput!H826,NA())","v":2014},{"$f":"IF($E827=DataInput!$B826,DataInput!I826,NA())","v":"Actual"},{"$f":"IF($E827=DataInput!$B826,DataInput!J826,NA())","v":23.570132000000001},{"$f":"IF($E827=DataInput!$B826,DataInput!K826,NA())","v":"NA"},null,null,"SA TEMPLERS",null,null,null,null,false,null,null,{"$error":"#N/A"},{"$error":"#N/A"},{"$error":"#N/A"},{"$error":"#N/A"},{"$error":"#N/A"},{"$error":"#N/A"},{"$error":"#N/A"},{"$error":"#N/A"},{"$error":"#N/A"},{"$error":"#N/A"}]
[null,{"$f":"IF(DataInput!B827=$B$8,IF($B$9=$B$10,TRUE,IF(DataInput!E827=$B$9,TRUE,FALSE)))","v":true},null,null,{"$f":"IF(B828=TRUE,DataInput!B827,NA())","v":"SA"},{"$f":"IF($E828=DataInput!$B827,DataInput!C827,NA())","v":"SWAT"},{"$f":"IF($E828=DataInput!$B827,DataInput!D827,NA())","v":"WATERLOO"},{"$f":"IF($E828=DataInput!$B827,DataInput!E827,NA())","v":"SAPN"},{"$f":"IF($E828=DataInput!$B827,DataInput!F827,NA())","v":"Summer"},{"$f":"IF($E828=DataInput!$B827,DataInput!G827,NA())","v":"Non-Coincident"},{"$f":"IF($E828=DataInput!$B827,DataInput!H827,NA())","v":2003},{"$f":"IF($E828=DataInput!$B827,DataInput!I827,NA())","v":"Actual"},{"$f":"IF($E828=DataInput!$B827,DataInput!J827,NA())","v":16.935407999999999},{"$f":"IF($E828=DataInput!$B827,DataInput!K827,NA())","v":"NA"},null,null,"SA WATERLOO",null,null,null,null,false,null,null,{"$error":"#N/A"},{"$error":"#N/A"},{"$error":"#N/A"},{"$error":"#N/A"},{"$error":"#N/A"},{"$error":"#N/A"},{"$error":"#N/A"},{"$error":"#N/A"},{"$error":"#N/A"},{"$error":"#N/A"}]
[null,{"$f":"IF(DataInput!B828=$B$8,IF($B$9=$B$10,TRUE,IF(DataInput!E828=$B$9,TRUE,FALSE)))","v":true},null,null,{"$f":"IF(B829=TRUE,DataInput!B828,NA())","v":"SA"},{"$f":"IF($E829=DataInput!$B828,DataInput!C828,NA())","v":"SWAT"},{"$f":"IF($E829=DataInput!$B828,DataInput!D828,NA())","v":"WATERLOO"},{"$f":"IF($E829=DataInput!$B828,DataInput!E828,NA())","v":"SAPN"},{"$f":"IF($E829=DataInput!$B828,DataInput!F828,NA())","v":"Summer"},{"$f":"IF($E829=DataInput!$B828,DataInput!G828,NA())","v":"Non-Coincident"},{"$f":"IF($E829=DataInput!$B828,DataInput!H828,NA())","v":2004},{"$f":"IF($E829=DataInput!$B828,DataInput!I828,NA())","v":"Actual"},{"$f":"IF($E829=DataInput!$B828,DataInput!J828,NA())","v":18.430292000000001},{"$f":"IF($E829=DataInput!$B828,DataInput!K828,NA())","v":"NA"},null,null,"SA WATERLOO",null,null,null,null,false,null,null,{"$error":"#N/A"},{"$error":"#N/A"},{"$error":"#N/A"},{"$error":"#N/A"},{"$error":"#N/A"},{"$error":"#N/A"},{"$error":"#N/A"},{"$error":"#N/A"},{"$error":"#N/A"},{"$error":"#N/A"}]
[null,{"$f":"IF(DataInput!B829=$B$8,IF($B$9=$B$10,TRUE,IF(DataInput!E829=$B$9,TRUE,FALSE)))","v":true},null,null,{"$f":"IF(B830=TRUE,DataInput!B829,NA())","v":"SA"},{"$f":"IF($E830=DataInput!$B829,DataInput!C829,NA())","v":"SWAT"},{"$f":"IF($E830=DataInput!$B829,DataInput!D829,NA())","v":"WATERLOO"},{"$f":"IF($E830=DataInput!$B829,DataInput!E829,NA())","v":"SAPN"},{"$f":"IF($E830=DataInput!$B829,DataInput!F829,NA())","v":"Summer"},{"$f":"IF($E830=DataInput!$B829,DataInput!G829,NA())","v":"Non-Coincident"},{"$f":"IF($E830=DataInput!$B829,DataInput!H829,NA())","v":2005},{"$f":"IF($E830=DataInput!$B829,DataInput!I829,NA())","v":"Actual"},{"$f":"IF($E830=DataInput!$B829,DataInput!J829,NA())","v":17.172523999999999},{"$f":"IF($E830=DataInput!$B829,DataInput!K829,NA())","v":"NA"},null,null,"SA WATERLOO",null,null,null,null,false,null,null,{"$error":"#N/A"},{"$error":"#N/A"},{"$error":"#N/A"},{"$error":"#N/A"},{"$error":"#N/A"},{"$error":"#N/A"},{"$error":"#N/A"},{"$error":"#N/A"},{"$error":"#N/A"},{"$error":"#N/A"}]
[null,{"$f":"IF(DataInput!B830=$B$8,IF($B$9=$B$10,TRUE,IF(DataInput!E830=$B$9,TRUE,FALSE)))","v":true},null,null,{"$f":"IF(B831=TRUE,DataInput!B830,NA())","v":"SA"},{"$f":"IF($E831=DataInput!$B830,DataInput!C830,NA())","v":"SWAT"},{"$f":"IF($E831=DataInput!$B830,DataInput!D830,NA())","v":"WATERLOO"},{"$f":"IF($E831=DataInput!$B830,DataInput!E830,NA())","v":"SAPN"},{"$f":"IF($E831=DataInput!$B830,DataInput!F830,NA())","v":"Summer"},{"$f":"IF($E831=DataInput!$B830,DataInput!G830,NA())","v":"Non-Coincident"},{"$f":"IF($E831=DataInput!$B830,DataInput!H830,NA())","v":2006},{"$f":"IF($E831=DataInput!$B830,DataInput!I830,NA())","v":"Actual"},{"$f":"IF($E831=DataInput!$B830,DataInput!J830,NA())","v":20.472380000000001},{"$f":"IF($E831=DataInput!$B830,DataInput!K830,NA())","v":"NA"},null,null,"SA WATERLOO",null,null,null,null,false,null,null,{"$error":"#N/A"},{"$error":"#N/A"},{"$error":"#N/A"},{"$error":"#N/A"},{"$error":"#N/A"},{"$error":"#N/A"},{"$error":"#N/A"},{"$error":"#N/A"},{"$error":"#N/A"},{"$error":"#N/A"}]
[null,{"$f":"IF(DataInput!B831=$B$8,IF($B$9=$B$10,TRUE,IF(DataInput!E831=$B$9,TRUE,FALSE)))","v":true},null,null,{"$f":"IF(B832=TRUE,DataInput!B831,NA())","v":"SA"},{"$f":"IF($E832=DataInput!$B831,DataInput!C831,NA())","v":"SWAT"},{"$f":"IF($E832=DataInput!$B831,DataInput!D831,NA())","v":"WATERLOO"},{"$f":"IF($E832=DataInput!$B831,DataInput!E831,NA())","v":"SAPN"},{"$f":"IF($E832=DataInput!$B831,DataInput!F831,NA())","v":"Summer"},{"$f":"IF($E832=DataInput!$B831,DataInput!G831,NA())","v":"Non-Coincident"},{"$f":"IF($E832=DataInput!$B831,DataInput!H831,NA())","v":2007},{"$f":"IF($E832=DataInput!$B831,DataInput!I831,NA())","v":"Actual"},{"$f":"IF($E832=DataInput!$B831,DataInput!J831,NA())","v":22.317647999999998},{"$f":"IF($E832=DataInput!$B831,DataInput!K831,NA())","v":"NA"},null,null,"SA WATERLOO",null,null,null,null,false,null,null,{"$error":"#N/A"},{"$error":"#N/A"},{"$error":"#N/A"},{"$error":"#N/A"},{"$error":"#N/A"},{"$error":"#N/A"},{"$error":"#N/A"},{"$error":"#N/A"},{"$error":"#N/A"},{"$error":"#N/A"}]
[null,{"$f":"IF(DataInput!B832=$B$8,IF($B$9=$B$10,TRUE,IF(DataInput!E832=$B$9,TRUE,FALSE)))","v":true},null,null,{"$f":"IF(B833=TRUE,DataInput!B832,NA())","v":"SA"},{"$f":"IF($E833=DataInput!$B832,DataInput!C832,NA())","v":"SWAT"},{"$f":"IF($E833=DataInput!$B832,DataInput!D832,NA())","v":"WATERLOO"},{"$f":"IF($E833=DataInput!$B832,DataInput!E832,NA())","v":"SAPN"},{"$f":"IF($E833=DataInput!$B832,DataInput!F832,NA())","v":"Summer"},{"$f":"IF($E833=DataInput!$B832,DataInput!G832,NA())","v":"Non-Coincident"},{"$f":"IF($E833=DataInput!$B832,DataInput!H832,NA())","v":2008},{"$f":"IF($E833=DataInput!$B832,DataInput!I832,NA())","v":"Actual"},{"$f":"IF($E833=DataInput!$B832,DataInput!J832,NA())","v":22.084752000000002},{"$f":"IF($E833=DataInput!$B832,DataInput!K832,NA())","v":"NA"},null,null,"SA WATERLOO",null,null,null,null,false,null,null,{"$error":"#N/A"},{"$error":"#N/A"},{"$error":"#N/A"},{"$error":"#N/A"},{"$error":"#N/A"},{"$error":"#N/A"},{"$error":"#N/A"},{"$error":"#N/A"},{"$error":"#N/A"},{"$error":"#N/A"}]
[null,{"$f":"IF(DataInput!B833=$B$8,IF($B$9=$B$10,TRUE,IF(DataInput!E833=$B$9,TRUE,FALSE)))","v":true},null,null,{"$f":"IF(B834=TRUE,DataInput!B833,NA())","v":"SA"},{"$f":"IF($E834=DataInput!$B833,DataInput!C833,NA())","v":"SWAT"},{"$f":"IF($E834=DataInput!$B833,DataInput!D833,NA())","v":"WATERLOO"},{"$f":"IF($E834=DataInput!$B833,DataInput!E833,NA())","v":"SAPN"},{"$f":"IF($E834=DataInput!$B833,DataInput!F833,NA())","v":"Summer"},{"$f":"IF($E834=DataInput!$B833,DataInput!G833,NA())","v":"Non-Coincident"},{"$f":"IF($E834=DataInput!$B833,DataInput!H833,NA())","v":2009},{"$f":"IF($E834=DataInput!$B833,DataInput!I833,NA())","v":"Actual"},{"$f":"IF($E834=DataInput!$B833,DataInput!J833,NA())","v":23.529298000000001},{"$f":"IF($E834=DataInput!$B833,DataInput!K833,NA())","v":"NA"},null,null,"SA WATERLOO",null,null,null,null,false,null,null,{"$error":"#N/A"},{"$error":"#N/A"},{"$error":"#N/A"},{"$error":"#N/A"},{"$error":"#N/A"},{"$error":"#N/A"},{"$error":"#N/A"},{"$error":"#N/A"},{"$error":"#N/A"},{"$error":"#N/A"}]
[null,{"$f":"IF(DataInput!B834=$B$8,IF($B$9=$B$10,TRUE,IF(DataInput!E834=$B$9,TRUE,FALSE)))","v":true},null,null,{"$f":"IF(B835=TRUE,DataInput!B834,NA())","v":"SA"},{"$f":"IF($E835=DataInput!$B834,DataInput!C834,NA())","v":"SWAT"},{"$f":"IF($E835=DataInput!$B834,DataInput!D834,NA())","v":"WATERLOO"},{"$f":"IF($E835=DataInput!$B834,DataInput!E834,NA())","v":"SAPN"},{"$f":"IF($E835=DataInput!$B834,DataInput!F834,NA())","v":"Summer"},{"$f":"IF($E835=DataInput!$B834,DataInput!G834,NA())","v":"Non-Coincident"},{"$f":"IF($E835=DataInput!$B834,DataInput!H834,NA())","v":2010},{"$f":"IF($E835=DataInput!$B834,DataInput!I834,NA())","v":"Actual"},{"$f":"IF($E835=DataInput!$B834,DataInput!J834,NA())","v":22.485703999999998},{"$f":"IF($E835=DataInput!$B834,DataInput!K834,NA())","v":"NA"},null,null,"SA WATERLOO",null,null,null,null,false,null,null,{"$error":"#N/A"},{"$error":"#N/A"},{"$error":"#N/A"},{"$error":"#N/A"},{"$error":"#N/A"},{"$error":"#N/A"},{"$error":"#N/A"},{"$error":"#N/A"},{"$error":"#N/A"},{"$error":"#N/A"}]
[null,{"$f":"IF(DataInput!B835=$B$8,IF($B$9=$B$10,TRUE,IF(DataInput!E835=$B$9,TRUE,FALSE)))","v":true},null,null,{"$f":"IF(B836=TRUE,DataInput!B835,NA())","v":"SA"},{"$f":"IF($E836=DataInput!$B835,DataInput!C835,NA())","v":"SWAT"},{"$f":"IF($E836=DataInput!$B835,DataInput!D835,NA())","v":"WATERLOO"},{"$f":"IF($E836=DataInput!$B835,DataInput!E835,NA())","v":"SAPN"},{"$f":"IF($E836=DataInput!$B835,DataInput!F835,NA())","v":"Summer"},{"$f":"IF($E836=DataInput!$B835,DataInput!G835,NA())","v":"Non-Coincident"},{"$f":"IF($E836=DataInput!$B835,DataInput!H835,NA())","v":2011},{"$f":"IF($E836=DataInput!$B835,DataInput!I835,NA())","v":"Actual"},{"$f":"IF($E836=DataInput!$B835,DataInput!J835,NA())","v":14.643698000000001},{"$f":"IF($E836=DataInput!$B835,DataInput!K835,NA())","v":"NA"},null,null,"SA WATERLOO",null,null,null,null,false,null,null,{"$error":"#N/A"},{"$error":"#N/A"},{"$error":"#N/A"},{"$error":"#N/A"},{"$error":"#N/A"},{"$error":"#N/A"},{"$error":"#N/A"},{"$error":"#N/A"},{"$error":"#N/A"},{"$error":"#N/A"}]
[null,{"$f":"IF(DataInput!B836=$B$8,IF($B$9=$B$10,TRUE,IF(DataInput!E836=$B$9,TRUE,FALSE)))","v":true},null,null,{"$f":"IF(B837=TRUE,DataInput!B836,NA())","v":"SA"},{"$f":"IF($E837=DataInput!$B836,DataInput!C836,NA())","v":"SWAT"},{"$f":"IF($E837=DataInput!$B836,DataInput!D836,NA())","v":"WATERLOO"},{"$f":"IF($E837=DataInput!$B836,DataInput!E836,NA())","v":"SAPN"},{"$f":"IF($E837=DataInput!$B836,DataInput!F836,NA())","v":"Summer"},{"$f":"IF($E837=DataInput!$B836,DataInput!G836,NA())","v":"Non-Coincident"},{"$f":"IF($E837=DataInput!$B836,DataInput!H836,NA())","v":2012},{"$f":"IF($E837=DataInput!$B836,DataInput!I836,NA())","v":"Actual"},{"$f":"IF($E837=DataInput!$B836,DataInput!J836,NA())","v":14.211983999999999},{"$f":"IF($E837=DataInput!$B836,DataInput!K836,NA())","v":"NA"},null,null,"SA WATERLOO",null,null,null,null,false,null,null,{"$error":"#N/A"},{"$error":"#N/A"},{"$error":"#N/A"},{"$error":"#N/A"},{"$error":"#N/A"},{"$error":"#N/A"},{"$error":"#N/A"},{"$error":"#N/A"},{"$error":"#N/A"},{"$error":"#N/A"}]
[null,{"$f":"IF(DataInput!B837=$B$8,IF($B$9=$B$10,TRUE,IF(DataInput!E837=$B$9,TRUE,FALSE)))","v":true},null,null,{"$f":"IF(B838=TRUE,DataInput!B837,NA())","v":"SA"},{"$f":"IF($E838=DataInput!$B837,DataInput!C837,NA())","v":"SWAT"},{"$f":"IF($E838=DataInput!$B837,DataInput!D837,NA())","v":"WATERLOO"},{"$f":"IF($E838=DataInput!$B837,DataInput!E837,NA())","v":"SAPN"},{"$f":"IF($E838=DataInput!$B837,DataInput!F837,NA())","v":"Summer"},{"$f":"IF($E838=DataInput!$B837,DataInput!G837,NA())","v":"Non-Coincident"},{"$f":"IF($E838=DataInput!$B837,DataInput!H837,NA())","v":2013},{"$f":"IF($E838=DataInput!$B837,DataInput!I837,NA())","v":"Actual"},{"$f":"IF($E838=DataInput!$B837,DataInput!J837,NA())","v":11.331720000000001},{"$f":"IF($E838=DataInput!$B837,DataInput!K837,NA())","v":"NA"},null,null,"SA WATERLOO",null,null,null,null,false,null,null,{"$error":"#N/A"},{"$error":"#N/A"},{"$error":"#N/A"},{"$error":"#N/A"},{"$error":"#N/A"},{"$error":"#N/A"},{"$error":"#N/A"},{"$error":"#N/A"},{"$error":"#N/A"},{"$error":"#N/A"}]
[null,{"$f":"IF(DataInput!B838=$B$8,IF($B$9=$B$10,TRUE,IF(DataInput!E838=$B$9,TRUE,FALSE)))","v":true},null,null,{"$f":"IF(B839=TRUE,DataInput!B838,NA())","v":"SA"},{"$f":"IF($E839=DataInput!$B838,DataInput!C838,NA())","v":"SWAT"},{"$f":"IF($E839=DataInput!$B838,DataInput!D838,NA())","v":"WATERLOO"},{"$f":"IF($E839=DataInput!$B838,DataInput!E838,NA())","v":"SAPN"},{"$f":"IF($E839=DataInput!$B838,DataInput!F838,NA())","v":"Summer"},{"$f":"IF($E839=DataInput!$B838,DataInput!G838,NA())","v":"Non-Coincident"},{"$f":"IF($E839=DataInput!$B838,DataInput!H838,NA())","v":2014},{"$f":"IF($E839=DataInput!$B838,DataInput!I838,NA())","v":"Actual"},{"$f":"IF($E839=DataInput!$B838,DataInput!J838,NA())","v":8.1898160000000004},{"$f":"IF($E839=DataInput!$B838,DataInput!K838,NA())","v":"NA"},null,null,"SA WATERLOO",null,null,null,null,false,null,null,{"$error":"#N/A"},{"$error":"#N/A"},{"$error":"#N/A"},{"$error":"#N/A"},{"$error":"#N/A"},{"$error":"#N/A"},{"$error":"#N/A"},{"$error":"#N/A"},{"$error":"#N/A"},{"$error":"#N/A"}]
[null,{"$f":"IF(DataInput!B839=$B$8,IF($B$9=$B$10,TRUE,IF(DataInput!E839=$B$9,TRUE,FALSE)))","v":true},null,null,{"$f":"IF(B840=TRUE,DataInput!B839,NA())","v":"SA"},{"$f":"IF($E840=DataInput!$B839,DataInput!C839,NA())","v":"SWAT"},{"$f":"IF($E840=DataInput!$B839,DataInput!D839,NA())","v":"WATERLOO"},{"$f":"IF($E840=DataInput!$B839,DataInput!E839,NA())","v":"SAPN"},{"$f":"IF($E840=DataInput!$B839,DataInput!F839,NA())","v":"Winter"},{"$f":"IF($E840=DataInput!$B839,DataInput!G839,NA())","v":"Non-Coincident"},{"$f":"IF($E840=DataInput!$B839,DataInput!H839,NA())","v":2003},{"$f":"IF($E840=DataInput!$B839,DataInput!I839,NA())","v":"Actual"},{"$f":"IF($E840=DataInput!$B839,DataInput!J839,NA())","v":15.527507999999999},{"$f":"IF($E840=DataInput!$B839,DataInput!K839,NA())","v":"NA"},null,null,"SA WATERLOO",null,null,null,null,false,null,null,{"$error":"#N/A"},{"$error":"#N/A"},{"$error":"#N/A"},{"$error":"#N/A"},{"$error":"#N/A"},{"$error":"#N/A"},{"$error":"#N/A"},{"$error":"#N/A"},{"$error":"#N/A"},{"$error":"#N/A"}]
[null,{"$f":"IF(DataInput!B840=$B$8,IF($B$9=$B$10,TRUE,IF(DataInput!E840=$B$9,TRUE,FALSE)))","v":true},null,null,{"$f":"IF(B841=TRUE,DataInput!B840,NA())","v":"SA"},{"$f":"IF($E841=DataInput!$B840,DataInput!C840,NA())","v":"SWAT"},{"$f":"IF($E841=DataInput!$B840,DataInput!D840,NA())","v":"WATERLOO"},{"$f":"IF($E841=DataInput!$B840,DataInput!E840,NA())","v":"SAPN"},{"$f":"IF($E841=DataInput!$B840,DataInput!F840,NA())","v":"Winter"},{"$f":"IF($E841=DataInput!$B840,DataInput!G840,NA())","v":"Non-Coincident"},{"$f":"IF($E841=DataInput!$B840,DataInput!H840,NA())","v":2004},{"$f":"IF($E841=DataInput!$B840,DataInput!I840,NA())","v":"Actual"},{"$f":"IF($E841=DataInput!$B840,DataInput!J840,NA())","v":15.739523999999999},{"$f":"IF($E841=DataInput!$B840,DataInput!K840,NA())","v":"NA"},null,null,"SA WATERLOO",null,null,null,null,false,null,null,{"$error":"#N/A"},{"$error":"#N/A"},{"$error":"#N/A"},{"$error":"#N/A"},{"$error":"#N/A"},{"$error":"#N/A"},{"$error":"#N/A"},{"$error":"#N/A"},{"$error":"#N/A"},{"$error":"#N/A"}]
[null,{"$f":"IF(DataInput!B841=$B$8,IF($B$9=$B$10,TRUE,IF(DataInput!E841=$B$9,TRUE,FALSE)))","v":true},null,null,{"$f":"IF(B842=TRUE,DataInput!B841,NA())","v":"SA"},{"$f":"IF($E842=DataInput!$B841,DataInput!C841,NA())","v":"SWAT"},{"$f":"IF($E842=DataInput!$B841,DataInput!D841,NA())","v":"WATERLOO"},{"$f":"IF($E842=DataInput!$B841,DataInput!E841,NA())","v":"SAPN"},{"$f":"IF($E842=DataInput!$B841,DataInput!F841,NA())","v":"Winter"},{"$f":"IF($E842=DataInput!$B841,DataInput!G841,NA())","v":"Non-Coincident"},{"$f":"IF($E842=DataInput!$B841,DataInput!H841,NA())","v":2005},{"$f":"IF($E842=DataInput!$B841,DataInput!I841,NA())","v":"Actual"},{"$f":"IF($E842=DataInput!$B841,DataInput!J841,NA())","v":16.598272000000001},{"$f":"IF($E842=DataInput!$B841,DataInput!K841,NA())","v":"NA"},null,null,"SA WATERLOO",null,null,null,null,false,null,null,{"$error":"#N/A"},{"$error":"#N/A"},{"$error":"#N/A"},{"$error":"#N/A"},{"$error":"#N/A"},{"$error":"#N/A"},{"$error":"#N/A"},{"$error":"#N/A"},{"$error":"#N/A"},{"$error":"#N/A"}]
[null,{"$f":"IF(DataInput!B842=$B$8,IF($B$9=$B$10,TRUE,IF(DataInput!E842=$B$9,TRUE,FALSE)))","v":true},null,null,{"$f":"IF(B843=TRUE,DataInput!B842,NA())","v":"SA"},{"$f":"IF($E843=DataInput!$B842,DataInput!C842,NA())","v":"SWAT"},{"$f":"IF($E843=DataInput!$B842,DataInput!D842,NA())","v":"WATERLOO"},{"$f":"IF($E843=DataInput!$B842,DataInput!E842,NA())","v":"SAPN"},{"$f":"IF($E843=DataInput!$B842,DataInput!F842,NA())","v":"Winter"},{"$f":"IF($E843=DataInput!$B842,DataInput!G842,NA())","v":"Non-Coincident"},{"$f":"IF($E843=DataInput!$B842,DataInput!H842,NA())","v":2006},{"$f":"IF($E843=DataInput!$B842,DataInput!I842,NA())","v":"Actual"},{"$f":"IF($E843=DataInput!$B842,DataInput!J842,NA())","v":16.976844},{"$f":"IF($E843=DataInput!$B842,DataInput!K842,NA())","v":"NA"},null,null,"SA WATERLOO",null,null,null,null,false,null,null,{"$error":"#N/A"},{"$error":"#N/A"},{"$error":"#N/A"},{"$error":"#N/A"},{"$error":"#N/A"},{"$error":"#N/A"},{"$error":"#N/A"},{"$error":"#N/A"},{"$error":"#N/A"},{"$error":"#N/A"}]
[null,{"$f":"IF(DataInput!B843=$B$8,IF($B$9=$B$10,TRUE,IF(DataInput!E843=$B$9,TRUE,FALSE)))","v":true},null,null,{"$f":"IF(B844=TRUE,DataInput!B843,NA())","v":"SA"},{"$f":"IF($E844=DataInput!$B843,DataInput!C843,NA())","v":"SWAT"},{"$f":"IF($E844=DataInput!$B843,DataInput!D843,NA())","v":"WATERLOO"},{"$f":"IF($E844=DataInput!$B843,DataInput!E843,NA())","v":"SAPN"},{"$f":"IF($E844=DataInput!$B843,DataInput!F843,NA())","v":"Winter"},{"$f":"IF($E844=DataInput!$B843,DataInput!G843,NA())","v":"Non-Coincident"},{"$f":"IF($E844=DataInput!$B843,DataInput!H843,NA())","v":2007},{"$f":"IF($E844=DataInput!$B843,DataInput!I843,NA())","v":"Actual"},{"$f":"IF($E844=DataInput!$B843,DataInput!J843,NA())","v":17.273116000000002},{"$f":"IF($E844=DataInput!$B843,DataInput!K843,NA())","v":"NA"},null,null,{"$f":"IF(OR(ISERROR(E844),ISERROR(G844)),\"  \",E844&\" \"&G844)","v":"SA WATERLOO"},null,null,null,null,{"$f":"IF(ISERROR(G844),FALSE,IF($V$9=G844,TRUE,FALSE))","v":false},null,null,{"$f":"IF($V844=TRUE,E844,NA())","v":{"$error":"#N/A"}},{"$error":"#N/A"},{"$error":"#N/A"},{"$error":"#N/A"},{"$error":"#N/A"},{"$error":"#N/A"},{"$error":"#N/A"},{"$error":"#N/A"},{"$error":"#N/A"},{"$error":"#N/A"}]
[null,{"$f":"IF(DataInput!B844=$B$8,IF($B$9=$B$10,TRUE,IF(DataInput!E844=$B$9,TRUE,FALSE)))","v":true},null,null,{"$f":"IF(B845=TRUE,DataInput!B844,NA())","v":"SA"},{"$f":"IF($E845=DataInput!$B844,DataInput!C844,NA())","v":"SWAT"},{"$f":"IF($E845=DataInput!$B844,DataInput!D844,NA())","v":"WATERLOO"},{"$f":"IF($E845=DataInput!$B844,DataInput!E844,NA())","v":"SAPN"},{"$f":"IF($E845=DataInput!$B844,DataInput!F844,NA())","v":"Winter"},{"$f":"IF($E845=DataInput!$B844,DataInput!G844,NA())","v":"Non-Coincident"},{"$f":"IF($E845=DataInput!$B844,DataInput!H844,NA())","v":2008},{"$f":"IF($E845=DataInput!$B844,DataInput!I844,NA())","v":"Actual"},{"$f":"IF($E845=DataInput!$B844,DataInput!J844,NA())","v":18.465326000000001},{"$f":"IF($E845=DataInput!$B844,DataInput!K844,NA())","v":"NA"},null,null,"SA WATERLOO",null,null,null,null,false,null,null,{"$error":"#N/A"},{"$error":"#N/A"},{"$error":"#N/A"},{"$error":"#N/A"},{"$error":"#N/A"},{"$error":"#N/A"},{"$error":"#N/A"},{"$error":"#N/A"},{"$error":"#N/A"},{"$error":"#N/A"}]
[null,{"$f":"IF(DataInput!B845=$B$8,IF($B$9=$B$10,TRUE,IF(DataInput!E845=$B$9,TRUE,FALSE)))","v":true},null,null,{"$f":"IF(B846=TRUE,DataInput!B845,NA())","v":"SA"},{"$f":"IF($E846=DataInput!$B845,DataInput!C845,NA())","v":"SWAT"},{"$f":"IF($E846=DataInput!$B845,DataInput!D845,NA())","v":"WATERLOO"},{"$f":"IF($E846=DataInput!$B845,DataInput!E845,NA())","v":"SAPN"},{"$f":"IF($E846=DataInput!$B845,DataInput!F845,NA())","v":"Winter"},{"$f":"IF($E846=DataInput!$B845,DataInput!G845,NA())","v":"Non-Coincident"},{"$f":"IF($E846=DataInput!$B845,DataInput!H845,NA())","v":2009},{"$f":"IF($E846=DataInput!$B845,DataInput!I845,NA())","v":"Actual"},{"$f":"IF($E846=DataInput!$B845,DataInput!J845,NA())","v":16.211192},{"$f":"IF($E846=DataInput!$B845,DataInput!K845,NA())","v":"NA"},null,null,"SA WATERLOO",null,null,null,null,false,null,null,{"$error":"#N/A"},{"$error":"#N/A"},{"$error":"#N/A"},{"$error":"#N/A"},{"$error":"#N/A"},{"$error":"#N/A"},{"$error":"#N/A"},{"$error":"#N/A"},{"$error":"#N/A"},{"$error":"#N/A"}]
[null,{"$f":"IF(DataInput!B846=$B$8,IF($B$9=$B$10,TRUE,IF(DataInput!E846=$B$9,TRUE,FALSE)))","v":true},null,null,{"$f":"IF(B847=TRUE,DataInput!B846,NA())","v":"SA"},{"$f":"IF($E847=DataInput!$B846,DataInput!C846,NA())","v":"SWAT"},{"$f":"IF($E847=DataInput!$B846,DataInput!D846,NA())","v":"WATERLOO"},{"$f":"IF($E847=DataInput!$B846,DataInput!E846,NA())","v":"SAPN"},{"$f":"IF($E847=DataInput!$B846,DataInput!F846,NA())","v":"Winter"},{"$f":"IF($E847=DataInput!$B846,DataInput!G846,NA())","v":"Non-Coincident"},{"$f":"IF($E847=DataInput!$B846,DataInput!H846,NA())","v":2010},{"$f":"IF($E847=DataInput!$B846,DataInput!I846,NA())","v":"Actual"},{"$f":"IF($E847=DataInput!$B846,DataInput!J846,NA())","v":20.143550000000001},{"$f":"IF($E847=DataInput!$B846,DataInput!K846,NA())","v":"NA"},null,null,"SA WATERLOO",null,null,null,null,false,null,null,{"$error":"#N/A"},{"$error":"#N/A"},{"$error":"#N/A"},{"$error":"#N/A"},{"$error":"#N/A"},{"$error":"#N/A"},{"$error":"#N/A"},{"$error":"#N/A"},{"$error":"#N/A"},{"$error":"#N/A"}]
[null,{"$f":"IF(DataInput!B847=$B$8,IF($B$9=$B$10,TRUE,IF(DataInput!E847=$B$9,TRUE,FALSE)))","v":true},null,null,{"$f":"IF(B848=TRUE,DataInput!B847,NA())","v":"SA"},{"$f":"IF($E848=DataInput!$B847,DataInput!C847,NA())","v":"SWAT"},{"$f":"IF($E848=DataInput!$B847,DataInput!D847,NA())","v":"WATERLOO"},{"$f":"IF($E848=DataInput!$B847,DataInput!E847,NA())","v":"SAPN"},{"$f":"IF($E848=DataInput!$B847,DataInput!F847,NA())","v":"Winter"},{"$f":"IF($E848=DataInput!$B847,DataInput!G847,NA())","v":"Non-Coincident"},{"$f":"IF($E848=DataInput!$B847,DataInput!H847,NA())","v":2011},{"$f":"IF($E848=DataInput!$B847,DataInput!I847,NA())","v":"Actual"},{"$f":"IF($E848=DataInput!$B847,DataInput!J847,NA())","v":17.660232000000001},{"$f":"IF($E848=DataInput!$B847,DataInput!K847,NA())","v":"NA"},null,null,"SA WATERLOO",null,null,null,null,false,null,null,{"$error":"#N/A"},{"$error":"#N/A"},{"$error":"#N/A"},{"$error":"#N/A"},{"$error":"#N/A"},{"$error":"#N/A"},{"$error":"#N/A"},{"$error":"#N/A"},{"$error":"#N/A"},{"$error":"#N/A"}]
[null,{"$f":"IF(DataInput!B848=$B$8,IF($B$9=$B$10,TRUE,IF(DataInput!E848=$B$9,TRUE,FALSE)))","v":true},null,null,{"$f":"IF(B849=TRUE,DataInput!B848,NA())","v":"SA"},{"$f":"IF($E849=DataInput!$B848,DataInput!C848,NA())","v":"SWAT"},{"$f":"IF($E849=DataInput!$B848,DataInput!D848,NA())","v":"WATERLOO"},{"$f":"IF($E849=DataInput!$B848,DataInput!E848,NA())","v":"SAPN"},{"$f":"IF($E849=DataInput!$B848,DataInput!F848,NA())","v":"Winter"},{"$f":"IF($E849=DataInput!$B848,DataInput!G848,NA())","v":"Non-Coincident"},{"$f":"IF($E849=DataInput!$B848,DataInput!H848,NA())","v":2012},{"$f":"IF($E849=DataInput!$B848,DataInput!I848,NA())","v":"Actual"},{"$f":"IF($E849=DataInput!$B848,DataInput!J848,NA())","v":6.7935759999999998},{"$f":"IF($E849=DataInput!$B848,DataInput!K848,NA())","v":"NA"},null,null,"SA WATERLOO",null,null,null,null,false,null,null,{"$error":"#N/A"},{"$error":"#N/A"},{"$error":"#N/A"},{"$error":"#N/A"},{"$error":"#N/A"},{"$error":"#N/A"},{"$error":"#N/A"},{"$error":"#N/A"},{"$error":"#N/A"},{"$error":"#N/A"}]
[null,{"$f":"IF(DataInput!B849=$B$8,IF($B$9=$B$10,TRUE,IF(DataInput!E849=$B$9,TRUE,FALSE)))","v":true},null,null,{"$f":"IF(B850=TRUE,DataInput!B849,NA())","v":"SA"},{"$f":"IF($E850=DataInput!$B849,DataInput!C849,NA())","v":"SWAT"},{"$f":"IF($E850=DataInput!$B849,DataInput!D849,NA())","v":"WATERLOO"},{"$f":"IF($E850=DataInput!$B849,DataInput!E849,NA())","v":"SAPN"},{"$f":"IF($E850=DataInput!$B849,DataInput!F849,NA())","v":"Winter"},{"$f":"IF($E850=DataInput!$B849,DataInput!G849,NA())","v":"Non-Coincident"},{"$f":"IF($E850=DataInput!$B849,DataInput!H849,NA())","v":2013},{"$f":"IF($E850=DataInput!$B849,DataInput!I849,NA())","v":"Actual"},{"$f":"IF($E850=DataInput!$B849,DataInput!J849,NA())","v":4.13537},{"$f":"IF($E850=DataInput!$B849,DataInput!K849,NA())","v":"NA"},null,null,"SA WATERLOO",null,null,null,null,false,null,null,{"$error":"#N/A"},{"$error":"#N/A"},{"$error":"#N/A"},{"$error":"#N/A"},{"$error":"#N/A"},{"$error":"#N/A"},{"$error":"#N/A"},{"$error":"#N/A"},{"$error":"#N/A"},{"$error":"#N/A"}]
[null,{"$f":"IF(DataInput!B850=$B$8,IF($B$9=$B$10,TRUE,IF(DataInput!E850=$B$9,TRUE,FALSE)))","v":true},null,null,{"$f":"IF(B851=TRUE,DataInput!B850,NA())","v":"SA"},{"$f":"IF($E851=DataInput!$B850,DataInput!C850,NA())","v":"SWAT"},{"$f":"IF($E851=DataInput!$B850,DataInput!D850,NA())","v":"WATERLOO"},{"$f":"IF($E851=DataInput!$B850,DataInput!E850,NA())","v":"SAPN"},{"$f":"IF($E851=DataInput!$B850,DataInput!F850,NA())","v":"Winter"},{"$f":"IF($E851=DataInput!$B850,DataInput!G850,NA())","v":"Non-Coincident"},{"$f":"IF($E851=DataInput!$B850,DataInput!H850,NA())","v":2014},{"$f":"IF($E851=DataInput!$B850,DataInput!I850,NA())","v":"Actual"},{"$f":"IF($E851=DataInput!$B850,DataInput!J850,NA())","v":13.697022},{"$f":"IF($E851=DataInput!$B850,DataInput!K850,NA())","v":"NA"},null,null,"SA WATERLOO",null,null,null,null,false,null,null,{"$error":"#N/A"},{"$error":"#N/A"},{"$error":"#N/A"},{"$error":"#N/A"},{"$error":"#N/A"},{"$error":"#N/A"},{"$error":"#N/A"},{"$error":"#N/A"},{"$error":"#N/A"},{"$error":"#N/A"}]
[null,{"$f":"IF(DataInput!B851=$B$8,IF($B$9=$B$10,TRUE,IF(DataInput!E851=$B$9,TRUE,FALSE)))","v":true},null,null,{"$f":"IF(B852=TRUE,DataInput!B851,NA())","v":"SA"},{"$f":"IF($E852=DataInput!$B851,DataInput!C851,NA())","v":"SWUD"},{"$f":"IF($E852=DataInput!$B851,DataInput!D851,NA())","v":"WUDINNA"},{"$f":"IF($E852=DataInput!$B851,DataInput!E851,NA())","v":"SAPN"},{"$f":"IF($E852=DataInput!$B851,DataInput!F851,NA())","v":"Summer"},{"$f":"IF($E852=DataInput!$B851,DataInput!G851,NA())","v":"Non-Coincident"},{"$f":"IF($E852=DataInput!$B851,DataInput!H851,NA())","v":2003},{"$f":"IF($E852=DataInput!$B851,DataInput!I851,NA())","v":"Actual"},{"$f":"IF($E852=DataInput!$B851,DataInput!J851,NA())","v":12.103071999999999},{"$f":"IF($E852=DataInput!$B851,DataInput!K851,NA())","v":"NA"},null,null,"SA WUDINNA",null,null,null,null,false,null,null,{"$error":"#N/A"},{"$error":"#N/A"},{"$error":"#N/A"},{"$error":"#N/A"},{"$error":"#N/A"},{"$error":"#N/A"},{"$error":"#N/A"},{"$error":"#N/A"},{"$error":"#N/A"},{"$error":"#N/A"}]
[null,{"$f":"IF(DataInput!B852=$B$8,IF($B$9=$B$10,TRUE,IF(DataInput!E852=$B$9,TRUE,FALSE)))","v":true},null,null,{"$f":"IF(B853=TRUE,DataInput!B852,NA())","v":"SA"},{"$f":"IF($E853=DataInput!$B852,DataInput!C852,NA())","v":"SWUD"},{"$f":"IF($E853=DataInput!$B852,DataInput!D852,NA())","v":"WUDINNA"},{"$f":"IF($E853=DataInput!$B852,DataInput!E852,NA())","v":"SAPN"},{"$f":"IF($E853=DataInput!$B852,DataInput!F852,NA())","v":"Summer"},{"$f":"IF($E853=DataInput!$B852,DataInput!G852,NA())","v":"Non-Coincident"},{"$f":"IF($E853=DataInput!$B852,DataInput!H852,NA())","v":2004},{"$f":"IF($E853=DataInput!$B852,DataInput!I852,NA())","v":"Actual"},{"$f":"IF($E853=DataInput!$B852,DataInput!J852,NA())","v":13.248011999999999},{"$f":"IF($E853=DataInput!$B852,DataInput!K852,NA())","v":"NA"},null,null,"SA WUDINNA",null,null,null,null,false,null,null,{"$error":"#N/A"},{"$error":"#N/A"},{"$error":"#N/A"},{"$error":"#N/A"},{"$error":"#N/A"},{"$error":"#N/A"},{"$error":"#N/A"},{"$error":"#N/A"},{"$error":"#N/A"},{"$error":"#N/A"}]
[null,{"$f":"IF(DataInput!B853=$B$8,IF($B$9=$B$10,TRUE,IF(DataInput!E853=$B$9,TRUE,FALSE)))","v":true},null,null,{"$f":"IF(B854=TRUE,DataInput!B853,NA())","v":"SA"},{"$f":"IF($E854=DataInput!$B853,DataInput!C853,NA())","v":"SWUD"},{"$f":"IF($E854=DataInput!$B853,DataInput!D853,NA())","v":"WUDINNA"},{"$f":"IF($E854=DataInput!$B853,DataInput!E853,NA())","v":"SAPN"},{"$f":"IF($E854=DataInput!$B853,DataInput!F853,NA())","v":"Summer"},{"$f":"IF($E854=DataInput!$B853,DataInput!G853,NA())","v":"Non-Coincident"},{"$f":"IF($E854=DataInput!$B853,DataInput!H853,NA())","v":2005},{"$f":"IF($E854=DataInput!$B853,DataInput!I853,NA())","v":"Actual"},{"$f":"IF($E854=DataInput!$B853,DataInput!J853,NA())","v":12.139818},{"$f":"IF($E854=DataInput!$B853,DataInput!K853,NA())","v":"NA"},null,null,"SA WUDINNA",null,null,null,null,false,null,null,{"$error":"#N/A"},{"$error":"#N/A"},{"$error":"#N/A"},{"$error":"#N/A"},{"$error":"#N/A"},{"$error":"#N/A"},{"$error":"#N/A"},{"$error":"#N/A"},{"$error":"#N/A"},{"$error":"#N/A"}]
[null,{"$f":"IF(DataInput!B854=$B$8,IF($B$9=$B$10,TRUE,IF(DataInput!E854=$B$9,TRUE,FALSE)))","v":true},null,null,{"$f":"IF(B855=TRUE,DataInput!B854,NA())","v":"SA"},{"$f":"IF($E855=DataInput!$B854,DataInput!C854,NA())","v":"SWUD"},{"$f":"IF($E855=DataInput!$B854,DataInput!D854,NA())","v":"WUDINNA"},{"$f":"IF($E855=DataInput!$B854,DataInput!E854,NA())","v":"SAPN"},{"$f":"IF($E855=DataInput!$B854,DataInput!F854,NA())","v":"Summer"},{"$f":"IF($E855=DataInput!$B854,DataInput!G854,NA())","v":"Non-Coincident"},{"$f":"IF($E855=DataInput!$B854,DataInput!H854,NA())","v":2006},{"$f":"IF($E855=DataInput!$B854,DataInput!I854,NA())","v":"Actual"},{"$f":"IF($E855=DataInput!$B854,DataInput!J854,NA())","v":13.511687999999999},{"$f":"IF($E855=DataInput!$B854,DataInput!K854,NA())","v":"NA"},null,null,"SA WUDINNA",null,null,null,null,false,null,null,{"$error":"#N/A"},{"$error":"#N/A"},{"$error":"#N/A"},{"$error":"#N/A"},{"$error":"#N/A"},{"$error":"#N/A"},{"$error":"#N/A"},{"$error":"#N/A"},{"$error":"#N/A"},{"$error":"#N/A"}]
[null,{"$f":"IF(DataInput!B855=$B$8,IF($B$9=$B$10,TRUE,IF(DataInput!E855=$B$9,TRUE,FALSE)))","v":true},null,null,{"$f":"IF(B856=TRUE,DataInput!B855,NA())","v":"SA"},{"$f":"IF($E856=DataInput!$B855,DataInput!C855,NA())","v":"SWUD"},{"$f":"IF($E856=DataInput!$B855,DataInput!D855,NA())","v":"WUDINNA"},{"$f":"IF($E856=DataInput!$B855,DataInput!E855,NA())","v":"SAPN"},{"$f":"IF($E856=DataInput!$B855,DataInput!F855,NA())","v":"Summer"},{"$f":"IF($E856=DataInput!$B855,DataInput!G855,NA())","v":"Non-Coincident"},{"$f":"IF($E856=DataInput!$B855,DataInput!H855,NA())","v":2007},{"$f":"IF($E856=DataInput!$B855,DataInput!I855,NA())","v":"Actual"},{"$f":"IF($E856=DataInput!$B855,DataInput!J855,NA())","v":12.839665999999999},{"$f":"IF($E856=DataInput!$B855,DataInput!K855,NA())","v":"NA"},null,null,"SA WUDINNA",null,null,null,null,false,null,null,{"$error":"#N/A"},{"$error":"#N/A"},{"$error":"#N/A"},{"$error":"#N/A"},{"$error":"#N/A"},{"$error":"#N/A"},{"$error":"#N/A"},{"$error":"#N/A"},{"$error":"#N/A"},{"$error":"#N/A"}]
[null,{"$f":"IF(DataInput!B856=$B$8,IF($B$9=$B$10,TRUE,IF(DataInput!E856=$B$9,TRUE,FALSE)))","v":true},null,null,{"$f":"IF(B857=TRUE,DataInput!B856,NA())","v":"SA"},{"$f":"IF($E857=DataInput!$B856,DataInput!C856,NA())","v":"SWUD"},{"$f":"IF($E857=DataInput!$B856,DataInput!D856,NA())","v":"WUDINNA"},{"$f":"IF($E857=DataInput!$B856,DataInput!E856,NA())","v":"SAPN"},{"$f":"IF($E857=DataInput!$B856,DataInput!F856,NA())","v":"Summer"},{"$f":"IF($E857=DataInput!$B856,DataInput!G856,NA())","v":"Non-Coincident"},{"$f":"IF($E857=DataInput!$B856,DataInput!H856,NA())","v":2008},{"$f":"IF($E857=DataInput!$B856,DataInput!I856,NA())","v":"Actual"},{"$f":"IF($E857=DataInput!$B856,DataInput!J856,NA())","v":14.150460000000001},{"$f":"IF($E857=DataInput!$B856,DataInput!K856,NA())","v":"NA"},null,null,"SA WUDINNA",null,null,null,null,false,null,null,{"$error":"#N/A"},{"$error":"#N/A"},{"$error":"#N/A"},{"$error":"#N/A"},{"$error":"#N/A"},{"$error":"#N/A"},{"$error":"#N/A"},{"$error":"#N/A"},{"$error":"#N/A"},{"$error":"#N/A"}]
[null,{"$f":"IF(DataInput!B857=$B$8,IF($B$9=$B$10,TRUE,IF(DataInput!E857=$B$9,TRUE,FALSE)))","v":true},null,null,{"$f":"IF(B858=TRUE,DataInput!B857,NA())","v":"SA"},{"$f":"IF($E858=DataInput!$B857,DataInput!C857,NA())","v":"SWUD"},{"$f":"IF($E858=DataInput!$B857,DataInput!D857,NA())","v":"WUDINNA"},{"$f":"IF($E858=DataInput!$B857,DataInput!E857,NA())","v":"SAPN"},{"$f":"IF($E858=DataInput!$B857,DataInput!F857,NA())","v":"Summer"},{"$f":"IF($E858=DataInput!$B857,DataInput!G857,NA())","v":"Non-Coincident"},{"$f":"IF($E858=DataInput!$B857,DataInput!H857,NA())","v":2009},{"$f":"IF($E858=DataInput!$B857,DataInput!I857,NA())","v":"Actual"},{"$f":"IF($E858=DataInput!$B857,DataInput!J857,NA())","v":15.219548},{"$f":"IF($E858=DataInput!$B857,DataInput!K857,NA())","v":"NA"},null,null,"SA WUDINNA",null,null,null,null,false,null,null,{"$error":"#N/A"},{"$error":"#N/A"},{"$error":"#N/A"},{"$error":"#N/A"},{"$error":"#N/A"},{"$error":"#N/A"},{"$error":"#N/A"},{"$error":"#N/A"},{"$error":"#N/A"},{"$error":"#N/A"}]
[null,{"$f":"IF(DataInput!B858=$B$8,IF($B$9=$B$10,TRUE,IF(DataInput!E858=$B$9,TRUE,FALSE)))","v":true},null,null,{"$f":"IF(B859=TRUE,DataInput!B858,NA())","v":"SA"},{"$f":"IF($E859=DataInput!$B858,DataInput!C858,NA())","v":"SWUD"},{"$f":"IF($E859=DataInput!$B858,DataInput!D858,NA())","v":"WUDINNA"},{"$f":"IF($E859=DataInput!$B858,DataInput!E858,NA())","v":"SAPN"},{"$f":"IF($E859=DataInput!$B858,DataInput!F858,NA())","v":"Summer"},{"$f":"IF($E859=DataInput!$B858,DataInput!G858,NA())","v":"Non-Coincident"},{"$f":"IF($E859=DataInput!$B858,DataInput!H858,NA())","v":2010},{"$f":"IF($E859=DataInput!$B858,DataInput!I858,NA())","v":"Actual"},{"$f":"IF($E859=DataInput!$B858,DataInput!J858,NA())","v":15.14373},{"$f":"IF($E859=DataInput!$B858,DataInput!K858,NA())","v":"NA"},null,null,"SA WUDINNA",null,null,null,null,false,null,null,{"$error":"#N/A"},{"$error":"#N/A"},{"$error":"#N/A"},{"$error":"#N/A"},{"$error":"#N/A"},{"$error":"#N/A"},{"$error":"#N/A"},{"$error":"#N/A"},{"$error":"#N/A"},{"$error":"#N/A"}]
[null,{"$f":"IF(DataInput!B859=$B$8,IF($B$9=$B$10,TRUE,IF(DataInput!E859=$B$9,TRUE,FALSE)))","v":true},null,null,{"$f":"IF(B860=TRUE,DataInput!B859,NA())","v":"SA"},{"$f":"IF($E860=DataInput!$B859,DataInput!C859,NA())","v":"SWUD"},{"$f":"IF($E860=DataInput!$B859,DataInput!D859,NA())","v":"WUDINNA"},{"$f":"IF($E860=DataInput!$B859,DataInput!E859,NA())","v":"SAPN"},{"$f":"IF($E860=DataInput!$B859,DataInput!F859,NA())","v":"Summer"},{"$f":"IF($E860=DataInput!$B859,DataInput!G859,NA())","v":"Non-Coincident"},{"$f":"IF($E860=DataInput!$B859,DataInput!H859,NA())","v":2011},{"$f":"IF($E860=DataInput!$B859,DataInput!I859,NA())","v":"Actual"},{"$f":"IF($E860=DataInput!$B859,DataInput!J859,NA())","v":15.6502},{"$f":"IF($E860=DataInput!$B859,DataInput!K859,NA())","v":"NA"},null,null,"SA WUDINNA",null,null,null,null,false,null,null,{"$error":"#N/A"},{"$error":"#N/A"},{"$error":"#N/A"},{"$error":"#N/A"},{"$error":"#N/A"},{"$error":"#N/A"},{"$error":"#N/A"},{"$error":"#N/A"},{"$error":"#N/A"},{"$error":"#N/A"}]
[null,{"$f":"IF(DataInput!B860=$B$8,IF($B$9=$B$10,TRUE,IF(DataInput!E860=$B$9,TRUE,FALSE)))","v":true},null,null,{"$f":"IF(B861=TRUE,DataInput!B860,NA())","v":"SA"},{"$f":"IF($E861=DataInput!$B860,DataInput!C860,NA())","v":"SWUD"},{"$f":"IF($E861=DataInput!$B860,DataInput!D860,NA())","v":"WUDINNA"},{"$f":"IF($E861=DataInput!$B860,DataInput!E860,NA())","v":"SAPN"},{"$f":"IF($E861=DataInput!$B860,DataInput!F860,NA())","v":"Summer"},{"$f":"IF($E861=DataInput!$B860,DataInput!G860,NA())","v":"Non-Coincident"},{"$f":"IF($E861=DataInput!$B860,DataInput!H860,NA())","v":2012},{"$f":"IF($E861=DataInput!$B860,DataInput!I860,NA())","v":"Actual"},{"$f":"IF($E861=DataInput!$B860,DataInput!J860,NA())","v":14.188205999999999},{"$f":"IF($E861=DataInput!$B860,DataInput!K860,NA())","v":"NA"},null,null,"SA WUDINNA",null,null,null,null,false,null,null,{"$error":"#N/A"},{"$error":"#N/A"},{"$error":"#N/A"},{"$error":"#N/A"},{"$error":"#N/A"},{"$error":"#N/A"},{"$error":"#N/A"},{"$error":"#N/A"},{"$error":"#N/A"},{"$error":"#N/A"}]
[null,{"$f":"IF(DataInput!B861=$B$8,IF($B$9=$B$10,TRUE,IF(DataInput!E861=$B$9,TRUE,FALSE)))","v":true},null,null,{"$f":"IF(B862=TRUE,DataInput!B861,NA())","v":"SA"},{"$f":"IF($E862=DataInput!$B861,DataInput!C861,NA())","v":"SWUD"},{"$f":"IF($E862=DataInput!$B861,DataInput!D861,NA())","v":"WUDINNA"},{"$f":"IF($E862=DataInput!$B861,DataInput!E861,NA())","v":"SAPN"},{"$f":"IF($E862=DataInput!$B861,DataInput!F861,NA())","v":"Summer"},{"$f":"IF($E862=DataInput!$B861,DataInput!G861,NA())","v":"Non-Coincident"},{"$f":"IF($E862=DataInput!$B861,DataInput!H861,NA())","v":2013},{"$f":"IF($E862=DataInput!$B861,DataInput!I861,NA())","v":"Actual"},{"$f":"IF($E862=DataInput!$B861,DataInput!J861,NA())","v":14.072326},{"$f":"IF($E862=DataInput!$B861,DataInput!K861,NA())","v":"NA"},null,null,"SA WUDINNA",null,null,null,null,false,null,null,{"$error":"#N/A"},{"$error":"#N/A"},{"$error":"#N/A"},{"$error":"#N/A"},{"$error":"#N/A"},{"$error":"#N/A"},{"$error":"#N/A"},{"$error":"#N/A"},{"$error":"#N/A"},{"$error":"#N/A"}]
[null,{"$f":"IF(DataInput!B862=$B$8,IF($B$9=$B$10,TRUE,IF(DataInput!E862=$B$9,TRUE,FALSE)))","v":true},null,null,{"$f":"IF(B863=TRUE,DataInput!B862,NA())","v":"SA"},{"$f":"IF($E863=DataInput!$B862,DataInput!C862,NA())","v":"SWUD"},{"$f":"IF($E863=DataInput!$B862,DataInput!D862,NA())","v":"WUDINNA"},{"$f":"IF($E863=DataInput!$B862,DataInput!E862,NA())","v":"SAPN"},{"$f":"IF($E863=DataInput!$B862,DataInput!F862,NA())","v":"Summer"},{"$f":"IF($E863=DataInput!$B862,DataInput!G862,NA())","v":"Non-Coincident"},{"$f":"IF($E863=DataInput!$B862,DataInput!H862,NA())","v":2014},{"$f":"IF($E863=DataInput!$B862,DataInput!I862,NA())","v":"Actual"},{"$f":"IF($E863=DataInput!$B862,DataInput!J862,NA())","v":15.281846},{"$f":"IF($E863=DataInput!$B862,DataInput!K862,NA())","v":"NA"},null,null,"SA WUDINNA",null,null,null,null,false,null,null,{"$error":"#N/A"},{"$error":"#N/A"},{"$error":"#N/A"},{"$error":"#N/A"},{"$error":"#N/A"},{"$error":"#N/A"},{"$error":"#N/A"},{"$error":"#N/A"},{"$error":"#N/A"},{"$error":"#N/A"}]
[null,{"$f":"IF(DataInput!B863=$B$8,IF($B$9=$B$10,TRUE,IF(DataInput!E863=$B$9,TRUE,FALSE)))","v":true},null,null,{"$f":"IF(B864=TRUE,DataInput!B863,NA())","v":"SA"},{"$f":"IF($E864=DataInput!$B863,DataInput!C863,NA())","v":"SWUD"},{"$f":"IF($E864=DataInput!$B863,DataInput!D863,NA())","v":"WUDINNA"},{"$f":"IF($E864=DataInput!$B863,DataInput!E863,NA())","v":"SAPN"},{"$f":"IF($E864=DataInput!$B863,DataInput!F863,NA())","v":"Winter"},{"$f":"IF($E864=DataInput!$B863,DataInput!G863,NA())","v":"Non-Coincident"},{"$f":"IF($E864=DataInput!$B863,DataInput!H863,NA())","v":2003},{"$f":"IF($E864=DataInput!$B863,DataInput!I863,NA())","v":"Actual"},{"$f":"IF($E864=DataInput!$B863,DataInput!J863,NA())","v":10.063928000000001},{"$f":"IF($E864=DataInput!$B863,DataInput!K863,NA())","v":"NA"},null,null,"SA WUDINNA",null,null,null,null,false,null,null,{"$error":"#N/A"},{"$error":"#N/A"},{"$error":"#N/A"},{"$error":"#N/A"},{"$error":"#N/A"},{"$error":"#N/A"},{"$error":"#N/A"},{"$error":"#N/A"},{"$error":"#N/A"},{"$error":"#N/A"}]
[null,{"$f":"IF(DataInput!B864=$B$8,IF($B$9=$B$10,TRUE,IF(DataInput!E864=$B$9,TRUE,FALSE)))","v":true},null,null,{"$f":"IF(B865=TRUE,DataInput!B864,NA())","v":"SA"},{"$f":"IF($E865=DataInput!$B864,DataInput!C864,NA())","v":"SWUD"},{"$f":"IF($E865=DataInput!$B864,DataInput!D864,NA())","v":"WUDINNA"},{"$f":"IF($E865=DataInput!$B864,DataInput!E864,NA())","v":"SAPN"},{"$f":"IF($E865=DataInput!$B864,DataInput!F864,NA())","v":"Winter"},{"$f":"IF($E865=DataInput!$B864,DataInput!G864,NA())","v":"Non-Coincident"},{"$f":"IF($E865=DataInput!$B864,DataInput!H864,NA())","v":2004},{"$f":"IF($E865=DataInput!$B864,DataInput!I864,NA())","v":"Actual"},{"$f":"IF($E865=DataInput!$B864,DataInput!J864,NA())","v":9.3756120000000003},{"$f":"IF($E865=DataInput!$B864,DataInput!K864,NA())","v":"NA"},null,null,"SA WUDINNA",null,null,null,null,false,null,null,{"$error":"#N/A"},{"$error":"#N/A"},{"$error":"#N/A"},{"$error":"#N/A"},{"$error":"#N/A"},{"$error":"#N/A"},{"$error":"#N/A"},{"$error":"#N/A"},{"$error":"#N/A"},{"$error":"#N/A"}]
[null,{"$f":"IF(DataInput!B865=$B$8,IF($B$9=$B$10,TRUE,IF(DataInput!E865=$B$9,TRUE,FALSE)))","v":true},null,null,{"$f":"IF(B866=TRUE,DataInput!B865,NA())","v":"SA"},{"$f":"IF($E866=DataInput!$B865,DataInput!C865,NA())","v":"SWUD"},{"$f":"IF($E866=DataInput!$B865,DataInput!D865,NA())","v":"WUDINNA"},{"$f":"IF($E866=DataInput!$B865,DataInput!E865,NA())","v":"SAPN"},{"$f":"IF($E866=DataInput!$B865,DataInput!F865,NA())","v":"Winter"},{"$f":"IF($E866=DataInput!$B865,DataInput!G865,NA())","v":"Non-Coincident"},{"$f":"IF($E866=DataInput!$B865,DataInput!H865,NA())","v":2005},{"$f":"IF($E866=DataInput!$B865,DataInput!I865,NA())","v":"Actual"},{"$f":"IF($E866=DataInput!$B865,DataInput!J865,NA())","v":9.5518780000000003},{"$f":"IF($E866=DataInput!$B865,DataInput!K865,NA())","v":"NA"},null,null,"SA WUDINNA",null,null,null,null,false,null,null,{"$error":"#N/A"},{"$error":"#N/A"},{"$error":"#N/A"},{"$error":"#N/A"},{"$error":"#N/A"},{"$error":"#N/A"},{"$error":"#N/A"},{"$error":"#N/A"},{"$error":"#N/A"},{"$error":"#N/A"}]
[null,{"$f":"IF(DataInput!B866=$B$8,IF($B$9=$B$10,TRUE,IF(DataInput!E866=$B$9,TRUE,FALSE)))","v":true},null,null,{"$f":"IF(B867=TRUE,DataInput!B866,NA())","v":"SA"},{"$f":"IF($E867=DataInput!$B866,DataInput!C866,NA())","v":"SWUD"},{"$f":"IF($E867=DataInput!$B866,DataInput!D866,NA())","v":"WUDINNA"},{"$f":"IF($E867=DataInput!$B866,DataInput!E866,NA())","v":"SAPN"},{"$f":"IF($E867=DataInput!$B866,DataInput!F866,NA())","v":"Winter"},{"$f":"IF($E867=DataInput!$B866,DataInput!G866,NA())","v":"Non-Coincident"},{"$f":"IF($E867=DataInput!$B866,DataInput!H866,NA())","v":2006},{"$f":"IF($E867=DataInput!$B866,DataInput!I866,NA())","v":"Actual"},{"$f":"IF($E867=DataInput!$B866,DataInput!J866,NA())","v":10.20046},{"$f":"IF($E867=DataInput!$B866,DataInput!K866,NA())","v":"NA"},null,null,"SA WUDINNA",null,null,null,null,false,null,null,{"$error":"#N/A"},{"$error":"#N/A"},{"$error":"#N/A"},{"$error":"#N/A"},{"$error":"#N/A"},{"$error":"#N/A"},{"$error":"#N/A"},{"$error":"#N/A"},{"$error":"#N/A"},{"$error":"#N/A"}]
[null,{"$f":"IF(DataInput!B867=$B$8,IF($B$9=$B$10,TRUE,IF(DataInput!E867=$B$9,TRUE,FALSE)))","v":true},null,null,{"$f":"IF(B868=TRUE,DataInput!B867,NA())","v":"SA"},{"$f":"IF($E868=DataInput!$B867,DataInput!C867,NA())","v":"SWUD"},{"$f":"IF($E868=DataInput!$B867,DataInput!D867,NA())","v":"WUDINNA"},{"$f":"IF($E868=DataInput!$B867,DataInput!E867,NA())","v":"SAPN"},{"$f":"IF($E868=DataInput!$B867,DataInput!F867,NA())","v":"Winter"},{"$f":"IF($E868=DataInput!$B867,DataInput!G867,NA())","v":"Non-Coincident"},{"$f":"IF($E868=DataInput!$B867,DataInput!H867,NA())","v":2007},{"$f":"IF($E868=DataInput!$B867,DataInput!I867,NA())","v":"Actual"},{"$f":"IF($E868=DataInput!$B867,DataInput!J867,NA())","v":10.056710000000001},{"$f":"IF($E868=DataInput!$B867,DataInput!K867,NA())","v":"NA"},null,null,"SA WUDINNA",null,null,null,null,false,null,null,{"$error":"#N/A"},{"$error":"#N/A"},{"$error":"#N/A"},{"$error":"#N/A"},{"$error":"#N/A"},{"$error":"#N/A"},{"$error":"#N/A"},{"$error":"#N/A"},{"$error":"#N/A"},{"$error":"#N/A"}]
[null,{"$f":"IF(DataInput!B868=$B$8,IF($B$9=$B$10,TRUE,IF(DataInput!E868=$B$9,TRUE,FALSE)))","v":true},null,null,{"$f":"IF(B869=TRUE,DataInput!B868,NA())","v":"SA"},{"$f":"IF($E869=DataInput!$B868,DataInput!C868,NA())","v":"SWUD"},{"$f":"IF($E869=DataInput!$B868,DataInput!D868,NA())","v":"WUDINNA"},{"$f":"IF($E869=DataInput!$B868,DataInput!E868,NA())","v":"SAPN"},{"$f":"IF($E869=DataInput!$B868,DataInput!F868,NA())","v":"Winter"},{"$f":"IF($E869=DataInput!$B868,DataInput!G868,NA())","v":"Non-Coincident"},{"$f":"IF($E869=DataInput!$B868,DataInput!H868,NA())","v":2008},{"$f":"IF($E869=DataInput!$B868,DataInput!I868,NA())","v":"Actual"},{"$f":"IF($E869=DataInput!$B868,DataInput!J868,NA())","v":9.1904299999999992},{"$f":"IF($E869=DataInput!$B868,DataInput!K868,NA())","v":"NA"},null,null,"SA WUDINNA",null,null,null,null,false,null,null,{"$error":"#N/A"},{"$error":"#N/A"},{"$error":"#N/A"},{"$error":"#N/A"},{"$error":"#N/A"},{"$error":"#N/A"},{"$error":"#N/A"},{"$error":"#N/A"},{"$error":"#N/A"},{"$error":"#N/A"}]
[null,{"$f":"IF(DataInput!B869=$B$8,IF($B$9=$B$10,TRUE,IF(DataInput!E869=$B$9,TRUE,FALSE)))","v":true},null,null,{"$f":"IF(B870=TRUE,DataInput!B869,NA())","v":"SA"},{"$f":"IF($E870=DataInput!$B869,DataInput!C869,NA())","v":"SWUD"},{"$f":"IF($E870=DataInput!$B869,DataInput!D869,NA())","v":"WUDINNA"},{"$f":"IF($E870=DataInput!$B869,DataInput!E869,NA())","v":"SAPN"},{"$f":"IF($E870=DataInput!$B869,DataInput!F869,NA())","v":"Winter"},{"$f":"IF($E870=DataInput!$B869,DataInput!G869,NA())","v":"Non-Coincident"},{"$f":"IF($E870=DataInput!$B869,DataInput!H869,NA())","v":2009},{"$f":"IF($E870=DataInput!$B869,DataInput!I869,NA())","v":"Actual"},{"$f":"IF($E870=DataInput!$B869,DataInput!J869,NA())","v":9.6536460000000002},{"$f":"IF($E870=DataInput!$B869,DataInput!K869,NA())","v":"NA"},null,null,"SA WUDINNA",null,null,null,null,false,null,null,{"$error":"#N/A"},{"$error":"#N/A"},{"$error":"#N/A"},{"$error":"#N/A"},{"$error":"#N/A"},{"$error":"#N/A"},{"$error":"#N/A"},{"$error":"#N/A"},{"$error":"#N/A"},{"$error":"#N/A"}]
[null,{"$f":"IF(DataInput!B870=$B$8,IF($B$9=$B$10,TRUE,IF(DataInput!E870=$B$9,TRUE,FALSE)))","v":true},null,null,{"$f":"IF(B871=TRUE,DataInput!B870,NA())","v":"SA"},{"$f":"IF($E871=DataInput!$B870,DataInput!C870,NA())","v":"SWUD"},{"$f":"IF($E871=DataInput!$B870,DataInput!D870,NA())","v":"WUDINNA"},{"$f":"IF($E871=DataInput!$B870,DataInput!E870,NA())","v":"SAPN"},{"$f":"IF($E871=DataInput!$B870,DataInput!F870,NA())","v":"Winter"},{"$f":"IF($E871=DataInput!$B870,DataInput!G870,NA())","v":"Non-Coincident"},{"$f":"IF($E871=DataInput!$B870,DataInput!H870,NA())","v":2010},{"$f":"IF($E871=DataInput!$B870,DataInput!I870,NA())","v":"Actual"},{"$f":"IF($E871=DataInput!$B870,DataInput!J870,NA())","v":10.548942},{"$f":"IF($E871=DataInput!$B870,DataInput!K870,NA())","v":"NA"},null,null,"SA WUDINNA",null,null,null,null,false,null,null,{"$error":"#N/A"},{"$error":"#N/A"},{"$error":"#N/A"},{"$error":"#N/A"},{"$error":"#N/A"},{"$error":"#N/A"},{"$error":"#N/A"},{"$error":"#N/A"},{"$error":"#N/A"},{"$error":"#N/A"}]
[null,{"$f":"IF(DataInput!B871=$B$8,IF($B$9=$B$10,TRUE,IF(DataInput!E871=$B$9,TRUE,FALSE)))","v":true},null,null,{"$f":"IF(B872=TRUE,DataInput!B871,NA())","v":"SA"},{"$f":"IF($E872=DataInput!$B871,DataInput!C871,NA())","v":"SWUD"},{"$f":"IF($E872=DataInput!$B871,DataInput!D871,NA())","v":"WUDINNA"},{"$f":"IF($E872=DataInput!$B871,DataInput!E871,NA())","v":"SAPN"},{"$f":"IF($E872=DataInput!$B871,DataInput!F871,NA())","v":"Winter"},{"$f":"IF($E872=DataInput!$B871,DataInput!G871,NA())","v":"Non-Coincident"},{"$f":"IF($E872=DataInput!$B871,DataInput!H871,NA())","v":2011},{"$f":"IF($E872=DataInput!$B871,DataInput!I871,NA())","v":"Actual"},{"$f":"IF($E872=DataInput!$B871,DataInput!J871,NA())","v":10.917192},{"$f":"IF($E872=DataInput!$B871,DataInput!K871,NA())","v":"NA"},null,null,"SA WUDINNA",null,null,null,null,false,null,null,{"$error":"#N/A"},{"$error":"#N/A"},{"$error":"#N/A"},{"$error":"#N/A"},{"$error":"#N/A"},{"$error":"#N/A"},{"$error":"#N/A"},{"$error":"#N/A"},{"$error":"#N/A"},{"$error":"#N/A"}]
[null,{"$f":"IF(DataInput!B872=$B$8,IF($B$9=$B$10,TRUE,IF(DataInput!E872=$B$9,TRUE,FALSE)))","v":true},null,null,{"$f":"IF(B873=TRUE,DataInput!B872,NA())","v":"SA"},{"$f":"IF($E873=DataInput!$B872,DataInput!C872,NA())","v":"SWUD"},{"$f":"IF($E873=DataInput!$B872,DataInput!D872,NA())","v":"WUDINNA"},{"$f":"IF($E873=DataInput!$B872,DataInput!E872,NA())","v":"SAPN"},{"$f":"IF($E873=DataInput!$B872,DataInput!F872,NA())","v":"Winter"},{"$f":"IF($E873=DataInput!$B872,DataInput!G872,NA())","v":"Non-Coincident"},{"$f":"IF($E873=DataInput!$B872,DataInput!H872,NA())","v":2012},{"$f":"IF($E873=DataInput!$B872,DataInput!I872,NA())","v":"Actual"},{"$f":"IF($E873=DataInput!$B872,DataInput!J872,NA())","v":10.815438},{"$f":"IF($E873=DataInput!$B872,DataInput!K872,NA())","v":"NA"},null,null,"SA WUDINNA",null,null,null,null,false,null,null,{"$error":"#N/A"},{"$error":"#N/A"},{"$error":"#N/A"},{"$error":"#N/A"},{"$error":"#N/A"},{"$error":"#N/A"},{"$error":"#N/A"},{"$error":"#N/A"},{"$error":"#N/A"},{"$error":"#N/A"}]
[null,{"$f":"IF(DataInput!B873=$B$8,IF($B$9=$B$10,TRUE,IF(DataInput!E873=$B$9,TRUE,FALSE)))","v":true},null,null,{"$f":"IF(B874=TRUE,DataInput!B873,NA())","v":"SA"},{"$f":"IF($E874=DataInput!$B873,DataInput!C873,NA())","v":"SWUD"},{"$f":"IF($E874=DataInput!$B873,DataInput!D873,NA())","v":"WUDINNA"},{"$f":"IF($E874=DataInput!$B873,DataInput!E873,NA())","v":"SAPN"},{"$f":"IF($E874=DataInput!$B873,DataInput!F873,NA())","v":"Winter"},{"$f":"IF($E874=DataInput!$B873,DataInput!G873,NA())","v":"Non-Coincident"},{"$f":"IF($E874=DataInput!$B873,DataInput!H873,NA())","v":2013},{"$f":"IF($E874=DataInput!$B873,DataInput!I873,NA())","v":"Actual"},{"$f":"IF($E874=DataInput!$B873,DataInput!J873,NA())","v":10.240474000000001},{"$f":"IF($E874=DataInput!$B873,DataInput!K873,NA())","v":"NA"},null,null,"SA WUDINNA",null,null,null,null,false,null,null,{"$error":"#N/A"},{"$error":"#N/A"},{"$error":"#N/A"},{"$error":"#N/A"},{"$error":"#N/A"},{"$error":"#N/A"},{"$error":"#N/A"},{"$error":"#N/A"},{"$error":"#N/A"},{"$error":"#N/A"}]
[null,{"$f":"IF(DataInput!B874=$B$8,IF($B$9=$B$10,TRUE,IF(DataInput!E874=$B$9,TRUE,FALSE)))","v":true},null,null,{"$f":"IF(B875=TRUE,DataInput!B874,NA())","v":"SA"},{"$f":"IF($E875=DataInput!$B874,DataInput!C874,NA())","v":"SWUD"},{"$f":"IF($E875=DataInput!$B874,DataInput!D874,NA())","v":"WUDINNA"},{"$f":"IF($E875=DataInput!$B874,DataInput!E874,NA())","v":"SAPN"},{"$f":"IF($E875=DataInput!$B874,DataInput!F874,NA())","v":"Winter"},{"$f":"IF($E875=DataInput!$B874,DataInput!G874,NA())","v":"Non-Coincident"},{"$f":"IF($E875=DataInput!$B874,DataInput!H874,NA())","v":2014},{"$f":"IF($E875=DataInput!$B874,DataInput!I874,NA())","v":"Actual"},{"$f":"IF($E875=DataInput!$B874,DataInput!J874,NA())","v":10.969861999999999},{"$f":"IF($E875=DataInput!$B874,DataInput!K874,NA())","v":"NA"},null,null,"SA WUDINNA",null,null,null,null,false,null,null,{"$error":"#N/A"},{"$error":"#N/A"},{"$error":"#N/A"},{"$error":"#N/A"},{"$error":"#N/A"},{"$error":"#N/A"},{"$error":"#N/A"},{"$error":"#N/A"},{"$error":"#N/A"},{"$error":"#N/A"}]
[null,{"$f":"IF(DataInput!B875=$B$8,IF($B$9=$B$10,TRUE,IF(DataInput!E875=$B$9,TRUE,FALSE)))","v":true},null,null,{"$f":"IF(B876=TRUE,DataInput!B875,NA())","v":"SA"},{"$f":"IF($E876=DataInput!$B875,DataInput!C875,NA())","v":"SXADEL"},{"$f":"IF($E876=DataInput!$B875,DataInput!D875,NA())","v":"ADELAIDE CENTRAL"},{"$f":"IF($E876=DataInput!$B875,DataInput!E875,NA())","v":"SAPN"},{"$f":"IF($E876=DataInput!$B875,DataInput!F875,NA())","v":"Summer"},{"$f":"IF($E876=DataInput!$B875,DataInput!G875,NA())","v":"Non-Coincident"},{"$f":"IF($E876=DataInput!$B875,DataInput!H875,NA())","v":2003},{"$f":"IF($E876=DataInput!$B875,DataInput!I875,NA())","v":"Actual"},{"$f":"IF($E876=DataInput!$B875,DataInput!J875,NA())","v":"NA"},{"$f":"IF($E876=DataInput!$B875,DataInput!K875,NA())","v":"NA"},null,null,"SA ADELAIDE CENTRAL",null,null,null,null,true,null,null,"SA","SXADEL","ADELAIDE CENTRAL","SAPN","Summer","Non-Coincident",2003,"Actual","NA","NA"]
[null,{"$f":"IF(DataInput!B876=$B$8,IF($B$9=$B$10,TRUE,IF(DataInput!E876=$B$9,TRUE,FALSE)))","v":true},null,null,{"$f":"IF(B877=TRUE,DataInput!B876,NA())","v":"SA"},{"$f":"IF($E877=DataInput!$B876,DataInput!C876,NA())","v":"SXADEL"},{"$f":"IF($E877=DataInput!$B876,DataInput!D876,NA())","v":"ADELAIDE CENTRAL"},{"$f":"IF($E877=DataInput!$B876,DataInput!E876,NA())","v":"SAPN"},{"$f":"IF($E877=DataInput!$B876,DataInput!F876,NA())","v":"Summer"},{"$f":"IF($E877=DataInput!$B876,DataInput!G876,NA())","v":"Non-Coincident"},{"$f":"IF($E877=DataInput!$B876,DataInput!H876,NA())","v":2004},{"$f":"IF($E877=DataInput!$B876,DataInput!I876,NA())","v":"Actual"},{"$f":"IF($E877=DataInput!$B876,DataInput!J876,NA())","v":"NA"},{"$f":"IF($E877=DataInput!$B876,DataInput!K876,NA())","v":"NA"},null,null,"SA ADELAIDE CENTRAL",null,null,null,null,true,null,null,"SA","SXADEL","ADELAIDE CENTRAL","SAPN","Summer","Non-Coincident",2004,"Actual","NA","NA"]
[null,{"$f":"IF(DataInput!B877=$B$8,IF($B$9=$B$10,TRUE,IF(DataInput!E877=$B$9,TRUE,FALSE)))","v":true},null,null,{"$f":"IF(B878=TRUE,DataInput!B877,NA())","v":"SA"},{"$f":"IF($E878=DataInput!$B877,DataInput!C877,NA())","v":"SXADEL"},{"$f":"IF($E878=DataInput!$B877,DataInput!D877,NA())","v":"ADELAIDE CENTRAL"},{"$f":"IF($E878=DataInput!$B877,DataInput!E877,NA())","v":"SAPN"},{"$f":"IF($E878=DataInput!$B877,DataInput!F877,NA())","v":"Summer"},{"$f":"IF($E878=DataInput!$B877,DataInput!G877,NA())","v":"Non-Coincident"},{"$f":"IF($E878=DataInput!$B877,DataInput!H877,NA())","v":2005},{"$f":"IF($E878=DataInput!$B877,DataInput!I877,NA())","v":"Actual"},{"$f":"IF($E878=DataInput!$B877,DataInput!J877,NA())","v":178.8},{"$f":"IF($E878=DataInput!$B877,DataInput!K877,NA())","v":"NA"},null,null,"SA ADELAIDE CENTRAL",null,null,null,null,true,null,null,"SA","SXADEL","ADELAIDE CENTRAL","SAPN","Summer","Non-Coincident",2005,"Actual",178.8,"NA"]
[null,{"$f":"IF(DataInput!B878=$B$8,IF($B$9=$B$10,TRUE,IF(DataInput!E878=$B$9,TRUE,FALSE)))","v":true},null,null,{"$f":"IF(B879=TRUE,DataInput!B878,NA())","v":"SA"},{"$f":"IF($E879=DataInput!$B878,DataInput!C878,NA())","v":"SXADEL"},{"$f":"IF($E879=DataInput!$B878,DataInput!D878,NA())","v":"ADELAIDE CENTRAL"},{"$f":"IF($E879=DataInput!$B878,DataInput!E878,NA())","v":"SAPN"},{"$f":"IF($E879=DataInput!$B878,DataInput!F878,NA())","v":"Summer"},{"$f":"IF($E879=DataInput!$B878,DataInput!G878,NA())","v":"Non-Coincident"},{"$f":"IF($E879=DataInput!$B878,DataInput!H878,NA())","v":2006},{"$f":"IF($E879=DataInput!$B878,DataInput!I878,NA())","v":"Actual"},{"$f":"IF($E879=DataInput!$B878,DataInput!J878,NA())","v":193.23},{"$f":"IF($E879=DataInput!$B878,DataInput!K878,NA())","v":"NA"},null,null,"SA ADELAIDE CENTRAL",null,null,null,null,true,null,null,"SA","SXADEL","ADELAIDE CENTRAL","SAPN","Summer","Non-Coincident",2006,"Actual",193.23,"NA"]
[null,{"$f":"IF(DataInput!B879=$B$8,IF($B$9=$B$10,TRUE,IF(DataInput!E879=$B$9,TRUE,FALSE)))","v":true},null,null,{"$f":"IF(B880=TRUE,DataInput!B879,NA())","v":"SA"},{"$f":"IF($E880=DataInput!$B879,DataInput!C879,NA())","v":"SXADEL"},{"$f":"IF($E880=DataInput!$B879,DataInput!D879,NA())","v":"ADELAIDE CENTRAL"},{"$f":"IF($E880=DataInput!$B879,DataInput!E879,NA())","v":"SAPN"},{"$f":"IF($E880=DataInput!$B879,DataInput!F879,NA())","v":"Summer"},{"$f":"IF($E880=DataInput!$B879,DataInput!G879,NA())","v":"Non-Coincident"},{"$f":"IF($E880=DataInput!$B879,DataInput!H879,NA())","v":2007},{"$f":"IF($E880=DataInput!$B879,DataInput!I879,NA())","v":"Actual"},{"$f":"IF($E880=DataInput!$B879,DataInput!J879,NA())","v":200.58},{"$f":"IF($E880=DataInput!$B879,DataInput!K879,NA())","v":"NA"},null,null,"SA ADELAIDE CENTRAL",null,null,null,null,true,null,null,"SA","SXADEL","ADELAIDE CENTRAL","SAPN","Summer","Non-Coincident",2007,"Actual",200.58,"NA"]
[null,{"$f":"IF(DataInput!B880=$B$8,IF($B$9=$B$10,TRUE,IF(DataInput!E880=$B$9,TRUE,FALSE)))","v":true},null,null,{"$f":"IF(B881=TRUE,DataInput!B880,NA())","v":"SA"},{"$f":"IF($E881=DataInput!$B880,DataInput!C880,NA())","v":"SXADEL"},{"$f":"IF($E881=DataInput!$B880,DataInput!D880,NA())","v":"ADELAIDE CENTRAL"},{"$f":"IF($E881=DataInput!$B880,DataInput!E880,NA())","v":"SAPN"},{"$f":"IF($E881=DataInput!$B880,DataInput!F880,NA())","v":"Summer"},{"$f":"IF($E881=DataInput!$B880,DataInput!G880,NA())","v":"Non-Coincident"},{"$f":"IF($E881=DataInput!$B880,DataInput!H880,NA())","v":2008},{"$f":"IF($E881=DataInput!$B880,DataInput!I880,NA())","v":"Actual"},{"$f":"IF($E881=DataInput!$B880,DataInput!J880,NA())","v":207.6},{"$f":"IF($E881=DataInput!$B880,DataInput!K880,NA())","v":"NA"},null,null,"SA ADELAIDE CENTRAL",null,null,null,null,true,null,null,"SA","SXADEL","ADELAIDE CENTRAL","SAPN","Summer","Non-Coincident",2008,"Actual",207.6,"NA"]
[null,{"$f":"IF(DataInput!B881=$B$8,IF($B$9=$B$10,TRUE,IF(DataInput!E881=$B$9,TRUE,FALSE)))","v":true},null,null,{"$f":"IF(B882=TRUE,DataInput!B881,NA())","v":"SA"},{"$f":"IF($E882=DataInput!$B881,DataInput!C881,NA())","v":"SXADEL"},{"$f":"IF($E882=DataInput!$B881,DataInput!D881,NA())","v":"ADELAIDE CENTRAL"},{"$f":"IF($E882=DataInput!$B881,DataInput!E881,NA())","v":"SAPN"},{"$f":"IF($E882=DataInput!$B881,DataInput!F881,NA())","v":"Summer"},{"$f":"IF($E882=DataInput!$B881,DataInput!G881,NA())","v":"Non-Coincident"},{"$f":"IF($E882=DataInput!$B881,DataInput!H881,NA())","v":2009},{"$f":"IF($E882=DataInput!$B881,DataInput!I881,NA())","v":"Actual"},{"$f":"IF($E882=DataInput!$B881,DataInput!J881,NA())","v":211.79},{"$f":"IF($E882=DataInput!$B881,DataInput!K881,NA())","v":"NA"},null,null,"SA ADELAIDE CENTRAL",null,null,null,null,true,null,null,"SA","SXADEL","ADELAIDE CENTRAL","SAPN","Summer","Non-Coincident",2009,"Actual",211.79,"NA"]
[null,{"$f":"IF(DataInput!B882=$B$8,IF($B$9=$B$10,TRUE,IF(DataInput!E882=$B$9,TRUE,FALSE)))","v":true},null,null,{"$f":"IF(B883=TRUE,DataInput!B882,NA())","v":"SA"},{"$f":"IF($E883=DataInput!$B882,DataInput!C882,NA())","v":"SXADEL"},{"$f":"IF($E883=DataInput!$B882,DataInput!D882,NA())","v":"ADELAIDE CENTRAL"},{"$f":"IF($E883=DataInput!$B882,DataInput!E882,NA())","v":"SAPN"},{"$f":"IF($E883=DataInput!$B882,DataInput!F882,NA())","v":"Summer"},{"$f":"IF($E883=DataInput!$B882,DataInput!G882,NA())","v":"Non-Coincident"},{"$f":"IF($E883=DataInput!$B882,DataInput!H882,NA())","v":2010},{"$f":"IF($E883=DataInput!$B882,DataInput!I882,NA())","v":"Actual"},{"$f":"IF($E883=DataInput!$B882,DataInput!J882,NA())","v":208.42},{"$f":"IF($E883=DataInput!$B882,DataInput!K882,NA())","v":"NA"},null,null,"SA ADELAIDE CENTRAL",null,null,null,null,true,null,null,"SA","SXADEL","ADELAIDE CENTRAL","SAPN","Summer","Non-Coincident",2010,"Actual",208.42,"NA"]
[null,{"$f":"IF(DataInput!B883=$B$8,IF($B$9=$B$10,TRUE,IF(DataInput!E883=$B$9,TRUE,FALSE)))","v":true},null,null,{"$f":"IF(B884=TRUE,DataInput!B883,NA())","v":"SA"},{"$f":"IF($E884=DataInput!$B883,DataInput!C883,NA())","v":"SXADEL"},{"$f":"IF($E884=DataInput!$B883,DataInput!D883,NA())","v":"ADELAIDE CENTRAL"},{"$f":"IF($E884=DataInput!$B883,DataInput!E883,NA())","v":"SAPN"},{"$f":"IF($E884=DataInput!$B883,DataInput!F883,NA())","v":"Summer"},{"$f":"IF($E884=DataInput!$B883,DataInput!G883,NA())","v":"Non-Coincident"},{"$f":"IF($E884=DataInput!$B883,DataInput!H883,NA())","v":2011},{"$f":"IF($E884=DataInput!$B883,DataInput!I883,NA())","v":"Actual"},{"$f":"IF($E884=DataInput!$B883,DataInput!J883,NA())","v":208.27},{"$f":"IF($E884=DataInput!$B883,DataInput!K883,NA())","v":"NA"},null,null,"SA ADELAIDE CENTRAL",null,null,null,null,true,null,null,"SA","SXADEL","ADELAIDE CENTRAL","SAPN","Summer","Non-Coincident",2011,"Actual",208.27,"NA"]
[null,{"$f":"IF(DataInput!B884=$B$8,IF($B$9=$B$10,TRUE,IF(DataInput!E884=$B$9,TRUE,FALSE)))","v":true},null,null,{"$f":"IF(B885=TRUE,DataInput!B884,NA())","v":"SA"},{"$f":"IF($E885=DataInput!$B884,DataInput!C884,NA())","v":"SXADEL"},{"$f":"IF($E885=DataInput!$B884,DataInput!D884,NA())","v":"ADELAIDE CENTRAL"},{"$f":"IF($E885=DataInput!$B884,DataInput!E884,NA())","v":"SAPN"},{"$f":"IF($E885=DataInput!$B884,DataInput!F884,NA())","v":"Summer"},{"$f":"IF($E885=DataInput!$B884,DataInput!G884,NA())","v":"Non-Coincident"},{"$f":"IF($E885=DataInput!$B884,DataInput!H884,NA())","v":2012},{"$f":"IF($E885=DataInput!$B884,DataInput!I884,NA())","v":"Actual"},{"$f":"IF($E885=DataInput!$B884,DataInput!J884,NA())","v":191.38},{"$f":"IF($E885=DataInput!$B884,DataInput!K884,NA())","v":"NA"},null,null,"SA ADELAIDE CENTRAL",null,null,null,null,true,null,null,"SA","SXADEL","ADELAIDE CENTRAL","SAPN","Summer","Non-Coincident",2012,"Actual",191.38,"NA"]
[null,{"$f":"IF(DataInput!B885=$B$8,IF($B$9=$B$10,TRUE,IF(DataInput!E885=$B$9,TRUE,FALSE)))","v":true},null,null,{"$f":"IF(B886=TRUE,DataInput!B885,NA())","v":"SA"},{"$f":"IF($E886=DataInput!$B885,DataInput!C885,NA())","v":"SXADEL"},{"$f":"IF($E886=DataInput!$B885,DataInput!D885,NA())","v":"ADELAIDE CENTRAL"},{"$f":"IF($E886=DataInput!$B885,DataInput!E885,NA())","v":"SAPN"},{"$f":"IF($E886=DataInput!$B885,DataInput!F885,NA())","v":"Summer"},{"$f":"IF($E886=DataInput!$B885,DataInput!G885,NA())","v":"Non-Coincident"},{"$f":"IF($E886=DataInput!$B885,DataInput!H885,NA())","v":2013},{"$f":"IF($E886=DataInput!$B885,DataInput!I885,NA())","v":"Actual"},{"$f":"IF($E886=DataInput!$B885,DataInput!J885,NA())","v":199.21},{"$f":"IF($E886=DataInput!$B885,DataInput!K885,NA())","v":"NA"},null,null,"SA ADELAIDE CENTRAL",null,null,null,null,true,null,null,"SA","SXADEL","ADELAIDE CENTRAL","SAPN","Summer","Non-Coincident",2013,"Actual",199.21,"NA"]
[null,{"$f":"IF(DataInput!B886=$B$8,IF($B$9=$B$10,TRUE,IF(DataInput!E886=$B$9,TRUE,FALSE)))","v":true},null,null,{"$f":"IF(B887=TRUE,DataInput!B886,NA())","v":"SA"},{"$f":"IF($E887=DataInput!$B886,DataInput!C886,NA())","v":"SXADEL"},{"$f":"IF($E887=DataInput!$B886,DataInput!D886,NA())","v":"ADELAIDE CENTRAL"},{"$f":"IF($E887=DataInput!$B886,DataInput!E886,NA())","v":"SAPN"},{"$f":"IF($E887=DataInput!$B886,DataInput!F886,NA())","v":"Summer"},{"$f":"IF($E887=DataInput!$B886,DataInput!G886,NA())","v":"Non-Coincident"},{"$f":"IF($E887=DataInput!$B886,DataInput!H886,NA())","v":2014},{"$f":"IF($E887=DataInput!$B886,DataInput!I886,NA())","v":"Actual"},{"$f":"IF($E887=DataInput!$B886,DataInput!J886,NA())","v":198.22},{"$f":"IF($E887=DataInput!$B886,DataInput!K886,NA())","v":"NA"},null,null,"SA ADELAIDE CENTRAL",null,null,null,null,true,null,null,"SA",{"$f":"IF($V887=TRUE,F887,NA())","v":"SXADEL"},{"$f":"IF($V887=TRUE,G887,NA())","v":"ADELAIDE CENTRAL"},{"$f":"IF($V887=TRUE,H887,NA())","v":"SAPN"},{"$f":"IF($V887=TRUE,I887,NA())","v":"Summer"},{"$f":"IF($V887=TRUE,J887,NA())","v":"Non-Coincident"},{"$f":"IF($V887=TRUE,K887,NA())","v":2014},{"$f":"IF($V887=TRUE,L887,NA())","v":"Actual"},{"$f":"IF($V887=TRUE,M887,NA())","v":198.22},{"$f":"IF($V887=TRUE,N887,NA())","v":"NA"}]
[null,{"$f":"IF(DataInput!B887=$B$8,IF($B$9=$B$10,TRUE,IF(DataInput!E887=$B$9,TRUE,FALSE)))","v":true},null,null,{"$f":"IF(B888=TRUE,DataInput!B887,NA())","v":"SA"},{"$f":"IF($E888=DataInput!$B887,DataInput!C887,NA())","v":"SXADEL"},{"$f":"IF($E888=DataInput!$B887,DataInput!D887,NA())","v":"ADELAIDE CENTRAL"},{"$f":"IF($E888=DataInput!$B887,DataInput!E887,NA())","v":"SAPN"},{"$f":"IF($E888=DataInput!$B887,DataInput!F887,NA())","v":"Winter"},{"$f":"IF($E888=DataInput!$B887,DataInput!G887,NA())","v":"Non-Coincident"},{"$f":"IF($E888=DataInput!$B887,DataInput!H887,NA())","v":2003},{"$f":"IF($E888=DataInput!$B887,DataInput!I887,NA())","v":"Actual"},{"$f":"IF($E888=DataInput!$B887,DataInput!J887,NA())","v":"NA"},{"$f":"IF($E888=DataInput!$B887,DataInput!K887,NA())","v":"NA"},null,null,"SA ADELAIDE CENTRAL",null,null,null,null,true,null,null,"SA","SXADEL","ADELAIDE CENTRAL","SAPN","Winter","Non-Coincident",2003,"Actual","NA","NA"]
[null,{"$f":"IF(DataInput!B888=$B$8,IF($B$9=$B$10,TRUE,IF(DataInput!E888=$B$9,TRUE,FALSE)))","v":true},null,null,{"$f":"IF(B889=TRUE,DataInput!B888,NA())","v":"SA"},{"$f":"IF($E889=DataInput!$B888,DataInput!C888,NA())","v":"SXADEL"},{"$f":"IF($E889=DataInput!$B888,DataInput!D888,NA())","v":"ADELAIDE CENTRAL"},{"$f":"IF($E889=DataInput!$B888,DataInput!E888,NA())","v":"SAPN"},{"$f":"IF($E889=DataInput!$B888,DataInput!F888,NA())","v":"Winter"},{"$f":"IF($E889=DataInput!$B888,DataInput!G888,NA())","v":"Non-Coincident"},{"$f":"IF($E889=DataInput!$B888,DataInput!H888,NA())","v":2004},{"$f":"IF($E889=DataInput!$B888,DataInput!I888,NA())","v":"Actual"},{"$f":"IF($E889=DataInput!$B888,DataInput!J888,NA())","v":127.17},{"$f":"IF($E889=DataInput!$B888,DataInput!K888,NA())","v":"NA"},null,null,"SA ADELAIDE CENTRAL",null,null,null,null,true,null,null,"SA","SXADEL","ADELAIDE CENTRAL","SAPN","Winter","Non-Coincident",2004,"Actual",127.17,"NA"]
[null,{"$f":"IF(DataInput!B889=$B$8,IF($B$9=$B$10,TRUE,IF(DataInput!E889=$B$9,TRUE,FALSE)))","v":true},null,null,{"$f":"IF(B890=TRUE,DataInput!B889,NA())","v":"SA"},{"$f":"IF($E890=DataInput!$B889,DataInput!C889,NA())","v":"SXADEL"},{"$f":"IF($E890=DataInput!$B889,DataInput!D889,NA())","v":"ADELAIDE CENTRAL"},{"$f":"IF($E890=DataInput!$B889,DataInput!E889,NA())","v":"SAPN"},{"$f":"IF($E890=DataInput!$B889,DataInput!F889,NA())","v":"Winter"},{"$f":"IF($E890=DataInput!$B889,DataInput!G889,NA())","v":"Non-Coincident"},{"$f":"IF($E890=DataInput!$B889,DataInput!H889,NA())","v":2005},{"$f":"IF($E890=DataInput!$B889,DataInput!I889,NA())","v":"Actual"},{"$f":"IF($E890=DataInput!$B889,DataInput!J889,NA())","v":131.19999999999999},{"$f":"IF($E890=DataInput!$B889,DataInput!K889,NA())","v":"NA"},null,null,"SA ADELAIDE CENTRAL",null,null,null,null,true,null,null,"SA","SXADEL","ADELAIDE CENTRAL","SAPN","Winter","Non-Coincident",2005,"Actual",131.19999999999999,"NA"]
[null,{"$f":"IF(DataInput!B890=$B$8,IF($B$9=$B$10,TRUE,IF(DataInput!E890=$B$9,TRUE,FALSE)))","v":true},null,null,{"$f":"IF(B891=TRUE,DataInput!B890,NA())","v":"SA"},{"$f":"IF($E891=DataInput!$B890,DataInput!C890,NA())","v":"SXADEL"},{"$f":"IF($E891=DataInput!$B890,DataInput!D890,NA())","v":"ADELAIDE CENTRAL"},{"$f":"IF($E891=DataInput!$B890,DataInput!E890,NA())","v":"SAPN"},{"$f":"IF($E891=DataInput!$B890,DataInput!F890,NA())","v":"Winter"},{"$f":"IF($E891=DataInput!$B890,DataInput!G890,NA())","v":"Non-Coincident"},{"$f":"IF($E891=DataInput!$B890,DataInput!H890,NA())","v":2006},{"$f":"IF($E891=DataInput!$B890,DataInput!I890,NA())","v":"Actual"},{"$f":"IF($E891=DataInput!$B890,DataInput!J890,NA())","v":130.88999999999999},{"$f":"IF($E891=DataInput!$B890,DataInput!K890,NA())","v":"NA"},null,null,"SA ADELAIDE CENTRAL",null,null,null,null,true,null,null,"SA","SXADEL","ADELAIDE CENTRAL","SAPN","Winter","Non-Coincident",2006,"Actual",130.88999999999999,"NA"]
[null,{"$f":"IF(DataInput!B891=$B$8,IF($B$9=$B$10,TRUE,IF(DataInput!E891=$B$9,TRUE,FALSE)))","v":true},null,null,{"$f":"IF(B892=TRUE,DataInput!B891,NA())","v":"SA"},{"$f":"IF($E892=DataInput!$B891,DataInput!C891,NA())","v":"SXADEL"},{"$f":"IF($E892=DataInput!$B891,DataInput!D891,NA())","v":"ADELAIDE CENTRAL"},{"$f":"IF($E892=DataInput!$B891,DataInput!E891,NA())","v":"SAPN"},{"$f":"IF($E892=DataInput!$B891,DataInput!F891,NA())","v":"Winter"},{"$f":"IF($E892=DataInput!$B891,DataInput!G891,NA())","v":"Non-Coincident"},{"$f":"IF($E892=DataInput!$B891,DataInput!H891,NA())","v":2007},{"$f":"IF($E892=DataInput!$B891,DataInput!I891,NA())","v":"Actual"},{"$f":"IF($E892=DataInput!$B891,DataInput!J891,NA())","v":141.69999999999999},{"$f":"IF($E892=DataInput!$B891,DataInput!K891,NA())","v":"NA"},null,null,"SA ADELAIDE CENTRAL",null,null,null,null,true,null,null,"SA","SXADEL","ADELAIDE CENTRAL","SAPN","Winter","Non-Coincident",2007,"Actual",141.69999999999999,"NA"]
[null,{"$f":"IF(DataInput!B892=$B$8,IF($B$9=$B$10,TRUE,IF(DataInput!E892=$B$9,TRUE,FALSE)))","v":true},null,null,{"$f":"IF(B893=TRUE,DataInput!B892,NA())","v":"SA"},{"$f":"IF($E893=DataInput!$B892,DataInput!C892,NA())","v":"SXADEL"},{"$f":"IF($E893=DataInput!$B892,DataInput!D892,NA())","v":"ADELAIDE CENTRAL"},{"$f":"IF($E893=DataInput!$B892,DataInput!E892,NA())","v":"SAPN"},{"$f":"IF($E893=DataInput!$B892,DataInput!F892,NA())","v":"Winter"},{"$f":"IF($E893=DataInput!$B892,DataInput!G892,NA())","v":"Non-Coincident"},{"$f":"IF($E893=DataInput!$B892,DataInput!H892,NA())","v":2008},{"$f":"IF($E893=DataInput!$B892,DataInput!I892,NA())","v":"Actual"},{"$f":"IF($E893=DataInput!$B892,DataInput!J892,NA())","v":134.41},{"$f":"IF($E893=DataInput!$B892,DataInput!K892,NA())","v":"NA"},null,null,"SA ADELAIDE CENTRAL",null,null,null,null,true,null,null,"SA","SXADEL","ADELAIDE CENTRAL","SAPN","Winter","Non-Coincident",2008,"Actual",134.41,"NA"]
[null,{"$f":"IF(DataInput!B893=$B$8,IF($B$9=$B$10,TRUE,IF(DataInput!E893=$B$9,TRUE,FALSE)))","v":true},null,null,{"$f":"IF(B894=TRUE,DataInput!B893,NA())","v":"SA"},{"$f":"IF($E894=DataInput!$B893,DataInput!C893,NA())","v":"SXADEL"},{"$f":"IF($E894=DataInput!$B893,DataInput!D893,NA())","v":"ADELAIDE CENTRAL"},{"$f":"IF($E894=DataInput!$B893,DataInput!E893,NA())","v":"SAPN"},{"$f":"IF($E894=DataInput!$B893,DataInput!F893,NA())","v":"Winter"},{"$f":"IF($E894=DataInput!$B893,DataInput!G893,NA())","v":"Non-Coincident"},{"$f":"IF($E894=DataInput!$B893,DataInput!H893,NA())","v":2009},{"$f":"IF($E894=DataInput!$B893,DataInput!I893,NA())","v":"Actual"},{"$f":"IF($E894=DataInput!$B893,DataInput!J893,NA())","v":128.44},{"$f":"IF($E894=DataInput!$B893,DataInput!K893,NA())","v":"NA"},null,null,"SA ADELAIDE CENTRAL",null,null,null,null,true,null,null,"SA","SXADEL","ADELAIDE CENTRAL","SAPN","Winter","Non-Coincident",2009,"Actual",128.44,"NA"]
[null,{"$f":"IF(DataInput!B894=$B$8,IF($B$9=$B$10,TRUE,IF(DataInput!E894=$B$9,TRUE,FALSE)))","v":true},null,null,{"$f":"IF(B895=TRUE,DataInput!B894,NA())","v":"SA"},{"$f":"IF($E895=DataInput!$B894,DataInput!C894,NA())","v":"SXADEL"},{"$f":"IF($E895=DataInput!$B894,DataInput!D894,NA())","v":"ADELAIDE CENTRAL"},{"$f":"IF($E895=DataInput!$B894,DataInput!E894,NA())","v":"SAPN"},{"$f":"IF($E895=DataInput!$B894,DataInput!F894,NA())","v":"Winter"},{"$f":"IF($E895=DataInput!$B894,DataInput!G894,NA())","v":"Non-Coincident"},{"$f":"IF($E895=DataInput!$B894,DataInput!H894,NA())","v":2010},{"$f":"IF($E895=DataInput!$B894,DataInput!I894,NA())","v":"Actual"},{"$f":"IF($E895=DataInput!$B894,DataInput!J894,NA())","v":132.16999999999999},{"$f":"IF($E895=DataInput!$B894,DataInput!K894,NA())","v":"NA"},null,null,"SA ADELAIDE CENTRAL",null,null,null,null,true,null,null,"SA","SXADEL","ADELAIDE CENTRAL","SAPN","Winter","Non-Coincident",2010,"Actual",132.16999999999999,"NA"]
[null,{"$f":"IF(DataInput!B895=$B$8,IF($B$9=$B$10,TRUE,IF(DataInput!E895=$B$9,TRUE,FALSE)))","v":true},null,null,{"$f":"IF(B896=TRUE,DataInput!B895,NA())","v":"SA"},{"$f":"IF($E896=DataInput!$B895,DataInput!C895,NA())","v":"SXADEL"},{"$f":"IF($E896=DataInput!$B895,DataInput!D895,NA())","v":"ADELAIDE CENTRAL"},{"$f":"IF($E896=DataInput!$B895,DataInput!E895,NA())","v":"SAPN"},{"$f":"IF($E896=DataInput!$B895,DataInput!F895,NA())","v":"Winter"},{"$f":"IF($E896=DataInput!$B895,DataInput!G895,NA())","v":"Non-Coincident"},{"$f":"IF($E896=DataInput!$B895,DataInput!H895,NA())","v":2011},{"$f":"IF($E896=DataInput!$B895,DataInput!I895,NA())","v":"Actual"},{"$f":"IF($E896=DataInput!$B895,DataInput!J895,NA())","v":127.41},{"$f":"IF($E896=DataInput!$B895,DataInput!K895,NA())","v":"NA"},null,null,"SA ADELAIDE CENTRAL",null,null,null,null,true,null,null,"SA","SXADEL","ADELAIDE CENTRAL","SAPN","Winter","Non-Coincident",2011,"Actual",127.41,"NA"]
[null,{"$f":"IF(DataInput!B896=$B$8,IF($B$9=$B$10,TRUE,IF(DataInput!E896=$B$9,TRUE,FALSE)))","v":true},null,null,{"$f":"IF(B897=TRUE,DataInput!B896,NA())","v":"SA"},{"$f":"IF($E897=DataInput!$B896,DataInput!C896,NA())","v":"SXADEL"},{"$f":"IF($E897=DataInput!$B896,DataInput!D896,NA())","v":"ADELAIDE CENTRAL"},{"$f":"IF($E897=DataInput!$B896,DataInput!E896,NA())","v":"SAPN"},{"$f":"IF($E897=DataInput!$B896,DataInput!F896,NA())","v":"Winter"},{"$f":"IF($E897=DataInput!$B896,DataInput!G896,NA())","v":"Non-Coincident"},{"$f":"IF($E897=DataInput!$B896,DataInput!H896,NA())","v":2012},{"$f":"IF($E897=DataInput!$B896,DataInput!I896,NA())","v":"Actual"},{"$f":"IF($E897=DataInput!$B896,DataInput!J896,NA())","v":125.7},{"$f":"IF($E897=DataInput!$B896,DataInput!K896,NA())","v":"NA"},null,null,"SA ADELAIDE CENTRAL",null,null,null,null,true,null,null,"SA","SXADEL","ADELAIDE CENTRAL","SAPN","Winter","Non-Coincident",2012,"Actual",125.7,"NA"]
[null,{"$f":"IF(DataInput!B897=$B$8,IF($B$9=$B$10,TRUE,IF(DataInput!E897=$B$9,TRUE,FALSE)))","v":true},null,null,{"$f":"IF(B898=TRUE,DataInput!B897,NA())","v":"SA"},{"$f":"IF($E898=DataInput!$B897,DataInput!C897,NA())","v":"SXADEL"},{"$f":"IF($E898=DataInput!$B897,DataInput!D897,NA())","v":"ADELAIDE CENTRAL"},{"$f":"IF($E898=DataInput!$B897,DataInput!E897,NA())","v":"SAPN"},{"$f":"IF($E898=DataInput!$B897,DataInput!F897,NA())","v":"Winter"},{"$f":"IF($E898=DataInput!$B897,DataInput!G897,NA())","v":"Non-Coincident"},{"$f":"IF($E898=DataInput!$B897,DataInput!H897,NA())","v":2013},{"$f":"IF($E898=DataInput!$B897,DataInput!I897,NA())","v":"Actual"},{"$f":"IF($E898=DataInput!$B897,DataInput!J897,NA())","v":121.64},{"$f":"IF($E898=DataInput!$B897,DataInput!K897,NA())","v":"NA"},null,null,"SA ADELAIDE CENTRAL",null,null,null,null,true,null,null,"SA","SXADEL","ADELAIDE CENTRAL","SAPN","Winter","Non-Coincident",2013,"Actual",121.64,"NA"]
[null,{"$f":"IF(DataInput!B898=$B$8,IF($B$9=$B$10,TRUE,IF(DataInput!E898=$B$9,TRUE,FALSE)))","v":true},null,null,{"$f":"IF(B899=TRUE,DataInput!B898,NA())","v":"SA"},{"$f":"IF($E899=DataInput!$B898,DataInput!C898,NA())","v":"SXADEL"},{"$f":"IF($E899=DataInput!$B898,DataInput!D898,NA())","v":"ADELAIDE CENTRAL"},{"$f":"IF($E899=DataInput!$B898,DataInput!E898,NA())","v":"SAPN"},{"$f":"IF($E899=DataInput!$B898,DataInput!F898,NA())","v":"Winter"},{"$f":"IF($E899=DataInput!$B898,DataInput!G898,NA())","v":"Non-Coincident"},{"$f":"IF($E899=DataInput!$B898,DataInput!H898,NA())","v":2014},{"$f":"IF($E899=DataInput!$B898,DataInput!I898,NA())","v":"Actual"},{"$f":"IF($E899=DataInput!$B898,DataInput!J898,NA())","v":117.4},{"$f":"IF($E899=DataInput!$B898,DataInput!K898,NA())","v":"NA"},null,null,"SA ADELAIDE CENTRAL",null,null,null,null,true,null,null,"SA","SXADEL","ADELAIDE CENTRAL","SAPN","Winter","Non-Coincident",2014,"Actual",117.4,"NA"]
[null,{"$f":"IF(DataInput!B899=$B$8,IF($B$9=$B$10,TRUE,IF(DataInput!E899=$B$9,TRUE,FALSE)))","v":true},null,null,{"$f":"IF(B900=TRUE,DataInput!B899,NA())","v":"SA"},{"$f":"IF($E900=DataInput!$B899,DataInput!C899,NA())","v":"SXBARK"},{"$f":"IF($E900=DataInput!$B899,DataInput!D899,NA())","v":"MT BARKER/MT BARKER STH"},{"$f":"IF($E900=DataInput!$B899,DataInput!E899,NA())","v":"SAPN"},{"$f":"IF($E900=DataInput!$B899,DataInput!F899,NA())","v":"Summer"},{"$f":"IF($E900=DataInput!$B899,DataInput!G899,NA())","v":"Non-Coincident"},{"$f":"IF($E900=DataInput!$B899,DataInput!H899,NA())","v":2003},{"$f":"IF($E900=DataInput!$B899,DataInput!I899,NA())","v":"Actual"},{"$f":"IF($E900=DataInput!$B899,DataInput!J899,NA())","v":61.707183999999998},{"$f":"IF($E900=DataInput!$B899,DataInput!K899,NA())","v":"NA"},null,null,"SA MT BARKER/MT BARKER STH",null,null,null,null,false,null,null,{"$error":"#N/A"},{"$error":"#N/A"},{"$error":"#N/A"},{"$error":"#N/A"},{"$error":"#N/A"},{"$error":"#N/A"},{"$error":"#N/A"},{"$error":"#N/A"},{"$error":"#N/A"},{"$error":"#N/A"}]
[null,{"$f":"IF(DataInput!B900=$B$8,IF($B$9=$B$10,TRUE,IF(DataInput!E900=$B$9,TRUE,FALSE)))","v":true},null,null,{"$f":"IF(B901=TRUE,DataInput!B900,NA())","v":"SA"},{"$f":"IF($E901=DataInput!$B900,DataInput!C900,NA())","v":"SXBARK"},{"$f":"IF($E901=DataInput!$B900,DataInput!D900,NA())","v":"MT BARKER/MT BARKER STH"},{"$f":"IF($E901=DataInput!$B900,DataInput!E900,NA())","v":"SAPN"},{"$f":"IF($E901=DataInput!$B900,DataInput!F900,NA())","v":"Summer"},{"$f":"IF($E901=DataInput!$B900,DataInput!G900,NA())","v":"Non-Coincident"},{"$f":"IF($E901=DataInput!$B900,DataInput!H900,NA())","v":2004},{"$f":"IF($E901=DataInput!$B900,DataInput!I900,NA())","v":"Actual"},{"$f":"IF($E901=DataInput!$B900,DataInput!J900,NA())","v":64.486559999999997},{"$f":"IF($E901=DataInput!$B900,DataInput!K900,NA())","v":"NA"},null,null,"SA MT BARKER/MT BARKER STH",null,null,null,null,false,null,null,{"$error":"#N/A"},{"$error":"#N/A"},{"$error":"#N/A"},{"$error":"#N/A"},{"$error":"#N/A"},{"$error":"#N/A"},{"$error":"#N/A"},{"$error":"#N/A"},{"$error":"#N/A"},{"$error":"#N/A"}]
[null,{"$f":"IF(DataInput!B901=$B$8,IF($B$9=$B$10,TRUE,IF(DataInput!E901=$B$9,TRUE,FALSE)))","v":true},null,null,{"$f":"IF(B902=TRUE,DataInput!B901,NA())","v":"SA"},{"$f":"IF($E902=DataInput!$B901,DataInput!C901,NA())","v":"SXBARK"},{"$f":"IF($E902=DataInput!$B901,DataInput!D901,NA())","v":"MT BARKER/MT BARKER STH"},{"$f":"IF($E902=DataInput!$B901,DataInput!E901,NA())","v":"SAPN"},{"$f":"IF($E902=DataInput!$B901,DataInput!F901,NA())","v":"Summer"},{"$f":"IF($E902=DataInput!$B901,DataInput!G901,NA())","v":"Non-Coincident"},{"$f":"IF($E902=DataInput!$B901,DataInput!H901,NA())","v":2005},{"$f":"IF($E902=DataInput!$B901,DataInput!I901,NA())","v":"Actual"},{"$f":"IF($E902=DataInput!$B901,DataInput!J901,NA())","v":59.719951999999999},{"$f":"IF($E902=DataInput!$B901,DataInput!K901,NA())","v":"NA"},null,null,"SA MT BARKER/MT BARKER STH",null,null,null,null,false,null,null,{"$error":"#N/A"},{"$error":"#N/A"},{"$error":"#N/A"},{"$error":"#N/A"},{"$error":"#N/A"},{"$error":"#N/A"},{"$error":"#N/A"},{"$error":"#N/A"},{"$error":"#N/A"},{"$error":"#N/A"}]
[null,{"$f":"IF(DataInput!B902=$B$8,IF($B$9=$B$10,TRUE,IF(DataInput!E902=$B$9,TRUE,FALSE)))","v":true},null,null,{"$f":"IF(B903=TRUE,DataInput!B902,NA())","v":"SA"},{"$f":"IF($E903=DataInput!$B902,DataInput!C902,NA())","v":"SXBARK"},{"$f":"IF($E903=DataInput!$B902,DataInput!D902,NA())","v":"MT BARKER/MT BARKER STH"},{"$f":"IF($E903=DataInput!$B902,DataInput!E902,NA())","v":"SAPN"},{"$f":"IF($E903=DataInput!$B902,DataInput!F902,NA())","v":"Summer"},{"$f":"IF($E903=DataInput!$B902,DataInput!G902,NA())","v":"Non-Coincident"},{"$f":"IF($E903=DataInput!$B902,DataInput!H902,NA())","v":2006},{"$f":"IF($E903=DataInput!$B902,DataInput!I902,NA())","v":"Actual"},{"$f":"IF($E903=DataInput!$B902,DataInput!J902,NA())","v":72.899568000000002},{"$f":"IF($E903=DataInput!$B902,DataInput!K902,NA())","v":"NA"},null,null,"SA MT BARKER/MT BARKER STH",null,null,null,null,false,null,null,{"$error":"#N/A"},{"$error":"#N/A"},{"$error":"#N/A"},{"$error":"#N/A"},{"$error":"#N/A"},{"$error":"#N/A"},{"$error":"#N/A"},{"$error":"#N/A"},{"$error":"#N/A"},{"$error":"#N/A"}]
[null,{"$f":"IF(DataInput!B903=$B$8,IF($B$9=$B$10,TRUE,IF(DataInput!E903=$B$9,TRUE,FALSE)))","v":true},null,null,{"$f":"IF(B904=TRUE,DataInput!B903,NA())","v":"SA"},{"$f":"IF($E904=DataInput!$B903,DataInput!C903,NA())","v":"SXBARK"},{"$f":"IF($E904=DataInput!$B903,DataInput!D903,NA())","v":"MT BARKER/MT BARKER STH"},{"$f":"IF($E904=DataInput!$B903,DataInput!E903,NA())","v":"SAPN"},{"$f":"IF($E904=DataInput!$B903,DataInput!F903,NA())","v":"Summer"},{"$f":"IF($E904=DataInput!$B903,DataInput!G903,NA())","v":"Non-Coincident"},{"$f":"IF($E904=DataInput!$B903,DataInput!H903,NA())","v":2007},{"$f":"IF($E904=DataInput!$B903,DataInput!I903,NA())","v":"Actual"},{"$f":"IF($E904=DataInput!$B903,DataInput!J903,NA())","v":73.818464000000006},{"$f":"IF($E904=DataInput!$B903,DataInput!K903,NA())","v":"NA"},null,null,"SA MT BARKER/MT BARKER STH",null,null,null,null,false,null,null,{"$error":"#N/A"},{"$error":"#N/A"},{"$error":"#N/A"},{"$error":"#N/A"},{"$error":"#N/A"},{"$error":"#N/A"},{"$error":"#N/A"},{"$error":"#N/A"},{"$error":"#N/A"},{"$error":"#N/A"}]
[null,{"$f":"IF(DataInput!B904=$B$8,IF($B$9=$B$10,TRUE,IF(DataInput!E904=$B$9,TRUE,FALSE)))","v":true},null,null,{"$f":"IF(B905=TRUE,DataInput!B904,NA())","v":"SA"},{"$f":"IF($E905=DataInput!$B904,DataInput!C904,NA())","v":"SXBARK"},{"$f":"IF($E905=DataInput!$B904,DataInput!D904,NA())","v":"MT BARKER/MT BARKER STH"},{"$f":"IF($E905=DataInput!$B904,DataInput!E904,NA())","v":"SAPN"},{"$f":"IF($E905=DataInput!$B904,DataInput!F904,NA())","v":"Summer"},{"$f":"IF($E905=DataInput!$B904,DataInput!G904,NA())","v":"Non-Coincident"},{"$f":"IF($E905=DataInput!$B904,DataInput!H904,NA())","v":2008},{"$f":"IF($E905=DataInput!$B904,DataInput!I904,NA())","v":"Actual"},{"$f":"IF($E905=DataInput!$B904,DataInput!J904,NA())","v":78.219442000000001},{"$f":"IF($E905=DataInput!$B904,DataInput!K904,NA())","v":"NA"},null,null,"SA MT BARKER/MT BARKER STH",null,null,null,null,false,null,null,{"$error":"#N/A"},{"$error":"#N/A"},{"$error":"#N/A"},{"$error":"#N/A"},{"$error":"#N/A"},{"$error":"#N/A"},{"$error":"#N/A"},{"$error":"#N/A"},{"$error":"#N/A"},{"$error":"#N/A"}]
[null,{"$f":"IF(DataInput!B905=$B$8,IF($B$9=$B$10,TRUE,IF(DataInput!E905=$B$9,TRUE,FALSE)))","v":true},null,null,{"$f":"IF(B906=TRUE,DataInput!B905,NA())","v":"SA"},{"$f":"IF($E906=DataInput!$B905,DataInput!C905,NA())","v":"SXBARK"},{"$f":"IF($E906=DataInput!$B905,DataInput!D905,NA())","v":"MT BARKER/MT BARKER STH"},{"$f":"IF($E906=DataInput!$B905,DataInput!E905,NA())","v":"SAPN"},{"$f":"IF($E906=DataInput!$B905,DataInput!F905,NA())","v":"Summer"},{"$f":"IF($E906=DataInput!$B905,DataInput!G905,NA())","v":"Non-Coincident"},{"$f":"IF($E906=DataInput!$B905,DataInput!H905,NA())","v":2009},{"$f":"IF($E906=DataInput!$B905,DataInput!I905,NA())","v":"Actual"},{"$f":"IF($E906=DataInput!$B905,DataInput!J905,NA())","v":96.167472000000004},{"$f":"IF($E906=DataInput!$B905,DataInput!K905,NA())","v":"NA"},null,null,"SA MT BARKER/MT BARKER STH",null,null,null,null,false,null,null,{"$error":"#N/A"},{"$error":"#N/A"},{"$error":"#N/A"},{"$error":"#N/A"},{"$error":"#N/A"},{"$error":"#N/A"},{"$error":"#N/A"},{"$error":"#N/A"},{"$error":"#N/A"},{"$error":"#N/A"}]
[null,{"$f":"IF(DataInput!B906=$B$8,IF($B$9=$B$10,TRUE,IF(DataInput!E906=$B$9,TRUE,FALSE)))","v":true},null,null,{"$f":"IF(B907=TRUE,DataInput!B906,NA())","v":"SA"},{"$f":"IF($E907=DataInput!$B906,DataInput!C906,NA())","v":"SXBARK"},{"$f":"IF($E907=DataInput!$B906,DataInput!D906,NA())","v":"MT BARKER/MT BARKER STH"},{"$f":"IF($E907=DataInput!$B906,DataInput!E906,NA())","v":"SAPN"},{"$f":"IF($E907=DataInput!$B906,DataInput!F906,NA())","v":"Summer"},{"$f":"IF($E907=DataInput!$B906,DataInput!G906,NA())","v":"Non-Coincident"},{"$f":"IF($E907=DataInput!$B906,DataInput!H906,NA())","v":2010},{"$f":"IF($E907=DataInput!$B906,DataInput!I906,NA())","v":"Actual"},{"$f":"IF($E907=DataInput!$B906,DataInput!J906,NA())","v":86.836783999999994},{"$f":"IF($E907=DataInput!$B906,DataInput!K906,NA())","v":"NA"},null,null,"SA MT BARKER/MT BARKER STH",null,null,null,null,false,null,null,{"$error":"#N/A"},{"$error":"#N/A"},{"$error":"#N/A"},{"$error":"#N/A"},{"$error":"#N/A"},{"$error":"#N/A"},{"$error":"#N/A"},{"$error":"#N/A"},{"$error":"#N/A"},{"$error":"#N/A"}]
[null,{"$f":"IF(DataInput!B907=$B$8,IF($B$9=$B$10,TRUE,IF(DataInput!E907=$B$9,TRUE,FALSE)))","v":true},null,null,{"$f":"IF(B908=TRUE,DataInput!B907,NA())","v":"SA"},{"$f":"IF($E908=DataInput!$B907,DataInput!C907,NA())","v":"SXBARK"},{"$f":"IF($E908=DataInput!$B907,DataInput!D907,NA())","v":"MT BARKER/MT BARKER STH"},{"$f":"IF($E908=DataInput!$B907,DataInput!E907,NA())","v":"SAPN"},{"$f":"IF($E908=DataInput!$B907,DataInput!F907,NA())","v":"Summer"},{"$f":"IF($E908=DataInput!$B907,DataInput!G907,NA())","v":"Non-Coincident"},{"$f":"IF($E908=DataInput!$B907,DataInput!H907,NA())","v":2011},{"$f":"IF($E908=DataInput!$B907,DataInput!I907,NA())","v":"Actual"},{"$f":"IF($E908=DataInput!$B907,DataInput!J907,NA())","v":96.478207999999995},{"$f":"IF($E908=DataInput!$B907,DataInput!K907,NA())","v":"NA"},null,null,{"$f":"IF(OR(ISERROR(E908),ISERROR(G908)),\"  \",E908&\" \"&G908)","v":"SA MT BARKER/MT BARKER STH"},null,null,null,null,{"$f":"IF(ISERROR(G908),FALSE,IF($V$9=G908,TRUE,FALSE))","v":false},null,null,{"$f":"IF($V908=TRUE,E908,NA())","v":{"$error":"#N/A"}},{"$error":"#N/A"},{"$error":"#N/A"},{"$error":"#N/A"},{"$error":"#N/A"},{"$error":"#N/A"},{"$error":"#N/A"},{"$error":"#N/A"},{"$error":"#N/A"},{"$error":"#N/A"}]
[null,{"$f":"IF(DataInput!B908=$B$8,IF($B$9=$B$10,TRUE,IF(DataInput!E908=$B$9,TRUE,FALSE)))","v":true},null,null,{"$f":"IF(B909=TRUE,DataInput!B908,NA())","v":"SA"},{"$f":"IF($E909=DataInput!$B908,DataInput!C908,NA())","v":"SXBARK"},{"$f":"IF($E909=DataInput!$B908,DataInput!D908,NA())","v":"MT BARKER/MT BARKER STH"},{"$f":"IF($E909=DataInput!$B908,DataInput!E908,NA())","v":"SAPN"},{"$f":"IF($E909=DataInput!$B908,DataInput!F908,NA())","v":"Summer"},{"$f":"IF($E909=DataInput!$B908,DataInput!G908,NA())","v":"Non-Coincident"},{"$f":"IF($E909=DataInput!$B908,DataInput!H908,NA())","v":2012},{"$f":"IF($E909=DataInput!$B908,DataInput!I908,NA())","v":"Actual"},{"$f":"IF($E909=DataInput!$B908,DataInput!J908,NA())","v":80.026148000000006},{"$f":"IF($E909=DataInput!$B908,DataInput!K908,NA())","v":"NA"},null,null,"SA MT BARKER/MT BARKER STH",null,null,null,null,false,null,null,{"$error":"#N/A"},{"$error":"#N/A"},{"$error":"#N/A"},{"$error":"#N/A"},{"$error":"#N/A"},{"$error":"#N/A"},{"$error":"#N/A"},{"$error":"#N/A"},{"$error":"#N/A"},{"$error":"#N/A"}]
[null,{"$f":"IF(DataInput!B909=$B$8,IF($B$9=$B$10,TRUE,IF(DataInput!E909=$B$9,TRUE,FALSE)))","v":true},null,null,{"$f":"IF(B910=TRUE,DataInput!B909,NA())","v":"SA"},{"$f":"IF($E910=DataInput!$B909,DataInput!C909,NA())","v":"SXBARK"},{"$f":"IF($E910=DataInput!$B909,DataInput!D909,NA())","v":"MT BARKER/MT BARKER STH"},{"$f":"IF($E910=DataInput!$B909,DataInput!E909,NA())","v":"SAPN"},{"$f":"IF($E910=DataInput!$B909,DataInput!F909,NA())","v":"Summer"},{"$f":"IF($E910=DataInput!$B909,DataInput!G909,NA())","v":"Non-Coincident"},{"$f":"IF($E910=DataInput!$B909,DataInput!H909,NA())","v":2013},{"$f":"IF($E910=DataInput!$B909,DataInput!I909,NA())","v":"Actual"},{"$f":"IF($E910=DataInput!$B909,DataInput!J909,NA())","v":87.048732000000001},{"$f":"IF($E910=DataInput!$B909,DataInput!K909,NA())","v":"NA"},null,null,"SA MT BARKER/MT BARKER STH",null,null,null,null,false,null,null,{"$error":"#N/A"},{"$error":"#N/A"},{"$error":"#N/A"},{"$error":"#N/A"},{"$error":"#N/A"},{"$error":"#N/A"},{"$error":"#N/A"},{"$error":"#N/A"},{"$error":"#N/A"},{"$error":"#N/A"}]
[null,{"$f":"IF(DataInput!B910=$B$8,IF($B$9=$B$10,TRUE,IF(DataInput!E910=$B$9,TRUE,FALSE)))","v":true},null,null,{"$f":"IF(B911=TRUE,DataInput!B910,NA())","v":"SA"},{"$f":"IF($E911=DataInput!$B910,DataInput!C910,NA())","v":"SXBARK"},{"$f":"IF($E911=DataInput!$B910,DataInput!D910,NA())","v":"MT BARKER/MT BARKER STH"},{"$f":"IF($E911=DataInput!$B910,DataInput!E910,NA())","v":"SAPN"},{"$f":"IF($E911=DataInput!$B910,DataInput!F910,NA())","v":"Summer"},{"$f":"IF($E911=DataInput!$B910,DataInput!G910,NA())","v":"Non-Coincident"},{"$f":"IF($E911=DataInput!$B910,DataInput!H910,NA())","v":2014},{"$f":"IF($E911=DataInput!$B910,DataInput!I910,NA())","v":"Actual"},{"$f":"IF($E911=DataInput!$B910,DataInput!J910,NA())","v":94.761886000000004},{"$f":"IF($E911=DataInput!$B910,DataInput!K910,NA())","v":"NA"},null,null,"SA MT BARKER/MT BARKER STH",null,null,null,null,false,null,null,{"$error":"#N/A"},{"$error":"#N/A"},{"$error":"#N/A"},{"$error":"#N/A"},{"$error":"#N/A"},{"$error":"#N/A"},{"$error":"#N/A"},{"$error":"#N/A"},{"$error":"#N/A"},{"$error":"#N/A"}]
[null,{"$f":"IF(DataInput!B911=$B$8,IF($B$9=$B$10,TRUE,IF(DataInput!E911=$B$9,TRUE,FALSE)))","v":true},null,null,{"$f":"IF(B912=TRUE,DataInput!B911,NA())","v":"SA"},{"$f":"IF($E912=DataInput!$B911,DataInput!C911,NA())","v":"SXBARK"},{"$f":"IF($E912=DataInput!$B911,DataInput!D911,NA())","v":"MT BARKER/MT BARKER STH"},{"$f":"IF($E912=DataInput!$B911,DataInput!E911,NA())","v":"SAPN"},{"$f":"IF($E912=DataInput!$B911,DataInput!F911,NA())","v":"Winter"},{"$f":"IF($E912=DataInput!$B911,DataInput!G911,NA())","v":"Non-Coincident"},{"$f":"IF($E912=DataInput!$B911,DataInput!H911,NA())","v":2003},{"$f":"IF($E912=DataInput!$B911,DataInput!I911,NA())","v":"Actual"},{"$f":"IF($E912=DataInput!$B911,DataInput!J911,NA())","v":65.323920000000001},{"$f":"IF($E912=DataInput!$B911,DataInput!K911,NA())","v":"NA"},null,null,"SA MT BARKER/MT BARKER STH",null,null,null,null,false,null,null,{"$error":"#N/A"},{"$error":"#N/A"},{"$error":"#N/A"},{"$error":"#N/A"},{"$error":"#N/A"},{"$error":"#N/A"},{"$error":"#N/A"},{"$error":"#N/A"},{"$error":"#N/A"},{"$error":"#N/A"}]
[null,{"$f":"IF(DataInput!B912=$B$8,IF($B$9=$B$10,TRUE,IF(DataInput!E912=$B$9,TRUE,FALSE)))","v":true},null,null,{"$f":"IF(B913=TRUE,DataInput!B912,NA())","v":"SA"},{"$f":"IF($E913=DataInput!$B912,DataInput!C912,NA())","v":"SXBARK"},{"$f":"IF($E913=DataInput!$B912,DataInput!D912,NA())","v":"MT BARKER/MT BARKER STH"},{"$f":"IF($E913=DataInput!$B912,DataInput!E912,NA())","v":"SAPN"},{"$f":"IF($E913=DataInput!$B912,DataInput!F912,NA())","v":"Winter"},{"$f":"IF($E913=DataInput!$B912,DataInput!G912,NA())","v":"Non-Coincident"},{"$f":"IF($E913=DataInput!$B912,DataInput!H912,NA())","v":2004},{"$f":"IF($E913=DataInput!$B912,DataInput!I912,NA())","v":"Actual"},{"$f":"IF($E913=DataInput!$B912,DataInput!J912,NA())","v":67.110640000000004},{"$f":"IF($E913=DataInput!$B912,DataInput!K912,NA())","v":"NA"},null,null,"SA MT BARKER/MT BARKER STH",null,null,null,null,false,null,null,{"$error":"#N/A"},{"$error":"#N/A"},{"$error":"#N/A"},{"$error":"#N/A"},{"$error":"#N/A"},{"$error":"#N/A"},{"$error":"#N/A"},{"$error":"#N/A"},{"$error":"#N/A"},{"$error":"#N/A"}]
[null,{"$f":"IF(DataInput!B913=$B$8,IF($B$9=$B$10,TRUE,IF(DataInput!E913=$B$9,TRUE,FALSE)))","v":true},null,null,{"$f":"IF(B914=TRUE,DataInput!B913,NA())","v":"SA"},{"$f":"IF($E914=DataInput!$B913,DataInput!C913,NA())","v":"SXBARK"},{"$f":"IF($E914=DataInput!$B913,DataInput!D913,NA())","v":"MT BARKER/MT BARKER STH"},{"$f":"IF($E914=DataInput!$B913,DataInput!E913,NA())","v":"SAPN"},{"$f":"IF($E914=DataInput!$B913,DataInput!F913,NA())","v":"Winter"},{"$f":"IF($E914=DataInput!$B913,DataInput!G913,NA())","v":"Non-Coincident"},{"$f":"IF($E914=DataInput!$B913,DataInput!H913,NA())","v":2005},{"$f":"IF($E914=DataInput!$B913,DataInput!I913,NA())","v":"Actual"},{"$f":"IF($E914=DataInput!$B913,DataInput!J913,NA())","v":69.077016},{"$f":"IF($E914=DataInput!$B913,DataInput!K913,NA())","v":"NA"},null,null,"SA MT BARKER/MT BARKER STH",null,null,null,null,false,null,null,{"$error":"#N/A"},{"$error":"#N/A"},{"$error":"#N/A"},{"$error":"#N/A"},{"$error":"#N/A"},{"$error":"#N/A"},{"$error":"#N/A"},{"$error":"#N/A"},{"$error":"#N/A"},{"$error":"#N/A"}]
[null,{"$f":"IF(DataInput!B914=$B$8,IF($B$9=$B$10,TRUE,IF(DataInput!E914=$B$9,TRUE,FALSE)))","v":true},null,null,{"$f":"IF(B915=TRUE,DataInput!B914,NA())","v":"SA"},{"$f":"IF($E915=DataInput!$B914,DataInput!C914,NA())","v":"SXBARK"},{"$f":"IF($E915=DataInput!$B914,DataInput!D914,NA())","v":"MT BARKER/MT BARKER STH"},{"$f":"IF($E915=DataInput!$B914,DataInput!E914,NA())","v":"SAPN"},{"$f":"IF($E915=DataInput!$B914,DataInput!F914,NA())","v":"Winter"},{"$f":"IF($E915=DataInput!$B914,DataInput!G914,NA())","v":"Non-Coincident"},{"$f":"IF($E915=DataInput!$B914,DataInput!H914,NA())","v":2006},{"$f":"IF($E915=DataInput!$B914,DataInput!I914,NA())","v":"Actual"},{"$f":"IF($E915=DataInput!$B914,DataInput!J914,NA())","v":73.889842000000002},{"$f":"IF($E915=DataInput!$B914,DataInput!K914,NA())","v":"NA"},null,null,"SA MT BARKER/MT BARKER STH",null,null,null,null,false,null,null,{"$error":"#N/A"},{"$error":"#N/A"},{"$error":"#N/A"},{"$error":"#N/A"},{"$error":"#N/A"},{"$error":"#N/A"},{"$error":"#N/A"},{"$error":"#N/A"},{"$error":"#N/A"},{"$error":"#N/A"}]
[null,{"$f":"IF(DataInput!B915=$B$8,IF($B$9=$B$10,TRUE,IF(DataInput!E915=$B$9,TRUE,FALSE)))","v":true},null,null,{"$f":"IF(B916=TRUE,DataInput!B915,NA())","v":"SA"},{"$f":"IF($E916=DataInput!$B915,DataInput!C915,NA())","v":"SXBARK"},{"$f":"IF($E916=DataInput!$B915,DataInput!D915,NA())","v":"MT BARKER/MT BARKER STH"},{"$f":"IF($E916=DataInput!$B915,DataInput!E915,NA())","v":"SAPN"},{"$f":"IF($E916=DataInput!$B915,DataInput!F915,NA())","v":"Winter"},{"$f":"IF($E916=DataInput!$B915,DataInput!G915,NA())","v":"Non-Coincident"},{"$f":"IF($E916=DataInput!$B915,DataInput!H915,NA())","v":2007},{"$f":"IF($E916=DataInput!$B915,DataInput!I915,NA())","v":"Actual"},{"$f":"IF($E916=DataInput!$B915,DataInput!J915,NA())","v":75.402240000000006},{"$f":"IF($E916=DataInput!$B915,DataInput!K915,NA())","v":"NA"},null,null,"SA MT BARKER/MT BARKER STH",null,null,null,null,false,null,null,{"$error":"#N/A"},{"$error":"#N/A"},{"$error":"#N/A"},{"$error":"#N/A"},{"$error":"#N/A"},{"$error":"#N/A"},{"$error":"#N/A"},{"$error":"#N/A"},{"$error":"#N/A"},{"$error":"#N/A"}]
[null,{"$f":"IF(DataInput!B916=$B$8,IF($B$9=$B$10,TRUE,IF(DataInput!E916=$B$9,TRUE,FALSE)))","v":true},null,null,{"$f":"IF(B917=TRUE,DataInput!B916,NA())","v":"SA"},{"$f":"IF($E917=DataInput!$B916,DataInput!C916,NA())","v":"SXBARK"},{"$f":"IF($E917=DataInput!$B916,DataInput!D916,NA())","v":"MT BARKER/MT BARKER STH"},{"$f":"IF($E917=DataInput!$B916,DataInput!E916,NA())","v":"SAPN"},{"$f":"IF($E917=DataInput!$B916,DataInput!F916,NA())","v":"Winter"},{"$f":"IF($E917=DataInput!$B916,DataInput!G916,NA())","v":"Non-Coincident"},{"$f":"IF($E917=DataInput!$B916,DataInput!H916,NA())","v":2008},{"$f":"IF($E917=DataInput!$B916,DataInput!I916,NA())","v":"Actual"},{"$f":"IF($E917=DataInput!$B916,DataInput!J916,NA())","v":79.208765999999997},{"$f":"IF($E917=DataInput!$B916,DataInput!K916,NA())","v":"NA"},null,null,"SA MT BARKER/MT BARKER STH",null,null,null,null,false,null,null,{"$error":"#N/A"},{"$error":"#N/A"},{"$error":"#N/A"},{"$error":"#N/A"},{"$error":"#N/A"},{"$error":"#N/A"},{"$error":"#N/A"},{"$error":"#N/A"},{"$error":"#N/A"},{"$error":"#N/A"}]
[null,{"$f":"IF(DataInput!B917=$B$8,IF($B$9=$B$10,TRUE,IF(DataInput!E917=$B$9,TRUE,FALSE)))","v":true},null,null,{"$f":"IF(B918=TRUE,DataInput!B917,NA())","v":"SA"},{"$f":"IF($E918=DataInput!$B917,DataInput!C917,NA())","v":"SXBARK"},{"$f":"IF($E918=DataInput!$B917,DataInput!D917,NA())","v":"MT BARKER/MT BARKER STH"},{"$f":"IF($E918=DataInput!$B917,DataInput!E917,NA())","v":"SAPN"},{"$f":"IF($E918=DataInput!$B917,DataInput!F917,NA())","v":"Winter"},{"$f":"IF($E918=DataInput!$B917,DataInput!G917,NA())","v":"Non-Coincident"},{"$f":"IF($E918=DataInput!$B917,DataInput!H917,NA())","v":2009},{"$f":"IF($E918=DataInput!$B917,DataInput!I917,NA())","v":"Actual"},{"$f":"IF($E918=DataInput!$B917,DataInput!J917,NA())","v":78.243647999999993},{"$f":"IF($E918=DataInput!$B917,DataInput!K917,NA())","v":"NA"},null,null,"SA MT BARKER/MT BARKER STH",null,null,null,null,false,null,null,{"$error":"#N/A"},{"$error":"#N/A"},{"$error":"#N/A"},{"$error":"#N/A"},{"$error":"#N/A"},{"$error":"#N/A"},{"$error":"#N/A"},{"$error":"#N/A"},{"$error":"#N/A"},{"$error":"#N/A"}]
[null,{"$f":"IF(DataInput!B918=$B$8,IF($B$9=$B$10,TRUE,IF(DataInput!E918=$B$9,TRUE,FALSE)))","v":true},null,null,{"$f":"IF(B919=TRUE,DataInput!B918,NA())","v":"SA"},{"$f":"IF($E919=DataInput!$B918,DataInput!C918,NA())","v":"SXBARK"},{"$f":"IF($E919=DataInput!$B918,DataInput!D918,NA())","v":"MT BARKER/MT BARKER STH"},{"$f":"IF($E919=DataInput!$B918,DataInput!E918,NA())","v":"SAPN"},{"$f":"IF($E919=DataInput!$B918,DataInput!F918,NA())","v":"Winter"},{"$f":"IF($E919=DataInput!$B918,DataInput!G918,NA())","v":"Non-Coincident"},{"$f":"IF($E919=DataInput!$B918,DataInput!H918,NA())","v":2010},{"$f":"IF($E919=DataInput!$B918,DataInput!I918,NA())","v":"Actual"},{"$f":"IF($E919=DataInput!$B918,DataInput!J918,NA())","v":77.406301999999997},{"$f":"IF($E919=DataInput!$B918,DataInput!K918,NA())","v":"NA"},null,null,"SA MT BARKER/MT BARKER STH",null,null,null,null,false,null,null,{"$error":"#N/A"},{"$error":"#N/A"},{"$error":"#N/A"},{"$error":"#N/A"},{"$error":"#N/A"},{"$error":"#N/A"},{"$error":"#N/A"},{"$error":"#N/A"},{"$error":"#N/A"},{"$error":"#N/A"}]
[null,{"$f":"IF(DataInput!B919=$B$8,IF($B$9=$B$10,TRUE,IF(DataInput!E919=$B$9,TRUE,FALSE)))","v":true},null,null,{"$f":"IF(B920=TRUE,DataInput!B919,NA())","v":"SA"},{"$f":"IF($E920=DataInput!$B919,DataInput!C919,NA())","v":"SXBARK"},{"$f":"IF($E920=DataInput!$B919,DataInput!D919,NA())","v":"MT BARKER/MT BARKER STH"},{"$f":"IF($E920=DataInput!$B919,DataInput!E919,NA())","v":"SAPN"},{"$f":"IF($E920=DataInput!$B919,DataInput!F919,NA())","v":"Winter"},{"$f":"IF($E920=DataInput!$B919,DataInput!G919,NA())","v":"Non-Coincident"},{"$f":"IF($E920=DataInput!$B919,DataInput!H919,NA())","v":2011},{"$f":"IF($E920=DataInput!$B919,DataInput!I919,NA())","v":"Actual"},{"$f":"IF($E920=DataInput!$B919,DataInput!J919,NA())","v":84.431240000000003},{"$f":"IF($E920=DataInput!$B919,DataInput!K919,NA())","v":"NA"},null,null,"SA MT BARKER/MT BARKER STH",null,null,null,null,false,null,null,{"$error":"#N/A"},{"$error":"#N/A"},{"$error":"#N/A"},{"$error":"#N/A"},{"$error":"#N/A"},{"$error":"#N/A"},{"$error":"#N/A"},{"$error":"#N/A"},{"$error":"#N/A"},{"$error":"#N/A"}]
[null,{"$f":"IF(DataInput!B920=$B$8,IF($B$9=$B$10,TRUE,IF(DataInput!E920=$B$9,TRUE,FALSE)))","v":true},null,null,{"$f":"IF(B921=TRUE,DataInput!B920,NA())","v":"SA"},{"$f":"IF($E921=DataInput!$B920,DataInput!C920,NA())","v":"SXBARK"},{"$f":"IF($E921=DataInput!$B920,DataInput!D920,NA())","v":"MT BARKER/MT BARKER STH"},{"$f":"IF($E921=DataInput!$B920,DataInput!E920,NA())","v":"SAPN"},{"$f":"IF($E921=DataInput!$B920,DataInput!F920,NA())","v":"Winter"},{"$f":"IF($E921=DataInput!$B920,DataInput!G920,NA())","v":"Non-Coincident"},{"$f":"IF($E921=DataInput!$B920,DataInput!H920,NA())","v":2012},{"$f":"IF($E921=DataInput!$B920,DataInput!I920,NA())","v":"Actual"},{"$f":"IF($E921=DataInput!$B920,DataInput!J920,NA())","v":83.920302000000007},{"$f":"IF($E921=DataInput!$B920,DataInput!K920,NA())","v":"NA"},null,null,"SA MT BARKER/MT BARKER STH",null,null,null,null,false,null,null,{"$error":"#N/A"},{"$error":"#N/A"},{"$error":"#N/A"},{"$error":"#N/A"},{"$error":"#N/A"},{"$error":"#N/A"},{"$error":"#N/A"},{"$error":"#N/A"},{"$error":"#N/A"},{"$error":"#N/A"}]
[null,{"$f":"IF(DataInput!B921=$B$8,IF($B$9=$B$10,TRUE,IF(DataInput!E921=$B$9,TRUE,FALSE)))","v":true},null,null,{"$f":"IF(B922=TRUE,DataInput!B921,NA())","v":"SA"},{"$f":"IF($E922=DataInput!$B921,DataInput!C921,NA())","v":"SXBARK"},{"$f":"IF($E922=DataInput!$B921,DataInput!D921,NA())","v":"MT BARKER/MT BARKER STH"},{"$f":"IF($E922=DataInput!$B921,DataInput!E921,NA())","v":"SAPN"},{"$f":"IF($E922=DataInput!$B921,DataInput!F921,NA())","v":"Winter"},{"$f":"IF($E922=DataInput!$B921,DataInput!G921,NA())","v":"Non-Coincident"},{"$f":"IF($E922=DataInput!$B921,DataInput!H921,NA())","v":2013},{"$f":"IF($E922=DataInput!$B921,DataInput!I921,NA())","v":"Actual"},{"$f":"IF($E922=DataInput!$B921,DataInput!J921,NA())","v":82.742778000000001},{"$f":"IF($E922=DataInput!$B921,DataInput!K921,NA())","v":"NA"},null,null,"SA MT BARKER/MT BARKER STH",null,null,null,null,false,null,null,{"$error":"#N/A"},{"$error":"#N/A"},{"$error":"#N/A"},{"$error":"#N/A"},{"$error":"#N/A"},{"$error":"#N/A"},{"$error":"#N/A"},{"$error":"#N/A"},{"$error":"#N/A"},{"$error":"#N/A"}]
[null,{"$f":"IF(DataInput!B922=$B$8,IF($B$9=$B$10,TRUE,IF(DataInput!E922=$B$9,TRUE,FALSE)))","v":true},null,null,{"$f":"IF(B923=TRUE,DataInput!B922,NA())","v":"SA"},{"$f":"IF($E923=DataInput!$B922,DataInput!C922,NA())","v":"SXBARK"},{"$f":"IF($E923=DataInput!$B922,DataInput!D922,NA())","v":"MT BARKER/MT BARKER STH"},{"$f":"IF($E923=DataInput!$B922,DataInput!E922,NA())","v":"SAPN"},{"$f":"IF($E923=DataInput!$B922,DataInput!F922,NA())","v":"Winter"},{"$f":"IF($E923=DataInput!$B922,DataInput!G922,NA())","v":"Non-Coincident"},{"$f":"IF($E923=DataInput!$B922,DataInput!H922,NA())","v":2014},{"$f":"IF($E923=DataInput!$B922,DataInput!I922,NA())","v":"Actual"},{"$f":"IF($E923=DataInput!$B922,DataInput!J922,NA())","v":81.734632000000005},{"$f":"IF($E923=DataInput!$B922,DataInput!K922,NA())","v":"NA"},null,null,"SA MT BARKER/MT BARKER STH",null,null,null,null,false,null,null,{"$error":"#N/A"},{"$error":"#N/A"},{"$error":"#N/A"},{"$error":"#N/A"},{"$error":"#N/A"},{"$error":"#N/A"},{"$error":"#N/A"},{"$error":"#N/A"},{"$error":"#N/A"},{"$error":"#N/A"}]
[null,{"$f":"IF(DataInput!B923=$B$8,IF($B$9=$B$10,TRUE,IF(DataInput!E923=$B$9,TRUE,FALSE)))","v":true},null,null,{"$f":"IF(B924=TRUE,DataInput!B923,NA())","v":"SA"},{"$f":"IF($E924=DataInput!$B923,DataInput!C923,NA())","v":"SXBERR"},{"$f":"IF($E924=DataInput!$B923,DataInput!D923,NA())","v":"BERRI"},{"$f":"IF($E924=DataInput!$B923,DataInput!E923,NA())","v":"SAPN"},{"$f":"IF($E924=DataInput!$B923,DataInput!F923,NA())","v":"Summer"},{"$f":"IF($E924=DataInput!$B923,DataInput!G923,NA())","v":"Non-Coincident"},{"$f":"IF($E924=DataInput!$B923,DataInput!H923,NA())","v":2003},{"$f":"IF($E924=DataInput!$B923,DataInput!I923,NA())","v":"Actual"},{"$f":"IF($E924=DataInput!$B923,DataInput!J923,NA())","v":81.065743999999995},{"$f":"IF($E924=DataInput!$B923,DataInput!K923,NA())","v":"NA"},null,null,"SA BERRI",null,null,null,null,false,null,null,{"$error":"#N/A"},{"$error":"#N/A"},{"$error":"#N/A"},{"$error":"#N/A"},{"$error":"#N/A"},{"$error":"#N/A"},{"$error":"#N/A"},{"$error":"#N/A"},{"$error":"#N/A"},{"$error":"#N/A"}]
[null,{"$f":"IF(DataInput!B924=$B$8,IF($B$9=$B$10,TRUE,IF(DataInput!E924=$B$9,TRUE,FALSE)))","v":true},null,null,{"$f":"IF(B925=TRUE,DataInput!B924,NA())","v":"SA"},{"$f":"IF($E925=DataInput!$B924,DataInput!C924,NA())","v":"SXBERR"},{"$f":"IF($E925=DataInput!$B924,DataInput!D924,NA())","v":"BERRI"},{"$f":"IF($E925=DataInput!$B924,DataInput!E924,NA())","v":"SAPN"},{"$f":"IF($E925=DataInput!$B924,DataInput!F924,NA())","v":"Summer"},{"$f":"IF($E925=DataInput!$B924,DataInput!G924,NA())","v":"Non-Coincident"},{"$f":"IF($E925=DataInput!$B924,DataInput!H924,NA())","v":2004},{"$f":"IF($E925=DataInput!$B924,DataInput!I924,NA())","v":"Actual"},{"$f":"IF($E925=DataInput!$B924,DataInput!J924,NA())","v":85.903263999999993},{"$f":"IF($E925=DataInput!$B924,DataInput!K924,NA())","v":"NA"},null,null,"SA BERRI",null,null,null,null,false,null,null,{"$error":"#N/A"},{"$error":"#N/A"},{"$error":"#N/A"},{"$error":"#N/A"},{"$error":"#N/A"},{"$error":"#N/A"},{"$error":"#N/A"},{"$error":"#N/A"},{"$error":"#N/A"},{"$error":"#N/A"}]
[null,{"$f":"IF(DataInput!B925=$B$8,IF($B$9=$B$10,TRUE,IF(DataInput!E925=$B$9,TRUE,FALSE)))","v":true},null,null,{"$f":"IF(B926=TRUE,DataInput!B925,NA())","v":"SA"},{"$f":"IF($E926=DataInput!$B925,DataInput!C925,NA())","v":"SXBERR"},{"$f":"IF($E926=DataInput!$B925,DataInput!D925,NA())","v":"BERRI"},{"$f":"IF($E926=DataInput!$B925,DataInput!E925,NA())","v":"SAPN"},{"$f":"IF($E926=DataInput!$B925,DataInput!F925,NA())","v":"Summer"},{"$f":"IF($E926=DataInput!$B925,DataInput!G925,NA())","v":"Non-Coincident"},{"$f":"IF($E926=DataInput!$B925,DataInput!H925,NA())","v":2005},{"$f":"IF($E926=DataInput!$B925,DataInput!I925,NA())","v":"Actual"},{"$f":"IF($E926=DataInput!$B925,DataInput!J925,NA())","v":79.102559999999997},{"$f":"IF($E926=DataInput!$B925,DataInput!K925,NA())","v":"NA"},null,null,"SA BERRI",null,null,null,null,false,null,null,{"$error":"#N/A"},{"$error":"#N/A"},{"$error":"#N/A"},{"$error":"#N/A"},{"$error":"#N/A"},{"$error":"#N/A"},{"$error":"#N/A"},{"$error":"#N/A"},{"$error":"#N/A"},{"$error":"#N/A"}]
[null,{"$f":"IF(DataInput!B926=$B$8,IF($B$9=$B$10,TRUE,IF(DataInput!E926=$B$9,TRUE,FALSE)))","v":true},null,null,{"$f":"IF(B927=TRUE,DataInput!B926,NA())","v":"SA"},{"$f":"IF($E927=DataInput!$B926,DataInput!C926,NA())","v":"SXBERR"},{"$f":"IF($E927=DataInput!$B926,DataInput!D926,NA())","v":"BERRI"},{"$f":"IF($E927=DataInput!$B926,DataInput!E926,NA())","v":"SAPN"},{"$f":"IF($E927=DataInput!$B926,DataInput!F926,NA())","v":"Summer"},{"$f":"IF($E927=DataInput!$B926,DataInput!G926,NA())","v":"Non-Coincident"},{"$f":"IF($E927=DataInput!$B926,DataInput!H926,NA())","v":2006},{"$f":"IF($E927=DataInput!$B926,DataInput!I926,NA())","v":"Actual"},{"$f":"IF($E927=DataInput!$B926,DataInput!J926,NA())","v":90.284471999999994},{"$f":"IF($E927=DataInput!$B926,DataInput!K926,NA())","v":"NA"},null,null,"SA BERRI",null,null,null,null,false,null,null,{"$error":"#N/A"},{"$error":"#N/A"},{"$error":"#N/A"},{"$error":"#N/A"},{"$error":"#N/A"},{"$error":"#N/A"},{"$error":"#N/A"},{"$error":"#N/A"},{"$error":"#N/A"},{"$error":"#N/A"}]
[null,{"$f":"IF(DataInput!B927=$B$8,IF($B$9=$B$10,TRUE,IF(DataInput!E927=$B$9,TRUE,FALSE)))","v":true},null,null,{"$f":"IF(B928=TRUE,DataInput!B927,NA())","v":"SA"},{"$f":"IF($E928=DataInput!$B927,DataInput!C927,NA())","v":"SXBERR"},{"$f":"IF($E928=DataInput!$B927,DataInput!D927,NA())","v":"BERRI"},{"$f":"IF($E928=DataInput!$B927,DataInput!E927,NA())","v":"SAPN"},{"$f":"IF($E928=DataInput!$B927,DataInput!F927,NA())","v":"Summer"},{"$f":"IF($E928=DataInput!$B927,DataInput!G927,NA())","v":"Non-Coincident"},{"$f":"IF($E928=DataInput!$B927,DataInput!H927,NA())","v":2007},{"$f":"IF($E928=DataInput!$B927,DataInput!I927,NA())","v":"Actual"},{"$f":"IF($E928=DataInput!$B927,DataInput!J927,NA())","v":81.124039999999994},{"$f":"IF($E928=DataInput!$B927,DataInput!K927,NA())","v":"NA"},null,null,"SA BERRI",null,null,null,null,false,null,null,{"$error":"#N/A"},{"$error":"#N/A"},{"$error":"#N/A"},{"$error":"#N/A"},{"$error":"#N/A"},{"$error":"#N/A"},{"$error":"#N/A"},{"$error":"#N/A"},{"$error":"#N/A"},{"$error":"#N/A"}]
[null,{"$f":"IF(DataInput!B928=$B$8,IF($B$9=$B$10,TRUE,IF(DataInput!E928=$B$9,TRUE,FALSE)))","v":true},null,null,{"$f":"IF(B929=TRUE,DataInput!B928,NA())","v":"SA"},{"$f":"IF($E929=DataInput!$B928,DataInput!C928,NA())","v":"SXBERR"},{"$f":"IF($E929=DataInput!$B928,DataInput!D928,NA())","v":"BERRI"},{"$f":"IF($E929=DataInput!$B928,DataInput!E928,NA())","v":"SAPN"},{"$f":"IF($E929=DataInput!$B928,DataInput!F928,NA())","v":"Summer"},{"$f":"IF($E929=DataInput!$B928,DataInput!G928,NA())","v":"Non-Coincident"},{"$f":"IF($E929=DataInput!$B928,DataInput!H928,NA())","v":2008},{"$f":"IF($E929=DataInput!$B928,DataInput!I928,NA())","v":"Actual"},{"$f":"IF($E929=DataInput!$B928,DataInput!J928,NA())","v":81.742264000000006},{"$f":"IF($E929=DataInput!$B928,DataInput!K928,NA())","v":"NA"},null,null,"SA BERRI",null,null,null,null,false,null,null,{"$error":"#N/A"},{"$error":"#N/A"},{"$error":"#N/A"},{"$error":"#N/A"},{"$error":"#N/A"},{"$error":"#N/A"},{"$error":"#N/A"},{"$error":"#N/A"},{"$error":"#N/A"},{"$error":"#N/A"}]
[null,{"$f":"IF(DataInput!B929=$B$8,IF($B$9=$B$10,TRUE,IF(DataInput!E929=$B$9,TRUE,FALSE)))","v":true},null,null,{"$f":"IF(B930=TRUE,DataInput!B929,NA())","v":"SA"},{"$f":"IF($E930=DataInput!$B929,DataInput!C929,NA())","v":"SXBERR"},{"$f":"IF($E930=DataInput!$B929,DataInput!D929,NA())","v":"BERRI"},{"$f":"IF($E930=DataInput!$B929,DataInput!E929,NA())","v":"SAPN"},{"$f":"IF($E930=DataInput!$B929,DataInput!F929,NA())","v":"Summer"},{"$f":"IF($E930=DataInput!$B929,DataInput!G929,NA())","v":"Non-Coincident"},{"$f":"IF($E930=DataInput!$B929,DataInput!H929,NA())","v":2009},{"$f":"IF($E930=DataInput!$B929,DataInput!I929,NA())","v":"Actual"},{"$f":"IF($E930=DataInput!$B929,DataInput!J929,NA())","v":94.114664000000005},{"$f":"IF($E930=DataInput!$B929,DataInput!K929,NA())","v":"NA"},null,null,"SA BERRI",null,null,null,null,false,null,null,{"$error":"#N/A"},{"$error":"#N/A"},{"$error":"#N/A"},{"$error":"#N/A"},{"$error":"#N/A"},{"$error":"#N/A"},{"$error":"#N/A"},{"$error":"#N/A"},{"$error":"#N/A"},{"$error":"#N/A"}]
[null,{"$f":"IF(DataInput!B930=$B$8,IF($B$9=$B$10,TRUE,IF(DataInput!E930=$B$9,TRUE,FALSE)))","v":true},null,null,{"$f":"IF(B931=TRUE,DataInput!B930,NA())","v":"SA"},{"$f":"IF($E931=DataInput!$B930,DataInput!C930,NA())","v":"SXBERR"},{"$f":"IF($E931=DataInput!$B930,DataInput!D930,NA())","v":"BERRI"},{"$f":"IF($E931=DataInput!$B930,DataInput!E930,NA())","v":"SAPN"},{"$f":"IF($E931=DataInput!$B930,DataInput!F930,NA())","v":"Summer"},{"$f":"IF($E931=DataInput!$B930,DataInput!G930,NA())","v":"Non-Coincident"},{"$f":"IF($E931=DataInput!$B930,DataInput!H930,NA())","v":2010},{"$f":"IF($E931=DataInput!$B930,DataInput!I930,NA())","v":"Actual"},{"$f":"IF($E931=DataInput!$B930,DataInput!J930,NA())","v":89.251040000000003},{"$f":"IF($E931=DataInput!$B930,DataInput!K930,NA())","v":"NA"},null,null,"SA BERRI",null,null,null,null,false,null,null,{"$error":"#N/A"},{"$error":"#N/A"},{"$error":"#N/A"},{"$error":"#N/A"},{"$error":"#N/A"},{"$error":"#N/A"},{"$error":"#N/A"},{"$error":"#N/A"},{"$error":"#N/A"},{"$error":"#N/A"}]
[null,{"$f":"IF(DataInput!B931=$B$8,IF($B$9=$B$10,TRUE,IF(DataInput!E931=$B$9,TRUE,FALSE)))","v":true},null,null,{"$f":"IF(B932=TRUE,DataInput!B931,NA())","v":"SA"},{"$f":"IF($E932=DataInput!$B931,DataInput!C931,NA())","v":"SXBERR"},{"$f":"IF($E932=DataInput!$B931,DataInput!D931,NA())","v":"BERRI"},{"$f":"IF($E932=DataInput!$B931,DataInput!E931,NA())","v":"SAPN"},{"$f":"IF($E932=DataInput!$B931,DataInput!F931,NA())","v":"Summer"},{"$f":"IF($E932=DataInput!$B931,DataInput!G931,NA())","v":"Non-Coincident"},{"$f":"IF($E932=DataInput!$B931,DataInput!H931,NA())","v":2011},{"$f":"IF($E932=DataInput!$B931,DataInput!I931,NA())","v":"Actual"},{"$f":"IF($E932=DataInput!$B931,DataInput!J931,NA())","v":84.456432000000007},{"$f":"IF($E932=DataInput!$B931,DataInput!K931,NA())","v":"NA"},null,null,"SA BERRI",null,null,null,null,false,null,null,{"$error":"#N/A"},{"$error":"#N/A"},{"$error":"#N/A"},{"$error":"#N/A"},{"$error":"#N/A"},{"$error":"#N/A"},{"$error":"#N/A"},{"$error":"#N/A"},{"$error":"#N/A"},{"$error":"#N/A"}]
[null,{"$f":"IF(DataInput!B932=$B$8,IF($B$9=$B$10,TRUE,IF(DataInput!E932=$B$9,TRUE,FALSE)))","v":true},null,null,{"$f":"IF(B933=TRUE,DataInput!B932,NA())","v":"SA"},{"$f":"IF($E933=DataInput!$B932,DataInput!C932,NA())","v":"SXBERR"},{"$f":"IF($E933=DataInput!$B932,DataInput!D932,NA())","v":"BERRI"},{"$f":"IF($E933=DataInput!$B932,DataInput!E932,NA())","v":"SAPN"},{"$f":"IF($E933=DataInput!$B932,DataInput!F932,NA())","v":"Summer"},{"$f":"IF($E933=DataInput!$B932,DataInput!G932,NA())","v":"Non-Coincident"},{"$f":"IF($E933=DataInput!$B932,DataInput!H932,NA())","v":2012},{"$f":"IF($E933=DataInput!$B932,DataInput!I932,NA())","v":"Actual"},{"$f":"IF($E933=DataInput!$B932,DataInput!J932,NA())","v":79.087496000000002},{"$f":"IF($E933=DataInput!$B932,DataInput!K932,NA())","v":"NA"},null,null,"SA BERRI",null,null,null,null,false,null,null,{"$error":"#N/A"},{"$error":"#N/A"},{"$error":"#N/A"},{"$error":"#N/A"},{"$error":"#N/A"},{"$error":"#N/A"},{"$error":"#N/A"},{"$error":"#N/A"},{"$error":"#N/A"},{"$error":"#N/A"}]
[null,{"$f":"IF(DataInput!B933=$B$8,IF($B$9=$B$10,TRUE,IF(DataInput!E933=$B$9,TRUE,FALSE)))","v":true},null,null,{"$f":"IF(B934=TRUE,DataInput!B933,NA())","v":"SA"},{"$f":"IF($E934=DataInput!$B933,DataInput!C933,NA())","v":"SXBERR"},{"$f":"IF($E934=DataInput!$B933,DataInput!D933,NA())","v":"BERRI"},{"$f":"IF($E934=DataInput!$B933,DataInput!E933,NA())","v":"SAPN"},{"$f":"IF($E934=DataInput!$B933,DataInput!F933,NA())","v":"Summer"},{"$f":"IF($E934=DataInput!$B933,DataInput!G933,NA())","v":"Non-Coincident"},{"$f":"IF($E934=DataInput!$B933,DataInput!H933,NA())","v":2013},{"$f":"IF($E934=DataInput!$B933,DataInput!I933,NA())","v":"Actual"},{"$f":"IF($E934=DataInput!$B933,DataInput!J933,NA())","v":84.964168000000001},{"$f":"IF($E934=DataInput!$B933,DataInput!K933,NA())","v":"NA"},null,null,"SA BERRI",null,null,null,null,false,null,null,{"$error":"#N/A"},{"$error":"#N/A"},{"$error":"#N/A"},{"$error":"#N/A"},{"$error":"#N/A"},{"$error":"#N/A"},{"$error":"#N/A"},{"$error":"#N/A"},{"$error":"#N/A"},{"$error":"#N/A"}]
[null,{"$f":"IF(DataInput!B934=$B$8,IF($B$9=$B$10,TRUE,IF(DataInput!E934=$B$9,TRUE,FALSE)))","v":true},null,null,{"$f":"IF(B935=TRUE,DataInput!B934,NA())","v":"SA"},{"$f":"IF($E935=DataInput!$B934,DataInput!C934,NA())","v":"SXBERR"},{"$f":"IF($E935=DataInput!$B934,DataInput!D934,NA())","v":"BERRI"},{"$f":"IF($E935=DataInput!$B934,DataInput!E934,NA())","v":"SAPN"},{"$f":"IF($E935=DataInput!$B934,DataInput!F934,NA())","v":"Summer"},{"$f":"IF($E935=DataInput!$B934,DataInput!G934,NA())","v":"Non-Coincident"},{"$f":"IF($E935=DataInput!$B934,DataInput!H934,NA())","v":2014},{"$f":"IF($E935=DataInput!$B934,DataInput!I934,NA())","v":"Actual"},{"$f":"IF($E935=DataInput!$B934,DataInput!J934,NA())","v":90.995472000000007},{"$f":"IF($E935=DataInput!$B934,DataInput!K934,NA())","v":"NA"},null,null,"SA BERRI",null,null,null,null,false,null,null,{"$error":"#N/A"},{"$error":"#N/A"},{"$error":"#N/A"},{"$error":"#N/A"},{"$error":"#N/A"},{"$error":"#N/A"},{"$error":"#N/A"},{"$error":"#N/A"},{"$error":"#N/A"},{"$error":"#N/A"}]
[null,{"$f":"IF(DataInput!B935=$B$8,IF($B$9=$B$10,TRUE,IF(DataInput!E935=$B$9,TRUE,FALSE)))","v":true},null,null,{"$f":"IF(B936=TRUE,DataInput!B935,NA())","v":"SA"},{"$f":"IF($E936=DataInput!$B935,DataInput!C935,NA())","v":"SXBERR"},{"$f":"IF($E936=DataInput!$B935,DataInput!D935,NA())","v":"BERRI"},{"$f":"IF($E936=DataInput!$B935,DataInput!E935,NA())","v":"SAPN"},{"$f":"IF($E936=DataInput!$B935,DataInput!F935,NA())","v":"Winter"},{"$f":"IF($E936=DataInput!$B935,DataInput!G935,NA())","v":"Non-Coincident"},{"$f":"IF($E936=DataInput!$B935,DataInput!H935,NA())","v":2003},{"$f":"IF($E936=DataInput!$B935,DataInput!I935,NA())","v":"Actual"},{"$f":"IF($E936=DataInput!$B935,DataInput!J935,NA())","v":47.953032},{"$f":"IF($E936=DataInput!$B935,DataInput!K935,NA())","v":"NA"},null,null,"SA BERRI",null,null,null,null,false,null,null,{"$error":"#N/A"},{"$error":"#N/A"},{"$error":"#N/A"},{"$error":"#N/A"},{"$error":"#N/A"},{"$error":"#N/A"},{"$error":"#N/A"},{"$error":"#N/A"},{"$error":"#N/A"},{"$error":"#N/A"}]
[null,{"$f":"IF(DataInput!B936=$B$8,IF($B$9=$B$10,TRUE,IF(DataInput!E936=$B$9,TRUE,FALSE)))","v":true},null,null,{"$f":"IF(B937=TRUE,DataInput!B936,NA())","v":"SA"},{"$f":"IF($E937=DataInput!$B936,DataInput!C936,NA())","v":"SXBERR"},{"$f":"IF($E937=DataInput!$B936,DataInput!D936,NA())","v":"BERRI"},{"$f":"IF($E937=DataInput!$B936,DataInput!E936,NA())","v":"SAPN"},{"$f":"IF($E937=DataInput!$B936,DataInput!F936,NA())","v":"Winter"},{"$f":"IF($E937=DataInput!$B936,DataInput!G936,NA())","v":"Non-Coincident"},{"$f":"IF($E937=DataInput!$B936,DataInput!H936,NA())","v":2004},{"$f":"IF($E937=DataInput!$B936,DataInput!I936,NA())","v":"Actual"},{"$f":"IF($E937=DataInput!$B936,DataInput!J936,NA())","v":44.243575999999997},{"$f":"IF($E937=DataInput!$B936,DataInput!K936,NA())","v":"NA"},null,null,"SA BERRI",null,null,null,null,false,null,null,{"$error":"#N/A"},{"$error":"#N/A"},{"$error":"#N/A"},{"$error":"#N/A"},{"$error":"#N/A"},{"$error":"#N/A"},{"$error":"#N/A"},{"$error":"#N/A"},{"$error":"#N/A"},{"$error":"#N/A"}]
[null,{"$f":"IF(DataInput!B937=$B$8,IF($B$9=$B$10,TRUE,IF(DataInput!E937=$B$9,TRUE,FALSE)))","v":true},null,null,{"$f":"IF(B938=TRUE,DataInput!B937,NA())","v":"SA"},{"$f":"IF($E938=DataInput!$B937,DataInput!C937,NA())","v":"SXBERR"},{"$f":"IF($E938=DataInput!$B937,DataInput!D937,NA())","v":"BERRI"},{"$f":"IF($E938=DataInput!$B937,DataInput!E937,NA())","v":"SAPN"},{"$f":"IF($E938=DataInput!$B937,DataInput!F937,NA())","v":"Winter"},{"$f":"IF($E938=DataInput!$B937,DataInput!G937,NA())","v":"Non-Coincident"},{"$f":"IF($E938=DataInput!$B937,DataInput!H937,NA())","v":2005},{"$f":"IF($E938=DataInput!$B937,DataInput!I937,NA())","v":"Actual"},{"$f":"IF($E938=DataInput!$B937,DataInput!J937,NA())","v":43.813316},{"$f":"IF($E938=DataInput!$B937,DataInput!K937,NA())","v":"NA"},null,null,"SA BERRI",null,null,null,null,false,null,null,{"$error":"#N/A"},{"$error":"#N/A"},{"$error":"#N/A"},{"$error":"#N/A"},{"$error":"#N/A"},{"$error":"#N/A"},{"$error":"#N/A"},{"$error":"#N/A"},{"$error":"#N/A"},{"$error":"#N/A"}]
[null,{"$f":"IF(DataInput!B938=$B$8,IF($B$9=$B$10,TRUE,IF(DataInput!E938=$B$9,TRUE,FALSE)))","v":true},null,null,{"$f":"IF(B939=TRUE,DataInput!B938,NA())","v":"SA"},{"$f":"IF($E939=DataInput!$B938,DataInput!C938,NA())","v":"SXBERR"},{"$f":"IF($E939=DataInput!$B938,DataInput!D938,NA())","v":"BERRI"},{"$f":"IF($E939=DataInput!$B938,DataInput!E938,NA())","v":"SAPN"},{"$f":"IF($E939=DataInput!$B938,DataInput!F938,NA())","v":"Winter"},{"$f":"IF($E939=DataInput!$B938,DataInput!G938,NA())","v":"Non-Coincident"},{"$f":"IF($E939=DataInput!$B938,DataInput!H938,NA())","v":2006},{"$f":"IF($E939=DataInput!$B938,DataInput!I938,NA())","v":"Actual"},{"$f":"IF($E939=DataInput!$B938,DataInput!J938,NA())","v":52.004956},{"$f":"IF($E939=DataInput!$B938,DataInput!K938,NA())","v":"NA"},null,null,"SA BERRI",null,null,null,null,false,null,null,{"$error":"#N/A"},{"$error":"#N/A"},{"$error":"#N/A"},{"$error":"#N/A"},{"$error":"#N/A"},{"$error":"#N/A"},{"$error":"#N/A"},{"$error":"#N/A"},{"$error":"#N/A"},{"$error":"#N/A"}]
[null,{"$f":"IF(DataInput!B939=$B$8,IF($B$9=$B$10,TRUE,IF(DataInput!E939=$B$9,TRUE,FALSE)))","v":true},null,null,{"$f":"IF(B940=TRUE,DataInput!B939,NA())","v":"SA"},{"$f":"IF($E940=DataInput!$B939,DataInput!C939,NA())","v":"SXBERR"},{"$f":"IF($E940=DataInput!$B939,DataInput!D939,NA())","v":"BERRI"},{"$f":"IF($E940=DataInput!$B939,DataInput!E939,NA())","v":"SAPN"},{"$f":"IF($E940=DataInput!$B939,DataInput!F939,NA())","v":"Winter"},{"$f":"IF($E940=DataInput!$B939,DataInput!G939,NA())","v":"Non-Coincident"},{"$f":"IF($E940=DataInput!$B939,DataInput!H939,NA())","v":2007},{"$f":"IF($E940=DataInput!$B939,DataInput!I939,NA())","v":"Actual"},{"$f":"IF($E940=DataInput!$B939,DataInput!J939,NA())","v":52.922544000000002},{"$f":"IF($E940=DataInput!$B939,DataInput!K939,NA())","v":"NA"},null,null,"SA BERRI",null,null,null,null,false,null,null,{"$error":"#N/A"},{"$error":"#N/A"},{"$error":"#N/A"},{"$error":"#N/A"},{"$error":"#N/A"},{"$error":"#N/A"},{"$error":"#N/A"},{"$error":"#N/A"},{"$error":"#N/A"},{"$error":"#N/A"}]
[null,{"$f":"IF(DataInput!B940=$B$8,IF($B$9=$B$10,TRUE,IF(DataInput!E940=$B$9,TRUE,FALSE)))","v":true},null,null,{"$f":"IF(B941=TRUE,DataInput!B940,NA())","v":"SA"},{"$f":"IF($E941=DataInput!$B940,DataInput!C940,NA())","v":"SXBERR"},{"$f":"IF($E941=DataInput!$B940,DataInput!D940,NA())","v":"BERRI"},{"$f":"IF($E941=DataInput!$B940,DataInput!E940,NA())","v":"SAPN"},{"$f":"IF($E941=DataInput!$B940,DataInput!F940,NA())","v":"Winter"},{"$f":"IF($E941=DataInput!$B940,DataInput!G940,NA())","v":"Non-Coincident"},{"$f":"IF($E941=DataInput!$B940,DataInput!H940,NA())","v":2008},{"$f":"IF($E941=DataInput!$B940,DataInput!I940,NA())","v":"Actual"},{"$f":"IF($E941=DataInput!$B940,DataInput!J940,NA())","v":48.135260000000002},{"$f":"IF($E941=DataInput!$B940,DataInput!K940,NA())","v":"NA"},null,null,"SA BERRI",null,null,null,null,false,null,null,{"$error":"#N/A"},{"$error":"#N/A"},{"$error":"#N/A"},{"$error":"#N/A"},{"$error":"#N/A"},{"$error":"#N/A"},{"$error":"#N/A"},{"$error":"#N/A"},{"$error":"#N/A"},{"$error":"#N/A"}]
[null,{"$f":"IF(DataInput!B941=$B$8,IF($B$9=$B$10,TRUE,IF(DataInput!E941=$B$9,TRUE,FALSE)))","v":true},null,null,{"$f":"IF(B942=TRUE,DataInput!B941,NA())","v":"SA"},{"$f":"IF($E942=DataInput!$B941,DataInput!C941,NA())","v":"SXBERR"},{"$f":"IF($E942=DataInput!$B941,DataInput!D941,NA())","v":"BERRI"},{"$f":"IF($E942=DataInput!$B941,DataInput!E941,NA())","v":"SAPN"},{"$f":"IF($E942=DataInput!$B941,DataInput!F941,NA())","v":"Winter"},{"$f":"IF($E942=DataInput!$B941,DataInput!G941,NA())","v":"Non-Coincident"},{"$f":"IF($E942=DataInput!$B941,DataInput!H941,NA())","v":2009},{"$f":"IF($E942=DataInput!$B941,DataInput!I941,NA())","v":"Actual"},{"$f":"IF($E942=DataInput!$B941,DataInput!J941,NA())","v":47.205916000000002},{"$f":"IF($E942=DataInput!$B941,DataInput!K941,NA())","v":"NA"},null,null,"SA BERRI",null,null,null,null,false,null,null,{"$error":"#N/A"},{"$error":"#N/A"},{"$error":"#N/A"},{"$error":"#N/A"},{"$error":"#N/A"},{"$error":"#N/A"},{"$error":"#N/A"},{"$error":"#N/A"},{"$error":"#N/A"},{"$error":"#N/A"}]
[null,{"$f":"IF(DataInput!B942=$B$8,IF($B$9=$B$10,TRUE,IF(DataInput!E942=$B$9,TRUE,FALSE)))","v":true},null,null,{"$f":"IF(B943=TRUE,DataInput!B942,NA())","v":"SA"},{"$f":"IF($E943=DataInput!$B942,DataInput!C942,NA())","v":"SXBERR"},{"$f":"IF($E943=DataInput!$B942,DataInput!D942,NA())","v":"BERRI"},{"$f":"IF($E943=DataInput!$B942,DataInput!E942,NA())","v":"SAPN"},{"$f":"IF($E943=DataInput!$B942,DataInput!F942,NA())","v":"Winter"},{"$f":"IF($E943=DataInput!$B942,DataInput!G942,NA())","v":"Non-Coincident"},{"$f":"IF($E943=DataInput!$B942,DataInput!H942,NA())","v":2010},{"$f":"IF($E943=DataInput!$B942,DataInput!I942,NA())","v":"Actual"},{"$f":"IF($E943=DataInput!$B942,DataInput!J942,NA())","v":46.707276},{"$f":"IF($E943=DataInput!$B942,DataInput!K942,NA())","v":"NA"},null,null,"SA BERRI",null,null,null,null,false,null,null,{"$error":"#N/A"},{"$error":"#N/A"},{"$error":"#N/A"},{"$error":"#N/A"},{"$error":"#N/A"},{"$error":"#N/A"},{"$error":"#N/A"},{"$error":"#N/A"},{"$error":"#N/A"},{"$error":"#N/A"}]
[null,{"$f":"IF(DataInput!B943=$B$8,IF($B$9=$B$10,TRUE,IF(DataInput!E943=$B$9,TRUE,FALSE)))","v":true},null,null,{"$f":"IF(B944=TRUE,DataInput!B943,NA())","v":"SA"},{"$f":"IF($E944=DataInput!$B943,DataInput!C943,NA())","v":"SXBERR"},{"$f":"IF($E944=DataInput!$B943,DataInput!D943,NA())","v":"BERRI"},{"$f":"IF($E944=DataInput!$B943,DataInput!E943,NA())","v":"SAPN"},{"$f":"IF($E944=DataInput!$B943,DataInput!F943,NA())","v":"Winter"},{"$f":"IF($E944=DataInput!$B943,DataInput!G943,NA())","v":"Non-Coincident"},{"$f":"IF($E944=DataInput!$B943,DataInput!H943,NA())","v":2011},{"$f":"IF($E944=DataInput!$B943,DataInput!I943,NA())","v":"Actual"},{"$f":"IF($E944=DataInput!$B943,DataInput!J943,NA())","v":47.133428000000002},{"$f":"IF($E944=DataInput!$B943,DataInput!K943,NA())","v":"NA"},null,null,"SA BERRI",null,null,null,null,false,null,null,{"$error":"#N/A"},{"$error":"#N/A"},{"$error":"#N/A"},{"$error":"#N/A"},{"$error":"#N/A"},{"$error":"#N/A"},{"$error":"#N/A"},{"$error":"#N/A"},{"$error":"#N/A"},{"$error":"#N/A"}]
[null,{"$f":"IF(DataInput!B944=$B$8,IF($B$9=$B$10,TRUE,IF(DataInput!E944=$B$9,TRUE,FALSE)))","v":true},null,null,{"$f":"IF(B945=TRUE,DataInput!B944,NA())","v":"SA"},{"$f":"IF($E945=DataInput!$B944,DataInput!C944,NA())","v":"SXBERR"},{"$f":"IF($E945=DataInput!$B944,DataInput!D944,NA())","v":"BERRI"},{"$f":"IF($E945=DataInput!$B944,DataInput!E944,NA())","v":"SAPN"},{"$f":"IF($E945=DataInput!$B944,DataInput!F944,NA())","v":"Winter"},{"$f":"IF($E945=DataInput!$B944,DataInput!G944,NA())","v":"Non-Coincident"},{"$f":"IF($E945=DataInput!$B944,DataInput!H944,NA())","v":2012},{"$f":"IF($E945=DataInput!$B944,DataInput!I944,NA())","v":"Actual"},{"$f":"IF($E945=DataInput!$B944,DataInput!J944,NA())","v":45.967624000000001},{"$f":"IF($E945=DataInput!$B944,DataInput!K944,NA())","v":"NA"},null,null,"SA BERRI",null,null,null,null,false,null,null,{"$error":"#N/A"},{"$error":"#N/A"},{"$error":"#N/A"},{"$error":"#N/A"},{"$error":"#N/A"},{"$error":"#N/A"},{"$error":"#N/A"},{"$error":"#N/A"},{"$error":"#N/A"},{"$error":"#N/A"}]
[null,{"$f":"IF(DataInput!B945=$B$8,IF($B$9=$B$10,TRUE,IF(DataInput!E945=$B$9,TRUE,FALSE)))","v":true},null,null,{"$f":"IF(B946=TRUE,DataInput!B945,NA())","v":"SA"},{"$f":"IF($E946=DataInput!$B945,DataInput!C945,NA())","v":"SXBERR"},{"$f":"IF($E946=DataInput!$B945,DataInput!D945,NA())","v":"BERRI"},{"$f":"IF($E946=DataInput!$B945,DataInput!E945,NA())","v":"SAPN"},{"$f":"IF($E946=DataInput!$B945,DataInput!F945,NA())","v":"Winter"},{"$f":"IF($E946=DataInput!$B945,DataInput!G945,NA())","v":"Non-Coincident"},{"$f":"IF($E946=DataInput!$B945,DataInput!H945,NA())","v":2013},{"$f":"IF($E946=DataInput!$B945,DataInput!I945,NA())","v":"Actual"},{"$f":"IF($E946=DataInput!$B945,DataInput!J945,NA())","v":50.580255999999999},{"$f":"IF($E946=DataInput!$B945,DataInput!K945,NA())","v":"NA"},null,null,"SA BERRI",null,null,null,null,false,null,null,{"$error":"#N/A"},{"$error":"#N/A"},{"$error":"#N/A"},{"$error":"#N/A"},{"$error":"#N/A"},{"$error":"#N/A"},{"$error":"#N/A"},{"$error":"#N/A"},{"$error":"#N/A"},{"$error":"#N/A"}]
[null,{"$f":"IF(DataInput!B946=$B$8,IF($B$9=$B$10,TRUE,IF(DataInput!E946=$B$9,TRUE,FALSE)))","v":true},null,null,{"$f":"IF(B947=TRUE,DataInput!B946,NA())","v":"SA"},{"$f":"IF($E947=DataInput!$B946,DataInput!C946,NA())","v":"SXBERR"},{"$f":"IF($E947=DataInput!$B946,DataInput!D946,NA())","v":"BERRI"},{"$f":"IF($E947=DataInput!$B946,DataInput!E946,NA())","v":"SAPN"},{"$f":"IF($E947=DataInput!$B946,DataInput!F946,NA())","v":"Winter"},{"$f":"IF($E947=DataInput!$B946,DataInput!G946,NA())","v":"Non-Coincident"},{"$f":"IF($E947=DataInput!$B946,DataInput!H946,NA())","v":2014},{"$f":"IF($E947=DataInput!$B946,DataInput!I946,NA())","v":"Actual"},{"$f":"IF($E947=DataInput!$B946,DataInput!J946,NA())","v":47.966223999999997},{"$f":"IF($E947=DataInput!$B946,DataInput!K946,NA())","v":"NA"},null,null,"SA BERRI",null,null,null,null,false,null,null,{"$error":"#N/A"},{"$error":"#N/A"},{"$error":"#N/A"},{"$error":"#N/A"},{"$error":"#N/A"},{"$error":"#N/A"},{"$error":"#N/A"},{"$error":"#N/A"},{"$error":"#N/A"},{"$error":"#N/A"}]
[null,{"$f":"IF(DataInput!B947=$B$8,IF($B$9=$B$10,TRUE,IF(DataInput!E947=$B$9,TRUE,FALSE)))","v":true},null,null,{"$f":"IF(B948=TRUE,DataInput!B947,NA())","v":"SA"},{"$f":"IF($E948=DataInput!$B947,DataInput!C947,NA())","v":"SXBLAN"},{"$f":"IF($E948=DataInput!$B947,DataInput!D947,NA())","v":"BLANCHE"},{"$f":"IF($E948=DataInput!$B947,DataInput!E947,NA())","v":"SAPN"},{"$f":"IF($E948=DataInput!$B947,DataInput!F947,NA())","v":"Summer"},{"$f":"IF($E948=DataInput!$B947,DataInput!G947,NA())","v":"Non-Coincident"},{"$f":"IF($E948=DataInput!$B947,DataInput!H947,NA())","v":2003},{"$f":"IF($E948=DataInput!$B947,DataInput!I947,NA())","v":"Actual"},{"$f":"IF($E948=DataInput!$B947,DataInput!J947,NA())","v":43.605719999999998},{"$f":"IF($E948=DataInput!$B947,DataInput!K947,NA())","v":"NA"},null,null,"SA BLANCHE",null,null,null,null,false,null,null,{"$error":"#N/A"},{"$error":"#N/A"},{"$error":"#N/A"},{"$error":"#N/A"},{"$error":"#N/A"},{"$error":"#N/A"},{"$error":"#N/A"},{"$error":"#N/A"},{"$error":"#N/A"},{"$error":"#N/A"}]
[null,{"$f":"IF(DataInput!B948=$B$8,IF($B$9=$B$10,TRUE,IF(DataInput!E948=$B$9,TRUE,FALSE)))","v":true},null,null,{"$f":"IF(B949=TRUE,DataInput!B948,NA())","v":"SA"},{"$f":"IF($E949=DataInput!$B948,DataInput!C948,NA())","v":"SXBLAN"},{"$f":"IF($E949=DataInput!$B948,DataInput!D948,NA())","v":"BLANCHE"},{"$f":"IF($E949=DataInput!$B948,DataInput!E948,NA())","v":"SAPN"},{"$f":"IF($E949=DataInput!$B948,DataInput!F948,NA())","v":"Summer"},{"$f":"IF($E949=DataInput!$B948,DataInput!G948,NA())","v":"Non-Coincident"},{"$f":"IF($E949=DataInput!$B948,DataInput!H948,NA())","v":2004},{"$f":"IF($E949=DataInput!$B948,DataInput!I948,NA())","v":"Actual"},{"$f":"IF($E949=DataInput!$B948,DataInput!J948,NA())","v":30.918944},{"$f":"IF($E949=DataInput!$B948,DataInput!K948,NA())","v":"NA"},null,null,"SA BLANCHE",null,null,null,null,false,null,null,{"$error":"#N/A"},{"$error":"#N/A"},{"$error":"#N/A"},{"$error":"#N/A"},{"$error":"#N/A"},{"$error":"#N/A"},{"$error":"#N/A"},{"$error":"#N/A"},{"$error":"#N/A"},{"$error":"#N/A"}]
[null,{"$f":"IF(DataInput!B949=$B$8,IF($B$9=$B$10,TRUE,IF(DataInput!E949=$B$9,TRUE,FALSE)))","v":true},null,null,{"$f":"IF(B950=TRUE,DataInput!B949,NA())","v":"SA"},{"$f":"IF($E950=DataInput!$B949,DataInput!C949,NA())","v":"SXBLAN"},{"$f":"IF($E950=DataInput!$B949,DataInput!D949,NA())","v":"BLANCHE"},{"$f":"IF($E950=DataInput!$B949,DataInput!E949,NA())","v":"SAPN"},{"$f":"IF($E950=DataInput!$B949,DataInput!F949,NA())","v":"Summer"},{"$f":"IF($E950=DataInput!$B949,DataInput!G949,NA())","v":"Non-Coincident"},{"$f":"IF($E950=DataInput!$B949,DataInput!H949,NA())","v":2005},{"$f":"IF($E950=DataInput!$B949,DataInput!I949,NA())","v":"Actual"},{"$f":"IF($E950=DataInput!$B949,DataInput!J949,NA())","v":30.194403999999999},{"$f":"IF($E950=DataInput!$B949,DataInput!K949,NA())","v":"NA"},null,null,"SA BLANCHE",null,null,null,null,false,null,null,{"$error":"#N/A"},{"$error":"#N/A"},{"$error":"#N/A"},{"$error":"#N/A"},{"$error":"#N/A"},{"$error":"#N/A"},{"$error":"#N/A"},{"$error":"#N/A"},{"$error":"#N/A"},{"$error":"#N/A"}]
[null,{"$f":"IF(DataInput!B950=$B$8,IF($B$9=$B$10,TRUE,IF(DataInput!E950=$B$9,TRUE,FALSE)))","v":true},null,null,{"$f":"IF(B951=TRUE,DataInput!B950,NA())","v":"SA"},{"$f":"IF($E951=DataInput!$B950,DataInput!C950,NA())","v":"SXBLAN"},{"$f":"IF($E951=DataInput!$B950,DataInput!D950,NA())","v":"BLANCHE"},{"$f":"IF($E951=DataInput!$B950,DataInput!E950,NA())","v":"SAPN"},{"$f":"IF($E951=DataInput!$B950,DataInput!F950,NA())","v":"Summer"},{"$f":"IF($E951=DataInput!$B950,DataInput!G950,NA())","v":"Non-Coincident"},{"$f":"IF($E951=DataInput!$B950,DataInput!H950,NA())","v":2006},{"$f":"IF($E951=DataInput!$B950,DataInput!I950,NA())","v":"Actual"},{"$f":"IF($E951=DataInput!$B950,DataInput!J950,NA())","v":33.731216000000003},{"$f":"IF($E951=DataInput!$B950,DataInput!K950,NA())","v":"NA"},null,null,"SA BLANCHE",null,null,null,null,false,null,null,{"$error":"#N/A"},{"$f":"IF($V951=TRUE,F951,NA())","v":{"$error":"#N/A"}},{"$f":"IF($V951=TRUE,G951,NA())","v":{"$error":"#N/A"}},{"$f":"IF($V951=TRUE,H951,NA())","v":{"$error":"#N/A"}},{"$f":"IF($V951=TRUE,I951,NA())","v":{"$error":"#N/A"}},{"$f":"IF($V951=TRUE,J951,NA())","v":{"$error":"#N/A"}},{"$f":"IF($V951=TRUE,K951,NA())","v":{"$error":"#N/A"}},{"$f":"IF($V951=TRUE,L951,NA())","v":{"$error":"#N/A"}},{"$f":"IF($V951=TRUE,M951,NA())","v":{"$error":"#N/A"}},{"$f":"IF($V951=TRUE,N951,NA())","v":{"$error":"#N/A"}}]
[null,{"$f":"IF(DataInput!B951=$B$8,IF($B$9=$B$10,TRUE,IF(DataInput!E951=$B$9,TRUE,FALSE)))","v":true},null,null,{"$f":"IF(B952=TRUE,DataInput!B951,NA())","v":"SA"},{"$f":"IF($E952=DataInput!$B951,DataInput!C951,NA())","v":"SXBLAN"},{"$f":"IF($E952=DataInput!$B951,DataInput!D951,NA())","v":"BLANCHE"},{"$f":"IF($E952=DataInput!$B951,DataInput!E951,NA())","v":"SAPN"},{"$f":"IF($E952=DataInput!$B951,DataInput!F951,NA())","v":"Summer"},{"$f":"IF($E952=DataInput!$B951,DataInput!G951,NA())","v":"Non-Coincident"},{"$f":"IF($E952=DataInput!$B951,DataInput!H951,NA())","v":2007},{"$f":"IF($E952=DataInput!$B951,DataInput!I951,NA())","v":"Actual"},{"$f":"IF($E952=DataInput!$B951,DataInput!J951,NA())","v":30.328711999999999},{"$f":"IF($E952=DataInput!$B951,DataInput!K951,NA())","v":"NA"},null,null,"SA BLANCHE",null,null,null,null,false,null,null,{"$error":"#N/A"},{"$error":"#N/A"},{"$error":"#N/A"},{"$error":"#N/A"},{"$error":"#N/A"},{"$error":"#N/A"},{"$error":"#N/A"},{"$error":"#N/A"},{"$error":"#N/A"},{"$error":"#N/A"}]
[null,{"$f":"IF(DataInput!B952=$B$8,IF($B$9=$B$10,TRUE,IF(DataInput!E952=$B$9,TRUE,FALSE)))","v":true},null,null,{"$f":"IF(B953=TRUE,DataInput!B952,NA())","v":"SA"},{"$f":"IF($E953=DataInput!$B952,DataInput!C952,NA())","v":"SXBLAN"},{"$f":"IF($E953=DataInput!$B952,DataInput!D952,NA())","v":"BLANCHE"},{"$f":"IF($E953=DataInput!$B952,DataInput!E952,NA())","v":"SAPN"},{"$f":"IF($E953=DataInput!$B952,DataInput!F952,NA())","v":"Summer"},{"$f":"IF($E953=DataInput!$B952,DataInput!G952,NA())","v":"Non-Coincident"},{"$f":"IF($E953=DataInput!$B952,DataInput!H952,NA())","v":2008},{"$f":"IF($E953=DataInput!$B952,DataInput!I952,NA())","v":"Actual"},{"$f":"IF($E953=DataInput!$B952,DataInput!J952,NA())","v":34.610303999999999},{"$f":"IF($E953=DataInput!$B952,DataInput!K952,NA())","v":"NA"},null,null,"SA BLANCHE",null,null,null,null,false,null,null,{"$error":"#N/A"},{"$error":"#N/A"},{"$error":"#N/A"},{"$error":"#N/A"},{"$error":"#N/A"},{"$error":"#N/A"},{"$error":"#N/A"},{"$error":"#N/A"},{"$error":"#N/A"},{"$error":"#N/A"}]
[null,{"$f":"IF(DataInput!B953=$B$8,IF($B$9=$B$10,TRUE,IF(DataInput!E953=$B$9,TRUE,FALSE)))","v":true},null,null,{"$f":"IF(B954=TRUE,DataInput!B953,NA())","v":"SA"},{"$f":"IF($E954=DataInput!$B953,DataInput!C953,NA())","v":"SXBLAN"},{"$f":"IF($E954=DataInput!$B953,DataInput!D953,NA())","v":"BLANCHE"},{"$f":"IF($E954=DataInput!$B953,DataInput!E953,NA())","v":"SAPN"},{"$f":"IF($E954=DataInput!$B953,DataInput!F953,NA())","v":"Summer"},{"$f":"IF($E954=DataInput!$B953,DataInput!G953,NA())","v":"Non-Coincident"},{"$f":"IF($E954=DataInput!$B953,DataInput!H953,NA())","v":2009},{"$f":"IF($E954=DataInput!$B953,DataInput!I953,NA())","v":"Actual"},{"$f":"IF($E954=DataInput!$B953,DataInput!J953,NA())","v":35.168523999999998},{"$f":"IF($E954=DataInput!$B953,DataInput!K953,NA())","v":"NA"},null,null,"SA BLANCHE",null,null,null,null,false,null,null,{"$error":"#N/A"},{"$error":"#N/A"},{"$error":"#N/A"},{"$error":"#N/A"},{"$error":"#N/A"},{"$error":"#N/A"},{"$error":"#N/A"},{"$error":"#N/A"},{"$error":"#N/A"},{"$error":"#N/A"}]
[null,{"$f":"IF(DataInput!B954=$B$8,IF($B$9=$B$10,TRUE,IF(DataInput!E954=$B$9,TRUE,FALSE)))","v":true},null,null,{"$f":"IF(B955=TRUE,DataInput!B954,NA())","v":"SA"},{"$f":"IF($E955=DataInput!$B954,DataInput!C954,NA())","v":"SXBLAN"},{"$f":"IF($E955=DataInput!$B954,DataInput!D954,NA())","v":"BLANCHE"},{"$f":"IF($E955=DataInput!$B954,DataInput!E954,NA())","v":"SAPN"},{"$f":"IF($E955=DataInput!$B954,DataInput!F954,NA())","v":"Summer"},{"$f":"IF($E955=DataInput!$B954,DataInput!G954,NA())","v":"Non-Coincident"},{"$f":"IF($E955=DataInput!$B954,DataInput!H954,NA())","v":2010},{"$f":"IF($E955=DataInput!$B954,DataInput!I954,NA())","v":"Actual"},{"$f":"IF($E955=DataInput!$B954,DataInput!J954,NA())","v":35.702359999999999},{"$f":"IF($E955=DataInput!$B954,DataInput!K954,NA())","v":"NA"},null,null,"SA BLANCHE",null,null,null,null,false,null,null,{"$error":"#N/A"},{"$error":"#N/A"},{"$error":"#N/A"},{"$error":"#N/A"},{"$error":"#N/A"},{"$error":"#N/A"},{"$error":"#N/A"},{"$error":"#N/A"},{"$error":"#N/A"},{"$error":"#N/A"}]
[null,{"$f":"IF(DataInput!B955=$B$8,IF($B$9=$B$10,TRUE,IF(DataInput!E955=$B$9,TRUE,FALSE)))","v":true},null,null,{"$f":"IF(B956=TRUE,DataInput!B955,NA())","v":"SA"},{"$f":"IF($E956=DataInput!$B955,DataInput!C955,NA())","v":"SXBLAN"},{"$f":"IF($E956=DataInput!$B955,DataInput!D955,NA())","v":"BLANCHE"},{"$f":"IF($E956=DataInput!$B955,DataInput!E955,NA())","v":"SAPN"},{"$f":"IF($E956=DataInput!$B955,DataInput!F955,NA())","v":"Summer"},{"$f":"IF($E956=DataInput!$B955,DataInput!G955,NA())","v":"Non-Coincident"},{"$f":"IF($E956=DataInput!$B955,DataInput!H955,NA())","v":2011},{"$f":"IF($E956=DataInput!$B955,DataInput!I955,NA())","v":"Actual"},{"$f":"IF($E956=DataInput!$B955,DataInput!J955,NA())","v":32.655752},{"$f":"IF($E956=DataInput!$B955,DataInput!K955,NA())","v":"NA"},null,null,"SA BLANCHE",null,null,null,null,false,null,null,{"$error":"#N/A"},{"$error":"#N/A"},{"$error":"#N/A"},{"$error":"#N/A"},{"$error":"#N/A"},{"$error":"#N/A"},{"$error":"#N/A"},{"$error":"#N/A"},{"$error":"#N/A"},{"$error":"#N/A"}]
[null,{"$f":"IF(DataInput!B956=$B$8,IF($B$9=$B$10,TRUE,IF(DataInput!E956=$B$9,TRUE,FALSE)))","v":true},null,null,{"$f":"IF(B957=TRUE,DataInput!B956,NA())","v":"SA"},{"$f":"IF($E957=DataInput!$B956,DataInput!C956,NA())","v":"SXBLAN"},{"$f":"IF($E957=DataInput!$B956,DataInput!D956,NA())","v":"BLANCHE"},{"$f":"IF($E957=DataInput!$B956,DataInput!E956,NA())","v":"SAPN"},{"$f":"IF($E957=DataInput!$B956,DataInput!F956,NA())","v":"Summer"},{"$f":"IF($E957=DataInput!$B956,DataInput!G956,NA())","v":"Non-Coincident"},{"$f":"IF($E957=DataInput!$B956,DataInput!H956,NA())","v":2012},{"$f":"IF($E957=DataInput!$B956,DataInput!I956,NA())","v":"Actual"},{"$f":"IF($E957=DataInput!$B956,DataInput!J956,NA())","v":35.075716},{"$f":"IF($E957=DataInput!$B956,DataInput!K956,NA())","v":"NA"},null,null,"SA BLANCHE",null,null,null,null,false,null,null,{"$error":"#N/A"},{"$error":"#N/A"},{"$error":"#N/A"},{"$error":"#N/A"},{"$error":"#N/A"},{"$error":"#N/A"},{"$error":"#N/A"},{"$error":"#N/A"},{"$error":"#N/A"},{"$error":"#N/A"}]
[null,{"$f":"IF(DataInput!B957=$B$8,IF($B$9=$B$10,TRUE,IF(DataInput!E957=$B$9,TRUE,FALSE)))","v":true},null,null,{"$f":"IF(B958=TRUE,DataInput!B957,NA())","v":"SA"},{"$f":"IF($E958=DataInput!$B957,DataInput!C957,NA())","v":"SXBLAN"},{"$f":"IF($E958=DataInput!$B957,DataInput!D957,NA())","v":"BLANCHE"},{"$f":"IF($E958=DataInput!$B957,DataInput!E957,NA())","v":"SAPN"},{"$f":"IF($E958=DataInput!$B957,DataInput!F957,NA())","v":"Summer"},{"$f":"IF($E958=DataInput!$B957,DataInput!G957,NA())","v":"Non-Coincident"},{"$f":"IF($E958=DataInput!$B957,DataInput!H957,NA())","v":2013},{"$f":"IF($E958=DataInput!$B957,DataInput!I957,NA())","v":"Actual"},{"$f":"IF($E958=DataInput!$B957,DataInput!J957,NA())","v":32.237119999999997},{"$f":"IF($E958=DataInput!$B957,DataInput!K957,NA())","v":"NA"},null,null,"SA BLANCHE",null,null,null,null,false,null,null,{"$error":"#N/A"},{"$error":"#N/A"},{"$error":"#N/A"},{"$error":"#N/A"},{"$error":"#N/A"},{"$error":"#N/A"},{"$error":"#N/A"},{"$error":"#N/A"},{"$error":"#N/A"},{"$error":"#N/A"}]
[null,{"$f":"IF(DataInput!B958=$B$8,IF($B$9=$B$10,TRUE,IF(DataInput!E958=$B$9,TRUE,FALSE)))","v":true},null,null,{"$f":"IF(B959=TRUE,DataInput!B958,NA())","v":"SA"},{"$f":"IF($E959=DataInput!$B958,DataInput!C958,NA())","v":"SXBLAN"},{"$f":"IF($E959=DataInput!$B958,DataInput!D958,NA())","v":"BLANCHE"},{"$f":"IF($E959=DataInput!$B958,DataInput!E958,NA())","v":"SAPN"},{"$f":"IF($E959=DataInput!$B958,DataInput!F958,NA())","v":"Summer"},{"$f":"IF($E959=DataInput!$B958,DataInput!G958,NA())","v":"Non-Coincident"},{"$f":"IF($E959=DataInput!$B958,DataInput!H958,NA())","v":2014},{"$f":"IF($E959=DataInput!$B958,DataInput!I958,NA())","v":"Actual"},{"$f":"IF($E959=DataInput!$B958,DataInput!J958,NA())","v":33.714744000000003},{"$f":"IF($E959=DataInput!$B958,DataInput!K958,NA())","v":"NA"},null,null,"SA BLANCHE",null,null,null,null,false,null,null,{"$error":"#N/A"},{"$error":"#N/A"},{"$error":"#N/A"},{"$error":"#N/A"},{"$error":"#N/A"},{"$error":"#N/A"},{"$error":"#N/A"},{"$error":"#N/A"},{"$error":"#N/A"},{"$error":"#N/A"}]
[null,{"$f":"IF(DataInput!B959=$B$8,IF($B$9=$B$10,TRUE,IF(DataInput!E959=$B$9,TRUE,FALSE)))","v":true},null,null,{"$f":"IF(B960=TRUE,DataInput!B959,NA())","v":"SA"},{"$f":"IF($E960=DataInput!$B959,DataInput!C959,NA())","v":"SXBLAN"},{"$f":"IF($E960=DataInput!$B959,DataInput!D959,NA())","v":"BLANCHE"},{"$f":"IF($E960=DataInput!$B959,DataInput!E959,NA())","v":"SAPN"},{"$f":"IF($E960=DataInput!$B959,DataInput!F959,NA())","v":"Winter"},{"$f":"IF($E960=DataInput!$B959,DataInput!G959,NA())","v":"Non-Coincident"},{"$f":"IF($E960=DataInput!$B959,DataInput!H959,NA())","v":2003},{"$f":"IF($E960=DataInput!$B959,DataInput!I959,NA())","v":"Actual"},{"$f":"IF($E960=DataInput!$B959,DataInput!J959,NA())","v":28.925059999999998},{"$f":"IF($E960=DataInput!$B959,DataInput!K959,NA())","v":"NA"},null,null,"SA BLANCHE",null,null,null,null,false,null,null,{"$error":"#N/A"},{"$error":"#N/A"},{"$error":"#N/A"},{"$error":"#N/A"},{"$error":"#N/A"},{"$error":"#N/A"},{"$error":"#N/A"},{"$error":"#N/A"},{"$error":"#N/A"},{"$error":"#N/A"}]
[null,{"$f":"IF(DataInput!B960=$B$8,IF($B$9=$B$10,TRUE,IF(DataInput!E960=$B$9,TRUE,FALSE)))","v":true},null,null,{"$f":"IF(B961=TRUE,DataInput!B960,NA())","v":"SA"},{"$f":"IF($E961=DataInput!$B960,DataInput!C960,NA())","v":"SXBLAN"},{"$f":"IF($E961=DataInput!$B960,DataInput!D960,NA())","v":"BLANCHE"},{"$f":"IF($E961=DataInput!$B960,DataInput!E960,NA())","v":"SAPN"},{"$f":"IF($E961=DataInput!$B960,DataInput!F960,NA())","v":"Winter"},{"$f":"IF($E961=DataInput!$B960,DataInput!G960,NA())","v":"Non-Coincident"},{"$f":"IF($E961=DataInput!$B960,DataInput!H960,NA())","v":2004},{"$f":"IF($E961=DataInput!$B960,DataInput!I960,NA())","v":"Actual"},{"$f":"IF($E961=DataInput!$B960,DataInput!J960,NA())","v":31.355543999999998},{"$f":"IF($E961=DataInput!$B960,DataInput!K960,NA())","v":"NA"},null,null,"SA BLANCHE",null,null,null,null,false,null,null,{"$error":"#N/A"},{"$error":"#N/A"},{"$error":"#N/A"},{"$error":"#N/A"},{"$error":"#N/A"},{"$error":"#N/A"},{"$error":"#N/A"},{"$error":"#N/A"},{"$error":"#N/A"},{"$error":"#N/A"}]
[null,{"$f":"IF(DataInput!B961=$B$8,IF($B$9=$B$10,TRUE,IF(DataInput!E961=$B$9,TRUE,FALSE)))","v":true},null,null,{"$f":"IF(B962=TRUE,DataInput!B961,NA())","v":"SA"},{"$f":"IF($E962=DataInput!$B961,DataInput!C961,NA())","v":"SXBLAN"},{"$f":"IF($E962=DataInput!$B961,DataInput!D961,NA())","v":"BLANCHE"},{"$f":"IF($E962=DataInput!$B961,DataInput!E961,NA())","v":"SAPN"},{"$f":"IF($E962=DataInput!$B961,DataInput!F961,NA())","v":"Winter"},{"$f":"IF($E962=DataInput!$B961,DataInput!G961,NA())","v":"Non-Coincident"},{"$f":"IF($E962=DataInput!$B961,DataInput!H961,NA())","v":2005},{"$f":"IF($E962=DataInput!$B961,DataInput!I961,NA())","v":"Actual"},{"$f":"IF($E962=DataInput!$B961,DataInput!J961,NA())","v":29.285903999999999},{"$f":"IF($E962=DataInput!$B961,DataInput!K961,NA())","v":"NA"},null,null,"SA BLANCHE",null,null,null,null,false,null,null,{"$error":"#N/A"},{"$error":"#N/A"},{"$error":"#N/A"},{"$error":"#N/A"},{"$error":"#N/A"},{"$error":"#N/A"},{"$error":"#N/A"},{"$error":"#N/A"},{"$error":"#N/A"},{"$error":"#N/A"}]
[null,{"$f":"IF(DataInput!B962=$B$8,IF($B$9=$B$10,TRUE,IF(DataInput!E962=$B$9,TRUE,FALSE)))","v":true},null,null,{"$f":"IF(B963=TRUE,DataInput!B962,NA())","v":"SA"},{"$f":"IF($E963=DataInput!$B962,DataInput!C962,NA())","v":"SXBLAN"},{"$f":"IF($E963=DataInput!$B962,DataInput!D962,NA())","v":"BLANCHE"},{"$f":"IF($E963=DataInput!$B962,DataInput!E962,NA())","v":"SAPN"},{"$f":"IF($E963=DataInput!$B962,DataInput!F962,NA())","v":"Winter"},{"$f":"IF($E963=DataInput!$B962,DataInput!G962,NA())","v":"Non-Coincident"},{"$f":"IF($E963=DataInput!$B962,DataInput!H962,NA())","v":2006},{"$f":"IF($E963=DataInput!$B962,DataInput!I962,NA())","v":"Actual"},{"$f":"IF($E963=DataInput!$B962,DataInput!J962,NA())","v":29.863968},{"$f":"IF($E963=DataInput!$B962,DataInput!K962,NA())","v":"NA"},null,null,"SA BLANCHE",null,null,null,null,false,null,null,{"$error":"#N/A"},{"$error":"#N/A"},{"$error":"#N/A"},{"$error":"#N/A"},{"$error":"#N/A"},{"$error":"#N/A"},{"$error":"#N/A"},{"$error":"#N/A"},{"$error":"#N/A"},{"$error":"#N/A"}]
[null,{"$f":"IF(DataInput!B963=$B$8,IF($B$9=$B$10,TRUE,IF(DataInput!E963=$B$9,TRUE,FALSE)))","v":true},null,null,{"$f":"IF(B964=TRUE,DataInput!B963,NA())","v":"SA"},{"$f":"IF($E964=DataInput!$B963,DataInput!C963,NA())","v":"SXBLAN"},{"$f":"IF($E964=DataInput!$B963,DataInput!D963,NA())","v":"BLANCHE"},{"$f":"IF($E964=DataInput!$B963,DataInput!E963,NA())","v":"SAPN"},{"$f":"IF($E964=DataInput!$B963,DataInput!F963,NA())","v":"Winter"},{"$f":"IF($E964=DataInput!$B963,DataInput!G963,NA())","v":"Non-Coincident"},{"$f":"IF($E964=DataInput!$B963,DataInput!H963,NA())","v":2007},{"$f":"IF($E964=DataInput!$B963,DataInput!I963,NA())","v":"Actual"},{"$f":"IF($E964=DataInput!$B963,DataInput!J963,NA())","v":30.902059999999999},{"$f":"IF($E964=DataInput!$B963,DataInput!K963,NA())","v":"NA"},null,null,"SA BLANCHE",null,null,null,null,false,null,null,{"$error":"#N/A"},{"$error":"#N/A"},{"$error":"#N/A"},{"$error":"#N/A"},{"$error":"#N/A"},{"$error":"#N/A"},{"$error":"#N/A"},{"$error":"#N/A"},{"$error":"#N/A"},{"$error":"#N/A"}]
[null,{"$f":"IF(DataInput!B964=$B$8,IF($B$9=$B$10,TRUE,IF(DataInput!E964=$B$9,TRUE,FALSE)))","v":true},null,null,{"$f":"IF(B965=TRUE,DataInput!B964,NA())","v":"SA"},{"$f":"IF($E965=DataInput!$B964,DataInput!C964,NA())","v":"SXBLAN"},{"$f":"IF($E965=DataInput!$B964,DataInput!D964,NA())","v":"BLANCHE"},{"$f":"IF($E965=DataInput!$B964,DataInput!E964,NA())","v":"SAPN"},{"$f":"IF($E965=DataInput!$B964,DataInput!F964,NA())","v":"Winter"},{"$f":"IF($E965=DataInput!$B964,DataInput!G964,NA())","v":"Non-Coincident"},{"$f":"IF($E965=DataInput!$B964,DataInput!H964,NA())","v":2008},{"$f":"IF($E965=DataInput!$B964,DataInput!I964,NA())","v":"Actual"},{"$f":"IF($E965=DataInput!$B964,DataInput!J964,NA())","v":31.869624000000002},{"$f":"IF($E965=DataInput!$B964,DataInput!K964,NA())","v":"NA"},null,null,"SA BLANCHE",null,null,null,null,false,null,null,{"$error":"#N/A"},{"$error":"#N/A"},{"$error":"#N/A"},{"$error":"#N/A"},{"$error":"#N/A"},{"$error":"#N/A"},{"$error":"#N/A"},{"$error":"#N/A"},{"$error":"#N/A"},{"$error":"#N/A"}]
[null,{"$f":"IF(DataInput!B965=$B$8,IF($B$9=$B$10,TRUE,IF(DataInput!E965=$B$9,TRUE,FALSE)))","v":true},null,null,{"$f":"IF(B966=TRUE,DataInput!B965,NA())","v":"SA"},{"$f":"IF($E966=DataInput!$B965,DataInput!C965,NA())","v":"SXBLAN"},{"$f":"IF($E966=DataInput!$B965,DataInput!D965,NA())","v":"BLANCHE"},{"$f":"IF($E966=DataInput!$B965,DataInput!E965,NA())","v":"SAPN"},{"$f":"IF($E966=DataInput!$B965,DataInput!F965,NA())","v":"Winter"},{"$f":"IF($E966=DataInput!$B965,DataInput!G965,NA())","v":"Non-Coincident"},{"$f":"IF($E966=DataInput!$B965,DataInput!H965,NA())","v":2009},{"$f":"IF($E966=DataInput!$B965,DataInput!I965,NA())","v":"Actual"},{"$f":"IF($E966=DataInput!$B965,DataInput!J965,NA())","v":34.777608000000001},{"$f":"IF($E966=DataInput!$B965,DataInput!K965,NA())","v":"NA"},null,null,"SA BLANCHE",null,null,null,null,false,null,null,{"$error":"#N/A"},{"$error":"#N/A"},{"$error":"#N/A"},{"$error":"#N/A"},{"$error":"#N/A"},{"$error":"#N/A"},{"$error":"#N/A"},{"$error":"#N/A"},{"$error":"#N/A"},{"$error":"#N/A"}]
[null,{"$f":"IF(DataInput!B966=$B$8,IF($B$9=$B$10,TRUE,IF(DataInput!E966=$B$9,TRUE,FALSE)))","v":true},null,null,{"$f":"IF(B967=TRUE,DataInput!B966,NA())","v":"SA"},{"$f":"IF($E967=DataInput!$B966,DataInput!C966,NA())","v":"SXBLAN"},{"$f":"IF($E967=DataInput!$B966,DataInput!D966,NA())","v":"BLANCHE"},{"$f":"IF($E967=DataInput!$B966,DataInput!E966,NA())","v":"SAPN"},{"$f":"IF($E967=DataInput!$B966,DataInput!F966,NA())","v":"Winter"},{"$f":"IF($E967=DataInput!$B966,DataInput!G966,NA())","v":"Non-Coincident"},{"$f":"IF($E967=DataInput!$B966,DataInput!H966,NA())","v":2010},{"$f":"IF($E967=DataInput!$B966,DataInput!I966,NA())","v":"Actual"},{"$f":"IF($E967=DataInput!$B966,DataInput!J966,NA())","v":34.475907999999997},{"$f":"IF($E967=DataInput!$B966,DataInput!K966,NA())","v":"NA"},null,null,"SA BLANCHE",null,null,null,null,false,null,null,{"$error":"#N/A"},{"$error":"#N/A"},{"$error":"#N/A"},{"$error":"#N/A"},{"$error":"#N/A"},{"$error":"#N/A"},{"$error":"#N/A"},{"$error":"#N/A"},{"$error":"#N/A"},{"$error":"#N/A"}]
[null,{"$f":"IF(DataInput!B967=$B$8,IF($B$9=$B$10,TRUE,IF(DataInput!E967=$B$9,TRUE,FALSE)))","v":true},null,null,{"$f":"IF(B968=TRUE,DataInput!B967,NA())","v":"SA"},{"$f":"IF($E968=DataInput!$B967,DataInput!C967,NA())","v":"SXBLAN"},{"$f":"IF($E968=DataInput!$B967,DataInput!D967,NA())","v":"BLANCHE"},{"$f":"IF($E968=DataInput!$B967,DataInput!E967,NA())","v":"SAPN"},{"$f":"IF($E968=DataInput!$B967,DataInput!F967,NA())","v":"Winter"},{"$f":"IF($E968=DataInput!$B967,DataInput!G967,NA())","v":"Non-Coincident"},{"$f":"IF($E968=DataInput!$B967,DataInput!H967,NA())","v":2011},{"$f":"IF($E968=DataInput!$B967,DataInput!I967,NA())","v":"Actual"},{"$f":"IF($E968=DataInput!$B967,DataInput!J967,NA())","v":33.898940000000003},{"$f":"IF($E968=DataInput!$B967,DataInput!K967,NA())","v":"NA"},null,null,"SA BLANCHE",null,null,null,null,false,null,null,{"$error":"#N/A"},{"$error":"#N/A"},{"$error":"#N/A"},{"$error":"#N/A"},{"$error":"#N/A"},{"$error":"#N/A"},{"$error":"#N/A"},{"$error":"#N/A"},{"$error":"#N/A"},{"$error":"#N/A"}]
[null,{"$f":"IF(DataInput!B968=$B$8,IF($B$9=$B$10,TRUE,IF(DataInput!E968=$B$9,TRUE,FALSE)))","v":true},null,null,{"$f":"IF(B969=TRUE,DataInput!B968,NA())","v":"SA"},{"$f":"IF($E969=DataInput!$B968,DataInput!C968,NA())","v":"SXBLAN"},{"$f":"IF($E969=DataInput!$B968,DataInput!D968,NA())","v":"BLANCHE"},{"$f":"IF($E969=DataInput!$B968,DataInput!E968,NA())","v":"SAPN"},{"$f":"IF($E969=DataInput!$B968,DataInput!F968,NA())","v":"Winter"},{"$f":"IF($E969=DataInput!$B968,DataInput!G968,NA())","v":"Non-Coincident"},{"$f":"IF($E969=DataInput!$B968,DataInput!H968,NA())","v":2012},{"$f":"IF($E969=DataInput!$B968,DataInput!I968,NA())","v":"Actual"},{"$f":"IF($E969=DataInput!$B968,DataInput!J968,NA())","v":32.567411999999997},{"$f":"IF($E969=DataInput!$B968,DataInput!K968,NA())","v":"NA"},null,null,"SA BLANCHE",null,null,null,null,false,null,null,{"$error":"#N/A"},{"$error":"#N/A"},{"$error":"#N/A"},{"$error":"#N/A"},{"$error":"#N/A"},{"$error":"#N/A"},{"$error":"#N/A"},{"$error":"#N/A"},{"$error":"#N/A"},{"$error":"#N/A"}]
[null,{"$f":"IF(DataInput!B969=$B$8,IF($B$9=$B$10,TRUE,IF(DataInput!E969=$B$9,TRUE,FALSE)))","v":true},null,null,{"$f":"IF(B970=TRUE,DataInput!B969,NA())","v":"SA"},{"$f":"IF($E970=DataInput!$B969,DataInput!C969,NA())","v":"SXBLAN"},{"$f":"IF($E970=DataInput!$B969,DataInput!D969,NA())","v":"BLANCHE"},{"$f":"IF($E970=DataInput!$B969,DataInput!E969,NA())","v":"SAPN"},{"$f":"IF($E970=DataInput!$B969,DataInput!F969,NA())","v":"Winter"},{"$f":"IF($E970=DataInput!$B969,DataInput!G969,NA())","v":"Non-Coincident"},{"$f":"IF($E970=DataInput!$B969,DataInput!H969,NA())","v":2013},{"$f":"IF($E970=DataInput!$B969,DataInput!I969,NA())","v":"Actual"},{"$f":"IF($E970=DataInput!$B969,DataInput!J969,NA())","v":28.404824000000001},{"$f":"IF($E970=DataInput!$B969,DataInput!K969,NA())","v":"NA"},null,null,"SA BLANCHE",null,null,null,null,false,null,null,{"$error":"#N/A"},{"$error":"#N/A"},{"$error":"#N/A"},{"$error":"#N/A"},{"$error":"#N/A"},{"$error":"#N/A"},{"$error":"#N/A"},{"$error":"#N/A"},{"$error":"#N/A"},{"$error":"#N/A"}]
[null,{"$f":"IF(DataInput!B970=$B$8,IF($B$9=$B$10,TRUE,IF(DataInput!E970=$B$9,TRUE,FALSE)))","v":true},null,null,{"$f":"IF(B971=TRUE,DataInput!B970,NA())","v":"SA"},{"$f":"IF($E971=DataInput!$B970,DataInput!C970,NA())","v":"SXBLAN"},{"$f":"IF($E971=DataInput!$B970,DataInput!D970,NA())","v":"BLANCHE"},{"$f":"IF($E971=DataInput!$B970,DataInput!E970,NA())","v":"SAPN"},{"$f":"IF($E971=DataInput!$B970,DataInput!F970,NA())","v":"Winter"},{"$f":"IF($E971=DataInput!$B970,DataInput!G970,NA())","v":"Non-Coincident"},{"$f":"IF($E971=DataInput!$B970,DataInput!H970,NA())","v":2014},{"$f":"IF($E971=DataInput!$B970,DataInput!I970,NA())","v":"Actual"},{"$f":"IF($E971=DataInput!$B970,DataInput!J970,NA())","v":32.875216000000002},{"$f":"IF($E971=DataInput!$B970,DataInput!K970,NA())","v":"NA"},null,null,"SA BLANCHE",null,null,null,null,false,null,null,{"$error":"#N/A"},{"$error":"#N/A"},{"$error":"#N/A"},{"$error":"#N/A"},{"$error":"#N/A"},{"$error":"#N/A"},{"$error":"#N/A"},{"$error":"#N/A"},{"$error":"#N/A"},{"$error":"#N/A"}]
[null,{"$f":"IF(DataInput!B971=$B$8,IF($B$9=$B$10,TRUE,IF(DataInput!E971=$B$9,TRUE,FALSE)))","v":true},null,null,{"$f":"IF(B972=TRUE,DataInput!B971,NA())","v":"SA"},{"$f":"IF($E972=DataInput!$B971,DataInput!C971,NA())","v":"SYAD"},{"$f":"IF($E972=DataInput!$B971,DataInput!D971,NA())","v":"YADNARIE"},{"$f":"IF($E972=DataInput!$B971,DataInput!E971,NA())","v":"SAPN"},{"$f":"IF($E972=DataInput!$B971,DataInput!F971,NA())","v":"Summer"},{"$f":"IF($E972=DataInput!$B971,DataInput!G971,NA())","v":"Non-Coincident"},{"$f":"IF($E972=DataInput!$B971,DataInput!H971,NA())","v":2003},{"$f":"IF($E972=DataInput!$B971,DataInput!I971,NA())","v":"Actual"},{"$f":"IF($E972=DataInput!$B971,DataInput!J971,NA())","v":7.9512879999999999},{"$f":"IF($E972=DataInput!$B971,DataInput!K971,NA())","v":"NA"},null,null,{"$f":"IF(OR(ISERROR(E972),ISERROR(G972)),\"  \",E972&\" \"&G972)","v":"SA YADNARIE"},null,null,null,null,{"$f":"IF(ISERROR(G972),FALSE,IF($V$9=G972,TRUE,FALSE))","v":false},null,null,{"$f":"IF($V972=TRUE,E972,NA())","v":{"$error":"#N/A"}},{"$error":"#N/A"},{"$error":"#N/A"},{"$error":"#N/A"},{"$error":"#N/A"},{"$error":"#N/A"},{"$error":"#N/A"},{"$error":"#N/A"},{"$error":"#N/A"},{"$error":"#N/A"}]
[null,{"$f":"IF(DataInput!B972=$B$8,IF($B$9=$B$10,TRUE,IF(DataInput!E972=$B$9,TRUE,FALSE)))","v":true},null,null,{"$f":"IF(B973=TRUE,DataInput!B972,NA())","v":"SA"},{"$f":"IF($E973=DataInput!$B972,DataInput!C972,NA())","v":"SYAD"},{"$f":"IF($E973=DataInput!$B972,DataInput!D972,NA())","v":"YADNARIE"},{"$f":"IF($E973=DataInput!$B972,DataInput!E972,NA())","v":"SAPN"},{"$f":"IF($E973=DataInput!$B972,DataInput!F972,NA())","v":"Summer"},{"$f":"IF($E973=DataInput!$B972,DataInput!G972,NA())","v":"Non-Coincident"},{"$f":"IF($E973=DataInput!$B972,DataInput!H972,NA())","v":2004},{"$f":"IF($E973=DataInput!$B972,DataInput!I972,NA())","v":"Actual"},{"$f":"IF($E973=DataInput!$B972,DataInput!J972,NA())","v":13.304131999999999},{"$f":"IF($E973=DataInput!$B972,DataInput!K972,NA())","v":"NA"},null,null,"SA YADNARIE",null,null,null,null,false,null,null,{"$error":"#N/A"},{"$error":"#N/A"},{"$error":"#N/A"},{"$error":"#N/A"},{"$error":"#N/A"},{"$error":"#N/A"},{"$error":"#N/A"},{"$error":"#N/A"},{"$error":"#N/A"},{"$error":"#N/A"}]
[null,{"$f":"IF(DataInput!B973=$B$8,IF($B$9=$B$10,TRUE,IF(DataInput!E973=$B$9,TRUE,FALSE)))","v":true},null,null,{"$f":"IF(B974=TRUE,DataInput!B973,NA())","v":"SA"},{"$f":"IF($E974=DataInput!$B973,DataInput!C973,NA())","v":"SYAD"},{"$f":"IF($E974=DataInput!$B973,DataInput!D973,NA())","v":"YADNARIE"},{"$f":"IF($E974=DataInput!$B973,DataInput!E973,NA())","v":"SAPN"},{"$f":"IF($E974=DataInput!$B973,DataInput!F973,NA())","v":"Summer"},{"$f":"IF($E974=DataInput!$B973,DataInput!G973,NA())","v":"Non-Coincident"},{"$f":"IF($E974=DataInput!$B973,DataInput!H973,NA())","v":2005},{"$f":"IF($E974=DataInput!$B973,DataInput!I973,NA())","v":"Actual"},{"$f":"IF($E974=DataInput!$B973,DataInput!J973,NA())","v":8.1634759999999993},{"$f":"IF($E974=DataInput!$B973,DataInput!K973,NA())","v":"NA"},null,null,"SA YADNARIE",null,null,null,null,false,null,null,{"$error":"#N/A"},{"$error":"#N/A"},{"$error":"#N/A"},{"$error":"#N/A"},{"$error":"#N/A"},{"$error":"#N/A"},{"$error":"#N/A"},{"$error":"#N/A"},{"$error":"#N/A"},{"$error":"#N/A"}]
[null,{"$f":"IF(DataInput!B974=$B$8,IF($B$9=$B$10,TRUE,IF(DataInput!E974=$B$9,TRUE,FALSE)))","v":true},null,null,{"$f":"IF(B975=TRUE,DataInput!B974,NA())","v":"SA"},{"$f":"IF($E975=DataInput!$B974,DataInput!C974,NA())","v":"SYAD"},{"$f":"IF($E975=DataInput!$B974,DataInput!D974,NA())","v":"YADNARIE"},{"$f":"IF($E975=DataInput!$B974,DataInput!E974,NA())","v":"SAPN"},{"$f":"IF($E975=DataInput!$B974,DataInput!F974,NA())","v":"Summer"},{"$f":"IF($E975=DataInput!$B974,DataInput!G974,NA())","v":"Non-Coincident"},{"$f":"IF($E975=DataInput!$B974,DataInput!H974,NA())","v":2006},{"$f":"IF($E975=DataInput!$B974,DataInput!I974,NA())","v":"Actual"},{"$f":"IF($E975=DataInput!$B974,DataInput!J974,NA())","v":9.2099299999999999},{"$f":"IF($E975=DataInput!$B974,DataInput!K974,NA())","v":"NA"},null,null,"SA YADNARIE",null,null,null,null,false,null,null,{"$error":"#N/A"},{"$error":"#N/A"},{"$error":"#N/A"},{"$error":"#N/A"},{"$error":"#N/A"},{"$error":"#N/A"},{"$error":"#N/A"},{"$error":"#N/A"},{"$error":"#N/A"},{"$error":"#N/A"}]
[null,{"$f":"IF(DataInput!B975=$B$8,IF($B$9=$B$10,TRUE,IF(DataInput!E975=$B$9,TRUE,FALSE)))","v":true},null,null,{"$f":"IF(B976=TRUE,DataInput!B975,NA())","v":"SA"},{"$f":"IF($E976=DataInput!$B975,DataInput!C975,NA())","v":"SYAD"},{"$f":"IF($E976=DataInput!$B975,DataInput!D975,NA())","v":"YADNARIE"},{"$f":"IF($E976=DataInput!$B975,DataInput!E975,NA())","v":"SAPN"},{"$f":"IF($E976=DataInput!$B975,DataInput!F975,NA())","v":"Summer"},{"$f":"IF($E976=DataInput!$B975,DataInput!G975,NA())","v":"Non-Coincident"},{"$f":"IF($E976=DataInput!$B975,DataInput!H975,NA())","v":2007},{"$f":"IF($E976=DataInput!$B975,DataInput!I975,NA())","v":"Actual"},{"$f":"IF($E976=DataInput!$B975,DataInput!J975,NA())","v":8.8151379999999993},{"$f":"IF($E976=DataInput!$B975,DataInput!K975,NA())","v":"NA"},null,null,"SA YADNARIE",null,null,null,null,false,null,null,{"$error":"#N/A"},{"$error":"#N/A"},{"$error":"#N/A"},{"$error":"#N/A"},{"$error":"#N/A"},{"$error":"#N/A"},{"$error":"#N/A"},{"$error":"#N/A"},{"$error":"#N/A"},{"$error":"#N/A"}]
[null,{"$f":"IF(DataInput!B976=$B$8,IF($B$9=$B$10,TRUE,IF(DataInput!E976=$B$9,TRUE,FALSE)))","v":true},null,null,{"$f":"IF(B977=TRUE,DataInput!B976,NA())","v":"SA"},{"$f":"IF($E977=DataInput!$B976,DataInput!C976,NA())","v":"SYAD"},{"$f":"IF($E977=DataInput!$B976,DataInput!D976,NA())","v":"YADNARIE"},{"$f":"IF($E977=DataInput!$B976,DataInput!E976,NA())","v":"SAPN"},{"$f":"IF($E977=DataInput!$B976,DataInput!F976,NA())","v":"Summer"},{"$f":"IF($E977=DataInput!$B976,DataInput!G976,NA())","v":"Non-Coincident"},{"$f":"IF($E977=DataInput!$B976,DataInput!H976,NA())","v":2008},{"$f":"IF($E977=DataInput!$B976,DataInput!I976,NA())","v":"Actual"},{"$f":"IF($E977=DataInput!$B976,DataInput!J976,NA())","v":9.9671099999999999},{"$f":"IF($E977=DataInput!$B976,DataInput!K976,NA())","v":"NA"},null,null,"SA YADNARIE",null,null,null,null,false,null,null,{"$error":"#N/A"},{"$error":"#N/A"},{"$error":"#N/A"},{"$error":"#N/A"},{"$error":"#N/A"},{"$error":"#N/A"},{"$error":"#N/A"},{"$error":"#N/A"},{"$error":"#N/A"},{"$error":"#N/A"}]
[null,{"$f":"IF(DataInput!B977=$B$8,IF($B$9=$B$10,TRUE,IF(DataInput!E977=$B$9,TRUE,FALSE)))","v":true},null,null,{"$f":"IF(B978=TRUE,DataInput!B977,NA())","v":"SA"},{"$f":"IF($E978=DataInput!$B977,DataInput!C977,NA())","v":"SYAD"},{"$f":"IF($E978=DataInput!$B977,DataInput!D977,NA())","v":"YADNARIE"},{"$f":"IF($E978=DataInput!$B977,DataInput!E977,NA())","v":"SAPN"},{"$f":"IF($E978=DataInput!$B977,DataInput!F977,NA())","v":"Summer"},{"$f":"IF($E978=DataInput!$B977,DataInput!G977,NA())","v":"Non-Coincident"},{"$f":"IF($E978=DataInput!$B977,DataInput!H977,NA())","v":2009},{"$f":"IF($E978=DataInput!$B977,DataInput!I977,NA())","v":"Actual"},{"$f":"IF($E978=DataInput!$B977,DataInput!J977,NA())","v":11.208786},{"$f":"IF($E978=DataInput!$B977,DataInput!K977,NA())","v":"NA"},null,null,"SA YADNARIE",null,null,null,null,false,null,null,{"$error":"#N/A"},{"$error":"#N/A"},{"$error":"#N/A"},{"$error":"#N/A"},{"$error":"#N/A"},{"$error":"#N/A"},{"$error":"#N/A"},{"$error":"#N/A"},{"$error":"#N/A"},{"$error":"#N/A"}]
[null,{"$f":"IF(DataInput!B978=$B$8,IF($B$9=$B$10,TRUE,IF(DataInput!E978=$B$9,TRUE,FALSE)))","v":true},null,null,{"$f":"IF(B979=TRUE,DataInput!B978,NA())","v":"SA"},{"$f":"IF($E979=DataInput!$B978,DataInput!C978,NA())","v":"SYAD"},{"$f":"IF($E979=DataInput!$B978,DataInput!D978,NA())","v":"YADNARIE"},{"$f":"IF($E979=DataInput!$B978,DataInput!E978,NA())","v":"SAPN"},{"$f":"IF($E979=DataInput!$B978,DataInput!F978,NA())","v":"Summer"},{"$f":"IF($E979=DataInput!$B978,DataInput!G978,NA())","v":"Non-Coincident"},{"$f":"IF($E979=DataInput!$B978,DataInput!H978,NA())","v":2010},{"$f":"IF($E979=DataInput!$B978,DataInput!I978,NA())","v":"Actual"},{"$f":"IF($E979=DataInput!$B978,DataInput!J978,NA())","v":10.578621999999999},{"$f":"IF($E979=DataInput!$B978,DataInput!K978,NA())","v":"NA"},null,null,"SA YADNARIE",null,null,null,null,false,null,null,{"$error":"#N/A"},{"$error":"#N/A"},{"$error":"#N/A"},{"$error":"#N/A"},{"$error":"#N/A"},{"$error":"#N/A"},{"$error":"#N/A"},{"$error":"#N/A"},{"$error":"#N/A"},{"$error":"#N/A"}]
[null,{"$f":"IF(DataInput!B979=$B$8,IF($B$9=$B$10,TRUE,IF(DataInput!E979=$B$9,TRUE,FALSE)))","v":true},null,null,{"$f":"IF(B980=TRUE,DataInput!B979,NA())","v":"SA"},{"$f":"IF($E980=DataInput!$B979,DataInput!C979,NA())","v":"SYAD"},{"$f":"IF($E980=DataInput!$B979,DataInput!D979,NA())","v":"YADNARIE"},{"$f":"IF($E980=DataInput!$B979,DataInput!E979,NA())","v":"SAPN"},{"$f":"IF($E980=DataInput!$B979,DataInput!F979,NA())","v":"Summer"},{"$f":"IF($E980=DataInput!$B979,DataInput!G979,NA())","v":"Non-Coincident"},{"$f":"IF($E980=DataInput!$B979,DataInput!H979,NA())","v":2011},{"$f":"IF($E980=DataInput!$B979,DataInput!I979,NA())","v":"Actual"},{"$f":"IF($E980=DataInput!$B979,DataInput!J979,NA())","v":9.5247899999999994},{"$f":"IF($E980=DataInput!$B979,DataInput!K979,NA())","v":"NA"},null,null,"SA YADNARIE",null,null,null,null,false,null,null,{"$error":"#N/A"},{"$error":"#N/A"},{"$error":"#N/A"},{"$error":"#N/A"},{"$error":"#N/A"},{"$error":"#N/A"},{"$error":"#N/A"},{"$error":"#N/A"},{"$error":"#N/A"},{"$error":"#N/A"}]
[null,{"$f":"IF(DataInput!B980=$B$8,IF($B$9=$B$10,TRUE,IF(DataInput!E980=$B$9,TRUE,FALSE)))","v":true},null,null,{"$f":"IF(B981=TRUE,DataInput!B980,NA())","v":"SA"},{"$f":"IF($E981=DataInput!$B980,DataInput!C980,NA())","v":"SYAD"},{"$f":"IF($E981=DataInput!$B980,DataInput!D980,NA())","v":"YADNARIE"},{"$f":"IF($E981=DataInput!$B980,DataInput!E980,NA())","v":"SAPN"},{"$f":"IF($E981=DataInput!$B980,DataInput!F980,NA())","v":"Summer"},{"$f":"IF($E981=DataInput!$B980,DataInput!G980,NA())","v":"Non-Coincident"},{"$f":"IF($E981=DataInput!$B980,DataInput!H980,NA())","v":2012},{"$f":"IF($E981=DataInput!$B980,DataInput!I980,NA())","v":"Actual"},{"$f":"IF($E981=DataInput!$B980,DataInput!J980,NA())","v":14.68472},{"$f":"IF($E981=DataInput!$B980,DataInput!K980,NA())","v":"NA"},null,null,"SA YADNARIE",null,null,null,null,false,null,null,{"$error":"#N/A"},{"$error":"#N/A"},{"$error":"#N/A"},{"$error":"#N/A"},{"$error":"#N/A"},{"$error":"#N/A"},{"$error":"#N/A"},{"$error":"#N/A"},{"$error":"#N/A"},{"$error":"#N/A"}]
[null,{"$f":"IF(DataInput!B981=$B$8,IF($B$9=$B$10,TRUE,IF(DataInput!E981=$B$9,TRUE,FALSE)))","v":true},null,null,{"$f":"IF(B982=TRUE,DataInput!B981,NA())","v":"SA"},{"$f":"IF($E982=DataInput!$B981,DataInput!C981,NA())","v":"SYAD"},{"$f":"IF($E982=DataInput!$B981,DataInput!D981,NA())","v":"YADNARIE"},{"$f":"IF($E982=DataInput!$B981,DataInput!E981,NA())","v":"SAPN"},{"$f":"IF($E982=DataInput!$B981,DataInput!F981,NA())","v":"Summer"},{"$f":"IF($E982=DataInput!$B981,DataInput!G981,NA())","v":"Non-Coincident"},{"$f":"IF($E982=DataInput!$B981,DataInput!H981,NA())","v":2013},{"$f":"IF($E982=DataInput!$B981,DataInput!I981,NA())","v":"Actual"},{"$f":"IF($E982=DataInput!$B981,DataInput!J981,NA())","v":8.0022719999999996},{"$f":"IF($E982=DataInput!$B981,DataInput!K981,NA())","v":"NA"},null,null,"SA YADNARIE",null,null,null,null,false,null,null,{"$error":"#N/A"},{"$error":"#N/A"},{"$error":"#N/A"},{"$error":"#N/A"},{"$error":"#N/A"},{"$error":"#N/A"},{"$error":"#N/A"},{"$error":"#N/A"},{"$error":"#N/A"},{"$error":"#N/A"}]
[null,{"$f":"IF(DataInput!B982=$B$8,IF($B$9=$B$10,TRUE,IF(DataInput!E982=$B$9,TRUE,FALSE)))","v":true},null,null,{"$f":"IF(B983=TRUE,DataInput!B982,NA())","v":"SA"},{"$f":"IF($E983=DataInput!$B982,DataInput!C982,NA())","v":"SYAD"},{"$f":"IF($E983=DataInput!$B982,DataInput!D982,NA())","v":"YADNARIE"},{"$f":"IF($E983=DataInput!$B982,DataInput!E982,NA())","v":"SAPN"},{"$f":"IF($E983=DataInput!$B982,DataInput!F982,NA())","v":"Summer"},{"$f":"IF($E983=DataInput!$B982,DataInput!G982,NA())","v":"Non-Coincident"},{"$f":"IF($E983=DataInput!$B982,DataInput!H982,NA())","v":2014},{"$f":"IF($E983=DataInput!$B982,DataInput!I982,NA())","v":"Actual"},{"$f":"IF($E983=DataInput!$B982,DataInput!J982,NA())","v":8.2403060000000004},{"$f":"IF($E983=DataInput!$B982,DataInput!K982,NA())","v":"NA"},null,null,"SA YADNARIE",null,null,null,null,false,null,null,{"$error":"#N/A"},{"$error":"#N/A"},{"$error":"#N/A"},{"$error":"#N/A"},{"$error":"#N/A"},{"$error":"#N/A"},{"$error":"#N/A"},{"$error":"#N/A"},{"$error":"#N/A"},{"$error":"#N/A"}]
[null,{"$f":"IF(DataInput!B983=$B$8,IF($B$9=$B$10,TRUE,IF(DataInput!E983=$B$9,TRUE,FALSE)))","v":true},null,null,{"$f":"IF(B984=TRUE,DataInput!B983,NA())","v":"SA"},{"$f":"IF($E984=DataInput!$B983,DataInput!C983,NA())","v":"SYAD"},{"$f":"IF($E984=DataInput!$B983,DataInput!D983,NA())","v":"YADNARIE"},{"$f":"IF($E984=DataInput!$B983,DataInput!E983,NA())","v":"SAPN"},{"$f":"IF($E984=DataInput!$B983,DataInput!F983,NA())","v":"Winter"},{"$f":"IF($E984=DataInput!$B983,DataInput!G983,NA())","v":"Non-Coincident"},{"$f":"IF($E984=DataInput!$B983,DataInput!H983,NA())","v":2003},{"$f":"IF($E984=DataInput!$B983,DataInput!I983,NA())","v":"Actual"},{"$f":"IF($E984=DataInput!$B983,DataInput!J983,NA())","v":7.3097539999999999},{"$f":"IF($E984=DataInput!$B983,DataInput!K983,NA())","v":"NA"},null,null,"SA YADNARIE",null,null,null,null,false,null,null,{"$error":"#N/A"},{"$error":"#N/A"},{"$error":"#N/A"},{"$error":"#N/A"},{"$error":"#N/A"},{"$error":"#N/A"},{"$error":"#N/A"},{"$error":"#N/A"},{"$error":"#N/A"},{"$error":"#N/A"}]
[null,{"$f":"IF(DataInput!B984=$B$8,IF($B$9=$B$10,TRUE,IF(DataInput!E984=$B$9,TRUE,FALSE)))","v":true},null,null,{"$f":"IF(B985=TRUE,DataInput!B984,NA())","v":"SA"},{"$f":"IF($E985=DataInput!$B984,DataInput!C984,NA())","v":"SYAD"},{"$f":"IF($E985=DataInput!$B984,DataInput!D984,NA())","v":"YADNARIE"},{"$f":"IF($E985=DataInput!$B984,DataInput!E984,NA())","v":"SAPN"},{"$f":"IF($E985=DataInput!$B984,DataInput!F984,NA())","v":"Winter"},{"$f":"IF($E985=DataInput!$B984,DataInput!G984,NA())","v":"Non-Coincident"},{"$f":"IF($E985=DataInput!$B984,DataInput!H984,NA())","v":2004},{"$f":"IF($E985=DataInput!$B984,DataInput!I984,NA())","v":"Actual"},{"$f":"IF($E985=DataInput!$B984,DataInput!J984,NA())","v":9.5270659999999996},{"$f":"IF($E985=DataInput!$B984,DataInput!K984,NA())","v":"NA"},null,null,"SA YADNARIE",null,null,null,null,false,null,null,{"$error":"#N/A"},{"$error":"#N/A"},{"$error":"#N/A"},{"$error":"#N/A"},{"$error":"#N/A"},{"$error":"#N/A"},{"$error":"#N/A"},{"$error":"#N/A"},{"$error":"#N/A"},{"$error":"#N/A"}]
[null,{"$f":"IF(DataInput!B985=$B$8,IF($B$9=$B$10,TRUE,IF(DataInput!E985=$B$9,TRUE,FALSE)))","v":true},null,null,{"$f":"IF(B986=TRUE,DataInput!B985,NA())","v":"SA"},{"$f":"IF($E986=DataInput!$B985,DataInput!C985,NA())","v":"SYAD"},{"$f":"IF($E986=DataInput!$B985,DataInput!D985,NA())","v":"YADNARIE"},{"$f":"IF($E986=DataInput!$B985,DataInput!E985,NA())","v":"SAPN"},{"$f":"IF($E986=DataInput!$B985,DataInput!F985,NA())","v":"Winter"},{"$f":"IF($E986=DataInput!$B985,DataInput!G985,NA())","v":"Non-Coincident"},{"$f":"IF($E986=DataInput!$B985,DataInput!H985,NA())","v":2005},{"$f":"IF($E986=DataInput!$B985,DataInput!I985,NA())","v":"Actual"},{"$f":"IF($E986=DataInput!$B985,DataInput!J985,NA())","v":7.6234279999999996},{"$f":"IF($E986=DataInput!$B985,DataInput!K985,NA())","v":"NA"},null,null,"SA YADNARIE",null,null,null,null,false,null,null,{"$error":"#N/A"},{"$error":"#N/A"},{"$error":"#N/A"},{"$error":"#N/A"},{"$error":"#N/A"},{"$error":"#N/A"},{"$error":"#N/A"},{"$error":"#N/A"},{"$error":"#N/A"},{"$error":"#N/A"}]
[null,{"$f":"IF(DataInput!B986=$B$8,IF($B$9=$B$10,TRUE,IF(DataInput!E986=$B$9,TRUE,FALSE)))","v":true},null,null,{"$f":"IF(B987=TRUE,DataInput!B986,NA())","v":"SA"},{"$f":"IF($E987=DataInput!$B986,DataInput!C986,NA())","v":"SYAD"},{"$f":"IF($E987=DataInput!$B986,DataInput!D986,NA())","v":"YADNARIE"},{"$f":"IF($E987=DataInput!$B986,DataInput!E986,NA())","v":"SAPN"},{"$f":"IF($E987=DataInput!$B986,DataInput!F986,NA())","v":"Winter"},{"$f":"IF($E987=DataInput!$B986,DataInput!G986,NA())","v":"Non-Coincident"},{"$f":"IF($E987=DataInput!$B986,DataInput!H986,NA())","v":2006},{"$f":"IF($E987=DataInput!$B986,DataInput!I986,NA())","v":"Actual"},{"$f":"IF($E987=DataInput!$B986,DataInput!J986,NA())","v":7.8634440000000003},{"$f":"IF($E987=DataInput!$B986,DataInput!K986,NA())","v":"NA"},null,null,"SA YADNARIE",null,null,null,null,false,null,null,{"$error":"#N/A"},{"$error":"#N/A"},{"$error":"#N/A"},{"$error":"#N/A"},{"$error":"#N/A"},{"$error":"#N/A"},{"$error":"#N/A"},{"$error":"#N/A"},{"$error":"#N/A"},{"$error":"#N/A"}]
[null,{"$f":"IF(DataInput!B987=$B$8,IF($B$9=$B$10,TRUE,IF(DataInput!E987=$B$9,TRUE,FALSE)))","v":true},null,null,{"$f":"IF(B988=TRUE,DataInput!B987,NA())","v":"SA"},{"$f":"IF($E988=DataInput!$B987,DataInput!C987,NA())","v":"SYAD"},{"$f":"IF($E988=DataInput!$B987,DataInput!D987,NA())","v":"YADNARIE"},{"$f":"IF($E988=DataInput!$B987,DataInput!E987,NA())","v":"SAPN"},{"$f":"IF($E988=DataInput!$B987,DataInput!F987,NA())","v":"Winter"},{"$f":"IF($E988=DataInput!$B987,DataInput!G987,NA())","v":"Non-Coincident"},{"$f":"IF($E988=DataInput!$B987,DataInput!H987,NA())","v":2007},{"$f":"IF($E988=DataInput!$B987,DataInput!I987,NA())","v":"Actual"},{"$f":"IF($E988=DataInput!$B987,DataInput!J987,NA())","v":7.7840340000000001},{"$f":"IF($E988=DataInput!$B987,DataInput!K987,NA())","v":"NA"},null,null,"SA YADNARIE",null,null,null,null,false,null,null,{"$error":"#N/A"},{"$error":"#N/A"},{"$error":"#N/A"},{"$error":"#N/A"},{"$error":"#N/A"},{"$error":"#N/A"},{"$error":"#N/A"},{"$error":"#N/A"},{"$error":"#N/A"},{"$error":"#N/A"}]
[null,{"$f":"IF(DataInput!B988=$B$8,IF($B$9=$B$10,TRUE,IF(DataInput!E988=$B$9,TRUE,FALSE)))","v":true},null,null,{"$f":"IF(B989=TRUE,DataInput!B988,NA())","v":"SA"},{"$f":"IF($E989=DataInput!$B988,DataInput!C988,NA())","v":"SYAD"},{"$f":"IF($E989=DataInput!$B988,DataInput!D988,NA())","v":"YADNARIE"},{"$f":"IF($E989=DataInput!$B988,DataInput!E988,NA())","v":"SAPN"},{"$f":"IF($E989=DataInput!$B988,DataInput!F988,NA())","v":"Winter"},{"$f":"IF($E989=DataInput!$B988,DataInput!G988,NA())","v":"Non-Coincident"},{"$f":"IF($E989=DataInput!$B988,DataInput!H988,NA())","v":2008},{"$f":"IF($E989=DataInput!$B988,DataInput!I988,NA())","v":"Actual"},{"$f":"IF($E989=DataInput!$B988,DataInput!J988,NA())","v":8.2159619999999993},{"$f":"IF($E989=DataInput!$B988,DataInput!K988,NA())","v":"NA"},null,null,"SA YADNARIE",null,null,null,null,false,null,null,{"$error":"#N/A"},{"$error":"#N/A"},{"$error":"#N/A"},{"$error":"#N/A"},{"$error":"#N/A"},{"$error":"#N/A"},{"$error":"#N/A"},{"$error":"#N/A"},{"$error":"#N/A"},{"$error":"#N/A"}]
[null,{"$f":"IF(DataInput!B989=$B$8,IF($B$9=$B$10,TRUE,IF(DataInput!E989=$B$9,TRUE,FALSE)))","v":true},null,null,{"$f":"IF(B990=TRUE,DataInput!B989,NA())","v":"SA"},{"$f":"IF($E990=DataInput!$B989,DataInput!C989,NA())","v":"SYAD"},{"$f":"IF($E990=DataInput!$B989,DataInput!D989,NA())","v":"YADNARIE"},{"$f":"IF($E990=DataInput!$B989,DataInput!E989,NA())","v":"SAPN"},{"$f":"IF($E990=DataInput!$B989,DataInput!F989,NA())","v":"Winter"},{"$f":"IF($E990=DataInput!$B989,DataInput!G989,NA())","v":"Non-Coincident"},{"$f":"IF($E990=DataInput!$B989,DataInput!H989,NA())","v":2009},{"$f":"IF($E990=DataInput!$B989,DataInput!I989,NA())","v":"Actual"},{"$f":"IF($E990=DataInput!$B989,DataInput!J989,NA())","v":16.06963},{"$f":"IF($E990=DataInput!$B989,DataInput!K989,NA())","v":"NA"},null,null,"SA YADNARIE",null,null,null,null,false,null,null,{"$error":"#N/A"},{"$error":"#N/A"},{"$error":"#N/A"},{"$error":"#N/A"},{"$error":"#N/A"},{"$error":"#N/A"},{"$error":"#N/A"},{"$error":"#N/A"},{"$error":"#N/A"},{"$error":"#N/A"}]
[null,{"$f":"IF(DataInput!B990=$B$8,IF($B$9=$B$10,TRUE,IF(DataInput!E990=$B$9,TRUE,FALSE)))","v":true},null,null,{"$f":"IF(B991=TRUE,DataInput!B990,NA())","v":"SA"},{"$f":"IF($E991=DataInput!$B990,DataInput!C990,NA())","v":"SYAD"},{"$f":"IF($E991=DataInput!$B990,DataInput!D990,NA())","v":"YADNARIE"},{"$f":"IF($E991=DataInput!$B990,DataInput!E990,NA())","v":"SAPN"},{"$f":"IF($E991=DataInput!$B990,DataInput!F990,NA())","v":"Winter"},{"$f":"IF($E991=DataInput!$B990,DataInput!G990,NA())","v":"Non-Coincident"},{"$f":"IF($E991=DataInput!$B990,DataInput!H990,NA())","v":2010},{"$f":"IF($E991=DataInput!$B990,DataInput!I990,NA())","v":"Actual"},{"$f":"IF($E991=DataInput!$B990,DataInput!J990,NA())","v":7.5942499999999997},{"$f":"IF($E991=DataInput!$B990,DataInput!K990,NA())","v":"NA"},null,null,"SA YADNARIE",null,null,null,null,false,null,null,{"$error":"#N/A"},{"$error":"#N/A"},{"$error":"#N/A"},{"$error":"#N/A"},{"$error":"#N/A"},{"$error":"#N/A"},{"$error":"#N/A"},{"$error":"#N/A"},{"$error":"#N/A"},{"$error":"#N/A"}]
[null,{"$f":"IF(DataInput!B991=$B$8,IF($B$9=$B$10,TRUE,IF(DataInput!E991=$B$9,TRUE,FALSE)))","v":true},null,null,{"$f":"IF(B992=TRUE,DataInput!B991,NA())","v":"SA"},{"$f":"IF($E992=DataInput!$B991,DataInput!C991,NA())","v":"SYAD"},{"$f":"IF($E992=DataInput!$B991,DataInput!D991,NA())","v":"YADNARIE"},{"$f":"IF($E992=DataInput!$B991,DataInput!E991,NA())","v":"SAPN"},{"$f":"IF($E992=DataInput!$B991,DataInput!F991,NA())","v":"Winter"},{"$f":"IF($E992=DataInput!$B991,DataInput!G991,NA())","v":"Non-Coincident"},{"$f":"IF($E992=DataInput!$B991,DataInput!H991,NA())","v":2011},{"$f":"IF($E992=DataInput!$B991,DataInput!I991,NA())","v":"Actual"},{"$f":"IF($E992=DataInput!$B991,DataInput!J991,NA())","v":20.143975999999999},{"$f":"IF($E992=DataInput!$B991,DataInput!K991,NA())","v":"NA"},null,null,"SA YADNARIE",null,null,null,null,false,null,null,{"$error":"#N/A"},{"$error":"#N/A"},{"$error":"#N/A"},{"$error":"#N/A"},{"$error":"#N/A"},{"$error":"#N/A"},{"$error":"#N/A"},{"$error":"#N/A"},{"$error":"#N/A"},{"$error":"#N/A"}]
[null,{"$f":"IF(DataInput!B992=$B$8,IF($B$9=$B$10,TRUE,IF(DataInput!E992=$B$9,TRUE,FALSE)))","v":true},null,null,{"$f":"IF(B993=TRUE,DataInput!B992,NA())","v":"SA"},{"$f":"IF($E993=DataInput!$B992,DataInput!C992,NA())","v":"SYAD"},{"$f":"IF($E993=DataInput!$B992,DataInput!D992,NA())","v":"YADNARIE"},{"$f":"IF($E993=DataInput!$B992,DataInput!E992,NA())","v":"SAPN"},{"$f":"IF($E993=DataInput!$B992,DataInput!F992,NA())","v":"Winter"},{"$f":"IF($E993=DataInput!$B992,DataInput!G992,NA())","v":"Non-Coincident"},{"$f":"IF($E993=DataInput!$B992,DataInput!H992,NA())","v":2012},{"$f":"IF($E993=DataInput!$B992,DataInput!I992,NA())","v":"Actual"},{"$f":"IF($E993=DataInput!$B992,DataInput!J992,NA())","v":6.57606},{"$f":"IF($E993=DataInput!$B992,DataInput!K992,NA())","v":"NA"},null,null,"SA YADNARIE",null,null,null,null,false,null,null,{"$error":"#N/A"},{"$error":"#N/A"},{"$error":"#N/A"},{"$error":"#N/A"},{"$error":"#N/A"},{"$error":"#N/A"},{"$error":"#N/A"},{"$error":"#N/A"},{"$error":"#N/A"},{"$error":"#N/A"}]
[null,{"$f":"IF(DataInput!B993=$B$8,IF($B$9=$B$10,TRUE,IF(DataInput!E993=$B$9,TRUE,FALSE)))","v":true},null,null,{"$f":"IF(B994=TRUE,DataInput!B993,NA())","v":"SA"},{"$f":"IF($E994=DataInput!$B993,DataInput!C993,NA())","v":"SYAD"},{"$f":"IF($E994=DataInput!$B993,DataInput!D993,NA())","v":"YADNARIE"},{"$f":"IF($E994=DataInput!$B993,DataInput!E993,NA())","v":"SAPN"},{"$f":"IF($E994=DataInput!$B993,DataInput!F993,NA())","v":"Winter"},{"$f":"IF($E994=DataInput!$B993,DataInput!G993,NA())","v":"Non-Coincident"},{"$f":"IF($E994=DataInput!$B993,DataInput!H993,NA())","v":2013},{"$f":"IF($E994=DataInput!$B993,DataInput!I993,NA())","v":"Actual"},{"$f":"IF($E994=DataInput!$B993,DataInput!J993,NA())","v":6.3443740000000002},{"$f":"IF($E994=DataInput!$B993,DataInput!K993,NA())","v":"NA"},null,null,"SA YADNARIE",null,null,null,null,false,null,null,{"$error":"#N/A"},{"$error":"#N/A"},{"$error":"#N/A"},{"$error":"#N/A"},{"$error":"#N/A"},{"$error":"#N/A"},{"$error":"#N/A"},{"$error":"#N/A"},{"$error":"#N/A"},{"$error":"#N/A"}]
[null,{"$f":"IF(DataInput!B994=$B$8,IF($B$9=$B$10,TRUE,IF(DataInput!E994=$B$9,TRUE,FALSE)))","v":true},null,null,{"$f":"IF(B995=TRUE,DataInput!B994,NA())","v":"SA"},{"$f":"IF($E995=DataInput!$B994,DataInput!C994,NA())","v":"SYAD"},{"$f":"IF($E995=DataInput!$B994,DataInput!D994,NA())","v":"YADNARIE"},{"$f":"IF($E995=DataInput!$B994,DataInput!E994,NA())","v":"SAPN"},{"$f":"IF($E995=DataInput!$B994,DataInput!F994,NA())","v":"Winter"},{"$f":"IF($E995=DataInput!$B994,DataInput!G994,NA())","v":"Non-Coincident"},{"$f":"IF($E995=DataInput!$B994,DataInput!H994,NA())","v":2014},{"$f":"IF($E995=DataInput!$B994,DataInput!I994,NA())","v":"Actual"},{"$f":"IF($E995=DataInput!$B994,DataInput!J994,NA())","v":6.9076440000000003},{"$f":"IF($E995=DataInput!$B994,DataInput!K994,NA())","v":"NA"},null,null,"SA YADNARIE",null,null,null,null,false,null,null,{"$error":"#N/A"},{"$error":"#N/A"},{"$error":"#N/A"},{"$error":"#N/A"},{"$error":"#N/A"},{"$error":"#N/A"},{"$error":"#N/A"},{"$error":"#N/A"},{"$error":"#N/A"},{"$error":"#N/A"}]
[null,{"$f":"IF(DataInput!B995=$B$8,IF($B$9=$B$10,TRUE,IF(DataInput!E995=$B$9,TRUE,FALSE)))","v":true},null,null,{"$f":"IF(B996=TRUE,DataInput!B995,NA())","v":"SA"},{"$f":"IF($E996=DataInput!$B995,DataInput!C995,NA())","v":"SANC"},{"$f":"IF($E996=DataInput!$B995,DataInput!D995,NA())","v":"ANGAS CREEK"},{"$f":"IF($E996=DataInput!$B995,DataInput!E995,NA())","v":"SAPN"},{"$f":"IF($E996=DataInput!$B995,DataInput!F995,NA())","v":"Summer"},{"$f":"IF($E996=DataInput!$B995,DataInput!G995,NA())","v":"Coincident"},{"$f":"IF($E996=DataInput!$B995,DataInput!H995,NA())","v":2003},{"$f":"IF($E996=DataInput!$B995,DataInput!I995,NA())","v":"Actual"},{"$f":"IF($E996=DataInput!$B995,DataInput!J995,NA())","v":13.289094},{"$f":"IF($E996=DataInput!$B995,DataInput!K995,NA())","v":"NA"},null,null,"SA ANGAS CREEK",null,null,null,null,false,null,null,{"$error":"#N/A"},{"$error":"#N/A"},{"$error":"#N/A"},{"$error":"#N/A"},{"$error":"#N/A"},{"$error":"#N/A"},{"$error":"#N/A"},{"$error":"#N/A"},{"$error":"#N/A"},{"$error":"#N/A"}]
[null,{"$f":"IF(DataInput!B996=$B$8,IF($B$9=$B$10,TRUE,IF(DataInput!E996=$B$9,TRUE,FALSE)))","v":true},null,null,{"$f":"IF(B997=TRUE,DataInput!B996,NA())","v":"SA"},{"$f":"IF($E997=DataInput!$B996,DataInput!C996,NA())","v":"SANC"},{"$f":"IF($E997=DataInput!$B996,DataInput!D996,NA())","v":"ANGAS CREEK"},{"$f":"IF($E997=DataInput!$B996,DataInput!E996,NA())","v":"SAPN"},{"$f":"IF($E997=DataInput!$B996,DataInput!F996,NA())","v":"Summer"},{"$f":"IF($E997=DataInput!$B996,DataInput!G996,NA())","v":"Coincident"},{"$f":"IF($E997=DataInput!$B996,DataInput!H996,NA())","v":2004},{"$f":"IF($E997=DataInput!$B996,DataInput!I996,NA())","v":"Actual"},{"$f":"IF($E997=DataInput!$B996,DataInput!J996,NA())","v":13.083278},{"$f":"IF($E997=DataInput!$B996,DataInput!K996,NA())","v":"NA"},null,null,"SA ANGAS CREEK",null,null,null,null,false,null,null,{"$error":"#N/A"},{"$error":"#N/A"},{"$error":"#N/A"},{"$error":"#N/A"},{"$error":"#N/A"},{"$error":"#N/A"},{"$error":"#N/A"},{"$error":"#N/A"},{"$error":"#N/A"},{"$error":"#N/A"}]
[null,{"$f":"IF(DataInput!B997=$B$8,IF($B$9=$B$10,TRUE,IF(DataInput!E997=$B$9,TRUE,FALSE)))","v":true},null,null,{"$f":"IF(B998=TRUE,DataInput!B997,NA())","v":"SA"},{"$f":"IF($E998=DataInput!$B997,DataInput!C997,NA())","v":"SANC"},{"$f":"IF($E998=DataInput!$B997,DataInput!D997,NA())","v":"ANGAS CREEK"},{"$f":"IF($E998=DataInput!$B997,DataInput!E997,NA())","v":"SAPN"},{"$f":"IF($E998=DataInput!$B997,DataInput!F997,NA())","v":"Summer"},{"$f":"IF($E998=DataInput!$B997,DataInput!G997,NA())","v":"Coincident"},{"$f":"IF($E998=DataInput!$B997,DataInput!H997,NA())","v":2005},{"$f":"IF($E998=DataInput!$B997,DataInput!I997,NA())","v":"Actual"},{"$f":"IF($E998=DataInput!$B997,DataInput!J997,NA())","v":13.008926000000001},{"$f":"IF($E998=DataInput!$B997,DataInput!K997,NA())","v":"NA"},null,null,"SA ANGAS CREEK",null,null,null,null,false,null,null,{"$error":"#N/A"},{"$error":"#N/A"},{"$error":"#N/A"},{"$error":"#N/A"},{"$error":"#N/A"},{"$error":"#N/A"},{"$error":"#N/A"},{"$error":"#N/A"},{"$error":"#N/A"},{"$error":"#N/A"}]
[null,{"$f":"IF(DataInput!B998=$B$8,IF($B$9=$B$10,TRUE,IF(DataInput!E998=$B$9,TRUE,FALSE)))","v":true},null,null,{"$f":"IF(B999=TRUE,DataInput!B998,NA())","v":"SA"},{"$f":"IF($E999=DataInput!$B998,DataInput!C998,NA())","v":"SANC"},{"$f":"IF($E999=DataInput!$B998,DataInput!D998,NA())","v":"ANGAS CREEK"},{"$f":"IF($E999=DataInput!$B998,DataInput!E998,NA())","v":"SAPN"},{"$f":"IF($E999=DataInput!$B998,DataInput!F998,NA())","v":"Summer"},{"$f":"IF($E999=DataInput!$B998,DataInput!G998,NA())","v":"Coincident"},{"$f":"IF($E999=DataInput!$B998,DataInput!H998,NA())","v":2006},{"$f":"IF($E999=DataInput!$B998,DataInput!I998,NA())","v":"Actual"},{"$f":"IF($E999=DataInput!$B998,DataInput!J998,NA())","v":14.966430000000001},{"$f":"IF($E999=DataInput!$B998,DataInput!K998,NA())","v":"NA"},null,null,"SA ANGAS CREEK",null,null,null,null,false,null,null,{"$error":"#N/A"},{"$error":"#N/A"},{"$error":"#N/A"},{"$error":"#N/A"},{"$error":"#N/A"},{"$error":"#N/A"},{"$error":"#N/A"},{"$error":"#N/A"},{"$error":"#N/A"},{"$error":"#N/A"}]
[null,{"$f":"IF(DataInput!B999=$B$8,IF($B$9=$B$10,TRUE,IF(DataInput!E999=$B$9,TRUE,FALSE)))","v":true},null,null,{"$f":"IF(B1000=TRUE,DataInput!B999,NA())","v":"SA"},{"$f":"IF($E1000=DataInput!$B999,DataInput!C999,NA())","v":"SANC"},{"$f":"IF($E1000=DataInput!$B999,DataInput!D999,NA())","v":"ANGAS CREEK"},{"$f":"IF($E1000=DataInput!$B999,DataInput!E999,NA())","v":"SAPN"},{"$f":"IF($E1000=DataInput!$B999,DataInput!F999,NA())","v":"Summer"},{"$f":"IF($E1000=DataInput!$B999,DataInput!G999,NA())","v":"Coincident"},{"$f":"IF($E1000=DataInput!$B999,DataInput!H999,NA())","v":2007},{"$f":"IF($E1000=DataInput!$B999,DataInput!I999,NA())","v":"Actual"},{"$f":"IF($E1000=DataInput!$B999,DataInput!J999,NA())","v":13.938140000000001},{"$f":"IF($E1000=DataInput!$B999,DataInput!K999,NA())","v":"NA"},null,null,"SA ANGAS CREEK",null,null,null,null,false,null,null,{"$error":"#N/A"},{"$error":"#N/A"},{"$error":"#N/A"},{"$error":"#N/A"},{"$error":"#N/A"},{"$error":"#N/A"},{"$error":"#N/A"},{"$error":"#N/A"},{"$error":"#N/A"},{"$error":"#N/A"}]
[null,{"$f":"IF(DataInput!B1025=$B$8,IF($B$9=$B$10,TRUE,IF(DataInput!E1025=$B$9,TRUE,FALSE)))","v":true},null,null,{"$f":"IF(B1026=TRUE,DataInput!B1025,NA())","v":"SA"},{"$f":"IF($E1026=DataInput!$B1025,DataInput!C1025,NA())","v":"SARW"},{"$f":"IF($E1026=DataInput!$B1025,DataInput!D1025,NA())","v":"ARDROSSAN WEST"},{"$f":"IF($E1026=DataInput!$B1025,DataInput!E1025,NA())","v":"SAPN"},{"$f":"IF($E1026=DataInput!$B1025,DataInput!F1025,NA())","v":"Summer"},{"$f":"IF($E1026=DataInput!$B1025,DataInput!G1025,NA())","v":"Coincident"},{"$f":"IF($E1026=DataInput!$B1025,DataInput!H1025,NA())","v":2009},{"$f":"IF($E1026=DataInput!$B1025,DataInput!I1025,NA())","v":"Actual"},{"$f":"IF($E1026=DataInput!$B1025,DataInput!J1025,NA())","v":12.077631999999999},{"$f":"IF($E1026=DataInput!$B1025,DataInput!K1025,NA())","v":"NA"},null,null,"SA ARDROSSAN WEST",null,null,null,null,false,null,null,{"$error":"#N/A"},{"$error":"#N/A"},{"$error":"#N/A"},{"$error":"#N/A"},{"$error":"#N/A"},{"$error":"#N/A"},{"$error":"#N/A"},{"$error":"#N/A"},{"$error":"#N/A"},{"$error":"#N/A"}]
[null,{"$f":"IF(DataInput!B1037=$B$8,IF($B$9=$B$10,TRUE,IF(DataInput!E1037=$B$9,TRUE,FALSE)))","v":true},null,null,{"$f":"IF(B1038=TRUE,DataInput!B1037,NA())","v":"SA"},{"$f":"IF($E1038=DataInput!$B1037,DataInput!C1037,NA())","v":"SARW"},{"$f":"IF($E1038=DataInput!$B1037,DataInput!D1037,NA())","v":"ARDROSSAN WEST"},{"$f":"IF($E1038=DataInput!$B1037,DataInput!E1037,NA())","v":"SAPN"},{"$f":"IF($E1038=DataInput!$B1037,DataInput!F1037,NA())","v":"Winter"},{"$f":"IF($E1038=DataInput!$B1037,DataInput!G1037,NA())","v":"Coincident"},{"$f":"IF($E1038=DataInput!$B1037,DataInput!H1037,NA())","v":2009},{"$f":"IF($E1038=DataInput!$B1037,DataInput!I1037,NA())","v":"Actual"},{"$f":"IF($E1038=DataInput!$B1037,DataInput!J1037,NA())","v":8.4519319999999993},{"$f":"IF($E1038=DataInput!$B1037,DataInput!K1037,NA())","v":"NA"},null,null,"SA ARDROSSAN WEST",null,null,null,null,false,null,null,{"$error":"#N/A"},{"$error":"#N/A"},{"$error":"#N/A"},{"$error":"#N/A"},{"$error":"#N/A"},{"$error":"#N/A"},{"$error":"#N/A"},{"$error":"#N/A"},{"$error":"#N/A"},{"$error":"#N/A"}]
[null,{"$f":"IF(DataInput!B1068=$B$8,IF($B$9=$B$10,TRUE,IF(DataInput!E1068=$B$9,TRUE,FALSE)))","v":true},null,null,{"$f":"IF(B1069=TRUE,DataInput!B1068,NA())","v":"SA"},{"$f":"IF($E1069=DataInput!$B1068,DataInput!C1068,NA())","v":"SBAR"},{"$f":"IF($E1069=DataInput!$B1068,DataInput!D1068,NA())","v":"BAROOTA"},{"$f":"IF($E1069=DataInput!$B1068,DataInput!E1068,NA())","v":"SAPN"},{"$f":"IF($E1069=DataInput!$B1068,DataInput!F1068,NA())","v":"Summer"},{"$f":"IF($E1069=DataInput!$B1068,DataInput!G1068,NA())","v":"Coincident"},{"$f":"IF($E1069=DataInput!$B1068,DataInput!H1068,NA())","v":2004},{"$f":"IF($E1069=DataInput!$B1068,DataInput!I1068,NA())","v":"Actual"},{"$f":"IF($E1069=DataInput!$B1068,DataInput!J1068,NA())","v":6.0611220000000001},{"$f":"IF($E1069=DataInput!$B1068,DataInput!K1068,NA())","v":"NA"},null,null,"SA BAROOTA",null,null,null,null,false,null,null,{"$error":"#N/A"},{"$error":"#N/A"},{"$error":"#N/A"},{"$error":"#N/A"},{"$error":"#N/A"},{"$error":"#N/A"},{"$error":"#N/A"},{"$error":"#N/A"},{"$error":"#N/A"},{"$error":"#N/A"}]
[null,{"$f":"IF(DataInput!B1086=$B$8,IF($B$9=$B$10,TRUE,IF(DataInput!E1086=$B$9,TRUE,FALSE)))","v":true},null,null,{"$f":"IF(B1087=TRUE,DataInput!B1086,NA())","v":"SA"},{"$f":"IF($E1087=DataInput!$B1086,DataInput!C1086,NA())","v":"SBAR"},{"$f":"IF($E1087=DataInput!$B1086,DataInput!D1086,NA())","v":"BAROOTA"},{"$f":"IF($E1087=DataInput!$B1086,DataInput!E1086,NA())","v":"SAPN"},{"$f":"IF($E1087=DataInput!$B1086,DataInput!F1086,NA())","v":"Winter"},{"$f":"IF($E1087=DataInput!$B1086,DataInput!G1086,NA())","v":"Coincident"},{"$f":"IF($E1087=DataInput!$B1086,DataInput!H1086,NA())","v":2010},{"$f":"IF($E1087=DataInput!$B1086,DataInput!I1086,NA())","v":"Actual"},{"$f":"IF($E1087=DataInput!$B1086,DataInput!J1086,NA())","v":6.4439780000000004},{"$f":"IF($E1087=DataInput!$B1086,DataInput!K1086,NA())","v":"NA"},null,null,"SA BAROOTA",null,null,null,null,false,null,null,{"$error":"#N/A"},{"$error":"#N/A"},{"$error":"#N/A"},{"$error":"#N/A"},{"$error":"#N/A"},{"$error":"#N/A"},{"$error":"#N/A"},{"$error":"#N/A"},{"$error":"#N/A"},{"$error":"#N/A"}]
[null,{"$f":"IF(DataInput!B1124=$B$8,IF($B$9=$B$10,TRUE,IF(DataInput!E1124=$B$9,TRUE,FALSE)))","v":true},null,null,{"$f":"IF(B1125=TRUE,DataInput!B1124,NA())","v":"SA"},{"$f":"IF($E1125=DataInput!$B1124,DataInput!C1124,NA())","v":"SCLN"},{"$f":"IF($E1125=DataInput!$B1124,DataInput!D1124,NA())","v":"CLARE NORTH"},{"$f":"IF($E1125=DataInput!$B1124,DataInput!E1124,NA())","v":"SAPN"},{"$f":"IF($E1125=DataInput!$B1124,DataInput!F1124,NA())","v":"Summer"},{"$f":"IF($E1125=DataInput!$B1124,DataInput!G1124,NA())","v":"Coincident"},{"$f":"IF($E1125=DataInput!$B1124,DataInput!H1124,NA())","v":2012},{"$f":"IF($E1125=DataInput!$B1124,DataInput!I1124,NA())","v":"Actual"},{"$f":"IF($E1125=DataInput!$B1124,DataInput!J1124,NA())","v":10.235075999999999},{"$f":"IF($E1125=DataInput!$B1124,DataInput!K1124,NA())","v":"NA"},null,null,"SA CLARE NORTH",null,null,null,null,false,null,null,{"$error":"#N/A"},{"$error":"#N/A"},{"$error":"#N/A"},{"$error":"#N/A"},{"$error":"#N/A"},{"$error":"#N/A"},{"$error":"#N/A"},{"$error":"#N/A"},{"$error":"#N/A"},{"$error":"#N/A"}]
[null,{"$f":"IF(DataInput!B1147=$B$8,IF($B$9=$B$10,TRUE,IF(DataInput!E1147=$B$9,TRUE,FALSE)))","v":true},null,null,{"$f":"IF(B1148=TRUE,DataInput!B1147,NA())","v":"SA"},{"$f":"IF($E1148=DataInput!$B1147,DataInput!C1147,NA())","v":"SDAL"},{"$f":"IF($E1148=DataInput!$B1147,DataInput!D1147,NA())","v":"DALRYMPLE"},{"$f":"IF($E1148=DataInput!$B1147,DataInput!E1147,NA())","v":"SAPN"},{"$f":"IF($E1148=DataInput!$B1147,DataInput!F1147,NA())","v":"Summer"},{"$f":"IF($E1148=DataInput!$B1147,DataInput!G1147,NA())","v":"Coincident"},{"$f":"IF($E1148=DataInput!$B1147,DataInput!H1147,NA())","v":2011},{"$f":"IF($E1148=DataInput!$B1147,DataInput!I1147,NA())","v":"Actual"},{"$f":"IF($E1148=DataInput!$B1147,DataInput!J1147,NA())","v":6.2761880000000003},{"$f":"IF($E1148=DataInput!$B1147,DataInput!K1147,NA())","v":"NA"},null,null,"SA DALRYMPLE",null,null,null,null,false,null,null,{"$error":"#N/A"},{"$error":"#N/A"},{"$error":"#N/A"},{"$error":"#N/A"},{"$error":"#N/A"},{"$error":"#N/A"},{"$error":"#N/A"},{"$error":"#N/A"},{"$error":"#N/A"},{"$error":"#N/A"}]
[null,{"$f":"IF(DataInput!B1194=$B$8,IF($B$9=$B$10,TRUE,IF(DataInput!E1194=$B$9,TRUE,FALSE)))","v":true},null,null,{"$f":"IF(B1195=TRUE,DataInput!B1194,NA())","v":"SA"},{"$f":"IF($E1195=DataInput!$B1194,DataInput!C1194,NA())","v":"SGSDRN"},{"$f":"IF($E1195=DataInput!$B1194,DataInput!D1194,NA())","v":"DORRIEN"},{"$f":"IF($E1195=DataInput!$B1194,DataInput!E1194,NA())","v":"SAPN"},{"$f":"IF($E1195=DataInput!$B1194,DataInput!F1194,NA())","v":"Summer"},{"$f":"IF($E1195=DataInput!$B1194,DataInput!G1194,NA())","v":"Coincident"},{"$f":"IF($E1195=DataInput!$B1194,DataInput!H1194,NA())","v":2010},{"$f":"IF($E1195=DataInput!$B1194,DataInput!I1194,NA())","v":"Actual"},{"$f":"IF($E1195=DataInput!$B1194,DataInput!J1194,NA())","v":55.685555999999998},{"$f":"IF($E1195=DataInput!$B1194,DataInput!K1194,NA())","v":"NA"},null,null,"SA DORRIEN",null,null,null,null,false,null,null,{"$error":"#N/A"},{"$error":"#N/A"},{"$error":"#N/A"},{"$error":"#N/A"},{"$error":"#N/A"},{"$error":"#N/A"},{"$error":"#N/A"},{"$error":"#N/A"},{"$error":"#N/A"},{"$error":"#N/A"}]
[null,{"$f":"IF(DataInput!B1225=$B$8,IF($B$9=$B$10,TRUE,IF(DataInput!E1225=$B$9,TRUE,FALSE)))","v":true},null,null,{"$f":"IF(B1226=TRUE,DataInput!B1225,NA())","v":"SA"},{"$f":"IF($E1226=DataInput!$B1225,DataInput!C1225,NA())","v":"SGSKET"},{"$f":"IF($E1226=DataInput!$B1225,DataInput!D1225,NA())","v":"KEITH"},{"$f":"IF($E1226=DataInput!$B1225,DataInput!E1225,NA())","v":"SAPN"},{"$f":"IF($E1226=DataInput!$B1225,DataInput!F1225,NA())","v":"Winter"},{"$f":"IF($E1226=DataInput!$B1225,DataInput!G1225,NA())","v":"Coincident"},{"$f":"IF($E1226=DataInput!$B1225,DataInput!H1225,NA())","v":2005},{"$f":"IF($E1226=DataInput!$B1225,DataInput!I1225,NA())","v":"Actual"},{"$f":"IF($E1226=DataInput!$B1225,DataInput!J1225,NA())","v":13.36383},{"$f":"IF($E1226=DataInput!$B1225,DataInput!K1225,NA())","v":"NA"},null,null,"SA KEITH",null,null,null,null,false,null,null,{"$error":"#N/A"},{"$error":"#N/A"},{"$error":"#N/A"},{"$error":"#N/A"},{"$error":"#N/A"},{"$error":"#N/A"},{"$error":"#N/A"},{"$error":"#N/A"},{"$error":"#N/A"},{"$error":"#N/A"}]
[null,{"$f":"IF(DataInput!B1251=$B$8,IF($B$9=$B$10,TRUE,IF(DataInput!E1251=$B$9,TRUE,FALSE)))","v":true},null,null,{"$f":"IF(B1252=TRUE,DataInput!B1251,NA())","v":"SA"},{"$f":"IF($E1252=DataInput!$B1251,DataInput!C1251,NA())","v":"SGSXEAST"},{"$f":"IF($E1252=DataInput!$B1251,DataInput!D1251,NA())","v":"EASTERN SUBURBS"},{"$f":"IF($E1252=DataInput!$B1251,DataInput!E1251,NA())","v":"SAPN"},{"$f":"IF($E1252=DataInput!$B1251,DataInput!F1251,NA())","v":"Winter"},{"$f":"IF($E1252=DataInput!$B1251,DataInput!G1251,NA())","v":"Coincident"},{"$f":"IF($E1252=DataInput!$B1251,DataInput!H1251,NA())","v":2007},{"$f":"IF($E1252=DataInput!$B1251,DataInput!I1251,NA())","v":"Actual"},{"$f":"IF($E1252=DataInput!$B1251,DataInput!J1251,NA())","v":474.40758},{"$f":"IF($E1252=DataInput!$B1251,DataInput!K1251,NA())","v":"NA"},null,null,"SA EASTERN SUBURBS",null,null,null,null,false,null,null,{"$error":"#N/A"},{"$error":"#N/A"},{"$error":"#N/A"},{"$error":"#N/A"},{"$error":"#N/A"},{"$error":"#N/A"},{"$error":"#N/A"},{"$error":"#N/A"},{"$error":"#N/A"},{"$error":"#N/A"}]
[null,{"$f":"IF(DataInput!B1273=$B$8,IF($B$9=$B$10,TRUE,IF(DataInput!E1273=$B$9,TRUE,FALSE)))","v":true},null,null,{"$f":"IF(B1274=TRUE,DataInput!B1273,NA())","v":"SA"},{"$f":"IF($E1274=DataInput!$B1273,DataInput!C1273,NA())","v":"SHUM"},{"$f":"IF($E1274=DataInput!$B1273,DataInput!D1273,NA())","v":"HUMMOCKS"},{"$f":"IF($E1274=DataInput!$B1273,DataInput!E1273,NA())","v":"SAPN"},{"$f":"IF($E1274=DataInput!$B1273,DataInput!F1273,NA())","v":"Winter"},{"$f":"IF($E1274=DataInput!$B1273,DataInput!G1273,NA())","v":"Coincident"},{"$f":"IF($E1274=DataInput!$B1273,DataInput!H1273,NA())","v":2005},{"$f":"IF($E1274=DataInput!$B1273,DataInput!I1273,NA())","v":"Actual"},{"$f":"IF($E1274=DataInput!$B1273,DataInput!J1273,NA())","v":9.0896439999999998},{"$f":"IF($E1274=DataInput!$B1273,DataInput!K1273,NA())","v":"NA"},null,null,"SA HUMMOCKS",null,null,null,null,false,null,null,{"$error":"#N/A"},{"$error":"#N/A"},{"$error":"#N/A"},{"$error":"#N/A"},{"$error":"#N/A"},{"$error":"#N/A"},{"$error":"#N/A"},{"$error":"#N/A"},{"$error":"#N/A"},{"$error":"#N/A"}]
[null,{"$f":"IF(DataInput!B1304=$B$8,IF($B$9=$B$10,TRUE,IF(DataInput!E1304=$B$9,TRUE,FALSE)))","v":true},null,null,{"$f":"IF(B1305=TRUE,DataInput!B1304,NA())","v":"SA"},{"$f":"IF($E1305=DataInput!$B1304,DataInput!C1304,NA())","v":"SGSSNN"},{"$f":"IF($E1305=DataInput!$B1304,DataInput!D1304,NA())","v":"SNUGGERY INDUSTRIAL"},{"$f":"IF($E1305=DataInput!$B1304,DataInput!E1304,NA())","v":"SAPN"},{"$f":"IF($E1305=DataInput!$B1304,DataInput!F1304,NA())","v":"Winter"},{"$f":"IF($E1305=DataInput!$B1304,DataInput!G1304,NA())","v":"Coincident"},{"$f":"IF($E1305=DataInput!$B1304,DataInput!H1304,NA())","v":2012},{"$f":"IF($E1305=DataInput!$B1304,DataInput!I1304,NA())","v":"Actual"},{"$f":"IF($E1305=DataInput!$B1304,DataInput!J1304,NA())","v":23.114049999999999},{"$f":"IF($E1305=DataInput!$B1304,DataInput!K1304,NA())","v":"NA"},null,null,"SA SNUGGERY INDUSTRIAL",null,null,null,null,false,null,null,{"$error":"#N/A"},{"$error":"#N/A"},{"$error":"#N/A"},{"$error":"#N/A"},{"$error":"#N/A"},{"$error":"#N/A"},{"$error":"#N/A"},{"$error":"#N/A"},{"$error":"#N/A"},{"$error":"#N/A"}]
[null,{"$f":"IF(DataInput!B1322=$B$8,IF($B$9=$B$10,TRUE,IF(DataInput!E1322=$B$9,TRUE,FALSE)))","v":true},null,null,{"$f":"IF(B1323=TRUE,DataInput!B1322,NA())","v":"SA"},{"$f":"IF($E1323=DataInput!$B1322,DataInput!C1322,NA())","v":"SGSXSOUT"},{"$f":"IF($E1323=DataInput!$B1322,DataInput!D1322,NA())","v":"SOUTHERN SUBURBS"},{"$f":"IF($E1323=DataInput!$B1322,DataInput!E1322,NA())","v":"SAPN"},{"$f":"IF($E1323=DataInput!$B1322,DataInput!F1322,NA())","v":"Winter"},{"$f":"IF($E1323=DataInput!$B1322,DataInput!G1322,NA())","v":"Coincident"},{"$f":"IF($E1323=DataInput!$B1322,DataInput!H1322,NA())","v":2006},{"$f":"IF($E1323=DataInput!$B1322,DataInput!I1322,NA())","v":"Actual"},{"$f":"IF($E1323=DataInput!$B1322,DataInput!J1322,NA())","v":482.75211000000002},{"$f":"IF($E1323=DataInput!$B1322,DataInput!K1322,NA())","v":"NA"},null,null,"SA SOUTHERN SUBURBS",null,null,null,null,false,null,null,{"$error":"#N/A"},{"$error":"#N/A"},{"$error":"#N/A"},{"$error":"#N/A"},{"$error":"#N/A"},{"$error":"#N/A"},{"$error":"#N/A"},{"$error":"#N/A"},{"$error":"#N/A"},{"$error":"#N/A"}]
[null,{"$f":"IF(DataInput!B1346=$B$8,IF($B$9=$B$10,TRUE,IF(DataInput!E1346=$B$9,TRUE,FALSE)))","v":true},null,null,{"$f":"IF(B1347=TRUE,DataInput!B1346,NA())","v":"SA"},{"$f":"IF($E1347=DataInput!$B1346,DataInput!C1346,NA())","v":"SGSXWEST"},{"$f":"IF($E1347=DataInput!$B1346,DataInput!D1346,NA())","v":"WESTERN SUBURBS"},{"$f":"IF($E1347=DataInput!$B1346,DataInput!E1346,NA())","v":"SAPN"},{"$f":"IF($E1347=DataInput!$B1346,DataInput!F1346,NA())","v":"Winter"},{"$f":"IF($E1347=DataInput!$B1346,DataInput!G1346,NA())","v":"Coincident"},{"$f":"IF($E1347=DataInput!$B1346,DataInput!H1346,NA())","v":2006},{"$f":"IF($E1347=DataInput!$B1346,DataInput!I1346,NA())","v":"Actual"},{"$f":"IF($E1347=DataInput!$B1346,DataInput!J1346,NA())","v":310.36019399999998},{"$f":"IF($E1347=DataInput!$B1346,DataInput!K1346,NA())","v":"NA"},null,null,"SA WESTERN SUBURBS",null,null,null,null,false,null,null,{"$error":"#N/A"},{"$error":"#N/A"},{"$error":"#N/A"},{"$error":"#N/A"},{"$error":"#N/A"},{"$error":"#N/A"},{"$error":"#N/A"},{"$error":"#N/A"},{"$error":"#N/A"},{"$error":"#N/A"}]
[null,{"$f":"IF(DataInput!B1383=$B$8,IF($B$9=$B$10,TRUE,IF(DataInput!E1383=$B$9,TRUE,FALSE)))","v":true},null,null,{"$f":"IF(B1384=TRUE,DataInput!B1383,NA())","v":"SA"},{"$f":"IF($E1384=DataInput!$B1383,DataInput!C1383,NA())","v":"SXNORT"},{"$f":"IF($E1384=DataInput!$B1383,DataInput!D1383,NA())","v":"NORTHERN"},{"$f":"IF($E1384=DataInput!$B1383,DataInput!E1383,NA())","v":"SAPN"},{"$f":"IF($E1384=DataInput!$B1383,DataInput!F1383,NA())","v":"Summer"},{"$f":"IF($E1384=DataInput!$B1383,DataInput!G1383,NA())","v":"Coincident"},{"$f":"IF($E1384=DataInput!$B1383,DataInput!H1383,NA())","v":2007},{"$f":"IF($E1384=DataInput!$B1383,DataInput!I1383,NA())","v":"Actual"},{"$f":"IF($E1384=DataInput!$B1383,DataInput!J1383,NA())","v":289.98688199999998},{"$f":"IF($E1384=DataInput!$B1383,DataInput!K1383,NA())","v":"NA"},null,null,"SA NORTHERN",null,null,null,null,false,null,null,{"$error":"#N/A"},{"$error":"#N/A"},{"$error":"#N/A"},{"$error":"#N/A"},{"$error":"#N/A"},{"$error":"#N/A"},{"$error":"#N/A"},{"$error":"#N/A"},{"$error":"#N/A"},{"$error":"#N/A"}]
[null,{"$f":"IF(DataInput!B1430=$B$8,IF($B$9=$B$10,TRUE,IF(DataInput!E1430=$B$9,TRUE,FALSE)))","v":true},null,null,{"$f":"IF(B1431=TRUE,DataInput!B1430,NA())","v":"SA"},{"$f":"IF($E1431=DataInput!$B1430,DataInput!C1430,NA())","v":"SXWYAL"},{"$f":"IF($E1431=DataInput!$B1430,DataInput!D1430,NA())","v":"WHYALLA CENTRAL/TERMINAL"},{"$f":"IF($E1431=DataInput!$B1430,DataInput!E1430,NA())","v":"SAPN"},{"$f":"IF($E1431=DataInput!$B1430,DataInput!F1430,NA())","v":"Summer"},{"$f":"IF($E1431=DataInput!$B1430,DataInput!G1430,NA())","v":"Coincident"},{"$f":"IF($E1431=DataInput!$B1430,DataInput!H1430,NA())","v":2006},{"$f":"IF($E1431=DataInput!$B1430,DataInput!I1430,NA())","v":"Actual"},{"$f":"IF($E1431=DataInput!$B1430,DataInput!J1430,NA())","v":40.716472000000003},{"$f":"IF($E1431=DataInput!$B1430,DataInput!K1430,NA())","v":"NA"},null,null,"SA WHYALLA CENTRAL/TERMINAL",null,null,null,null,false,null,null,{"$error":"#N/A"},{"$error":"#N/A"},{"$error":"#N/A"},{"$error":"#N/A"},{"$error":"#N/A"},{"$error":"#N/A"},{"$error":"#N/A"},{"$error":"#N/A"},{"$error":"#N/A"},{"$error":"#N/A"}]
[null,{"$f":"IF(DataInput!B1432=$B$8,IF($B$9=$B$10,TRUE,IF(DataInput!E1432=$B$9,TRUE,FALSE)))","v":true},null,null,{"$f":"IF(B1433=TRUE,DataInput!B1432,NA())","v":"SA"},{"$f":"IF($E1433=DataInput!$B1432,DataInput!C1432,NA())","v":"SXWYAL"},{"$f":"IF($E1433=DataInput!$B1432,DataInput!D1432,NA())","v":"WHYALLA CENTRAL/TERMINAL"},{"$f":"IF($E1433=DataInput!$B1432,DataInput!E1432,NA())","v":"SAPN"},{"$f":"IF($E1433=DataInput!$B1432,DataInput!F1432,NA())","v":"Summer"},{"$f":"IF($E1433=DataInput!$B1432,DataInput!G1432,NA())","v":"Coincident"},{"$f":"IF($E1433=DataInput!$B1432,DataInput!H1432,NA())","v":2008},{"$f":"IF($E1433=DataInput!$B1432,DataInput!I1432,NA())","v":"Actual"},{"$f":"IF($E1433=DataInput!$B1432,DataInput!J1432,NA())","v":52.232640000000004},{"$f":"IF($E1433=DataInput!$B1432,DataInput!K1432,NA())","v":"NA"},null,null,"SA WHYALLA CENTRAL/TERMINAL",null,null,null,null,false,null,null,{"$error":"#N/A"},{"$error":"#N/A"},{"$error":"#N/A"},{"$error":"#N/A"},{"$error":"#N/A"},{"$error":"#N/A"},{"$error":"#N/A"},{"$error":"#N/A"},{"$error":"#N/A"},{"$error":"#N/A"}]
[null,{"$f":"IF(DataInput!B1473=$B$8,IF($B$9=$B$10,TRUE,IF(DataInput!E1473=$B$9,TRUE,FALSE)))","v":true},null,null,{"$f":"IF(B1474=TRUE,DataInput!B1473,NA())","v":"SA"},{"$f":"IF($E1474=DataInput!$B1473,DataInput!C1473,NA())","v":"SKAD"},{"$f":"IF($E1474=DataInput!$B1473,DataInput!D1473,NA())","v":"KADINA EAST"},{"$f":"IF($E1474=DataInput!$B1473,DataInput!E1473,NA())","v":"SAPN"},{"$f":"IF($E1474=DataInput!$B1473,DataInput!F1473,NA())","v":"Winter"},{"$f":"IF($E1474=DataInput!$B1473,DataInput!G1473,NA())","v":"Coincident"},{"$f":"IF($E1474=DataInput!$B1473,DataInput!H1473,NA())","v":2013},{"$f":"IF($E1474=DataInput!$B1473,DataInput!I1473,NA())","v":"Actual"},{"$f":"IF($E1474=DataInput!$B1473,DataInput!J1473,NA())","v":15.86533},{"$f":"IF($E1474=DataInput!$B1473,DataInput!K1473,NA())","v":"NA"},null,null,"SA KADINA EAST",null,null,null,null,false,null,null,{"$error":"#N/A"},{"$error":"#N/A"},{"$error":"#N/A"},{"$error":"#N/A"},{"$error":"#N/A"},{"$error":"#N/A"},{"$error":"#N/A"},{"$error":"#N/A"},{"$error":"#N/A"},{"$error":"#N/A"}]
[null,{"$f":"IF(DataInput!B1509=$B$8,IF($B$9=$B$10,TRUE,IF(DataInput!E1509=$B$9,TRUE,FALSE)))","v":true},null,null,{"$f":"IF(B1510=TRUE,DataInput!B1509,NA())","v":"SA"},{"$f":"IF($E1510=DataInput!$B1509,DataInput!C1509,NA())","v":"SKNC"},{"$f":"IF($E1510=DataInput!$B1509,DataInput!D1509,NA())","v":"KINCRAIG"},{"$f":"IF($E1510=DataInput!$B1509,DataInput!E1509,NA())","v":"SAPN"},{"$f":"IF($E1510=DataInput!$B1509,DataInput!F1509,NA())","v":"Summer"},{"$f":"IF($E1510=DataInput!$B1509,DataInput!G1509,NA())","v":"Coincident"},{"$f":"IF($E1510=DataInput!$B1509,DataInput!H1509,NA())","v":2013},{"$f":"IF($E1510=DataInput!$B1509,DataInput!I1509,NA())","v":"Actual"},{"$f":"IF($E1510=DataInput!$B1509,DataInput!J1509,NA())","v":17.754567999999999},{"$f":"IF($E1510=DataInput!$B1509,DataInput!K1509,NA())","v":"NA"},null,null,"SA KINCRAIG",null,null,null,null,false,null,null,{"$error":"#N/A"},{"$error":"#N/A"},{"$error":"#N/A"},{"$error":"#N/A"},{"$error":"#N/A"},{"$error":"#N/A"},{"$error":"#N/A"},{"$error":"#N/A"},{"$error":"#N/A"},{"$error":"#N/A"}]
[null,{"$f":"IF(DataInput!B1540=$B$8,IF($B$9=$B$10,TRUE,IF(DataInput!E1540=$B$9,TRUE,FALSE)))","v":true},null,null,{"$f":"IF(B1541=TRUE,DataInput!B1540,NA())","v":"SA"},{"$f":"IF($E1541=DataInput!$B1540,DataInput!C1540,NA())","v":"SLCS"},{"$f":"IF($E1541=DataInput!$B1540,DataInput!D1540,NA())","v":"LEIGH CREEK SOUTH"},{"$f":"IF($E1541=DataInput!$B1540,DataInput!E1540,NA())","v":"SAPN"},{"$f":"IF($E1541=DataInput!$B1540,DataInput!F1540,NA())","v":"Winter"},{"$f":"IF($E1541=DataInput!$B1540,DataInput!G1540,NA())","v":"Coincident"},{"$f":"IF($E1541=DataInput!$B1540,DataInput!H1540,NA())","v":2008},{"$f":"IF($E1541=DataInput!$B1540,DataInput!I1540,NA())","v":"Actual"},{"$f":"IF($E1541=DataInput!$B1540,DataInput!J1540,NA())","v":1.3915200000000001},{"$f":"IF($E1541=DataInput!$B1540,DataInput!K1540,NA())","v":"NA"},null,null,"SA LEIGH CREEK SOUTH",null,null,null,null,false,null,null,{"$error":"#N/A"},{"$error":"#N/A"},{"$error":"#N/A"},{"$error":"#N/A"},{"$error":"#N/A"},{"$error":"#N/A"},{"$error":"#N/A"},{"$error":"#N/A"},{"$error":"#N/A"},{"$error":"#N/A"}]
[null,{"$f":"IF(DataInput!B1558=$B$8,IF($B$9=$B$10,TRUE,IF(DataInput!E1558=$B$9,TRUE,FALSE)))","v":true},null,null,{"$f":"IF(B1559=TRUE,DataInput!B1558,NA())","v":"SA"},{"$f":"IF($E1559=DataInput!$B1558,DataInput!C1558,NA())","v":"SMAN"},{"$f":"IF($E1559=DataInput!$B1558,DataInput!D1558,NA())","v":"MANNUM"},{"$f":"IF($E1559=DataInput!$B1558,DataInput!E1558,NA())","v":"SAPN"},{"$f":"IF($E1559=DataInput!$B1558,DataInput!F1558,NA())","v":"Summer"},{"$f":"IF($E1559=DataInput!$B1558,DataInput!G1558,NA())","v":"Coincident"},{"$f":"IF($E1559=DataInput!$B1558,DataInput!H1558,NA())","v":2014},{"$f":"IF($E1559=DataInput!$B1558,DataInput!I1558,NA())","v":"Actual"},{"$f":"IF($E1559=DataInput!$B1558,DataInput!J1558,NA())","v":12.373466000000001},{"$f":"IF($E1559=DataInput!$B1558,DataInput!K1558,NA())","v":"NA"},null,null,"SA MANNUM",null,null,null,null,false,null,null,{"$error":"#N/A"},{"$error":"#N/A"},{"$error":"#N/A"},{"$error":"#N/A"},{"$error":"#N/A"},{"$error":"#N/A"},{"$error":"#N/A"},{"$error":"#N/A"},{"$error":"#N/A"},{"$error":"#N/A"}]
[null,{"$f":"IF(DataInput!B1596=$B$8,IF($B$9=$B$10,TRUE,IF(DataInput!E1596=$B$9,TRUE,FALSE)))","v":true},null,null,{"$f":"IF(B1597=TRUE,DataInput!B1596,NA())","v":"SA"},{"$f":"IF($E1597=DataInput!$B1596,DataInput!C1596,NA())","v":"SMGA"},{"$f":"IF($E1597=DataInput!$B1596,DataInput!D1596,NA())","v":"MT GAMBIER"},{"$f":"IF($E1597=DataInput!$B1596,DataInput!E1596,NA())","v":"SAPN"},{"$f":"IF($E1597=DataInput!$B1596,DataInput!F1596,NA())","v":"Summer"},{"$f":"IF($E1597=DataInput!$B1596,DataInput!G1596,NA())","v":"Coincident"},{"$f":"IF($E1597=DataInput!$B1596,DataInput!H1596,NA())","v":2004},{"$f":"IF($E1597=DataInput!$B1596,DataInput!I1596,NA())","v":"Actual"},{"$f":"IF($E1597=DataInput!$B1596,DataInput!J1596,NA())","v":21.353055999999999},{"$f":"IF($E1597=DataInput!$B1596,DataInput!K1596,NA())","v":"NA"},null,null,"SA MT GAMBIER",null,null,null,null,false,null,null,{"$error":"#N/A"},{"$error":"#N/A"},{"$error":"#N/A"},{"$error":"#N/A"},{"$error":"#N/A"},{"$error":"#N/A"},{"$error":"#N/A"},{"$error":"#N/A"},{"$error":"#N/A"},{"$error":"#N/A"}]
[null,{"$f":"IF(DataInput!B1606=$B$8,IF($B$9=$B$10,TRUE,IF(DataInput!E1606=$B$9,TRUE,FALSE)))","v":true},null,null,{"$f":"IF(B1607=TRUE,DataInput!B1606,NA())","v":"SA"},{"$f":"IF($E1607=DataInput!$B1606,DataInput!C1606,NA())","v":"SMGA"},{"$f":"IF($E1607=DataInput!$B1606,DataInput!D1606,NA())","v":"MT GAMBIER"},{"$f":"IF($E1607=DataInput!$B1606,DataInput!E1606,NA())","v":"SAPN"},{"$f":"IF($E1607=DataInput!$B1606,DataInput!F1606,NA())","v":"Summer"},{"$f":"IF($E1607=DataInput!$B1606,DataInput!G1606,NA())","v":"Coincident"},{"$f":"IF($E1607=DataInput!$B1606,DataInput!H1606,NA())","v":2014},{"$f":"IF($E1607=DataInput!$B1606,DataInput!I1606,NA())","v":"Actual"},{"$f":"IF($E1607=DataInput!$B1606,DataInput!J1606,NA())","v":22.240646000000002},{"$f":"IF($E1607=DataInput!$B1606,DataInput!K1606,NA())","v":"NA"},null,null,"SA MT GAMBIER",null,null,null,null,false,null,null,{"$error":"#N/A"},{"$error":"#N/A"},{"$error":"#N/A"},{"$error":"#N/A"},{"$error":"#N/A"},{"$error":"#N/A"},{"$error":"#N/A"},{"$error":"#N/A"},{"$error":"#N/A"},{"$error":"#N/A"}]
[null,{"$f":"IF(DataInput!B1637=$B$8,IF($B$9=$B$10,TRUE,IF(DataInput!E1637=$B$9,TRUE,FALSE)))","v":true},null,null,{"$f":"IF(B1638=TRUE,DataInput!B1637,NA())","v":"SA"},{"$f":"IF($E1638=DataInput!$B1637,DataInput!C1637,NA())","v":"SMGU"},{"$f":"IF($E1638=DataInput!$B1637,DataInput!D1637,NA())","v":"MT GUNSON"},{"$f":"IF($E1638=DataInput!$B1637,DataInput!E1637,NA())","v":"SAPN"},{"$f":"IF($E1638=DataInput!$B1637,DataInput!F1637,NA())","v":"Winter"},{"$f":"IF($E1638=DataInput!$B1637,DataInput!G1637,NA())","v":"Coincident"},{"$f":"IF($E1638=DataInput!$B1637,DataInput!H1637,NA())","v":2009},{"$f":"IF($E1638=DataInput!$B1637,DataInput!I1637,NA())","v":"Actual"},{"$f":"IF($E1638=DataInput!$B1637,DataInput!J1637,NA())","v":8.0189999999999997E-2},{"$f":"IF($E1638=DataInput!$B1637,DataInput!K1637,NA())","v":"NA"},null,null,"SA MT GUNSON",null,null,null,null,false,null,null,{"$error":"#N/A"},{"$error":"#N/A"},{"$error":"#N/A"},{"$error":"#N/A"},{"$error":"#N/A"},{"$error":"#N/A"},{"$error":"#N/A"},{"$error":"#N/A"},{"$error":"#N/A"},{"$error":"#N/A"}]
[null,{"$f":"IF(DataInput!B1668=$B$8,IF($B$9=$B$10,TRUE,IF(DataInput!E1668=$B$9,TRUE,FALSE)))","v":true},null,null,{"$f":"IF(B1669=TRUE,DataInput!B1668,NA())","v":"SA"},{"$f":"IF($E1669=DataInput!$B1668,DataInput!C1668,NA())","v":"SNWB"},{"$f":"IF($E1669=DataInput!$B1668,DataInput!D1668,NA())","v":"NORTH WEST BEND"},{"$f":"IF($E1669=DataInput!$B1668,DataInput!E1668,NA())","v":"SAPN"},{"$f":"IF($E1669=DataInput!$B1668,DataInput!F1668,NA())","v":"Summer"},{"$f":"IF($E1669=DataInput!$B1668,DataInput!G1668,NA())","v":"Coincident"},{"$f":"IF($E1669=DataInput!$B1668,DataInput!H1668,NA())","v":2004},{"$f":"IF($E1669=DataInput!$B1668,DataInput!I1668,NA())","v":"Actual"},{"$f":"IF($E1669=DataInput!$B1668,DataInput!J1668,NA())","v":17.663228},{"$f":"IF($E1669=DataInput!$B1668,DataInput!K1668,NA())","v":"NA"},null,null,"SA NORTH WEST BEND",null,null,null,null,false,null,null,{"$error":"#N/A"},{"$error":"#N/A"},{"$error":"#N/A"},{"$error":"#N/A"},{"$error":"#N/A"},{"$error":"#N/A"},{"$error":"#N/A"},{"$error":"#N/A"},{"$error":"#N/A"},{"$error":"#N/A"}]
[null,{"$f":"IF(DataInput!B1695=$B$8,IF($B$9=$B$10,TRUE,IF(DataInput!E1695=$B$9,TRUE,FALSE)))","v":true},null,null,{"$f":"IF(B1696=TRUE,DataInput!B1695,NA())","v":"SA"},{"$f":"IF($E1696=DataInput!$B1695,DataInput!C1695,NA())","v":"SPEN"},{"$f":"IF($E1696=DataInput!$B1695,DataInput!D1695,NA())","v":"PENOLA WEST"},{"$f":"IF($E1696=DataInput!$B1695,DataInput!E1695,NA())","v":"SAPN"},{"$f":"IF($E1696=DataInput!$B1695,DataInput!F1695,NA())","v":"Summer"},{"$f":"IF($E1696=DataInput!$B1695,DataInput!G1695,NA())","v":"Coincident"},{"$f":"IF($E1696=DataInput!$B1695,DataInput!H1695,NA())","v":2007},{"$f":"IF($E1696=DataInput!$B1695,DataInput!I1695,NA())","v":"Actual"},{"$f":"IF($E1696=DataInput!$B1695,DataInput!J1695,NA())","v":"NA"},{"$f":"IF($E1696=DataInput!$B1695,DataInput!K1695,NA())","v":"NA"},null,null,"SA PENOLA WEST",null,null,null,null,false,null,null,{"$error":"#N/A"},{"$error":"#N/A"},{"$error":"#N/A"},{"$error":"#N/A"},{"$error":"#N/A"},{"$error":"#N/A"},{"$error":"#N/A"},{"$error":"#N/A"},{"$error":"#N/A"},{"$error":"#N/A"}]
[null,{"$f":"IF(DataInput!B1745=$B$8,IF($B$9=$B$10,TRUE,IF(DataInput!E1745=$B$9,TRUE,FALSE)))","v":true},null,null,{"$f":"IF(B1746=TRUE,DataInput!B1745,NA())","v":"SA"},{"$f":"IF($E1746=DataInput!$B1745,DataInput!C1745,NA())","v":"SSNR"},{"$f":"IF($E1746=DataInput!$B1745,DataInput!D1745,NA())","v":"SNUGGERY RURAL"},{"$f":"IF($E1746=DataInput!$B1745,DataInput!E1745,NA())","v":"SAPN"},{"$f":"IF($E1746=DataInput!$B1745,DataInput!F1745,NA())","v":"Summer"},{"$f":"IF($E1746=DataInput!$B1745,DataInput!G1745,NA())","v":"Coincident"},{"$f":"IF($E1746=DataInput!$B1745,DataInput!H1745,NA())","v":2009},{"$f":"IF($E1746=DataInput!$B1745,DataInput!I1745,NA())","v":"Actual"},{"$f":"IF($E1746=DataInput!$B1745,DataInput!J1745,NA())","v":14.410856000000001},{"$f":"IF($E1746=DataInput!$B1745,DataInput!K1745,NA())","v":"NA"},null,null,"SA SNUGGERY RURAL",null,null,null,null,false,null,null,{"$error":"#N/A"},{"$error":"#N/A"},{"$error":"#N/A"},{"$error":"#N/A"},{"$error":"#N/A"},{"$error":"#N/A"},{"$error":"#N/A"},{"$error":"#N/A"},{"$error":"#N/A"},{"$error":"#N/A"}]
[null,{"$f":"IF(DataInput!B1747=$B$8,IF($B$9=$B$10,TRUE,IF(DataInput!E1747=$B$9,TRUE,FALSE)))","v":true},null,null,{"$f":"IF(B1748=TRUE,DataInput!B1747,NA())","v":"SA"},{"$f":"IF($E1748=DataInput!$B1747,DataInput!C1747,NA())","v":"SSNR"},{"$f":"IF($E1748=DataInput!$B1747,DataInput!D1747,NA())","v":"SNUGGERY RURAL"},{"$f":"IF($E1748=DataInput!$B1747,DataInput!E1747,NA())","v":"SAPN"},{"$f":"IF($E1748=DataInput!$B1747,DataInput!F1747,NA())","v":"Summer"},{"$f":"IF($E1748=DataInput!$B1747,DataInput!G1747,NA())","v":"Coincident"},{"$f":"IF($E1748=DataInput!$B1747,DataInput!H1747,NA())","v":2011},{"$f":"IF($E1748=DataInput!$B1747,DataInput!I1747,NA())","v":"Actual"},{"$f":"IF($E1748=DataInput!$B1747,DataInput!J1747,NA())","v":11.005328},{"$f":"IF($E1748=DataInput!$B1747,DataInput!K1747,NA())","v":"NA"},null,null,"SA SNUGGERY RURAL",null,null,null,null,false,null,null,{"$error":"#N/A"},{"$error":"#N/A"},{"$error":"#N/A"},{"$error":"#N/A"},{"$error":"#N/A"},{"$error":"#N/A"},{"$error":"#N/A"},{"$error":"#N/A"},{"$error":"#N/A"},{"$error":"#N/A"}]
[null,{"$f":"IF(DataInput!B1794=$B$8,IF($B$9=$B$10,TRUE,IF(DataInput!E1794=$B$9,TRUE,FALSE)))","v":true},null,null,{"$f":"IF(B1795=TRUE,DataInput!B1794,NA())","v":"SA"},{"$f":"IF($E1795=DataInput!$B1794,DataInput!C1794,NA())","v":"STEM"},{"$f":"IF($E1795=DataInput!$B1794,DataInput!D1794,NA())","v":"TEMPLERS"},{"$f":"IF($E1795=DataInput!$B1794,DataInput!E1794,NA())","v":"SAPN"},{"$f":"IF($E1795=DataInput!$B1794,DataInput!F1794,NA())","v":"Summer"},{"$f":"IF($E1795=DataInput!$B1794,DataInput!G1794,NA())","v":"Coincident"},{"$f":"IF($E1795=DataInput!$B1794,DataInput!H1794,NA())","v":2010},{"$f":"IF($E1795=DataInput!$B1794,DataInput!I1794,NA())","v":"Actual"},{"$f":"IF($E1795=DataInput!$B1794,DataInput!J1794,NA())","v":30.164591999999999},{"$f":"IF($E1795=DataInput!$B1794,DataInput!K1794,NA())","v":"NA"},null,null,"SA TEMPLERS",null,null,null,null,false,null,null,{"$error":"#N/A"},{"$error":"#N/A"},{"$error":"#N/A"},{"$error":"#N/A"},{"$error":"#N/A"},{"$error":"#N/A"},{"$error":"#N/A"},{"$error":"#N/A"},{"$error":"#N/A"},{"$error":"#N/A"}]
[null,{"$f":"IF(DataInput!B1818=$B$8,IF($B$9=$B$10,TRUE,IF(DataInput!E1818=$B$9,TRUE,FALSE)))","v":true},null,null,{"$f":"IF(B1819=TRUE,DataInput!B1818,NA())","v":"SA"},{"$f":"IF($E1819=DataInput!$B1818,DataInput!C1818,NA())","v":"SWAT"},{"$f":"IF($E1819=DataInput!$B1818,DataInput!D1818,NA())","v":"WATERLOO"},{"$f":"IF($E1819=DataInput!$B1818,DataInput!E1818,NA())","v":"SAPN"},{"$f":"IF($E1819=DataInput!$B1818,DataInput!F1818,NA())","v":"Summer"},{"$f":"IF($E1819=DataInput!$B1818,DataInput!G1818,NA())","v":"Coincident"},{"$f":"IF($E1819=DataInput!$B1818,DataInput!H1818,NA())","v":2010},{"$f":"IF($E1819=DataInput!$B1818,DataInput!I1818,NA())","v":"Actual"},{"$f":"IF($E1819=DataInput!$B1818,DataInput!J1818,NA())","v":21.728576},{"$f":"IF($E1819=DataInput!$B1818,DataInput!K1818,NA())","v":"NA"},null,null,"SA WATERLOO",null,null,null,null,false,null,null,{"$error":"#N/A"},{"$error":"#N/A"},{"$error":"#N/A"},{"$error":"#N/A"},{"$error":"#N/A"},{"$error":"#N/A"},{"$error":"#N/A"},{"$error":"#N/A"},{"$error":"#N/A"},{"$error":"#N/A"}]
[null,{"$f":"IF(DataInput!B1842=$B$8,IF($B$9=$B$10,TRUE,IF(DataInput!E1842=$B$9,TRUE,FALSE)))","v":true},null,null,{"$f":"IF(B1843=TRUE,DataInput!B1842,NA())","v":"SA"},{"$f":"IF($E1843=DataInput!$B1842,DataInput!C1842,NA())","v":"SWUD"},{"$f":"IF($E1843=DataInput!$B1842,DataInput!D1842,NA())","v":"WUDINNA"},{"$f":"IF($E1843=DataInput!$B1842,DataInput!E1842,NA())","v":"SAPN"},{"$f":"IF($E1843=DataInput!$B1842,DataInput!F1842,NA())","v":"Summer"},{"$f":"IF($E1843=DataInput!$B1842,DataInput!G1842,NA())","v":"Coincident"},{"$f":"IF($E1843=DataInput!$B1842,DataInput!H1842,NA())","v":2010},{"$f":"IF($E1843=DataInput!$B1842,DataInput!I1842,NA())","v":"Actual"},{"$f":"IF($E1843=DataInput!$B1842,DataInput!J1842,NA())","v":12.34145},{"$f":"IF($E1843=DataInput!$B1842,DataInput!K1842,NA())","v":"NA"},null,null,"SA WUDINNA",null,null,null,null,false,null,null,{"$error":"#N/A"},{"$error":"#N/A"},{"$error":"#N/A"},{"$error":"#N/A"},{"$error":"#N/A"},{"$error":"#N/A"},{"$error":"#N/A"},{"$error":"#N/A"},{"$error":"#N/A"},{"$error":"#N/A"}]
[null,{"$f":"IF(DataInput!B1873=$B$8,IF($B$9=$B$10,TRUE,IF(DataInput!E1873=$B$9,TRUE,FALSE)))","v":true},null,null,{"$f":"IF(B1874=TRUE,DataInput!B1873,NA())","v":"SA"},{"$f":"IF($E1874=DataInput!$B1873,DataInput!C1873,NA())","v":"SXADEL"},{"$f":"IF($E1874=DataInput!$B1873,DataInput!D1873,NA())","v":"ADELAIDE CENTRAL"},{"$f":"IF($E1874=DataInput!$B1873,DataInput!E1873,NA())","v":"SAPN"},{"$f":"IF($E1874=DataInput!$B1873,DataInput!F1873,NA())","v":"Winter"},{"$f":"IF($E1874=DataInput!$B1873,DataInput!G1873,NA())","v":"Coincident"},{"$f":"IF($E1874=DataInput!$B1873,DataInput!H1873,NA())","v":2005},{"$f":"IF($E1874=DataInput!$B1873,DataInput!I1873,NA())","v":"Actual"},{"$f":"IF($E1874=DataInput!$B1873,DataInput!J1873,NA())","v":100.15},{"$f":"IF($E1874=DataInput!$B1873,DataInput!K1873,NA())","v":"NA"},null,null,"SA ADELAIDE CENTRAL",null,null,null,null,true,null,null,"SA","SXADEL","ADELAIDE CENTRAL","SAPN","Winter","Coincident",2005,"Actual",100.15,"NA"]
[null,{"$f":"IF(DataInput!B1904=$B$8,IF($B$9=$B$10,TRUE,IF(DataInput!E1904=$B$9,TRUE,FALSE)))","v":true},null,null,{"$f":"IF(B1905=TRUE,DataInput!B1904,NA())","v":"SA"},{"$f":"IF($E1905=DataInput!$B1904,DataInput!C1904,NA())","v":"SXBARK"},{"$f":"IF($E1905=DataInput!$B1904,DataInput!D1904,NA())","v":"MT BARKER/MT BARKER STH"},{"$f":"IF($E1905=DataInput!$B1904,DataInput!E1904,NA())","v":"SAPN"},{"$f":"IF($E1905=DataInput!$B1904,DataInput!F1904,NA())","v":"Winter"},{"$f":"IF($E1905=DataInput!$B1904,DataInput!G1904,NA())","v":"Coincident"},{"$f":"IF($E1905=DataInput!$B1904,DataInput!H1904,NA())","v":2012},{"$f":"IF($E1905=DataInput!$B1904,DataInput!I1904,NA())","v":"Actual"},{"$f":"IF($E1905=DataInput!$B1904,DataInput!J1904,NA())","v":78.328530000000001},{"$f":"IF($E1905=DataInput!$B1904,DataInput!K1904,NA())","v":"NA"},null,null,"SA MT BARKER/MT BARKER STH",null,null,null,null,false,null,null,{"$error":"#N/A"},{"$error":"#N/A"},{"$error":"#N/A"},{"$error":"#N/A"},{"$error":"#N/A"},{"$error":"#N/A"},{"$error":"#N/A"},{"$error":"#N/A"},{"$error":"#N/A"},{"$error":"#N/A"}]
[null,{"$f":"IF(DataInput!B1945=$B$8,IF($B$9=$B$10,TRUE,IF(DataInput!E1945=$B$9,TRUE,FALSE)))","v":true},null,null,{"$f":"IF(B1946=TRUE,DataInput!B1945,NA())","v":"SA"},{"$f":"IF($E1946=DataInput!$B1945,DataInput!C1945,NA())","v":"SXBLAN"},{"$f":"IF($E1946=DataInput!$B1945,DataInput!D1945,NA())","v":"BLANCHE"},{"$f":"IF($E1946=DataInput!$B1945,DataInput!E1945,NA())","v":"SAPN"},{"$f":"IF($E1946=DataInput!$B1945,DataInput!F1945,NA())","v":"Winter"},{"$f":"IF($E1946=DataInput!$B1945,DataInput!G1945,NA())","v":"Coincident"},{"$f":"IF($E1946=DataInput!$B1945,DataInput!H1945,NA())","v":2005},{"$f":"IF($E1946=DataInput!$B1945,DataInput!I1945,NA())","v":"Actual"},{"$f":"IF($E1946=DataInput!$B1945,DataInput!J1945,NA())","v":28.886068000000002},{"$f":"IF($E1946=DataInput!$B1945,DataInput!K1945,NA())","v":"NA"},null,null,"SA BLANCHE",null,null,null,null,false,null,null,{"$error":"#N/A"},{"$error":"#N/A"},{"$error":"#N/A"},{"$error":"#N/A"},{"$error":"#N/A"},{"$error":"#N/A"},{"$error":"#N/A"},{"$error":"#N/A"},{"$error":"#N/A"},{"$error":"#N/A"}]
[null,{"$f":"IF(DataInput!B1952=$B$8,IF($B$9=$B$10,TRUE,IF(DataInput!E1952=$B$9,TRUE,FALSE)))","v":true},null,null,{"$f":"IF(B1953=TRUE,DataInput!B1952,NA())","v":"SA"},{"$f":"IF($E1953=DataInput!$B1952,DataInput!C1952,NA())","v":"SXBLAN"},{"$f":"IF($E1953=DataInput!$B1952,DataInput!D1952,NA())","v":"BLANCHE"},{"$f":"IF($E1953=DataInput!$B1952,DataInput!E1952,NA())","v":"SAPN"},{"$f":"IF($E1953=DataInput!$B1952,DataInput!F1952,NA())","v":"Winter"},{"$f":"IF($E1953=DataInput!$B1952,DataInput!G1952,NA())","v":"Coincident"},{"$f":"IF($E1953=DataInput!$B1952,DataInput!H1952,NA())","v":2012},{"$f":"IF($E1953=DataInput!$B1952,DataInput!I1952,NA())","v":"Actual"},{"$f":"IF($E1953=DataInput!$B1952,DataInput!J1952,NA())","v":30.912127999999999},{"$f":"IF($E1953=DataInput!$B1952,DataInput!K1952,NA())","v":"NA"},null,null,"SA BLANCHE",null,null,null,null,false,null,null,{"$error":"#N/A"},{"$error":"#N/A"},{"$error":"#N/A"},{"$error":"#N/A"},{"$error":"#N/A"},{"$error":"#N/A"},{"$error":"#N/A"},{"$error":"#N/A"},{"$error":"#N/A"},{"$error":"#N/A"}]
[null,{"$f":"IF(DataInput!B1983=$B$8,IF($B$9=$B$10,TRUE,IF(DataInput!E1983=$B$9,TRUE,FALSE)))","v":true},null,null,{"$f":"IF(B1984=TRUE,DataInput!B1983,NA())","v":"SA"},{"$f":"IF($E1984=DataInput!$B1983,DataInput!C1983,NA())","v":"SANC"},{"$f":"IF($E1984=DataInput!$B1983,DataInput!D1983,NA())","v":"ANGAS CREEK"},{"$f":"IF($E1984=DataInput!$B1983,DataInput!E1983,NA())","v":"SAPN"},{"$f":"IF($E1984=DataInput!$B1983,DataInput!F1983,NA())","v":"Summer"},{"$f":"IF($E1984=DataInput!$B1983,DataInput!G1983,NA())","v":"Non-Coincident"},{"$f":"IF($E1984=DataInput!$B1983,DataInput!H1983,NA())","v":2006},{"$f":"IF($E1984=DataInput!$B1983,DataInput!I1983,NA())","v":"TempCorrActualpoe10"},{"$f":"IF($E1984=DataInput!$B1983,DataInput!J1983,NA())","v":16.29680931},{"$f":"IF($E1984=DataInput!$B1983,DataInput!K1983,NA())","v":"NA"},null,null,"SA ANGAS CREEK",null,null,null,null,false,null,null,{"$error":"#N/A"},{"$error":"#N/A"},{"$error":"#N/A"},{"$error":"#N/A"},{"$error":"#N/A"},{"$error":"#N/A"},{"$error":"#N/A"},{"$error":"#N/A"},{"$error":"#N/A"},{"$error":"#N/A"}]
[null,{"$f":"IF(DataInput!B2030=$B$8,IF($B$9=$B$10,TRUE,IF(DataInput!E2030=$B$9,TRUE,FALSE)))","v":true},null,null,{"$f":"IF(B2031=TRUE,DataInput!B2030,NA())","v":"SA"},{"$f":"IF($E2031=DataInput!$B2030,DataInput!C2030,NA())","v":"SARW"},{"$f":"IF($E2031=DataInput!$B2030,DataInput!D2030,NA())","v":"ARDROSSAN WEST"},{"$f":"IF($E2031=DataInput!$B2030,DataInput!E2030,NA())","v":"SAPN"},{"$f":"IF($E2031=DataInput!$B2030,DataInput!F2030,NA())","v":"Summer"},{"$f":"IF($E2031=DataInput!$B2030,DataInput!G2030,NA())","v":"Non-Coincident"},{"$f":"IF($E2031=DataInput!$B2030,DataInput!H2030,NA())","v":2006},{"$f":"IF($E2031=DataInput!$B2030,DataInput!I2030,NA())","v":"TempCorrActualpoe50"},{"$f":"IF($E2031=DataInput!$B2030,DataInput!J2030,NA())","v":10.52647945},{"$f":"IF($E2031=DataInput!$B2030,DataInput!K2030,NA())","v":"NA"},null,null,"SA ARDROSSAN WEST",null,null,null,null,false,null,null,{"$error":"#N/A"},{"$error":"#N/A"},{"$error":"#N/A"},{"$error":"#N/A"},{"$error":"#N/A"},{"$error":"#N/A"},{"$error":"#N/A"},{"$error":"#N/A"},{"$error":"#N/A"},{"$error":"#N/A"}]
[null,{"$f":"IF(DataInput!B2040=$B$8,IF($B$9=$B$10,TRUE,IF(DataInput!E2040=$B$9,TRUE,FALSE)))","v":true},null,null,{"$f":"IF(B2041=TRUE,DataInput!B2040,NA())","v":"SA"},{"$f":"IF($E2041=DataInput!$B2040,DataInput!C2040,NA())","v":"SARW"},{"$f":"IF($E2041=DataInput!$B2040,DataInput!D2040,NA())","v":"ARDROSSAN WEST"},{"$f":"IF($E2041=DataInput!$B2040,DataInput!E2040,NA())","v":"SAPN"},{"$f":"IF($E2041=DataInput!$B2040,DataInput!F2040,NA())","v":"Summer"},{"$f":"IF($E2041=DataInput!$B2040,DataInput!G2040,NA())","v":"Non-Coincident"},{"$f":"IF($E2041=DataInput!$B2040,DataInput!H2040,NA())","v":2011},{"$f":"IF($E2041=DataInput!$B2040,DataInput!I2040,NA())","v":"TempCorrActualpoe50"},{"$f":"IF($E2041=DataInput!$B2040,DataInput!J2040,NA())","v":11.686255409999999},{"$f":"IF($E2041=DataInput!$B2040,DataInput!K2040,NA())","v":"NA"},null,null,"SA ARDROSSAN WEST",null,null,null,null,false,null,null,{"$error":"#N/A"},{"$error":"#N/A"},{"$error":"#N/A"},{"$error":"#N/A"},{"$error":"#N/A"},{"$error":"#N/A"},{"$error":"#N/A"},{"$error":"#N/A"},{"$error":"#N/A"},{"$error":"#N/A"}]
[null,{"$f":"IF(DataInput!B2078=$B$8,IF($B$9=$B$10,TRUE,IF(DataInput!E2078=$B$9,TRUE,FALSE)))","v":true},null,null,{"$f":"IF(B2079=TRUE,DataInput!B2078,NA())","v":"SA"},{"$f":"IF($E2079=DataInput!$B2078,DataInput!C2078,NA())","v":"SBAC"},{"$f":"IF($E2079=DataInput!$B2078,DataInput!D2078,NA())","v":"BACK CALLINGTON"},{"$f":"IF($E2079=DataInput!$B2078,DataInput!E2078,NA())","v":"ElectraNet"},{"$f":"IF($E2079=DataInput!$B2078,DataInput!F2078,NA())","v":"Winter"},{"$f":"IF($E2079=DataInput!$B2078,DataInput!G2078,NA())","v":"Non-Coincident"},{"$f":"IF($E2079=DataInput!$B2078,DataInput!H2078,NA())","v":2012},{"$f":"IF($E2079=DataInput!$B2078,DataInput!I2078,NA())","v":"TempCorrActualpoe50"},{"$f":"IF($E2079=DataInput!$B2078,DataInput!J2078,NA())","v":"NA"},{"$f":"IF($E2079=DataInput!$B2078,DataInput!K2078,NA())","v":"NA"},null,null,"SA BACK CALLINGTON",null,null,null,null,false,null,null,{"$error":"#N/A"},{"$error":"#N/A"},{"$error":"#N/A"},{"$error":"#N/A"},{"$error":"#N/A"},{"$error":"#N/A"},{"$error":"#N/A"},{"$error":"#N/A"},{"$error":"#N/A"},{"$error":"#N/A"}]
[null,{"$f":"IF(DataInput!B2109=$B$8,IF($B$9=$B$10,TRUE,IF(DataInput!E2109=$B$9,TRUE,FALSE)))","v":true},null,null,{"$f":"IF(B2110=TRUE,DataInput!B2109,NA())","v":"SA"},{"$f":"IF($E2110=DataInput!$B2109,DataInput!C2109,NA())","v":"SBAR"},{"$f":"IF($E2110=DataInput!$B2109,DataInput!D2109,NA())","v":"BAROOTA"},{"$f":"IF($E2110=DataInput!$B2109,DataInput!E2109,NA())","v":"SAPN"},{"$f":"IF($E2110=DataInput!$B2109,DataInput!F2109,NA())","v":"Winter"},{"$f":"IF($E2110=DataInput!$B2109,DataInput!G2109,NA())","v":"Non-Coincident"},{"$f":"IF($E2110=DataInput!$B2109,DataInput!H2109,NA())","v":2005},{"$f":"IF($E2110=DataInput!$B2109,DataInput!I2109,NA())","v":"TempCorrActualpoe10"},{"$f":"IF($E2110=DataInput!$B2109,DataInput!J2109,NA())","v":6.3266437360000003},{"$f":"IF($E2110=DataInput!$B2109,DataInput!K2109,NA())","v":"NA"},null,null,"SA BAROOTA",null,null,null,null,false,null,null,{"$error":"#N/A"},{"$error":"#N/A"},{"$error":"#N/A"},{"$error":"#N/A"},{"$error":"#N/A"},{"$error":"#N/A"},{"$error":"#N/A"},{"$error":"#N/A"},{"$error":"#N/A"},{"$error":"#N/A"}]
[null,{"$f":"IF(DataInput!B2140=$B$8,IF($B$9=$B$10,TRUE,IF(DataInput!E2140=$B$9,TRUE,FALSE)))","v":true},null,null,{"$f":"IF(B2141=TRUE,DataInput!B2140,NA())","v":"SA"},{"$f":"IF($E2141=DataInput!$B2140,DataInput!C2140,NA())","v":"SBRK"},{"$f":"IF($E2141=DataInput!$B2140,DataInput!D2140,NA())","v":"BRINKWORTH"},{"$f":"IF($E2141=DataInput!$B2140,DataInput!E2140,NA())","v":"SAPN"},{"$f":"IF($E2141=DataInput!$B2140,DataInput!F2140,NA())","v":"Summer"},{"$f":"IF($E2141=DataInput!$B2140,DataInput!G2140,NA())","v":"Non-Coincident"},{"$f":"IF($E2141=DataInput!$B2140,DataInput!H2140,NA())","v":2012},{"$f":"IF($E2141=DataInput!$B2140,DataInput!I2140,NA())","v":"TempCorrActualpoe50"},{"$f":"IF($E2141=DataInput!$B2140,DataInput!J2140,NA())","v":4.2761125289999997},{"$f":"IF($E2141=DataInput!$B2140,DataInput!K2140,NA())","v":"NA"},null,null,"SA BRINKWORTH",null,null,null,null,false,null,null,{"$error":"#N/A"},{"$error":"#N/A"},{"$error":"#N/A"},{"$error":"#N/A"},{"$error":"#N/A"},{"$error":"#N/A"},{"$error":"#N/A"},{"$error":"#N/A"},{"$error":"#N/A"},{"$error":"#N/A"}]
[null,{"$f":"IF(DataInput!B2167=$B$8,IF($B$9=$B$10,TRUE,IF(DataInput!E2167=$B$9,TRUE,FALSE)))","v":true},null,null,{"$f":"IF(B2168=TRUE,DataInput!B2167,NA())","v":"SA"},{"$f":"IF($E2168=DataInput!$B2167,DataInput!C2167,NA())","v":"SCLN"},{"$f":"IF($E2168=DataInput!$B2167,DataInput!D2167,NA())","v":"CLARE NORTH"},{"$f":"IF($E2168=DataInput!$B2167,DataInput!E2167,NA())","v":"SAPN"},{"$f":"IF($E2168=DataInput!$B2167,DataInput!F2167,NA())","v":"Summer"},{"$f":"IF($E2168=DataInput!$B2167,DataInput!G2167,NA())","v":"Non-Coincident"},{"$f":"IF($E2168=DataInput!$B2167,DataInput!H2167,NA())","v":2014},{"$f":"IF($E2168=DataInput!$B2167,DataInput!I2167,NA())","v":"TempCorrActualpoe10"},{"$f":"IF($E2168=DataInput!$B2167,DataInput!J2167,NA())","v":13.369776460000001},{"$f":"IF($E2168=DataInput!$B2167,DataInput!K2167,NA())","v":"NA"},null,null,"SA CLARE NORTH",null,null,null,null,false,null,null,{"$error":"#N/A"},{"$error":"#N/A"},{"$error":"#N/A"},{"$error":"#N/A"},{"$error":"#N/A"},{"$error":"#N/A"},{"$error":"#N/A"},{"$error":"#N/A"},{"$error":"#N/A"},{"$error":"#N/A"}]
[null,{"$f":"IF(DataInput!B2188=$B$8,IF($B$9=$B$10,TRUE,IF(DataInput!E2188=$B$9,TRUE,FALSE)))","v":true},null,null,{"$f":"IF(B2189=TRUE,DataInput!B2188,NA())","v":"SA"},{"$f":"IF($E2189=DataInput!$B2188,DataInput!C2188,NA())","v":"SDAL"},{"$f":"IF($E2189=DataInput!$B2188,DataInput!D2188,NA())","v":"DALRYMPLE"},{"$f":"IF($E2189=DataInput!$B2188,DataInput!E2188,NA())","v":"SAPN"},{"$f":"IF($E2189=DataInput!$B2188,DataInput!F2188,NA())","v":"Summer"},{"$f":"IF($E2189=DataInput!$B2188,DataInput!G2188,NA())","v":"Non-Coincident"},{"$f":"IF($E2189=DataInput!$B2188,DataInput!H2188,NA())","v":2009},{"$f":"IF($E2189=DataInput!$B2188,DataInput!I2188,NA())","v":"TempCorrActualpoe50"},{"$f":"IF($E2189=DataInput!$B2188,DataInput!J2188,NA())","v":6.31281873},{"$f":"IF($E2189=DataInput!$B2188,DataInput!K2188,NA())","v":"NA"},null,null,"SA DALRYMPLE",null,null,null,null,false,null,null,{"$error":"#N/A"},{"$error":"#N/A"},{"$error":"#N/A"},{"$error":"#N/A"},{"$error":"#N/A"},{"$error":"#N/A"},{"$error":"#N/A"},{"$error":"#N/A"},{"$error":"#N/A"},{"$error":"#N/A"}]
[null,{"$f":"IF(DataInput!B2235=$B$8,IF($B$9=$B$10,TRUE,IF(DataInput!E2235=$B$9,TRUE,FALSE)))","v":true},null,null,{"$f":"IF(B2236=TRUE,DataInput!B2235,NA())","v":"SA"},{"$f":"IF($E2236=DataInput!$B2235,DataInput!C2235,NA())","v":"SDAW"},{"$f":"IF($E2236=DataInput!$B2235,DataInput!D2235,NA())","v":"DAVENPORT WEST"},{"$f":"IF($E2236=DataInput!$B2235,DataInput!E2235,NA())","v":"SAPN"},{"$f":"IF($E2236=DataInput!$B2235,DataInput!F2235,NA())","v":"Winter"},{"$f":"IF($E2236=DataInput!$B2235,DataInput!G2235,NA())","v":"Non-Coincident"},{"$f":"IF($E2236=DataInput!$B2235,DataInput!H2235,NA())","v":2012},{"$f":"IF($E2236=DataInput!$B2235,DataInput!I2235,NA())","v":"TempCorrActualpoe10"},{"$f":"IF($E2236=DataInput!$B2235,DataInput!J2235,NA())","v":20.763549999999999},{"$f":"IF($E2236=DataInput!$B2235,DataInput!K2235,NA())","v":"NA"},null,null,"SA DAVENPORT WEST",null,null,null,null,false,null,null,{"$error":"#N/A"},{"$error":"#N/A"},{"$error":"#N/A"},{"$error":"#N/A"},{"$error":"#N/A"},{"$error":"#N/A"},{"$error":"#N/A"},{"$error":"#N/A"},{"$error":"#N/A"},{"$error":"#N/A"}]
[null,{"$f":"IF(DataInput!B2237=$B$8,IF($B$9=$B$10,TRUE,IF(DataInput!E2237=$B$9,TRUE,FALSE)))","v":true},null,null,{"$f":"IF(B2238=TRUE,DataInput!B2237,NA())","v":"SA"},{"$f":"IF($E2238=DataInput!$B2237,DataInput!C2237,NA())","v":"SDAW"},{"$f":"IF($E2238=DataInput!$B2237,DataInput!D2237,NA())","v":"DAVENPORT WEST"},{"$f":"IF($E2238=DataInput!$B2237,DataInput!E2237,NA())","v":"SAPN"},{"$f":"IF($E2238=DataInput!$B2237,DataInput!F2237,NA())","v":"Winter"},{"$f":"IF($E2238=DataInput!$B2237,DataInput!G2237,NA())","v":"Non-Coincident"},{"$f":"IF($E2238=DataInput!$B2237,DataInput!H2237,NA())","v":2013},{"$f":"IF($E2238=DataInput!$B2237,DataInput!I2237,NA())","v":"TempCorrActualpoe10"},{"$f":"IF($E2238=DataInput!$B2237,DataInput!J2237,NA())","v":20.730399999999999},{"$f":"IF($E2238=DataInput!$B2237,DataInput!K2237,NA())","v":"NA"},null,null,"SA DAVENPORT WEST",null,null,null,null,false,null,null,{"$error":"#N/A"},{"$error":"#N/A"},{"$error":"#N/A"},{"$error":"#N/A"},{"$error":"#N/A"},{"$error":"#N/A"},{"$error":"#N/A"},{"$error":"#N/A"},{"$error":"#N/A"},{"$error":"#N/A"}]
[null,{"$f":"IF(DataInput!B2290=$B$8,IF($B$9=$B$10,TRUE,IF(DataInput!E2290=$B$9,TRUE,FALSE)))","v":true},null,null,{"$f":"IF(B2291=TRUE,DataInput!B2290,NA())","v":"SA"},{"$f":"IF($E2291=DataInput!$B2290,DataInput!C2290,NA())","v":"SGSKET"},{"$f":"IF($E2291=DataInput!$B2290,DataInput!D2290,NA())","v":"KEITH"},{"$f":"IF($E2291=DataInput!$B2290,DataInput!E2290,NA())","v":"SAPN"},{"$f":"IF($E2291=DataInput!$B2290,DataInput!F2290,NA())","v":"Summer"},{"$f":"IF($E2291=DataInput!$B2290,DataInput!G2290,NA())","v":"Non-Coincident"},{"$f":"IF($E2291=DataInput!$B2290,DataInput!H2290,NA())","v":2010},{"$f":"IF($E2291=DataInput!$B2290,DataInput!I2290,NA())","v":"TempCorrActualpoe50"},{"$f":"IF($E2291=DataInput!$B2290,DataInput!J2290,NA())","v":22.960460000000001},{"$f":"IF($E2291=DataInput!$B2290,DataInput!K2290,NA())","v":"NA"},null,null,"SA KEITH",null,null,null,null,false,null,null,{"$error":"#N/A"},{"$error":"#N/A"},{"$error":"#N/A"},{"$error":"#N/A"},{"$error":"#N/A"},{"$error":"#N/A"},{"$error":"#N/A"},{"$error":"#N/A"},{"$error":"#N/A"},{"$error":"#N/A"}]
[null,{"$f":"IF(DataInput!B2314=$B$8,IF($B$9=$B$10,TRUE,IF(DataInput!E2314=$B$9,TRUE,FALSE)))","v":true},null,null,{"$f":"IF(B2315=TRUE,DataInput!B2314,NA())","v":"SA"},{"$f":"IF($E2315=DataInput!$B2314,DataInput!C2314,NA())","v":"SGSKET"},{"$f":"IF($E2315=DataInput!$B2314,DataInput!D2314,NA())","v":"KEITH"},{"$f":"IF($E2315=DataInput!$B2314,DataInput!E2314,NA())","v":"SAPN"},{"$f":"IF($E2315=DataInput!$B2314,DataInput!F2314,NA())","v":"Winter"},{"$f":"IF($E2315=DataInput!$B2314,DataInput!G2314,NA())","v":"Non-Coincident"},{"$f":"IF($E2315=DataInput!$B2314,DataInput!H2314,NA())","v":2010},{"$f":"IF($E2315=DataInput!$B2314,DataInput!I2314,NA())","v":"TempCorrActualpoe50"},{"$f":"IF($E2315=DataInput!$B2314,DataInput!J2314,NA())","v":14.581020000000001},{"$f":"IF($E2315=DataInput!$B2314,DataInput!K2314,NA())","v":"NA"},null,null,"SA KEITH",null,null,null,null,false,null,null,{"$error":"#N/A"},{"$error":"#N/A"},{"$error":"#N/A"},{"$error":"#N/A"},{"$error":"#N/A"},{"$error":"#N/A"},{"$error":"#N/A"},{"$error":"#N/A"},{"$error":"#N/A"},{"$error":"#N/A"}]
[null,{"$f":"IF(DataInput!B2345=$B$8,IF($B$9=$B$10,TRUE,IF(DataInput!E2345=$B$9,TRUE,FALSE)))","v":true},null,null,{"$f":"IF(B2346=TRUE,DataInput!B2345,NA())","v":"SA"},{"$f":"IF($E2346=DataInput!$B2345,DataInput!C2345,NA())","v":"SGSXEAST"},{"$f":"IF($E2346=DataInput!$B2345,DataInput!D2345,NA())","v":"EASTERN SUBURBS"},{"$f":"IF($E2346=DataInput!$B2345,DataInput!E2345,NA())","v":"SAPN"},{"$f":"IF($E2346=DataInput!$B2345,DataInput!F2345,NA())","v":"Winter"},{"$f":"IF($E2346=DataInput!$B2345,DataInput!G2345,NA())","v":"Non-Coincident"},{"$f":"IF($E2346=DataInput!$B2345,DataInput!H2345,NA())","v":2008},{"$f":"IF($E2346=DataInput!$B2345,DataInput!I2345,NA())","v":"TempCorrActualpoe10"},{"$f":"IF($E2346=DataInput!$B2345,DataInput!J2345,NA())","v":522.67139999999995},{"$f":"IF($E2346=DataInput!$B2345,DataInput!K2345,NA())","v":"NA"},null,null,"SA EASTERN SUBURBS",null,null,null,null,false,null,null,{"$error":"#N/A"},{"$error":"#N/A"},{"$error":"#N/A"},{"$error":"#N/A"},{"$error":"#N/A"},{"$error":"#N/A"},{"$error":"#N/A"},{"$error":"#N/A"},{"$error":"#N/A"},{"$error":"#N/A"}]
[null,{"$f":"IF(DataInput!B2376=$B$8,IF($B$9=$B$10,TRUE,IF(DataInput!E2376=$B$9,TRUE,FALSE)))","v":true},null,null,{"$f":"IF(B2377=TRUE,DataInput!B2376,NA())","v":"SA"},{"$f":"IF($E2377=DataInput!$B2376,DataInput!C2376,NA())","v":"SHUM"},{"$f":"IF($E2377=DataInput!$B2376,DataInput!D2376,NA())","v":"HUMMOCKS"},{"$f":"IF($E2377=DataInput!$B2376,DataInput!E2376,NA())","v":"SAPN"},{"$f":"IF($E2377=DataInput!$B2376,DataInput!F2376,NA())","v":"Summer"},{"$f":"IF($E2377=DataInput!$B2376,DataInput!G2376,NA())","v":"Non-Coincident"},{"$f":"IF($E2377=DataInput!$B2376,DataInput!H2376,NA())","v":2012},{"$f":"IF($E2377=DataInput!$B2376,DataInput!I2376,NA())","v":"TempCorrActualpoe50"},{"$f":"IF($E2377=DataInput!$B2376,DataInput!J2376,NA())","v":13.60223},{"$f":"IF($E2377=DataInput!$B2376,DataInput!K2376,NA())","v":"NA"},null,null,"SA HUMMOCKS",null,null,null,null,false,null,null,{"$error":"#N/A"},{"$error":"#N/A"},{"$error":"#N/A"},{"$error":"#N/A"},{"$error":"#N/A"},{"$error":"#N/A"},{"$error":"#N/A"},{"$error":"#N/A"},{"$error":"#N/A"},{"$error":"#N/A"}]
[null,{"$f":"IF(DataInput!B2389=$B$8,IF($B$9=$B$10,TRUE,IF(DataInput!E2389=$B$9,TRUE,FALSE)))","v":true},null,null,{"$f":"IF(B2390=TRUE,DataInput!B2389,NA())","v":"SA"},{"$f":"IF($E2390=DataInput!$B2389,DataInput!C2389,NA())","v":"SHUM"},{"$f":"IF($E2390=DataInput!$B2389,DataInput!D2389,NA())","v":"HUMMOCKS"},{"$f":"IF($E2390=DataInput!$B2389,DataInput!E2389,NA())","v":"SAPN"},{"$f":"IF($E2390=DataInput!$B2389,DataInput!F2389,NA())","v":"Winter"},{"$f":"IF($E2390=DataInput!$B2389,DataInput!G2389,NA())","v":"Non-Coincident"},{"$f":"IF($E2390=DataInput!$B2389,DataInput!H2389,NA())","v":2007},{"$f":"IF($E2390=DataInput!$B2389,DataInput!I2389,NA())","v":"TempCorrActualpoe10"},{"$f":"IF($E2390=DataInput!$B2389,DataInput!J2389,NA())","v":10.25085},{"$f":"IF($E2390=DataInput!$B2389,DataInput!K2389,NA())","v":"NA"},null,null,"SA HUMMOCKS",null,null,null,null,false,null,null,{"$error":"#N/A"},{"$error":"#N/A"},{"$error":"#N/A"},{"$error":"#N/A"},{"$error":"#N/A"},{"$error":"#N/A"},{"$error":"#N/A"},{"$error":"#N/A"},{"$error":"#N/A"},{"$error":"#N/A"}]
[null,{"$f":"IF(DataInput!B2424=$B$8,IF($B$9=$B$10,TRUE,IF(DataInput!E2424=$B$9,TRUE,FALSE)))","v":true},null,null,{"$f":"IF(B2425=TRUE,DataInput!B2424,NA())","v":"SA"},{"$f":"IF($E2425=DataInput!$B2424,DataInput!C2424,NA())","v":"SGSSNN"},{"$f":"IF($E2425=DataInput!$B2424,DataInput!D2424,NA())","v":"SNUGGERY INDUSTRIAL"},{"$f":"IF($E2425=DataInput!$B2424,DataInput!E2424,NA())","v":"SAPN"},{"$f":"IF($E2425=DataInput!$B2424,DataInput!F2424,NA())","v":"Summer"},{"$f":"IF($E2425=DataInput!$B2424,DataInput!G2424,NA())","v":"Non-Coincident"},{"$f":"IF($E2425=DataInput!$B2424,DataInput!H2424,NA())","v":2014},{"$f":"IF($E2425=DataInput!$B2424,DataInput!I2424,NA())","v":"TempCorrActualpoe50"},{"$f":"IF($E2425=DataInput!$B2424,DataInput!J2424,NA())","v":21.018871000000001},{"$f":"IF($E2425=DataInput!$B2424,DataInput!K2424,NA())","v":"NA"},null,null,"SA SNUGGERY INDUSTRIAL",null,null,null,null,false,null,null,{"$error":"#N/A"},{"$error":"#N/A"},{"$error":"#N/A"},{"$error":"#N/A"},{"$error":"#N/A"},{"$error":"#N/A"},{"$error":"#N/A"},{"$error":"#N/A"},{"$error":"#N/A"},{"$error":"#N/A"}]
[null,{"$f":"IF(DataInput!B2442=$B$8,IF($B$9=$B$10,TRUE,IF(DataInput!E2442=$B$9,TRUE,FALSE)))","v":true},null,null,{"$f":"IF(B2443=TRUE,DataInput!B2442,NA())","v":"SA"},{"$f":"IF($E2443=DataInput!$B2442,DataInput!C2442,NA())","v":"SGSSNN"},{"$f":"IF($E2443=DataInput!$B2442,DataInput!D2442,NA())","v":"SNUGGERY INDUSTRIAL"},{"$f":"IF($E2443=DataInput!$B2442,DataInput!E2442,NA())","v":"SAPN"},{"$f":"IF($E2443=DataInput!$B2442,DataInput!F2442,NA())","v":"Winter"},{"$f":"IF($E2443=DataInput!$B2442,DataInput!G2442,NA())","v":"Non-Coincident"},{"$f":"IF($E2443=DataInput!$B2442,DataInput!H2442,NA())","v":2012},{"$f":"IF($E2443=DataInput!$B2442,DataInput!I2442,NA())","v":"TempCorrActualpoe50"},{"$f":"IF($E2443=DataInput!$B2442,DataInput!J2442,NA())","v":15.991422999999999},{"$f":"IF($E2443=DataInput!$B2442,DataInput!K2442,NA())","v":"NA"},null,null,"SA SNUGGERY INDUSTRIAL",null,null,null,null,false,null,null,{"$error":"#N/A"},{"$error":"#N/A"},{"$error":"#N/A"},{"$error":"#N/A"},{"$error":"#N/A"},{"$error":"#N/A"},{"$error":"#N/A"},{"$error":"#N/A"},{"$error":"#N/A"},{"$error":"#N/A"}]
[null,{"$f":"IF(DataInput!B2473=$B$8,IF($B$9=$B$10,TRUE,IF(DataInput!E2473=$B$9,TRUE,FALSE)))","v":true},null,null,{"$f":"IF(B2474=TRUE,DataInput!B2473,NA())","v":"SA"},{"$f":"IF($E2474=DataInput!$B2473,DataInput!C2473,NA())","v":"SGSXSOUT"},{"$f":"IF($E2474=DataInput!$B2473,DataInput!D2473,NA())","v":"SOUTHERN SUBURBS"},{"$f":"IF($E2474=DataInput!$B2473,DataInput!E2473,NA())","v":"SAPN"},{"$f":"IF($E2474=DataInput!$B2473,DataInput!F2473,NA())","v":"Winter"},{"$f":"IF($E2474=DataInput!$B2473,DataInput!G2473,NA())","v":"Non-Coincident"},{"$f":"IF($E2474=DataInput!$B2473,DataInput!H2473,NA())","v":2007},{"$f":"IF($E2474=DataInput!$B2473,DataInput!I2473,NA())","v":"TempCorrActualpoe10"},{"$f":"IF($E2474=DataInput!$B2473,DataInput!J2473,NA())","v":524.07060000000001},{"$f":"IF($E2474=DataInput!$B2473,DataInput!K2473,NA())","v":"NA"},null,null,"SA SOUTHERN SUBURBS",null,null,null,null,false,null,null,{"$error":"#N/A"},{"$error":"#N/A"},{"$error":"#N/A"},{"$error":"#N/A"},{"$error":"#N/A"},{"$error":"#N/A"},{"$error":"#N/A"},{"$error":"#N/A"},{"$error":"#N/A"},{"$error":"#N/A"}]
[null,{"$f":"IF(DataInput!B2512=$B$8,IF($B$9=$B$10,TRUE,IF(DataInput!E2512=$B$9,TRUE,FALSE)))","v":true},null,null,{"$f":"IF(B2513=TRUE,DataInput!B2512,NA())","v":"SA"},{"$f":"IF($E2513=DataInput!$B2512,DataInput!C2512,NA())","v":"SGSXWEST"},{"$f":"IF($E2513=DataInput!$B2512,DataInput!D2512,NA())","v":"WESTERN SUBURBS"},{"$f":"IF($E2513=DataInput!$B2512,DataInput!E2512,NA())","v":"SAPN"},{"$f":"IF($E2513=DataInput!$B2512,DataInput!F2512,NA())","v":"Winter"},{"$f":"IF($E2513=DataInput!$B2512,DataInput!G2512,NA())","v":"Non-Coincident"},{"$f":"IF($E2513=DataInput!$B2512,DataInput!H2512,NA())","v":2003},{"$f":"IF($E2513=DataInput!$B2512,DataInput!I2512,NA())","v":"TempCorrActualpoe50"},{"$f":"IF($E2513=DataInput!$B2512,DataInput!J2512,NA())","v":294.86349999999999},{"$f":"IF($E2513=DataInput!$B2512,DataInput!K2512,NA())","v":"NA"},null,null,"SA WESTERN SUBURBS",null,null,null,null,false,null,null,{"$error":"#N/A"},{"$error":"#N/A"},{"$error":"#N/A"},{"$error":"#N/A"},{"$error":"#N/A"},{"$error":"#N/A"},{"$error":"#N/A"},{"$error":"#N/A"},{"$error":"#N/A"},{"$error":"#N/A"}]
[null,{"$f":"IF(DataInput!B2550=$B$8,IF($B$9=$B$10,TRUE,IF(DataInput!E2550=$B$9,TRUE,FALSE)))","v":true},null,null,{"$f":"IF(B2551=TRUE,DataInput!B2550,NA())","v":"SA"},{"$f":"IF($E2551=DataInput!$B2550,DataInput!C2550,NA())","v":"SISSPN"},{"$f":"IF($E2551=DataInput!$B2550,DataInput!D2550,NA())","v":"STONY POINT"},{"$f":"IF($E2551=DataInput!$B2550,DataInput!E2550,NA())","v":"SAPN"},{"$f":"IF($E2551=DataInput!$B2550,DataInput!F2550,NA())","v":"Winter"},{"$f":"IF($E2551=DataInput!$B2550,DataInput!G2550,NA())","v":"Non-Coincident"},{"$f":"IF($E2551=DataInput!$B2550,DataInput!H2550,NA())","v":2013},{"$f":"IF($E2551=DataInput!$B2550,DataInput!I2550,NA())","v":"TempCorrActualpoe50"},{"$f":"IF($E2551=DataInput!$B2550,DataInput!J2550,NA())","v":6.3219559999999994E-2},{"$f":"IF($E2551=DataInput!$B2550,DataInput!K2550,NA())","v":"NA"},null,null,"SA STONY POINT",null,null,null,null,false,null,null,{"$error":"#N/A"},{"$error":"#N/A"},{"$error":"#N/A"},{"$error":"#N/A"},{"$error":"#N/A"},{"$error":"#N/A"},{"$error":"#N/A"},{"$error":"#N/A"},{"$error":"#N/A"},{"$error":"#N/A"}]
[null,{"$f":"IF(DataInput!B2552=$B$8,IF($B$9=$B$10,TRUE,IF(DataInput!E2552=$B$9,TRUE,FALSE)))","v":true},null,null,{"$f":"IF(B2553=TRUE,DataInput!B2552,NA())","v":"SA"},{"$f":"IF($E2553=DataInput!$B2552,DataInput!C2552,NA())","v":"SISSPN"},{"$f":"IF($E2553=DataInput!$B2552,DataInput!D2552,NA())","v":"STONY POINT"},{"$f":"IF($E2553=DataInput!$B2552,DataInput!E2552,NA())","v":"SAPN"},{"$f":"IF($E2553=DataInput!$B2552,DataInput!F2552,NA())","v":"Winter"},{"$f":"IF($E2553=DataInput!$B2552,DataInput!G2552,NA())","v":"Non-Coincident"},{"$f":"IF($E2553=DataInput!$B2552,DataInput!H2552,NA())","v":2014},{"$f":"IF($E2553=DataInput!$B2552,DataInput!I2552,NA())","v":"TempCorrActualpoe50"},{"$f":"IF($E2553=DataInput!$B2552,DataInput!J2552,NA())","v":5.4047530000000003E-2},{"$f":"IF($E2553=DataInput!$B2552,DataInput!K2552,NA())","v":"NA"},null,null,"SA STONY POINT",null,null,null,null,false,null,null,{"$error":"#N/A"},{"$error":"#N/A"},{"$error":"#N/A"},{"$error":"#N/A"},{"$error":"#N/A"},{"$error":"#N/A"},{"$error":"#N/A"},{"$error":"#N/A"},{"$error":"#N/A"},{"$error":"#N/A"}]
[null,{"$f":"IF(DataInput!B2599=$B$8,IF($B$9=$B$10,TRUE,IF(DataInput!E2599=$B$9,TRUE,FALSE)))","v":true},null,null,{"$f":"IF(B2600=TRUE,DataInput!B2599,NA())","v":"SA"},{"$f":"IF($E2600=DataInput!$B2599,DataInput!C2599,NA())","v":"SXPPIR"},{"$f":"IF($E2600=DataInput!$B2599,DataInput!D2599,NA())","v":"PORT PIRIE SYSTEM"},{"$f":"IF($E2600=DataInput!$B2599,DataInput!E2599,NA())","v":"SAPN"},{"$f":"IF($E2600=DataInput!$B2599,DataInput!F2599,NA())","v":"Summer"},{"$f":"IF($E2600=DataInput!$B2599,DataInput!G2599,NA())","v":"Non-Coincident"},{"$f":"IF($E2600=DataInput!$B2599,DataInput!H2599,NA())","v":2009},{"$f":"IF($E2600=DataInput!$B2599,DataInput!I2599,NA())","v":"TempCorrActualpoe10"},{"$f":"IF($E2600=DataInput!$B2599,DataInput!J2599,NA())","v":80.12276},{"$f":"IF($E2600=DataInput!$B2599,DataInput!K2599,NA())","v":"NA"},null,null,"SA PORT PIRIE SYSTEM",null,null,null,null,false,null,null,{"$error":"#N/A"},{"$error":"#N/A"},{"$error":"#N/A"},{"$error":"#N/A"},{"$error":"#N/A"},{"$error":"#N/A"},{"$error":"#N/A"},{"$error":"#N/A"},{"$error":"#N/A"},{"$error":"#N/A"}]
[null,{"$f":"IF(DataInput!B2611=$B$8,IF($B$9=$B$10,TRUE,IF(DataInput!E2611=$B$9,TRUE,FALSE)))","v":true},null,null,{"$f":"IF(B2612=TRUE,DataInput!B2611,NA())","v":"SA"},{"$f":"IF($E2612=DataInput!$B2611,DataInput!C2611,NA())","v":"SXPPIR"},{"$f":"IF($E2612=DataInput!$B2611,DataInput!D2611,NA())","v":"PORT PIRIE SYSTEM"},{"$f":"IF($E2612=DataInput!$B2611,DataInput!E2611,NA())","v":"SAPN"},{"$f":"IF($E2612=DataInput!$B2611,DataInput!F2611,NA())","v":"Winter"},{"$f":"IF($E2612=DataInput!$B2611,DataInput!G2611,NA())","v":"Non-Coincident"},{"$f":"IF($E2612=DataInput!$B2611,DataInput!H2611,NA())","v":2003},{"$f":"IF($E2612=DataInput!$B2611,DataInput!I2611,NA())","v":"TempCorrActualpoe10"},{"$f":"IF($E2612=DataInput!$B2611,DataInput!J2611,NA())","v":24.032350000000001},{"$f":"IF($E2612=DataInput!$B2611,DataInput!K2611,NA())","v":"NA"},null,null,"SA PORT PIRIE SYSTEM",null,null,null,null,false,null,null,{"$error":"#N/A"},{"$error":"#N/A"},{"$error":"#N/A"},{"$error":"#N/A"},{"$error":"#N/A"},{"$error":"#N/A"},{"$error":"#N/A"},{"$error":"#N/A"},{"$error":"#N/A"},{"$error":"#N/A"}]
[null,{"$f":"IF(DataInput!B2660=$B$8,IF($B$9=$B$10,TRUE,IF(DataInput!E2660=$B$9,TRUE,FALSE)))","v":true},null,null,{"$f":"IF(B2661=TRUE,DataInput!B2660,NA())","v":"SA"},{"$f":"IF($E2661=DataInput!$B2660,DataInput!C2660,NA())","v":"SXWYAL"},{"$f":"IF($E2661=DataInput!$B2660,DataInput!D2660,NA())","v":"WHYALLA CENTRAL/TERMINAL"},{"$f":"IF($E2661=DataInput!$B2660,DataInput!E2660,NA())","v":"SAPN"},{"$f":"IF($E2661=DataInput!$B2660,DataInput!F2660,NA())","v":"Winter"},{"$f":"IF($E2661=DataInput!$B2660,DataInput!G2660,NA())","v":"Non-Coincident"},{"$f":"IF($E2661=DataInput!$B2660,DataInput!H2660,NA())","v":2004},{"$f":"IF($E2661=DataInput!$B2660,DataInput!I2660,NA())","v":"TempCorrActualpoe50"},{"$f":"IF($E2661=DataInput!$B2660,DataInput!J2660,NA())","v":54.517490000000002},{"$f":"IF($E2661=DataInput!$B2660,DataInput!K2660,NA())","v":"NA"},null,null,"SA WHYALLA CENTRAL/TERMINAL",null,null,null,null,false,null,null,{"$error":"#N/A"},{"$error":"#N/A"},{"$error":"#N/A"},{"$error":"#N/A"},{"$error":"#N/A"},{"$error":"#N/A"},{"$error":"#N/A"},{"$error":"#N/A"},{"$error":"#N/A"},{"$error":"#N/A"}]
[null,{"$f":"IF(DataInput!B2678=$B$8,IF($B$9=$B$10,TRUE,IF(DataInput!E2678=$B$9,TRUE,FALSE)))","v":true},null,null,{"$f":"IF(B2679=TRUE,DataInput!B2678,NA())","v":"SA"},{"$f":"IF($E2679=DataInput!$B2678,DataInput!C2678,NA())","v":"SXWYAL"},{"$f":"IF($E2679=DataInput!$B2678,DataInput!D2678,NA())","v":"WHYALLA CENTRAL/TERMINAL"},{"$f":"IF($E2679=DataInput!$B2678,DataInput!E2678,NA())","v":"SAPN"},{"$f":"IF($E2679=DataInput!$B2678,DataInput!F2678,NA())","v":"Winter"},{"$f":"IF($E2679=DataInput!$B2678,DataInput!G2678,NA())","v":"Non-Coincident"},{"$f":"IF($E2679=DataInput!$B2678,DataInput!H2678,NA())","v":2013},{"$f":"IF($E2679=DataInput!$B2678,DataInput!I2678,NA())","v":"TempCorrActualpoe50"},{"$f":"IF($E2679=DataInput!$B2678,DataInput!J2678,NA())","v":42.550620000000002},{"$f":"IF($E2679=DataInput!$B2678,DataInput!K2678,NA())","v":"NA"},null,null,"SA WHYALLA CENTRAL/TERMINAL",null,null,null,null,false,null,null,{"$error":"#N/A"},{"$error":"#N/A"},{"$error":"#N/A"},{"$error":"#N/A"},{"$error":"#N/A"},{"$error":"#N/A"},{"$error":"#N/A"},{"$error":"#N/A"},{"$error":"#N/A"},{"$error":"#N/A"}]
[null,{"$f":"IF(DataInput!B2709=$B$8,IF($B$9=$B$10,TRUE,IF(DataInput!E2709=$B$9,TRUE,FALSE)))","v":true},null,null,{"$f":"IF(B2710=TRUE,DataInput!B2709,NA())","v":"SA"},{"$f":"IF($E2710=DataInput!$B2709,DataInput!C2709,NA())","v":"SKAD"},{"$f":"IF($E2710=DataInput!$B2709,DataInput!D2709,NA())","v":"KADINA EAST"},{"$f":"IF($E2710=DataInput!$B2709,DataInput!E2709,NA())","v":"SAPN"},{"$f":"IF($E2710=DataInput!$B2709,DataInput!F2709,NA())","v":"Winter"},{"$f":"IF($E2710=DataInput!$B2709,DataInput!G2709,NA())","v":"Non-Coincident"},{"$f":"IF($E2710=DataInput!$B2709,DataInput!H2709,NA())","v":2006},{"$f":"IF($E2710=DataInput!$B2709,DataInput!I2709,NA())","v":"TempCorrActualpoe10"},{"$f":"IF($E2710=DataInput!$B2709,DataInput!J2709,NA())","v":16.088509999999999},{"$f":"IF($E2710=DataInput!$B2709,DataInput!K2709,NA())","v":"NA"},null,null,"SA KADINA EAST",null,null,null,null,false,null,null,{"$error":"#N/A"},{"$error":"#N/A"},{"$error":"#N/A"},{"$error":"#N/A"},{"$error":"#N/A"},{"$error":"#N/A"},{"$error":"#N/A"},{"$error":"#N/A"},{"$error":"#N/A"},{"$error":"#N/A"}]
[null,{"$f":"IF(DataInput!B2734=$B$8,IF($B$9=$B$10,TRUE,IF(DataInput!E2734=$B$9,TRUE,FALSE)))","v":true},null,null,{"$f":"IF(B2735=TRUE,DataInput!B2734,NA())","v":"SA"},{"$f":"IF($E2735=DataInput!$B2734,DataInput!C2734,NA())","v":"SKAN"},{"$f":"IF($E2735=DataInput!$B2734,DataInput!D2734,NA())","v":"KANMANTOO"},{"$f":"IF($E2735=DataInput!$B2734,DataInput!E2734,NA())","v":"SAPN"},{"$f":"IF($E2735=DataInput!$B2734,DataInput!F2734,NA())","v":"Summer"},{"$f":"IF($E2735=DataInput!$B2734,DataInput!G2734,NA())","v":"Non-Coincident"},{"$f":"IF($E2735=DataInput!$B2734,DataInput!H2734,NA())","v":2007},{"$f":"IF($E2735=DataInput!$B2734,DataInput!I2734,NA())","v":"TempCorrActualpoe50"},{"$f":"IF($E2735=DataInput!$B2734,DataInput!J2734,NA())","v":0.91607950000000005},{"$f":"IF($E2735=DataInput!$B2734,DataInput!K2734,NA())","v":"NA"},null,null,"SA KANMANTOO",null,null,null,null,false,null,null,{"$error":"#N/A"},{"$error":"#N/A"},{"$error":"#N/A"},{"$error":"#N/A"},{"$error":"#N/A"},{"$error":"#N/A"},{"$error":"#N/A"},{"$error":"#N/A"},{"$error":"#N/A"},{"$error":"#N/A"}]
[null,{"$f":"IF(DataInput!B2757=$B$8,IF($B$9=$B$10,TRUE,IF(DataInput!E2757=$B$9,TRUE,FALSE)))","v":true},null,null,{"$f":"IF(B2758=TRUE,DataInput!B2757,NA())","v":"SA"},{"$f":"IF($E2758=DataInput!$B2757,DataInput!C2757,NA())","v":"SKAN"},{"$f":"IF($E2758=DataInput!$B2757,DataInput!D2757,NA())","v":"KANMANTOO"},{"$f":"IF($E2758=DataInput!$B2757,DataInput!E2757,NA())","v":"SAPN"},{"$f":"IF($E2758=DataInput!$B2757,DataInput!F2757,NA())","v":"Winter"},{"$f":"IF($E2758=DataInput!$B2757,DataInput!G2757,NA())","v":"Non-Coincident"},{"$f":"IF($E2758=DataInput!$B2757,DataInput!H2757,NA())","v":2007},{"$f":"IF($E2758=DataInput!$B2757,DataInput!I2757,NA())","v":"TempCorrActualpoe10"},{"$f":"IF($E2758=DataInput!$B2757,DataInput!J2757,NA())","v":1.254515},{"$f":"IF($E2758=DataInput!$B2757,DataInput!K2757,NA())","v":"NA"},null,null,"SA KANMANTOO",null,null,null,null,false,null,null,{"$error":"#N/A"},{"$error":"#N/A"},{"$error":"#N/A"},{"$error":"#N/A"},{"$error":"#N/A"},{"$error":"#N/A"},{"$error":"#N/A"},{"$error":"#N/A"},{"$error":"#N/A"},{"$error":"#N/A"}]
[null,{"$f":"IF(DataInput!B2788=$B$8,IF($B$9=$B$10,TRUE,IF(DataInput!E2788=$B$9,TRUE,FALSE)))","v":true},null,null,{"$f":"IF(B2789=TRUE,DataInput!B2788,NA())","v":"SA"},{"$f":"IF($E2789=DataInput!$B2788,DataInput!C2788,NA())","v":"SKNC"},{"$f":"IF($E2789=DataInput!$B2788,DataInput!D2788,NA())","v":"KINCRAIG"},{"$f":"IF($E2789=DataInput!$B2788,DataInput!E2788,NA())","v":"SAPN"},{"$f":"IF($E2789=DataInput!$B2788,DataInput!F2788,NA())","v":"Winter"},{"$f":"IF($E2789=DataInput!$B2788,DataInput!G2788,NA())","v":"Non-Coincident"},{"$f":"IF($E2789=DataInput!$B2788,DataInput!H2788,NA())","v":2008},{"$f":"IF($E2789=DataInput!$B2788,DataInput!I2788,NA())","v":"TempCorrActualpoe50"},{"$f":"IF($E2789=DataInput!$B2788,DataInput!J2788,NA())","v":15.63373},{"$f":"IF($E2789=DataInput!$B2788,DataInput!K2788,NA())","v":"NA"},null,null,"SA KINCRAIG",null,null,null,null,false,null,null,{"$error":"#N/A"},{"$error":"#N/A"},{"$error":"#N/A"},{"$error":"#N/A"},{"$error":"#N/A"},{"$error":"#N/A"},{"$error":"#N/A"},{"$error":"#N/A"},{"$error":"#N/A"},{"$error":"#N/A"}]
[null,{"$f":"IF(DataInput!B2835=$B$8,IF($B$9=$B$10,TRUE,IF(DataInput!E2835=$B$9,TRUE,FALSE)))","v":true},null,null,{"$f":"IF(B2836=TRUE,DataInput!B2835,NA())","v":"SA"},{"$f":"IF($E2836=DataInput!$B2835,DataInput!C2835,NA())","v":"SLCS"},{"$f":"IF($E2836=DataInput!$B2835,DataInput!D2835,NA())","v":"LEIGH CREEK SOUTH"},{"$f":"IF($E2836=DataInput!$B2835,DataInput!E2835,NA())","v":"SAPN"},{"$f":"IF($E2836=DataInput!$B2835,DataInput!F2835,NA())","v":"Winter"},{"$f":"IF($E2836=DataInput!$B2835,DataInput!G2835,NA())","v":"Non-Coincident"},{"$f":"IF($E2836=DataInput!$B2835,DataInput!H2835,NA())","v":2009},{"$f":"IF($E2836=DataInput!$B2835,DataInput!I2835,NA())","v":"TempCorrActualpoe10"},{"$f":"IF($E2836=DataInput!$B2835,DataInput!J2835,NA())","v":1.5783590000000001},{"$f":"IF($E2836=DataInput!$B2835,DataInput!K2835,NA())","v":"NA"},null,null,"SA LEIGH CREEK SOUTH",null,null,null,null,false,null,null,{"$error":"#N/A"},{"$error":"#N/A"},{"$error":"#N/A"},{"$error":"#N/A"},{"$error":"#N/A"},{"$error":"#N/A"},{"$error":"#N/A"},{"$error":"#N/A"},{"$error":"#N/A"},{"$error":"#N/A"}]
[null,{"$f":"IF(DataInput!B2861=$B$8,IF($B$9=$B$10,TRUE,IF(DataInput!E2861=$B$9,TRUE,FALSE)))","v":true},null,null,{"$f":"IF(B2862=TRUE,DataInput!B2861,NA())","v":"SA"},{"$f":"IF($E2862=DataInput!$B2861,DataInput!C2861,NA())","v":"SMAN"},{"$f":"IF($E2862=DataInput!$B2861,DataInput!D2861,NA())","v":"MANNUM"},{"$f":"IF($E2862=DataInput!$B2861,DataInput!E2861,NA())","v":"SAPN"},{"$f":"IF($E2862=DataInput!$B2861,DataInput!F2861,NA())","v":"Summer"},{"$f":"IF($E2862=DataInput!$B2861,DataInput!G2861,NA())","v":"Non-Coincident"},{"$f":"IF($E2862=DataInput!$B2861,DataInput!H2861,NA())","v":2011},{"$f":"IF($E2862=DataInput!$B2861,DataInput!I2861,NA())","v":"TempCorrActualpoe10"},{"$f":"IF($E2862=DataInput!$B2861,DataInput!J2861,NA())","v":10.790620000000001},{"$f":"IF($E2862=DataInput!$B2861,DataInput!K2861,NA())","v":"NA"},null,null,"SA MANNUM",null,null,null,null,false,null,null,{"$error":"#N/A"},{"$error":"#N/A"},{"$error":"#N/A"},{"$error":"#N/A"},{"$error":"#N/A"},{"$error":"#N/A"},{"$error":"#N/A"},{"$error":"#N/A"},{"$error":"#N/A"},{"$error":"#N/A"}]
[null,{"$f":"IF(DataInput!B2896=$B$8,IF($B$9=$B$10,TRUE,IF(DataInput!E2896=$B$9,TRUE,FALSE)))","v":true},null,null,{"$f":"IF(B2897=TRUE,DataInput!B2896,NA())","v":"SA"},{"$f":"IF($E2897=DataInput!$B2896,DataInput!C2896,NA())","v":"SMBL"},{"$f":"IF($E2897=DataInput!$B2896,DataInput!D2896,NA())","v":"MOBILONG"},{"$f":"IF($E2897=DataInput!$B2896,DataInput!E2896,NA())","v":"SAPN"},{"$f":"IF($E2897=DataInput!$B2896,DataInput!F2896,NA())","v":"Summer"},{"$f":"IF($E2897=DataInput!$B2896,DataInput!G2896,NA())","v":"Non-Coincident"},{"$f":"IF($E2897=DataInput!$B2896,DataInput!H2896,NA())","v":2005},{"$f":"IF($E2897=DataInput!$B2896,DataInput!I2896,NA())","v":"TempCorrActualpoe50"},{"$f":"IF($E2897=DataInput!$B2896,DataInput!J2896,NA())","v":31.65353},{"$f":"IF($E2897=DataInput!$B2896,DataInput!K2896,NA())","v":"NA"},null,null,"SA MOBILONG",null,null,null,null,false,null,null,{"$error":"#N/A"},{"$error":"#N/A"},{"$error":"#N/A"},{"$error":"#N/A"},{"$error":"#N/A"},{"$error":"#N/A"},{"$error":"#N/A"},{"$error":"#N/A"},{"$error":"#N/A"},{"$error":"#N/A"}]
[null,{"$f":"IF(DataInput!B2914=$B$8,IF($B$9=$B$10,TRUE,IF(DataInput!E2914=$B$9,TRUE,FALSE)))","v":true},null,null,{"$f":"IF(B2915=TRUE,DataInput!B2914,NA())","v":"SA"},{"$f":"IF($E2915=DataInput!$B2914,DataInput!C2914,NA())","v":"SMBL"},{"$f":"IF($E2915=DataInput!$B2914,DataInput!D2914,NA())","v":"MOBILONG"},{"$f":"IF($E2915=DataInput!$B2914,DataInput!E2914,NA())","v":"SAPN"},{"$f":"IF($E2915=DataInput!$B2914,DataInput!F2914,NA())","v":"Summer"},{"$f":"IF($E2915=DataInput!$B2914,DataInput!G2914,NA())","v":"Non-Coincident"},{"$f":"IF($E2915=DataInput!$B2914,DataInput!H2914,NA())","v":2014},{"$f":"IF($E2915=DataInput!$B2914,DataInput!I2914,NA())","v":"TempCorrActualpoe50"},{"$f":"IF($E2915=DataInput!$B2914,DataInput!J2914,NA())","v":39.434100000000001},{"$f":"IF($E2915=DataInput!$B2914,DataInput!K2914,NA())","v":"NA"},null,null,"SA MOBILONG",null,null,null,null,false,null,null,{"$error":"#N/A"},{"$error":"#N/A"},{"$error":"#N/A"},{"$error":"#N/A"},{"$error":"#N/A"},{"$error":"#N/A"},{"$error":"#N/A"},{"$error":"#N/A"},{"$error":"#N/A"},{"$error":"#N/A"}]
[null,{"$f":"IF(DataInput!B2945=$B$8,IF($B$9=$B$10,TRUE,IF(DataInput!E2945=$B$9,TRUE,FALSE)))","v":true},null,null,{"$f":"IF(B2946=TRUE,DataInput!B2945,NA())","v":"SA"},{"$f":"IF($E2946=DataInput!$B2945,DataInput!C2945,NA())","v":"SMGA"},{"$f":"IF($E2946=DataInput!$B2945,DataInput!D2945,NA())","v":"MT GAMBIER"},{"$f":"IF($E2946=DataInput!$B2945,DataInput!E2945,NA())","v":"SAPN"},{"$f":"IF($E2946=DataInput!$B2945,DataInput!F2945,NA())","v":"Summer"},{"$f":"IF($E2946=DataInput!$B2945,DataInput!G2945,NA())","v":"Non-Coincident"},{"$f":"IF($E2946=DataInput!$B2945,DataInput!H2945,NA())","v":2007},{"$f":"IF($E2946=DataInput!$B2945,DataInput!I2945,NA())","v":"TempCorrActualpoe10"},{"$f":"IF($E2946=DataInput!$B2945,DataInput!J2945,NA())","v":27.050080000000001},{"$f":"IF($E2946=DataInput!$B2945,DataInput!K2945,NA())","v":"NA"},null,null,"SA MT GAMBIER",null,null,null,null,false,null,null,{"$error":"#N/A"},{"$error":"#N/A"},{"$error":"#N/A"},{"$error":"#N/A"},{"$error":"#N/A"},{"$error":"#N/A"},{"$error":"#N/A"},{"$error":"#N/A"},{"$error":"#N/A"},{"$error":"#N/A"}]
[null,{"$f":"IF(DataInput!B2956=$B$8,IF($B$9=$B$10,TRUE,IF(DataInput!E2956=$B$9,TRUE,FALSE)))","v":true},null,null,{"$f":"IF(B2957=TRUE,DataInput!B2956,NA())","v":"SA"},{"$f":"IF($E2957=DataInput!$B2956,DataInput!C2956,NA())","v":"SMGA"},{"$f":"IF($E2957=DataInput!$B2956,DataInput!D2956,NA())","v":"MT GAMBIER"},{"$f":"IF($E2957=DataInput!$B2956,DataInput!E2956,NA())","v":"SAPN"},{"$f":"IF($E2957=DataInput!$B2956,DataInput!F2956,NA())","v":"Summer"},{"$f":"IF($E2957=DataInput!$B2956,DataInput!G2956,NA())","v":"Non-Coincident"},{"$f":"IF($E2957=DataInput!$B2956,DataInput!H2956,NA())","v":2012},{"$f":"IF($E2957=DataInput!$B2956,DataInput!I2956,NA())","v":"TempCorrActualpoe50"},{"$f":"IF($E2957=DataInput!$B2956,DataInput!J2956,NA())","v":21.91179},{"$f":"IF($E2957=DataInput!$B2956,DataInput!K2956,NA())","v":"NA"},null,null,"SA MT GAMBIER",null,null,null,null,false,null,null,{"$f":"IF($V2957=TRUE,E2957,NA())","v":{"$error":"#N/A"}},{"$error":"#N/A"},{"$error":"#N/A"},{"$error":"#N/A"},{"$error":"#N/A"},{"$error":"#N/A"},{"$error":"#N/A"},{"$error":"#N/A"},{"$error":"#N/A"},{"$error":"#N/A"}]
[null,{"$f":"IF(DataInput!B2993=$B$8,IF($B$9=$B$10,TRUE,IF(DataInput!E2993=$B$9,TRUE,FALSE)))","v":true},null,null,{"$f":"IF(B2994=TRUE,DataInput!B2993,NA())","v":"SA"},{"$f":"IF($E2994=DataInput!$B2993,DataInput!C2993,NA())","v":"SMGU"},{"$f":"IF($E2994=DataInput!$B2993,DataInput!D2993,NA())","v":"MT GUNSON"},{"$f":"IF($E2994=DataInput!$B2993,DataInput!E2993,NA())","v":"SAPN"},{"$f":"IF($E2994=DataInput!$B2993,DataInput!F2993,NA())","v":"Summer"},{"$f":"IF($E2994=DataInput!$B2993,DataInput!G2993,NA())","v":"Non-Coincident"},{"$f":"IF($E2994=DataInput!$B2993,DataInput!H2993,NA())","v":2010},{"$f":"IF($E2994=DataInput!$B2993,DataInput!I2993,NA())","v":"TempCorrActualpoe10"},{"$f":"IF($E2994=DataInput!$B2993,DataInput!J2993,NA())","v":0.16994500000000001},{"$f":"IF($E2994=DataInput!$B2993,DataInput!K2993,NA())","v":"NA"},null,null,"SA MT GUNSON",null,null,null,null,false,null,null,{"$error":"#N/A"},{"$error":"#N/A"},{"$error":"#N/A"},{"$error":"#N/A"},{"$error":"#N/A"},{"$error":"#N/A"},{"$error":"#N/A"},{"$error":"#N/A"},{"$error":"#N/A"},{"$error":"#N/A"}]
[null,{"$f":"IF(DataInput!B3024=$B$8,IF($B$9=$B$10,TRUE,IF(DataInput!E3024=$B$9,TRUE,FALSE)))","v":true},null,null,{"$f":"IF(B3025=TRUE,DataInput!B3024,NA())","v":"SA"},{"$f":"IF($E3025=DataInput!$B3024,DataInput!C3024,NA())","v":"SNEU"},{"$f":"IF($E3025=DataInput!$B3024,DataInput!D3024,NA())","v":"NEUROODLA"},{"$f":"IF($E3025=DataInput!$B3024,DataInput!E3024,NA())","v":"SAPN"},{"$f":"IF($E3025=DataInput!$B3024,DataInput!F3024,NA())","v":"Summer"},{"$f":"IF($E3025=DataInput!$B3024,DataInput!G3024,NA())","v":"Non-Coincident"},{"$f":"IF($E3025=DataInput!$B3024,DataInput!H3024,NA())","v":2005},{"$f":"IF($E3025=DataInput!$B3024,DataInput!I3024,NA())","v":"TempCorrActualpoe50"},{"$f":"IF($E3025=DataInput!$B3024,DataInput!J3024,NA())","v":0.8358274},{"$f":"IF($E3025=DataInput!$B3024,DataInput!K3024,NA())","v":"NA"},null,null,"SA NEUROODLA",null,null,null,null,false,null,null,{"$error":"#N/A"},{"$error":"#N/A"},{"$error":"#N/A"},{"$error":"#N/A"},{"$error":"#N/A"},{"$error":"#N/A"},{"$error":"#N/A"},{"$error":"#N/A"},{"$error":"#N/A"},{"$error":"#N/A"}]
[null,{"$f":"IF(DataInput!B3042=$B$8,IF($B$9=$B$10,TRUE,IF(DataInput!E3042=$B$9,TRUE,FALSE)))","v":true},null,null,{"$f":"IF(B3043=TRUE,DataInput!B3042,NA())","v":"SA"},{"$f":"IF($E3043=DataInput!$B3042,DataInput!C3042,NA())","v":"SNEU"},{"$f":"IF($E3043=DataInput!$B3042,DataInput!D3042,NA())","v":"NEUROODLA"},{"$f":"IF($E3043=DataInput!$B3042,DataInput!E3042,NA())","v":"SAPN"},{"$f":"IF($E3043=DataInput!$B3042,DataInput!F3042,NA())","v":"Summer"},{"$f":"IF($E3043=DataInput!$B3042,DataInput!G3042,NA())","v":"Non-Coincident"},{"$f":"IF($E3043=DataInput!$B3042,DataInput!H3042,NA())","v":2014},{"$f":"IF($E3043=DataInput!$B3042,DataInput!I3042,NA())","v":"TempCorrActualpoe50"},{"$f":"IF($E3043=DataInput!$B3042,DataInput!J3042,NA())","v":0.92479619999999996},{"$f":"IF($E3043=DataInput!$B3042,DataInput!K3042,NA())","v":"NA"},null,null,"SA NEUROODLA",null,null,null,null,false,null,null,{"$error":"#N/A"},{"$error":"#N/A"},{"$error":"#N/A"},{"$error":"#N/A"},{"$error":"#N/A"},{"$error":"#N/A"},{"$error":"#N/A"},{"$error":"#N/A"},{"$error":"#N/A"},{"$error":"#N/A"}]
[null,{"$f":"IF(DataInput!B3083=$B$8,IF($B$9=$B$10,TRUE,IF(DataInput!E3083=$B$9,TRUE,FALSE)))","v":true},null,null,{"$f":"IF(B3084=TRUE,DataInput!B3083,NA())","v":"SA"},{"$f":"IF($E3084=DataInput!$B3083,DataInput!C3083,NA())","v":"SNWB"},{"$f":"IF($E3084=DataInput!$B3083,DataInput!D3083,NA())","v":"NORTH WEST BEND"},{"$f":"IF($E3084=DataInput!$B3083,DataInput!E3083,NA())","v":"SAPN"},{"$f":"IF($E3084=DataInput!$B3083,DataInput!F3083,NA())","v":"Summer"},{"$f":"IF($E3084=DataInput!$B3083,DataInput!G3083,NA())","v":"Non-Coincident"},{"$f":"IF($E3084=DataInput!$B3083,DataInput!H3083,NA())","v":2012},{"$f":"IF($E3084=DataInput!$B3083,DataInput!I3083,NA())","v":"TempCorrActualpoe10"},{"$f":"IF($E3084=DataInput!$B3083,DataInput!J3083,NA())","v":24.91676},{"$f":"IF($E3084=DataInput!$B3083,DataInput!K3083,NA())","v":"NA"},null,null,{"$f":"IF(OR(ISERROR(E3084),ISERROR(G3084)),\"  \",E3084&\" \"&G3084)","v":"SA NORTH WEST BEND"},null,null,null,null,{"$f":"IF(ISERROR(G3084),FALSE,IF($V$9=G3084,TRUE,FALSE))","v":false},null,null,{"$error":"#N/A"},{"$error":"#N/A"},{"$error":"#N/A"},{"$error":"#N/A"},{"$error":"#N/A"},{"$error":"#N/A"},{"$error":"#N/A"},{"$error":"#N/A"},{"$error":"#N/A"},{"$error":"#N/A"}]
[null,{"$f":"IF(DataInput!B3103=$B$8,IF($B$9=$B$10,TRUE,IF(DataInput!E3103=$B$9,TRUE,FALSE)))","v":true},null,null,{"$f":"IF(B3104=TRUE,DataInput!B3103,NA())","v":"SA"},{"$f":"IF($E3104=DataInput!$B3103,DataInput!C3103,NA())","v":"SNWB"},{"$f":"IF($E3104=DataInput!$B3103,DataInput!D3103,NA())","v":"NORTH WEST BEND"},{"$f":"IF($E3104=DataInput!$B3103,DataInput!E3103,NA())","v":"SAPN"},{"$f":"IF($E3104=DataInput!$B3103,DataInput!F3103,NA())","v":"Winter"},{"$f":"IF($E3104=DataInput!$B3103,DataInput!G3103,NA())","v":"Non-Coincident"},{"$f":"IF($E3104=DataInput!$B3103,DataInput!H3103,NA())","v":2010},{"$f":"IF($E3104=DataInput!$B3103,DataInput!I3103,NA())","v":"TempCorrActualpoe10"},{"$f":"IF($E3104=DataInput!$B3103,DataInput!J3103,NA())","v":11.07314},{"$f":"IF($E3104=DataInput!$B3103,DataInput!K3103,NA())","v":"NA"},null,null,"SA NORTH WEST BEND",null,null,null,null,false,null,null,{"$error":"#N/A"},{"$error":"#N/A"},{"$error":"#N/A"},{"$error":"#N/A"},{"$error":"#N/A"},{"$error":"#N/A"},{"$error":"#N/A"},{"$error":"#N/A"},{"$error":"#N/A"},{"$error":"#N/A"}]
[null,{"$f":"IF(DataInput!B3150=$B$8,IF($B$9=$B$10,TRUE,IF(DataInput!E3150=$B$9,TRUE,FALSE)))","v":true},null,null,{"$f":"IF(B3151=TRUE,DataInput!B3150,NA())","v":"SA"},{"$f":"IF($E3151=DataInput!$B3150,DataInput!C3150,NA())","v":"SPLN"},{"$f":"IF($E3151=DataInput!$B3150,DataInput!D3150,NA())","v":"PORT LINCOLN TERMINAL"},{"$f":"IF($E3151=DataInput!$B3150,DataInput!E3150,NA())","v":"SAPN"},{"$f":"IF($E3151=DataInput!$B3150,DataInput!F3150,NA())","v":"Winter"},{"$f":"IF($E3151=DataInput!$B3150,DataInput!G3150,NA())","v":"Non-Coincident"},{"$f":"IF($E3151=DataInput!$B3150,DataInput!H3150,NA())","v":2006},{"$f":"IF($E3151=DataInput!$B3150,DataInput!I3150,NA())","v":"TempCorrActualpoe50"},{"$f":"IF($E3151=DataInput!$B3150,DataInput!J3150,NA())","v":28.94464},{"$f":"IF($E3151=DataInput!$B3150,DataInput!K3150,NA())","v":"NA"},null,null,"SA PORT LINCOLN TERMINAL",null,null,null,null,false,null,null,{"$error":"#N/A"},{"$error":"#N/A"},{"$error":"#N/A"},{"$error":"#N/A"},{"$error":"#N/A"},{"$error":"#N/A"},{"$error":"#N/A"},{"$error":"#N/A"},{"$error":"#N/A"},{"$error":"#N/A"}]
[null,{"$f":"IF(DataInput!B3181=$B$8,IF($B$9=$B$10,TRUE,IF(DataInput!E3181=$B$9,TRUE,FALSE)))","v":true},null,null,{"$f":"IF(B3182=TRUE,DataInput!B3181,NA())","v":"SA"},{"$f":"IF($E3182=DataInput!$B3181,DataInput!C3181,NA())","v":"SSNR"},{"$f":"IF($E3182=DataInput!$B3181,DataInput!D3181,NA())","v":"SNUGGERY RURAL"},{"$f":"IF($E3182=DataInput!$B3181,DataInput!E3181,NA())","v":"SAPN"},{"$f":"IF($E3182=DataInput!$B3181,DataInput!F3181,NA())","v":"Summer"},{"$f":"IF($E3182=DataInput!$B3181,DataInput!G3181,NA())","v":"Non-Coincident"},{"$f":"IF($E3182=DataInput!$B3181,DataInput!H3181,NA())","v":2014},{"$f":"IF($E3182=DataInput!$B3181,DataInput!I3181,NA())","v":"TempCorrActualpoe10"},{"$f":"IF($E3182=DataInput!$B3181,DataInput!J3181,NA())","v":15.40601},{"$f":"IF($E3182=DataInput!$B3181,DataInput!K3181,NA())","v":"NA"},null,null,"SA SNUGGERY RURAL",null,null,null,null,false,null,null,{"$error":"#N/A"},{"$error":"#N/A"},{"$error":"#N/A"},{"$error":"#N/A"},{"$error":"#N/A"},{"$error":"#N/A"},{"$error":"#N/A"},{"$error":"#N/A"},{"$error":"#N/A"},{"$error":"#N/A"}]
[null,{"$f":"IF(DataInput!B3210=$B$8,IF($B$9=$B$10,TRUE,IF(DataInput!E3210=$B$9,TRUE,FALSE)))","v":true},null,null,{"$f":"IF(B3211=TRUE,DataInput!B3210,NA())","v":"SA"},{"$f":"IF($E3211=DataInput!$B3210,DataInput!C3210,NA())","v":"STAL"},{"$f":"IF($E3211=DataInput!$B3210,DataInput!D3210,NA())","v":"TAILEM BEND"},{"$f":"IF($E3211=DataInput!$B3210,DataInput!E3210,NA())","v":"SAPN"},{"$f":"IF($E3211=DataInput!$B3210,DataInput!F3210,NA())","v":"Summer"},{"$f":"IF($E3211=DataInput!$B3210,DataInput!G3210,NA())","v":"Non-Coincident"},{"$f":"IF($E3211=DataInput!$B3210,DataInput!H3210,NA())","v":2009},{"$f":"IF($E3211=DataInput!$B3210,DataInput!I3210,NA())","v":"TempCorrActualpoe50"},{"$f":"IF($E3211=DataInput!$B3210,DataInput!J3210,NA())","v":19.69192},{"$f":"IF($E3211=DataInput!$B3210,DataInput!K3210,NA())","v":"NA"},null,null,"SA TAILEM BEND",null,null,null,null,false,null,null,{"$error":"#N/A"},{"$error":"#N/A"},{"$error":"#N/A"},{"$error":"#N/A"},{"$error":"#N/A"},{"$error":"#N/A"},{"$error":"#N/A"},{"$error":"#N/A"},{"$error":"#N/A"},{"$error":"#N/A"}]
[null,{"$f":"IF(DataInput!B3229=$B$8,IF($B$9=$B$10,TRUE,IF(DataInput!E3229=$B$9,TRUE,FALSE)))","v":true},null,null,{"$f":"IF(B3230=TRUE,DataInput!B3229,NA())","v":"SA"},{"$f":"IF($E3230=DataInput!$B3229,DataInput!C3229,NA())","v":"STAL"},{"$f":"IF($E3230=DataInput!$B3229,DataInput!D3229,NA())","v":"TAILEM BEND"},{"$f":"IF($E3230=DataInput!$B3229,DataInput!E3229,NA())","v":"SAPN"},{"$f":"IF($E3230=DataInput!$B3229,DataInput!F3229,NA())","v":"Winter"},{"$f":"IF($E3230=DataInput!$B3229,DataInput!G3229,NA())","v":"Non-Coincident"},{"$f":"IF($E3230=DataInput!$B3229,DataInput!H3229,NA())","v":2007},{"$f":"IF($E3230=DataInput!$B3229,DataInput!I3229,NA())","v":"TempCorrActualpoe10"},{"$f":"IF($E3230=DataInput!$B3229,DataInput!J3229,NA())","v":15.649800000000001},{"$f":"IF($E3230=DataInput!$B3229,DataInput!K3229,NA())","v":"NA"},null,null,"SA TAILEM BEND",null,null,null,null,false,null,null,{"$error":"#N/A"},{"$error":"#N/A"},{"$error":"#N/A"},{"$error":"#N/A"},{"$error":"#N/A"},{"$error":"#N/A"},{"$error":"#N/A"},{"$error":"#N/A"},{"$error":"#N/A"},{"$error":"#N/A"}]
[null,{"$f":"IF(DataInput!B3260=$B$8,IF($B$9=$B$10,TRUE,IF(DataInput!E3260=$B$9,TRUE,FALSE)))","v":true},null,null,{"$f":"IF(B3261=TRUE,DataInput!B3260,NA())","v":"SA"},{"$f":"IF($E3261=DataInput!$B3260,DataInput!C3260,NA())","v":"STEM"},{"$f":"IF($E3261=DataInput!$B3260,DataInput!D3260,NA())","v":"TEMPLERS"},{"$f":"IF($E3261=DataInput!$B3260,DataInput!E3260,NA())","v":"SAPN"},{"$f":"IF($E3261=DataInput!$B3260,DataInput!F3260,NA())","v":"Summer"},{"$f":"IF($E3261=DataInput!$B3260,DataInput!G3260,NA())","v":"Non-Coincident"},{"$f":"IF($E3261=DataInput!$B3260,DataInput!H3260,NA())","v":2013},{"$f":"IF($E3261=DataInput!$B3260,DataInput!I3260,NA())","v":"TempCorrActualpoe50"},{"$f":"IF($E3261=DataInput!$B3260,DataInput!J3260,NA())","v":26.597079999999998},{"$f":"IF($E3261=DataInput!$B3260,DataInput!K3260,NA())","v":"NA"},null,null,"SA TEMPLERS",null,null,null,null,false,null,null,{"$error":"#N/A"},{"$f":"IF($V3261=TRUE,F3261,NA())","v":{"$error":"#N/A"}},{"$f":"IF($V3261=TRUE,G3261,NA())","v":{"$error":"#N/A"}},{"$f":"IF($V3261=TRUE,H3261,NA())","v":{"$error":"#N/A"}},{"$f":"IF($V3261=TRUE,I3261,NA())","v":{"$error":"#N/A"}},{"$f":"IF($V3261=TRUE,J3261,NA())","v":{"$error":"#N/A"}},{"$f":"IF($V3261=TRUE,K3261,NA())","v":{"$error":"#N/A"}},{"$f":"IF($V3261=TRUE,L3261,NA())","v":{"$error":"#N/A"}},{"$f":"IF($V3261=TRUE,M3261,NA())","v":{"$error":"#N/A"}},{"$f":"IF($V3261=TRUE,N3261,NA())","v":{"$error":"#N/A"}}]
[null,{"$f":"IF(DataInput!B3278=$B$8,IF($B$9=$B$10,TRUE,IF(DataInput!E3278=$B$9,TRUE,FALSE)))","v":true},null,null,{"$f":"IF(B3279=TRUE,DataInput!B3278,NA())","v":"SA"},{"$f":"IF($E3279=DataInput!$B3278,DataInput!C3278,NA())","v":"STEM"},{"$f":"IF($E3279=DataInput!$B3278,DataInput!D3278,NA())","v":"TEMPLERS"},{"$f":"IF($E3279=DataInput!$B3278,DataInput!E3278,NA())","v":"SAPN"},{"$f":"IF($E3279=DataInput!$B3278,DataInput!F3278,NA())","v":"Winter"},{"$f":"IF($E3279=DataInput!$B3278,DataInput!G3278,NA())","v":"Non-Coincident"},{"$f":"IF($E3279=DataInput!$B3278,DataInput!H3278,NA())","v":2012},{"$f":"IF($E3279=DataInput!$B3278,DataInput!I3278,NA())","v":"TempCorrActualpoe50"},{"$f":"IF($E3279=DataInput!$B3278,DataInput!J3278,NA())","v":20.476459999999999},{"$f":"IF($E3279=DataInput!$B3278,DataInput!K3278,NA())","v":"NA"},null,null,"SA TEMPLERS",null,null,null,null,false,null,null,{"$error":"#N/A"},{"$error":"#N/A"},{"$error":"#N/A"},{"$error":"#N/A"},{"$error":"#N/A"},{"$error":"#N/A"},{"$error":"#N/A"},{"$error":"#N/A"},{"$error":"#N/A"},{"$error":"#N/A"}]
[null,{"$f":"IF(DataInput!B3305=$B$8,IF($B$9=$B$10,TRUE,IF(DataInput!E3305=$B$9,TRUE,FALSE)))","v":true},null,null,{"$f":"IF(B3306=TRUE,DataInput!B3305,NA())","v":"SA"},{"$f":"IF($E3306=DataInput!$B3305,DataInput!C3305,NA())","v":"SWAT"},{"$f":"IF($E3306=DataInput!$B3305,DataInput!D3305,NA())","v":"WATERLOO"},{"$f":"IF($E3306=DataInput!$B3305,DataInput!E3305,NA())","v":"SAPN"},{"$f":"IF($E3306=DataInput!$B3305,DataInput!F3305,NA())","v":"Winter"},{"$f":"IF($E3306=DataInput!$B3305,DataInput!G3305,NA())","v":"Non-Coincident"},{"$f":"IF($E3306=DataInput!$B3305,DataInput!H3305,NA())","v":2003},{"$f":"IF($E3306=DataInput!$B3305,DataInput!I3305,NA())","v":"TempCorrActualpoe10"},{"$f":"IF($E3306=DataInput!$B3305,DataInput!J3305,NA())","v":8.306044},{"$f":"IF($E3306=DataInput!$B3305,DataInput!K3305,NA())","v":"NA"},null,null,"SA WATERLOO",null,null,null,null,false,null,null,{"$error":"#N/A"},{"$error":"#N/A"},{"$error":"#N/A"},{"$error":"#N/A"},{"$error":"#N/A"},{"$error":"#N/A"},{"$error":"#N/A"},{"$error":"#N/A"},{"$error":"#N/A"},{"$error":"#N/A"}]
[null,{"$f":"IF(DataInput!B3339=$B$8,IF($B$9=$B$10,TRUE,IF(DataInput!E3339=$B$9,TRUE,FALSE)))","v":true},null,null,{"$f":"IF(B3340=TRUE,DataInput!B3339,NA())","v":"SA"},{"$f":"IF($E3340=DataInput!$B3339,DataInput!C3339,NA())","v":"SWUD"},{"$f":"IF($E3340=DataInput!$B3339,DataInput!D3339,NA())","v":"WUDINNA"},{"$f":"IF($E3340=DataInput!$B3339,DataInput!E3339,NA())","v":"SAPN"},{"$f":"IF($E3340=DataInput!$B3339,DataInput!F3339,NA())","v":"Summer"},{"$f":"IF($E3340=DataInput!$B3339,DataInput!G3339,NA())","v":"Non-Coincident"},{"$f":"IF($E3340=DataInput!$B3339,DataInput!H3339,NA())","v":2009},{"$f":"IF($E3340=DataInput!$B3339,DataInput!I3339,NA())","v":"TempCorrActualpoe10"},{"$f":"IF($E3340=DataInput!$B3339,DataInput!J3339,NA())","v":16.908629999999999},{"$f":"IF($E3340=DataInput!$B3339,DataInput!K3339,NA())","v":"NA"},null,null,{"$f":"IF(OR(ISERROR(E3340),ISERROR(G3340)),\"  \",E3340&\" \"&G3340)","v":"SA WUDINNA"},null,null,null,null,{"$f":"IF(ISERROR(G3340),FALSE,IF($V$9=G3340,TRUE,FALSE))","v":false},null,null,{"$error":"#N/A"},{"$error":"#N/A"},{"$error":"#N/A"},{"$error":"#N/A"},{"$error":"#N/A"},{"$error":"#N/A"},{"$error":"#N/A"},{"$error":"#N/A"},{"$error":"#N/A"},{"$error":"#N/A"}]
[null,{"$f":"IF(DataInput!B3357=$B$8,IF($B$9=$B$10,TRUE,IF(DataInput!E3357=$B$9,TRUE,FALSE)))","v":true},null,null,{"$f":"IF(B3358=TRUE,DataInput!B3357,NA())","v":"SA"},{"$f":"IF($E3358=DataInput!$B3357,DataInput!C3357,NA())","v":"SWUD"},{"$f":"IF($E3358=DataInput!$B3357,DataInput!D3357,NA())","v":"WUDINNA"},{"$f":"IF($E3358=DataInput!$B3357,DataInput!E3357,NA())","v":"SAPN"},{"$f":"IF($E3358=DataInput!$B3357,DataInput!F3357,NA())","v":"Winter"},{"$f":"IF($E3358=DataInput!$B3357,DataInput!G3357,NA())","v":"Non-Coincident"},{"$f":"IF($E3358=DataInput!$B3357,DataInput!H3357,NA())","v":2006},{"$f":"IF($E3358=DataInput!$B3357,DataInput!I3357,NA())","v":"TempCorrActualpoe10"},{"$f":"IF($E3358=DataInput!$B3357,DataInput!J3357,NA())","v":11.40761},{"$f":"IF($E3358=DataInput!$B3357,DataInput!K3357,NA())","v":"NA"},null,null,"SA WUDINNA",null,null,null,null,false,null,null,{"$error":"#N/A"},{"$error":"#N/A"},{"$error":"#N/A"},{"$error":"#N/A"},{"$error":"#N/A"},{"$error":"#N/A"},{"$error":"#N/A"},{"$error":"#N/A"},{"$error":"#N/A"},{"$error":"#N/A"}]
[null,{"$f":"IF(DataInput!B3388=$B$8,IF($B$9=$B$10,TRUE,IF(DataInput!E3388=$B$9,TRUE,FALSE)))","v":true},null,null,{"$f":"IF(B3389=TRUE,DataInput!B3388,NA())","v":"SA"},{"$f":"IF($E3389=DataInput!$B3388,DataInput!C3388,NA())","v":"SXADEL"},{"$f":"IF($E3389=DataInput!$B3388,DataInput!D3388,NA())","v":"ADELAIDE CENTRAL"},{"$f":"IF($E3389=DataInput!$B3388,DataInput!E3388,NA())","v":"SAPN"},{"$f":"IF($E3389=DataInput!$B3388,DataInput!F3388,NA())","v":"Summer"},{"$f":"IF($E3389=DataInput!$B3388,DataInput!G3388,NA())","v":"Non-Coincident"},{"$f":"IF($E3389=DataInput!$B3388,DataInput!H3388,NA())","v":2011},{"$f":"IF($E3389=DataInput!$B3388,DataInput!I3388,NA())","v":"TempCorrActualpoe50"},{"$f":"IF($E3389=DataInput!$B3388,DataInput!J3388,NA())","v":207.5615},{"$f":"IF($E3389=DataInput!$B3388,DataInput!K3388,NA())","v":"NA"},null,null,"SA ADELAIDE CENTRAL",null,null,null,null,true,null,null,"SA",{"$f":"IF($V3389=TRUE,F3389,NA())","v":"SXADEL"},{"$f":"IF($V3389=TRUE,G3389,NA())","v":"ADELAIDE CENTRAL"},{"$f":"IF($V3389=TRUE,H3389,NA())","v":"SAPN"},{"$f":"IF($V3389=TRUE,I3389,NA())","v":"Summer"},{"$f":"IF($V3389=TRUE,J3389,NA())","v":"Non-Coincident"},{"$f":"IF($V3389=TRUE,K3389,NA())","v":2011},{"$f":"IF($V3389=TRUE,L3389,NA())","v":"TempCorrActualpoe50"},{"$f":"IF($V3389=TRUE,M3389,NA())","v":207.5615},{"$f":"IF($V3389=TRUE,N3389,NA())","v":"NA"}]
[null,{"$f":"IF(DataInput!B3432=$B$8,IF($B$9=$B$10,TRUE,IF(DataInput!E3432=$B$9,TRUE,FALSE)))","v":true},null,null,{"$f":"IF(B3433=TRUE,DataInput!B3432,NA())","v":"SA"},{"$f":"IF($E3433=DataInput!$B3432,DataInput!C3432,NA())","v":"SXBARK"},{"$f":"IF($E3433=DataInput!$B3432,DataInput!D3432,NA())","v":"MT BARKER/MT BARKER STH"},{"$f":"IF($E3433=DataInput!$B3432,DataInput!E3432,NA())","v":"SAPN"},{"$f":"IF($E3433=DataInput!$B3432,DataInput!F3432,NA())","v":"Summer"},{"$f":"IF($E3433=DataInput!$B3432,DataInput!G3432,NA())","v":"Non-Coincident"},{"$f":"IF($E3433=DataInput!$B3432,DataInput!H3432,NA())","v":2011},{"$f":"IF($E3433=DataInput!$B3432,DataInput!I3432,NA())","v":"TempCorrActualpoe50"},{"$f":"IF($E3433=DataInput!$B3432,DataInput!J3432,NA())","v":89.39385},{"$f":"IF($E3433=DataInput!$B3432,DataInput!K3432,NA())","v":"NA"},null,null,"SA MT BARKER/MT BARKER STH",null,null,null,null,false,null,null,{"$error":"#N/A"},{"$error":"#N/A"},{"$error":"#N/A"},{"$error":"#N/A"},{"$error":"#N/A"},{"$error":"#N/A"},{"$error":"#N/A"},{"$error":"#N/A"},{"$error":"#N/A"},{"$error":"#N/A"}]
[null,{"$f":"IF(DataInput!B3465=$B$8,IF($B$9=$B$10,TRUE,IF(DataInput!E3465=$B$9,TRUE,FALSE)))","v":true},null,null,{"$f":"IF(B3466=TRUE,DataInput!B3465,NA())","v":"SA"},{"$f":"IF($E3466=DataInput!$B3465,DataInput!C3465,NA())","v":"SXBERR"},{"$f":"IF($E3466=DataInput!$B3465,DataInput!D3465,NA())","v":"BERRI"},{"$f":"IF($E3466=DataInput!$B3465,DataInput!E3465,NA())","v":"SAPN"},{"$f":"IF($E3466=DataInput!$B3465,DataInput!F3465,NA())","v":"Summer"},{"$f":"IF($E3466=DataInput!$B3465,DataInput!G3465,NA())","v":"Non-Coincident"},{"$f":"IF($E3466=DataInput!$B3465,DataInput!H3465,NA())","v":2005},{"$f":"IF($E3466=DataInput!$B3465,DataInput!I3465,NA())","v":"TempCorrActualpoe10"},{"$f":"IF($E3466=DataInput!$B3465,DataInput!J3465,NA())","v":88.888540000000006},{"$f":"IF($E3466=DataInput!$B3465,DataInput!K3465,NA())","v":"NA"},null,null,"SA BERRI",null,null,null,null,false,null,null,{"$error":"#N/A"},{"$error":"#N/A"},{"$error":"#N/A"},{"$error":"#N/A"},{"$error":"#N/A"},{"$error":"#N/A"},{"$error":"#N/A"},{"$error":"#N/A"},{"$error":"#N/A"},{"$error":"#N/A"}]
[null,{"$f":"IF(DataInput!B3496=$B$8,IF($B$9=$B$10,TRUE,IF(DataInput!E3496=$B$9,TRUE,FALSE)))","v":true},null,null,{"$f":"IF(B3497=TRUE,DataInput!B3496,NA())","v":"SA"},{"$f":"IF($E3497=DataInput!$B3496,DataInput!C3496,NA())","v":"SXBERR"},{"$f":"IF($E3497=DataInput!$B3496,DataInput!D3496,NA())","v":"BERRI"},{"$f":"IF($E3497=DataInput!$B3496,DataInput!E3496,NA())","v":"SAPN"},{"$f":"IF($E3497=DataInput!$B3496,DataInput!F3496,NA())","v":"Winter"},{"$f":"IF($E3497=DataInput!$B3496,DataInput!G3496,NA())","v":"Non-Coincident"},{"$f":"IF($E3497=DataInput!$B3496,DataInput!H3496,NA())","v":2008},{"$f":"IF($E3497=DataInput!$B3496,DataInput!I3496,NA())","v":"TempCorrActualpoe50"},{"$f":"IF($E3497=DataInput!$B3496,DataInput!J3496,NA())","v":45.45664},{"$f":"IF($E3497=DataInput!$B3496,DataInput!K3496,NA())","v":"NA"},null,null,"SA BERRI",null,null,null,null,false,null,null,{"$error":"#N/A"},{"$error":"#N/A"},{"$error":"#N/A"},{"$error":"#N/A"},{"$error":"#N/A"},{"$error":"#N/A"},{"$error":"#N/A"},{"$error":"#N/A"},{"$error":"#N/A"},{"$error":"#N/A"}]
[null,{"$f":"IF(DataInput!B3514=$B$8,IF($B$9=$B$10,TRUE,IF(DataInput!E3514=$B$9,TRUE,FALSE)))","v":true},null,null,{"$f":"IF(B3515=TRUE,DataInput!B3514,NA())","v":"SA"},{"$f":"IF($E3515=DataInput!$B3514,DataInput!C3514,NA())","v":"SXBLAN"},{"$f":"IF($E3515=DataInput!$B3514,DataInput!D3514,NA())","v":"BLANCHE"},{"$f":"IF($E3515=DataInput!$B3514,DataInput!E3514,NA())","v":"SAPN"},{"$f":"IF($E3515=DataInput!$B3514,DataInput!F3514,NA())","v":"Summer"},{"$f":"IF($E3515=DataInput!$B3514,DataInput!G3514,NA())","v":"Non-Coincident"},{"$f":"IF($E3515=DataInput!$B3514,DataInput!H3514,NA())","v":2006},{"$f":"IF($E3515=DataInput!$B3514,DataInput!I3514,NA())","v":"TempCorrActualpoe50"},{"$f":"IF($E3515=DataInput!$B3514,DataInput!J3514,NA())","v":35.467959999999998},{"$f":"IF($E3515=DataInput!$B3514,DataInput!K3514,NA())","v":"NA"},null,null,"SA BLANCHE",null,null,null,null,false,null,null,{"$error":"#N/A"},{"$error":"#N/A"},{"$error":"#N/A"},{"$error":"#N/A"},{"$error":"#N/A"},{"$error":"#N/A"},{"$error":"#N/A"},{"$error":"#N/A"},{"$error":"#N/A"},{"$error":"#N/A"}]
[null,{"$f":"IF(DataInput!B3555=$B$8,IF($B$9=$B$10,TRUE,IF(DataInput!E3555=$B$9,TRUE,FALSE)))","v":true},null,null,{"$f":"IF(B3556=TRUE,DataInput!B3555,NA())","v":"SA"},{"$f":"IF($E3556=DataInput!$B3555,DataInput!C3555,NA())","v":"SYAD"},{"$f":"IF($E3556=DataInput!$B3555,DataInput!D3555,NA())","v":"YADNARIE"},{"$f":"IF($E3556=DataInput!$B3555,DataInput!E3555,NA())","v":"SAPN"},{"$f":"IF($E3556=DataInput!$B3555,DataInput!F3555,NA())","v":"Summer"},{"$f":"IF($E3556=DataInput!$B3555,DataInput!G3555,NA())","v":"Non-Coincident"},{"$f":"IF($E3556=DataInput!$B3555,DataInput!H3555,NA())","v":2004},{"$f":"IF($E3556=DataInput!$B3555,DataInput!I3555,NA())","v":"TempCorrActualpoe10"},{"$f":"IF($E3556=DataInput!$B3555,DataInput!J3555,NA())","v":8.3185359999999999},{"$f":"IF($E3556=DataInput!$B3555,DataInput!K3555,NA())","v":"NA"},null,null,"SA YADNARIE",null,null,null,null,false,null,null,{"$error":"#N/A"},{"$error":"#N/A"},{"$error":"#N/A"},{"$error":"#N/A"},{"$error":"#N/A"},{"$error":"#N/A"},{"$error":"#N/A"},{"$error":"#N/A"},{"$error":"#N/A"},{"$error":"#N/A"}]
[null,{"$f":"IF(DataInput!B3575=$B$8,IF($B$9=$B$10,TRUE,IF(DataInput!E3575=$B$9,TRUE,FALSE)))","v":true},null,null,{"$f":"IF(B3576=TRUE,DataInput!B3575,NA())","v":"SA"},{"$f":"IF($E3576=DataInput!$B3575,DataInput!C3575,NA())","v":"SYAD"},{"$f":"IF($E3576=DataInput!$B3575,DataInput!D3575,NA())","v":"YADNARIE"},{"$f":"IF($E3576=DataInput!$B3575,DataInput!E3575,NA())","v":"SAPN"},{"$f":"IF($E3576=DataInput!$B3575,DataInput!F3575,NA())","v":"Summer"},{"$f":"IF($E3576=DataInput!$B3575,DataInput!G3575,NA())","v":"Non-Coincident"},{"$f":"IF($E3576=DataInput!$B3575,DataInput!H3575,NA())","v":2014},{"$f":"IF($E3576=DataInput!$B3575,DataInput!I3575,NA())","v":"TempCorrActualpoe10"},{"$f":"IF($E3576=DataInput!$B3575,DataInput!J3575,NA())","v":8.684151},{"$f":"IF($E3576=DataInput!$B3575,DataInput!K3575,NA())","v":"NA"},null,null,"SA YADNARIE",null,null,null,null,false,null,null,{"$error":"#N/A"},{"$error":"#N/A"},{"$error":"#N/A"},{"$error":"#N/A"},{"$error":"#N/A"},{"$error":"#N/A"},{"$error":"#N/A"},{"$error":"#N/A"},{"$error":"#N/A"},{"$error":"#N/A"}]
[null,{"$f":"IF(DataInput!B3593=$B$8,IF($B$9=$B$10,TRUE,IF(DataInput!E3593=$B$9,TRUE,FALSE)))","v":true},null,null,{"$f":"IF(B3594=TRUE,DataInput!B3593,NA())","v":"SA"},{"$f":"IF($E3594=DataInput!$B3593,DataInput!C3593,NA())","v":"SYAD"},{"$f":"IF($E3594=DataInput!$B3593,DataInput!D3593,NA())","v":"YADNARIE"},{"$f":"IF($E3594=DataInput!$B3593,DataInput!E3593,NA())","v":"SAPN"},{"$f":"IF($E3594=DataInput!$B3593,DataInput!F3593,NA())","v":"Winter"},{"$f":"IF($E3594=DataInput!$B3593,DataInput!G3593,NA())","v":"Non-Coincident"},{"$f":"IF($E3594=DataInput!$B3593,DataInput!H3593,NA())","v":2011},{"$f":"IF($E3594=DataInput!$B3593,DataInput!I3593,NA())","v":"TempCorrActualpoe10"},{"$f":"IF($E3594=DataInput!$B3593,DataInput!J3593,NA())","v":7.040921},{"$f":"IF($E3594=DataInput!$B3593,DataInput!K3593,NA())","v":"NA"},null,null,"SA YADNARIE",null,null,null,null,false,null,null,{"$error":"#N/A"},{"$error":"#N/A"},{"$error":"#N/A"},{"$error":"#N/A"},{"$error":"#N/A"},{"$error":"#N/A"},{"$error":"#N/A"},{"$error":"#N/A"},{"$error":"#N/A"},{"$error":"#N/A"}]
[null,{"$f":"IF(DataInput!B3624=$B$8,IF($B$9=$B$10,TRUE,IF(DataInput!E3624=$B$9,TRUE,FALSE)))","v":true},null,null,{"$f":"IF(B3625=TRUE,DataInput!B3624,NA())","v":"SA"},{"$f":"IF($E3625=DataInput!$B3624,DataInput!C3624,NA())","v":"SANC"},{"$f":"IF($E3625=DataInput!$B3624,DataInput!D3624,NA())","v":"ANGAS CREEK"},{"$f":"IF($E3625=DataInput!$B3624,DataInput!E3624,NA())","v":"SAPN"},{"$f":"IF($E3625=DataInput!$B3624,DataInput!F3624,NA())","v":"Winter"},{"$f":"IF($E3625=DataInput!$B3624,DataInput!G3624,NA())","v":"Non-Coincident"},{"$f":"IF($E3625=DataInput!$B3624,DataInput!H3624,NA())","v":2016},{"$f":"IF($E3625=DataInput!$B3624,DataInput!I3624,NA())","v":"poe50"},{"$f":"IF($E3625=DataInput!$B3624,DataInput!J3624,NA())","v":15.325389544975501},{"$f":"IF($E3625=DataInput!$B3624,DataInput!K3624,NA())","v":0.94500932436317797},null,null,"SA ANGAS CREEK",null,null,null,null,false,null,null,{"$error":"#N/A"},{"$error":"#N/A"},{"$error":"#N/A"},{"$error":"#N/A"},{"$error":"#N/A"},{"$error":"#N/A"},{"$error":"#N/A"},{"$error":"#N/A"},{"$error":"#N/A"},{"$error":"#N/A"}]
[null,{"$f":"IF(DataInput!B3654=$B$8,IF($B$9=$B$10,TRUE,IF(DataInput!E3654=$B$9,TRUE,FALSE)))","v":true},null,null,{"$f":"IF(B3655=TRUE,DataInput!B3654,NA())","v":"SA"},{"$f":"IF($E3655=DataInput!$B3654,DataInput!C3654,NA())","v":"SARW"},{"$f":"IF($E3655=DataInput!$B3654,DataInput!D3654,NA())","v":"ARDROSSAN WEST"},{"$f":"IF($E3655=DataInput!$B3654,DataInput!E3654,NA())","v":"SAPN"},{"$f":"IF($E3655=DataInput!$B3654,DataInput!F3654,NA())","v":"Summer"},{"$f":"IF($E3655=DataInput!$B3654,DataInput!G3654,NA())","v":"Non-Coincident"},{"$f":"IF($E3655=DataInput!$B3654,DataInput!H3654,NA())","v":2021},{"$f":"IF($E3655=DataInput!$B3654,DataInput!I3654,NA())","v":"poe50"},{"$f":"IF($E3655=DataInput!$B3654,DataInput!J3654,NA())","v":7.8118567350837704},{"$f":"IF($E3655=DataInput!$B3654,DataInput!K3654,NA())","v":0.88753301254234696},null,null,"SA ARDROSSAN WEST",null,null,null,null,false,null,null,{"$error":"#N/A"},{"$error":"#N/A"},{"$error":"#N/A"},{"$error":"#N/A"},{"$error":"#N/A"},{"$error":"#N/A"},{"$error":"#N/A"},{"$error":"#N/A"},{"$error":"#N/A"},{"$error":"#N/A"}]
[null,{"$f":"IF(DataInput!B3701=$B$8,IF($B$9=$B$10,TRUE,IF(DataInput!E3701=$B$9,TRUE,FALSE)))","v":true},null,null,{"$f":"IF(B3702=TRUE,DataInput!B3701,NA())","v":"SA"},{"$f":"IF($E3702=DataInput!$B3701,DataInput!C3701,NA())","v":"SBAC"},{"$f":"IF($E3702=DataInput!$B3701,DataInput!D3701,NA())","v":"BACK CALLINGTON"},{"$f":"IF($E3702=DataInput!$B3701,DataInput!E3701,NA())","v":"ElectraNet"},{"$f":"IF($E3702=DataInput!$B3701,DataInput!F3701,NA())","v":"Winter"},{"$f":"IF($E3702=DataInput!$B3701,DataInput!G3701,NA())","v":"Non-Coincident"},{"$f":"IF($E3702=DataInput!$B3701,DataInput!H3701,NA())","v":2015},{"$f":"IF($E3702=DataInput!$B3701,DataInput!I3701,NA())","v":"poe10"},{"$f":"IF($E3702=DataInput!$B3701,DataInput!J3701,NA())","v":"NA"},{"$f":"IF($E3702=DataInput!$B3701,DataInput!K3701,NA())","v":0.59226914405131803},null,null,"SA BACK CALLINGTON",null,null,null,null,false,null,null,{"$error":"#N/A"},{"$error":"#N/A"},{"$error":"#N/A"},{"$error":"#N/A"},{"$error":"#N/A"},{"$error":"#N/A"},{"$error":"#N/A"},{"$error":"#N/A"},{"$error":"#N/A"},{"$error":"#N/A"}]
[null,{"$f":"IF(DataInput!B3703=$B$8,IF($B$9=$B$10,TRUE,IF(DataInput!E3703=$B$9,TRUE,FALSE)))","v":true},null,null,{"$f":"IF(B3704=TRUE,DataInput!B3703,NA())","v":"SA"},{"$f":"IF($E3704=DataInput!$B3703,DataInput!C3703,NA())","v":"SBAC"},{"$f":"IF($E3704=DataInput!$B3703,DataInput!D3703,NA())","v":"BACK CALLINGTON"},{"$f":"IF($E3704=DataInput!$B3703,DataInput!E3703,NA())","v":"ElectraNet"},{"$f":"IF($E3704=DataInput!$B3703,DataInput!F3703,NA())","v":"Winter"},{"$f":"IF($E3704=DataInput!$B3703,DataInput!G3703,NA())","v":"Non-Coincident"},{"$f":"IF($E3704=DataInput!$B3703,DataInput!H3703,NA())","v":2016},{"$f":"IF($E3704=DataInput!$B3703,DataInput!I3703,NA())","v":"poe10"},{"$f":"IF($E3704=DataInput!$B3703,DataInput!J3703,NA())","v":"NA"},{"$f":"IF($E3704=DataInput!$B3703,DataInput!K3703,NA())","v":0.59226914405131803},null,null,"SA BACK CALLINGTON",null,null,null,null,false,null,null,{"$error":"#N/A"},{"$error":"#N/A"},{"$error":"#N/A"},{"$error":"#N/A"},{"$error":"#N/A"},{"$error":"#N/A"},{"$error":"#N/A"},{"$error":"#N/A"},{"$error":"#N/A"},{"$error":"#N/A"}]
[null,{"$f":"IF(DataInput!B3750=$B$8,IF($B$9=$B$10,TRUE,IF(DataInput!E3750=$B$9,TRUE,FALSE)))","v":true},null,null,{"$f":"IF(B3751=TRUE,DataInput!B3750,NA())","v":"SA"},{"$f":"IF($E3751=DataInput!$B3750,DataInput!C3750,NA())","v":"SBAR"},{"$f":"IF($E3751=DataInput!$B3750,DataInput!D3750,NA())","v":"BAROOTA"},{"$f":"IF($E3751=DataInput!$B3750,DataInput!E3750,NA())","v":"SAPN"},{"$f":"IF($E3751=DataInput!$B3750,DataInput!F3750,NA())","v":"Winter"},{"$f":"IF($E3751=DataInput!$B3750,DataInput!G3750,NA())","v":"Non-Coincident"},{"$f":"IF($E3751=DataInput!$B3750,DataInput!H3750,NA())","v":2019},{"$f":"IF($E3751=DataInput!$B3750,DataInput!I3750,NA())","v":"poe50"},{"$f":"IF($E3751=DataInput!$B3750,DataInput!J3750,NA())","v":6.1953574678177397},{"$f":"IF($E3751=DataInput!$B3750,DataInput!K3750,NA())","v":0.95981387139681595},null,null,"SA BAROOTA",null,null,null,null,false,null,null,{"$error":"#N/A"},{"$error":"#N/A"},{"$error":"#N/A"},{"$error":"#N/A"},{"$error":"#N/A"},{"$error":"#N/A"},{"$error":"#N/A"},{"$error":"#N/A"},{"$error":"#N/A"},{"$error":"#N/A"}]
[null,{"$f":"IF(DataInput!B3777=$B$8,IF($B$9=$B$10,TRUE,IF(DataInput!E3777=$B$9,TRUE,FALSE)))","v":true},null,null,{"$f":"IF(B3778=TRUE,DataInput!B3777,NA())","v":"SA"},{"$f":"IF($E3778=DataInput!$B3777,DataInput!C3777,NA())","v":"SBRK"},{"$f":"IF($E3778=DataInput!$B3777,DataInput!D3777,NA())","v":"BRINKWORTH"},{"$f":"IF($E3778=DataInput!$B3777,DataInput!E3777,NA())","v":"SAPN"},{"$f":"IF($E3778=DataInput!$B3777,DataInput!F3777,NA())","v":"Summer"},{"$f":"IF($E3778=DataInput!$B3777,DataInput!G3777,NA())","v":"Non-Coincident"},{"$f":"IF($E3778=DataInput!$B3777,DataInput!H3777,NA())","v":2023},{"$f":"IF($E3778=DataInput!$B3777,DataInput!I3777,NA())","v":"poe10"},{"$f":"IF($E3778=DataInput!$B3777,DataInput!J3777,NA())","v":4.1316016166357299},{"$f":"IF($E3778=DataInput!$B3777,DataInput!K3777,NA())","v":0.72217699907701205},null,null,"SA BRINKWORTH",null,null,null,null,false,null,null,{"$error":"#N/A"},{"$error":"#N/A"},{"$error":"#N/A"},{"$error":"#N/A"},{"$error":"#N/A"},{"$error":"#N/A"},{"$error":"#N/A"},{"$error":"#N/A"},{"$error":"#N/A"},{"$error":"#N/A"}]
[null,{"$f":"IF(DataInput!B3798=$B$8,IF($B$9=$B$10,TRUE,IF(DataInput!E3798=$B$9,TRUE,FALSE)))","v":true},null,null,{"$f":"IF(B3799=TRUE,DataInput!B3798,NA())","v":"SA"},{"$f":"IF($E3799=DataInput!$B3798,DataInput!C3798,NA())","v":"SBRK"},{"$f":"IF($E3799=DataInput!$B3798,DataInput!D3798,NA())","v":"BRINKWORTH"},{"$f":"IF($E3799=DataInput!$B3798,DataInput!E3798,NA())","v":"SAPN"},{"$f":"IF($E3799=DataInput!$B3798,DataInput!F3798,NA())","v":"Winter"},{"$f":"IF($E3799=DataInput!$B3798,DataInput!G3798,NA())","v":"Non-Coincident"},{"$f":"IF($E3799=DataInput!$B3798,DataInput!H3798,NA())","v":2023},{"$f":"IF($E3799=DataInput!$B3798,DataInput!I3798,NA())","v":"poe50"},{"$f":"IF($E3799=DataInput!$B3798,DataInput!J3798,NA())","v":3.7583518202459101},{"$f":"IF($E3799=DataInput!$B3798,DataInput!K3798,NA())","v":0.835910990945267},null,null,"SA BRINKWORTH",null,null,null,null,false,null,null,{"$error":"#N/A"},{"$error":"#N/A"},{"$error":"#N/A"},{"$error":"#N/A"},{"$error":"#N/A"},{"$error":"#N/A"},{"$error":"#N/A"},{"$error":"#N/A"},{"$error":"#N/A"},{"$error":"#N/A"}]
[null,{"$f":"IF(DataInput!B3829=$B$8,IF($B$9=$B$10,TRUE,IF(DataInput!E3829=$B$9,TRUE,FALSE)))","v":true},null,null,{"$f":"IF(B3830=TRUE,DataInput!B3829,NA())","v":"SA"},{"$f":"IF($E3830=DataInput!$B3829,DataInput!C3829,NA())","v":"SCLN"},{"$f":"IF($E3830=DataInput!$B3829,DataInput!D3829,NA())","v":"CLARE NORTH"},{"$f":"IF($E3830=DataInput!$B3829,DataInput!E3829,NA())","v":"SAPN"},{"$f":"IF($E3830=DataInput!$B3829,DataInput!F3829,NA())","v":"Winter"},{"$f":"IF($E3830=DataInput!$B3829,DataInput!G3829,NA())","v":"Non-Coincident"},{"$f":"IF($E3830=DataInput!$B3829,DataInput!H3829,NA())","v":2019},{"$f":"IF($E3830=DataInput!$B3829,DataInput!I3829,NA())","v":"poe10"},{"$f":"IF($E3830=DataInput!$B3829,DataInput!J3829,NA())","v":11.1201096470429},{"$f":"IF($E3830=DataInput!$B3829,DataInput!K3829,NA())","v":0.68088669272059599},null,null,"SA CLARE NORTH",null,null,null,null,false,null,null,{"$error":"#N/A"},{"$error":"#N/A"},{"$error":"#N/A"},{"$error":"#N/A"},{"$error":"#N/A"},{"$error":"#N/A"},{"$error":"#N/A"},{"$error":"#N/A"},{"$error":"#N/A"},{"$error":"#N/A"}]
[null,{"$f":"IF(DataInput!B3860=$B$8,IF($B$9=$B$10,TRUE,IF(DataInput!E3860=$B$9,TRUE,FALSE)))","v":true},null,null,{"$f":"IF(B3861=TRUE,DataInput!B3860,NA())","v":"SA"},{"$f":"IF($E3861=DataInput!$B3860,DataInput!C3860,NA())","v":"SDAL"},{"$f":"IF($E3861=DataInput!$B3860,DataInput!D3860,NA())","v":"DALRYMPLE"},{"$f":"IF($E3861=DataInput!$B3860,DataInput!E3860,NA())","v":"SAPN"},{"$f":"IF($E3861=DataInput!$B3860,DataInput!F3860,NA())","v":"Summer"},{"$f":"IF($E3861=DataInput!$B3860,DataInput!G3860,NA())","v":"Non-Coincident"},{"$f":"IF($E3861=DataInput!$B3860,DataInput!H3860,NA())","v":2024},{"$f":"IF($E3861=DataInput!$B3860,DataInput!I3860,NA())","v":"poe50"},{"$f":"IF($E3861=DataInput!$B3860,DataInput!J3860,NA())","v":8.20310396612593},{"$f":"IF($E3861=DataInput!$B3860,DataInput!K3860,NA())","v":0.88753304864206095},null,null,"SA DALRYMPLE",null,null,null,null,false,null,null,{"$error":"#N/A"},{"$error":"#N/A"},{"$error":"#N/A"},{"$error":"#N/A"},{"$error":"#N/A"},{"$error":"#N/A"},{"$error":"#N/A"},{"$error":"#N/A"},{"$error":"#N/A"},{"$error":"#N/A"}]
[null,{"$f":"IF(DataInput!B3876=$B$8,IF($B$9=$B$10,TRUE,IF(DataInput!E3876=$B$9,TRUE,FALSE)))","v":true},null,null,{"$f":"IF(B3877=TRUE,DataInput!B3876,NA())","v":"SA"},{"$f":"IF($E3877=DataInput!$B3876,DataInput!C3876,NA())","v":"SDAL"},{"$f":"IF($E3877=DataInput!$B3876,DataInput!D3876,NA())","v":"DALRYMPLE"},{"$f":"IF($E3877=DataInput!$B3876,DataInput!E3876,NA())","v":"SAPN"},{"$f":"IF($E3877=DataInput!$B3876,DataInput!F3876,NA())","v":"Winter"},{"$f":"IF($E3877=DataInput!$B3876,DataInput!G3876,NA())","v":"Non-Coincident"},{"$f":"IF($E3877=DataInput!$B3876,DataInput!H3876,NA())","v":2022},{"$f":"IF($E3877=DataInput!$B3876,DataInput!I3876,NA())","v":"poe50"},{"$f":"IF($E3877=DataInput!$B3876,DataInput!J3876,NA())","v":8.8909850000000006},{"$f":"IF($E3877=DataInput!$B3876,DataInput!K3876,NA())","v":0.87987424619162602},null,null,"SA DALRYMPLE",null,null,null,null,false,null,null,{"$error":"#N/A"},{"$error":"#N/A"},{"$error":"#N/A"},{"$error":"#N/A"},{"$error":"#N/A"},{"$error":"#N/A"},{"$error":"#N/A"},{"$error":"#N/A"},{"$error":"#N/A"},{"$error":"#N/A"}]
[null,{"$f":"IF(DataInput!B3908=$B$8,IF($B$9=$B$10,TRUE,IF(DataInput!E3908=$B$9,TRUE,FALSE)))","v":true},null,null,{"$f":"IF(B3909=TRUE,DataInput!B3908,NA())","v":"SA"},{"$f":"IF($E3909=DataInput!$B3908,DataInput!C3908,NA())","v":"SDAW"},{"$f":"IF($E3909=DataInput!$B3908,DataInput!D3908,NA())","v":"DAVENPORT WEST"},{"$f":"IF($E3909=DataInput!$B3908,DataInput!E3908,NA())","v":"SAPN"},{"$f":"IF($E3909=DataInput!$B3908,DataInput!F3908,NA())","v":"Winter"},{"$f":"IF($E3909=DataInput!$B3908,DataInput!G3908,NA())","v":"Non-Coincident"},{"$f":"IF($E3909=DataInput!$B3908,DataInput!H3908,NA())","v":2018},{"$f":"IF($E3909=DataInput!$B3908,DataInput!I3908,NA())","v":"poe50"},{"$f":"IF($E3909=DataInput!$B3908,DataInput!J3908,NA())","v":20.814029999999999},{"$f":"IF($E3909=DataInput!$B3908,DataInput!K3908,NA())","v":0.88649393385080599},null,null,"SA DAVENPORT WEST",null,null,null,null,false,null,null,{"$error":"#N/A"},{"$error":"#N/A"},{"$error":"#N/A"},{"$error":"#N/A"},{"$error":"#N/A"},{"$error":"#N/A"},{"$error":"#N/A"},{"$error":"#N/A"},{"$error":"#N/A"},{"$error":"#N/A"}]
[null,{"$f":"IF(DataInput!B3939=$B$8,IF($B$9=$B$10,TRUE,IF(DataInput!E3939=$B$9,TRUE,FALSE)))","v":true},null,null,{"$f":"IF(B3940=TRUE,DataInput!B3939,NA())","v":"SA"},{"$f":"IF($E3940=DataInput!$B3939,DataInput!C3939,NA())","v":"SGSDRN"},{"$f":"IF($E3940=DataInput!$B3939,DataInput!D3939,NA())","v":"DORRIEN"},{"$f":"IF($E3940=DataInput!$B3939,DataInput!E3939,NA())","v":"SAPN"},{"$f":"IF($E3940=DataInput!$B3939,DataInput!F3939,NA())","v":"Summer"},{"$f":"IF($E3940=DataInput!$B3939,DataInput!G3939,NA())","v":"Non-Coincident"},{"$f":"IF($E3940=DataInput!$B3939,DataInput!H3939,NA())","v":2024},{"$f":"IF($E3940=DataInput!$B3939,DataInput!I3939,NA())","v":"poe10"},{"$f":"IF($E3940=DataInput!$B3939,DataInput!J3939,NA())","v":57.665489999999998},{"$f":"IF($E3940=DataInput!$B3939,DataInput!K3939,NA())","v":0.82222514726399798},null,null,"SA DORRIEN",null,null,null,null,false,null,null,{"$error":"#N/A"},{"$error":"#N/A"},{"$error":"#N/A"},{"$error":"#N/A"},{"$error":"#N/A"},{"$error":"#N/A"},{"$error":"#N/A"},{"$error":"#N/A"},{"$error":"#N/A"},{"$error":"#N/A"}]
[null,{"$f":"IF(DataInput!B3986=$B$8,IF($B$9=$B$10,TRUE,IF(DataInput!E3986=$B$9,TRUE,FALSE)))","v":true},null,null,{"$f":"IF(B3987=TRUE,DataInput!B3986,NA())","v":"SA"},{"$f":"IF($E3987=DataInput!$B3986,DataInput!C3986,NA())","v":"SGSKET"},{"$f":"IF($E3987=DataInput!$B3986,DataInput!D3986,NA())","v":"KEITH"},{"$f":"IF($E3987=DataInput!$B3986,DataInput!E3986,NA())","v":"SAPN"},{"$f":"IF($E3987=DataInput!$B3986,DataInput!F3986,NA())","v":"Winter"},{"$f":"IF($E3987=DataInput!$B3986,DataInput!G3986,NA())","v":"Non-Coincident"},{"$f":"IF($E3987=DataInput!$B3986,DataInput!H3986,NA())","v":2017},{"$f":"IF($E3987=DataInput!$B3986,DataInput!I3986,NA())","v":"poe50"},{"$f":"IF($E3987=DataInput!$B3986,DataInput!J3986,NA())","v":14.13294},{"$f":"IF($E3987=DataInput!$B3986,DataInput!K3986,NA())","v":0.91675520775293595},null,null,"SA KEITH",null,null,null,null,false,null,null,{"$error":"#N/A"},{"$error":"#N/A"},{"$error":"#N/A"},{"$error":"#N/A"},{"$error":"#N/A"},{"$error":"#N/A"},{"$error":"#N/A"},{"$error":"#N/A"},{"$error":"#N/A"},{"$error":"#N/A"}]
[null,{"$f":"IF(DataInput!B3999=$B$8,IF($B$9=$B$10,TRUE,IF(DataInput!E3999=$B$9,TRUE,FALSE)))","v":true},null,null,{"$f":"IF(B4000=TRUE,DataInput!B3999,NA())","v":"SA"},{"$f":"IF($E4000=DataInput!$B3999,DataInput!C3999,NA())","v":"SGSKET"},{"$f":"IF($E4000=DataInput!$B3999,DataInput!D3999,NA())","v":"KEITH"},{"$f":"IF($E4000=DataInput!$B3999,DataInput!E3999,NA())","v":"SAPN"},{"$f":"IF($E4000=DataInput!$B3999,DataInput!F3999,NA())","v":"Winter"},{"$f":"IF($E4000=DataInput!$B3999,DataInput!G3999,NA())","v":"Non-Coincident"},{"$f":"IF($E4000=DataInput!$B3999,DataInput!H3999,NA())","v":2024},{"$f":"IF($E4000=DataInput!$B3999,DataInput!I3999,NA())","v":"poe10"},{"$f":"IF($E4000=DataInput!$B3999,DataInput!J3999,NA())","v":15.58085},{"$f":"IF($E4000=DataInput!$B3999,DataInput!K3999,NA())","v":0.91675520775293595},null,null,"SA KEITH",null,null,null,null,false,null,null,{"$error":"#N/A"},{"$error":"#N/A"},{"$error":"#N/A"},{"$error":"#N/A"},{"$error":"#N/A"},{"$error":"#N/A"},{"$error":"#N/A"},{"$error":"#N/A"},{"$error":"#N/A"},{"$error":"#N/A"}]
[null,{"$f":"IF(DataInput!B4034=$B$8,IF($B$9=$B$10,TRUE,IF(DataInput!E4034=$B$9,TRUE,FALSE)))","v":true},null,null,{"$f":"IF(B4035=TRUE,DataInput!B4034,NA())","v":"SA"},{"$f":"IF($E4035=DataInput!$B4034,DataInput!C4034,NA())","v":"SGSXEAST"},{"$f":"IF($E4035=DataInput!$B4034,DataInput!D4034,NA())","v":"EASTERN SUBURBS"},{"$f":"IF($E4035=DataInput!$B4034,DataInput!E4034,NA())","v":"SAPN"},{"$f":"IF($E4035=DataInput!$B4034,DataInput!F4034,NA())","v":"Winter"},{"$f":"IF($E4035=DataInput!$B4034,DataInput!G4034,NA())","v":"Non-Coincident"},{"$f":"IF($E4035=DataInput!$B4034,DataInput!H4034,NA())","v":2021},{"$f":"IF($E4035=DataInput!$B4034,DataInput!I4034,NA())","v":"poe50"},{"$f":"IF($E4035=DataInput!$B4034,DataInput!J4034,NA())","v":481.07859999999999},{"$f":"IF($E4035=DataInput!$B4034,DataInput!K4034,NA())","v":0.96724432530228299},null,null,"SA EASTERN SUBURBS",null,null,null,null,false,null,null,{"$error":"#N/A"},{"$error":"#N/A"},{"$error":"#N/A"},{"$error":"#N/A"},{"$error":"#N/A"},{"$error":"#N/A"},{"$error":"#N/A"},{"$error":"#N/A"},{"$error":"#N/A"},{"$error":"#N/A"}]
[null,{"$f":"IF(DataInput!B4065=$B$8,IF($B$9=$B$10,TRUE,IF(DataInput!E4065=$B$9,TRUE,FALSE)))","v":true},null,null,{"$f":"IF(B4066=TRUE,DataInput!B4065,NA())","v":"SA"},{"$f":"IF($E4066=DataInput!$B4065,DataInput!C4065,NA())","v":"SHUM"},{"$f":"IF($E4066=DataInput!$B4065,DataInput!D4065,NA())","v":"HUMMOCKS"},{"$f":"IF($E4066=DataInput!$B4065,DataInput!E4065,NA())","v":"SAPN"},{"$f":"IF($E4066=DataInput!$B4065,DataInput!F4065,NA())","v":"Winter"},{"$f":"IF($E4066=DataInput!$B4065,DataInput!G4065,NA())","v":"Non-Coincident"},{"$f":"IF($E4066=DataInput!$B4065,DataInput!H4065,NA())","v":2017},{"$f":"IF($E4066=DataInput!$B4065,DataInput!I4065,NA())","v":"poe10"},{"$f":"IF($E4066=DataInput!$B4065,DataInput!J4065,NA())","v":11.41225},{"$f":"IF($E4066=DataInput!$B4065,DataInput!K4065,NA())","v":0.84144405447624204},null,null,"SA HUMMOCKS",null,null,null,null,false,null,null,{"$error":"#N/A"},{"$error":"#N/A"},{"$error":"#N/A"},{"$error":"#N/A"},{"$error":"#N/A"},{"$error":"#N/A"},{"$error":"#N/A"},{"$error":"#N/A"},{"$error":"#N/A"},{"$error":"#N/A"}]
[null,{"$f":"IF(DataInput!B4096=$B$8,IF($B$9=$B$10,TRUE,IF(DataInput!E4096=$B$9,TRUE,FALSE)))","v":true},null,null,{"$f":"IF(B4097=TRUE,DataInput!B4096,NA())","v":"SA"},{"$f":"IF($E4097=DataInput!$B4096,DataInput!C4096,NA())","v":"SGSSNN"},{"$f":"IF($E4097=DataInput!$B4096,DataInput!D4096,NA())","v":"SNUGGERY INDUSTRIAL"},{"$f":"IF($E4097=DataInput!$B4096,DataInput!E4096,NA())","v":"SAPN"},{"$f":"IF($E4097=DataInput!$B4096,DataInput!F4096,NA())","v":"Summer"},{"$f":"IF($E4097=DataInput!$B4096,DataInput!G4096,NA())","v":"Non-Coincident"},{"$f":"IF($E4097=DataInput!$B4096,DataInput!H4096,NA())","v":2022},{"$f":"IF($E4097=DataInput!$B4096,DataInput!I4096,NA())","v":"poe50"},{"$f":"IF($E4097=DataInput!$B4096,DataInput!J4096,NA())","v":20.930947},{"$f":"IF($E4097=DataInput!$B4096,DataInput!K4096,NA())","v":0.71796826379217604},null,null,"SA SNUGGERY INDUSTRIAL",null,null,null,null,false,null,null,{"$error":"#N/A"},{"$error":"#N/A"},{"$error":"#N/A"},{"$error":"#N/A"},{"$error":"#N/A"},{"$error":"#N/A"},{"$error":"#N/A"},{"$error":"#N/A"},{"$error":"#N/A"},{"$error":"#N/A"}]
[null,{"$f":"IF(DataInput!B4126=$B$8,IF($B$9=$B$10,TRUE,IF(DataInput!E4126=$B$9,TRUE,FALSE)))","v":true},null,null,{"$f":"IF(B4127=TRUE,DataInput!B4126,NA())","v":"SA"},{"$f":"IF($E4127=DataInput!$B4126,DataInput!C4126,NA())","v":"SGSXSOUT"},{"$f":"IF($E4127=DataInput!$B4126,DataInput!D4126,NA())","v":"SOUTHERN SUBURBS"},{"$f":"IF($E4127=DataInput!$B4126,DataInput!E4126,NA())","v":"SAPN"},{"$f":"IF($E4127=DataInput!$B4126,DataInput!F4126,NA())","v":"Summer"},{"$f":"IF($E4127=DataInput!$B4126,DataInput!G4126,NA())","v":"Non-Coincident"},{"$f":"IF($E4127=DataInput!$B4126,DataInput!H4126,NA())","v":2017},{"$f":"IF($E4127=DataInput!$B4126,DataInput!I4126,NA())","v":"poe50"},{"$f":"IF($E4127=DataInput!$B4126,DataInput!J4126,NA())","v":591.77210000000002},{"$f":"IF($E4127=DataInput!$B4126,DataInput!K4126,NA())","v":0.97608697858517901},null,null,"SA SOUTHERN SUBURBS",null,null,null,null,false,null,null,{"$error":"#N/A"},{"$error":"#N/A"},{"$error":"#N/A"},{"$error":"#N/A"},{"$error":"#N/A"},{"$error":"#N/A"},{"$error":"#N/A"},{"$error":"#N/A"},{"$error":"#N/A"},{"$error":"#N/A"}]
[null,{"$f":"IF(DataInput!B4144=$B$8,IF($B$9=$B$10,TRUE,IF(DataInput!E4144=$B$9,TRUE,FALSE)))","v":true},null,null,{"$f":"IF(B4145=TRUE,DataInput!B4144,NA())","v":"SA"},{"$f":"IF($E4145=DataInput!$B4144,DataInput!C4144,NA())","v":"SGSXSOUT"},{"$f":"IF($E4145=DataInput!$B4144,DataInput!D4144,NA())","v":"SOUTHERN SUBURBS"},{"$f":"IF($E4145=DataInput!$B4144,DataInput!E4144,NA())","v":"SAPN"},{"$f":"IF($E4145=DataInput!$B4144,DataInput!F4144,NA())","v":"Winter"},{"$f":"IF($E4145=DataInput!$B4144,DataInput!G4144,NA())","v":"Non-Coincident"},{"$f":"IF($E4145=DataInput!$B4144,DataInput!H4144,NA())","v":2016},{"$f":"IF($E4145=DataInput!$B4144,DataInput!I4144,NA())","v":"poe50"},{"$f":"IF($E4145=DataInput!$B4144,DataInput!J4144,NA())","v":484.71440000000001},{"$f":"IF($E4145=DataInput!$B4144,DataInput!K4144,NA())","v":0.989154015534083},null,null,"SA SOUTHERN SUBURBS",null,null,null,null,false,null,null,{"$error":"#N/A"},{"$error":"#N/A"},{"$error":"#N/A"},{"$error":"#N/A"},{"$error":"#N/A"},{"$error":"#N/A"},{"$error":"#N/A"},{"$error":"#N/A"},{"$error":"#N/A"},{"$error":"#N/A"}]
[null,{"$f":"IF(DataInput!B4162=$B$8,IF($B$9=$B$10,TRUE,IF(DataInput!E4162=$B$9,TRUE,FALSE)))","v":true},null,null,{"$f":"IF(B4163=TRUE,DataInput!B4162,NA())","v":"SA"},{"$f":"IF($E4163=DataInput!$B4162,DataInput!C4162,NA())","v":"SGSXWEST"},{"$f":"IF($E4163=DataInput!$B4162,DataInput!D4162,NA())","v":"WESTERN SUBURBS"},{"$f":"IF($E4163=DataInput!$B4162,DataInput!E4162,NA())","v":"SAPN"},{"$f":"IF($E4163=DataInput!$B4162,DataInput!F4162,NA())","v":"Summer"},{"$f":"IF($E4163=DataInput!$B4162,DataInput!G4162,NA())","v":"Non-Coincident"},{"$f":"IF($E4163=DataInput!$B4162,DataInput!H4162,NA())","v":2015},{"$f":"IF($E4163=DataInput!$B4162,DataInput!I4162,NA())","v":"poe50"},{"$f":"IF($E4163=DataInput!$B4162,DataInput!J4162,NA())","v":407.03230000000002},{"$f":"IF($E4163=DataInput!$B4162,DataInput!K4162,NA())","v":0.96304464424869396},null,null,"SA WESTERN SUBURBS",null,null,null,null,false,null,null,{"$error":"#N/A"},{"$error":"#N/A"},{"$error":"#N/A"},{"$error":"#N/A"},{"$error":"#N/A"},{"$error":"#N/A"},{"$error":"#N/A"},{"$error":"#N/A"},{"$error":"#N/A"},{"$error":"#N/A"}]
[null,{"$f":"IF(DataInput!B4193=$B$8,IF($B$9=$B$10,TRUE,IF(DataInput!E4193=$B$9,TRUE,FALSE)))","v":true},null,null,{"$f":"IF(B4194=TRUE,DataInput!B4193,NA())","v":"SA"},{"$f":"IF($E4194=DataInput!$B4193,DataInput!C4193,NA())","v":"SGSXWEST"},{"$f":"IF($E4194=DataInput!$B4193,DataInput!D4193,NA())","v":"WESTERN SUBURBS"},{"$f":"IF($E4194=DataInput!$B4193,DataInput!E4193,NA())","v":"SAPN"},{"$f":"IF($E4194=DataInput!$B4193,DataInput!F4193,NA())","v":"Winter"},{"$f":"IF($E4194=DataInput!$B4193,DataInput!G4193,NA())","v":"Non-Coincident"},{"$f":"IF($E4194=DataInput!$B4193,DataInput!H4193,NA())","v":2021},{"$f":"IF($E4194=DataInput!$B4193,DataInput!I4193,NA())","v":"poe10"},{"$f":"IF($E4194=DataInput!$B4193,DataInput!J4193,NA())","v":370.54450000000003},{"$f":"IF($E4194=DataInput!$B4193,DataInput!K4193,NA())","v":0.93378061921336397},null,null,"SA WESTERN SUBURBS",null,null,null,null,false,null,null,{"$error":"#N/A"},{"$error":"#N/A"},{"$error":"#N/A"},{"$error":"#N/A"},{"$error":"#N/A"},{"$error":"#N/A"},{"$error":"#N/A"},{"$error":"#N/A"},{"$error":"#N/A"},{"$error":"#N/A"}]
[null,{"$f":"IF(DataInput!B4221=$B$8,IF($B$9=$B$10,TRUE,IF(DataInput!E4221=$B$9,TRUE,FALSE)))","v":true},null,null,{"$f":"IF(B4222=TRUE,DataInput!B4221,NA())","v":"SA"},{"$f":"IF($E4222=DataInput!$B4221,DataInput!C4221,NA())","v":"SISSPN"},{"$f":"IF($E4222=DataInput!$B4221,DataInput!D4221,NA())","v":"STONY POINT"},{"$f":"IF($E4222=DataInput!$B4221,DataInput!E4221,NA())","v":"SAPN"},{"$f":"IF($E4222=DataInput!$B4221,DataInput!F4221,NA())","v":"Winter"},{"$f":"IF($E4222=DataInput!$B4221,DataInput!G4221,NA())","v":"Non-Coincident"},{"$f":"IF($E4222=DataInput!$B4221,DataInput!H4221,NA())","v":2015},{"$f":"IF($E4222=DataInput!$B4221,DataInput!I4221,NA())","v":"poe10"},{"$f":"IF($E4222=DataInput!$B4221,DataInput!J4221,NA())","v":5.9461630000000001E-2},{"$f":"IF($E4222=DataInput!$B4221,DataInput!K4221,NA())","v":0.55615162388822903},null,null,"SA STONY POINT",null,null,null,null,false,null,null,{"$error":"#N/A"},{"$error":"#N/A"},{"$error":"#N/A"},{"$error":"#N/A"},{"$error":"#N/A"},{"$error":"#N/A"},{"$error":"#N/A"},{"$error":"#N/A"},{"$error":"#N/A"},{"$error":"#N/A"}]
[null,{"$f":"IF(DataInput!B4270=$B$8,IF($B$9=$B$10,TRUE,IF(DataInput!E4270=$B$9,TRUE,FALSE)))","v":true},null,null,{"$f":"IF(B4271=TRUE,DataInput!B4270,NA())","v":"SA"},{"$f":"IF($E4271=DataInput!$B4270,DataInput!C4270,NA())","v":"SXNORT"},{"$f":"IF($E4271=DataInput!$B4270,DataInput!D4270,NA())","v":"NORTHERN"},{"$f":"IF($E4271=DataInput!$B4270,DataInput!E4270,NA())","v":"SAPN"},{"$f":"IF($E4271=DataInput!$B4270,DataInput!F4270,NA())","v":"Winter"},{"$f":"IF($E4271=DataInput!$B4270,DataInput!G4270,NA())","v":"Non-Coincident"},{"$f":"IF($E4271=DataInput!$B4270,DataInput!H4270,NA())","v":2019},{"$f":"IF($E4271=DataInput!$B4270,DataInput!I4270,NA())","v":"poe50"},{"$f":"IF($E4271=DataInput!$B4270,DataInput!J4270,NA())","v":219.57570000000001},{"$f":"IF($E4271=DataInput!$B4270,DataInput!K4270,NA())","v":0.98618630568517796},null,null,"SA NORTHERN",null,null,null,null,false,null,null,{"$error":"#N/A"},{"$error":"#N/A"},{"$error":"#N/A"},{"$error":"#N/A"},{"$error":"#N/A"},{"$error":"#N/A"},{"$error":"#N/A"},{"$error":"#N/A"},{"$error":"#N/A"},{"$error":"#N/A"}]
[null,{"$f":"IF(DataInput!B4301=$B$8,IF($B$9=$B$10,TRUE,IF(DataInput!E4301=$B$9,TRUE,FALSE)))","v":true},null,null,{"$f":"IF(B4302=TRUE,DataInput!B4301,NA())","v":"SA"},{"$f":"IF($E4302=DataInput!$B4301,DataInput!C4301,NA())","v":"SXPPIR"},{"$f":"IF($E4302=DataInput!$B4301,DataInput!D4301,NA())","v":"PORT PIRIE SYSTEM"},{"$f":"IF($E4302=DataInput!$B4301,DataInput!E4301,NA())","v":"SAPN"},{"$f":"IF($E4302=DataInput!$B4301,DataInput!F4301,NA())","v":"Winter"},{"$f":"IF($E4302=DataInput!$B4301,DataInput!G4301,NA())","v":"Non-Coincident"},{"$f":"IF($E4302=DataInput!$B4301,DataInput!H4301,NA())","v":2015},{"$f":"IF($E4302=DataInput!$B4301,DataInput!I4301,NA())","v":"poe10"},{"$f":"IF($E4302=DataInput!$B4301,DataInput!J4301,NA())","v":45.565950000000001},{"$f":"IF($E4302=DataInput!$B4301,DataInput!K4301,NA())","v":0.96428557027630701},null,null,"SA PORT PIRIE SYSTEM",null,null,null,null,false,null,null,{"$error":"#N/A"},{"$error":"#N/A"},{"$error":"#N/A"},{"$error":"#N/A"},{"$error":"#N/A"},{"$error":"#N/A"},{"$error":"#N/A"},{"$error":"#N/A"},{"$error":"#N/A"},{"$error":"#N/A"}]
[null,{"$f":"IF(DataInput!B4332=$B$8,IF($B$9=$B$10,TRUE,IF(DataInput!E4332=$B$9,TRUE,FALSE)))","v":true},null,null,{"$f":"IF(B4333=TRUE,DataInput!B4332,NA())","v":"SA"},{"$f":"IF($E4333=DataInput!$B4332,DataInput!C4332,NA())","v":"SXWYAL"},{"$f":"IF($E4333=DataInput!$B4332,DataInput!D4332,NA())","v":"WHYALLA CENTRAL/TERMINAL"},{"$f":"IF($E4333=DataInput!$B4332,DataInput!E4332,NA())","v":"SAPN"},{"$f":"IF($E4333=DataInput!$B4332,DataInput!F4332,NA())","v":"Summer"},{"$f":"IF($E4333=DataInput!$B4332,DataInput!G4332,NA())","v":"Non-Coincident"},{"$f":"IF($E4333=DataInput!$B4332,DataInput!H4332,NA())","v":2020},{"$f":"IF($E4333=DataInput!$B4332,DataInput!I4332,NA())","v":"poe50"},{"$f":"IF($E4333=DataInput!$B4332,DataInput!J4332,NA())","v":69.401759999999996},{"$f":"IF($E4333=DataInput!$B4332,DataInput!K4332,NA())","v":0.73426333818279499},null,null,"SA WHYALLA CENTRAL/TERMINAL",null,null,null,null,false,null,null,{"$error":"#N/A"},{"$error":"#N/A"},{"$error":"#N/A"},{"$error":"#N/A"},{"$error":"#N/A"},{"$error":"#N/A"},{"$error":"#N/A"},{"$error":"#N/A"},{"$error":"#N/A"},{"$error":"#N/A"}]
[null,{"$f":"IF(DataInput!B4348=$B$8,IF($B$9=$B$10,TRUE,IF(DataInput!E4348=$B$9,TRUE,FALSE)))","v":true},null,null,{"$f":"IF(B4349=TRUE,DataInput!B4348,NA())","v":"SA"},{"$f":"IF($E4349=DataInput!$B4348,DataInput!C4348,NA())","v":"SXWYAL"},{"$f":"IF($E4349=DataInput!$B4348,DataInput!D4348,NA())","v":"WHYALLA CENTRAL/TERMINAL"},{"$f":"IF($E4349=DataInput!$B4348,DataInput!E4348,NA())","v":"SAPN"},{"$f":"IF($E4349=DataInput!$B4348,DataInput!F4348,NA())","v":"Winter"},{"$f":"IF($E4349=DataInput!$B4348,DataInput!G4348,NA())","v":"Non-Coincident"},{"$f":"IF($E4349=DataInput!$B4348,DataInput!H4348,NA())","v":2018},{"$f":"IF($E4349=DataInput!$B4348,DataInput!I4348,NA())","v":"poe50"},{"$f":"IF($E4349=DataInput!$B4348,DataInput!J4348,NA())","v":50.098820000000003},{"$f":"IF($E4349=DataInput!$B4348,DataInput!K4348,NA())","v":0.68523010967982201},null,null,"SA WHYALLA CENTRAL/TERMINAL",null,null,null,null,false,null,null,{"$error":"#N/A"},{"$f":"IF($V4349=TRUE,F4349,NA())","v":{"$error":"#N/A"}},{"$f":"IF($V4349=TRUE,G4349,NA())","v":{"$error":"#N/A"}},{"$f":"IF($V4349=TRUE,H4349,NA())","v":{"$error":"#N/A"}},{"$f":"IF($V4349=TRUE,I4349,NA())","v":{"$error":"#N/A"}},{"$f":"IF($V4349=TRUE,J4349,NA())","v":{"$error":"#N/A"}},{"$f":"IF($V4349=TRUE,K4349,NA())","v":{"$error":"#N/A"}},{"$f":"IF($V4349=TRUE,L4349,NA())","v":{"$error":"#N/A"}},{"$f":"IF($V4349=TRUE,M4349,NA())","v":{"$error":"#N/A"}},{"$f":"IF($V4349=TRUE,N4349,NA())","v":{"$error":"#N/A"}}]
[null,{"$f":"IF(DataInput!B4380=$B$8,IF($B$9=$B$10,TRUE,IF(DataInput!E4380=$B$9,TRUE,FALSE)))","v":true},null,null,{"$f":"IF(B4381=TRUE,DataInput!B4380,NA())","v":"SA"},{"$f":"IF($E4381=DataInput!$B4380,DataInput!C4380,NA())","v":"SKAD"},{"$f":"IF($E4381=DataInput!$B4380,DataInput!D4380,NA())","v":"KADINA EAST"},{"$f":"IF($E4381=DataInput!$B4380,DataInput!E4380,NA())","v":"SAPN"},{"$f":"IF($E4381=DataInput!$B4380,DataInput!F4380,NA())","v":"Summer"},{"$f":"IF($E4381=DataInput!$B4380,DataInput!G4380,NA())","v":"Non-Coincident"},{"$f":"IF($E4381=DataInput!$B4380,DataInput!H4380,NA())","v":2024},{"$f":"IF($E4381=DataInput!$B4380,DataInput!I4380,NA())","v":"poe50"},{"$f":"IF($E4381=DataInput!$B4380,DataInput!J4380,NA())","v":27.533449999999998},{"$f":"IF($E4381=DataInput!$B4380,DataInput!K4380,NA())","v":0.93198667502636801},null,null,"SA KADINA EAST",null,null,null,null,false,null,null,{"$error":"#N/A"},{"$error":"#N/A"},{"$error":"#N/A"},{"$error":"#N/A"},{"$error":"#N/A"},{"$error":"#N/A"},{"$error":"#N/A"},{"$error":"#N/A"},{"$error":"#N/A"},{"$error":"#N/A"}]
[null,{"$f":"IF(DataInput!B4398=$B$8,IF($B$9=$B$10,TRUE,IF(DataInput!E4398=$B$9,TRUE,FALSE)))","v":true},null,null,{"$f":"IF(B4399=TRUE,DataInput!B4398,NA())","v":"SA"},{"$f":"IF($E4399=DataInput!$B4398,DataInput!C4398,NA())","v":"SKAD"},{"$f":"IF($E4399=DataInput!$B4398,DataInput!D4398,NA())","v":"KADINA EAST"},{"$f":"IF($E4399=DataInput!$B4398,DataInput!E4398,NA())","v":"SAPN"},{"$f":"IF($E4399=DataInput!$B4398,DataInput!F4398,NA())","v":"Winter"},{"$f":"IF($E4399=DataInput!$B4398,DataInput!G4398,NA())","v":"Non-Coincident"},{"$f":"IF($E4399=DataInput!$B4398,DataInput!H4398,NA())","v":2023},{"$f":"IF($E4399=DataInput!$B4398,DataInput!I4398,NA())","v":"poe50"},{"$f":"IF($E4399=DataInput!$B4398,DataInput!J4398,NA())","v":18.400559999999999},{"$f":"IF($E4399=DataInput!$B4398,DataInput!K4398,NA())","v":0.94968862631085704},null,null,"SA KADINA EAST",null,null,null,null,false,null,null,{"$error":"#N/A"},{"$error":"#N/A"},{"$error":"#N/A"},{"$error":"#N/A"},{"$error":"#N/A"},{"$error":"#N/A"},{"$error":"#N/A"},{"$error":"#N/A"},{"$error":"#N/A"},{"$error":"#N/A"}]
[null,{"$f":"IF(DataInput!B4429=$B$8,IF($B$9=$B$10,TRUE,IF(DataInput!E4429=$B$9,TRUE,FALSE)))","v":true},null,null,{"$f":"IF(B4430=TRUE,DataInput!B4429,NA())","v":"SA"},{"$f":"IF($E4430=DataInput!$B4429,DataInput!C4429,NA())","v":"SKAN"},{"$f":"IF($E4430=DataInput!$B4429,DataInput!D4429,NA())","v":"KANMANTOO"},{"$f":"IF($E4430=DataInput!$B4429,DataInput!E4429,NA())","v":"SAPN"},{"$f":"IF($E4430=DataInput!$B4429,DataInput!F4429,NA())","v":"Winter"},{"$f":"IF($E4430=DataInput!$B4429,DataInput!G4429,NA())","v":"Non-Coincident"},{"$f":"IF($E4430=DataInput!$B4429,DataInput!H4429,NA())","v":2019},{"$f":"IF($E4430=DataInput!$B4429,DataInput!I4429,NA())","v":"poe10"},{"$f":"IF($E4430=DataInput!$B4429,DataInput!J4429,NA())","v":1.504758},{"$f":"IF($E4430=DataInput!$B4429,DataInput!K4429,NA())","v":0.82078961777780901},null,null,"SA KANMANTOO",null,null,null,null,false,null,null,{"$error":"#N/A"},{"$error":"#N/A"},{"$error":"#N/A"},{"$error":"#N/A"},{"$error":"#N/A"},{"$error":"#N/A"},{"$error":"#N/A"},{"$error":"#N/A"},{"$error":"#N/A"},{"$error":"#N/A"}]
[null,{"$f":"IF(DataInput!B4471=$B$8,IF($B$9=$B$10,TRUE,IF(DataInput!E4471=$B$9,TRUE,FALSE)))","v":true},null,null,{"$f":"IF(B4472=TRUE,DataInput!B4471,NA())","v":"SA"},{"$f":"IF($E4472=DataInput!$B4471,DataInput!C4471,NA())","v":"SKNC"},{"$f":"IF($E4472=DataInput!$B4471,DataInput!D4471,NA())","v":"KINCRAIG"},{"$f":"IF($E4472=DataInput!$B4471,DataInput!E4471,NA())","v":"SAPN"},{"$f":"IF($E4472=DataInput!$B4471,DataInput!F4471,NA())","v":"Winter"},{"$f":"IF($E4472=DataInput!$B4471,DataInput!G4471,NA())","v":"Non-Coincident"},{"$f":"IF($E4472=DataInput!$B4471,DataInput!H4471,NA())","v":2020},{"$f":"IF($E4472=DataInput!$B4471,DataInput!I4471,NA())","v":"poe10"},{"$f":"IF($E4472=DataInput!$B4471,DataInput!J4471,NA())","v":15.582710000000001},{"$f":"IF($E4472=DataInput!$B4471,DataInput!K4471,NA())","v":0.89936526685944396},null,null,"SA KINCRAIG",null,null,null,null,false,null,null,{"$error":"#N/A"},{"$error":"#N/A"},{"$error":"#N/A"},{"$error":"#N/A"},{"$error":"#N/A"},{"$error":"#N/A"},{"$error":"#N/A"},{"$error":"#N/A"},{"$error":"#N/A"},{"$error":"#N/A"}]
[null,{"$f":"IF(DataInput!B4506=$B$8,IF($B$9=$B$10,TRUE,IF(DataInput!E4506=$B$9,TRUE,FALSE)))","v":true},null,null,{"$f":"IF(B4507=TRUE,DataInput!B4506,NA())","v":"SA"},{"$f":"IF($E4507=DataInput!$B4506,DataInput!C4506,NA())","v":"SLCS"},{"$f":"IF($E4507=DataInput!$B4506,DataInput!D4506,NA())","v":"LEIGH CREEK SOUTH"},{"$f":"IF($E4507=DataInput!$B4506,DataInput!E4506,NA())","v":"SAPN"},{"$f":"IF($E4507=DataInput!$B4506,DataInput!F4506,NA())","v":"Winter"},{"$f":"IF($E4507=DataInput!$B4506,DataInput!G4506,NA())","v":"Non-Coincident"},{"$f":"IF($E4507=DataInput!$B4506,DataInput!H4506,NA())","v":2017},{"$f":"IF($E4507=DataInput!$B4506,DataInput!I4506,NA())","v":"poe50"},{"$f":"IF($E4507=DataInput!$B4506,DataInput!J4506,NA())","v":1.432105},{"$f":"IF($E4507=DataInput!$B4506,DataInput!K4506,NA())","v":0.87702273543307796},null,null,"SA LEIGH CREEK SOUTH",null,null,null,null,false,null,null,{"$error":"#N/A"},{"$error":"#N/A"},{"$error":"#N/A"},{"$error":"#N/A"},{"$error":"#N/A"},{"$error":"#N/A"},{"$error":"#N/A"},{"$error":"#N/A"},{"$error":"#N/A"},{"$error":"#N/A"}]
[null,{"$f":"IF(DataInput!B4508=$B$8,IF($B$9=$B$10,TRUE,IF(DataInput!E4508=$B$9,TRUE,FALSE)))","v":true},null,null,{"$f":"IF(B4509=TRUE,DataInput!B4508,NA())","v":"SA"},{"$f":"IF($E4509=DataInput!$B4508,DataInput!C4508,NA())","v":"SLCS"},{"$f":"IF($E4509=DataInput!$B4508,DataInput!D4508,NA())","v":"LEIGH CREEK SOUTH"},{"$f":"IF($E4509=DataInput!$B4508,DataInput!E4508,NA())","v":"SAPN"},{"$f":"IF($E4509=DataInput!$B4508,DataInput!F4508,NA())","v":"Winter"},{"$f":"IF($E4509=DataInput!$B4508,DataInput!G4508,NA())","v":"Non-Coincident"},{"$f":"IF($E4509=DataInput!$B4508,DataInput!H4508,NA())","v":2018},{"$f":"IF($E4509=DataInput!$B4508,DataInput!I4508,NA())","v":"poe50"},{"$f":"IF($E4509=DataInput!$B4508,DataInput!J4508,NA())","v":1.4421999999999999},{"$f":"IF($E4509=DataInput!$B4508,DataInput!K4508,NA())","v":0.87702273543307796},null,null,"SA LEIGH CREEK SOUTH",null,null,null,null,false,null,null,{"$error":"#N/A"},{"$error":"#N/A"},{"$error":"#N/A"},{"$error":"#N/A"},{"$error":"#N/A"},{"$error":"#N/A"},{"$error":"#N/A"},{"$error":"#N/A"},{"$error":"#N/A"},{"$error":"#N/A"}]
[null,{"$f":"IF(DataInput!B4539=$B$8,IF($B$9=$B$10,TRUE,IF(DataInput!E4539=$B$9,TRUE,FALSE)))","v":true},null,null,{"$f":"IF(B4540=TRUE,DataInput!B4539,NA())","v":"SA"},{"$f":"IF($E4540=DataInput!$B4539,DataInput!C4539,NA())","v":"SMAN"},{"$f":"IF($E4540=DataInput!$B4539,DataInput!D4539,NA())","v":"MANNUM"},{"$f":"IF($E4540=DataInput!$B4539,DataInput!E4539,NA())","v":"SAPN"},{"$f":"IF($E4540=DataInput!$B4539,DataInput!F4539,NA())","v":"Summer"},{"$f":"IF($E4540=DataInput!$B4539,DataInput!G4539,NA())","v":"Non-Coincident"},{"$f":"IF($E4540=DataInput!$B4539,DataInput!H4539,NA())","v":2024},{"$f":"IF($E4540=DataInput!$B4539,DataInput!I4539,NA())","v":"poe10"},{"$f":"IF($E4540=DataInput!$B4539,DataInput!J4539,NA())","v":11.771559999999999},{"$f":"IF($E4540=DataInput!$B4539,DataInput!K4539,NA())","v":0.73641600728146295},null,null,"SA MANNUM",null,null,null,null,false,null,null,{"$error":"#N/A"},{"$error":"#N/A"},{"$error":"#N/A"},{"$error":"#N/A"},{"$error":"#N/A"},{"$error":"#N/A"},{"$error":"#N/A"},{"$error":"#N/A"},{"$error":"#N/A"},{"$error":"#N/A"}]
[null,{"$f":"IF(DataInput!B4586=$B$8,IF($B$9=$B$10,TRUE,IF(DataInput!E4586=$B$9,TRUE,FALSE)))","v":true},null,null,{"$f":"IF(B4587=TRUE,DataInput!B4586,NA())","v":"SA"},{"$f":"IF($E4587=DataInput!$B4586,DataInput!C4586,NA())","v":"SMBL"},{"$f":"IF($E4587=DataInput!$B4586,DataInput!D4586,NA())","v":"MOBILONG"},{"$f":"IF($E4587=DataInput!$B4586,DataInput!E4586,NA())","v":"SAPN"},{"$f":"IF($E4587=DataInput!$B4586,DataInput!F4586,NA())","v":"Winter"},{"$f":"IF($E4587=DataInput!$B4586,DataInput!G4586,NA())","v":"Non-Coincident"},{"$f":"IF($E4587=DataInput!$B4586,DataInput!H4586,NA())","v":2017},{"$f":"IF($E4587=DataInput!$B4586,DataInput!I4586,NA())","v":"poe50"},{"$f":"IF($E4587=DataInput!$B4586,DataInput!J4586,NA())","v":31.81268},{"$f":"IF($E4587=DataInput!$B4586,DataInput!K4586,NA())","v":0.96453080959606596},null,null,"SA MOBILONG",null,null,null,null,false,null,null,{"$error":"#N/A"},{"$error":"#N/A"},{"$error":"#N/A"},{"$error":"#N/A"},{"$error":"#N/A"},{"$error":"#N/A"},{"$error":"#N/A"},{"$error":"#N/A"},{"$error":"#N/A"},{"$error":"#N/A"}]
[null,{"$f":"IF(DataInput!B4600=$B$8,IF($B$9=$B$10,TRUE,IF(DataInput!E4600=$B$9,TRUE,FALSE)))","v":true},null,null,{"$f":"IF(B4601=TRUE,DataInput!B4600,NA())","v":"SA"},{"$f":"IF($E4601=DataInput!$B4600,DataInput!C4600,NA())","v":"SMBL"},{"$f":"IF($E4601=DataInput!$B4600,DataInput!D4600,NA())","v":"MOBILONG"},{"$f":"IF($E4601=DataInput!$B4600,DataInput!E4600,NA())","v":"SAPN"},{"$f":"IF($E4601=DataInput!$B4600,DataInput!F4600,NA())","v":"Winter"},{"$f":"IF($E4601=DataInput!$B4600,DataInput!G4600,NA())","v":"Non-Coincident"},{"$f":"IF($E4601=DataInput!$B4600,DataInput!H4600,NA())","v":2024},{"$f":"IF($E4601=DataInput!$B4600,DataInput!I4600,NA())","v":"poe50"},{"$f":"IF($E4601=DataInput!$B4600,DataInput!J4600,NA())","v":36.863900000000001},{"$f":"IF($E4601=DataInput!$B4600,DataInput!K4600,NA())","v":0.96453080959606596},null,null,"SA MOBILONG",null,null,null,null,false,null,null,{"$error":"#N/A"},{"$error":"#N/A"},{"$error":"#N/A"},{"$error":"#N/A"},{"$error":"#N/A"},{"$error":"#N/A"},{"$error":"#N/A"},{"$error":"#N/A"},{"$error":"#N/A"},{"$error":"#N/A"}]
[null,{"$f":"IF(DataInput!B4634=$B$8,IF($B$9=$B$10,TRUE,IF(DataInput!E4634=$B$9,TRUE,FALSE)))","v":true},null,null,{"$f":"IF(B4635=TRUE,DataInput!B4634,NA())","v":"SA"},{"$f":"IF($E4635=DataInput!$B4634,DataInput!C4634,NA())","v":"SMGA"},{"$f":"IF($E4635=DataInput!$B4634,DataInput!D4634,NA())","v":"MT GAMBIER"},{"$f":"IF($E4635=DataInput!$B4634,DataInput!E4634,NA())","v":"SAPN"},{"$f":"IF($E4635=DataInput!$B4634,DataInput!F4634,NA())","v":"Winter"},{"$f":"IF($E4635=DataInput!$B4634,DataInput!G4634,NA())","v":"Non-Coincident"},{"$f":"IF($E4635=DataInput!$B4634,DataInput!H4634,NA())","v":2021},{"$f":"IF($E4635=DataInput!$B4634,DataInput!I4634,NA())","v":"poe50"},{"$f":"IF($E4635=DataInput!$B4634,DataInput!J4634,NA())","v":22.77684},{"$f":"IF($E4635=DataInput!$B4634,DataInput!K4634,NA())","v":0.76322540727128896},null,null,"SA MT GAMBIER",null,null,null,null,false,null,null,{"$error":"#N/A"},{"$error":"#N/A"},{"$error":"#N/A"},{"$error":"#N/A"},{"$error":"#N/A"},{"$error":"#N/A"},{"$error":"#N/A"},{"$error":"#N/A"},{"$error":"#N/A"},{"$error":"#N/A"}]
[null,{"$f":"IF(DataInput!B4665=$B$8,IF($B$9=$B$10,TRUE,IF(DataInput!E4665=$B$9,TRUE,FALSE)))","v":true},null,null,{"$f":"IF(B4666=TRUE,DataInput!B4665,NA())","v":"SA"},{"$f":"IF($E4666=DataInput!$B4665,DataInput!C4665,NA())","v":"SMGU"},{"$f":"IF($E4666=DataInput!$B4665,DataInput!D4665,NA())","v":"MT GUNSON"},{"$f":"IF($E4666=DataInput!$B4665,DataInput!E4665,NA())","v":"SAPN"},{"$f":"IF($E4666=DataInput!$B4665,DataInput!F4665,NA())","v":"Winter"},{"$f":"IF($E4666=DataInput!$B4665,DataInput!G4665,NA())","v":"Non-Coincident"},{"$f":"IF($E4666=DataInput!$B4665,DataInput!H4665,NA())","v":2017},{"$f":"IF($E4666=DataInput!$B4665,DataInput!I4665,NA())","v":"poe10"},{"$f":"IF($E4666=DataInput!$B4665,DataInput!J4665,NA())","v":0.16881550000000001},{"$f":"IF($E4666=DataInput!$B4665,DataInput!K4665,NA())","v":0.44339289115959601},null,null,"SA MT GUNSON",null,null,null,null,false,null,null,{"$error":"#N/A"},{"$error":"#N/A"},{"$error":"#N/A"},{"$error":"#N/A"},{"$error":"#N/A"},{"$error":"#N/A"},{"$error":"#N/A"},{"$error":"#N/A"},{"$error":"#N/A"},{"$error":"#N/A"}]
[null,{"$f":"IF(DataInput!B4696=$B$8,IF($B$9=$B$10,TRUE,IF(DataInput!E4696=$B$9,TRUE,FALSE)))","v":true},null,null,{"$f":"IF(B4697=TRUE,DataInput!B4696,NA())","v":"SA"},{"$f":"IF($E4697=DataInput!$B4696,DataInput!C4696,NA())","v":"SNEU"},{"$f":"IF($E4697=DataInput!$B4696,DataInput!D4696,NA())","v":"NEUROODLA"},{"$f":"IF($E4697=DataInput!$B4696,DataInput!E4696,NA())","v":"SAPN"},{"$f":"IF($E4697=DataInput!$B4696,DataInput!F4696,NA())","v":"Summer"},{"$f":"IF($E4697=DataInput!$B4696,DataInput!G4696,NA())","v":"Non-Coincident"},{"$f":"IF($E4697=DataInput!$B4696,DataInput!H4696,NA())","v":2022},{"$f":"IF($E4697=DataInput!$B4696,DataInput!I4696,NA())","v":"poe50"},{"$f":"IF($E4697=DataInput!$B4696,DataInput!J4696,NA())","v":0.85234279999999996},{"$f":"IF($E4697=DataInput!$B4696,DataInput!K4696,NA())","v":0.84599760311037697},null,null,"SA NEUROODLA",null,null,null,null,false,null,null,{"$error":"#N/A"},{"$error":"#N/A"},{"$error":"#N/A"},{"$error":"#N/A"},{"$error":"#N/A"},{"$error":"#N/A"},{"$error":"#N/A"},{"$error":"#N/A"},{"$error":"#N/A"},{"$error":"#N/A"}]
[null,{"$f":"IF(DataInput!B4727=$B$8,IF($B$9=$B$10,TRUE,IF(DataInput!E4727=$B$9,TRUE,FALSE)))","v":true},null,null,{"$f":"IF(B4728=TRUE,DataInput!B4727,NA())","v":"SA"},{"$f":"IF($E4728=DataInput!$B4727,DataInput!C4727,NA())","v":"SNWB"},{"$f":"IF($E4728=DataInput!$B4727,DataInput!D4727,NA())","v":"NORTH WEST BEND"},{"$f":"IF($E4728=DataInput!$B4727,DataInput!E4727,NA())","v":"SAPN"},{"$f":"IF($E4728=DataInput!$B4727,DataInput!F4727,NA())","v":"Summer"},{"$f":"IF($E4728=DataInput!$B4727,DataInput!G4727,NA())","v":"Non-Coincident"},{"$f":"IF($E4728=DataInput!$B4727,DataInput!H4727,NA())","v":2018},{"$f":"IF($E4728=DataInput!$B4727,DataInput!I4727,NA())","v":"poe10"},{"$f":"IF($E4728=DataInput!$B4727,DataInput!J4727,NA())","v":28.110130000000002},{"$f":"IF($E4728=DataInput!$B4727,DataInput!K4727,NA())","v":0.71454297448287996},null,null,"SA NORTH WEST BEND",null,null,null,null,false,null,null,{"$error":"#N/A"},{"$error":"#N/A"},{"$error":"#N/A"},{"$error":"#N/A"},{"$error":"#N/A"},{"$error":"#N/A"},{"$error":"#N/A"},{"$error":"#N/A"},{"$error":"#N/A"},{"$error":"#N/A"}]
[null,{"$f":"IF(DataInput!B4744=$B$8,IF($B$9=$B$10,TRUE,IF(DataInput!E4744=$B$9,TRUE,FALSE)))","v":true},null,null,{"$f":"IF(B4745=TRUE,DataInput!B4744,NA())","v":"SA"},{"$f":"IF($E4745=DataInput!$B4744,DataInput!C4744,NA())","v":"SNWB"},{"$f":"IF($E4745=DataInput!$B4744,DataInput!D4744,NA())","v":"NORTH WEST BEND"},{"$f":"IF($E4745=DataInput!$B4744,DataInput!E4744,NA())","v":"SAPN"},{"$f":"IF($E4745=DataInput!$B4744,DataInput!F4744,NA())","v":"Winter"},{"$f":"IF($E4745=DataInput!$B4744,DataInput!G4744,NA())","v":"Non-Coincident"},{"$f":"IF($E4745=DataInput!$B4744,DataInput!H4744,NA())","v":2016},{"$f":"IF($E4745=DataInput!$B4744,DataInput!I4744,NA())","v":"poe50"},{"$f":"IF($E4745=DataInput!$B4744,DataInput!J4744,NA())","v":11.565899999999999},{"$f":"IF($E4745=DataInput!$B4744,DataInput!K4744,NA())","v":0.69532530801321402},null,null,"SA NORTH WEST BEND",null,null,null,null,false,null,null,{"$error":"#N/A"},{"$error":"#N/A"},{"$error":"#N/A"},{"$error":"#N/A"},{"$error":"#N/A"},{"$error":"#N/A"},{"$error":"#N/A"},{"$error":"#N/A"},{"$error":"#N/A"},{"$error":"#N/A"}]
[null,{"$f":"IF(DataInput!B4791=$B$8,IF($B$9=$B$10,TRUE,IF(DataInput!E4791=$B$9,TRUE,FALSE)))","v":true},null,null,{"$f":"IF(B4792=TRUE,DataInput!B4791,NA())","v":"SA"},{"$f":"IF($E4792=DataInput!$B4791,DataInput!C4791,NA())","v":"SPEN"},{"$f":"IF($E4792=DataInput!$B4791,DataInput!D4791,NA())","v":"PENOLA WEST"},{"$f":"IF($E4792=DataInput!$B4791,DataInput!E4791,NA())","v":"SAPN"},{"$f":"IF($E4792=DataInput!$B4791,DataInput!F4791,NA())","v":"Winter"},{"$f":"IF($E4792=DataInput!$B4791,DataInput!G4791,NA())","v":"Non-Coincident"},{"$f":"IF($E4792=DataInput!$B4791,DataInput!H4791,NA())","v":2020},{"$f":"IF($E4792=DataInput!$B4791,DataInput!I4791,NA())","v":"poe10"},{"$f":"IF($E4792=DataInput!$B4791,DataInput!J4791,NA())","v":5.0935499999999996},{"$f":"IF($E4792=DataInput!$B4791,DataInput!K4791,NA())","v":0.87313057899928703},null,null,"SA PENOLA WEST",null,null,null,null,false,null,null,{"$error":"#N/A"},{"$error":"#N/A"},{"$error":"#N/A"},{"$error":"#N/A"},{"$error":"#N/A"},{"$error":"#N/A"},{"$error":"#N/A"},{"$error":"#N/A"},{"$error":"#N/A"},{"$error":"#N/A"}]
[null,{"$f":"IF(DataInput!B4822=$B$8,IF($B$9=$B$10,TRUE,IF(DataInput!E4822=$B$9,TRUE,FALSE)))","v":true},null,null,{"$f":"IF(B4823=TRUE,DataInput!B4822,NA())","v":"SA"},{"$f":"IF($E4823=DataInput!$B4822,DataInput!C4822,NA())","v":"SPLN"},{"$f":"IF($E4823=DataInput!$B4822,DataInput!D4822,NA())","v":"PORT LINCOLN TERMINAL"},{"$f":"IF($E4823=DataInput!$B4822,DataInput!E4822,NA())","v":"SAPN"},{"$f":"IF($E4823=DataInput!$B4822,DataInput!F4822,NA())","v":"Winter"},{"$f":"IF($E4823=DataInput!$B4822,DataInput!G4822,NA())","v":"Non-Coincident"},{"$f":"IF($E4823=DataInput!$B4822,DataInput!H4822,NA())","v":2015},{"$f":"IF($E4823=DataInput!$B4822,DataInput!I4822,NA())","v":"poe50"},{"$f":"IF($E4823=DataInput!$B4822,DataInput!J4822,NA())","v":30.341080000000002},{"$f":"IF($E4823=DataInput!$B4822,DataInput!K4822,NA())","v":0.94179461392631103},null,null,"SA PORT LINCOLN TERMINAL",null,null,null,null,false,null,null,{"$error":"#N/A"},{"$error":"#N/A"},{"$error":"#N/A"},{"$error":"#N/A"},{"$error":"#N/A"},{"$error":"#N/A"},{"$error":"#N/A"},{"$error":"#N/A"},{"$error":"#N/A"},{"$error":"#N/A"}]
[null,{"$f":"IF(DataInput!B4850=$B$8,IF($B$9=$B$10,TRUE,IF(DataInput!E4850=$B$9,TRUE,FALSE)))","v":true},null,null,{"$f":"IF(B4851=TRUE,DataInput!B4850,NA())","v":"SA"},{"$f":"IF($E4851=DataInput!$B4850,DataInput!C4850,NA())","v":"SSNR"},{"$f":"IF($E4851=DataInput!$B4850,DataInput!D4850,NA())","v":"SNUGGERY RURAL"},{"$f":"IF($E4851=DataInput!$B4850,DataInput!E4850,NA())","v":"SAPN"},{"$f":"IF($E4851=DataInput!$B4850,DataInput!F4850,NA())","v":"Summer"},{"$f":"IF($E4851=DataInput!$B4850,DataInput!G4850,NA())","v":"Non-Coincident"},{"$f":"IF($E4851=DataInput!$B4850,DataInput!H4850,NA())","v":2019},{"$f":"IF($E4851=DataInput!$B4850,DataInput!I4850,NA())","v":"poe50"},{"$f":"IF($E4851=DataInput!$B4850,DataInput!J4850,NA())","v":12.091329999999999},{"$f":"IF($E4851=DataInput!$B4850,DataInput!K4850,NA())","v":0.63848816147268095},null,null,"SA SNUGGERY RURAL",null,null,null,null,false,null,null,{"$error":"#N/A"},{"$error":"#N/A"},{"$error":"#N/A"},{"$error":"#N/A"},{"$error":"#N/A"},{"$error":"#N/A"},{"$error":"#N/A"},{"$error":"#N/A"},{"$error":"#N/A"},{"$error":"#N/A"}]
[null,{"$f":"IF(DataInput!B4870=$B$8,IF($B$9=$B$10,TRUE,IF(DataInput!E4870=$B$9,TRUE,FALSE)))","v":true},null,null,{"$f":"IF(B4871=TRUE,DataInput!B4870,NA())","v":"SA"},{"$f":"IF($E4871=DataInput!$B4870,DataInput!C4870,NA())","v":"SSNR"},{"$f":"IF($E4871=DataInput!$B4870,DataInput!D4870,NA())","v":"SNUGGERY RURAL"},{"$f":"IF($E4871=DataInput!$B4870,DataInput!E4870,NA())","v":"SAPN"},{"$f":"IF($E4871=DataInput!$B4870,DataInput!F4870,NA())","v":"Winter"},{"$f":"IF($E4871=DataInput!$B4870,DataInput!G4870,NA())","v":"Non-Coincident"},{"$f":"IF($E4871=DataInput!$B4870,DataInput!H4870,NA())","v":2019},{"$f":"IF($E4871=DataInput!$B4870,DataInput!I4870,NA())","v":"poe50"},{"$f":"IF($E4871=DataInput!$B4870,DataInput!J4870,NA())","v":10.770770000000001},{"$f":"IF($E4871=DataInput!$B4870,DataInput!K4870,NA())","v":0.79847742451589099},null,null,"SA SNUGGERY RURAL",null,null,null,null,false,null,null,{"$error":"#N/A"},{"$error":"#N/A"},{"$error":"#N/A"},{"$error":"#N/A"},{"$error":"#N/A"},{"$error":"#N/A"},{"$error":"#N/A"},{"$error":"#N/A"},{"$error":"#N/A"},{"$error":"#N/A"}]
[null,{"$f":"IF(DataInput!B4901=$B$8,IF($B$9=$B$10,TRUE,IF(DataInput!E4901=$B$9,TRUE,FALSE)))","v":true},null,null,{"$f":"IF(B4902=TRUE,DataInput!B4901,NA())","v":"SA"},{"$f":"IF($E4902=DataInput!$B4901,DataInput!C4901,NA())","v":"STAL"},{"$f":"IF($E4902=DataInput!$B4901,DataInput!D4901,NA())","v":"TAILEM BEND"},{"$f":"IF($E4902=DataInput!$B4901,DataInput!E4901,NA())","v":"SAPN"},{"$f":"IF($E4902=DataInput!$B4901,DataInput!F4901,NA())","v":"Winter"},{"$f":"IF($E4902=DataInput!$B4901,DataInput!G4901,NA())","v":"Non-Coincident"},{"$f":"IF($E4902=DataInput!$B4901,DataInput!H4901,NA())","v":2015},{"$f":"IF($E4902=DataInput!$B4901,DataInput!I4901,NA())","v":"poe10"},{"$f":"IF($E4902=DataInput!$B4901,DataInput!J4901,NA())","v":16.33906},{"$f":"IF($E4902=DataInput!$B4901,DataInput!K4901,NA())","v":0.85113174110690504},null,null,"SA TAILEM BEND",null,null,null,null,false,null,null,{"$error":"#N/A"},{"$error":"#N/A"},{"$error":"#N/A"},{"$error":"#N/A"},{"$error":"#N/A"},{"$error":"#N/A"},{"$error":"#N/A"},{"$error":"#N/A"},{"$error":"#N/A"},{"$error":"#N/A"}]
[null,{"$f":"IF(DataInput!B4932=$B$8,IF($B$9=$B$10,TRUE,IF(DataInput!E4932=$B$9,TRUE,FALSE)))","v":true},null,null,{"$f":"IF(B4933=TRUE,DataInput!B4932,NA())","v":"SA"},{"$f":"IF($E4933=DataInput!$B4932,DataInput!C4932,NA())","v":"STEM"},{"$f":"IF($E4933=DataInput!$B4932,DataInput!D4932,NA())","v":"TEMPLERS"},{"$f":"IF($E4933=DataInput!$B4932,DataInput!E4932,NA())","v":"SAPN"},{"$f":"IF($E4933=DataInput!$B4932,DataInput!F4932,NA())","v":"Summer"},{"$f":"IF($E4933=DataInput!$B4932,DataInput!G4932,NA())","v":"Non-Coincident"},{"$f":"IF($E4933=DataInput!$B4932,DataInput!H4932,NA())","v":2020},{"$f":"IF($E4933=DataInput!$B4932,DataInput!I4932,NA())","v":"poe50"},{"$f":"IF($E4933=DataInput!$B4932,DataInput!J4932,NA())","v":30.43581},{"$f":"IF($E4933=DataInput!$B4932,DataInput!K4932,NA())","v":0.94061025617836902},null,null,"SA TEMPLERS",null,null,null,null,false,null,null,{"$error":"#N/A"},{"$error":"#N/A"},{"$error":"#N/A"},{"$error":"#N/A"},{"$error":"#N/A"},{"$error":"#N/A"},{"$error":"#N/A"},{"$error":"#N/A"},{"$error":"#N/A"},{"$error":"#N/A"}]
[null,{"$f":"IF(DataInput!B4949=$B$8,IF($B$9=$B$10,TRUE,IF(DataInput!E4949=$B$9,TRUE,FALSE)))","v":true},null,null,{"$f":"IF(B4950=TRUE,DataInput!B4949,NA())","v":"SA"},{"$f":"IF($E4950=DataInput!$B4949,DataInput!C4949,NA())","v":"STEM"},{"$f":"IF($E4950=DataInput!$B4949,DataInput!D4949,NA())","v":"TEMPLERS"},{"$f":"IF($E4950=DataInput!$B4949,DataInput!E4949,NA())","v":"SAPN"},{"$f":"IF($E4950=DataInput!$B4949,DataInput!F4949,NA())","v":"Winter"},{"$f":"IF($E4950=DataInput!$B4949,DataInput!G4949,NA())","v":"Non-Coincident"},{"$f":"IF($E4950=DataInput!$B4949,DataInput!H4949,NA())","v":2019},{"$f":"IF($E4950=DataInput!$B4949,DataInput!I4949,NA())","v":"poe10"},{"$f":"IF($E4950=DataInput!$B4949,DataInput!J4949,NA())","v":27.14986},{"$f":"IF($E4950=DataInput!$B4949,DataInput!K4949,NA())","v":0.96306440158694395},null,null,"SA TEMPLERS",null,null,null,null,false,null,null,{"$error":"#N/A"},{"$error":"#N/A"},{"$error":"#N/A"},{"$error":"#N/A"},{"$error":"#N/A"},{"$error":"#N/A"},{"$error":"#N/A"},{"$error":"#N/A"},{"$error":"#N/A"},{"$error":"#N/A"}]
[null,{"$f":"IF(DataInput!B4980=$B$8,IF($B$9=$B$10,TRUE,IF(DataInput!E4980=$B$9,TRUE,FALSE)))","v":true},null,null,{"$f":"IF(B4981=TRUE,DataInput!B4980,NA())","v":"SA"},{"$f":"IF($E4981=DataInput!$B4980,DataInput!C4980,NA())","v":"SWAT"},{"$f":"IF($E4981=DataInput!$B4980,DataInput!D4980,NA())","v":"WATERLOO"},{"$f":"IF($E4981=DataInput!$B4980,DataInput!E4980,NA())","v":"SAPN"},{"$f":"IF($E4981=DataInput!$B4980,DataInput!F4980,NA())","v":"Summer"},{"$f":"IF($E4981=DataInput!$B4980,DataInput!G4980,NA())","v":"Non-Coincident"},{"$f":"IF($E4981=DataInput!$B4980,DataInput!H4980,NA())","v":2024},{"$f":"IF($E4981=DataInput!$B4980,DataInput!I4980,NA())","v":"poe50"},{"$f":"IF($E4981=DataInput!$B4980,DataInput!J4980,NA())","v":6.4507370000000002},{"$f":"IF($E4981=DataInput!$B4980,DataInput!K4980,NA())","v":0.95753132404700403},null,null,"SA WATERLOO",null,null,null,null,false,null,null,{"$error":"#N/A"},{"$error":"#N/A"},{"$error":"#N/A"},{"$error":"#N/A"},{"$error":"#N/A"},{"$error":"#N/A"},{"$error":"#N/A"},{"$error":"#N/A"},{"$error":"#N/A"},{"$error":"#N/A"}]
[null,{"$f":"IF(DataInput!B4998=$B$8,IF($B$9=$B$10,TRUE,IF(DataInput!E4998=$B$9,TRUE,FALSE)))","v":true},null,null,{"$f":"IF(B4999=TRUE,DataInput!B4998,NA())","v":"SA"},{"$f":"IF($E4999=DataInput!$B4998,DataInput!C4998,NA())","v":"SWAT"},{"$f":"IF($E4999=DataInput!$B4998,DataInput!D4998,NA())","v":"WATERLOO"},{"$f":"IF($E4999=DataInput!$B4998,DataInput!E4998,NA())","v":"SAPN"},{"$f":"IF($E4999=DataInput!$B4998,DataInput!F4998,NA())","v":"Winter"},{"$f":"IF($E4999=DataInput!$B4998,DataInput!G4998,NA())","v":"Non-Coincident"},{"$f":"IF($E4999=DataInput!$B4998,DataInput!H4998,NA())","v":2023},{"$f":"IF($E4999=DataInput!$B4998,DataInput!I4998,NA())","v":"poe50"},{"$f":"IF($E4999=DataInput!$B4998,DataInput!J4998,NA())","v":6.9343110000000001},{"$f":"IF($E4999=DataInput!$B4998,DataInput!K4998,NA())","v":0.96590443827102601},null,null,"SA WATERLOO",null,null,null,null,false,null,null,{"$error":"#N/A"},{"$error":"#N/A"},{"$error":"#N/A"},{"$error":"#N/A"},{"$error":"#N/A"},{"$error":"#N/A"},{"$error":"#N/A"},{"$error":"#N/A"},{"$error":"#N/A"},{"$error":"#N/A"}]
[null,{"$f":"IF(DataInput!B5029=$B$8,IF($B$9=$B$10,TRUE,IF(DataInput!E5029=$B$9,TRUE,FALSE)))","v":true},null,null,{"$f":"IF(B5030=TRUE,DataInput!B5029,NA())","v":"SA"},{"$f":"IF($E5030=DataInput!$B5029,DataInput!C5029,NA())","v":"SWUD"},{"$f":"IF($E5030=DataInput!$B5029,DataInput!D5029,NA())","v":"WUDINNA"},{"$f":"IF($E5030=DataInput!$B5029,DataInput!E5029,NA())","v":"SAPN"},{"$f":"IF($E5030=DataInput!$B5029,DataInput!F5029,NA())","v":"Winter"},{"$f":"IF($E5030=DataInput!$B5029,DataInput!G5029,NA())","v":"Non-Coincident"},{"$f":"IF($E5030=DataInput!$B5029,DataInput!H5029,NA())","v":2019},{"$f":"IF($E5030=DataInput!$B5029,DataInput!I5029,NA())","v":"poe10"},{"$f":"IF($E5030=DataInput!$B5029,DataInput!J5029,NA())","v":12.55476},{"$f":"IF($E5030=DataInput!$B5029,DataInput!K5029,NA())","v":0.89399486228109803},null,null,"SA WUDINNA",null,null,null,null,false,null,null,{"$error":"#N/A"},{"$error":"#N/A"},{"$error":"#N/A"},{"$error":"#N/A"},{"$error":"#N/A"},{"$error":"#N/A"},{"$error":"#N/A"},{"$error":"#N/A"},{"$error":"#N/A"},{"$error":"#N/A"}]
[null,{"$f":"IF(DataInput!B5072=$B$8,IF($B$9=$B$10,TRUE,IF(DataInput!E5072=$B$9,TRUE,FALSE)))","v":true},null,null,{"$f":"IF(B5073=TRUE,DataInput!B5072,NA())","v":"SA"},{"$f":"IF($E5073=DataInput!$B5072,DataInput!C5072,NA())","v":"SXADEL"},{"$f":"IF($E5073=DataInput!$B5072,DataInput!D5072,NA())","v":"ADELAIDE CENTRAL"},{"$f":"IF($E5073=DataInput!$B5072,DataInput!E5072,NA())","v":"SAPN"},{"$f":"IF($E5073=DataInput!$B5072,DataInput!F5072,NA())","v":"Winter"},{"$f":"IF($E5073=DataInput!$B5072,DataInput!G5072,NA())","v":"Non-Coincident"},{"$f":"IF($E5073=DataInput!$B5072,DataInput!H5072,NA())","v":2020},{"$f":"IF($E5073=DataInput!$B5072,DataInput!I5072,NA())","v":"poe50"},{"$f":"IF($E5073=DataInput!$B5072,DataInput!J5072,NA())","v":124.1473},{"$f":"IF($E5073=DataInput!$B5072,DataInput!K5072,NA())","v":0.67416075411079202},null,null,"SA ADELAIDE CENTRAL",null,null,null,null,true,null,null,"SA","SXADEL","ADELAIDE CENTRAL","SAPN","Winter","Non-Coincident",2020,"poe50",124.1473,0.67416075411079202]
[null,{"$f":"IF(DataInput!B5106=$B$8,IF($B$9=$B$10,TRUE,IF(DataInput!E5106=$B$9,TRUE,FALSE)))","v":true},null,null,{"$f":"IF(B5107=TRUE,DataInput!B5106,NA())","v":"SA"},{"$f":"IF($E5107=DataInput!$B5106,DataInput!C5106,NA())","v":"SXBARK"},{"$f":"IF($E5107=DataInput!$B5106,DataInput!D5106,NA())","v":"MT BARKER/MT BARKER STH"},{"$f":"IF($E5107=DataInput!$B5106,DataInput!E5106,NA())","v":"SAPN"},{"$f":"IF($E5107=DataInput!$B5106,DataInput!F5106,NA())","v":"Winter"},{"$f":"IF($E5107=DataInput!$B5106,DataInput!G5106,NA())","v":"Non-Coincident"},{"$f":"IF($E5107=DataInput!$B5106,DataInput!H5106,NA())","v":2017},{"$f":"IF($E5107=DataInput!$B5106,DataInput!I5106,NA())","v":"poe50"},{"$f":"IF($E5107=DataInput!$B5106,DataInput!J5106,NA())","v":86.78031},{"$f":"IF($E5107=DataInput!$B5106,DataInput!K5106,NA())","v":0.91453859137601601},null,null,"SA MT BARKER/MT BARKER STH",null,null,null,null,false,null,null,{"$error":"#N/A"},{"$error":"#N/A"},{"$error":"#N/A"},{"$error":"#N/A"},{"$error":"#N/A"},{"$error":"#N/A"},{"$error":"#N/A"},{"$error":"#N/A"},{"$error":"#N/A"},{"$error":"#N/A"}]
[null,{"$f":"IF(DataInput!B5137=$B$8,IF($B$9=$B$10,TRUE,IF(DataInput!E5137=$B$9,TRUE,FALSE)))","v":true},null,null,{"$f":"IF(B5138=TRUE,DataInput!B5137,NA())","v":"SA"},{"$f":"IF($E5138=DataInput!$B5137,DataInput!C5137,NA())","v":"SXBERR"},{"$f":"IF($E5138=DataInput!$B5137,DataInput!D5137,NA())","v":"BERRI"},{"$f":"IF($E5138=DataInput!$B5137,DataInput!E5137,NA())","v":"SAPN"},{"$f":"IF($E5138=DataInput!$B5137,DataInput!F5137,NA())","v":"Summer"},{"$f":"IF($E5138=DataInput!$B5137,DataInput!G5137,NA())","v":"Non-Coincident"},{"$f":"IF($E5138=DataInput!$B5137,DataInput!H5137,NA())","v":2023},{"$f":"IF($E5138=DataInput!$B5137,DataInput!I5137,NA())","v":"poe10"},{"$f":"IF($E5138=DataInput!$B5137,DataInput!J5137,NA())","v":88.868799999999993},{"$f":"IF($E5138=DataInput!$B5137,DataInput!K5137,NA())","v":0.94195891496691697},null,null,"SA BERRI",null,null,null,null,false,null,null,{"$error":"#N/A"},{"$error":"#N/A"},{"$error":"#N/A"},{"$error":"#N/A"},{"$error":"#N/A"},{"$error":"#N/A"},{"$error":"#N/A"},{"$error":"#N/A"},{"$error":"#N/A"},{"$error":"#N/A"}]
[null,{"$f":"IF(DataInput!B5155=$B$8,IF($B$9=$B$10,TRUE,IF(DataInput!E5155=$B$9,TRUE,FALSE)))","v":true},null,null,{"$f":"IF(B5156=TRUE,DataInput!B5155,NA())","v":"SA"},{"$f":"IF($E5156=DataInput!$B5155,DataInput!C5155,NA())","v":"SXBERR"},{"$f":"IF($E5156=DataInput!$B5155,DataInput!D5155,NA())","v":"BERRI"},{"$f":"IF($E5156=DataInput!$B5155,DataInput!E5155,NA())","v":"SAPN"},{"$f":"IF($E5156=DataInput!$B5155,DataInput!F5155,NA())","v":"Winter"},{"$f":"IF($E5156=DataInput!$B5155,DataInput!G5155,NA())","v":"Non-Coincident"},{"$f":"IF($E5156=DataInput!$B5155,DataInput!H5155,NA())","v":2022},{"$f":"IF($E5156=DataInput!$B5155,DataInput!I5155,NA())","v":"poe10"},{"$f":"IF($E5156=DataInput!$B5155,DataInput!J5155,NA())","v":58.211069999999999},{"$f":"IF($E5156=DataInput!$B5155,DataInput!K5155,NA())","v":0.92996315124916495},null,null,"SA BERRI",null,null,null,null,false,null,null,{"$error":"#N/A"},{"$error":"#N/A"},{"$error":"#N/A"},{"$error":"#N/A"},{"$error":"#N/A"},{"$error":"#N/A"},{"$error":"#N/A"},{"$error":"#N/A"},{"$error":"#N/A"},{"$error":"#N/A"}]
[null,{"$f":"IF(DataInput!B5171=$B$8,IF($B$9=$B$10,TRUE,IF(DataInput!E5171=$B$9,TRUE,FALSE)))","v":true},null,null,{"$f":"IF(B5172=TRUE,DataInput!B5171,NA())","v":"SA"},{"$f":"IF($E5172=DataInput!$B5171,DataInput!C5171,NA())","v":"SXBLAN"},{"$f":"IF($E5172=DataInput!$B5171,DataInput!D5171,NA())","v":"BLANCHE"},{"$f":"IF($E5172=DataInput!$B5171,DataInput!E5171,NA())","v":"SAPN"},{"$f":"IF($E5172=DataInput!$B5171,DataInput!F5171,NA())","v":"Summer"},{"$f":"IF($E5172=DataInput!$B5171,DataInput!G5171,NA())","v":"Non-Coincident"},{"$f":"IF($E5172=DataInput!$B5171,DataInput!H5171,NA())","v":2020},{"$f":"IF($E5172=DataInput!$B5171,DataInput!I5171,NA())","v":"poe10"},{"$f":"IF($E5172=DataInput!$B5171,DataInput!J5171,NA())","v":34.063310000000001},{"$f":"IF($E5172=DataInput!$B5171,DataInput!K5171,NA())","v":0.87627055615648697},null,null,"SA BLANCHE",null,null,null,null,false,null,null,{"$error":"#N/A"},{"$error":"#N/A"},{"$error":"#N/A"},{"$error":"#N/A"},{"$error":"#N/A"},{"$error":"#N/A"},{"$error":"#N/A"},{"$error":"#N/A"},{"$error":"#N/A"},{"$error":"#N/A"}]
[null,{"$f":"IF(DataInput!B5216=$B$8,IF($B$9=$B$10,TRUE,IF(DataInput!E5216=$B$9,TRUE,FALSE)))","v":true},null,null,{"$f":"IF(B5217=TRUE,DataInput!B5216,NA())","v":"SA"},{"$f":"IF($E5217=DataInput!$B5216,DataInput!C5216,NA())","v":"SYAD"},{"$f":"IF($E5217=DataInput!$B5216,DataInput!D5216,NA())","v":"YADNARIE"},{"$f":"IF($E5217=DataInput!$B5216,DataInput!E5216,NA())","v":"SAPN"},{"$f":"IF($E5217=DataInput!$B5216,DataInput!F5216,NA())","v":"Summer"},{"$f":"IF($E5217=DataInput!$B5216,DataInput!G5216,NA())","v":"Non-Coincident"},{"$f":"IF($E5217=DataInput!$B5216,DataInput!H5216,NA())","v":2022},{"$f":"IF($E5217=DataInput!$B5216,DataInput!I5216,NA())","v":"poe50"},{"$f":"IF($E5217=DataInput!$B5216,DataInput!J5216,NA())","v":7.1301220000000001},{"$f":"IF($E5217=DataInput!$B5216,DataInput!K5216,NA())","v":0.82162721039480102},null,null,"SA YADNARIE",null,null,null,null,false,null,null,{"$error":"#N/A"},{"$error":"#N/A"},{"$error":"#N/A"},{"$error":"#N/A"},{"$error":"#N/A"},{"$error":"#N/A"},{"$error":"#N/A"},{"$error":"#N/A"},{"$error":"#N/A"},{"$error":"#N/A"}]
[null,{"$f":"IF(DataInput!B5234=$B$8,IF($B$9=$B$10,TRUE,IF(DataInput!E5234=$B$9,TRUE,FALSE)))","v":true},null,null,{"$f":"IF(B5235=TRUE,DataInput!B5234,NA())","v":"SA"},{"$f":"IF($E5235=DataInput!$B5234,DataInput!C5234,NA())","v":"SYAD"},{"$f":"IF($E5235=DataInput!$B5234,DataInput!D5234,NA())","v":"YADNARIE"},{"$f":"IF($E5235=DataInput!$B5234,DataInput!E5234,NA())","v":"SAPN"},{"$f":"IF($E5235=DataInput!$B5234,DataInput!F5234,NA())","v":"Winter"},{"$f":"IF($E5235=DataInput!$B5234,DataInput!G5234,NA())","v":"Non-Coincident"},{"$f":"IF($E5235=DataInput!$B5234,DataInput!H5234,NA())","v":2021},{"$f":"IF($E5235=DataInput!$B5234,DataInput!I5234,NA())","v":"poe50"},{"$f":"IF($E5235=DataInput!$B5234,DataInput!J5234,NA())","v":6.6837499999999999},{"$f":"IF($E5235=DataInput!$B5234,DataInput!K5234,NA())","v":0.91088815504886},null,null,"SA YADNARIE",null,null,null,null,false,null,null,{"$error":"#N/A"},{"$error":"#N/A"},{"$error":"#N/A"},{"$error":"#N/A"},{"$error":"#N/A"},{"$error":"#N/A"},{"$error":"#N/A"},{"$error":"#N/A"},{"$error":"#N/A"},{"$error":"#N/A"}]
[null,{"$f":"IF(DataInput!B5265=$B$8,IF($B$9=$B$10,TRUE,IF(DataInput!E5265=$B$9,TRUE,FALSE)))","v":true},null,null,{"$f":"IF(B5266=TRUE,DataInput!B5265,NA())","v":"SA"},{"$f":"IF($E5266=DataInput!$B5265,DataInput!C5265,NA())","v":"SANC"},{"$f":"IF($E5266=DataInput!$B5265,DataInput!D5265,NA())","v":"ANGAS CREEK"},{"$f":"IF($E5266=DataInput!$B5265,DataInput!E5265,NA())","v":"SAPN"},{"$f":"IF($E5266=DataInput!$B5265,DataInput!F5265,NA())","v":"Winter"},{"$f":"IF($E5266=DataInput!$B5265,DataInput!G5265,NA())","v":"Coincident"},{"$f":"IF($E5266=DataInput!$B5265,DataInput!H5265,NA())","v":2017},{"$f":"IF($E5266=DataInput!$B5265,DataInput!I5265,NA())","v":"poe10"},{"$f":"IF($E5266=DataInput!$B5265,DataInput!J5265,NA())","v":15.8458967370669},{"$f":"IF($E5266=DataInput!$B5265,DataInput!K5265,NA())","v":0.94500932436317797},null,null,"SA ANGAS CREEK",null,null,null,null,false,null,null,{"$error":"#N/A"},{"$error":"#N/A"},{"$error":"#N/A"},{"$error":"#N/A"},{"$error":"#N/A"},{"$error":"#N/A"},{"$error":"#N/A"},{"$error":"#N/A"},{"$error":"#N/A"},{"$error":"#N/A"}]
[null,{"$f":"IF(DataInput!B5294=$B$8,IF($B$9=$B$10,TRUE,IF(DataInput!E5294=$B$9,TRUE,FALSE)))","v":true},null,null,{"$f":"IF(B5295=TRUE,DataInput!B5294,NA())","v":"SA"},{"$f":"IF($E5295=DataInput!$B5294,DataInput!C5294,NA())","v":"SARW"},{"$f":"IF($E5295=DataInput!$B5294,DataInput!D5294,NA())","v":"ARDROSSAN WEST"},{"$f":"IF($E5295=DataInput!$B5294,DataInput!E5294,NA())","v":"SAPN"},{"$f":"IF($E5295=DataInput!$B5294,DataInput!F5294,NA())","v":"Summer"},{"$f":"IF($E5295=DataInput!$B5294,DataInput!G5294,NA())","v":"Coincident"},{"$f":"IF($E5295=DataInput!$B5294,DataInput!H5294,NA())","v":2021},{"$f":"IF($E5295=DataInput!$B5294,DataInput!I5294,NA())","v":"poe50"},{"$f":"IF($E5295=DataInput!$B5294,DataInput!J5294,NA())","v":6.9332807416381197},{"$f":"IF($E5295=DataInput!$B5294,DataInput!K5294,NA())","v":0.88753301254234696},null,null,"SA ARDROSSAN WEST",null,null,null,null,false,null,null,{"$error":"#N/A"},{"$error":"#N/A"},{"$error":"#N/A"},{"$error":"#N/A"},{"$error":"#N/A"},{"$error":"#N/A"},{"$error":"#N/A"},{"$error":"#N/A"},{"$error":"#N/A"},{"$error":"#N/A"}]
[null,{"$f":"IF(DataInput!B5313=$B$8,IF($B$9=$B$10,TRUE,IF(DataInput!E5313=$B$9,TRUE,FALSE)))","v":true},null,null,{"$f":"IF(B5314=TRUE,DataInput!B5313,NA())","v":"SA"},{"$f":"IF($E5314=DataInput!$B5313,DataInput!C5313,NA())","v":"SARW"},{"$f":"IF($E5314=DataInput!$B5313,DataInput!D5313,NA())","v":"ARDROSSAN WEST"},{"$f":"IF($E5314=DataInput!$B5313,DataInput!E5313,NA())","v":"SAPN"},{"$f":"IF($E5314=DataInput!$B5313,DataInput!F5313,NA())","v":"Winter"},{"$f":"IF($E5314=DataInput!$B5313,DataInput!G5313,NA())","v":"Coincident"},{"$f":"IF($E5314=DataInput!$B5313,DataInput!H5313,NA())","v":2021},{"$f":"IF($E5314=DataInput!$B5313,DataInput!I5313,NA())","v":"poe10"},{"$f":"IF($E5314=DataInput!$B5313,DataInput!J5313,NA())","v":6.4389475366305202},{"$f":"IF($E5314=DataInput!$B5313,DataInput!K5313,NA())","v":0.87987495626005396},null,null,"SA ARDROSSAN WEST",null,null,null,null,false,null,null,{"$error":"#N/A"},{"$error":"#N/A"},{"$error":"#N/A"},{"$error":"#N/A"},{"$error":"#N/A"},{"$error":"#N/A"},{"$error":"#N/A"},{"$error":"#N/A"},{"$error":"#N/A"},{"$error":"#N/A"}]
[null,{"$f":"IF(DataInput!B5344=$B$8,IF($B$9=$B$10,TRUE,IF(DataInput!E5344=$B$9,TRUE,FALSE)))","v":true},null,null,{"$f":"IF(B5345=TRUE,DataInput!B5344,NA())","v":"SA"},{"$f":"IF($E5345=DataInput!$B5344,DataInput!C5344,NA())","v":"SBAC"},{"$f":"IF($E5345=DataInput!$B5344,DataInput!D5344,NA())","v":"BACK CALLINGTON"},{"$f":"IF($E5345=DataInput!$B5344,DataInput!E5344,NA())","v":"ElectraNet"},{"$f":"IF($E5345=DataInput!$B5344,DataInput!F5344,NA())","v":"Winter"},{"$f":"IF($E5345=DataInput!$B5344,DataInput!G5344,NA())","v":"Coincident"},{"$f":"IF($E5345=DataInput!$B5344,DataInput!H5344,NA())","v":2016},{"$f":"IF($E5345=DataInput!$B5344,DataInput!I5344,NA())","v":"poe50"},{"$f":"IF($E5345=DataInput!$B5344,DataInput!J5344,NA())","v":"NA"},{"$f":"IF($E5345=DataInput!$B5344,DataInput!K5344,NA())","v":0.59226914405131803},null,null,"SA BACK CALLINGTON",null,null,null,null,false,null,null,{"$error":"#N/A"},{"$error":"#N/A"},{"$error":"#N/A"},{"$error":"#N/A"},{"$error":"#N/A"},{"$error":"#N/A"},{"$error":"#N/A"},{"$error":"#N/A"},{"$error":"#N/A"},{"$error":"#N/A"}]
[null,{"$f":"IF(DataInput!B5391=$B$8,IF($B$9=$B$10,TRUE,IF(DataInput!E5391=$B$9,TRUE,FALSE)))","v":true},null,null,{"$f":"IF(B5392=TRUE,DataInput!B5391,NA())","v":"SA"},{"$f":"IF($E5392=DataInput!$B5391,DataInput!C5391,NA())","v":"SBAR"},{"$f":"IF($E5392=DataInput!$B5391,DataInput!D5391,NA())","v":"BAROOTA"},{"$f":"IF($E5392=DataInput!$B5391,DataInput!E5391,NA())","v":"SAPN"},{"$f":"IF($E5392=DataInput!$B5391,DataInput!F5391,NA())","v":"Winter"},{"$f":"IF($E5392=DataInput!$B5391,DataInput!G5391,NA())","v":"Coincident"},{"$f":"IF($E5392=DataInput!$B5391,DataInput!H5391,NA())","v":2020},{"$f":"IF($E5392=DataInput!$B5391,DataInput!I5391,NA())","v":"poe10"},{"$f":"IF($E5392=DataInput!$B5391,DataInput!J5391,NA())","v":6.3080048704731997},{"$f":"IF($E5392=DataInput!$B5391,DataInput!K5391,NA())","v":0.95981387139681595},null,null,"SA BAROOTA",null,null,null,null,false,null,null,{"$error":"#N/A"},{"$error":"#N/A"},{"$error":"#N/A"},{"$error":"#N/A"},{"$error":"#N/A"},{"$error":"#N/A"},{"$error":"#N/A"},{"$error":"#N/A"},{"$error":"#N/A"},{"$error":"#N/A"}]
[null,{"$f":"IF(DataInput!B5421=$B$8,IF($B$9=$B$10,TRUE,IF(DataInput!E5421=$B$9,TRUE,FALSE)))","v":true},null,null,{"$f":"IF(B5422=TRUE,DataInput!B5421,NA())","v":"SA"},{"$f":"IF($E5422=DataInput!$B5421,DataInput!C5421,NA())","v":"SBRK"},{"$f":"IF($E5422=DataInput!$B5421,DataInput!D5421,NA())","v":"BRINKWORTH"},{"$f":"IF($E5422=DataInput!$B5421,DataInput!E5421,NA())","v":"SAPN"},{"$f":"IF($E5422=DataInput!$B5421,DataInput!F5421,NA())","v":"Winter"},{"$f":"IF($E5422=DataInput!$B5421,DataInput!G5421,NA())","v":"Coincident"},{"$f":"IF($E5422=DataInput!$B5421,DataInput!H5421,NA())","v":2015},{"$f":"IF($E5422=DataInput!$B5421,DataInput!I5421,NA())","v":"poe10"},{"$f":"IF($E5422=DataInput!$B5421,DataInput!J5421,NA())","v":3.39244894990009},{"$f":"IF($E5422=DataInput!$B5421,DataInput!K5421,NA())","v":0.835910990945267},null,null,"SA BRINKWORTH",null,null,null,null,false,null,null,{"$error":"#N/A"},{"$error":"#N/A"},{"$error":"#N/A"},{"$error":"#N/A"},{"$error":"#N/A"},{"$error":"#N/A"},{"$error":"#N/A"},{"$error":"#N/A"},{"$error":"#N/A"},{"$error":"#N/A"}]
[null,{"$f":"IF(DataInput!B5452=$B$8,IF($B$9=$B$10,TRUE,IF(DataInput!E5452=$B$9,TRUE,FALSE)))","v":true},null,null,{"$f":"IF(B5453=TRUE,DataInput!B5452,NA())","v":"SA"},{"$f":"IF($E5453=DataInput!$B5452,DataInput!C5452,NA())","v":"SCLN"},{"$f":"IF($E5453=DataInput!$B5452,DataInput!D5452,NA())","v":"CLARE NORTH"},{"$f":"IF($E5453=DataInput!$B5452,DataInput!E5452,NA())","v":"SAPN"},{"$f":"IF($E5453=DataInput!$B5452,DataInput!F5452,NA())","v":"Summer"},{"$f":"IF($E5453=DataInput!$B5452,DataInput!G5452,NA())","v":"Coincident"},{"$f":"IF($E5453=DataInput!$B5452,DataInput!H5452,NA())","v":2020},{"$f":"IF($E5453=DataInput!$B5452,DataInput!I5452,NA())","v":"poe50"},{"$f":"IF($E5453=DataInput!$B5452,DataInput!J5452,NA())","v":10.284246167772899},{"$f":"IF($E5453=DataInput!$B5452,DataInput!K5452,NA())","v":0.96364444383130499},null,null,"SA CLARE NORTH",null,null,null,null,false,null,null,{"$error":"#N/A"},{"$error":"#N/A"},{"$error":"#N/A"},{"$error":"#N/A"},{"$error":"#N/A"},{"$error":"#N/A"},{"$error":"#N/A"},{"$error":"#N/A"},{"$error":"#N/A"},{"$error":"#N/A"}]
[null,{"$f":"IF(DataInput!B5470=$B$8,IF($B$9=$B$10,TRUE,IF(DataInput!E5470=$B$9,TRUE,FALSE)))","v":true},null,null,{"$f":"IF(B5471=TRUE,DataInput!B5470,NA())","v":"SA"},{"$f":"IF($E5471=DataInput!$B5470,DataInput!C5470,NA())","v":"SCLN"},{"$f":"IF($E5471=DataInput!$B5470,DataInput!D5470,NA())","v":"CLARE NORTH"},{"$f":"IF($E5471=DataInput!$B5470,DataInput!E5470,NA())","v":"SAPN"},{"$f":"IF($E5471=DataInput!$B5470,DataInput!F5470,NA())","v":"Winter"},{"$f":"IF($E5471=DataInput!$B5470,DataInput!G5470,NA())","v":"Coincident"},{"$f":"IF($E5471=DataInput!$B5470,DataInput!H5470,NA())","v":2019},{"$f":"IF($E5471=DataInput!$B5470,DataInput!I5470,NA())","v":"poe50"},{"$f":"IF($E5471=DataInput!$B5470,DataInput!J5470,NA())","v":6.8268358053890399},{"$f":"IF($E5471=DataInput!$B5470,DataInput!K5470,NA())","v":0.68088669272059599},null,null,"SA CLARE NORTH",null,null,null,null,false,null,null,{"$error":"#N/A"},{"$error":"#N/A"},{"$error":"#N/A"},{"$error":"#N/A"},{"$error":"#N/A"},{"$error":"#N/A"},{"$error":"#N/A"},{"$error":"#N/A"},{"$error":"#N/A"},{"$error":"#N/A"}]
[null,{"$f":"IF(DataInput!B5501=$B$8,IF($B$9=$B$10,TRUE,IF(DataInput!E5501=$B$9,TRUE,FALSE)))","v":true},null,null,{"$f":"IF(B5502=TRUE,DataInput!B5501,NA())","v":"SA"},{"$f":"IF($E5502=DataInput!$B5501,DataInput!C5501,NA())","v":"SDAL"},{"$f":"IF($E5502=DataInput!$B5501,DataInput!D5501,NA())","v":"DALRYMPLE"},{"$f":"IF($E5502=DataInput!$B5501,DataInput!E5501,NA())","v":"SAPN"},{"$f":"IF($E5502=DataInput!$B5501,DataInput!F5501,NA())","v":"Winter"},{"$f":"IF($E5502=DataInput!$B5501,DataInput!G5501,NA())","v":"Coincident"},{"$f":"IF($E5502=DataInput!$B5501,DataInput!H5501,NA())","v":2015},{"$f":"IF($E5502=DataInput!$B5501,DataInput!I5501,NA())","v":"poe10"},{"$f":"IF($E5502=DataInput!$B5501,DataInput!J5501,NA())","v":5.6436278957276196},{"$f":"IF($E5502=DataInput!$B5501,DataInput!K5501,NA())","v":0.87987424619162602},null,null,"SA DALRYMPLE",null,null,null,null,false,null,null,{"$error":"#N/A"},{"$error":"#N/A"},{"$error":"#N/A"},{"$error":"#N/A"},{"$error":"#N/A"},{"$error":"#N/A"},{"$error":"#N/A"},{"$error":"#N/A"},{"$error":"#N/A"},{"$error":"#N/A"}]
[null,{"$f":"IF(DataInput!B5516=$B$8,IF($B$9=$B$10,TRUE,IF(DataInput!E5516=$B$9,TRUE,FALSE)))","v":true},null,null,{"$f":"IF(B5517=TRUE,DataInput!B5516,NA())","v":"SA"},{"$f":"IF($E5517=DataInput!$B5516,DataInput!C5516,NA())","v":"SDAL"},{"$f":"IF($E5517=DataInput!$B5516,DataInput!D5516,NA())","v":"DALRYMPLE"},{"$f":"IF($E5517=DataInput!$B5516,DataInput!E5516,NA())","v":"SAPN"},{"$f":"IF($E5517=DataInput!$B5516,DataInput!F5516,NA())","v":"Winter"},{"$f":"IF($E5517=DataInput!$B5516,DataInput!G5516,NA())","v":"Coincident"},{"$f":"IF($E5517=DataInput!$B5516,DataInput!H5516,NA())","v":2022},{"$f":"IF($E5517=DataInput!$B5516,DataInput!I5516,NA())","v":"poe50"},{"$f":"IF($E5517=DataInput!$B5516,DataInput!J5516,NA())","v":7.8229490000000004},{"$f":"IF($E5517=DataInput!$B5516,DataInput!K5516,NA())","v":0.87987424619162602},null,null,"SA DALRYMPLE",null,null,null,null,false,null,null,{"$error":"#N/A"},{"$error":"#N/A"},{"$error":"#N/A"},{"$error":"#N/A"},{"$error":"#N/A"},{"$error":"#N/A"},{"$error":"#N/A"},{"$error":"#N/A"},{"$error":"#N/A"},{"$error":"#N/A"}]
[null,{"$f":"IF(DataInput!B5549=$B$8,IF($B$9=$B$10,TRUE,IF(DataInput!E5549=$B$9,TRUE,FALSE)))","v":true},null,null,{"$f":"IF(B5550=TRUE,DataInput!B5549,NA())","v":"SA"},{"$f":"IF($E5550=DataInput!$B5549,DataInput!C5549,NA())","v":"SDAW"},{"$f":"IF($E5550=DataInput!$B5549,DataInput!D5549,NA())","v":"DAVENPORT WEST"},{"$f":"IF($E5550=DataInput!$B5549,DataInput!E5549,NA())","v":"SAPN"},{"$f":"IF($E5550=DataInput!$B5549,DataInput!F5549,NA())","v":"Winter"},{"$f":"IF($E5550=DataInput!$B5549,DataInput!G5549,NA())","v":"Coincident"},{"$f":"IF($E5550=DataInput!$B5549,DataInput!H5549,NA())","v":2019},{"$f":"IF($E5550=DataInput!$B5549,DataInput!I5549,NA())","v":"poe10"},{"$f":"IF($E5550=DataInput!$B5549,DataInput!J5549,NA())","v":19.41253},{"$f":"IF($E5550=DataInput!$B5549,DataInput!K5549,NA())","v":0.88649393385080599},null,null,"SA DAVENPORT WEST",null,null,null,null,false,null,null,{"$error":"#N/A"},{"$error":"#N/A"},{"$error":"#N/A"},{"$error":"#N/A"},{"$error":"#N/A"},{"$error":"#N/A"},{"$error":"#N/A"},{"$error":"#N/A"},{"$error":"#N/A"},{"$error":"#N/A"}]
[null,{"$f":"IF(DataInput!B5580=$B$8,IF($B$9=$B$10,TRUE,IF(DataInput!E5580=$B$9,TRUE,FALSE)))","v":true},null,null,{"$f":"IF(B5581=TRUE,DataInput!B5580,NA())","v":"SA"},{"$f":"IF($E5581=DataInput!$B5580,DataInput!C5580,NA())","v":"SGSDRN"},{"$f":"IF($E5581=DataInput!$B5580,DataInput!D5580,NA())","v":"DORRIEN"},{"$f":"IF($E5581=DataInput!$B5580,DataInput!E5580,NA())","v":"SAPN"},{"$f":"IF($E5581=DataInput!$B5580,DataInput!F5580,NA())","v":"Summer"},{"$f":"IF($E5581=DataInput!$B5580,DataInput!G5580,NA())","v":"Coincident"},{"$f":"IF($E5581=DataInput!$B5580,DataInput!H5580,NA())","v":2024},{"$f":"IF($E5581=DataInput!$B5580,DataInput!I5580,NA())","v":"poe50"},{"$f":"IF($E5581=DataInput!$B5580,DataInput!J5580,NA())","v":43.146709999999999},{"$f":"IF($E5581=DataInput!$B5580,DataInput!K5580,NA())","v":0.82222514726399798},null,null,"SA DORRIEN",null,null,null,null,false,null,null,{"$error":"#N/A"},{"$error":"#N/A"},{"$error":"#N/A"},{"$error":"#N/A"},{"$error":"#N/A"},{"$error":"#N/A"},{"$error":"#N/A"},{"$error":"#N/A"},{"$error":"#N/A"},{"$error":"#N/A"}]
[null,{"$f":"IF(DataInput!B5627=$B$8,IF($B$9=$B$10,TRUE,IF(DataInput!E5627=$B$9,TRUE,FALSE)))","v":true},null,null,{"$f":"IF(B5628=TRUE,DataInput!B5627,NA())","v":"SA"},{"$f":"IF($E5628=DataInput!$B5627,DataInput!C5627,NA())","v":"SGSKET"},{"$f":"IF($E5628=DataInput!$B5627,DataInput!D5627,NA())","v":"KEITH"},{"$f":"IF($E5628=DataInput!$B5627,DataInput!E5627,NA())","v":"SAPN"},{"$f":"IF($E5628=DataInput!$B5627,DataInput!F5627,NA())","v":"Winter"},{"$f":"IF($E5628=DataInput!$B5627,DataInput!G5627,NA())","v":"Coincident"},{"$f":"IF($E5628=DataInput!$B5627,DataInput!H5627,NA())","v":2018},{"$f":"IF($E5628=DataInput!$B5627,DataInput!I5627,NA())","v":"poe10"},{"$f":"IF($E5628=DataInput!$B5627,DataInput!J5627,NA())","v":13.911160000000001},{"$f":"IF($E5628=DataInput!$B5627,DataInput!K5627,NA())","v":0.91675520775293595},null,null,"SA KEITH",null,null,null,null,false,null,null,{"$error":"#N/A"},{"$error":"#N/A"},{"$error":"#N/A"},{"$error":"#N/A"},{"$error":"#N/A"},{"$error":"#N/A"},{"$error":"#N/A"},{"$error":"#N/A"},{"$error":"#N/A"},{"$error":"#N/A"}]
[null,{"$f":"IF(DataInput!B5643=$B$8,IF($B$9=$B$10,TRUE,IF(DataInput!E5643=$B$9,TRUE,FALSE)))","v":true},null,null,{"$f":"IF(B5644=TRUE,DataInput!B5643,NA())","v":"SA"},{"$f":"IF($E5644=DataInput!$B5643,DataInput!C5643,NA())","v":"SGSXEAST"},{"$f":"IF($E5644=DataInput!$B5643,DataInput!D5643,NA())","v":"EASTERN SUBURBS"},{"$f":"IF($E5644=DataInput!$B5643,DataInput!E5643,NA())","v":"SAPN"},{"$f":"IF($E5644=DataInput!$B5643,DataInput!F5643,NA())","v":"Summer"},{"$f":"IF($E5644=DataInput!$B5643,DataInput!G5643,NA())","v":"Coincident"},{"$f":"IF($E5644=DataInput!$B5643,DataInput!H5643,NA())","v":2016},{"$f":"IF($E5644=DataInput!$B5643,DataInput!I5643,NA())","v":"poe10"},{"$f":"IF($E5644=DataInput!$B5643,DataInput!J5643,NA())","v":689.59690000000001},{"$f":"IF($E5644=DataInput!$B5643,DataInput!K5643,NA())","v":0.94626711246550199},null,null,{"$f":"IF(OR(ISERROR(E5644),ISERROR(G5644)),\"  \",E5644&\" \"&G5644)","v":"SA EASTERN SUBURBS"},null,null,null,null,{"$f":"IF(ISERROR(G5644),FALSE,IF($V$9=G5644,TRUE,FALSE))","v":false},null,null,{"$error":"#N/A"},{"$error":"#N/A"},{"$error":"#N/A"},{"$error":"#N/A"},{"$error":"#N/A"},{"$error":"#N/A"},{"$error":"#N/A"},{"$error":"#N/A"},{"$error":"#N/A"},{"$error":"#N/A"}]
[null,{"$f":"IF(DataInput!B5659=$B$8,IF($B$9=$B$10,TRUE,IF(DataInput!E5659=$B$9,TRUE,FALSE)))","v":true},null,null,{"$f":"IF(B5660=TRUE,DataInput!B5659,NA())","v":"SA"},{"$f":"IF($E5660=DataInput!$B5659,DataInput!C5659,NA())","v":"SGSXEAST"},{"$f":"IF($E5660=DataInput!$B5659,DataInput!D5659,NA())","v":"EASTERN SUBURBS"},{"$f":"IF($E5660=DataInput!$B5659,DataInput!E5659,NA())","v":"SAPN"},{"$f":"IF($E5660=DataInput!$B5659,DataInput!F5659,NA())","v":"Summer"},{"$f":"IF($E5660=DataInput!$B5659,DataInput!G5659,NA())","v":"Coincident"},{"$f":"IF($E5660=DataInput!$B5659,DataInput!H5659,NA())","v":2024},{"$f":"IF($E5660=DataInput!$B5659,DataInput!I5659,NA())","v":"poe10"},{"$f":"IF($E5660=DataInput!$B5659,DataInput!J5659,NA())","v":645.88480000000004},{"$f":"IF($E5660=DataInput!$B5659,DataInput!K5659,NA())","v":0.94626711246550199},null,null,"SA EASTERN SUBURBS",null,null,null,null,false,null,null,{"$error":"#N/A"},{"$error":"#N/A"},{"$error":"#N/A"},{"$error":"#N/A"},{"$error":"#N/A"},{"$error":"#N/A"},{"$error":"#N/A"},{"$error":"#N/A"},{"$error":"#N/A"},{"$error":"#N/A"}]
[null,{"$f":"IF(DataInput!B5706=$B$8,IF($B$9=$B$10,TRUE,IF(DataInput!E5706=$B$9,TRUE,FALSE)))","v":true},null,null,{"$f":"IF(B5707=TRUE,DataInput!B5706,NA())","v":"SA"},{"$f":"IF($E5707=DataInput!$B5706,DataInput!C5706,NA())","v":"SHUM"},{"$f":"IF($E5707=DataInput!$B5706,DataInput!D5706,NA())","v":"HUMMOCKS"},{"$f":"IF($E5707=DataInput!$B5706,DataInput!E5706,NA())","v":"SAPN"},{"$f":"IF($E5707=DataInput!$B5706,DataInput!F5706,NA())","v":"Winter"},{"$f":"IF($E5707=DataInput!$B5706,DataInput!G5706,NA())","v":"Coincident"},{"$f":"IF($E5707=DataInput!$B5706,DataInput!H5706,NA())","v":2017},{"$f":"IF($E5707=DataInput!$B5706,DataInput!I5706,NA())","v":"poe50"},{"$f":"IF($E5707=DataInput!$B5706,DataInput!J5706,NA())","v":9.1150870000000008},{"$f":"IF($E5707=DataInput!$B5706,DataInput!K5706,NA())","v":0.84144405447624204},null,null,"SA HUMMOCKS",null,null,null,null,false,null,null,{"$error":"#N/A"},{"$error":"#N/A"},{"$error":"#N/A"},{"$error":"#N/A"},{"$error":"#N/A"},{"$error":"#N/A"},{"$error":"#N/A"},{"$error":"#N/A"},{"$error":"#N/A"},{"$error":"#N/A"}]
[null,{"$f":"IF(DataInput!B5737=$B$8,IF($B$9=$B$10,TRUE,IF(DataInput!E5737=$B$9,TRUE,FALSE)))","v":true},null,null,{"$f":"IF(B5738=TRUE,DataInput!B5737,NA())","v":"SA"},{"$f":"IF($E5738=DataInput!$B5737,DataInput!C5737,NA())","v":"SGSSNN"},{"$f":"IF($E5738=DataInput!$B5737,DataInput!D5737,NA())","v":"SNUGGERY INDUSTRIAL"},{"$f":"IF($E5738=DataInput!$B5737,DataInput!E5737,NA())","v":"SAPN"},{"$f":"IF($E5738=DataInput!$B5737,DataInput!F5737,NA())","v":"Summer"},{"$f":"IF($E5738=DataInput!$B5737,DataInput!G5737,NA())","v":"Coincident"},{"$f":"IF($E5738=DataInput!$B5737,DataInput!H5737,NA())","v":2023},{"$f":"IF($E5738=DataInput!$B5737,DataInput!I5737,NA())","v":"poe10"},{"$f":"IF($E5738=DataInput!$B5737,DataInput!J5737,NA())","v":18.922252199999999},{"$f":"IF($E5738=DataInput!$B5737,DataInput!K5737,NA())","v":0.71796826379217604},null,null,"SA SNUGGERY INDUSTRIAL",null,null,null,null,false,null,null,{"$error":"#N/A"},{"$error":"#N/A"},{"$error":"#N/A"},{"$error":"#N/A"},{"$error":"#N/A"},{"$error":"#N/A"},{"$error":"#N/A"},{"$error":"#N/A"},{"$error":"#N/A"},{"$error":"#N/A"}]
[null,{"$f":"IF(DataInput!B5770=$B$8,IF($B$9=$B$10,TRUE,IF(DataInput!E5770=$B$9,TRUE,FALSE)))","v":true},null,null,{"$f":"IF(B5771=TRUE,DataInput!B5770,NA())","v":"SA"},{"$f":"IF($E5771=DataInput!$B5770,DataInput!C5770,NA())","v":"SGSXSOUT"},{"$f":"IF($E5771=DataInput!$B5770,DataInput!D5770,NA())","v":"SOUTHERN SUBURBS"},{"$f":"IF($E5771=DataInput!$B5770,DataInput!E5770,NA())","v":"SAPN"},{"$f":"IF($E5771=DataInput!$B5770,DataInput!F5770,NA())","v":"Summer"},{"$f":"IF($E5771=DataInput!$B5770,DataInput!G5770,NA())","v":"Coincident"},{"$f":"IF($E5771=DataInput!$B5770,DataInput!H5770,NA())","v":2019},{"$f":"IF($E5771=DataInput!$B5770,DataInput!I5770,NA())","v":"poe50"},{"$f":"IF($E5771=DataInput!$B5770,DataInput!J5770,NA())","v":587.21590000000003},{"$f":"IF($E5771=DataInput!$B5770,DataInput!K5770,NA())","v":0.97608697858517901},null,null,"SA SOUTHERN SUBURBS",null,null,null,null,false,null,null,{"$error":"#N/A"},{"$error":"#N/A"},{"$error":"#N/A"},{"$error":"#N/A"},{"$error":"#N/A"},{"$error":"#N/A"},{"$error":"#N/A"},{"$error":"#N/A"},{"$error":"#N/A"},{"$error":"#N/A"}]
[null,{"$f":"IF(DataInput!B5785=$B$8,IF($B$9=$B$10,TRUE,IF(DataInput!E5785=$B$9,TRUE,FALSE)))","v":true},null,null,{"$f":"IF(B5786=TRUE,DataInput!B5785,NA())","v":"SA"},{"$f":"IF($E5786=DataInput!$B5785,DataInput!C5785,NA())","v":"SGSXSOUT"},{"$f":"IF($E5786=DataInput!$B5785,DataInput!D5785,NA())","v":"SOUTHERN SUBURBS"},{"$f":"IF($E5786=DataInput!$B5785,DataInput!E5785,NA())","v":"SAPN"},{"$f":"IF($E5786=DataInput!$B5785,DataInput!F5785,NA())","v":"Winter"},{"$f":"IF($E5786=DataInput!$B5785,DataInput!G5785,NA())","v":"Coincident"},{"$f":"IF($E5786=DataInput!$B5785,DataInput!H5785,NA())","v":2017},{"$f":"IF($E5786=DataInput!$B5785,DataInput!I5785,NA())","v":"poe10"},{"$f":"IF($E5786=DataInput!$B5785,DataInput!J5785,NA())","v":521.28020000000004},{"$f":"IF($E5786=DataInput!$B5785,DataInput!K5785,NA())","v":0.989154015534083},null,null,"SA SOUTHERN SUBURBS",null,null,null,null,false,null,null,{"$error":"#N/A"},{"$error":"#N/A"},{"$error":"#N/A"},{"$error":"#N/A"},{"$error":"#N/A"},{"$error":"#N/A"},{"$error":"#N/A"},{"$error":"#N/A"},{"$error":"#N/A"},{"$error":"#N/A"}]
[null,{"$f":"IF(DataInput!B5816=$B$8,IF($B$9=$B$10,TRUE,IF(DataInput!E5816=$B$9,TRUE,FALSE)))","v":true},null,null,{"$f":"IF(B5817=TRUE,DataInput!B5816,NA())","v":"SA"},{"$f":"IF($E5817=DataInput!$B5816,DataInput!C5816,NA())","v":"SGSXWEST"},{"$f":"IF($E5817=DataInput!$B5816,DataInput!D5816,NA())","v":"WESTERN SUBURBS"},{"$f":"IF($E5817=DataInput!$B5816,DataInput!E5816,NA())","v":"SAPN"},{"$f":"IF($E5817=DataInput!$B5816,DataInput!F5816,NA())","v":"Summer"},{"$f":"IF($E5817=DataInput!$B5816,DataInput!G5816,NA())","v":"Coincident"},{"$f":"IF($E5817=DataInput!$B5816,DataInput!H5816,NA())","v":2022},{"$f":"IF($E5817=DataInput!$B5816,DataInput!I5816,NA())","v":"poe50"},{"$f":"IF($E5817=DataInput!$B5816,DataInput!J5816,NA())","v":363.5521},{"$f":"IF($E5817=DataInput!$B5816,DataInput!K5816,NA())","v":0.96304464424869396},null,null,"SA WESTERN SUBURBS",null,null,null,null,false,null,null,{"$error":"#N/A"},{"$error":"#N/A"},{"$error":"#N/A"},{"$error":"#N/A"},{"$error":"#N/A"},{"$error":"#N/A"},{"$error":"#N/A"},{"$error":"#N/A"},{"$error":"#N/A"},{"$error":"#N/A"}]
[null,{"$f":"IF(DataInput!B5834=$B$8,IF($B$9=$B$10,TRUE,IF(DataInput!E5834=$B$9,TRUE,FALSE)))","v":true},null,null,{"$f":"IF(B5835=TRUE,DataInput!B5834,NA())","v":"SA"},{"$f":"IF($E5835=DataInput!$B5834,DataInput!C5834,NA())","v":"SGSXWEST"},{"$f":"IF($E5835=DataInput!$B5834,DataInput!D5834,NA())","v":"WESTERN SUBURBS"},{"$f":"IF($E5835=DataInput!$B5834,DataInput!E5834,NA())","v":"SAPN"},{"$f":"IF($E5835=DataInput!$B5834,DataInput!F5834,NA())","v":"Winter"},{"$f":"IF($E5835=DataInput!$B5834,DataInput!G5834,NA())","v":"Coincident"},{"$f":"IF($E5835=DataInput!$B5834,DataInput!H5834,NA())","v":2021},{"$f":"IF($E5835=DataInput!$B5834,DataInput!I5834,NA())","v":"poe50"},{"$f":"IF($E5835=DataInput!$B5834,DataInput!J5834,NA())","v":330.40879999999999},{"$f":"IF($E5835=DataInput!$B5834,DataInput!K5834,NA())","v":0.93378061921336397},null,null,"SA WESTERN SUBURBS",null,null,null,null,false,null,null,{"$error":"#N/A"},{"$error":"#N/A"},{"$error":"#N/A"},{"$error":"#N/A"},{"$error":"#N/A"},{"$error":"#N/A"},{"$error":"#N/A"},{"$error":"#N/A"},{"$error":"#N/A"},{"$error":"#N/A"}]
[null,{"$f":"IF(DataInput!B5865=$B$8,IF($B$9=$B$10,TRUE,IF(DataInput!E5865=$B$9,TRUE,FALSE)))","v":true},null,null,{"$f":"IF(B5866=TRUE,DataInput!B5865,NA())","v":"SA"},{"$f":"IF($E5866=DataInput!$B5865,DataInput!C5865,NA())","v":"SISSPN"},{"$f":"IF($E5866=DataInput!$B5865,DataInput!D5865,NA())","v":"STONY POINT"},{"$f":"IF($E5866=DataInput!$B5865,DataInput!E5865,NA())","v":"SAPN"},{"$f":"IF($E5866=DataInput!$B5865,DataInput!F5865,NA())","v":"Winter"},{"$f":"IF($E5866=DataInput!$B5865,DataInput!G5865,NA())","v":"Coincident"},{"$f":"IF($E5866=DataInput!$B5865,DataInput!H5865,NA())","v":2017},{"$f":"IF($E5866=DataInput!$B5865,DataInput!I5865,NA())","v":"poe10"},{"$f":"IF($E5866=DataInput!$B5865,DataInput!J5865,NA())","v":0.26697690000000002},{"$f":"IF($E5866=DataInput!$B5865,DataInput!K5865,NA())","v":0.55615162388822903},null,null,"SA STONY POINT",null,null,null,null,false,null,null,{"$error":"#N/A"},{"$error":"#N/A"},{"$error":"#N/A"},{"$error":"#N/A"},{"$error":"#N/A"},{"$error":"#N/A"},{"$error":"#N/A"},{"$error":"#N/A"},{"$error":"#N/A"},{"$error":"#N/A"}]
[null,{"$f":"IF(DataInput!B5895=$B$8,IF($B$9=$B$10,TRUE,IF(DataInput!E5895=$B$9,TRUE,FALSE)))","v":true},null,null,{"$f":"IF(B5896=TRUE,DataInput!B5895,NA())","v":"SA"},{"$f":"IF($E5896=DataInput!$B5895,DataInput!C5895,NA())","v":"SXNORT"},{"$f":"IF($E5896=DataInput!$B5895,DataInput!D5895,NA())","v":"NORTHERN"},{"$f":"IF($E5896=DataInput!$B5895,DataInput!E5895,NA())","v":"SAPN"},{"$f":"IF($E5896=DataInput!$B5895,DataInput!F5895,NA())","v":"Summer"},{"$f":"IF($E5896=DataInput!$B5895,DataInput!G5895,NA())","v":"Coincident"},{"$f":"IF($E5896=DataInput!$B5895,DataInput!H5895,NA())","v":2022},{"$f":"IF($E5896=DataInput!$B5895,DataInput!I5895,NA())","v":"poe10"},{"$f":"IF($E5896=DataInput!$B5895,DataInput!J5895,NA())","v":340.80220000000003},{"$f":"IF($E5896=DataInput!$B5895,DataInput!K5895,NA())","v":0.98904651016530598},null,null,"SA NORTHERN",null,null,null,null,false,null,null,{"$error":"#N/A"},{"$error":"#N/A"},{"$error":"#N/A"},{"$error":"#N/A"},{"$error":"#N/A"},{"$error":"#N/A"},{"$error":"#N/A"},{"$error":"#N/A"},{"$error":"#N/A"},{"$error":"#N/A"}]
[null,{"$f":"IF(DataInput!B5942=$B$8,IF($B$9=$B$10,TRUE,IF(DataInput!E5942=$B$9,TRUE,FALSE)))","v":true},null,null,{"$f":"IF(B5943=TRUE,DataInput!B5942,NA())","v":"SA"},{"$f":"IF($E5943=DataInput!$B5942,DataInput!C5942,NA())","v":"SXPPIR"},{"$f":"IF($E5943=DataInput!$B5942,DataInput!D5942,NA())","v":"PORT PIRIE SYSTEM"},{"$f":"IF($E5943=DataInput!$B5942,DataInput!E5942,NA())","v":"SAPN"},{"$f":"IF($E5943=DataInput!$B5942,DataInput!F5942,NA())","v":"Winter"},{"$f":"IF($E5943=DataInput!$B5942,DataInput!G5942,NA())","v":"Coincident"},{"$f":"IF($E5943=DataInput!$B5942,DataInput!H5942,NA())","v":2015},{"$f":"IF($E5943=DataInput!$B5942,DataInput!I5942,NA())","v":"poe50"},{"$f":"IF($E5943=DataInput!$B5942,DataInput!J5942,NA())","v":41.800620000000002},{"$f":"IF($E5943=DataInput!$B5942,DataInput!K5942,NA())","v":0.96428557027630701},null,null,"SA PORT PIRIE SYSTEM",null,null,null,null,false,null,null,{"$error":"#N/A"},{"$error":"#N/A"},{"$error":"#N/A"},{"$error":"#N/A"},{"$error":"#N/A"},{"$error":"#N/A"},{"$error":"#N/A"},{"$error":"#N/A"},{"$error":"#N/A"},{"$error":"#N/A"}]
[null,{"$f":"IF(DataInput!B5973=$B$8,IF($B$9=$B$10,TRUE,IF(DataInput!E5973=$B$9,TRUE,FALSE)))","v":true},null,null,{"$f":"IF(B5974=TRUE,DataInput!B5973,NA())","v":"SA"},{"$f":"IF($E5974=DataInput!$B5973,DataInput!C5973,NA())","v":"SXWYAL"},{"$f":"IF($E5974=DataInput!$B5973,DataInput!D5973,NA())","v":"WHYALLA CENTRAL/TERMINAL"},{"$f":"IF($E5974=DataInput!$B5973,DataInput!E5973,NA())","v":"SAPN"},{"$f":"IF($E5974=DataInput!$B5973,DataInput!F5973,NA())","v":"Summer"},{"$f":"IF($E5974=DataInput!$B5973,DataInput!G5973,NA())","v":"Coincident"},{"$f":"IF($E5974=DataInput!$B5973,DataInput!H5973,NA())","v":2021},{"$f":"IF($E5974=DataInput!$B5973,DataInput!I5973,NA())","v":"poe10"},{"$f":"IF($E5974=DataInput!$B5973,DataInput!J5973,NA())","v":64.753510000000006},{"$f":"IF($E5974=DataInput!$B5973,DataInput!K5973,NA())","v":0.73426333818279499},null,null,"SA WHYALLA CENTRAL/TERMINAL",null,null,null,null,false,null,null,{"$error":"#N/A"},{"$error":"#N/A"},{"$error":"#N/A"},{"$error":"#N/A"},{"$error":"#N/A"},{"$error":"#N/A"},{"$error":"#N/A"},{"$error":"#N/A"},{"$error":"#N/A"},{"$error":"#N/A"}]
[null,{"$f":"IF(DataInput!B5992=$B$8,IF($B$9=$B$10,TRUE,IF(DataInput!E5992=$B$9,TRUE,FALSE)))","v":true},null,null,{"$f":"IF(B5993=TRUE,DataInput!B5992,NA())","v":"SA"},{"$f":"IF($E5993=DataInput!$B5992,DataInput!C5992,NA())","v":"SXWYAL"},{"$f":"IF($E5993=DataInput!$B5992,DataInput!D5992,NA())","v":"WHYALLA CENTRAL/TERMINAL"},{"$f":"IF($E5993=DataInput!$B5992,DataInput!E5992,NA())","v":"SAPN"},{"$f":"IF($E5993=DataInput!$B5992,DataInput!F5992,NA())","v":"Winter"},{"$f":"IF($E5993=DataInput!$B5992,DataInput!G5992,NA())","v":"Coincident"},{"$f":"IF($E5993=DataInput!$B5992,DataInput!H5992,NA())","v":2020},{"$f":"IF($E5993=DataInput!$B5992,DataInput!I5992,NA())","v":"poe50"},{"$f":"IF($E5993=DataInput!$B5992,DataInput!J5992,NA())","v":45.446449999999999},{"$f":"IF($E5993=DataInput!$B5992,DataInput!K5992,NA())","v":0.68523010967982201},null,null,"SA WHYALLA CENTRAL/TERMINAL",null,null,null,null,false,null,null,{"$error":"#N/A"},{"$error":"#N/A"},{"$error":"#N/A"},{"$error":"#N/A"},{"$error":"#N/A"},{"$error":"#N/A"},{"$error":"#N/A"},{"$error":"#N/A"},{"$error":"#N/A"},{"$error":"#N/A"}]
[null,{"$f":"IF(DataInput!B6021=$B$8,IF($B$9=$B$10,TRUE,IF(DataInput!E6021=$B$9,TRUE,FALSE)))","v":true},null,null,{"$f":"IF(B6022=TRUE,DataInput!B6021,NA())","v":"SA"},{"$f":"IF($E6022=DataInput!$B6021,DataInput!C6021,NA())","v":"SKAD"},{"$f":"IF($E6022=DataInput!$B6021,DataInput!D6021,NA())","v":"KADINA EAST"},{"$f":"IF($E6022=DataInput!$B6021,DataInput!E6021,NA())","v":"SAPN"},{"$f":"IF($E6022=DataInput!$B6021,DataInput!F6021,NA())","v":"Winter"},{"$f":"IF($E6022=DataInput!$B6021,DataInput!G6021,NA())","v":"Coincident"},{"$f":"IF($E6022=DataInput!$B6021,DataInput!H6021,NA())","v":2015},{"$f":"IF($E6022=DataInput!$B6021,DataInput!I6021,NA())","v":"poe10"},{"$f":"IF($E6022=DataInput!$B6021,DataInput!J6021,NA())","v":17.631769999999999},{"$f":"IF($E6022=DataInput!$B6021,DataInput!K6021,NA())","v":0.94968862631085704},null,null,"SA KADINA EAST",null,null,null,null,false,null,null,{"$error":"#N/A"},{"$error":"#N/A"},{"$error":"#N/A"},{"$error":"#N/A"},{"$error":"#N/A"},{"$error":"#N/A"},{"$error":"#N/A"},{"$error":"#N/A"},{"$error":"#N/A"},{"$error":"#N/A"}]
[null,{"$f":"IF(DataInput!B6052=$B$8,IF($B$9=$B$10,TRUE,IF(DataInput!E6052=$B$9,TRUE,FALSE)))","v":true},null,null,{"$f":"IF(B6053=TRUE,DataInput!B6052,NA())","v":"SA"},{"$f":"IF($E6053=DataInput!$B6052,DataInput!C6052,NA())","v":"SKAN"},{"$f":"IF($E6053=DataInput!$B6052,DataInput!D6052,NA())","v":"KANMANTOO"},{"$f":"IF($E6053=DataInput!$B6052,DataInput!E6052,NA())","v":"SAPN"},{"$f":"IF($E6053=DataInput!$B6052,DataInput!F6052,NA())","v":"Summer"},{"$f":"IF($E6053=DataInput!$B6052,DataInput!G6052,NA())","v":"Coincident"},{"$f":"IF($E6053=DataInput!$B6052,DataInput!H6052,NA())","v":2020},{"$f":"IF($E6053=DataInput!$B6052,DataInput!I6052,NA())","v":"poe50"},{"$f":"IF($E6053=DataInput!$B6052,DataInput!J6052,NA())","v":1.0563229999999999},{"$f":"IF($E6053=DataInput!$B6052,DataInput!K6052,NA())","v":0.76170041322264703},null,null,"SA KANMANTOO",null,null,null,null,false,null,null,{"$error":"#N/A"},{"$error":"#N/A"},{"$error":"#N/A"},{"$error":"#N/A"},{"$error":"#N/A"},{"$error":"#N/A"},{"$error":"#N/A"},{"$error":"#N/A"},{"$error":"#N/A"},{"$error":"#N/A"}]
[null,{"$f":"IF(DataInput!B6070=$B$8,IF($B$9=$B$10,TRUE,IF(DataInput!E6070=$B$9,TRUE,FALSE)))","v":true},null,null,{"$f":"IF(B6071=TRUE,DataInput!B6070,NA())","v":"SA"},{"$f":"IF($E6071=DataInput!$B6070,DataInput!C6070,NA())","v":"SKAN"},{"$f":"IF($E6071=DataInput!$B6070,DataInput!D6070,NA())","v":"KANMANTOO"},{"$f":"IF($E6071=DataInput!$B6070,DataInput!E6070,NA())","v":"SAPN"},{"$f":"IF($E6071=DataInput!$B6070,DataInput!F6070,NA())","v":"Winter"},{"$f":"IF($E6071=DataInput!$B6070,DataInput!G6070,NA())","v":"Coincident"},{"$f":"IF($E6071=DataInput!$B6070,DataInput!H6070,NA())","v":2019},{"$f":"IF($E6071=DataInput!$B6070,DataInput!I6070,NA())","v":"poe50"},{"$f":"IF($E6071=DataInput!$B6070,DataInput!J6070,NA())","v":1.171109},{"$f":"IF($E6071=DataInput!$B6070,DataInput!K6070,NA())","v":0.82078961777780901},null,null,"SA KANMANTOO",null,null,null,null,false,null,null,{"$error":"#N/A"},{"$error":"#N/A"},{"$error":"#N/A"},{"$error":"#N/A"},{"$error":"#N/A"},{"$error":"#N/A"},{"$error":"#N/A"},{"$error":"#N/A"},{"$error":"#N/A"},{"$error":"#N/A"}]
[null,{"$f":"IF(DataInput!B6115=$B$8,IF($B$9=$B$10,TRUE,IF(DataInput!E6115=$B$9,TRUE,FALSE)))","v":true},null,null,{"$f":"IF(B6116=TRUE,DataInput!B6115,NA())","v":"SA"},{"$f":"IF($E6116=DataInput!$B6115,DataInput!C6115,NA())","v":"SKNC"},{"$f":"IF($E6116=DataInput!$B6115,DataInput!D6115,NA())","v":"KINCRAIG"},{"$f":"IF($E6116=DataInput!$B6115,DataInput!E6115,NA())","v":"SAPN"},{"$f":"IF($E6116=DataInput!$B6115,DataInput!F6115,NA())","v":"Winter"},{"$f":"IF($E6116=DataInput!$B6115,DataInput!G6115,NA())","v":"Coincident"},{"$f":"IF($E6116=DataInput!$B6115,DataInput!H6115,NA())","v":2022},{"$f":"IF($E6116=DataInput!$B6115,DataInput!I6115,NA())","v":"poe10"},{"$f":"IF($E6116=DataInput!$B6115,DataInput!J6115,NA())","v":14.104469999999999},{"$f":"IF($E6116=DataInput!$B6115,DataInput!K6115,NA())","v":0.89936526685944396},null,null,"SA KINCRAIG",null,null,null,null,false,null,null,{"$error":"#N/A"},{"$error":"#N/A"},{"$error":"#N/A"},{"$error":"#N/A"},{"$error":"#N/A"},{"$error":"#N/A"},{"$error":"#N/A"},{"$error":"#N/A"},{"$error":"#N/A"},{"$error":"#N/A"}]
[null,{"$f":"IF(DataInput!B6131=$B$8,IF($B$9=$B$10,TRUE,IF(DataInput!E6131=$B$9,TRUE,FALSE)))","v":true},null,null,{"$f":"IF(B6132=TRUE,DataInput!B6131,NA())","v":"SA"},{"$f":"IF($E6132=DataInput!$B6131,DataInput!C6131,NA())","v":"SLCS"},{"$f":"IF($E6132=DataInput!$B6131,DataInput!D6131,NA())","v":"LEIGH CREEK SOUTH"},{"$f":"IF($E6132=DataInput!$B6131,DataInput!E6131,NA())","v":"SAPN"},{"$f":"IF($E6132=DataInput!$B6131,DataInput!F6131,NA())","v":"Summer"},{"$f":"IF($E6132=DataInput!$B6131,DataInput!G6131,NA())","v":"Coincident"},{"$f":"IF($E6132=DataInput!$B6131,DataInput!H6131,NA())","v":2020},{"$f":"IF($E6132=DataInput!$B6131,DataInput!I6131,NA())","v":"poe10"},{"$f":"IF($E6132=DataInput!$B6131,DataInput!J6131,NA())","v":1.257366},{"$f":"IF($E6132=DataInput!$B6131,DataInput!K6131,NA())","v":0.82945983528971901},null,null,"SA LEIGH CREEK SOUTH",null,null,null,null,false,null,null,{"$error":"#N/A"},{"$error":"#N/A"},{"$error":"#N/A"},{"$error":"#N/A"},{"$error":"#N/A"},{"$error":"#N/A"},{"$error":"#N/A"},{"$error":"#N/A"},{"$error":"#N/A"},{"$error":"#N/A"}]
[null,{"$f":"IF(DataInput!B6149=$B$8,IF($B$9=$B$10,TRUE,IF(DataInput!E6149=$B$9,TRUE,FALSE)))","v":true},null,null,{"$f":"IF(B6150=TRUE,DataInput!B6149,NA())","v":"SA"},{"$f":"IF($E6150=DataInput!$B6149,DataInput!C6149,NA())","v":"SLCS"},{"$f":"IF($E6150=DataInput!$B6149,DataInput!D6149,NA())","v":"LEIGH CREEK SOUTH"},{"$f":"IF($E6150=DataInput!$B6149,DataInput!E6149,NA())","v":"SAPN"},{"$f":"IF($E6150=DataInput!$B6149,DataInput!F6149,NA())","v":"Winter"},{"$f":"IF($E6150=DataInput!$B6149,DataInput!G6149,NA())","v":"Coincident"},{"$f":"IF($E6150=DataInput!$B6149,DataInput!H6149,NA())","v":2019},{"$f":"IF($E6150=DataInput!$B6149,DataInput!I6149,NA())","v":"poe10"},{"$f":"IF($E6150=DataInput!$B6149,DataInput!J6149,NA())","v":1.387999},{"$f":"IF($E6150=DataInput!$B6149,DataInput!K6149,NA())","v":0.87702273543307796},null,null,"SA LEIGH CREEK SOUTH",null,null,null,null,false,null,null,{"$error":"#N/A"},{"$error":"#N/A"},{"$error":"#N/A"},{"$error":"#N/A"},{"$error":"#N/A"},{"$error":"#N/A"},{"$error":"#N/A"},{"$error":"#N/A"},{"$error":"#N/A"},{"$error":"#N/A"}]
[null,{"$f":"IF(DataInput!B6180=$B$8,IF($B$9=$B$10,TRUE,IF(DataInput!E6180=$B$9,TRUE,FALSE)))","v":true},null,null,{"$f":"IF(B6181=TRUE,DataInput!B6180,NA())","v":"SA"},{"$f":"IF($E6181=DataInput!$B6180,DataInput!C6180,NA())","v":"SMAN"},{"$f":"IF($E6181=DataInput!$B6180,DataInput!D6180,NA())","v":"MANNUM"},{"$f":"IF($E6181=DataInput!$B6180,DataInput!E6180,NA())","v":"SAPN"},{"$f":"IF($E6181=DataInput!$B6180,DataInput!F6180,NA())","v":"Summer"},{"$f":"IF($E6181=DataInput!$B6180,DataInput!G6180,NA())","v":"Coincident"},{"$f":"IF($E6181=DataInput!$B6180,DataInput!H6180,NA())","v":2024},{"$f":"IF($E6181=DataInput!$B6180,DataInput!I6180,NA())","v":"poe50"},{"$f":"IF($E6181=DataInput!$B6180,DataInput!J6180,NA())","v":7.5439699999999998},{"$f":"IF($E6181=DataInput!$B6180,DataInput!K6180,NA())","v":0.73641600728146295},null,null,"SA MANNUM",null,null,null,null,false,null,null,{"$error":"#N/A"},{"$error":"#N/A"},{"$error":"#N/A"},{"$error":"#N/A"},{"$error":"#N/A"},{"$error":"#N/A"},{"$error":"#N/A"},{"$error":"#N/A"},{"$error":"#N/A"},{"$error":"#N/A"}]
[null,{"$f":"IF(DataInput!B6214=$B$8,IF($B$9=$B$10,TRUE,IF(DataInput!E6214=$B$9,TRUE,FALSE)))","v":true},null,null,{"$f":"IF(B6215=TRUE,DataInput!B6214,NA())","v":"SA"},{"$f":"IF($E6215=DataInput!$B6214,DataInput!C6214,NA())","v":"SMBL"},{"$f":"IF($E6215=DataInput!$B6214,DataInput!D6214,NA())","v":"MOBILONG"},{"$f":"IF($E6215=DataInput!$B6214,DataInput!E6214,NA())","v":"SAPN"},{"$f":"IF($E6215=DataInput!$B6214,DataInput!F6214,NA())","v":"Summer"},{"$f":"IF($E6215=DataInput!$B6214,DataInput!G6214,NA())","v":"Coincident"},{"$f":"IF($E6215=DataInput!$B6214,DataInput!H6214,NA())","v":2021},{"$f":"IF($E6215=DataInput!$B6214,DataInput!I6214,NA())","v":"poe50"},{"$f":"IF($E6215=DataInput!$B6214,DataInput!J6214,NA())","v":34.118380000000002},{"$f":"IF($E6215=DataInput!$B6214,DataInput!K6214,NA())","v":0.98879531810772303},null,null,"SA MOBILONG",null,null,null,null,false,null,null,{"$error":"#N/A"},{"$error":"#N/A"},{"$error":"#N/A"},{"$error":"#N/A"},{"$error":"#N/A"},{"$error":"#N/A"},{"$error":"#N/A"},{"$error":"#N/A"},{"$error":"#N/A"},{"$error":"#N/A"}]
[null,{"$f":"IF(DataInput!B6257=$B$8,IF($B$9=$B$10,TRUE,IF(DataInput!E6257=$B$9,TRUE,FALSE)))","v":true},null,null,{"$f":"IF(B6258=TRUE,DataInput!B6257,NA())","v":"SA"},{"$f":"IF($E6258=DataInput!$B6257,DataInput!C6257,NA())","v":"SMGA"},{"$f":"IF($E6258=DataInput!$B6257,DataInput!D6257,NA())","v":"MT GAMBIER"},{"$f":"IF($E6258=DataInput!$B6257,DataInput!E6257,NA())","v":"SAPN"},{"$f":"IF($E6258=DataInput!$B6257,DataInput!F6257,NA())","v":"Summer"},{"$f":"IF($E6258=DataInput!$B6257,DataInput!G6257,NA())","v":"Coincident"},{"$f":"IF($E6258=DataInput!$B6257,DataInput!H6257,NA())","v":2023},{"$f":"IF($E6258=DataInput!$B6257,DataInput!I6257,NA())","v":"poe10"},{"$f":"IF($E6258=DataInput!$B6257,DataInput!J6257,NA())","v":13.26261},{"$f":"IF($E6258=DataInput!$B6257,DataInput!K6257,NA())","v":0.67184165257955197},null,null,"SA MT GAMBIER",null,null,null,null,false,null,null,{"$error":"#N/A"},{"$error":"#N/A"},{"$error":"#N/A"},{"$error":"#N/A"},{"$error":"#N/A"},{"$error":"#N/A"},{"$error":"#N/A"},{"$error":"#N/A"},{"$error":"#N/A"},{"$error":"#N/A"}]
[null,{"$f":"IF(DataInput!B6288=$B$8,IF($B$9=$B$10,TRUE,IF(DataInput!E6288=$B$9,TRUE,FALSE)))","v":true},null,null,{"$f":"IF(B6289=TRUE,DataInput!B6288,NA())","v":"SA"},{"$f":"IF($E6289=DataInput!$B6288,DataInput!C6288,NA())","v":"SMGU"},{"$f":"IF($E6289=DataInput!$B6288,DataInput!D6288,NA())","v":"MT GUNSON"},{"$f":"IF($E6289=DataInput!$B6288,DataInput!E6288,NA())","v":"SAPN"},{"$f":"IF($E6289=DataInput!$B6288,DataInput!F6288,NA())","v":"Summer"},{"$f":"IF($E6289=DataInput!$B6288,DataInput!G6288,NA())","v":"Coincident"},{"$f":"IF($E6289=DataInput!$B6288,DataInput!H6288,NA())","v":2018},{"$f":"IF($E6289=DataInput!$B6288,DataInput!I6288,NA())","v":"poe50"},{"$f":"IF($E6289=DataInput!$B6288,DataInput!J6288,NA())","v":0.1061851},{"$f":"IF($E6289=DataInput!$B6288,DataInput!K6288,NA())","v":0.58070131251736801},null,null,"SA MT GUNSON",null,null,null,null,false,null,null,{"$error":"#N/A"},{"$error":"#N/A"},{"$error":"#N/A"},{"$error":"#N/A"},{"$error":"#N/A"},{"$error":"#N/A"},{"$error":"#N/A"},{"$error":"#N/A"},{"$error":"#N/A"},{"$error":"#N/A"}]
[null,{"$f":"IF(DataInput!B6306=$B$8,IF($B$9=$B$10,TRUE,IF(DataInput!E6306=$B$9,TRUE,FALSE)))","v":true},null,null,{"$f":"IF(B6307=TRUE,DataInput!B6306,NA())","v":"SA"},{"$f":"IF($E6307=DataInput!$B6306,DataInput!C6306,NA())","v":"SMGU"},{"$f":"IF($E6307=DataInput!$B6306,DataInput!D6306,NA())","v":"MT GUNSON"},{"$f":"IF($E6307=DataInput!$B6306,DataInput!E6306,NA())","v":"SAPN"},{"$f":"IF($E6307=DataInput!$B6306,DataInput!F6306,NA())","v":"Winter"},{"$f":"IF($E6307=DataInput!$B6306,DataInput!G6306,NA())","v":"Coincident"},{"$f":"IF($E6307=DataInput!$B6306,DataInput!H6306,NA())","v":2017},{"$f":"IF($E6307=DataInput!$B6306,DataInput!I6306,NA())","v":"poe50"},{"$f":"IF($E6307=DataInput!$B6306,DataInput!J6306,NA())","v":7.0064509999999997E-2},{"$f":"IF($E6307=DataInput!$B6306,DataInput!K6306,NA())","v":0.44339289115959601},null,null,"SA MT GUNSON",null,null,null,null,false,null,null,{"$error":"#N/A"},{"$error":"#N/A"},{"$error":"#N/A"},{"$error":"#N/A"},{"$error":"#N/A"},{"$error":"#N/A"},{"$error":"#N/A"},{"$error":"#N/A"},{"$error":"#N/A"},{"$error":"#N/A"}]
[null,{"$f":"IF(DataInput!B6337=$B$8,IF($B$9=$B$10,TRUE,IF(DataInput!E6337=$B$9,TRUE,FALSE)))","v":true},null,null,{"$f":"IF(B6338=TRUE,DataInput!B6337,NA())","v":"SA"},{"$f":"IF($E6338=DataInput!$B6337,DataInput!C6337,NA())","v":"SNEU"},{"$f":"IF($E6338=DataInput!$B6337,DataInput!D6337,NA())","v":"NEUROODLA"},{"$f":"IF($E6338=DataInput!$B6337,DataInput!E6337,NA())","v":"SAPN"},{"$f":"IF($E6338=DataInput!$B6337,DataInput!F6337,NA())","v":"Summer"},{"$f":"IF($E6338=DataInput!$B6337,DataInput!G6337,NA())","v":"Coincident"},{"$f":"IF($E6338=DataInput!$B6337,DataInput!H6337,NA())","v":2023},{"$f":"IF($E6338=DataInput!$B6337,DataInput!I6337,NA())","v":"poe10"},{"$f":"IF($E6338=DataInput!$B6337,DataInput!J6337,NA())","v":0.82011000000000001},{"$f":"IF($E6338=DataInput!$B6337,DataInput!K6337,NA())","v":0.84599760311037697},null,null,"SA NEUROODLA",null,null,null,null,false,null,null,{"$error":"#N/A"},{"$error":"#N/A"},{"$error":"#N/A"},{"$error":"#N/A"},{"$error":"#N/A"},{"$error":"#N/A"},{"$error":"#N/A"},{"$error":"#N/A"},{"$error":"#N/A"},{"$error":"#N/A"}]
[null,{"$f":"IF(DataInput!B6354=$B$8,IF($B$9=$B$10,TRUE,IF(DataInput!E6354=$B$9,TRUE,FALSE)))","v":true},null,null,{"$f":"IF(B6355=TRUE,DataInput!B6354,NA())","v":"SA"},{"$f":"IF($E6355=DataInput!$B6354,DataInput!C6354,NA())","v":"SNEU"},{"$f":"IF($E6355=DataInput!$B6354,DataInput!D6354,NA())","v":"NEUROODLA"},{"$f":"IF($E6355=DataInput!$B6354,DataInput!E6354,NA())","v":"SAPN"},{"$f":"IF($E6355=DataInput!$B6354,DataInput!F6354,NA())","v":"Winter"},{"$f":"IF($E6355=DataInput!$B6354,DataInput!G6354,NA())","v":"Coincident"},{"$f":"IF($E6355=DataInput!$B6354,DataInput!H6354,NA())","v":2021},{"$f":"IF($E6355=DataInput!$B6354,DataInput!I6354,NA())","v":"poe50"},{"$f":"IF($E6355=DataInput!$B6354,DataInput!J6354,NA())","v":0.7561658},{"$f":"IF($E6355=DataInput!$B6354,DataInput!K6354,NA())","v":0.82285845158489401},null,null,"SA NEUROODLA",null,null,null,null,false,null,null,{"$error":"#N/A"},{"$error":"#N/A"},{"$error":"#N/A"},{"$error":"#N/A"},{"$error":"#N/A"},{"$error":"#N/A"},{"$error":"#N/A"},{"$error":"#N/A"},{"$error":"#N/A"},{"$error":"#N/A"}]
[null,{"$f":"IF(DataInput!B6385=$B$8,IF($B$9=$B$10,TRUE,IF(DataInput!E6385=$B$9,TRUE,FALSE)))","v":true},null,null,{"$f":"IF(B6386=TRUE,DataInput!B6385,NA())","v":"SA"},{"$f":"IF($E6386=DataInput!$B6385,DataInput!C6385,NA())","v":"SNWB"},{"$f":"IF($E6386=DataInput!$B6385,DataInput!D6385,NA())","v":"NORTH WEST BEND"},{"$f":"IF($E6386=DataInput!$B6385,DataInput!E6385,NA())","v":"SAPN"},{"$f":"IF($E6386=DataInput!$B6385,DataInput!F6385,NA())","v":"Winter"},{"$f":"IF($E6386=DataInput!$B6385,DataInput!G6385,NA())","v":"Coincident"},{"$f":"IF($E6386=DataInput!$B6385,DataInput!H6385,NA())","v":2017},{"$f":"IF($E6386=DataInput!$B6385,DataInput!I6385,NA())","v":"poe10"},{"$f":"IF($E6386=DataInput!$B6385,DataInput!J6385,NA())","v":8.8953030000000002},{"$f":"IF($E6386=DataInput!$B6385,DataInput!K6385,NA())","v":0.69532530801321402},null,null,"SA NORTH WEST BEND",null,null,null,null,false,null,null,{"$error":"#N/A"},{"$error":"#N/A"},{"$error":"#N/A"},{"$error":"#N/A"},{"$error":"#N/A"},{"$error":"#N/A"},{"$error":"#N/A"},{"$error":"#N/A"},{"$error":"#N/A"},{"$error":"#N/A"}]
[null,{"$f":"IF(DataInput!B6416=$B$8,IF($B$9=$B$10,TRUE,IF(DataInput!E6416=$B$9,TRUE,FALSE)))","v":true},null,null,{"$f":"IF(B6417=TRUE,DataInput!B6416,NA())","v":"SA"},{"$f":"IF($E6417=DataInput!$B6416,DataInput!C6416,NA())","v":"SPEN"},{"$f":"IF($E6417=DataInput!$B6416,DataInput!D6416,NA())","v":"PENOLA WEST"},{"$f":"IF($E6417=DataInput!$B6416,DataInput!E6416,NA())","v":"SAPN"},{"$f":"IF($E6417=DataInput!$B6416,DataInput!F6416,NA())","v":"Summer"},{"$f":"IF($E6417=DataInput!$B6416,DataInput!G6416,NA())","v":"Coincident"},{"$f":"IF($E6417=DataInput!$B6416,DataInput!H6416,NA())","v":2022},{"$f":"IF($E6417=DataInput!$B6416,DataInput!I6416,NA())","v":"poe50"},{"$f":"IF($E6417=DataInput!$B6416,DataInput!J6416,NA())","v":5.1393050000000002},{"$f":"IF($E6417=DataInput!$B6416,DataInput!K6416,NA())","v":0.85588518781961798},null,null,"SA PENOLA WEST",null,null,null,null,false,null,null,{"$error":"#N/A"},{"$error":"#N/A"},{"$error":"#N/A"},{"$error":"#N/A"},{"$error":"#N/A"},{"$error":"#N/A"},{"$error":"#N/A"},{"$error":"#N/A"},{"$error":"#N/A"},{"$error":"#N/A"}]
[null,{"$f":"IF(DataInput!B6436=$B$8,IF($B$9=$B$10,TRUE,IF(DataInput!E6436=$B$9,TRUE,FALSE)))","v":true},null,null,{"$f":"IF(B6437=TRUE,DataInput!B6436,NA())","v":"SA"},{"$f":"IF($E6437=DataInput!$B6436,DataInput!C6436,NA())","v":"SPEN"},{"$f":"IF($E6437=DataInput!$B6436,DataInput!D6436,NA())","v":"PENOLA WEST"},{"$f":"IF($E6437=DataInput!$B6436,DataInput!E6436,NA())","v":"SAPN"},{"$f":"IF($E6437=DataInput!$B6436,DataInput!F6436,NA())","v":"Winter"},{"$f":"IF($E6437=DataInput!$B6436,DataInput!G6436,NA())","v":"Coincident"},{"$f":"IF($E6437=DataInput!$B6436,DataInput!H6436,NA())","v":2022},{"$f":"IF($E6437=DataInput!$B6436,DataInput!I6436,NA())","v":"poe50"},{"$f":"IF($E6437=DataInput!$B6436,DataInput!J6436,NA())","v":4.2544329999999997},{"$f":"IF($E6437=DataInput!$B6436,DataInput!K6436,NA())","v":0.87313057899928703},null,null,"SA PENOLA WEST",null,null,null,null,false,null,null,{"$error":"#N/A"},{"$error":"#N/A"},{"$error":"#N/A"},{"$error":"#N/A"},{"$error":"#N/A"},{"$error":"#N/A"},{"$error":"#N/A"},{"$error":"#N/A"},{"$error":"#N/A"},{"$error":"#N/A"}]
[null,{"$f":"IF(DataInput!B6464=$B$8,IF($B$9=$B$10,TRUE,IF(DataInput!E6464=$B$9,TRUE,FALSE)))","v":true},null,null,{"$f":"IF(B6465=TRUE,DataInput!B6464,NA())","v":"SA"},{"$f":"IF($E6465=DataInput!$B6464,DataInput!C6464,NA())","v":"SPLN"},{"$f":"IF($E6465=DataInput!$B6464,DataInput!D6464,NA())","v":"PORT LINCOLN TERMINAL"},{"$f":"IF($E6465=DataInput!$B6464,DataInput!E6464,NA())","v":"SAPN"},{"$f":"IF($E6465=DataInput!$B6464,DataInput!F6464,NA())","v":"Winter"},{"$f":"IF($E6465=DataInput!$B6464,DataInput!G6464,NA())","v":"Coincident"},{"$f":"IF($E6465=DataInput!$B6464,DataInput!H6464,NA())","v":2016},{"$f":"IF($E6465=DataInput!$B6464,DataInput!I6464,NA())","v":"poe50"},{"$f":"IF($E6465=DataInput!$B6464,DataInput!J6464,NA())","v":28.96857},{"$f":"IF($E6465=DataInput!$B6464,DataInput!K6464,NA())","v":0.94179461392631103},null,null,"SA PORT LINCOLN TERMINAL",null,null,null,null,false,null,null,{"$error":"#N/A"},{"$error":"#N/A"},{"$error":"#N/A"},{"$error":"#N/A"},{"$error":"#N/A"},{"$error":"#N/A"},{"$error":"#N/A"},{"$error":"#N/A"},{"$error":"#N/A"},{"$error":"#N/A"}]
[null,{"$f":"IF(DataInput!B6495=$B$8,IF($B$9=$B$10,TRUE,IF(DataInput!E6495=$B$9,TRUE,FALSE)))","v":true},null,null,{"$f":"IF(B6496=TRUE,DataInput!B6495,NA())","v":"SA"},{"$f":"IF($E6496=DataInput!$B6495,DataInput!C6495,NA())","v":"SSNR"},{"$f":"IF($E6496=DataInput!$B6495,DataInput!D6495,NA())","v":"SNUGGERY RURAL"},{"$f":"IF($E6496=DataInput!$B6495,DataInput!E6495,NA())","v":"SAPN"},{"$f":"IF($E6496=DataInput!$B6495,DataInput!F6495,NA())","v":"Summer"},{"$f":"IF($E6496=DataInput!$B6495,DataInput!G6495,NA())","v":"Coincident"},{"$f":"IF($E6496=DataInput!$B6495,DataInput!H6495,NA())","v":2022},{"$f":"IF($E6496=DataInput!$B6495,DataInput!I6495,NA())","v":"poe10"},{"$f":"IF($E6496=DataInput!$B6495,DataInput!J6495,NA())","v":9.6442180000000004},{"$f":"IF($E6496=DataInput!$B6495,DataInput!K6495,NA())","v":0.63848816147268095},null,null,"SA SNUGGERY RURAL",null,null,null,null,false,null,null,{"$error":"#N/A"},{"$error":"#N/A"},{"$error":"#N/A"},{"$error":"#N/A"},{"$error":"#N/A"},{"$error":"#N/A"},{"$error":"#N/A"},{"$error":"#N/A"},{"$error":"#N/A"},{"$error":"#N/A"}]
[null,{"$f":"IF(DataInput!B6542=$B$8,IF($B$9=$B$10,TRUE,IF(DataInput!E6542=$B$9,TRUE,FALSE)))","v":true},null,null,{"$f":"IF(B6543=TRUE,DataInput!B6542,NA())","v":"SA"},{"$f":"IF($E6543=DataInput!$B6542,DataInput!C6542,NA())","v":"STAL"},{"$f":"IF($E6543=DataInput!$B6542,DataInput!D6542,NA())","v":"TAILEM BEND"},{"$f":"IF($E6543=DataInput!$B6542,DataInput!E6542,NA())","v":"SAPN"},{"$f":"IF($E6543=DataInput!$B6542,DataInput!F6542,NA())","v":"Winter"},{"$f":"IF($E6543=DataInput!$B6542,DataInput!G6542,NA())","v":"Coincident"},{"$f":"IF($E6543=DataInput!$B6542,DataInput!H6542,NA())","v":2015},{"$f":"IF($E6543=DataInput!$B6542,DataInput!I6542,NA())","v":"poe50"},{"$f":"IF($E6543=DataInput!$B6542,DataInput!J6542,NA())","v":13.08136},{"$f":"IF($E6543=DataInput!$B6542,DataInput!K6542,NA())","v":0.85113174110690504},null,null,"SA TAILEM BEND",null,null,null,null,false,null,null,{"$error":"#N/A"},{"$error":"#N/A"},{"$error":"#N/A"},{"$error":"#N/A"},{"$error":"#N/A"},{"$error":"#N/A"},{"$error":"#N/A"},{"$error":"#N/A"},{"$error":"#N/A"},{"$error":"#N/A"}]
[null,{"$f":"IF(DataInput!B6559=$B$8,IF($B$9=$B$10,TRUE,IF(DataInput!E6559=$B$9,TRUE,FALSE)))","v":true},null,null,{"$f":"IF(B6560=TRUE,DataInput!B6559,NA())","v":"SA"},{"$f":"IF($E6560=DataInput!$B6559,DataInput!C6559,NA())","v":"STAL"},{"$f":"IF($E6560=DataInput!$B6559,DataInput!D6559,NA())","v":"TAILEM BEND"},{"$f":"IF($E6560=DataInput!$B6559,DataInput!E6559,NA())","v":"SAPN"},{"$f":"IF($E6560=DataInput!$B6559,DataInput!F6559,NA())","v":"Winter"},{"$f":"IF($E6560=DataInput!$B6559,DataInput!G6559,NA())","v":"Coincident"},{"$f":"IF($E6560=DataInput!$B6559,DataInput!H6559,NA())","v":2024},{"$f":"IF($E6560=DataInput!$B6559,DataInput!I6559,NA())","v":"poe10"},{"$f":"IF($E6560=DataInput!$B6559,DataInput!J6559,NA())","v":15.371090000000001},{"$f":"IF($E6560=DataInput!$B6559,DataInput!K6559,NA())","v":0.85113174110690504},null,null,"SA TAILEM BEND",null,null,null,null,false,null,null,{"$error":"#N/A"},{"$error":"#N/A"},{"$error":"#N/A"},{"$error":"#N/A"},{"$error":"#N/A"},{"$error":"#N/A"},{"$error":"#N/A"},{"$error":"#N/A"},{"$error":"#N/A"},{"$error":"#N/A"}]
[null,{"$f":"IF(DataInput!B6590=$B$8,IF($B$9=$B$10,TRUE,IF(DataInput!E6590=$B$9,TRUE,FALSE)))","v":true},null,null,{"$f":"IF(B6591=TRUE,DataInput!B6590,NA())","v":"SA"},{"$f":"IF($E6591=DataInput!$B6590,DataInput!C6590,NA())","v":"STEM"},{"$f":"IF($E6591=DataInput!$B6590,DataInput!D6590,NA())","v":"TEMPLERS"},{"$f":"IF($E6591=DataInput!$B6590,DataInput!E6590,NA())","v":"SAPN"},{"$f":"IF($E6591=DataInput!$B6590,DataInput!F6590,NA())","v":"Winter"},{"$f":"IF($E6591=DataInput!$B6590,DataInput!G6590,NA())","v":"Coincident"},{"$f":"IF($E6591=DataInput!$B6590,DataInput!H6590,NA())","v":2019},{"$f":"IF($E6591=DataInput!$B6590,DataInput!I6590,NA())","v":"poe50"},{"$f":"IF($E6591=DataInput!$B6590,DataInput!J6590,NA())","v":24.720569999999999},{"$f":"IF($E6591=DataInput!$B6590,DataInput!K6590,NA())","v":0.96306440158694395},null,null,"SA TEMPLERS",null,null,null,null,false,null,null,{"$error":"#N/A"},{"$error":"#N/A"},{"$error":"#N/A"},{"$error":"#N/A"},{"$error":"#N/A"},{"$error":"#N/A"},{"$error":"#N/A"},{"$error":"#N/A"},{"$error":"#N/A"},{"$error":"#N/A"}]
[null,{"$f":"IF(DataInput!B6621=$B$8,IF($B$9=$B$10,TRUE,IF(DataInput!E6621=$B$9,TRUE,FALSE)))","v":true},null,null,{"$f":"IF(B6622=TRUE,DataInput!B6621,NA())","v":"SA"},{"$f":"IF($E6622=DataInput!$B6621,DataInput!C6621,NA())","v":"SWAT"},{"$f":"IF($E6622=DataInput!$B6621,DataInput!D6621,NA())","v":"WATERLOO"},{"$f":"IF($E6622=DataInput!$B6621,DataInput!E6621,NA())","v":"SAPN"},{"$f":"IF($E6622=DataInput!$B6621,DataInput!F6621,NA())","v":"Winter"},{"$f":"IF($E6622=DataInput!$B6621,DataInput!G6621,NA())","v":"Coincident"},{"$f":"IF($E6622=DataInput!$B6621,DataInput!H6621,NA())","v":2015},{"$f":"IF($E6622=DataInput!$B6621,DataInput!I6621,NA())","v":"poe10"},{"$f":"IF($E6622=DataInput!$B6621,DataInput!J6621,NA())","v":6.7833610000000002},{"$f":"IF($E6622=DataInput!$B6621,DataInput!K6621,NA())","v":0.96590443827102601},null,null,"SA WATERLOO",null,null,null,null,false,null,null,{"$error":"#N/A"},{"$error":"#N/A"},{"$error":"#N/A"},{"$error":"#N/A"},{"$error":"#N/A"},{"$error":"#N/A"},{"$error":"#N/A"},{"$error":"#N/A"},{"$error":"#N/A"},{"$error":"#N/A"}]
[null,{"$f":"IF(DataInput!B6652=$B$8,IF($B$9=$B$10,TRUE,IF(DataInput!E6652=$B$9,TRUE,FALSE)))","v":true},null,null,{"$f":"IF(B6653=TRUE,DataInput!B6652,NA())","v":"SA"},{"$f":"IF($E6653=DataInput!$B6652,DataInput!C6652,NA())","v":"SWUD"},{"$f":"IF($E6653=DataInput!$B6652,DataInput!D6652,NA())","v":"WUDINNA"},{"$f":"IF($E6653=DataInput!$B6652,DataInput!E6652,NA())","v":"SAPN"},{"$f":"IF($E6653=DataInput!$B6652,DataInput!F6652,NA())","v":"Summer"},{"$f":"IF($E6653=DataInput!$B6652,DataInput!G6652,NA())","v":"Coincident"},{"$f":"IF($E6653=DataInput!$B6652,DataInput!H6652,NA())","v":2020},{"$f":"IF($E6653=DataInput!$B6652,DataInput!I6652,NA())","v":"poe50"},{"$f":"IF($E6653=DataInput!$B6652,DataInput!J6652,NA())","v":10.251760000000001},{"$f":"IF($E6653=DataInput!$B6652,DataInput!K6652,NA())","v":0.81340078573714003},null,null,"SA WUDINNA",null,null,null,null,false,null,null,{"$f":"IF($V6653=TRUE,E6653,NA())","v":{"$error":"#N/A"}},{"$f":"IF($V6653=TRUE,F6653,NA())","v":{"$error":"#N/A"}},{"$f":"IF($V6653=TRUE,G6653,NA())","v":{"$error":"#N/A"}},{"$f":"IF($V6653=TRUE,H6653,NA())","v":{"$error":"#N/A"}},{"$f":"IF($V6653=TRUE,I6653,NA())","v":{"$error":"#N/A"}},{"$f":"IF($V6653=TRUE,J6653,NA())","v":{"$error":"#N/A"}},{"$f":"IF($V6653=TRUE,K6653,NA())","v":{"$error":"#N/A"}},{"$f":"IF($V6653=TRUE,L6653,NA())","v":{"$error":"#N/A"}},{"$f":"IF($V6653=TRUE,M6653,NA())","v":{"$error":"#N/A"}},{"$f":"IF($V6653=TRUE,N6653,NA())","v":{"$error":"#N/A"}}]
[null,{"$f":"IF(DataInput!B6686=$B$8,IF($B$9=$B$10,TRUE,IF(DataInput!E6686=$B$9,TRUE,FALSE)))","v":true},null,null,{"$f":"IF(B6687=TRUE,DataInput!B6686,NA())","v":"SA"},{"$f":"IF($E6687=DataInput!$B6686,DataInput!C6686,NA())","v":"SXADEL"},{"$f":"IF($E6687=DataInput!$B6686,DataInput!D6686,NA())","v":"ADELAIDE CENTRAL"},{"$f":"IF($E6687=DataInput!$B6686,DataInput!E6686,NA())","v":"SAPN"},{"$f":"IF($E6687=DataInput!$B6686,DataInput!F6686,NA())","v":"Summer"},{"$f":"IF($E6687=DataInput!$B6686,DataInput!G6686,NA())","v":"Coincident"},{"$f":"IF($E6687=DataInput!$B6686,DataInput!H6686,NA())","v":2017},{"$f":"IF($E6687=DataInput!$B6686,DataInput!I6686,NA())","v":"poe50"},{"$f":"IF($E6687=DataInput!$B6686,DataInput!J6686,NA())","v":189.49700000000001},{"$f":"IF($E6687=DataInput!$B6686,DataInput!K6686,NA())","v":0.97536445870303801},null,null,"SA ADELAIDE CENTRAL",null,null,null,null,true,null,null,"SA","SXADEL","ADELAIDE CENTRAL","SAPN","Summer","Coincident",2017,"poe50",189.49700000000001,0.97536445870303801]
[null,{"$f":"IF(DataInput!B6700=$B$8,IF($B$9=$B$10,TRUE,IF(DataInput!E6700=$B$9,TRUE,FALSE)))","v":true},null,null,{"$f":"IF(B6701=TRUE,DataInput!B6700,NA())","v":"SA"},{"$f":"IF($E6701=DataInput!$B6700,DataInput!C6700,NA())","v":"SXADEL"},{"$f":"IF($E6701=DataInput!$B6700,DataInput!D6700,NA())","v":"ADELAIDE CENTRAL"},{"$f":"IF($E6701=DataInput!$B6700,DataInput!E6700,NA())","v":"SAPN"},{"$f":"IF($E6701=DataInput!$B6700,DataInput!F6700,NA())","v":"Summer"},{"$f":"IF($E6701=DataInput!$B6700,DataInput!G6700,NA())","v":"Coincident"},{"$f":"IF($E6701=DataInput!$B6700,DataInput!H6700,NA())","v":2024},{"$f":"IF($E6701=DataInput!$B6700,DataInput!I6700,NA())","v":"poe50"},{"$f":"IF($E6701=DataInput!$B6700,DataInput!J6700,NA())","v":190.83260000000001},{"$f":"IF($E6701=DataInput!$B6700,DataInput!K6700,NA())","v":0.97536445870303801},null,null,"SA ADELAIDE CENTRAL",null,null,null,null,true,null,null,"SA","SXADEL","ADELAIDE CENTRAL","SAPN","Summer","Coincident",2024,"poe50",190.83260000000001,0.97536445870303801]
[null,{"$f":"IF(DataInput!B6747=$B$8,IF($B$9=$B$10,TRUE,IF(DataInput!E6747=$B$9,TRUE,FALSE)))","v":true},null,null,{"$f":"IF(B6748=TRUE,DataInput!B6747,NA())","v":"SA"},{"$f":"IF($E6748=DataInput!$B6747,DataInput!C6747,NA())","v":"SXBARK"},{"$f":"IF($E6748=DataInput!$B6747,DataInput!D6747,NA())","v":"MT BARKER/MT BARKER STH"},{"$f":"IF($E6748=DataInput!$B6747,DataInput!E6747,NA())","v":"SAPN"},{"$f":"IF($E6748=DataInput!$B6747,DataInput!F6747,NA())","v":"Winter"},{"$f":"IF($E6748=DataInput!$B6747,DataInput!G6747,NA())","v":"Coincident"},{"$f":"IF($E6748=DataInput!$B6747,DataInput!H6747,NA())","v":2018},{"$f":"IF($E6748=DataInput!$B6747,DataInput!I6747,NA())","v":"poe10"},{"$f":"IF($E6748=DataInput!$B6747,DataInput!J6747,NA())","v":86.408690000000007},{"$f":"IF($E6748=DataInput!$B6747,DataInput!K6747,NA())","v":0.91453859137601601},null,null,"SA MT BARKER/MT BARKER STH",null,null,null,null,false,null,null,{"$error":"#N/A"},{"$error":"#N/A"},{"$error":"#N/A"},{"$error":"#N/A"},{"$error":"#N/A"},{"$error":"#N/A"},{"$error":"#N/A"},{"$error":"#N/A"},{"$error":"#N/A"},{"$error":"#N/A"}]
[null,{"$f":"IF(DataInput!B6778=$B$8,IF($B$9=$B$10,TRUE,IF(DataInput!E6778=$B$9,TRUE,FALSE)))","v":true},null,null,{"$f":"IF(B6779=TRUE,DataInput!B6778,NA())","v":"SA"},{"$f":"IF($E6779=DataInput!$B6778,DataInput!C6778,NA())","v":"SXBERR"},{"$f":"IF($E6779=DataInput!$B6778,DataInput!D6778,NA())","v":"BERRI"},{"$f":"IF($E6779=DataInput!$B6778,DataInput!E6778,NA())","v":"SAPN"},{"$f":"IF($E6779=DataInput!$B6778,DataInput!F6778,NA())","v":"Summer"},{"$f":"IF($E6779=DataInput!$B6778,DataInput!G6778,NA())","v":"Coincident"},{"$f":"IF($E6779=DataInput!$B6778,DataInput!H6778,NA())","v":2023},{"$f":"IF($E6779=DataInput!$B6778,DataInput!I6778,NA())","v":"poe50"},{"$f":"IF($E6779=DataInput!$B6778,DataInput!J6778,NA())","v":74.162689999999998},{"$f":"IF($E6779=DataInput!$B6778,DataInput!K6778,NA())","v":0.94195891496691697},null,null,"SA BERRI",null,null,null,null,false,null,null,{"$error":"#N/A"},{"$error":"#N/A"},{"$error":"#N/A"},{"$error":"#N/A"},{"$error":"#N/A"},{"$error":"#N/A"},{"$error":"#N/A"},{"$error":"#N/A"},{"$error":"#N/A"},{"$error":"#N/A"}]
[null,{"$f":"IF(DataInput!B6781=$B$8,IF($B$9=$B$10,TRUE,IF(DataInput!E6781=$B$9,TRUE,FALSE)))","v":true},null,null,{"$f":"IF(B6782=TRUE,DataInput!B6781,NA())","v":"SA"},{"$f":"IF($E6782=DataInput!$B6781,DataInput!C6781,NA())","v":"SXBERR"},{"$f":"IF($E6782=DataInput!$B6781,DataInput!D6781,NA())","v":"BERRI"},{"$f":"IF($E6782=DataInput!$B6781,DataInput!E6781,NA())","v":"SAPN"},{"$f":"IF($E6782=DataInput!$B6781,DataInput!F6781,NA())","v":"Winter"},{"$f":"IF($E6782=DataInput!$B6781,DataInput!G6781,NA())","v":"Coincident"},{"$f":"IF($E6782=DataInput!$B6781,DataInput!H6781,NA())","v":2015},{"$f":"IF($E6782=DataInput!$B6781,DataInput!I6781,NA())","v":"poe10"},{"$f":"IF($E6782=DataInput!$B6781,DataInput!J6781,NA())","v":47.399270000000001},{"$f":"IF($E6782=DataInput!$B6781,DataInput!K6781,NA())","v":0.92996315124916495},null,null,"SA BERRI",null,null,null,null,false,null,null,{"$error":"#N/A"},{"$error":"#N/A"},{"$error":"#N/A"},{"$error":"#N/A"},{"$error":"#N/A"},{"$error":"#N/A"},{"$error":"#N/A"},{"$error":"#N/A"},{"$error":"#N/A"},{"$error":"#N/A"}]
[null,{"$f":"IF(DataInput!B6826=$B$8,IF($B$9=$B$10,TRUE,IF(DataInput!E6826=$B$9,TRUE,FALSE)))","v":true},null,null,{"$f":"IF(B6827=TRUE,DataInput!B6826,NA())","v":"SA"},{"$f":"IF($E6827=DataInput!$B6826,DataInput!C6826,NA())","v":"SXBLAN"},{"$f":"IF($E6827=DataInput!$B6826,DataInput!D6826,NA())","v":"BLANCHE"},{"$f":"IF($E6827=DataInput!$B6826,DataInput!E6826,NA())","v":"SAPN"},{"$f":"IF($E6827=DataInput!$B6826,DataInput!F6826,NA())","v":"Winter"},{"$f":"IF($E6827=DataInput!$B6826,DataInput!G6826,NA())","v":"Coincident"},{"$f":"IF($E6827=DataInput!$B6826,DataInput!H6826,NA())","v":2017},{"$f":"IF($E6827=DataInput!$B6826,DataInput!I6826,NA())","v":"poe50"},{"$f":"IF($E6827=DataInput!$B6826,DataInput!J6826,NA())","v":33.461750000000002},{"$f":"IF($E6827=DataInput!$B6826,DataInput!K6826,NA())","v":0.94068329830540498},null,null,"SA BLANCHE",null,null,null,null,false,null,null,{"$error":"#N/A"},{"$error":"#N/A"},{"$error":"#N/A"},{"$error":"#N/A"},{"$error":"#N/A"},{"$error":"#N/A"},{"$error":"#N/A"},{"$error":"#N/A"},{"$error":"#N/A"},{"$error":"#N/A"}]
[null,{"$f":"IF(DataInput!B6857=$B$8,IF($B$9=$B$10,TRUE,IF(DataInput!E6857=$B$9,TRUE,FALSE)))","v":true},null,null,{"$f":"IF(B6858=TRUE,DataInput!B6857,NA())","v":"SA"},{"$f":"IF($E6858=DataInput!$B6857,DataInput!C6857,NA())","v":"SYAD"},{"$f":"IF($E6858=DataInput!$B6857,DataInput!D6857,NA())","v":"YADNARIE"},{"$f":"IF($E6858=DataInput!$B6857,DataInput!E6857,NA())","v":"SAPN"},{"$f":"IF($E6858=DataInput!$B6857,DataInput!F6857,NA())","v":"Summer"},{"$f":"IF($E6858=DataInput!$B6857,DataInput!G6857,NA())","v":"Coincident"},{"$f":"IF($E6858=DataInput!$B6857,DataInput!H6857,NA())","v":2023},{"$f":"IF($E6858=DataInput!$B6857,DataInput!I6857,NA())","v":"poe10"},{"$f":"IF($E6858=DataInput!$B6857,DataInput!J6857,NA())","v":6.6657460000000004},{"$f":"IF($E6858=DataInput!$B6857,DataInput!K6857,NA())","v":0.82162721039480102},null,null,"SA YADNARIE",null,null,null,null,false,null,null,{"$error":"#N/A"},{"$error":"#N/A"},{"$error":"#N/A"},{"$error":"#N/A"},{"$error":"#N/A"},{"$error":"#N/A"},{"$error":"#N/A"},{"$error":"#N/A"},{"$error":"#N/A"},{"$error":"#N/A"}]
[null,{"$f":"IF(DataInput!B6888=$B$8,IF($B$9=$B$10,TRUE,IF(DataInput!E6888=$B$9,TRUE,FALSE)))","v":true},null,null,{"$f":"IF(B6889=TRUE,DataInput!B6888,NA())","v":"SA"},{"$f":"IF($E6889=DataInput!$B6888,DataInput!C6888,NA())","v":"WHYALLA LMF"},{"$f":"IF($E6889=DataInput!$B6888,DataInput!D6888,NA())","v":"WHYALLA LMF"},{"$f":"IF($E6889=DataInput!$B6888,DataInput!E6888,NA())","v":"SAPN"},{"$f":"IF($E6889=DataInput!$B6888,DataInput!F6888,NA())","v":"Summer"},{"$f":"IF($E6889=DataInput!$B6888,DataInput!G6888,NA())","v":"Coincident"},{"$f":"IF($E6889=DataInput!$B6888,DataInput!H6888,NA())","v":2001},{"$f":"IF($E6889=DataInput!$B6888,DataInput!I6888,NA())","v":"TempCorrActualpoe10"},{"$f":"IF($E6889=DataInput!$B6888,DataInput!J6888,NA())","v":"NA"},{"$f":"IF($E6889=DataInput!$B6888,DataInput!K6888,NA())","v":"NA"},null,null,"SA WHYALLA LMF",null,null,null,null,false,null,null,{"$error":"#N/A"},{"$error":"#N/A"},{"$error":"#N/A"},{"$error":"#N/A"},{"$error":"#N/A"},{"$error":"#N/A"},{"$error":"#N/A"},{"$error":"#N/A"},{"$error":"#N/A"},{"$error":"#N/A"}]
[null,{"$f":"IF(DataInput!B6908=$B$8,IF($B$9=$B$10,TRUE,IF(DataInput!E6908=$B$9,TRUE,FALSE)))","v":true},null,null,{"$f":"IF(B6909=TRUE,DataInput!B6908,NA())","v":"SA"},{"$f":"IF($E6909=DataInput!$B6908,DataInput!C6908,NA())","v":"DAVENPORT"},{"$f":"IF($E6909=DataInput!$B6908,DataInput!D6908,NA())","v":"DAVENPORT"},{"$f":"IF($E6909=DataInput!$B6908,DataInput!E6908,NA())","v":"ElectraNet"},{"$f":"IF($E6909=DataInput!$B6908,DataInput!F6908,NA())","v":"Summer"},{"$f":"IF($E6909=DataInput!$B6908,DataInput!G6908,NA())","v":"Coincident"},{"$f":"IF($E6909=DataInput!$B6908,DataInput!H6908,NA())","v":2002},{"$f":"IF($E6909=DataInput!$B6908,DataInput!I6908,NA())","v":"TempCorrActualpoe50"},{"$f":"IF($E6909=DataInput!$B6908,DataInput!J6908,NA())","v":"NA"},{"$f":"IF($E6909=DataInput!$B6908,DataInput!K6908,NA())","v":"NA"},null,null,"SA DAVENPORT",null,null,null,null,false,null,null,{"$f":"IF($V6909=TRUE,E6909,NA())","v":{"$error":"#N/A"}},{"$f":"IF($V6909=TRUE,F6909,NA())","v":{"$error":"#N/A"}},{"$f":"IF($V6909=TRUE,G6909,NA())","v":{"$error":"#N/A"}},{"$f":"IF($V6909=TRUE,H6909,NA())","v":{"$error":"#N/A"}},{"$f":"IF($V6909=TRUE,I6909,NA())","v":{"$error":"#N/A"}},{"$f":"IF($V6909=TRUE,J6909,NA())","v":{"$error":"#N/A"}},{"$f":"IF($V6909=TRUE,K6909,NA())","v":{"$error":"#N/A"}},{"$f":"IF($V6909=TRUE,L6909,NA())","v":{"$error":"#N/A"}},{"$f":"IF($V6909=TRUE,M6909,NA())","v":{"$error":"#N/A"}},{"$f":"IF($V6909=TRUE,N6909,NA())","v":{"$error":"#N/A"}}]
[null,{"$f":"IF(DataInput!B6936=$B$8,IF($B$9=$B$10,TRUE,IF(DataInput!E6936=$B$9,TRUE,FALSE)))","v":true},null,null,{"$f":"IF(B6937=TRUE,DataInput!B6936,NA())","v":"SA"},{"$f":"IF($E6937=DataInput!$B6936,DataInput!C6936,NA())","v":"LEIGH CREEK"},{"$f":"IF($E6937=DataInput!$B6936,DataInput!D6936,NA())","v":"LEIGH CREEK"},{"$f":"IF($E6937=DataInput!$B6936,DataInput!E6936,NA())","v":"ElectraNet"},{"$f":"IF($E6937=DataInput!$B6936,DataInput!F6936,NA())","v":"Summer"},{"$f":"IF($E6937=DataInput!$B6936,DataInput!G6936,NA())","v":"Coincident"},{"$f":"IF($E6937=DataInput!$B6936,DataInput!H6936,NA())","v":2004},{"$f":"IF($E6937=DataInput!$B6936,DataInput!I6936,NA())","v":"TempCorrActualpoe10"},{"$f":"IF($E6937=DataInput!$B6936,DataInput!J6936,NA())","v":"NA"},{"$f":"IF($E6937=DataInput!$B6936,DataInput!K6936,NA())","v":"NA"},null,null,"SA LEIGH CREEK",null,null,null,null,false,null,null,{"$error":"#N/A"},{"$error":"#N/A"},{"$error":"#N/A"},{"$error":"#N/A"},{"$error":"#N/A"},{"$error":"#N/A"},{"$error":"#N/A"},{"$error":"#N/A"},{"$error":"#N/A"},{"$error":"#N/A"}]
[null,{"$f":"IF(DataInput!B6954=$B$8,IF($B$9=$B$10,TRUE,IF(DataInput!E6954=$B$9,TRUE,FALSE)))","v":true},null,null,{"$f":"IF(B6955=TRUE,DataInput!B6954,NA())","v":"SA"},{"$f":"IF($E6955=DataInput!$B6954,DataInput!C6954,NA())","v":"LEIGH CREEK"},{"$f":"IF($E6955=DataInput!$B6954,DataInput!D6954,NA())","v":"LEIGH CREEK"},{"$f":"IF($E6955=DataInput!$B6954,DataInput!E6954,NA())","v":"ElectraNet"},{"$f":"IF($E6955=DataInput!$B6954,DataInput!F6954,NA())","v":"Summer"},{"$f":"IF($E6955=DataInput!$B6954,DataInput!G6954,NA())","v":"Coincident"},{"$f":"IF($E6955=DataInput!$B6954,DataInput!H6954,NA())","v":2005},{"$f":"IF($E6955=DataInput!$B6954,DataInput!I6954,NA())","v":"TempCorrActualpoe10"},{"$f":"IF($E6955=DataInput!$B6954,DataInput!J6954,NA())","v":"NA"},{"$f":"IF($E6955=DataInput!$B6954,DataInput!K6954,NA())","v":"NA"},null,null,"SA LEIGH CREEK",null,null,null,null,false,null,null,{"$error":"#N/A"},{"$error":"#N/A"},{"$error":"#N/A"},{"$error":"#N/A"},{"$error":"#N/A"},{"$error":"#N/A"},{"$error":"#N/A"},{"$error":"#N/A"},{"$error":"#N/A"},{"$error":"#N/A"}]
[null,{"$f":"IF(DataInput!B6985=$B$8,IF($B$9=$B$10,TRUE,IF(DataInput!E6985=$B$9,TRUE,FALSE)))","v":true},null,null,{"$f":"IF(B6986=TRUE,DataInput!B6985,NA())","v":"SA"},{"$f":"IF($E6986=DataInput!$B6985,DataInput!C6985,NA())","v":"SA WATER"},{"$f":"IF($E6986=DataInput!$B6985,DataInput!D6985,NA())","v":"SA WATER"},{"$f":"IF($E6986=DataInput!$B6985,DataInput!E6985,NA())","v":"ElectraNet"},{"$f":"IF($E6986=DataInput!$B6985,DataInput!F6985,NA())","v":"Summer"},{"$f":"IF($E6986=DataInput!$B6985,DataInput!G6985,NA())","v":"Coincident"},{"$f":"IF($E6986=DataInput!$B6985,DataInput!H6985,NA())","v":2006},{"$f":"IF($E6986=DataInput!$B6985,DataInput!I6985,NA())","v":"TempCorrActualpoe50"},{"$f":"IF($E6986=DataInput!$B6985,DataInput!J6985,NA())","v":"NA"},{"$f":"IF($E6986=DataInput!$B6985,DataInput!K6985,NA())","v":"NA"},null,null,"SA SA WATER",null,null,null,null,false,null,null,{"$error":"#N/A"},{"$error":"#N/A"},{"$error":"#N/A"},{"$error":"#N/A"},{"$error":"#N/A"},{"$error":"#N/A"},{"$error":"#N/A"},{"$error":"#N/A"},{"$error":"#N/A"},{"$error":"#N/A"}]
[null,{"$f":"IF(DataInput!B7031=$B$8,IF($B$9=$B$10,TRUE,IF(DataInput!E7031=$B$9,TRUE,FALSE)))","v":true},null,null,{"$f":"IF(B7032=TRUE,DataInput!B7031,NA())","v":"SA"},{"$f":"IF($E7032=DataInput!$B7031,DataInput!C7031,NA())","v":"STONY POINT INDUSTRIAL"},{"$f":"IF($E7032=DataInput!$B7031,DataInput!D7031,NA())","v":"STONY POINT INDUSTRIAL"},{"$f":"IF($E7032=DataInput!$B7031,DataInput!E7031,NA())","v":"ElectraNet"},{"$f":"IF($E7032=DataInput!$B7031,DataInput!F7031,NA())","v":"Summer"},{"$f":"IF($E7032=DataInput!$B7031,DataInput!G7031,NA())","v":"Coincident"},{"$f":"IF($E7032=DataInput!$B7031,DataInput!H7031,NA())","v":2009},{"$f":"IF($E7032=DataInput!$B7031,DataInput!I7031,NA())","v":"TempCorrActualpoe10"},{"$f":"IF($E7032=DataInput!$B7031,DataInput!J7031,NA())","v":"NA"},{"$f":"IF($E7032=DataInput!$B7031,DataInput!K7031,NA())","v":"NA"},null,null,"SA STONY POINT INDUSTRIAL",null,null,null,null,false,null,null,{"$error":"#N/A"},{"$error":"#N/A"},{"$error":"#N/A"},{"$error":"#N/A"},{"$error":"#N/A"},{"$error":"#N/A"},{"$error":"#N/A"},{"$error":"#N/A"},{"$error":"#N/A"},{"$error":"#N/A"}]
[null,{"$f":"IF(DataInput!B7062=$B$8,IF($B$9=$B$10,TRUE,IF(DataInput!E7062=$B$9,TRUE,FALSE)))","v":true},null,null,{"$f":"IF(B7063=TRUE,DataInput!B7062,NA())","v":"SA"},{"$f":"IF($E7063=DataInput!$B7062,DataInput!C7062,NA())","v":"LEIGH CREEK"},{"$f":"IF($E7063=DataInput!$B7062,DataInput!D7062,NA())","v":"LEIGH CREEK"},{"$f":"IF($E7063=DataInput!$B7062,DataInput!E7062,NA())","v":"ElectraNet"},{"$f":"IF($E7063=DataInput!$B7062,DataInput!F7062,NA())","v":"Summer"},{"$f":"IF($E7063=DataInput!$B7062,DataInput!G7062,NA())","v":"Coincident"},{"$f":"IF($E7063=DataInput!$B7062,DataInput!H7062,NA())","v":2011},{"$f":"IF($E7063=DataInput!$B7062,DataInput!I7062,NA())","v":"TempCorrActualpoe10"},{"$f":"IF($E7063=DataInput!$B7062,DataInput!J7062,NA())","v":"NA"},{"$f":"IF($E7063=DataInput!$B7062,DataInput!K7062,NA())","v":"NA"},null,null,"SA LEIGH CREEK",null,null,null,null,false,null,null,{"$error":"#N/A"},{"$error":"#N/A"},{"$error":"#N/A"},{"$error":"#N/A"},{"$error":"#N/A"},{"$error":"#N/A"},{"$error":"#N/A"},{"$error":"#N/A"},{"$error":"#N/A"},{"$error":"#N/A"}]
[null,{"$f":"IF(DataInput!B7093=$B$8,IF($B$9=$B$10,TRUE,IF(DataInput!E7093=$B$9,TRUE,FALSE)))","v":true},null,null,{"$f":"IF(B7094=TRUE,DataInput!B7093,NA())","v":"SA"},{"$f":"IF($E7094=DataInput!$B7093,DataInput!C7093,NA())","v":"SA WATER"},{"$f":"IF($E7094=DataInput!$B7093,DataInput!D7093,NA())","v":"SA WATER"},{"$f":"IF($E7094=DataInput!$B7093,DataInput!E7093,NA())","v":"ElectraNet"},{"$f":"IF($E7094=DataInput!$B7093,DataInput!F7093,NA())","v":"Summer"},{"$f":"IF($E7094=DataInput!$B7093,DataInput!G7093,NA())","v":"Coincident"},{"$f":"IF($E7094=DataInput!$B7093,DataInput!H7093,NA())","v":2012},{"$f":"IF($E7094=DataInput!$B7093,DataInput!I7093,NA())","v":"TempCorrActualpoe50"},{"$f":"IF($E7094=DataInput!$B7093,DataInput!J7093,NA())","v":"NA"},{"$f":"IF($E7094=DataInput!$B7093,DataInput!K7093,NA())","v":"NA"},null,null,"SA SA WATER",null,null,null,null,false,null,null,{"$error":"#N/A"},{"$error":"#N/A"},{"$error":"#N/A"},{"$error":"#N/A"},{"$error":"#N/A"},{"$error":"#N/A"},{"$error":"#N/A"},{"$error":"#N/A"},{"$error":"#N/A"},{"$error":"#N/A"}]
[null,{"$f":"IF(DataInput!B7095=$B$8,IF($B$9=$B$10,TRUE,IF(DataInput!E7095=$B$9,TRUE,FALSE)))","v":true},null,null,{"$f":"IF(B7096=TRUE,DataInput!B7095,NA())","v":"SA"},{"$f":"IF($E7096=DataInput!$B7095,DataInput!C7095,NA())","v":"WHYALLA LMF"},{"$f":"IF($E7096=DataInput!$B7095,DataInput!D7095,NA())","v":"WHYALLA LMF"},{"$f":"IF($E7096=DataInput!$B7095,DataInput!E7095,NA())","v":"SAPN"},{"$f":"IF($E7096=DataInput!$B7095,DataInput!F7095,NA())","v":"Summer"},{"$f":"IF($E7096=DataInput!$B7095,DataInput!G7095,NA())","v":"Coincident"},{"$f":"IF($E7096=DataInput!$B7095,DataInput!H7095,NA())","v":2012},{"$f":"IF($E7096=DataInput!$B7095,DataInput!I7095,NA())","v":"TempCorrActualpoe50"},{"$f":"IF($E7096=DataInput!$B7095,DataInput!J7095,NA())","v":"NA"},{"$f":"IF($E7096=DataInput!$B7095,DataInput!K7095,NA())","v":"NA"},null,null,"SA WHYALLA LMF",null,null,null,null,false,null,null,{"$error":"#N/A"},{"$error":"#N/A"},{"$error":"#N/A"},{"$error":"#N/A"},{"$error":"#N/A"},{"$error":"#N/A"},{"$error":"#N/A"},{"$error":"#N/A"},{"$error":"#N/A"},{"$error":"#N/A"}]
[null,{"$f":"IF(DataInput!B7130=$B$8,IF($B$9=$B$10,TRUE,IF(DataInput!E7130=$B$9,TRUE,FALSE)))","v":true},null,null,{"$f":"IF(B7131=TRUE,DataInput!B7130,NA())","v":"SA"},{"$f":"IF($E7131=DataInput!$B7130,DataInput!C7130,NA())","v":"STONY POINT INDUSTRIAL"},{"$f":"IF($E7131=DataInput!$B7130,DataInput!D7130,NA())","v":"STONY POINT INDUSTRIAL"},{"$f":"IF($E7131=DataInput!$B7130,DataInput!E7130,NA())","v":"ElectraNet"},{"$f":"IF($E7131=DataInput!$B7130,DataInput!F7130,NA())","v":"Summer"},{"$f":"IF($E7131=DataInput!$B7130,DataInput!G7130,NA())","v":"Coincident"},{"$f":"IF($E7131=DataInput!$B7130,DataInput!H7130,NA())","v":2014},{"$f":"IF($E7131=DataInput!$B7130,DataInput!I7130,NA())","v":"TempCorrActualpoe50"},{"$f":"IF($E7131=DataInput!$B7130,DataInput!J7130,NA())","v":"NA"},{"$f":"IF($E7131=DataInput!$B7130,DataInput!K7130,NA())","v":"NA"},null,null,"SA STONY POINT INDUSTRIAL",null,null,null,null,false,null,null,{"$error":"#N/A"},{"$error":"#N/A"},{"$error":"#N/A"},{"$error":"#N/A"},{"$error":"#N/A"},{"$error":"#N/A"},{"$error":"#N/A"},{"$error":"#N/A"},{"$error":"#N/A"},{"$error":"#N/A"}]
[null,{"$f":"IF(DataInput!B7172=$B$8,IF($B$9=$B$10,TRUE,IF(DataInput!E7172=$B$9,TRUE,FALSE)))","v":true},null,null,{"$f":"IF(B7173=TRUE,DataInput!B7172,NA())","v":"SA"},{"$f":"IF($E7173=DataInput!$B7172,DataInput!C7172,NA())","v":"MIDDLEBACK 33kV"},{"$f":"IF($E7173=DataInput!$B7172,DataInput!D7172,NA())","v":"MIDDLEBACK 33kV"},{"$f":"IF($E7173=DataInput!$B7172,DataInput!E7172,NA())","v":"ElectraNet"},{"$f":"IF($E7173=DataInput!$B7172,DataInput!F7172,NA())","v":"Summer"},{"$f":"IF($E7173=DataInput!$B7172,DataInput!G7172,NA())","v":"Coincident"},{"$f":"IF($E7173=DataInput!$B7172,DataInput!H7172,NA())","v":2017},{"$f":"IF($E7173=DataInput!$B7172,DataInput!I7172,NA())","v":"poe10"},{"$f":"IF($E7173=DataInput!$B7172,DataInput!J7172,NA())","v":"NA"},{"$f":"IF($E7173=DataInput!$B7172,DataInput!K7172,NA())","v":"NA"},null,null,"SA MIDDLEBACK 33kV",null,null,null,null,false,null,null,{"$error":"#N/A"},{"$error":"#N/A"},{"$error":"#N/A"},{"$error":"#N/A"},{"$error":"#N/A"},{"$error":"#N/A"},{"$error":"#N/A"},{"$error":"#N/A"},{"$error":"#N/A"},{"$error":"#N/A"}]
[null,{"$f":"IF(DataInput!B7190=$B$8,IF($B$9=$B$10,TRUE,IF(DataInput!E7190=$B$9,TRUE,FALSE)))","v":true},null,null,{"$f":"IF(B7191=TRUE,DataInput!B7190,NA())","v":"SA"},{"$f":"IF($E7191=DataInput!$B7190,DataInput!C7190,NA())","v":"MIDDLEBACK 33kV"},{"$f":"IF($E7191=DataInput!$B7190,DataInput!D7190,NA())","v":"MIDDLEBACK 33kV"},{"$f":"IF($E7191=DataInput!$B7190,DataInput!E7190,NA())","v":"ElectraNet"},{"$f":"IF($E7191=DataInput!$B7190,DataInput!F7190,NA())","v":"Summer"},{"$f":"IF($E7191=DataInput!$B7190,DataInput!G7190,NA())","v":"Coincident"},{"$f":"IF($E7191=DataInput!$B7190,DataInput!H7190,NA())","v":2018},{"$f":"IF($E7191=DataInput!$B7190,DataInput!I7190,NA())","v":"poe10"},{"$f":"IF($E7191=DataInput!$B7190,DataInput!J7190,NA())","v":"NA"},{"$f":"IF($E7191=DataInput!$B7190,DataInput!K7190,NA())","v":"NA"},null,null,"SA MIDDLEBACK 33kV",null,null,null,null,false,null,null,{"$error":"#N/A"},{"$error":"#N/A"},{"$error":"#N/A"},{"$error":"#N/A"},{"$error":"#N/A"},{"$error":"#N/A"},{"$error":"#N/A"},{"$error":"#N/A"},{"$error":"#N/A"},{"$error":"#N/A"}]
[null,{"$f":"IF(DataInput!B7221=$B$8,IF($B$9=$B$10,TRUE,IF(DataInput!E7221=$B$9,TRUE,FALSE)))","v":true},null,null,{"$f":"IF(B7222=TRUE,DataInput!B7221,NA())","v":"SA"},{"$f":"IF($E7222=DataInput!$B7221,DataInput!C7221,NA())","v":"WHYALLA LMF"},{"$f":"IF($E7222=DataInput!$B7221,DataInput!D7221,NA())","v":"WHYALLA LMF"},{"$f":"IF($E7222=DataInput!$B7221,DataInput!E7221,NA())","v":"SAPN"},{"$f":"IF($E7222=DataInput!$B7221,DataInput!F7221,NA())","v":"Summer"},{"$f":"IF($E7222=DataInput!$B7221,DataInput!G7221,NA())","v":"Coincident"},{"$f":"IF($E7222=DataInput!$B7221,DataInput!H7221,NA())","v":2019},{"$f":"IF($E7222=DataInput!$B7221,DataInput!I7221,NA())","v":"poe50"},{"$f":"IF($E7222=DataInput!$B7221,DataInput!J7221,NA())","v":"NA"},{"$f":"IF($E7222=DataInput!$B7221,DataInput!K7221,NA())","v":"NA"},null,null,"SA WHYALLA LMF",null,null,null,null,false,null,null,{"$error":"#N/A"},{"$error":"#N/A"},{"$error":"#N/A"},{"$error":"#N/A"},{"$error":"#N/A"},{"$error":"#N/A"},{"$error":"#N/A"},{"$error":"#N/A"},{"$error":"#N/A"},{"$error":"#N/A"}]
[null,{"$f":"IF(DataInput!B7253=$B$8,IF($B$9=$B$10,TRUE,IF(DataInput!E7253=$B$9,TRUE,FALSE)))","v":true},null,null,{"$f":"IF(B7254=TRUE,DataInput!B7253,NA())","v":"SA"},{"$f":"IF($E7254=DataInput!$B7253,DataInput!C7253,NA())","v":"MIDDLEBACK 33kV"},{"$f":"IF($E7254=DataInput!$B7253,DataInput!D7253,NA())","v":"MIDDLEBACK 33kV"},{"$f":"IF($E7254=DataInput!$B7253,DataInput!E7253,NA())","v":"ElectraNet"},{"$f":"IF($E7254=DataInput!$B7253,DataInput!F7253,NA())","v":"Summer"},{"$f":"IF($E7254=DataInput!$B7253,DataInput!G7253,NA())","v":"Coincident"},{"$f":"IF($E7254=DataInput!$B7253,DataInput!H7253,NA())","v":2021},{"$f":"IF($E7254=DataInput!$B7253,DataInput!I7253,NA())","v":"poe50"},{"$f":"IF($E7254=DataInput!$B7253,DataInput!J7253,NA())","v":"NA"},{"$f":"IF($E7254=DataInput!$B7253,DataInput!K7253,NA())","v":"NA"},null,null,"SA MIDDLEBACK 33kV",null,null,null,null,false,null,null,{"$error":"#N/A"},{"$error":"#N/A"},{"$error":"#N/A"},{"$error":"#N/A"},{"$error":"#N/A"},{"$error":"#N/A"},{"$error":"#N/A"},{"$error":"#N/A"},{"$error":"#N/A"},{"$error":"#N/A"}]
[null,{"$f":"IF(DataInput!B7269=$B$8,IF($B$9=$B$10,TRUE,IF(DataInput!E7269=$B$9,TRUE,FALSE)))","v":true},null,null,{"$f":"IF(B7270=TRUE,DataInput!B7269,NA())","v":"SA"},{"$f":"IF($E7270=DataInput!$B7269,DataInput!C7269,NA())","v":"LEIGH CREEK"},{"$f":"IF($E7270=DataInput!$B7269,DataInput!D7269,NA())","v":"LEIGH CREEK"},{"$f":"IF($E7270=DataInput!$B7269,DataInput!E7269,NA())","v":"ElectraNet"},{"$f":"IF($E7270=DataInput!$B7269,DataInput!F7269,NA())","v":"Summer"},{"$f":"IF($E7270=DataInput!$B7269,DataInput!G7269,NA())","v":"Coincident"},{"$f":"IF($E7270=DataInput!$B7269,DataInput!H7269,NA())","v":2022},{"$f":"IF($E7270=DataInput!$B7269,DataInput!I7269,NA())","v":"poe50"},{"$f":"IF($E7270=DataInput!$B7269,DataInput!J7269,NA())","v":"NA"},{"$f":"IF($E7270=DataInput!$B7269,DataInput!K7269,NA())","v":"NA"},null,null,"SA LEIGH CREEK",null,null,null,null,false,null,null,{"$error":"#N/A"},{"$error":"#N/A"},{"$error":"#N/A"},{"$error":"#N/A"},{"$error":"#N/A"},{"$error":"#N/A"},{"$error":"#N/A"},{"$error":"#N/A"},{"$error":"#N/A"},{"$error":"#N/A"}]
[null,{"$f":"IF(DataInput!B7300=$B$8,IF($B$9=$B$10,TRUE,IF(DataInput!E7300=$B$9,TRUE,FALSE)))","v":true},null,null,{"$f":"IF(B7301=TRUE,DataInput!B7300,NA())","v":"SA"},{"$f":"IF($E7301=DataInput!$B7300,DataInput!C7300,NA())","v":"SA WATER"},{"$f":"IF($E7301=DataInput!$B7300,DataInput!D7300,NA())","v":"SA WATER"},{"$f":"IF($E7301=DataInput!$B7300,DataInput!E7300,NA())","v":"ElectraNet"},{"$f":"IF($E7301=DataInput!$B7300,DataInput!F7300,NA())","v":"Summer"},{"$f":"IF($E7301=DataInput!$B7300,DataInput!G7300,NA())","v":"Coincident"},{"$f":"IF($E7301=DataInput!$B7300,DataInput!H7300,NA())","v":2024},{"$f":"IF($E7301=DataInput!$B7300,DataInput!I7300,NA())","v":"poe10"},{"$f":"IF($E7301=DataInput!$B7300,DataInput!J7300,NA())","v":"NA"},{"$f":"IF($E7301=DataInput!$B7300,DataInput!K7300,NA())","v":"NA"},null,null,"SA SA WATER",null,null,null,null,false,null,null,{"$error":"#N/A"},{"$error":"#N/A"},{"$error":"#N/A"},{"$error":"#N/A"},{"$error":"#N/A"},{"$error":"#N/A"},{"$error":"#N/A"},{"$error":"#N/A"},{"$error":"#N/A"},{"$error":"#N/A"}]
[null,{"$f":"IF(DataInput!B7347=$B$8,IF($B$9=$B$10,TRUE,IF(DataInput!E7347=$B$9,TRUE,FALSE)))","v":true},null,null,{"$f":"IF(B7348=TRUE,DataInput!B7347,NA())","v":"SA"},{"$f":"IF($E7348=DataInput!$B7347,DataInput!C7347,NA())","v":"WHYALLA LMF"},{"$f":"IF($E7348=DataInput!$B7347,DataInput!D7347,NA())","v":"WHYALLA LMF"},{"$f":"IF($E7348=DataInput!$B7347,DataInput!E7347,NA())","v":"SAPN"},{"$f":"IF($E7348=DataInput!$B7347,DataInput!F7347,NA())","v":"Winter"},{"$f":"IF($E7348=DataInput!$B7347,DataInput!G7347,NA())","v":"Coincident"},{"$f":"IF($E7348=DataInput!$B7347,DataInput!H7347,NA())","v":2002},{"$f":"IF($E7348=DataInput!$B7347,DataInput!I7347,NA())","v":"TempCorrActualpoe50"},{"$f":"IF($E7348=DataInput!$B7347,DataInput!J7347,NA())","v":"NA"},{"$f":"IF($E7348=DataInput!$B7347,DataInput!K7347,NA())","v":"NA"},null,null,"SA WHYALLA LMF",null,null,null,null,false,null,null,{"$error":"#N/A"},{"$error":"#N/A"},{"$error":"#N/A"},{"$error":"#N/A"},{"$error":"#N/A"},{"$error":"#N/A"},{"$error":"#N/A"},{"$error":"#N/A"},{"$error":"#N/A"},{"$error":"#N/A"}]
[null,{"$f":"IF(DataInput!B7380=$B$8,IF($B$9=$B$10,TRUE,IF(DataInput!E7380=$B$9,TRUE,FALSE)))","v":true},null,null,{"$f":"IF(B7381=TRUE,DataInput!B7380,NA())","v":"SA"},{"$f":"IF($E7381=DataInput!$B7380,DataInput!C7380,NA())","v":"ROSEWORTHY"},{"$f":"IF($E7381=DataInput!$B7380,DataInput!D7380,NA())","v":"ROSEWORTHY"},{"$f":"IF($E7381=DataInput!$B7380,DataInput!E7380,NA())","v":"ElectraNet"},{"$f":"IF($E7381=DataInput!$B7380,DataInput!F7380,NA())","v":"Winter"},{"$f":"IF($E7381=DataInput!$B7380,DataInput!G7380,NA())","v":"Coincident"},{"$f":"IF($E7381=DataInput!$B7380,DataInput!H7380,NA())","v":2004},{"$f":"IF($E7381=DataInput!$B7380,DataInput!I7380,NA())","v":"TempCorrActualpoe50"},{"$f":"IF($E7381=DataInput!$B7380,DataInput!J7380,NA())","v":"NA"},{"$f":"IF($E7381=DataInput!$B7380,DataInput!K7380,NA())","v":"NA"},null,null,"SA ROSEWORTHY",null,null,null,null,false,null,null,{"$error":"#N/A"},{"$error":"#N/A"},{"$error":"#N/A"},{"$error":"#N/A"},{"$error":"#N/A"},{"$error":"#N/A"},{"$error":"#N/A"},{"$error":"#N/A"},{"$error":"#N/A"},{"$error":"#N/A"}]
[null,{"$f":"IF(DataInput!B7408=$B$8,IF($B$9=$B$10,TRUE,IF(DataInput!E7408=$B$9,TRUE,FALSE)))","v":true},null,null,{"$f":"IF(B7409=TRUE,DataInput!B7408,NA())","v":"SA"},{"$f":"IF($E7409=DataInput!$B7408,DataInput!C7408,NA())","v":"SA WATER"},{"$f":"IF($E7409=DataInput!$B7408,DataInput!D7408,NA())","v":"SA WATER"},{"$f":"IF($E7409=DataInput!$B7408,DataInput!E7408,NA())","v":"ElectraNet"},{"$f":"IF($E7409=DataInput!$B7408,DataInput!F7408,NA())","v":"Winter"},{"$f":"IF($E7409=DataInput!$B7408,DataInput!G7408,NA())","v":"Coincident"},{"$f":"IF($E7409=DataInput!$B7408,DataInput!H7408,NA())","v":2006},{"$f":"IF($E7409=DataInput!$B7408,DataInput!I7408,NA())","v":"TempCorrActualpoe10"},{"$f":"IF($E7409=DataInput!$B7408,DataInput!J7408,NA())","v":"NA"},{"$f":"IF($E7409=DataInput!$B7408,DataInput!K7408,NA())","v":"NA"},null,null,"SA SA WATER",null,null,null,null,false,null,null,{"$error":"#N/A"},{"$error":"#N/A"},{"$error":"#N/A"},{"$error":"#N/A"},{"$error":"#N/A"},{"$error":"#N/A"},{"$error":"#N/A"},{"$error":"#N/A"},{"$error":"#N/A"},{"$error":"#N/A"}]
[null,{"$f":"IF(DataInput!B7426=$B$8,IF($B$9=$B$10,TRUE,IF(DataInput!E7426=$B$9,TRUE,FALSE)))","v":true},null,null,{"$f":"IF(B7427=TRUE,DataInput!B7426,NA())","v":"SA"},{"$f":"IF($E7427=DataInput!$B7426,DataInput!C7426,NA())","v":"SA WATER"},{"$f":"IF($E7427=DataInput!$B7426,DataInput!D7426,NA())","v":"SA WATER"},{"$f":"IF($E7427=DataInput!$B7426,DataInput!E7426,NA())","v":"ElectraNet"},{"$f":"IF($E7427=DataInput!$B7426,DataInput!F7426,NA())","v":"Winter"},{"$f":"IF($E7427=DataInput!$B7426,DataInput!G7426,NA())","v":"Coincident"},{"$f":"IF($E7427=DataInput!$B7426,DataInput!H7426,NA())","v":2007},{"$f":"IF($E7427=DataInput!$B7426,DataInput!I7426,NA())","v":"TempCorrActualpoe10"},{"$f":"IF($E7427=DataInput!$B7426,DataInput!J7426,NA())","v":"NA"},{"$f":"IF($E7427=DataInput!$B7426,DataInput!K7426,NA())","v":"NA"},null,null,"SA SA WATER",null,null,null,null,false,null,null,{"$error":"#N/A"},{"$error":"#N/A"},{"$error":"#N/A"},{"$error":"#N/A"},{"$error":"#N/A"},{"$error":"#N/A"},{"$error":"#N/A"},{"$error":"#N/A"},{"$error":"#N/A"},{"$error":"#N/A"}]
[null,{"$f":"IF(DataInput!B7457=$B$8,IF($B$9=$B$10,TRUE,IF(DataInput!E7457=$B$9,TRUE,FALSE)))","v":true},null,null,{"$f":"IF(B7458=TRUE,DataInput!B7457,NA())","v":"SA"},{"$f":"IF($E7458=DataInput!$B7457,DataInput!C7457,NA())","v":"DAVENPORT"},{"$f":"IF($E7458=DataInput!$B7457,DataInput!D7457,NA())","v":"DAVENPORT"},{"$f":"IF($E7458=DataInput!$B7457,DataInput!E7457,NA())","v":"ElectraNet"},{"$f":"IF($E7458=DataInput!$B7457,DataInput!F7457,NA())","v":"Winter"},{"$f":"IF($E7458=DataInput!$B7457,DataInput!G7457,NA())","v":"Coincident"},{"$f":"IF($E7458=DataInput!$B7457,DataInput!H7457,NA())","v":2009},{"$f":"IF($E7458=DataInput!$B7457,DataInput!I7457,NA())","v":"TempCorrActualpoe10"},{"$f":"IF($E7458=DataInput!$B7457,DataInput!J7457,NA())","v":"NA"},{"$f":"IF($E7458=DataInput!$B7457,DataInput!K7457,NA())","v":"NA"},null,null,"SA DAVENPORT",null,null,null,null,false,null,null,{"$error":"#N/A"},{"$error":"#N/A"},{"$error":"#N/A"},{"$error":"#N/A"},{"$error":"#N/A"},{"$error":"#N/A"},{"$error":"#N/A"},{"$error":"#N/A"},{"$error":"#N/A"},{"$error":"#N/A"}]
[null,{"$f":"IF(DataInput!B7475=$B$8,IF($B$9=$B$10,TRUE,IF(DataInput!E7475=$B$9,TRUE,FALSE)))","v":true},null,null,{"$f":"IF(B7476=TRUE,DataInput!B7475,NA())","v":"SA"},{"$f":"IF($E7476=DataInput!$B7475,DataInput!C7475,NA())","v":"DAVENPORT"},{"$f":"IF($E7476=DataInput!$B7475,DataInput!D7475,NA())","v":"DAVENPORT"},{"$f":"IF($E7476=DataInput!$B7475,DataInput!E7475,NA())","v":"ElectraNet"},{"$f":"IF($E7476=DataInput!$B7475,DataInput!F7475,NA())","v":"Winter"},{"$f":"IF($E7476=DataInput!$B7475,DataInput!G7475,NA())","v":"Coincident"},{"$f":"IF($E7476=DataInput!$B7475,DataInput!H7475,NA())","v":2010},{"$f":"IF($E7476=DataInput!$B7475,DataInput!I7475,NA())","v":"TempCorrActualpoe10"},{"$f":"IF($E7476=DataInput!$B7475,DataInput!J7475,NA())","v":"NA"},{"$f":"IF($E7476=DataInput!$B7475,DataInput!K7475,NA())","v":"NA"},null,null,"SA DAVENPORT",null,null,null,null,false,null,null,{"$error":"#N/A"},{"$error":"#N/A"},{"$error":"#N/A"},{"$error":"#N/A"},{"$error":"#N/A"},{"$error":"#N/A"},{"$error":"#N/A"},{"$error":"#N/A"},{"$error":"#N/A"},{"$error":"#N/A"}]
[null,{"$f":"IF(DataInput!B7505=$B$8,IF($B$9=$B$10,TRUE,IF(DataInput!E7505=$B$9,TRUE,FALSE)))","v":true},null,null,{"$f":"IF(B7506=TRUE,DataInput!B7505,NA())","v":"SA"},{"$f":"IF($E7506=DataInput!$B7505,DataInput!C7505,NA())","v":"MIDDLEBACK 33kV"},{"$f":"IF($E7506=DataInput!$B7505,DataInput!D7505,NA())","v":"MIDDLEBACK 33kV"},{"$f":"IF($E7506=DataInput!$B7505,DataInput!E7505,NA())","v":"ElectraNet"},{"$f":"IF($E7506=DataInput!$B7505,DataInput!F7505,NA())","v":"Winter"},{"$f":"IF($E7506=DataInput!$B7505,DataInput!G7505,NA())","v":"Coincident"},{"$f":"IF($E7506=DataInput!$B7505,DataInput!H7505,NA())","v":2011},{"$f":"IF($E7506=DataInput!$B7505,DataInput!I7505,NA())","v":"TempCorrActualpoe50"},{"$f":"IF($E7506=DataInput!$B7505,DataInput!J7505,NA())","v":"NA"},{"$f":"IF($E7506=DataInput!$B7505,DataInput!K7505,NA())","v":"NA"},null,null,"SA MIDDLEBACK 33kV",null,null,null,null,false,null,null,{"$error":"#N/A"},{"$error":"#N/A"},{"$error":"#N/A"},{"$error":"#N/A"},{"$error":"#N/A"},{"$error":"#N/A"},{"$error":"#N/A"},{"$error":"#N/A"},{"$error":"#N/A"},{"$error":"#N/A"}]
[null,{"$f":"IF(DataInput!B7536=$B$8,IF($B$9=$B$10,TRUE,IF(DataInput!E7536=$B$9,TRUE,FALSE)))","v":true},null,null,{"$f":"IF(B7537=TRUE,DataInput!B7536,NA())","v":"SA"},{"$f":"IF($E7537=DataInput!$B7536,DataInput!C7536,NA())","v":"WHYALLA LMF"},{"$f":"IF($E7537=DataInput!$B7536,DataInput!D7536,NA())","v":"WHYALLA LMF"},{"$f":"IF($E7537=DataInput!$B7536,DataInput!E7536,NA())","v":"SAPN"},{"$f":"IF($E7537=DataInput!$B7536,DataInput!F7536,NA())","v":"Winter"},{"$f":"IF($E7537=DataInput!$B7536,DataInput!G7536,NA())","v":"Coincident"},{"$f":"IF($E7537=DataInput!$B7536,DataInput!H7536,NA())","v":2013},{"$f":"IF($E7537=DataInput!$B7536,DataInput!I7536,NA())","v":"TempCorrActualpoe10"},{"$f":"IF($E7537=DataInput!$B7536,DataInput!J7536,NA())","v":"NA"},{"$f":"IF($E7537=DataInput!$B7536,DataInput!K7536,NA())","v":"NA"},null,null,"SA WHYALLA LMF",null,null,null,null,false,null,null,{"$error":"#N/A"},{"$error":"#N/A"},{"$error":"#N/A"},{"$error":"#N/A"},{"$error":"#N/A"},{"$error":"#N/A"},{"$error":"#N/A"},{"$error":"#N/A"},{"$error":"#N/A"},{"$error":"#N/A"}]
[null,{"$f":"IF(DataInput!B7583=$B$8,IF($B$9=$B$10,TRUE,IF(DataInput!E7583=$B$9,TRUE,FALSE)))","v":true},null,null,{"$f":"IF(B7584=TRUE,DataInput!B7583,NA())","v":"SA"},{"$f":"IF($E7584=DataInput!$B7583,DataInput!C7583,NA())","v":"DAVENPORT"},{"$f":"IF($E7584=DataInput!$B7583,DataInput!D7583,NA())","v":"DAVENPORT"},{"$f":"IF($E7584=DataInput!$B7583,DataInput!E7583,NA())","v":"ElectraNet"},{"$f":"IF($E7584=DataInput!$B7583,DataInput!F7583,NA())","v":"Winter"},{"$f":"IF($E7584=DataInput!$B7583,DataInput!G7583,NA())","v":"Coincident"},{"$f":"IF($E7584=DataInput!$B7583,DataInput!H7583,NA())","v":2016},{"$f":"IF($E7584=DataInput!$B7583,DataInput!I7583,NA())","v":"poe10"},{"$f":"IF($E7584=DataInput!$B7583,DataInput!J7583,NA())","v":"NA"},{"$f":"IF($E7584=DataInput!$B7583,DataInput!K7583,NA())","v":"NA"},null,null,"SA DAVENPORT",null,null,null,null,false,null,null,{"$error":"#N/A"},{"$error":"#N/A"},{"$error":"#N/A"},{"$error":"#N/A"},{"$error":"#N/A"},{"$error":"#N/A"},{"$error":"#N/A"},{"$error":"#N/A"},{"$error":"#N/A"},{"$error":"#N/A"}]
[null,{"$f":"IF(DataInput!B7602=$B$8,IF($B$9=$B$10,TRUE,IF(DataInput!E7602=$B$9,TRUE,FALSE)))","v":true},null,null,{"$f":"IF(B7603=TRUE,DataInput!B7602,NA())","v":"SA"},{"$f":"IF($E7603=DataInput!$B7602,DataInput!C7602,NA())","v":"LEIGH CREEK"},{"$f":"IF($E7603=DataInput!$B7602,DataInput!D7602,NA())","v":"LEIGH CREEK"},{"$f":"IF($E7603=DataInput!$B7602,DataInput!E7602,NA())","v":"ElectraNet"},{"$f":"IF($E7603=DataInput!$B7602,DataInput!F7602,NA())","v":"Winter"},{"$f":"IF($E7603=DataInput!$B7602,DataInput!G7602,NA())","v":"Coincident"},{"$f":"IF($E7603=DataInput!$B7602,DataInput!H7602,NA())","v":2017},{"$f":"IF($E7603=DataInput!$B7602,DataInput!I7602,NA())","v":"poe10"},{"$f":"IF($E7603=DataInput!$B7602,DataInput!J7602,NA())","v":"NA"},{"$f":"IF($E7603=DataInput!$B7602,DataInput!K7602,NA())","v":"NA"},null,null,"SA LEIGH CREEK",null,null,null,null,false,null,null,{"$error":"#N/A"},{"$error":"#N/A"},{"$error":"#N/A"},{"$error":"#N/A"},{"$error":"#N/A"},{"$error":"#N/A"},{"$error":"#N/A"},{"$error":"#N/A"},{"$error":"#N/A"},{"$error":"#N/A"}]
[null,{"$f":"IF(DataInput!B7615=$B$8,IF($B$9=$B$10,TRUE,IF(DataInput!E7615=$B$9,TRUE,FALSE)))","v":true},null,null,{"$f":"IF(B7616=TRUE,DataInput!B7615,NA())","v":"SA"},{"$f":"IF($E7616=DataInput!$B7615,DataInput!C7615,NA())","v":"SA WATER"},{"$f":"IF($E7616=DataInput!$B7615,DataInput!D7615,NA())","v":"SA WATER"},{"$f":"IF($E7616=DataInput!$B7615,DataInput!E7615,NA())","v":"ElectraNet"},{"$f":"IF($E7616=DataInput!$B7615,DataInput!F7615,NA())","v":"Winter"},{"$f":"IF($E7616=DataInput!$B7615,DataInput!G7615,NA())","v":"Coincident"},{"$f":"IF($E7616=DataInput!$B7615,DataInput!H7615,NA())","v":2017},{"$f":"IF($E7616=DataInput!$B7615,DataInput!I7615,NA())","v":"poe50"},{"$f":"IF($E7616=DataInput!$B7615,DataInput!J7615,NA())","v":"NA"},{"$f":"IF($E7616=DataInput!$B7615,DataInput!K7615,NA())","v":"NA"},null,null,"SA SA WATER",null,null,null,null,false,null,null,{"$error":"#N/A"},{"$error":"#N/A"},{"$error":"#N/A"},{"$error":"#N/A"},{"$error":"#N/A"},{"$error":"#N/A"},{"$error":"#N/A"},{"$error":"#N/A"},{"$error":"#N/A"},{"$error":"#N/A"}]
[null,{"$f":"IF(DataInput!B7662=$B$8,IF($B$9=$B$10,TRUE,IF(DataInput!E7662=$B$9,TRUE,FALSE)))","v":true},null,null,{"$f":"IF(B7663=TRUE,DataInput!B7662,NA())","v":"SA"},{"$f":"IF($E7663=DataInput!$B7662,DataInput!C7662,NA())","v":"WHYALLA LMF"},{"$f":"IF($E7663=DataInput!$B7662,DataInput!D7662,NA())","v":"WHYALLA LMF"},{"$f":"IF($E7663=DataInput!$B7662,DataInput!E7662,NA())","v":"SAPN"},{"$f":"IF($E7663=DataInput!$B7662,DataInput!F7662,NA())","v":"Winter"},{"$f":"IF($E7663=DataInput!$B7662,DataInput!G7662,NA())","v":"Coincident"},{"$f":"IF($E7663=DataInput!$B7662,DataInput!H7662,NA())","v":2020},{"$f":"IF($E7663=DataInput!$B7662,DataInput!I7662,NA())","v":"poe10"},{"$f":"IF($E7663=DataInput!$B7662,DataInput!J7662,NA())","v":"NA"},{"$f":"IF($E7663=DataInput!$B7662,DataInput!K7662,NA())","v":"NA"},null,null,"SA WHYALLA LMF",null,null,null,null,false,null,null,{"$error":"#N/A"},{"$error":"#N/A"},{"$error":"#N/A"},{"$error":"#N/A"},{"$error":"#N/A"},{"$error":"#N/A"},{"$error":"#N/A"},{"$error":"#N/A"},{"$error":"#N/A"},{"$error":"#N/A"}]
[null,{"$f":"IF(DataInput!B7693=$B$8,IF($B$9=$B$10,TRUE,IF(DataInput!E7693=$B$9,TRUE,FALSE)))","v":true},null,null,{"$f":"IF(B7694=TRUE,DataInput!B7693,NA())","v":"SA"},{"$f":"IF($E7694=DataInput!$B7693,DataInput!C7693,NA())","v":"MIDDLEBACK 132kV"},{"$f":"IF($E7694=DataInput!$B7693,DataInput!D7693,NA())","v":"MIDDLEBACK 132kV"},{"$f":"IF($E7694=DataInput!$B7693,DataInput!E7693,NA())","v":"ElectraNet"},{"$f":"IF($E7694=DataInput!$B7693,DataInput!F7693,NA())","v":"Winter"},{"$f":"IF($E7694=DataInput!$B7693,DataInput!G7693,NA())","v":"Coincident"},{"$f":"IF($E7694=DataInput!$B7693,DataInput!H7693,NA())","v":2022},{"$f":"IF($E7694=DataInput!$B7693,DataInput!I7693,NA())","v":"poe10"},{"$f":"IF($E7694=DataInput!$B7693,DataInput!J7693,NA())","v":"NA"},{"$f":"IF($E7694=DataInput!$B7693,DataInput!K7693,NA())","v":"NA"},null,null,"SA MIDDLEBACK 132kV",null,null,null,null,false,null,null,{"$error":"#N/A"},{"$error":"#N/A"},{"$error":"#N/A"},{"$error":"#N/A"},{"$error":"#N/A"},{"$error":"#N/A"},{"$error":"#N/A"},{"$error":"#N/A"},{"$error":"#N/A"},{"$error":"#N/A"}]
[null,{"$f":"IF(DataInput!B7725=$B$8,IF($B$9=$B$10,TRUE,IF(DataInput!E7725=$B$9,TRUE,FALSE)))","v":true},null,null,{"$f":"IF(B7726=TRUE,DataInput!B7725,NA())","v":"SA"},{"$f":"IF($E7726=DataInput!$B7725,DataInput!C7725,NA())","v":"WHYALLA LMF"},{"$f":"IF($E7726=DataInput!$B7725,DataInput!D7725,NA())","v":"WHYALLA LMF"},{"$f":"IF($E7726=DataInput!$B7725,DataInput!E7725,NA())","v":"SAPN"},{"$f":"IF($E7726=DataInput!$B7725,DataInput!F7725,NA())","v":"Winter"},{"$f":"IF($E7726=DataInput!$B7725,DataInput!G7725,NA())","v":"Coincident"},{"$f":"IF($E7726=DataInput!$B7725,DataInput!H7725,NA())","v":2023},{"$f":"IF($E7726=DataInput!$B7725,DataInput!I7725,NA())","v":"poe50"},{"$f":"IF($E7726=DataInput!$B7725,DataInput!J7725,NA())","v":"NA"},{"$f":"IF($E7726=DataInput!$B7725,DataInput!K7725,NA())","v":"NA"},null,null,"SA WHYALLA LMF",null,null,null,null,false,null,null,{"$error":"#N/A"},{"$error":"#N/A"},{"$error":"#N/A"},{"$error":"#N/A"},{"$error":"#N/A"},{"$error":"#N/A"},{"$error":"#N/A"},{"$error":"#N/A"},{"$error":"#N/A"},{"$error":"#N/A"}]
[null,{"$f":"IF(DataInput!B7741=$B$8,IF($B$9=$B$10,TRUE,IF(DataInput!E7741=$B$9,TRUE,FALSE)))","v":true},null,null,{"$f":"IF(B7742=TRUE,DataInput!B7741,NA())","v":"SA"},{"$f":"IF($E7742=DataInput!$B7741,DataInput!C7741,NA())","v":"SA WATER"},{"$f":"IF($E7742=DataInput!$B7741,DataInput!D7741,NA())","v":"SA WATER"},{"$f":"IF($E7742=DataInput!$B7741,DataInput!E7741,NA())","v":"ElectraNet"},{"$f":"IF($E7742=DataInput!$B7741,DataInput!F7741,NA())","v":"Winter"},{"$f":"IF($E7742=DataInput!$B7741,DataInput!G7741,NA())","v":"Coincident"},{"$f":"IF($E7742=DataInput!$B7741,DataInput!H7741,NA())","v":2024},{"$f":"IF($E7742=DataInput!$B7741,DataInput!I7741,NA())","v":"poe50"},{"$f":"IF($E7742=DataInput!$B7741,DataInput!J7741,NA())","v":"NA"},{"$f":"IF($E7742=DataInput!$B7741,DataInput!K7741,NA())","v":"NA"},null,null,"SA SA WATER",null,null,null,null,false,null,null,{"$error":"#N/A"},{"$error":"#N/A"},{"$error":"#N/A"},{"$error":"#N/A"},{"$error":"#N/A"},{"$error":"#N/A"},{"$error":"#N/A"},{"$error":"#N/A"},{"$error":"#N/A"},{"$error":"#N/A"}]
[null,{"$f":"IF(DataInput!B7772=$B$8,IF($B$9=$B$10,TRUE,IF(DataInput!E7772=$B$9,TRUE,FALSE)))","v":true},null,null,{"$f":"IF(B7773=TRUE,DataInput!B7772,NA())","v":"SA"},{"$f":"IF($E7773=DataInput!$B7772,DataInput!C7772,NA())","v":"DAVENPORT"},{"$f":"IF($E7773=DataInput!$B7772,DataInput!D7772,NA())","v":"DAVENPORT"},{"$f":"IF($E7773=DataInput!$B7772,DataInput!E7772,NA())","v":"ElectraNet"},{"$f":"IF($E7773=DataInput!$B7772,DataInput!F7772,NA())","v":"Summer"},{"$f":"IF($E7773=DataInput!$B7772,DataInput!G7772,NA())","v":"Non-Coincident"},{"$f":"IF($E7773=DataInput!$B7772,DataInput!H7772,NA())","v":2002},{"$f":"IF($E7773=DataInput!$B7772,DataInput!I7772,NA())","v":"TempCorrActualpoe50"},{"$f":"IF($E7773=DataInput!$B7772,DataInput!J7772,NA())","v":"NA"},{"$f":"IF($E7773=DataInput!$B7772,DataInput!K7772,NA())","v":"NA"},null,null,"SA DAVENPORT",null,null,null,null,false,null,null,{"$error":"#N/A"},{"$error":"#N/A"},{"$error":"#N/A"},{"$error":"#N/A"},{"$error":"#N/A"},{"$error":"#N/A"},{"$error":"#N/A"},{"$error":"#N/A"},{"$error":"#N/A"},{"$error":"#N/A"}]
[null,{"$f":"IF(DataInput!B7790=$B$8,IF($B$9=$B$10,TRUE,IF(DataInput!E7790=$B$9,TRUE,FALSE)))","v":true},null,null,{"$f":"IF(B7791=TRUE,DataInput!B7790,NA())","v":"SA"},{"$f":"IF($E7791=DataInput!$B7790,DataInput!C7790,NA())","v":"DAVENPORT"},{"$f":"IF($E7791=DataInput!$B7790,DataInput!D7790,NA())","v":"DAVENPORT"},{"$f":"IF($E7791=DataInput!$B7790,DataInput!E7790,NA())","v":"ElectraNet"},{"$f":"IF($E7791=DataInput!$B7790,DataInput!F7790,NA())","v":"Summer"},{"$f":"IF($E7791=DataInput!$B7790,DataInput!G7790,NA())","v":"Non-Coincident"},{"$f":"IF($E7791=DataInput!$B7790,DataInput!H7790,NA())","v":2003},{"$f":"IF($E7791=DataInput!$B7790,DataInput!I7790,NA())","v":"TempCorrActualpoe50"},{"$f":"IF($E7791=DataInput!$B7790,DataInput!J7790,NA())","v":"NA"},{"$f":"IF($E7791=DataInput!$B7790,DataInput!K7790,NA())","v":"NA"},null,null,"SA DAVENPORT",null,null,null,null,false,null,null,{"$error":"#N/A"},{"$error":"#N/A"},{"$error":"#N/A"},{"$error":"#N/A"},{"$error":"#N/A"},{"$error":"#N/A"},{"$error":"#N/A"},{"$error":"#N/A"},{"$error":"#N/A"},{"$error":"#N/A"}]
[null,{"$f":"IF(DataInput!B7824=$B$8,IF($B$9=$B$10,TRUE,IF(DataInput!E7824=$B$9,TRUE,FALSE)))","v":true},null,null,{"$f":"IF(B7825=TRUE,DataInput!B7824,NA())","v":"SA"},{"$f":"IF($E7825=DataInput!$B7824,DataInput!C7824,NA())","v":"WHYALLA LMF"},{"$f":"IF($E7825=DataInput!$B7824,DataInput!D7824,NA())","v":"WHYALLA LMF"},{"$f":"IF($E7825=DataInput!$B7824,DataInput!E7824,NA())","v":"SAPN"},{"$f":"IF($E7825=DataInput!$B7824,DataInput!F7824,NA())","v":"Summer"},{"$f":"IF($E7825=DataInput!$B7824,DataInput!G7824,NA())","v":"Non-Coincident"},{"$f":"IF($E7825=DataInput!$B7824,DataInput!H7824,NA())","v":2005},{"$f":"IF($E7825=DataInput!$B7824,DataInput!I7824,NA())","v":"TempCorrActualpoe10"},{"$f":"IF($E7825=DataInput!$B7824,DataInput!J7824,NA())","v":"NA"},{"$f":"IF($E7825=DataInput!$B7824,DataInput!K7824,NA())","v":"NA"},null,null,"SA WHYALLA LMF",null,null,null,null,false,null,null,{"$error":"#N/A"},{"$error":"#N/A"},{"$error":"#N/A"},{"$error":"#N/A"},{"$error":"#N/A"},{"$error":"#N/A"},{"$error":"#N/A"},{"$error":"#N/A"},{"$error":"#N/A"},{"$error":"#N/A"}]
[null,{"$f":"IF(DataInput!B7851=$B$8,IF($B$9=$B$10,TRUE,IF(DataInput!E7851=$B$9,TRUE,FALSE)))","v":true},null,null,{"$f":"IF(B7852=TRUE,DataInput!B7851,NA())","v":"SA"},{"$f":"IF($E7852=DataInput!$B7851,DataInput!C7851,NA())","v":"WHYALLA LMF"},{"$f":"IF($E7852=DataInput!$B7851,DataInput!D7851,NA())","v":"WHYALLA LMF"},{"$f":"IF($E7852=DataInput!$B7851,DataInput!E7851,NA())","v":"SAPN"},{"$f":"IF($E7852=DataInput!$B7851,DataInput!F7851,NA())","v":"Summer"},{"$f":"IF($E7852=DataInput!$B7851,DataInput!G7851,NA())","v":"Non-Coincident"},{"$f":"IF($E7852=DataInput!$B7851,DataInput!H7851,NA())","v":2006},{"$f":"IF($E7852=DataInput!$B7851,DataInput!I7851,NA())","v":"TempCorrActualpoe50"},{"$f":"IF($E7852=DataInput!$B7851,DataInput!J7851,NA())","v":"NA"},{"$f":"IF($E7852=DataInput!$B7851,DataInput!K7851,NA())","v":"NA"},null,null,"SA WHYALLA LMF",null,null,null,null,false,null,null,{"$error":"#N/A"},{"$error":"#N/A"},{"$error":"#N/A"},{"$error":"#N/A"},{"$error":"#N/A"},{"$error":"#N/A"},{"$error":"#N/A"},{"$error":"#N/A"},{"$error":"#N/A"},{"$error":"#N/A"}]
[null,{"$f":"IF(DataInput!B7898=$B$8,IF($B$9=$B$10,TRUE,IF(DataInput!E7898=$B$9,TRUE,FALSE)))","v":true},null,null,{"$f":"IF(B7899=TRUE,DataInput!B7898,NA())","v":"SA"},{"$f":"IF($E7899=DataInput!$B7898,DataInput!C7898,NA())","v":"DAVENPORT"},{"$f":"IF($E7899=DataInput!$B7898,DataInput!D7898,NA())","v":"DAVENPORT"},{"$f":"IF($E7899=DataInput!$B7898,DataInput!E7898,NA())","v":"ElectraNet"},{"$f":"IF($E7899=DataInput!$B7898,DataInput!F7898,NA())","v":"Summer"},{"$f":"IF($E7899=DataInput!$B7898,DataInput!G7898,NA())","v":"Non-Coincident"},{"$f":"IF($E7899=DataInput!$B7898,DataInput!H7898,NA())","v":2009},{"$f":"IF($E7899=DataInput!$B7898,DataInput!I7898,NA())","v":"TempCorrActualpoe50"},{"$f":"IF($E7899=DataInput!$B7898,DataInput!J7898,NA())","v":"NA"},{"$f":"IF($E7899=DataInput!$B7898,DataInput!K7898,NA())","v":"NA"},null,null,"SA DAVENPORT",null,null,null,null,false,null,null,{"$error":"#N/A"},{"$error":"#N/A"},{"$error":"#N/A"},{"$error":"#N/A"},{"$error":"#N/A"},{"$error":"#N/A"},{"$error":"#N/A"},{"$error":"#N/A"},{"$error":"#N/A"},{"$error":"#N/A"}]
[null,{"$f":"IF(DataInput!B7900=$B$8,IF($B$9=$B$10,TRUE,IF(DataInput!E7900=$B$9,TRUE,FALSE)))","v":true},null,null,{"$f":"IF(B7901=TRUE,DataInput!B7900,NA())","v":"SA"},{"$f":"IF($E7901=DataInput!$B7900,DataInput!C7900,NA())","v":"MIDDLEBACK 132kV"},{"$f":"IF($E7901=DataInput!$B7900,DataInput!D7900,NA())","v":"MIDDLEBACK 132kV"},{"$f":"IF($E7901=DataInput!$B7900,DataInput!E7900,NA())","v":"ElectraNet"},{"$f":"IF($E7901=DataInput!$B7900,DataInput!F7900,NA())","v":"Summer"},{"$f":"IF($E7901=DataInput!$B7900,DataInput!G7900,NA())","v":"Non-Coincident"},{"$f":"IF($E7901=DataInput!$B7900,DataInput!H7900,NA())","v":2009},{"$f":"IF($E7901=DataInput!$B7900,DataInput!I7900,NA())","v":"TempCorrActualpoe50"},{"$f":"IF($E7901=DataInput!$B7900,DataInput!J7900,NA())","v":"NA"},{"$f":"IF($E7901=DataInput!$B7900,DataInput!K7900,NA())","v":"NA"},null,null,"SA MIDDLEBACK 132kV",null,null,null,null,false,null,null,{"$error":"#N/A"},{"$error":"#N/A"},{"$error":"#N/A"},{"$error":"#N/A"},{"$error":"#N/A"},{"$error":"#N/A"},{"$error":"#N/A"},{"$error":"#N/A"},{"$error":"#N/A"},{"$error":"#N/A"}]
[null,{"$f":"IF(DataInput!B7951=$B$8,IF($B$9=$B$10,TRUE,IF(DataInput!E7951=$B$9,TRUE,FALSE)))","v":true},null,null,{"$f":"IF(B7952=TRUE,DataInput!B7951,NA())","v":"SA"},{"$f":"IF($E7952=DataInput!$B7951,DataInput!C7951,NA())","v":"WOOMERA"},{"$f":"IF($E7952=DataInput!$B7951,DataInput!D7951,NA())","v":"WOOMERA"},{"$f":"IF($E7952=DataInput!$B7951,DataInput!E7951,NA())","v":"ElectraNet"},{"$f":"IF($E7952=DataInput!$B7951,DataInput!F7951,NA())","v":"Summer"},{"$f":"IF($E7952=DataInput!$B7951,DataInput!G7951,NA())","v":"Non-Coincident"},{"$f":"IF($E7952=DataInput!$B7951,DataInput!H7951,NA())","v":2012},{"$f":"IF($E7952=DataInput!$B7951,DataInput!I7951,NA())","v":"TempCorrActualpoe10"},{"$f":"IF($E7952=DataInput!$B7951,DataInput!J7951,NA())","v":"NA"},{"$f":"IF($E7952=DataInput!$B7951,DataInput!K7951,NA())","v":"NA"},null,null,"SA WOOMERA",null,null,null,null,false,null,null,{"$error":"#N/A"},{"$error":"#N/A"},{"$error":"#N/A"},{"$error":"#N/A"},{"$error":"#N/A"},{"$error":"#N/A"},{"$error":"#N/A"},{"$error":"#N/A"},{"$error":"#N/A"},{"$error":"#N/A"}]
[null,{"$f":"IF(DataInput!B7977=$B$8,IF($B$9=$B$10,TRUE,IF(DataInput!E7977=$B$9,TRUE,FALSE)))","v":true},null,null,{"$f":"IF(B7978=TRUE,DataInput!B7977,NA())","v":"SA"},{"$f":"IF($E7978=DataInput!$B7977,DataInput!C7977,NA())","v":"WHYALLA LMF"},{"$f":"IF($E7978=DataInput!$B7977,DataInput!D7977,NA())","v":"WHYALLA LMF"},{"$f":"IF($E7978=DataInput!$B7977,DataInput!E7977,NA())","v":"SAPN"},{"$f":"IF($E7978=DataInput!$B7977,DataInput!F7977,NA())","v":"Summer"},{"$f":"IF($E7978=DataInput!$B7977,DataInput!G7977,NA())","v":"Non-Coincident"},{"$f":"IF($E7978=DataInput!$B7977,DataInput!H7977,NA())","v":2013},{"$f":"IF($E7978=DataInput!$B7977,DataInput!I7977,NA())","v":"TempCorrActualpoe50"},{"$f":"IF($E7978=DataInput!$B7977,DataInput!J7977,NA())","v":"NA"},{"$f":"IF($E7978=DataInput!$B7977,DataInput!K7977,NA())","v":"NA"},null,null,"SA WHYALLA LMF",null,null,null,null,false,null,null,{"$error":"#N/A"},{"$error":"#N/A"},{"$error":"#N/A"},{"$error":"#N/A"},{"$error":"#N/A"},{"$error":"#N/A"},{"$error":"#N/A"},{"$error":"#N/A"},{"$error":"#N/A"},{"$error":"#N/A"}]
[null,{"$f":"IF(DataInput!B8008=$B$8,IF($B$9=$B$10,TRUE,IF(DataInput!E8008=$B$9,TRUE,FALSE)))","v":true},null,null,{"$f":"IF(B8009=TRUE,DataInput!B8008,NA())","v":"SA"},{"$f":"IF($E8009=DataInput!$B8008,DataInput!C8008,NA())","v":"MIDDLEBACK 132kV"},{"$f":"IF($E8009=DataInput!$B8008,DataInput!D8008,NA())","v":"MIDDLEBACK 132kV"},{"$f":"IF($E8009=DataInput!$B8008,DataInput!E8008,NA())","v":"ElectraNet"},{"$f":"IF($E8009=DataInput!$B8008,DataInput!F8008,NA())","v":"Summer"},{"$f":"IF($E8009=DataInput!$B8008,DataInput!G8008,NA())","v":"Non-Coincident"},{"$f":"IF($E8009=DataInput!$B8008,DataInput!H8008,NA())","v":2015},{"$f":"IF($E8009=DataInput!$B8008,DataInput!I8008,NA())","v":"poe50"},{"$f":"IF($E8009=DataInput!$B8008,DataInput!J8008,NA())","v":"NA"},{"$f":"IF($E8009=DataInput!$B8008,DataInput!K8008,NA())","v":"NA"},null,null,"SA MIDDLEBACK 132kV",null,null,null,null,false,null,null,{"$error":"#N/A"},{"$error":"#N/A"},{"$error":"#N/A"},{"$error":"#N/A"},{"$error":"#N/A"},{"$error":"#N/A"},{"$error":"#N/A"},{"$error":"#N/A"},{"$error":"#N/A"},{"$error":"#N/A"}]
[null,{"$f":"IF(DataInput!B8026=$B$8,IF($B$9=$B$10,TRUE,IF(DataInput!E8026=$B$9,TRUE,FALSE)))","v":true},null,null,{"$f":"IF(B8027=TRUE,DataInput!B8026,NA())","v":"SA"},{"$f":"IF($E8027=DataInput!$B8026,DataInput!C8026,NA())","v":"MIDDLEBACK 132kV"},{"$f":"IF($E8027=DataInput!$B8026,DataInput!D8026,NA())","v":"MIDDLEBACK 132kV"},{"$f":"IF($E8027=DataInput!$B8026,DataInput!E8026,NA())","v":"ElectraNet"},{"$f":"IF($E8027=DataInput!$B8026,DataInput!F8026,NA())","v":"Summer"},{"$f":"IF($E8027=DataInput!$B8026,DataInput!G8026,NA())","v":"Non-Coincident"},{"$f":"IF($E8027=DataInput!$B8026,DataInput!H8026,NA())","v":2016},{"$f":"IF($E8027=DataInput!$B8026,DataInput!I8026,NA())","v":"poe50"},{"$f":"IF($E8027=DataInput!$B8026,DataInput!J8026,NA())","v":"NA"},{"$f":"IF($E8027=DataInput!$B8026,DataInput!K8026,NA())","v":"NA"},null,null,"SA MIDDLEBACK 132kV",null,null,null,null,false,null,null,{"$error":"#N/A"},{"$error":"#N/A"},{"$error":"#N/A"},{"$error":"#N/A"},{"$error":"#N/A"},{"$error":"#N/A"},{"$error":"#N/A"},{"$error":"#N/A"},{"$error":"#N/A"},{"$error":"#N/A"}]
[null,{"$f":"IF(DataInput!B8046=$B$8,IF($B$9=$B$10,TRUE,IF(DataInput!E8046=$B$9,TRUE,FALSE)))","v":true},null,null,{"$f":"IF(B8047=TRUE,DataInput!B8046,NA())","v":"SA"},{"$f":"IF($E8047=DataInput!$B8046,DataInput!C8046,NA())","v":"ROSEWORTHY"},{"$f":"IF($E8047=DataInput!$B8046,DataInput!D8046,NA())","v":"ROSEWORTHY"},{"$f":"IF($E8047=DataInput!$B8046,DataInput!E8046,NA())","v":"ElectraNet"},{"$f":"IF($E8047=DataInput!$B8046,DataInput!F8046,NA())","v":"Summer"},{"$f":"IF($E8047=DataInput!$B8046,DataInput!G8046,NA())","v":"Non-Coincident"},{"$f":"IF($E8047=DataInput!$B8046,DataInput!H8046,NA())","v":2017},{"$f":"IF($E8047=DataInput!$B8046,DataInput!I8046,NA())","v":"poe50"},{"$f":"IF($E8047=DataInput!$B8046,DataInput!J8046,NA())","v":"NA"},{"$f":"IF($E8047=DataInput!$B8046,DataInput!K8046,NA())","v":"NA"},null,null,"SA ROSEWORTHY",null,null,null,null,false,null,null,{"$error":"#N/A"},{"$error":"#N/A"},{"$error":"#N/A"},{"$error":"#N/A"},{"$error":"#N/A"},{"$error":"#N/A"},{"$error":"#N/A"},{"$error":"#N/A"},{"$error":"#N/A"},{"$error":"#N/A"}]
[null,{"$f":"IF(DataInput!B8087=$B$8,IF($B$9=$B$10,TRUE,IF(DataInput!E8087=$B$9,TRUE,FALSE)))","v":true},null,null,{"$f":"IF(B8088=TRUE,DataInput!B8087,NA())","v":"SA"},{"$f":"IF($E8088=DataInput!$B8087,DataInput!C8087,NA())","v":"DAVENPORT"},{"$f":"IF($E8088=DataInput!$B8087,DataInput!D8087,NA())","v":"DAVENPORT"},{"$f":"IF($E8088=DataInput!$B8087,DataInput!E8087,NA())","v":"ElectraNet"},{"$f":"IF($E8088=DataInput!$B8087,DataInput!F8087,NA())","v":"Summer"},{"$f":"IF($E8088=DataInput!$B8087,DataInput!G8087,NA())","v":"Non-Coincident"},{"$f":"IF($E8088=DataInput!$B8087,DataInput!H8087,NA())","v":2020},{"$f":"IF($E8088=DataInput!$B8087,DataInput!I8087,NA())","v":"poe10"},{"$f":"IF($E8088=DataInput!$B8087,DataInput!J8087,NA())","v":"NA"},{"$f":"IF($E8088=DataInput!$B8087,DataInput!K8087,NA())","v":"NA"},null,null,"SA DAVENPORT",null,null,null,null,false,null,null,{"$error":"#N/A"},{"$error":"#N/A"},{"$error":"#N/A"},{"$error":"#N/A"},{"$error":"#N/A"},{"$error":"#N/A"},{"$error":"#N/A"},{"$error":"#N/A"},{"$error":"#N/A"},{"$error":"#N/A"}]
[null,{"$f":"IF(DataInput!B8105=$B$8,IF($B$9=$B$10,TRUE,IF(DataInput!E8105=$B$9,TRUE,FALSE)))","v":true},null,null,{"$f":"IF(B8106=TRUE,DataInput!B8105,NA())","v":"SA"},{"$f":"IF($E8106=DataInput!$B8105,DataInput!C8105,NA())","v":"DAVENPORT"},{"$f":"IF($E8106=DataInput!$B8105,DataInput!D8105,NA())","v":"DAVENPORT"},{"$f":"IF($E8106=DataInput!$B8105,DataInput!E8105,NA())","v":"ElectraNet"},{"$f":"IF($E8106=DataInput!$B8105,DataInput!F8105,NA())","v":"Summer"},{"$f":"IF($E8106=DataInput!$B8105,DataInput!G8105,NA())","v":"Non-Coincident"},{"$f":"IF($E8106=DataInput!$B8105,DataInput!H8105,NA())","v":2021},{"$f":"IF($E8106=DataInput!$B8105,DataInput!I8105,NA())","v":"poe10"},{"$f":"IF($E8106=DataInput!$B8105,DataInput!J8105,NA())","v":"NA"},{"$f":"IF($E8106=DataInput!$B8105,DataInput!K8105,NA())","v":"NA"},null,null,"SA DAVENPORT",null,null,null,null,false,null,null,{"$error":"#N/A"},{"$error":"#N/A"},{"$error":"#N/A"},{"$error":"#N/A"},{"$error":"#N/A"},{"$error":"#N/A"},{"$error":"#N/A"},{"$error":"#N/A"},{"$error":"#N/A"},{"$error":"#N/A"}]
[null,{"$f":"IF(DataInput!B8136=$B$8,IF($B$9=$B$10,TRUE,IF(DataInput!E8136=$B$9,TRUE,FALSE)))","v":true},null,null,{"$f":"IF(B8137=TRUE,DataInput!B8136,NA())","v":"SA"},{"$f":"IF($E8137=DataInput!$B8136,DataInput!C8136,NA())","v":"ROSEWORTHY"},{"$f":"IF($E8137=DataInput!$B8136,DataInput!D8136,NA())","v":"ROSEWORTHY"},{"$f":"IF($E8137=DataInput!$B8136,DataInput!E8136,NA())","v":"ElectraNet"},{"$f":"IF($E8137=DataInput!$B8136,DataInput!F8136,NA())","v":"Summer"},{"$f":"IF($E8137=DataInput!$B8136,DataInput!G8136,NA())","v":"Non-Coincident"},{"$f":"IF($E8137=DataInput!$B8136,DataInput!H8136,NA())","v":2022},{"$f":"IF($E8137=DataInput!$B8136,DataInput!I8136,NA())","v":"poe50"},{"$f":"IF($E8137=DataInput!$B8136,DataInput!J8136,NA())","v":"NA"},{"$f":"IF($E8137=DataInput!$B8136,DataInput!K8136,NA())","v":"NA"},null,null,"SA ROSEWORTHY",null,null,null,null,false,null,null,{"$error":"#N/A"},{"$error":"#N/A"},{"$error":"#N/A"},{"$error":"#N/A"},{"$error":"#N/A"},{"$error":"#N/A"},{"$error":"#N/A"},{"$error":"#N/A"},{"$error":"#N/A"},{"$error":"#N/A"}]
[null,{"$f":"IF(DataInput!B8183=$B$8,IF($B$9=$B$10,TRUE,IF(DataInput!E8183=$B$9,TRUE,FALSE)))","v":true},null,null,{"$f":"IF(B8184=TRUE,DataInput!B8183,NA())","v":"SA"},{"$f":"IF($E8184=DataInput!$B8183,DataInput!C8183,NA())","v":"STONY POINT INDUSTRIAL"},{"$f":"IF($E8184=DataInput!$B8183,DataInput!D8183,NA())","v":"STONY POINT INDUSTRIAL"},{"$f":"IF($E8184=DataInput!$B8183,DataInput!E8183,NA())","v":"ElectraNet"},{"$f":"IF($E8184=DataInput!$B8183,DataInput!F8183,NA())","v":"Winter"},{"$f":"IF($E8184=DataInput!$B8183,DataInput!G8183,NA())","v":"Non-Coincident"},{"$f":"IF($E8184=DataInput!$B8183,DataInput!H8183,NA())","v":2001},{"$f":"IF($E8184=DataInput!$B8183,DataInput!I8183,NA())","v":"TempCorrActualpoe10"},{"$f":"IF($E8184=DataInput!$B8183,DataInput!J8183,NA())","v":"NA"},{"$f":"IF($E8184=DataInput!$B8183,DataInput!K8183,NA())","v":"NA"},null,null,"SA STONY POINT INDUSTRIAL",null,null,null,null,false,null,null,{"$error":"#N/A"},{"$error":"#N/A"},{"$error":"#N/A"},{"$error":"#N/A"},{"$error":"#N/A"},{"$error":"#N/A"},{"$error":"#N/A"},{"$error":"#N/A"},{"$error":"#N/A"},{"$error":"#N/A"}]
[null,{"$f":"IF(DataInput!B8203=$B$8,IF($B$9=$B$10,TRUE,IF(DataInput!E8203=$B$9,TRUE,FALSE)))","v":true},null,null,{"$f":"IF(B8204=TRUE,DataInput!B8203,NA())","v":"SA"},{"$f":"IF($E8204=DataInput!$B8203,DataInput!C8203,NA())","v":"WOOMERA"},{"$f":"IF($E8204=DataInput!$B8203,DataInput!D8203,NA())","v":"WOOMERA"},{"$f":"IF($E8204=DataInput!$B8203,DataInput!E8203,NA())","v":"ElectraNet"},{"$f":"IF($E8204=DataInput!$B8203,DataInput!F8203,NA())","v":"Winter"},{"$f":"IF($E8204=DataInput!$B8203,DataInput!G8203,NA())","v":"Non-Coincident"},{"$f":"IF($E8204=DataInput!$B8203,DataInput!H8203,NA())","v":2002},{"$f":"IF($E8204=DataInput!$B8203,DataInput!I8203,NA())","v":"TempCorrActualpoe10"},{"$f":"IF($E8204=DataInput!$B8203,DataInput!J8203,NA())","v":"NA"},{"$f":"IF($E8204=DataInput!$B8203,DataInput!K8203,NA())","v":"NA"},null,null,{"$f":"IF(OR(ISERROR(E8204),ISERROR(G8204)),\"  \",E8204&\" \"&G8204)","v":"SA WOOMERA"},null,null,null,null,{"$f":"IF(ISERROR(G8204),FALSE,IF($V$9=G8204,TRUE,FALSE))","v":false},null,null,{"$error":"#N/A"},{"$error":"#N/A"},{"$error":"#N/A"},{"$error":"#N/A"},{"$error":"#N/A"},{"$error":"#N/A"},{"$error":"#N/A"},{"$error":"#N/A"},{"$error":"#N/A"},{"$error":"#N/A"}]
[null,{"$f":"IF(DataInput!B8244=$B$8,IF($B$9=$B$10,TRUE,IF(DataInput!E8244=$B$9,TRUE,FALSE)))","v":true},null,null,{"$f":"IF(B8245=TRUE,DataInput!B8244,NA())","v":"SA"},{"$f":"IF($E8245=DataInput!$B8244,DataInput!C8244,NA())","v":"ROSEWORTHY"},{"$f":"IF($E8245=DataInput!$B8244,DataInput!D8244,NA())","v":"ROSEWORTHY"},{"$f":"IF($E8245=DataInput!$B8244,DataInput!E8244,NA())","v":"ElectraNet"},{"$f":"IF($E8245=DataInput!$B8244,DataInput!F8244,NA())","v":"Winter"},{"$f":"IF($E8245=DataInput!$B8244,DataInput!G8244,NA())","v":"Non-Coincident"},{"$f":"IF($E8245=DataInput!$B8244,DataInput!H8244,NA())","v":2004},{"$f":"IF($E8245=DataInput!$B8244,DataInput!I8244,NA())","v":"TempCorrActualpoe50"},{"$f":"IF($E8245=DataInput!$B8244,DataInput!J8244,NA())","v":"NA"},{"$f":"IF($E8245=DataInput!$B8244,DataInput!K8244,NA())","v":"NA"},null,null,"SA ROSEWORTHY",null,null,null,null,false,null,null,{"$error":"#N/A"},{"$error":"#N/A"},{"$error":"#N/A"},{"$error":"#N/A"},{"$error":"#N/A"},{"$error":"#N/A"},{"$error":"#N/A"},{"$error":"#N/A"},{"$error":"#N/A"},{"$error":"#N/A"}]
[null,{"$f":"IF(DataInput!B8262=$B$8,IF($B$9=$B$10,TRUE,IF(DataInput!E8262=$B$9,TRUE,FALSE)))","v":true},null,null,{"$f":"IF(B8263=TRUE,DataInput!B8262,NA())","v":"SA"},{"$f":"IF($E8263=DataInput!$B8262,DataInput!C8262,NA())","v":"ROSEWORTHY"},{"$f":"IF($E8263=DataInput!$B8262,DataInput!D8262,NA())","v":"ROSEWORTHY"},{"$f":"IF($E8263=DataInput!$B8262,DataInput!E8262,NA())","v":"ElectraNet"},{"$f":"IF($E8263=DataInput!$B8262,DataInput!F8262,NA())","v":"Winter"},{"$f":"IF($E8263=DataInput!$B8262,DataInput!G8262,NA())","v":"Non-Coincident"},{"$f":"IF($E8263=DataInput!$B8262,DataInput!H8262,NA())","v":2005},{"$f":"IF($E8263=DataInput!$B8262,DataInput!I8262,NA())","v":"TempCorrActualpoe50"},{"$f":"IF($E8263=DataInput!$B8262,DataInput!J8262,NA())","v":"NA"},{"$f":"IF($E8263=DataInput!$B8262,DataInput!K8262,NA())","v":"NA"},null,null,"SA ROSEWORTHY",null,null,null,null,false,null,null,{"$error":"#N/A"},{"$error":"#N/A"},{"$error":"#N/A"},{"$error":"#N/A"},{"$error":"#N/A"},{"$error":"#N/A"},{"$error":"#N/A"},{"$error":"#N/A"},{"$error":"#N/A"},{"$error":"#N/A"}]
[null,{"$f":"IF(DataInput!B8293=$B$8,IF($B$9=$B$10,TRUE,IF(DataInput!E8293=$B$9,TRUE,FALSE)))","v":true},null,null,{"$f":"IF(B8294=TRUE,DataInput!B8293,NA())","v":"SA"},{"$f":"IF($E8294=DataInput!$B8293,DataInput!C8293,NA())","v":"WOOMERA"},{"$f":"IF($E8294=DataInput!$B8293,DataInput!D8293,NA())","v":"WOOMERA"},{"$f":"IF($E8294=DataInput!$B8293,DataInput!E8293,NA())","v":"ElectraNet"},{"$f":"IF($E8294=DataInput!$B8293,DataInput!F8293,NA())","v":"Winter"},{"$f":"IF($E8294=DataInput!$B8293,DataInput!G8293,NA())","v":"Non-Coincident"},{"$f":"IF($E8294=DataInput!$B8293,DataInput!H8293,NA())","v":2007},{"$f":"IF($E8294=DataInput!$B8293,DataInput!I8293,NA())","v":"TempCorrActualpoe10"},{"$f":"IF($E8294=DataInput!$B8293,DataInput!J8293,NA())","v":"NA"},{"$f":"IF($E8294=DataInput!$B8293,DataInput!K8293,NA())","v":"NA"},null,null,"SA WOOMERA",null,null,null,null,false,null,null,{"$error":"#N/A"},{"$error":"#N/A"},{"$error":"#N/A"},{"$error":"#N/A"},{"$error":"#N/A"},{"$error":"#N/A"},{"$error":"#N/A"},{"$error":"#N/A"},{"$error":"#N/A"},{"$error":"#N/A"}]
[null,{"$f":"IF(DataInput!B8330=$B$8,IF($B$9=$B$10,TRUE,IF(DataInput!E8330=$B$9,TRUE,FALSE)))","v":true},null,null,{"$f":"IF(B8331=TRUE,DataInput!B8330,NA())","v":"SA"},{"$f":"IF($E8331=DataInput!$B8330,DataInput!C8330,NA())","v":"DAVENPORT"},{"$f":"IF($E8331=DataInput!$B8330,DataInput!D8330,NA())","v":"DAVENPORT"},{"$f":"IF($E8331=DataInput!$B8330,DataInput!E8330,NA())","v":"ElectraNet"},{"$f":"IF($E8331=DataInput!$B8330,DataInput!F8330,NA())","v":"Winter"},{"$f":"IF($E8331=DataInput!$B8330,DataInput!G8330,NA())","v":"Non-Coincident"},{"$f":"IF($E8331=DataInput!$B8330,DataInput!H8330,NA())","v":2009},{"$f":"IF($E8331=DataInput!$B8330,DataInput!I8330,NA())","v":"TempCorrActualpoe50"},{"$f":"IF($E8331=DataInput!$B8330,DataInput!J8330,NA())","v":"NA"},{"$f":"IF($E8331=DataInput!$B8330,DataInput!K8330,NA())","v":"NA"},null,null,"SA DAVENPORT",null,null,null,null,false,null,null,{"$f":"IF($V8331=TRUE,E8331,NA())","v":{"$error":"#N/A"}},{"$error":"#N/A"},{"$error":"#N/A"},{"$error":"#N/A"},{"$error":"#N/A"},{"$error":"#N/A"},{"$error":"#N/A"},{"$error":"#N/A"},{"$error":"#N/A"},{"$error":"#N/A"}]
[null,{"$f":"IF(DataInput!B8341=$B$8,IF($B$9=$B$10,TRUE,IF(DataInput!E8341=$B$9,TRUE,FALSE)))","v":true},null,null,{"$f":"IF(B8342=TRUE,DataInput!B8341,NA())","v":"SA"},{"$f":"IF($E8342=DataInput!$B8341,DataInput!C8341,NA())","v":"MIDDLEBACK 132kV"},{"$f":"IF($E8342=DataInput!$B8341,DataInput!D8341,NA())","v":"MIDDLEBACK 132kV"},{"$f":"IF($E8342=DataInput!$B8341,DataInput!E8341,NA())","v":"ElectraNet"},{"$f":"IF($E8342=DataInput!$B8341,DataInput!F8341,NA())","v":"Winter"},{"$f":"IF($E8342=DataInput!$B8341,DataInput!G8341,NA())","v":"Non-Coincident"},{"$f":"IF($E8342=DataInput!$B8341,DataInput!H8341,NA())","v":2010},{"$f":"IF($E8342=DataInput!$B8341,DataInput!I8341,NA())","v":"TempCorrActualpoe10"},{"$f":"IF($E8342=DataInput!$B8341,DataInput!J8341,NA())","v":"NA"},{"$f":"IF($E8342=DataInput!$B8341,DataInput!K8341,NA())","v":"NA"},null,null,"SA MIDDLEBACK 132kV",null,null,null,null,false,null,null,{"$error":"#N/A"},{"$error":"#N/A"},{"$error":"#N/A"},{"$error":"#N/A"},{"$error":"#N/A"},{"$error":"#N/A"},{"$error":"#N/A"},{"$error":"#N/A"},{"$error":"#N/A"},{"$error":"#N/A"}]
[null,{"$f":"IF(DataInput!B8372=$B$8,IF($B$9=$B$10,TRUE,IF(DataInput!E8372=$B$9,TRUE,FALSE)))","v":true},null,null,{"$f":"IF(B8373=TRUE,DataInput!B8372,NA())","v":"SA"},{"$f":"IF($E8373=DataInput!$B8372,DataInput!C8372,NA())","v":"STONY POINT INDUSTRIAL"},{"$f":"IF($E8373=DataInput!$B8372,DataInput!D8372,NA())","v":"STONY POINT INDUSTRIAL"},{"$f":"IF($E8373=DataInput!$B8372,DataInput!E8372,NA())","v":"ElectraNet"},{"$f":"IF($E8373=DataInput!$B8372,DataInput!F8372,NA())","v":"Winter"},{"$f":"IF($E8373=DataInput!$B8372,DataInput!G8372,NA())","v":"Non-Coincident"},{"$f":"IF($E8373=DataInput!$B8372,DataInput!H8372,NA())","v":2011},{"$f":"IF($E8373=DataInput!$B8372,DataInput!I8372,NA())","v":"TempCorrActualpoe50"},{"$f":"IF($E8373=DataInput!$B8372,DataInput!J8372,NA())","v":"NA"},{"$f":"IF($E8373=DataInput!$B8372,DataInput!K8372,NA())","v":"NA"},null,null,"SA STONY POINT INDUSTRIAL",null,null,null,null,false,null,null,{"$error":"#N/A"},{"$error":"#N/A"},{"$error":"#N/A"},{"$error":"#N/A"},{"$error":"#N/A"},{"$error":"#N/A"},{"$error":"#N/A"},{"$error":"#N/A"},{"$error":"#N/A"},{"$error":"#N/A"}]
[null,{"$f":"IF(DataInput!B8390=$B$8,IF($B$9=$B$10,TRUE,IF(DataInput!E8390=$B$9,TRUE,FALSE)))","v":true},null,null,{"$f":"IF(B8391=TRUE,DataInput!B8390,NA())","v":"SA"},{"$f":"IF($E8391=DataInput!$B8390,DataInput!C8390,NA())","v":"STONY POINT INDUSTRIAL"},{"$f":"IF($E8391=DataInput!$B8390,DataInput!D8390,NA())","v":"STONY POINT INDUSTRIAL"},{"$f":"IF($E8391=DataInput!$B8390,DataInput!E8390,NA())","v":"ElectraNet"},{"$f":"IF($E8391=DataInput!$B8390,DataInput!F8390,NA())","v":"Winter"},{"$f":"IF($E8391=DataInput!$B8390,DataInput!G8390,NA())","v":"Non-Coincident"},{"$f":"IF($E8391=DataInput!$B8390,DataInput!H8390,NA())","v":2012},{"$f":"IF($E8391=DataInput!$B8390,DataInput!I8390,NA())","v":"TempCorrActualpoe50"},{"$f":"IF($E8391=DataInput!$B8390,DataInput!J8390,NA())","v":"NA"},{"$f":"IF($E8391=DataInput!$B8390,DataInput!K8390,NA())","v":"NA"},null,null,"SA STONY POINT INDUSTRIAL",null,null,null,null,false,null,null,{"$error":"#N/A"},{"$error":"#N/A"},{"$error":"#N/A"},{"$error":"#N/A"},{"$error":"#N/A"},{"$error":"#N/A"},{"$error":"#N/A"},{"$error":"#N/A"},{"$error":"#N/A"},{"$error":"#N/A"}]
[null,{"$f":"IF(DataInput!B8425=$B$8,IF($B$9=$B$10,TRUE,IF(DataInput!E8425=$B$9,TRUE,FALSE)))","v":true},null,null,{"$f":"IF(B8426=TRUE,DataInput!B8425,NA())","v":"SA"},{"$f":"IF($E8426=DataInput!$B8425,DataInput!C8425,NA())","v":"SA WATER"},{"$f":"IF($E8426=DataInput!$B8425,DataInput!D8425,NA())","v":"SA WATER"},{"$f":"IF($E8426=DataInput!$B8425,DataInput!E8425,NA())","v":"ElectraNet"},{"$f":"IF($E8426=DataInput!$B8425,DataInput!F8425,NA())","v":"Winter"},{"$f":"IF($E8426=DataInput!$B8425,DataInput!G8425,NA())","v":"Non-Coincident"},{"$f":"IF($E8426=DataInput!$B8425,DataInput!H8425,NA())","v":2014},{"$f":"IF($E8426=DataInput!$B8425,DataInput!I8425,NA())","v":"TempCorrActualpoe50"},{"$f":"IF($E8426=DataInput!$B8425,DataInput!J8425,NA())","v":"NA"},{"$f":"IF($E8426=DataInput!$B8425,DataInput!K8425,NA())","v":"NA"},null,null,"SA SA WATER",null,null,null,null,false,null,null,{"$error":"#N/A"},{"$error":"#N/A"},{"$error":"#N/A"},{"$error":"#N/A"},{"$error":"#N/A"},{"$error":"#N/A"},{"$error":"#N/A"},{"$error":"#N/A"},{"$error":"#N/A"},{"$error":"#N/A"}]
[null,{"$f":"IF(DataInput!B8451=$B$8,IF($B$9=$B$10,TRUE,IF(DataInput!E8451=$B$9,TRUE,FALSE)))","v":true},null,null,{"$f":"IF(B8452=TRUE,DataInput!B8451,NA())","v":"SA"},{"$f":"IF($E8452=DataInput!$B8451,DataInput!C8451,NA())","v":"ROSEWORTHY"},{"$f":"IF($E8452=DataInput!$B8451,DataInput!D8451,NA())","v":"ROSEWORTHY"},{"$f":"IF($E8452=DataInput!$B8451,DataInput!E8451,NA())","v":"ElectraNet"},{"$f":"IF($E8452=DataInput!$B8451,DataInput!F8451,NA())","v":"Winter"},{"$f":"IF($E8452=DataInput!$B8451,DataInput!G8451,NA())","v":"Non-Coincident"},{"$f":"IF($E8452=DataInput!$B8451,DataInput!H8451,NA())","v":2016},{"$f":"IF($E8452=DataInput!$B8451,DataInput!I8451,NA())","v":"poe10"},{"$f":"IF($E8452=DataInput!$B8451,DataInput!J8451,NA())","v":"NA"},{"$f":"IF($E8452=DataInput!$B8451,DataInput!K8451,NA())","v":"NA"},null,null,"SA ROSEWORTHY",null,null,null,null,false,null,null,{"$error":"#N/A"},{"$error":"#N/A"},{"$error":"#N/A"},{"$error":"#N/A"},{"$error":"#N/A"},{"$error":"#N/A"},{"$error":"#N/A"},{"$error":"#N/A"},{"$error":"#N/A"},{"$error":"#N/A"}]
[null,{"$f":"IF(DataInput!B8498=$B$8,IF($B$9=$B$10,TRUE,IF(DataInput!E8498=$B$9,TRUE,FALSE)))","v":true},null,null,{"$f":"IF(B8499=TRUE,DataInput!B8498,NA())","v":"SA"},{"$f":"IF($E8499=DataInput!$B8498,DataInput!C8498,NA())","v":"STONY POINT INDUSTRIAL"},{"$f":"IF($E8499=DataInput!$B8498,DataInput!D8498,NA())","v":"STONY POINT INDUSTRIAL"},{"$f":"IF($E8499=DataInput!$B8498,DataInput!E8498,NA())","v":"ElectraNet"},{"$f":"IF($E8499=DataInput!$B8498,DataInput!F8498,NA())","v":"Winter"},{"$f":"IF($E8499=DataInput!$B8498,DataInput!G8498,NA())","v":"Non-Coincident"},{"$f":"IF($E8499=DataInput!$B8498,DataInput!H8498,NA())","v":2018},{"$f":"IF($E8499=DataInput!$B8498,DataInput!I8498,NA())","v":"poe50"},{"$f":"IF($E8499=DataInput!$B8498,DataInput!J8498,NA())","v":"NA"},{"$f":"IF($E8499=DataInput!$B8498,DataInput!K8498,NA())","v":"NA"},null,null,"SA STONY POINT INDUSTRIAL",null,null,null,null,false,null,null,{"$error":"#N/A"},{"$error":"#N/A"},{"$error":"#N/A"},{"$error":"#N/A"},{"$error":"#N/A"},{"$error":"#N/A"},{"$error":"#N/A"},{"$error":"#N/A"},{"$error":"#N/A"},{"$error":"#N/A"}]
[null,{"$f":"IF(DataInput!B8529=$B$8,IF($B$9=$B$10,TRUE,IF(DataInput!E8529=$B$9,TRUE,FALSE)))","v":true},null,null,{"$f":"IF(B8530=TRUE,DataInput!B8529,NA())","v":"SA"},{"$f":"IF($E8530=DataInput!$B8529,DataInput!C8529,NA())","v":"LEIGH CREEK"},{"$f":"IF($E8530=DataInput!$B8529,DataInput!D8529,NA())","v":"LEIGH CREEK"},{"$f":"IF($E8530=DataInput!$B8529,DataInput!E8529,NA())","v":"ElectraNet"},{"$f":"IF($E8530=DataInput!$B8529,DataInput!F8529,NA())","v":"Winter"},{"$f":"IF($E8530=DataInput!$B8529,DataInput!G8529,NA())","v":"Non-Coincident"},{"$f":"IF($E8530=DataInput!$B8529,DataInput!H8529,NA())","v":2020},{"$f":"IF($E8530=DataInput!$B8529,DataInput!I8529,NA())","v":"poe50"},{"$f":"IF($E8530=DataInput!$B8529,DataInput!J8529,NA())","v":"NA"},{"$f":"IF($E8530=DataInput!$B8529,DataInput!K8529,NA())","v":"NA"},null,null,"SA LEIGH CREEK",null,null,null,null,false,null,null,{"$error":"#N/A"},{"$error":"#N/A"},{"$error":"#N/A"},{"$error":"#N/A"},{"$error":"#N/A"},{"$error":"#N/A"},{"$error":"#N/A"},{"$error":"#N/A"},{"$error":"#N/A"},{"$error":"#N/A"}]
[null,{"$f":"IF(DataInput!B8552=$B$8,IF($B$9=$B$10,TRUE,IF(DataInput!E8552=$B$9,TRUE,FALSE)))","v":true},null,null,{"$f":"IF(B8553=TRUE,DataInput!B8552,NA())","v":"SA"},{"$f":"IF($E8553=DataInput!$B8552,DataInput!C8552,NA())","v":"STONY POINT INDUSTRIAL"},{"$f":"IF($E8553=DataInput!$B8552,DataInput!D8552,NA())","v":"STONY POINT INDUSTRIAL"},{"$f":"IF($E8553=DataInput!$B8552,DataInput!E8552,NA())","v":"ElectraNet"},{"$f":"IF($E8553=DataInput!$B8552,DataInput!F8552,NA())","v":"Winter"},{"$f":"IF($E8553=DataInput!$B8552,DataInput!G8552,NA())","v":"Non-Coincident"},{"$f":"IF($E8553=DataInput!$B8552,DataInput!H8552,NA())","v":2021},{"$f":"IF($E8553=DataInput!$B8552,DataInput!I8552,NA())","v":"poe50"},{"$f":"IF($E8553=DataInput!$B8552,DataInput!J8552,NA())","v":"NA"},{"$f":"IF($E8553=DataInput!$B8552,DataInput!K8552,NA())","v":"NA"},null,null,"SA STONY POINT INDUSTRIAL",null,null,null,null,false,null,null,{"$error":"#N/A"},{"$error":"#N/A"},{"$error":"#N/A"},{"$error":"#N/A"},{"$error":"#N/A"},{"$error":"#N/A"},{"$error":"#N/A"},{"$error":"#N/A"},{"$error":"#N/A"},{"$error":"#N/A"}]
[null,{"$f":"IF(DataInput!B8577=$B$8,IF($B$9=$B$10,TRUE,IF(DataInput!E8577=$B$9,TRUE,FALSE)))","v":true},null,null,{"$f":"IF(B8578=TRUE,DataInput!B8577,NA())","v":"SA"},{"$f":"IF($E8578=DataInput!$B8577,DataInput!C8577,NA())","v":"ROSEWORTHY"},{"$f":"IF($E8578=DataInput!$B8577,DataInput!D8577,NA())","v":"ROSEWORTHY"},{"$f":"IF($E8578=DataInput!$B8577,DataInput!E8577,NA())","v":"ElectraNet"},{"$f":"IF($E8578=DataInput!$B8577,DataInput!F8577,NA())","v":"Winter"},{"$f":"IF($E8578=DataInput!$B8577,DataInput!G8577,NA())","v":"Non-Coincident"},{"$f":"IF($E8578=DataInput!$B8577,DataInput!H8577,NA())","v":2023},{"$f":"IF($E8578=DataInput!$B8577,DataInput!I8577,NA())","v":"poe10"},{"$f":"IF($E8578=DataInput!$B8577,DataInput!J8577,NA())","v":"NA"},{"$f":"IF($E8578=DataInput!$B8577,DataInput!K8577,NA())","v":"NA"},null,null,"SA ROSEWORTHY",null,null,null,null,false,null,null,{"$error":"#N/A"},{"$error":"#N/A"},{"$error":"#N/A"},{"$error":"#N/A"},{"$error":"#N/A"},{"$error":"#N/A"},{"$error":"#N/A"},{"$error":"#N/A"},{"$error":"#N/A"},{"$error":"#N/A"}]
[null,{"$f":"IF(DataInput!B8608=$B$8,IF($B$9=$B$10,TRUE,IF(DataInput!E8608=$B$9,TRUE,FALSE)))","v":true},null,null,{"$f":"IF(B8609=TRUE,DataInput!B8608,NA())","v":"SA"},{"$f":"IF($E8609=DataInput!$B8608,DataInput!C8608,NA())","v":"WOOMERA"},{"$f":"IF($E8609=DataInput!$B8608,DataInput!D8608,NA())","v":"WOOMERA"},{"$f":"IF($E8609=DataInput!$B8608,DataInput!E8608,NA())","v":"ElectraNet"},{"$f":"IF($E8609=DataInput!$B8608,DataInput!F8608,NA())","v":"Winter"},{"$f":"IF($E8609=DataInput!$B8608,DataInput!G8608,NA())","v":"Non-Coincident"},{"$f":"IF($E8609=DataInput!$B8608,DataInput!H8608,NA())","v":2024},{"$f":"IF($E8609=DataInput!$B8608,DataInput!I8608,NA())","v":"poe50"},{"$f":"IF($E8609=DataInput!$B8608,DataInput!J8608,NA())","v":"NA"},{"$f":"IF($E8609=DataInput!$B8608,DataInput!K8608,NA())","v":"NA"},null,null,"SA WOOMERA",null,null,null,null,false,null,null,{"$error":"#N/A"},{"$error":"#N/A"},{"$error":"#N/A"},{"$error":"#N/A"},{"$error":"#N/A"},{"$error":"#N/A"},{"$error":"#N/A"},{"$error":"#N/A"},{"$error":"#N/A"},{"$error":"#N/A"}]
[null,{"$f":"IF(DataInput!B8626=$B$8,IF($B$9=$B$10,TRUE,IF(DataInput!E8626=$B$9,TRUE,FALSE)))","v":true},null,null,{"$f":"IF(B8627=TRUE,DataInput!B8626,NA())","v":"SA"},{"$f":"IF($E8627=DataInput!$B8626,DataInput!C8626,NA())","v":"SDAV"},{"$f":"IF($E8627=DataInput!$B8626,DataInput!D8626,NA())","v":"DAVENPORT"},{"$f":"IF($E8627=DataInput!$B8626,DataInput!E8626,NA())","v":"ElectraNet"},{"$f":"IF($E8627=DataInput!$B8626,DataInput!F8626,NA())","v":"Winter"},{"$f":"IF($E8627=DataInput!$B8626,DataInput!G8626,NA())","v":"Coincident"},{"$f":"IF($E8627=DataInput!$B8626,DataInput!H8626,NA())","v":2002},{"$f":"IF($E8627=DataInput!$B8626,DataInput!I8626,NA())","v":"Actual"},{"$f":"IF($E8627=DataInput!$B8626,DataInput!J8626,NA())","v":"NA"},{"$f":"IF($E8627=DataInput!$B8626,DataInput!K8626,NA())","v":"NA"},null,null,"SA DAVENPORT",null,null,null,null,false,null,null,{"$error":"#N/A"},{"$error":"#N/A"},{"$error":"#N/A"},{"$error":"#N/A"},{"$error":"#N/A"},{"$error":"#N/A"},{"$error":"#N/A"},{"$error":"#N/A"},{"$error":"#N/A"},{"$error":"#N/A"}]
[null,{"$f":"IF(DataInput!B8675=$B$8,IF($B$9=$B$10,TRUE,IF(DataInput!E8675=$B$9,TRUE,FALSE)))","v":true},null,null,{"$f":"IF(B8676=TRUE,DataInput!B8675,NA())","v":"SA"},{"$f":"IF($E8676=DataInput!$B8675,DataInput!C8675,NA())","v":"SLCCNMI"},{"$f":"IF($E8676=DataInput!$B8675,DataInput!D8675,NA())","v":"LEIGH CREEK"},{"$f":"IF($E8676=DataInput!$B8675,DataInput!E8675,NA())","v":"ElectraNet"},{"$f":"IF($E8676=DataInput!$B8675,DataInput!F8675,NA())","v":"Summer"},{"$f":"IF($E8676=DataInput!$B8675,DataInput!G8675,NA())","v":"Coincident"},{"$f":"IF($E8676=DataInput!$B8675,DataInput!H8675,NA())","v":2006},{"$f":"IF($E8676=DataInput!$B8675,DataInput!I8675,NA())","v":"Actual"},{"$f":"IF($E8676=DataInput!$B8675,DataInput!J8675,NA())","v":"NA"},{"$f":"IF($E8676=DataInput!$B8675,DataInput!K8675,NA())","v":"NA"},null,null,"SA LEIGH CREEK",null,null,null,null,false,null,null,{"$error":"#N/A"},{"$error":"#N/A"},{"$error":"#N/A"},{"$error":"#N/A"},{"$error":"#N/A"},{"$error":"#N/A"},{"$error":"#N/A"},{"$error":"#N/A"},{"$error":"#N/A"},{"$error":"#N/A"}]
[null,{"$f":"IF(DataInput!B8687=$B$8,IF($B$9=$B$10,TRUE,IF(DataInput!E8687=$B$9,TRUE,FALSE)))","v":true},null,null,{"$f":"IF(B8688=TRUE,DataInput!B8687,NA())","v":"SA"},{"$f":"IF($E8688=DataInput!$B8687,DataInput!C8687,NA())","v":"SLCCNMI"},{"$f":"IF($E8688=DataInput!$B8687,DataInput!D8687,NA())","v":"LEIGH CREEK"},{"$f":"IF($E8688=DataInput!$B8687,DataInput!E8687,NA())","v":"ElectraNet"},{"$f":"IF($E8688=DataInput!$B8687,DataInput!F8687,NA())","v":"Winter"},{"$f":"IF($E8688=DataInput!$B8687,DataInput!G8687,NA())","v":"Coincident"},{"$f":"IF($E8688=DataInput!$B8687,DataInput!H8687,NA())","v":2003},{"$f":"IF($E8688=DataInput!$B8687,DataInput!I8687,NA())","v":"Actual"},{"$f":"IF($E8688=DataInput!$B8687,DataInput!J8687,NA())","v":"NA"},{"$f":"IF($E8688=DataInput!$B8687,DataInput!K8687,NA())","v":"NA"},null,null,"SA LEIGH CREEK",null,null,null,null,false,null,null,{"$error":"#N/A"},{"$error":"#N/A"},{"$error":"#N/A"},{"$error":"#N/A"},{"$error":"#N/A"},{"$error":"#N/A"},{"$error":"#N/A"},{"$error":"#N/A"},{"$error":"#N/A"},{"$error":"#N/A"}]
[null,{"$f":"IF(DataInput!B8705=$B$8,IF($B$9=$B$10,TRUE,IF(DataInput!E8705=$B$9,TRUE,FALSE)))","v":true},null,null,{"$f":"IF(B8706=TRUE,DataInput!B8705,NA())","v":"SA"},{"$f":"IF($E8706=DataInput!$B8705,DataInput!C8705,NA())","v":"SLCCNMI"},{"$f":"IF($E8706=DataInput!$B8705,DataInput!D8705,NA())","v":"LEIGH CREEK"},{"$f":"IF($E8706=DataInput!$B8705,DataInput!E8705,NA())","v":"ElectraNet"},{"$f":"IF($E8706=DataInput!$B8705,DataInput!F8705,NA())","v":"Summer"},{"$f":"IF($E8706=DataInput!$B8705,DataInput!G8705,NA())","v":"Non-Coincident"},{"$f":"IF($E8706=DataInput!$B8705,DataInput!H8705,NA())","v":2006},{"$f":"IF($E8706=DataInput!$B8705,DataInput!I8705,NA())","v":"Actual"},{"$f":"IF($E8706=DataInput!$B8705,DataInput!J8705,NA())","v":"NA"},{"$f":"IF($E8706=DataInput!$B8705,DataInput!K8705,NA())","v":"NA"},null,null,"SA LEIGH CREEK",null,null,null,null,false,null,null,{"$error":"#N/A"},{"$error":"#N/A"},{"$error":"#N/A"},{"$error":"#N/A"},{"$error":"#N/A"},{"$error":"#N/A"},{"$error":"#N/A"},{"$error":"#N/A"},{"$error":"#N/A"},{"$error":"#N/A"}]
[null,{"$f":"IF(DataInput!B8736=$B$8,IF($B$9=$B$10,TRUE,IF(DataInput!E8736=$B$9,TRUE,FALSE)))","v":true},null,null,{"$f":"IF(B8737=TRUE,DataInput!B8736,NA())","v":"SA"},{"$f":"IF($E8737=DataInput!$B8736,DataInput!C8736,NA())","v":"SMBK"},{"$f":"IF($E8737=DataInput!$B8736,DataInput!D8736,NA())","v":"MIDDLEBACK 132kV"},{"$f":"IF($E8737=DataInput!$B8736,DataInput!E8736,NA())","v":"ElectraNet"},{"$f":"IF($E8737=DataInput!$B8736,DataInput!F8736,NA())","v":"Summer"},{"$f":"IF($E8737=DataInput!$B8736,DataInput!G8736,NA())","v":"Coincident"},{"$f":"IF($E8737=DataInput!$B8736,DataInput!H8736,NA())","v":2007},{"$f":"IF($E8737=DataInput!$B8736,DataInput!I8736,NA())","v":"Actual"},{"$f":"IF($E8737=DataInput!$B8736,DataInput!J8736,NA())","v":"NA"},{"$f":"IF($E8737=DataInput!$B8736,DataInput!K8736,NA())","v":"NA"},null,null,"SA MIDDLEBACK 132kV",null,null,null,null,false,null,null,{"$error":"#N/A"},{"$error":"#N/A"},{"$error":"#N/A"},{"$error":"#N/A"},{"$error":"#N/A"},{"$error":"#N/A"},{"$error":"#N/A"},{"$error":"#N/A"},{"$error":"#N/A"},{"$error":"#N/A"}]
[null,{"$f":"IF(DataInput!B8774=$B$8,IF($B$9=$B$10,TRUE,IF(DataInput!E8774=$B$9,TRUE,FALSE)))","v":true},null,null,{"$f":"IF(B8775=TRUE,DataInput!B8774,NA())","v":"SA"},{"$f":"IF($E8775=DataInput!$B8774,DataInput!C8774,NA())","v":"SMBK"},{"$f":"IF($E8775=DataInput!$B8774,DataInput!D8774,NA())","v":"MIDDLEBACK 132kV"},{"$f":"IF($E8775=DataInput!$B8774,DataInput!E8774,NA())","v":"ElectraNet"},{"$f":"IF($E8775=DataInput!$B8774,DataInput!F8774,NA())","v":"Winter"},{"$f":"IF($E8775=DataInput!$B8774,DataInput!G8774,NA())","v":"Non-Coincident"},{"$f":"IF($E8775=DataInput!$B8774,DataInput!H8774,NA())","v":2000},{"$f":"IF($E8775=DataInput!$B8774,DataInput!I8774,NA())","v":"Actual"},{"$f":"IF($E8775=DataInput!$B8774,DataInput!J8774,NA())","v":"NA"},{"$f":"IF($E8775=DataInput!$B8774,DataInput!K8774,NA())","v":"NA"},null,null,"SA MIDDLEBACK 132kV",null,null,null,null,false,null,null,{"$error":"#N/A"},{"$error":"#N/A"},{"$error":"#N/A"},{"$error":"#N/A"},{"$error":"#N/A"},{"$error":"#N/A"},{"$error":"#N/A"},{"$error":"#N/A"},{"$error":"#N/A"},{"$error":"#N/A"}]
[null,{"$f":"IF(DataInput!B8813=$B$8,IF($B$9=$B$10,TRUE,IF(DataInput!E8813=$B$9,TRUE,FALSE)))","v":true},null,null,{"$f":"IF(B8814=TRUE,DataInput!B8813,NA())","v":"SA"},{"$f":"IF($E8814=DataInput!$B8813,DataInput!C8813,NA())","v":"SMDL"},{"$f":"IF($E8814=DataInput!$B8813,DataInput!D8813,NA())","v":"MIDDLEBACK 33kV"},{"$f":"IF($E8814=DataInput!$B8813,DataInput!E8813,NA())","v":"ElectraNet"},{"$f":"IF($E8814=DataInput!$B8813,DataInput!F8813,NA())","v":"Winter"},{"$f":"IF($E8814=DataInput!$B8813,DataInput!G8813,NA())","v":"Coincident"},{"$f":"IF($E8814=DataInput!$B8813,DataInput!H8813,NA())","v":2009},{"$f":"IF($E8814=DataInput!$B8813,DataInput!I8813,NA())","v":"Actual"},{"$f":"IF($E8814=DataInput!$B8813,DataInput!J8813,NA())","v":"NA"},{"$f":"IF($E8814=DataInput!$B8813,DataInput!K8813,NA())","v":"NA"},null,null,"SA MIDDLEBACK 33kV",null,null,null,null,false,null,null,{"$error":"#N/A"},{"$error":"#N/A"},{"$error":"#N/A"},{"$error":"#N/A"},{"$error":"#N/A"},{"$error":"#N/A"},{"$error":"#N/A"},{"$error":"#N/A"},{"$error":"#N/A"},{"$error":"#N/A"}]
[null,{"$f":"IF(DataInput!B8844=$B$8,IF($B$9=$B$10,TRUE,IF(DataInput!E8844=$B$9,TRUE,FALSE)))","v":true},null,null,{"$f":"IF(B8845=TRUE,DataInput!B8844,NA())","v":"SA"},{"$f":"IF($E8845=DataInput!$B8844,DataInput!C8844,NA())","v":"SMDL"},{"$f":"IF($E8845=DataInput!$B8844,DataInput!D8844,NA())","v":"MIDDLEBACK 33kV"},{"$f":"IF($E8845=DataInput!$B8844,DataInput!E8844,NA())","v":"ElectraNet"},{"$f":"IF($E8845=DataInput!$B8844,DataInput!F8844,NA())","v":"Winter"},{"$f":"IF($E8845=DataInput!$B8844,DataInput!G8844,NA())","v":"Non-Coincident"},{"$f":"IF($E8845=DataInput!$B8844,DataInput!H8844,NA())","v":2010},{"$f":"IF($E8845=DataInput!$B8844,DataInput!I8844,NA())","v":"Actual"},{"$f":"IF($E8845=DataInput!$B8844,DataInput!J8844,NA())","v":"NA"},{"$f":"IF($E8845=DataInput!$B8844,DataInput!K8844,NA())","v":"NA"},null,null,"SA MIDDLEBACK 33kV",null,null,null,null,false,null,null,{"$error":"#N/A"},{"$error":"#N/A"},{"$error":"#N/A"},{"$error":"#N/A"},{"$error":"#N/A"},{"$error":"#N/A"},{"$error":"#N/A"},{"$error":"#N/A"},{"$error":"#N/A"},{"$error":"#N/A"}]
[null,{"$f":"IF(DataInput!B8862=$B$8,IF($B$9=$B$10,TRUE,IF(DataInput!E8862=$B$9,TRUE,FALSE)))","v":true},null,null,{"$f":"IF(B8863=TRUE,DataInput!B8862,NA())","v":"SA"},{"$f":"IF($E8863=DataInput!$B8862,DataInput!C8862,NA())","v":"SRSW"},{"$f":"IF($E8863=DataInput!$B8862,DataInput!D8862,NA())","v":"ROSEWORTHY"},{"$f":"IF($E8863=DataInput!$B8862,DataInput!E8862,NA())","v":"ElectraNet"},{"$f":"IF($E8863=DataInput!$B8862,DataInput!F8862,NA())","v":"Summer"},{"$f":"IF($E8863=DataInput!$B8862,DataInput!G8862,NA())","v":"Coincident"},{"$f":"IF($E8863=DataInput!$B8862,DataInput!H8862,NA())","v":2013},{"$f":"IF($E8863=DataInput!$B8862,DataInput!I8862,NA())","v":"Actual"},{"$f":"IF($E8863=DataInput!$B8862,DataInput!J8862,NA())","v":"NA"},{"$f":"IF($E8863=DataInput!$B8862,DataInput!K8862,NA())","v":"NA"},null,null,"SA ROSEWORTHY",null,null,null,null,false,null,null,{"$error":"#N/A"},{"$error":"#N/A"},{"$error":"#N/A"},{"$error":"#N/A"},{"$error":"#N/A"},{"$error":"#N/A"},{"$error":"#N/A"},{"$error":"#N/A"},{"$error":"#N/A"},{"$error":"#N/A"}]
[null,{"$f":"IF(DataInput!B8897=$B$8,IF($B$9=$B$10,TRUE,IF(DataInput!E8897=$B$9,TRUE,FALSE)))","v":true},null,null,{"$f":"IF(B8898=TRUE,DataInput!B8897,NA())","v":"SA"},{"$f":"IF($E8898=DataInput!$B8897,DataInput!C8897,NA())","v":"SRSW"},{"$f":"IF($E8898=DataInput!$B8897,DataInput!D8897,NA())","v":"ROSEWORTHY"},{"$f":"IF($E8898=DataInput!$B8897,DataInput!E8897,NA())","v":"ElectraNet"},{"$f":"IF($E8898=DataInput!$B8897,DataInput!F8897,NA())","v":"Winter"},{"$f":"IF($E8898=DataInput!$B8897,DataInput!G8897,NA())","v":"Non-Coincident"},{"$f":"IF($E8898=DataInput!$B8897,DataInput!H8897,NA())","v":2003},{"$f":"IF($E8898=DataInput!$B8897,DataInput!I8897,NA())","v":"Actual"},{"$f":"IF($E8898=DataInput!$B8897,DataInput!J8897,NA())","v":"NA"},{"$f":"IF($E8898=DataInput!$B8897,DataInput!K8897,NA())","v":"NA"},null,null,"SA ROSEWORTHY",null,null,null,null,false,null,null,{"$error":"#N/A"},{"$error":"#N/A"},{"$error":"#N/A"},{"$error":"#N/A"},{"$error":"#N/A"},{"$error":"#N/A"},{"$error":"#N/A"},{"$error":"#N/A"},{"$error":"#N/A"},{"$error":"#N/A"}]
[null,{"$f":"IF(DataInput!B8910=$B$8,IF($B$9=$B$10,TRUE,IF(DataInput!E8910=$B$9,TRUE,FALSE)))","v":true},null,null,{"$f":"IF(B8911=TRUE,DataInput!B8910,NA())","v":"SA"},{"$f":"IF($E8911=DataInput!$B8910,DataInput!C8910,NA())","v":"SA WATER"},{"$f":"IF($E8911=DataInput!$B8910,DataInput!D8910,NA())","v":"SA WATER"},{"$f":"IF($E8911=DataInput!$B8910,DataInput!E8910,NA())","v":"ElectraNet"},{"$f":"IF($E8911=DataInput!$B8910,DataInput!F8910,NA())","v":"Summer"},{"$f":"IF($E8911=DataInput!$B8910,DataInput!G8910,NA())","v":"Coincident"},{"$f":"IF($E8911=DataInput!$B8910,DataInput!H8910,NA())","v":2001},{"$f":"IF($E8911=DataInput!$B8910,DataInput!I8910,NA())","v":"Actual"},{"$f":"IF($E8911=DataInput!$B8910,DataInput!J8910,NA())","v":"NA"},{"$f":"IF($E8911=DataInput!$B8910,DataInput!K8910,NA())","v":"NA"},null,null,"SA SA WATER",null,null,null,null,false,null,null,{"$error":"#N/A"},{"$error":"#N/A"},{"$error":"#N/A"},{"$error":"#N/A"},{"$error":"#N/A"},{"$error":"#N/A"},{"$error":"#N/A"},{"$error":"#N/A"},{"$error":"#N/A"},{"$error":"#N/A"}]
[null,{"$f":"IF(DataInput!B8941=$B$8,IF($B$9=$B$10,TRUE,IF(DataInput!E8941=$B$9,TRUE,FALSE)))","v":true},null,null,{"$f":"IF(B8942=TRUE,DataInput!B8941,NA())","v":"SA"},{"$f":"IF($E8942=DataInput!$B8941,DataInput!C8941,NA())","v":"SA WATER"},{"$f":"IF($E8942=DataInput!$B8941,DataInput!D8941,NA())","v":"SA WATER"},{"$f":"IF($E8942=DataInput!$B8941,DataInput!E8941,NA())","v":"ElectraNet"},{"$f":"IF($E8942=DataInput!$B8941,DataInput!F8941,NA())","v":"Summer"},{"$f":"IF($E8942=DataInput!$B8941,DataInput!G8941,NA())","v":"Non-Coincident"},{"$f":"IF($E8942=DataInput!$B8941,DataInput!H8941,NA())","v":2002},{"$f":"IF($E8942=DataInput!$B8941,DataInput!I8941,NA())","v":"Actual"},{"$f":"IF($E8942=DataInput!$B8941,DataInput!J8941,NA())","v":"NA"},{"$f":"IF($E8942=DataInput!$B8941,DataInput!K8941,NA())","v":"NA"},null,null,"SA SA WATER",null,null,null,null,false,null,null,{"$error":"#N/A"},{"$error":"#N/A"},{"$error":"#N/A"},{"$error":"#N/A"},{"$error":"#N/A"},{"$error":"#N/A"},{"$error":"#N/A"},{"$error":"#N/A"},{"$error":"#N/A"},{"$error":"#N/A"}]
[null,{"$f":"IF(DataInput!B8972=$B$8,IF($B$9=$B$10,TRUE,IF(DataInput!E8972=$B$9,TRUE,FALSE)))","v":true},null,null,{"$f":"IF(B8973=TRUE,DataInput!B8972,NA())","v":"SA"},{"$f":"IF($E8973=DataInput!$B8972,DataInput!C8972,NA())","v":"SSPN"},{"$f":"IF($E8973=DataInput!$B8972,DataInput!D8972,NA())","v":"STONY POINT INDUSTRIAL"},{"$f":"IF($E8973=DataInput!$B8972,DataInput!E8972,NA())","v":"ElectraNet"},{"$f":"IF($E8973=DataInput!$B8972,DataInput!F8972,NA())","v":"Summer"},{"$f":"IF($E8973=DataInput!$B8972,DataInput!G8972,NA())","v":"Coincident"},{"$f":"IF($E8973=DataInput!$B8972,DataInput!H8972,NA())","v":2003},{"$f":"IF($E8973=DataInput!$B8972,DataInput!I8972,NA())","v":"Actual"},{"$f":"IF($E8973=DataInput!$B8972,DataInput!J8972,NA())","v":"NA"},{"$f":"IF($E8973=DataInput!$B8972,DataInput!K8972,NA())","v":"NA"},null,null,"SA STONY POINT INDUSTRIAL",null,null,null,null,false,null,null,{"$error":"#N/A"},{"$error":"#N/A"},{"$error":"#N/A"},{"$error":"#N/A"},{"$error":"#N/A"},{"$error":"#N/A"},{"$error":"#N/A"},{"$error":"#N/A"},{"$error":"#N/A"},{"$error":"#N/A"}]
[null,{"$f":"IF(DataInput!B8996=$B$8,IF($B$9=$B$10,TRUE,IF(DataInput!E8996=$B$9,TRUE,FALSE)))","v":true},null,null,{"$f":"IF(B8997=TRUE,DataInput!B8996,NA())","v":"SA"},{"$f":"IF($E8997=DataInput!$B8996,DataInput!C8996,NA())","v":"SSPN"},{"$f":"IF($E8997=DataInput!$B8996,DataInput!D8996,NA())","v":"STONY POINT INDUSTRIAL"},{"$f":"IF($E8997=DataInput!$B8996,DataInput!E8996,NA())","v":"ElectraNet"},{"$f":"IF($E8997=DataInput!$B8996,DataInput!F8996,NA())","v":"Winter"},{"$f":"IF($E8997=DataInput!$B8996,DataInput!G8996,NA())","v":"Coincident"},{"$f":"IF($E8997=DataInput!$B8996,DataInput!H8996,NA())","v":2012},{"$f":"IF($E8997=DataInput!$B8996,DataInput!I8996,NA())","v":"Actual"},{"$f":"IF($E8997=DataInput!$B8996,DataInput!J8996,NA())","v":"NA"},{"$f":"IF($E8997=DataInput!$B8996,DataInput!K8996,NA())","v":"NA"},null,null,"SA STONY POINT INDUSTRIAL",null,null,null,null,false,null,null,{"$error":"#N/A"},{"$error":"#N/A"},{"$error":"#N/A"},{"$error":"#N/A"},{"$error":"#N/A"},{"$error":"#N/A"},{"$error":"#N/A"},{"$error":"#N/A"},{"$error":"#N/A"},{"$error":"#N/A"}]
[null,{"$f":"IF(DataInput!B9049=$B$8,IF($B$9=$B$10,TRUE,IF(DataInput!E9049=$B$9,TRUE,FALSE)))","v":true},null,null,{"$f":"IF(B9050=TRUE,DataInput!B9049,NA())","v":"SA"},{"$f":"IF($E9050=DataInput!$B9049,DataInput!C9049,NA())","v":"SBHP"},{"$f":"IF($E9050=DataInput!$B9049,DataInput!D9049,NA())","v":"WHYALLA LMF"},{"$f":"IF($E9050=DataInput!$B9049,DataInput!E9049,NA())","v":"SAPN"},{"$f":"IF($E9050=DataInput!$B9049,DataInput!F9049,NA())","v":"Winter"},{"$f":"IF($E9050=DataInput!$B9049,DataInput!G9049,NA())","v":"Coincident"},{"$f":"IF($E9050=DataInput!$B9049,DataInput!H9049,NA())","v":2005},{"$f":"IF($E9050=DataInput!$B9049,DataInput!I9049,NA())","v":"Actual"},{"$f":"IF($E9050=DataInput!$B9049,DataInput!J9049,NA())","v":"NA"},{"$f":"IF($E9050=DataInput!$B9049,DataInput!K9049,NA())","v":"NA"},null,null,"SA WHYALLA LMF",null,null,null,null,false,null,null,{"$error":"#N/A"},{"$error":"#N/A"},{"$error":"#N/A"},{"$error":"#N/A"},{"$error":"#N/A"},{"$error":"#N/A"},{"$error":"#N/A"},{"$error":"#N/A"},{"$error":"#N/A"},{"$error":"#N/A"}]
[null,{"$f":"IF(DataInput!B9051=$B$8,IF($B$9=$B$10,TRUE,IF(DataInput!E9051=$B$9,TRUE,FALSE)))","v":true},null,null,{"$f":"IF(B9052=TRUE,DataInput!B9051,NA())","v":"SA"},{"$f":"IF($E9052=DataInput!$B9051,DataInput!C9051,NA())","v":"SBHP"},{"$f":"IF($E9052=DataInput!$B9051,DataInput!D9051,NA())","v":"WHYALLA LMF"},{"$f":"IF($E9052=DataInput!$B9051,DataInput!E9051,NA())","v":"SAPN"},{"$f":"IF($E9052=DataInput!$B9051,DataInput!F9051,NA())","v":"Winter"},{"$f":"IF($E9052=DataInput!$B9051,DataInput!G9051,NA())","v":"Coincident"},{"$f":"IF($E9052=DataInput!$B9051,DataInput!H9051,NA())","v":2007},{"$f":"IF($E9052=DataInput!$B9051,DataInput!I9051,NA())","v":"Actual"},{"$f":"IF($E9052=DataInput!$B9051,DataInput!J9051,NA())","v":"NA"},{"$f":"IF($E9052=DataInput!$B9051,DataInput!K9051,NA())","v":"NA"},null,null,"SA WHYALLA LMF",null,null,null,null,false,null,null,{"$error":"#N/A"},{"$error":"#N/A"},{"$error":"#N/A"},{"$error":"#N/A"},{"$error":"#N/A"},{"$error":"#N/A"},{"$error":"#N/A"},{"$error":"#N/A"},{"$error":"#N/A"},{"$error":"#N/A"}]
[null,{"$f":"IF(DataInput!B9098=$B$8,IF($B$9=$B$10,TRUE,IF(DataInput!E9098=$B$9,TRUE,FALSE)))","v":true},null,null,{"$f":"IF(B9099=TRUE,DataInput!B9098,NA())","v":"SA"},{"$f":"IF($E9099=DataInput!$B9098,DataInput!C9098,NA())","v":"SWMA"},{"$f":"IF($E9099=DataInput!$B9098,DataInput!D9098,NA())","v":"WOOMERA"},{"$f":"IF($E9099=DataInput!$B9098,DataInput!E9098,NA())","v":"ElectraNet"},{"$f":"IF($E9099=DataInput!$B9098,DataInput!F9098,NA())","v":"Summer"},{"$f":"IF($E9099=DataInput!$B9098,DataInput!G9098,NA())","v":"Coincident"},{"$f":"IF($E9099=DataInput!$B9098,DataInput!H9098,NA())","v":2009},{"$f":"IF($E9099=DataInput!$B9098,DataInput!I9098,NA())","v":"Actual"},{"$f":"IF($E9099=DataInput!$B9098,DataInput!J9098,NA())","v":"NA"},{"$f":"IF($E9099=DataInput!$B9098,DataInput!K9098,NA())","v":"NA"},null,null,"SA WOOMERA",null,null,null,null,false,null,null,{"$f":"IF($V9099=TRUE,E9099,NA())","v":{"$error":"#N/A"}},{"$error":"#N/A"},{"$error":"#N/A"},{"$error":"#N/A"},{"$error":"#N/A"},{"$error":"#N/A"},{"$error":"#N/A"},{"$error":"#N/A"},{"$error":"#N/A"},{"$error":"#N/A"}]
[null,{"$f":"IF(DataInput!B9119=$B$8,IF($B$9=$B$10,TRUE,IF(DataInput!E9119=$B$9,TRUE,FALSE)))","v":true},null,null,{"$f":"IF(B9120=TRUE,DataInput!B9119,NA())","v":"SA"},{"$f":"IF($E9120=DataInput!$B9119,DataInput!C9119,NA())","v":"SWMA"},{"$f":"IF($E9120=DataInput!$B9119,DataInput!D9119,NA())","v":"WOOMERA"},{"$f":"IF($E9120=DataInput!$B9119,DataInput!E9119,NA())","v":"ElectraNet"},{"$f":"IF($E9120=DataInput!$B9119,DataInput!F9119,NA())","v":"Summer"},{"$f":"IF($E9120=DataInput!$B9119,DataInput!G9119,NA())","v":"Non-Coincident"},{"$f":"IF($E9120=DataInput!$B9119,DataInput!H9119,NA())","v":2000},{"$f":"IF($E9120=DataInput!$B9119,DataInput!I9119,NA())","v":"Actual"},{"$f":"IF($E9120=DataInput!$B9119,DataInput!J9119,NA())","v":"NA"},{"$f":"IF($E9120=DataInput!$B9119,DataInput!K9119,NA())","v":"NA"},null,null,"SA WOOMERA",null,null,null,null,false,null,null,{"$error":"#N/A"},{"$error":"#N/A"},{"$error":"#N/A"},{"$error":"#N/A"},{"$error":"#N/A"},{"$error":"#N/A"},{"$error":"#N/A"},{"$error":"#N/A"},{"$error":"#N/A"},{"$error":"#N/A"}]
[null,{"$f":"IF(DataInput!B9146=$B$8,IF($B$9=$B$10,TRUE,IF(DataInput!E9146=$B$9,TRUE,FALSE)))","v":true},null,null,{"$f":"IF(B9147=TRUE,DataInput!B9146,NA())","v":"SA"},{"$f":"IF($E9147=DataInput!$B9146,DataInput!C9146,NA())","v":"SWMA"},{"$f":"IF($E9147=DataInput!$B9146,DataInput!D9146,NA())","v":"WOOMERA"},{"$f":"IF($E9147=DataInput!$B9146,DataInput!E9146,NA())","v":"ElectraNet"},{"$f":"IF($E9147=DataInput!$B9146,DataInput!F9146,NA())","v":"Winter"},{"$f":"IF($E9147=DataInput!$B9146,DataInput!G9146,NA())","v":"Non-Coincident"},{"$f":"IF($E9147=DataInput!$B9146,DataInput!H9146,NA())","v":2012},{"$f":"IF($E9147=DataInput!$B9146,DataInput!I9146,NA())","v":"Actual"},{"$f":"IF($E9147=DataInput!$B9146,DataInput!J9146,NA())","v":"NA"},{"$f":"IF($E9147=DataInput!$B9146,DataInput!K9146,NA())","v":"NA"},null,null,"SA WOOMERA",null,null,null,null,false,null,null,{"$error":"#N/A"},{"$error":"#N/A"},{"$error":"#N/A"},{"$error":"#N/A"},{"$error":"#N/A"},{"$error":"#N/A"},{"$error":"#N/A"},{"$error":"#N/A"},{"$error":"#N/A"},{"$error":"#N/A"}]
[null,{"$f":"IF(DataInput!B9177=$B$8,IF($B$9=$B$10,TRUE,IF(DataInput!E9177=$B$9,TRUE,FALSE)))","v":true},null,null,{"$f":"IF(B9178=TRUE,DataInput!B9177,NA())","v":"SA"},{"$f":"IF($E9178=DataInput!$B9177,DataInput!C9177,NA())","v":"SPMB"},{"$f":"IF($E9178=DataInput!$B9177,DataInput!D9177,NA())","v":"PIMBA"},{"$f":"IF($E9178=DataInput!$B9177,DataInput!E9177,NA())","v":"ElectraNet"},{"$f":"IF($E9178=DataInput!$B9177,DataInput!F9177,NA())","v":"Summer"},{"$f":"IF($E9178=DataInput!$B9177,DataInput!G9177,NA())","v":"Coincident"},{"$f":"IF($E9178=DataInput!$B9177,DataInput!H9177,NA())","v":2015},{"$f":"IF($E9178=DataInput!$B9177,DataInput!I9177,NA())","v":"poe10"},{"$f":"IF($E9178=DataInput!$B9177,DataInput!J9177,NA())","v":"NA"},{"$f":"IF($E9178=DataInput!$B9177,DataInput!K9177,NA())","v":-4.1004319519998E-3},null,null,"SA PIMBA",null,null,null,null,false,null,null,{"$error":"#N/A"},{"$error":"#N/A"},{"$error":"#N/A"},{"$error":"#N/A"},{"$error":"#N/A"},{"$error":"#N/A"},{"$error":"#N/A"},{"$error":"#N/A"},{"$error":"#N/A"},{"$error":"#N/A"}]
[null,{"$f":"IF(DataInput!B9208=$B$8,IF($B$9=$B$10,TRUE,IF(DataInput!E9208=$B$9,TRUE,FALSE)))","v":true},null,null,{"$f":"IF(B9209=TRUE,DataInput!B9208,NA())","v":"SA"},{"$f":"IF($E9209=DataInput!$B9208,DataInput!C9208,NA())","v":"SPMB"},{"$f":"IF($E9209=DataInput!$B9208,DataInput!D9208,NA())","v":"PIMBA"},{"$f":"IF($E9209=DataInput!$B9208,DataInput!E9208,NA())","v":"ElectraNet"},{"$f":"IF($E9209=DataInput!$B9208,DataInput!F9208,NA())","v":"Winter"},{"$f":"IF($E9209=DataInput!$B9208,DataInput!G9208,NA())","v":"Coincident"},{"$f":"IF($E9209=DataInput!$B9208,DataInput!H9208,NA())","v":2006},{"$f":"IF($E9209=DataInput!$B9208,DataInput!I9208,NA())","v":"TempCorrActualpoe50"},{"$f":"IF($E9209=DataInput!$B9208,DataInput!J9208,NA())","v":"NA"},{"$f":"IF($E9209=DataInput!$B9208,DataInput!K9208,NA())","v":"NA"},null,null,"SA PIMBA",null,null,null,null,false,null,null,{"$error":"#N/A"},{"$error":"#N/A"},{"$error":"#N/A"},{"$error":"#N/A"},{"$error":"#N/A"},{"$error":"#N/A"},{"$error":"#N/A"},{"$error":"#N/A"},{"$error":"#N/A"},{"$error":"#N/A"}]
[null,{"$f":"IF(DataInput!B9246=$B$8,IF($B$9=$B$10,TRUE,IF(DataInput!E9246=$B$9,TRUE,FALSE)))","v":true},null,null,{"$f":"IF(B9247=TRUE,DataInput!B9246,NA())","v":"SA"},{"$f":"IF($E9247=DataInput!$B9246,DataInput!C9246,NA())","v":"SPMB"},{"$f":"IF($E9247=DataInput!$B9246,DataInput!D9246,NA())","v":"PIMBA"},{"$f":"IF($E9247=DataInput!$B9246,DataInput!E9246,NA())","v":"ElectraNet"},{"$f":"IF($E9247=DataInput!$B9246,DataInput!F9246,NA())","v":"Summer"},{"$f":"IF($E9247=DataInput!$B9246,DataInput!G9246,NA())","v":"Non-Coincident"},{"$f":"IF($E9247=DataInput!$B9246,DataInput!H9246,NA())","v":2001},{"$f":"IF($E9247=DataInput!$B9246,DataInput!I9246,NA())","v":"TempCorrActualpoe50"},{"$f":"IF($E9247=DataInput!$B9246,DataInput!J9246,NA())","v":"NA"},{"$f":"IF($E9247=DataInput!$B9246,DataInput!K9246,NA())","v":"NA"},null,null,"SA PIMBA",null,null,null,null,false,null,null,{"$error":"#N/A"},{"$error":"#N/A"},{"$error":"#N/A"},{"$error":"#N/A"},{"$error":"#N/A"},{"$error":"#N/A"},{"$error":"#N/A"},{"$error":"#N/A"},{"$error":"#N/A"},{"$error":"#N/A"}]
[null,{"$f":"IF(DataInput!B9256=$B$8,IF($B$9=$B$10,TRUE,IF(DataInput!E9256=$B$9,TRUE,FALSE)))","v":true},null,null,{"$f":"IF(B9257=TRUE,DataInput!B9256,NA())","v":"SA"},{"$f":"IF($E9257=DataInput!$B9256,DataInput!C9256,NA())","v":"SPMB"},{"$f":"IF($E9257=DataInput!$B9256,DataInput!D9256,NA())","v":"PIMBA"},{"$f":"IF($E9257=DataInput!$B9256,DataInput!E9256,NA())","v":"ElectraNet"},{"$f":"IF($E9257=DataInput!$B9256,DataInput!F9256,NA())","v":"Summer"},{"$f":"IF($E9257=DataInput!$B9256,DataInput!G9256,NA())","v":"Non-Coincident"},{"$f":"IF($E9257=DataInput!$B9256,DataInput!H9256,NA())","v":2006},{"$f":"IF($E9257=DataInput!$B9256,DataInput!I9256,NA())","v":"TempCorrActualpoe50"},{"$f":"IF($E9257=DataInput!$B9256,DataInput!J9256,NA())","v":"NA"},{"$f":"IF($E9257=DataInput!$B9256,DataInput!K9256,NA())","v":"NA"},null,null,"SA PIMBA",null,null,null,null,false,null,null,{"$error":"#N/A"},{"$error":"#N/A"},{"$error":"#N/A"},{"$error":"#N/A"},{"$error":"#N/A"},{"$error":"#N/A"},{"$error":"#N/A"},{"$error":"#N/A"},{"$error":"#N/A"},{"$error":"#N/A"}]
[null,{"$f":"IF(DataInput!B9303=$B$8,IF($B$9=$B$10,TRUE,IF(DataInput!E9303=$B$9,TRUE,FALSE)))","v":true},null,null,{"$f":"IF(B9304=TRUE,DataInput!B9303,NA())","v":"SA"},{"$f":"IF($E9304=DataInput!$B9303,DataInput!C9303,NA())","v":"SPMB"},{"$f":"IF($E9304=DataInput!$B9303,DataInput!D9303,NA())","v":"PIMBA"},{"$f":"IF($E9304=DataInput!$B9303,DataInput!E9303,NA())","v":"ElectraNet"},{"$f":"IF($E9304=DataInput!$B9303,DataInput!F9303,NA())","v":"Winter"},{"$f":"IF($E9304=DataInput!$B9303,DataInput!G9303,NA())","v":"Non-Coincident"},{"$f":"IF($E9304=DataInput!$B9303,DataInput!H9303,NA())","v":2006},{"$f":"IF($E9304=DataInput!$B9303,DataInput!I9303,NA())","v":"TempCorrActualpoe10"},{"$f":"IF($E9304=DataInput!$B9303,DataInput!J9303,NA())","v":"NA"},{"$f":"IF($E9304=DataInput!$B9303,DataInput!K9303,NA())","v":"NA"},null,null,"SA PIMBA",null,null,null,null,false,null,null,{"$error":"#N/A"},{"$error":"#N/A"},{"$error":"#N/A"},{"$error":"#N/A"},{"$error":"#N/A"},{"$error":"#N/A"},{"$error":"#N/A"},{"$error":"#N/A"},{"$error":"#N/A"},{"$error":"#N/A"}]
[null,{"$f":"IF(DataInput!B9334=$B$8,IF($B$9=$B$10,TRUE,IF(DataInput!E9334=$B$9,TRUE,FALSE)))","v":true},null,null,{"$f":"IF(B9335=TRUE,DataInput!B9334,NA())","v":"SA"},{"$f":"IF($E9335=DataInput!$B9334,DataInput!C9334,NA())","v":"SPMB"},{"$f":"IF($E9335=DataInput!$B9334,DataInput!D9334,NA())","v":"PIMBA"},{"$f":"IF($E9335=DataInput!$B9334,DataInput!E9334,NA())","v":"ElectraNet"},{"$f":"IF($E9335=DataInput!$B9334,DataInput!F9334,NA())","v":"Winter"},{"$f":"IF($E9335=DataInput!$B9334,DataInput!G9334,NA())","v":"Non-Coincident"},{"$f":"IF($E9335=DataInput!$B9334,DataInput!H9334,NA())","v":2021},{"$f":"IF($E9335=DataInput!$B9334,DataInput!I9334,NA())","v":"poe50"},{"$f":"IF($E9335=DataInput!$B9334,DataInput!J9334,NA())","v":"NA"},{"$f":"IF($E9335=DataInput!$B9334,DataInput!K9334,NA())","v":3.6477501329709901E-3},null,null,"SA PIMBA",null,null,null,null,false,null,null,{"$error":"#N/A"},{"$error":"#N/A"},{"$error":"#N/A"},{"$error":"#N/A"},{"$error":"#N/A"},{"$error":"#N/A"},{"$error":"#N/A"},{"$error":"#N/A"},{"$error":"#N/A"},{"$error":"#N/A"}]
[null,{"$f":"IF(DataInput!B9341=$B$8,IF($B$9=$B$10,TRUE,IF(DataInput!E9341=$B$9,TRUE,FALSE)))","v":true},null,null,{"$f":"IF(B9342=TRUE,DataInput!B9341,NA())","v":"SA"},{"$f":"IF($E9342=DataInput!$B9341,DataInput!C9341,NA())","v":"SPMB"},{"$f":"IF($E9342=DataInput!$B9341,DataInput!D9341,NA())","v":"PIMBA"},{"$f":"IF($E9342=DataInput!$B9341,DataInput!E9341,NA())","v":"ElectraNet"},{"$f":"IF($E9342=DataInput!$B9341,DataInput!F9341,NA())","v":"Summer"},{"$f":"IF($E9342=DataInput!$B9341,DataInput!G9341,NA())","v":"Coincident"},{"$f":"IF($E9342=DataInput!$B9341,DataInput!H9341,NA())","v":2000},{"$f":"IF($E9342=DataInput!$B9341,DataInput!I9341,NA())","v":"Actual"},{"$f":"IF($E9342=DataInput!$B9341,DataInput!J9341,NA())","v":"NA"},{"$f":"IF($E9342=DataInput!$B9341,DataInput!K9341,NA())","v":"NA"},null,null,"SA PIMBA",null,null,null,null,false,null,null,{"$error":"#N/A"},{"$error":"#N/A"},{"$error":"#N/A"},{"$error":"#N/A"},{"$error":"#N/A"},{"$error":"#N/A"},{"$error":"#N/A"},{"$error":"#N/A"},{"$error":"#N/A"},{"$error":"#N/A"}]
[null,{"$f":"IF(DataInput!B9382=$B$8,IF($B$9=$B$10,TRUE,IF(DataInput!E9382=$B$9,TRUE,FALSE)))","v":true},null,null,{"$f":"IF(B9383=TRUE,DataInput!B9382,NA())","v":"SA"},{"$f":"IF($E9383=DataInput!$B9382,DataInput!C9382,NA())","v":"SPMB"},{"$f":"IF($E9383=DataInput!$B9382,DataInput!D9382,NA())","v":"PIMBA"},{"$f":"IF($E9383=DataInput!$B9382,DataInput!E9382,NA())","v":"ElectraNet"},{"$f":"IF($E9383=DataInput!$B9382,DataInput!F9382,NA())","v":"Summer"},{"$f":"IF($E9383=DataInput!$B9382,DataInput!G9382,NA())","v":"Non-Coincident"},{"$f":"IF($E9383=DataInput!$B9382,DataInput!H9382,NA())","v":2011},{"$f":"IF($E9383=DataInput!$B9382,DataInput!I9382,NA())","v":"Actual"},{"$f":"IF($E9383=DataInput!$B9382,DataInput!J9382,NA())","v":"NA"},{"$f":"IF($E9383=DataInput!$B9382,DataInput!K9382,NA())","v":"NA"},null,null,"SA PIMBA",null,null,null,null,false,null,null,{"$error":"#N/A"},{"$error":"#N/A"},{"$error":"#N/A"},{"$error":"#N/A"},{"$error":"#N/A"},{"$error":"#N/A"},{"$error":"#N/A"},{"$error":"#N/A"},{"$error":"#N/A"},{"$error":"#N/A"}]
[null,{"$f":"IF(DataInput!B9413=$B$8,IF($B$9=$B$10,TRUE,IF(DataInput!E9413=$B$9,TRUE,FALSE)))","v":true},null,null,{"$f":"IF(B9414=TRUE,DataInput!B9413,NA())","v":"SA"},{"$f":"IF($E9414=DataInput!$B9413,DataInput!C9413,NA())","v":"SPMB"},{"$f":"IF($E9414=DataInput!$B9413,DataInput!D9413,NA())","v":"PIMBA"},{"$f":"IF($E9414=DataInput!$B9413,DataInput!E9413,NA())","v":"ElectraNet"},{"$f":"IF($E9414=DataInput!$B9413,DataInput!F9413,NA())","v":"Winter"},{"$f":"IF($E9414=DataInput!$B9413,DataInput!G9413,NA())","v":"Coincident"},{"$f":"IF($E9414=DataInput!$B9413,DataInput!H9413,NA())","v":2022},{"$f":"IF($E9414=DataInput!$B9413,DataInput!I9413,NA())","v":"poe50"},{"$f":"IF($E9414=DataInput!$B9413,DataInput!J9413,NA())","v":"NA"},{"$f":"IF($E9414=DataInput!$B9413,DataInput!K9413,NA())","v":3.6477501329709901E-3},null,null,"SA PIMBA",null,null,null,null,false,null,null,{"$error":"#N/A"},{"$error":"#N/A"},{"$error":"#N/A"},{"$error":"#N/A"},{"$error":"#N/A"},{"$error":"#N/A"},{"$error":"#N/A"},{"$error":"#N/A"},{"$error":"#N/A"},{"$error":"#N/A"}]
[null,{"$f":"IF(DataInput!B9444=$B$8,IF($B$9=$B$10,TRUE,IF(DataInput!E9444=$B$9,TRUE,FALSE)))","v":true},null,null,{"$f":"IF(B9445=TRUE,DataInput!B9444,NA())","v":"SA"},{"$f":"IF($E9445=DataInput!$B9444,DataInput!C9444,NA())","v":"SPMB"},{"$f":"IF($E9445=DataInput!$B9444,DataInput!D9444,NA())","v":"PIMBA"},{"$f":"IF($E9445=DataInput!$B9444,DataInput!E9444,NA())","v":"ElectraNet"},{"$f":"IF($E9445=DataInput!$B9444,DataInput!F9444,NA())","v":"Summer"},{"$f":"IF($E9445=DataInput!$B9444,DataInput!G9444,NA())","v":"Non-Coincident"},{"$f":"IF($E9445=DataInput!$B9444,DataInput!H9444,NA())","v":2014},{"$f":"IF($E9445=DataInput!$B9444,DataInput!I9444,NA())","v":"TempCorrActualpoe10"},{"$f":"IF($E9445=DataInput!$B9444,DataInput!J9444,NA())","v":"NA"},{"$f":"IF($E9445=DataInput!$B9444,DataInput!K9444,NA())","v":"NA"},null,null,"SA PIMBA",null,null,null,null,false,null,null,{"$error":"#N/A"},{"$error":"#N/A"},{"$error":"#N/A"},{"$error":"#N/A"},{"$error":"#N/A"},{"$error":"#N/A"},{"$error":"#N/A"},{"$error":"#N/A"},{"$error":"#N/A"},{"$error":"#N/A"}]
[null,{"$f":"IF(DataInput!B9468=$B$8,IF($B$9=$B$10,TRUE,IF(DataInput!E9468=$B$9,TRUE,FALSE)))","v":true},null,null,{"$f":"IF(B9469=TRUE,DataInput!B9468,NA())","v":"SA"},{"$f":"IF($E9469=DataInput!$B9468,DataInput!C9468,NA())","v":"SPMB"},{"$f":"IF($E9469=DataInput!$B9468,DataInput!D9468,NA())","v":"PIMBA"},{"$f":"IF($E9469=DataInput!$B9468,DataInput!E9468,NA())","v":"ElectraNet"},{"$f":"IF($E9469=DataInput!$B9468,DataInput!F9468,NA())","v":"Winter"},{"$f":"IF($E9469=DataInput!$B9468,DataInput!G9468,NA())","v":"Non-Coincident"},{"$f":"IF($E9469=DataInput!$B9468,DataInput!H9468,NA())","v":2002},{"$f":"IF($E9469=DataInput!$B9468,DataInput!I9468,NA())","v":"TempCorrActualpoe10"},{"$f":"IF($E9469=DataInput!$B9468,DataInput!J9468,NA())","v":"NA"},{"$f":"IF($E9469=DataInput!$B9468,DataInput!K9468,NA())","v":"NA"},null,null,"SA PIMBA",null,null,null,null,false,null,null,{"$error":"#N/A"},{"$f":"IF($V9469=TRUE,F9469,NA())","v":{"$error":"#N/A"}},{"$f":"IF($V9469=TRUE,G9469,NA())","v":{"$error":"#N/A"}},{"$f":"IF($V9469=TRUE,H9469,NA())","v":{"$error":"#N/A"}},{"$f":"IF($V9469=TRUE,I9469,NA())","v":{"$error":"#N/A"}},{"$f":"IF($V9469=TRUE,J9469,NA())","v":{"$error":"#N/A"}},{"$f":"IF($V9469=TRUE,K9469,NA())","v":{"$error":"#N/A"}},{"$f":"IF($V9469=TRUE,L9469,NA())","v":{"$error":"#N/A"}},{"$f":"IF($V9469=TRUE,M9469,NA())","v":{"$error":"#N/A"}},{"$f":"IF($V9469=TRUE,N9469,NA())","v":{"$error":"#N/A"}}]
[null,{"$f":"IF(DataInput!B9492=$B$8,IF($B$9=$B$10,TRUE,IF(DataInput!E9492=$B$9,TRUE,FALSE)))","v":true},null,null,{"$f":"IF(B9493=TRUE,DataInput!B9492,NA())","v":"SA"},{"$f":"IF($E9493=DataInput!$B9492,DataInput!C9492,NA())","v":"SPMB"},{"$f":"IF($E9493=DataInput!$B9492,DataInput!D9492,NA())","v":"PIMBA"},{"$f":"IF($E9493=DataInput!$B9492,DataInput!E9492,NA())","v":"ElectraNet"},{"$f":"IF($E9493=DataInput!$B9492,DataInput!F9492,NA())","v":"Winter"},{"$f":"IF($E9493=DataInput!$B9492,DataInput!G9492,NA())","v":"Non-Coincident"},{"$f":"IF($E9493=DataInput!$B9492,DataInput!H9492,NA())","v":2014},{"$f":"IF($E9493=DataInput!$B9492,DataInput!I9492,NA())","v":"TempCorrActualpoe10"},{"$f":"IF($E9493=DataInput!$B9492,DataInput!J9492,NA())","v":"NA"},{"$f":"IF($E9493=DataInput!$B9492,DataInput!K9492,NA())","v":"NA"},null,null,"SA PIMBA",null,null,null,null,false,null,null,{"$error":"#N/A"},{"$error":"#N/A"},{"$error":"#N/A"},{"$error":"#N/A"},{"$error":"#N/A"},{"$error":"#N/A"},{"$error":"#N/A"},{"$error":"#N/A"},{"$error":"#N/A"},{"$error":"#N/A"}]
[null,{"$f":"IF(DataInput!B9510=$B$8,IF($B$9=$B$10,TRUE,IF(DataInput!E9510=$B$9,TRUE,FALSE)))","v":true},null,null,{"$f":"IF(B9511=TRUE,DataInput!B9510,NA())","v":"SA"},{"$f":"IF($E9511=DataInput!$B9510,DataInput!C9510,NA())","v":"SPMB"},{"$f":"IF($E9511=DataInput!$B9510,DataInput!D9510,NA())","v":"PIMBA"},{"$f":"IF($E9511=DataInput!$B9510,DataInput!E9510,NA())","v":"ElectraNet"},{"$f":"IF($E9511=DataInput!$B9510,DataInput!F9510,NA())","v":"Winter"},{"$f":"IF($E9511=DataInput!$B9510,DataInput!G9510,NA())","v":"Non-Coincident"},{"$f":"IF($E9511=DataInput!$B9510,DataInput!H9510,NA())","v":2023},{"$f":"IF($E9511=DataInput!$B9510,DataInput!I9510,NA())","v":"poe10"},{"$f":"IF($E9511=DataInput!$B9510,DataInput!J9510,NA())","v":"NA"},{"$f":"IF($E9511=DataInput!$B9510,DataInput!K9510,NA())","v":3.6477501329709901E-3},null,null,"SA PIMBA",null,null,null,null,false,null,null,{"$error":"#N/A"},{"$error":"#N/A"},{"$error":"#N/A"},{"$error":"#N/A"},{"$error":"#N/A"},{"$error":"#N/A"},{"$error":"#N/A"},{"$error":"#N/A"},{"$error":"#N/A"},{"$error":"#N/A"}]
[null,{"$f":"IF(DataInput!B9541=$B$8,IF($B$9=$B$10,TRUE,IF(DataInput!E9541=$B$9,TRUE,FALSE)))","v":true},null,null,{"$f":"IF(B9542=TRUE,DataInput!B9541,NA())","v":"SA"},{"$f":"IF($E9542=DataInput!$B9541,DataInput!C9541,NA())","v":"SPMB"},{"$f":"IF($E9542=DataInput!$B9541,DataInput!D9541,NA())","v":"PIMBA"},{"$f":"IF($E9542=DataInput!$B9541,DataInput!E9541,NA())","v":"ElectraNet"},{"$f":"IF($E9542=DataInput!$B9541,DataInput!F9541,NA())","v":"Winter"},{"$f":"IF($E9542=DataInput!$B9541,DataInput!G9541,NA())","v":"Coincident"},{"$f":"IF($E9542=DataInput!$B9541,DataInput!H9541,NA())","v":2012},{"$f":"IF($E9542=DataInput!$B9541,DataInput!I9541,NA())","v":"Actual"},{"$f":"IF($E9542=DataInput!$B9541,DataInput!J9541,NA())","v":"NA"},{"$f":"IF($E9542=DataInput!$B9541,DataInput!K9541,NA())","v":"NA"},null,null,"SA PIMBA",null,null,null,null,false,null,null,{"$error":"#N/A"},{"$error":"#N/A"},{"$error":"#N/A"},{"$error":"#N/A"},{"$error":"#N/A"},{"$error":"#N/A"},{"$error":"#N/A"},{"$error":"#N/A"},{"$error":"#N/A"},{"$error":"#N/A"}]
[null,{"$f":"IF(DataInput!B9591=$B$8,IF($B$9=$B$10,TRUE,IF(DataInput!E9591=$B$9,TRUE,FALSE)))","v":false},null,null,{"$f":"IF(B9592=TRUE,DataInput!B9591,NA())","v":{"$error":"#N/A"}},{"$f":"IF($E9592=DataInput!$B9591,DataInput!C9591,NA())","v":{"$error":"#N/A"}},{"$f":"IF($E9592=DataInput!$B9591,DataInput!D9591,NA())","v":{"$error":"#N/A"}},{"$f":"IF($E9592=DataInput!$B9591,DataInput!E9591,NA())","v":{"$error":"#N/A"}},{"$f":"IF($E9592=DataInput!$B9591,DataInput!F9591,NA())","v":{"$error":"#N/A"}},{"$f":"IF($E9592=DataInput!$B9591,DataInput!G9591,NA())","v":{"$error":"#N/A"}},{"$f":"IF($E9592=DataInput!$B9591,DataInput!H9591,NA())","v":{"$error":"#N/A"}},{"$f":"IF($E9592=DataInput!$B9591,DataInput!I9591,NA())","v":{"$error":"#N/A"}},{"$f":"IF($E9592=DataInput!$B9591,DataInput!J9591,NA())","v":{"$error":"#N/A"}},{"$f":"IF($E9592=DataInput!$B9591,DataInput!K9591,NA())","v":{"$error":"#N/A"}},null,null,"  ",null,null,null,null,false,null,null,{"$error":"#N/A"},{"$error":"#N/A"},{"$error":"#N/A"},{"$error":"#N/A"},{"$error":"#N/A"},{"$error":"#N/A"},{"$error":"#N/A"},{"$error":"#N/A"},{"$error":"#N/A"},{"$error":"#N/A"}]
[null,{"$f":"IF(DataInput!B9618=$B$8,IF($B$9=$B$10,TRUE,IF(DataInput!E9618=$B$9,TRUE,FALSE)))","v":false},null,null,{"$f":"IF(B9619=TRUE,DataInput!B9618,NA())","v":{"$error":"#N/A"}},{"$f":"IF($E9619=DataInput!$B9618,DataInput!C9618,NA())","v":{"$error":"#N/A"}},{"$f":"IF($E9619=DataInput!$B9618,DataInput!D9618,NA())","v":{"$error":"#N/A"}},{"$f":"IF($E9619=DataInput!$B9618,DataInput!E9618,NA())","v":{"$error":"#N/A"}},{"$f":"IF($E9619=DataInput!$B9618,DataInput!F9618,NA())","v":{"$error":"#N/A"}},{"$f":"IF($E9619=DataInput!$B9618,DataInput!G9618,NA())","v":{"$error":"#N/A"}},{"$f":"IF($E9619=DataInput!$B9618,DataInput!H9618,NA())","v":{"$error":"#N/A"}},{"$f":"IF($E9619=DataInput!$B9618,DataInput!I9618,NA())","v":{"$error":"#N/A"}},{"$f":"IF($E9619=DataInput!$B9618,DataInput!J9618,NA())","v":{"$error":"#N/A"}},{"$f":"IF($E9619=DataInput!$B9618,DataInput!K9618,NA())","v":{"$error":"#N/A"}},null,null,"  ",null,null,null,null,false,null,null,{"$error":"#N/A"},{"$error":"#N/A"},{"$error":"#N/A"},{"$error":"#N/A"},{"$error":"#N/A"},{"$error":"#N/A"},{"$error":"#N/A"},{"$error":"#N/A"},{"$error":"#N/A"},{"$error":"#N/A"}]
[null,{"$f":"IF(DataInput!B9649=$B$8,IF($B$9=$B$10,TRUE,IF(DataInput!E9649=$B$9,TRUE,FALSE)))","v":false},null,null,{"$f":"IF(B9650=TRUE,DataInput!B9649,NA())","v":{"$error":"#N/A"}},{"$f":"IF($E9650=DataInput!$B9649,DataInput!C9649,NA())","v":{"$error":"#N/A"}},{"$f":"IF($E9650=DataInput!$B9649,DataInput!D9649,NA())","v":{"$error":"#N/A"}},{"$f":"IF($E9650=DataInput!$B9649,DataInput!E9649,NA())","v":{"$error":"#N/A"}},{"$f":"IF($E9650=DataInput!$B9649,DataInput!F9649,NA())","v":{"$error":"#N/A"}},{"$f":"IF($E9650=DataInput!$B9649,DataInput!G9649,NA())","v":{"$error":"#N/A"}},{"$f":"IF($E9650=DataInput!$B9649,DataInput!H9649,NA())","v":{"$error":"#N/A"}},{"$f":"IF($E9650=DataInput!$B9649,DataInput!I9649,NA())","v":{"$error":"#N/A"}},{"$f":"IF($E9650=DataInput!$B9649,DataInput!J9649,NA())","v":{"$error":"#N/A"}},{"$f":"IF($E9650=DataInput!$B9649,DataInput!K9649,NA())","v":{"$error":"#N/A"}},null,null,"  ",null,null,null,null,false,null,null,{"$error":"#N/A"},{"$error":"#N/A"},{"$error":"#N/A"},{"$error":"#N/A"},{"$error":"#N/A"},{"$error":"#N/A"},{"$error":"#N/A"},{"$error":"#N/A"},{"$error":"#N/A"},{"$error":"#N/A"}]
[null,{"$f":"IF(DataInput!B9680=$B$8,IF($B$9=$B$10,TRUE,IF(DataInput!E9680=$B$9,TRUE,FALSE)))","v":false},null,null,{"$f":"IF(B9681=TRUE,DataInput!B9680,NA())","v":{"$error":"#N/A"}},{"$f":"IF($E9681=DataInput!$B9680,DataInput!C9680,NA())","v":{"$error":"#N/A"}},{"$f":"IF($E9681=DataInput!$B9680,DataInput!D9680,NA())","v":{"$error":"#N/A"}},{"$f":"IF($E9681=DataInput!$B9680,DataInput!E9680,NA())","v":{"$error":"#N/A"}},{"$f":"IF($E9681=DataInput!$B9680,DataInput!F9680,NA())","v":{"$error":"#N/A"}},{"$f":"IF($E9681=DataInput!$B9680,DataInput!G9680,NA())","v":{"$error":"#N/A"}},{"$f":"IF($E9681=DataInput!$B9680,DataInput!H9680,NA())","v":{"$error":"#N/A"}},{"$f":"IF($E9681=DataInput!$B9680,DataInput!I9680,NA())","v":{"$error":"#N/A"}},{"$f":"IF($E9681=DataInput!$B9680,DataInput!J9680,NA())","v":{"$error":"#N/A"}},{"$f":"IF($E9681=DataInput!$B9680,DataInput!K9680,NA())","v":{"$error":"#N/A"}},null,null,"  ",null,null,null,null,false,null,null,{"$error":"#N/A"},{"$error":"#N/A"},{"$error":"#N/A"},{"$error":"#N/A"},{"$error":"#N/A"},{"$error":"#N/A"},{"$error":"#N/A"},{"$error":"#N/A"},{"$error":"#N/A"},{"$error":"#N/A"}]
[null,{"$f":"IF(DataInput!B9690=$B$8,IF($B$9=$B$10,TRUE,IF(DataInput!E9690=$B$9,TRUE,FALSE)))","v":false},null,null,{"$f":"IF(B9691=TRUE,DataInput!B9690,NA())","v":{"$error":"#N/A"}},{"$f":"IF($E9691=DataInput!$B9690,DataInput!C9690,NA())","v":{"$error":"#N/A"}},{"$f":"IF($E9691=DataInput!$B9690,DataInput!D9690,NA())","v":{"$error":"#N/A"}},{"$f":"IF($E9691=DataInput!$B9690,DataInput!E9690,NA())","v":{"$error":"#N/A"}},{"$f":"IF($E9691=DataInput!$B9690,DataInput!F9690,NA())","v":{"$error":"#N/A"}},{"$f":"IF($E9691=DataInput!$B9690,DataInput!G9690,NA())","v":{"$error":"#N/A"}},{"$f":"IF($E9691=DataInput!$B9690,DataInput!H9690,NA())","v":{"$error":"#N/A"}},{"$f":"IF($E9691=DataInput!$B9690,DataInput!I9690,NA())","v":{"$error":"#N/A"}},{"$f":"IF($E9691=DataInput!$B9690,DataInput!J9690,NA())","v":{"$error":"#N/A"}},{"$f":"IF($E9691=DataInput!$B9690,DataInput!K9690,NA())","v":{"$error":"#N/A"}},null,null,"  ",null,null,null,null,false,null,null,{"$error":"#N/A"},{"$error":"#N/A"},{"$error":"#N/A"},{"$error":"#N/A"},{"$error":"#N/A"},{"$error":"#N/A"},{"$error":"#N/A"},{"$error":"#N/A"},{"$error":"#N/A"},{"$error":"#N/A"}]
[null,{"$f":"IF(DataInput!B9728=$B$8,IF($B$9=$B$10,TRUE,IF(DataInput!E9728=$B$9,TRUE,FALSE)))","v":false},null,null,{"$f":"IF(B9729=TRUE,DataInput!B9728,NA())","v":{"$error":"#N/A"}},{"$f":"IF($E9729=DataInput!$B9728,DataInput!C9728,NA())","v":{"$error":"#N/A"}},{"$f":"IF($E9729=DataInput!$B9728,DataInput!D9728,NA())","v":{"$error":"#N/A"}},{"$f":"IF($E9729=DataInput!$B9728,DataInput!E9728,NA())","v":{"$error":"#N/A"}},{"$f":"IF($E9729=DataInput!$B9728,DataInput!F9728,NA())","v":{"$error":"#N/A"}},{"$f":"IF($E9729=DataInput!$B9728,DataInput!G9728,NA())","v":{"$error":"#N/A"}},{"$f":"IF($E9729=DataInput!$B9728,DataInput!H9728,NA())","v":{"$error":"#N/A"}},{"$f":"IF($E9729=DataInput!$B9728,DataInput!I9728,NA())","v":{"$error":"#N/A"}},{"$f":"IF($E9729=DataInput!$B9728,DataInput!J9728,NA())","v":{"$error":"#N/A"}},{"$f":"IF($E9729=DataInput!$B9728,DataInput!K9728,NA())","v":{"$error":"#N/A"}},null,null,"  ",null,null,null,null,false,null,null,{"$error":"#N/A"},{"$error":"#N/A"},{"$error":"#N/A"},{"$error":"#N/A"},{"$error":"#N/A"},{"$error":"#N/A"},{"$error":"#N/A"},{"$error":"#N/A"},{"$error":"#N/A"},{"$error":"#N/A"}]
[null,{"$f":"IF(DataInput!B9746=$B$8,IF($B$9=$B$10,TRUE,IF(DataInput!E9746=$B$9,TRUE,FALSE)))","v":false},null,null,{"$f":"IF(B9747=TRUE,DataInput!B9746,NA())","v":{"$error":"#N/A"}},{"$f":"IF($E9747=DataInput!$B9746,DataInput!C9746,NA())","v":{"$error":"#N/A"}},{"$f":"IF($E9747=DataInput!$B9746,DataInput!D9746,NA())","v":{"$error":"#N/A"}},{"$f":"IF($E9747=DataInput!$B9746,DataInput!E9746,NA())","v":{"$error":"#N/A"}},{"$f":"IF($E9747=DataInput!$B9746,DataInput!F9746,NA())","v":{"$error":"#N/A"}},{"$f":"IF($E9747=DataInput!$B9746,DataInput!G9746,NA())","v":{"$error":"#N/A"}},{"$f":"IF($E9747=DataInput!$B9746,DataInput!H9746,NA())","v":{"$error":"#N/A"}},{"$f":"IF($E9747=DataInput!$B9746,DataInput!I9746,NA())","v":{"$error":"#N/A"}},{"$f":"IF($E9747=DataInput!$B9746,DataInput!J9746,NA())","v":{"$error":"#N/A"}},{"$f":"IF($E9747=DataInput!$B9746,DataInput!K9746,NA())","v":{"$error":"#N/A"}},null,null,"  ",null,null,null,null,false,null,null,{"$error":"#N/A"},{"$error":"#N/A"},{"$error":"#N/A"},{"$error":"#N/A"},{"$error":"#N/A"},{"$error":"#N/A"},{"$error":"#N/A"},{"$error":"#N/A"},{"$error":"#N/A"},{"$error":"#N/A"}]
[null,{"$f":"IF(DataInput!B9777=$B$8,IF($B$9=$B$10,TRUE,IF(DataInput!E9777=$B$9,TRUE,FALSE)))","v":false},null,null,{"$f":"IF(B9778=TRUE,DataInput!B9777,NA())","v":{"$error":"#N/A"}},{"$f":"IF($E9778=DataInput!$B9777,DataInput!C9777,NA())","v":{"$error":"#N/A"}},{"$f":"IF($E9778=DataInput!$B9777,DataInput!D9777,NA())","v":{"$error":"#N/A"}},{"$f":"IF($E9778=DataInput!$B9777,DataInput!E9777,NA())","v":{"$error":"#N/A"}},{"$f":"IF($E9778=DataInput!$B9777,DataInput!F9777,NA())","v":{"$error":"#N/A"}},{"$f":"IF($E9778=DataInput!$B9777,DataInput!G9777,NA())","v":{"$error":"#N/A"}},{"$f":"IF($E9778=DataInput!$B9777,DataInput!H9777,NA())","v":{"$error":"#N/A"}},{"$f":"IF($E9778=DataInput!$B9777,DataInput!I9777,NA())","v":{"$error":"#N/A"}},{"$f":"IF($E9778=DataInput!$B9777,DataInput!J9777,NA())","v":{"$error":"#N/A"}},{"$f":"IF($E9778=DataInput!$B9777,DataInput!K9777,NA())","v":{"$error":"#N/A"}},null,null,"  ",null,null,null,null,false,null,null,{"$error":"#N/A"},{"$error":"#N/A"},{"$error":"#N/A"},{"$error":"#N/A"},{"$error":"#N/A"},{"$error":"#N/A"},{"$error":"#N/A"},{"$error":"#N/A"},{"$error":"#N/A"},{"$error":"#N/A"}]
[null,{"$f":"IF(DataInput!B9813=$B$8,IF($B$9=$B$10,TRUE,IF(DataInput!E9813=$B$9,TRUE,FALSE)))","v":false},null,null,{"$f":"IF(B9814=TRUE,DataInput!B9813,NA())","v":{"$error":"#N/A"}},{"$f":"IF($E9814=DataInput!$B9813,DataInput!C9813,NA())","v":{"$error":"#N/A"}},{"$f":"IF($E9814=DataInput!$B9813,DataInput!D9813,NA())","v":{"$error":"#N/A"}},{"$f":"IF($E9814=DataInput!$B9813,DataInput!E9813,NA())","v":{"$error":"#N/A"}},{"$f":"IF($E9814=DataInput!$B9813,DataInput!F9813,NA())","v":{"$error":"#N/A"}},{"$f":"IF($E9814=DataInput!$B9813,DataInput!G9813,NA())","v":{"$error":"#N/A"}},{"$f":"IF($E9814=DataInput!$B9813,DataInput!H9813,NA())","v":{"$error":"#N/A"}},{"$f":"IF($E9814=DataInput!$B9813,DataInput!I9813,NA())","v":{"$error":"#N/A"}},{"$f":"IF($E9814=DataInput!$B9813,DataInput!J9813,NA())","v":{"$error":"#N/A"}},{"$f":"IF($E9814=DataInput!$B9813,DataInput!K9813,NA())","v":{"$error":"#N/A"}},null,null,"  ",null,null,null,null,false,null,null,{"$error":"#N/A"},{"$error":"#N/A"},{"$error":"#N/A"},{"$error":"#N/A"},{"$error":"#N/A"},{"$error":"#N/A"},{"$error":"#N/A"},{"$error":"#N/A"},{"$error":"#N/A"},{"$error":"#N/A"}]
[null,{"$f":"IF(DataInput!B9854=$B$8,IF($B$9=$B$10,TRUE,IF(DataInput!E9854=$B$9,TRUE,FALSE)))","v":false},null,null,{"$f":"IF(B9855=TRUE,DataInput!B9854,NA())","v":{"$error":"#N/A"}},{"$f":"IF($E9855=DataInput!$B9854,DataInput!C9854,NA())","v":{"$error":"#N/A"}},{"$f":"IF($E9855=DataInput!$B9854,DataInput!D9854,NA())","v":{"$error":"#N/A"}},{"$f":"IF($E9855=DataInput!$B9854,DataInput!E9854,NA())","v":{"$error":"#N/A"}},{"$f":"IF($E9855=DataInput!$B9854,DataInput!F9854,NA())","v":{"$error":"#N/A"}},{"$f":"IF($E9855=DataInput!$B9854,DataInput!G9854,NA())","v":{"$error":"#N/A"}},{"$f":"IF($E9855=DataInput!$B9854,DataInput!H9854,NA())","v":{"$error":"#N/A"}},{"$f":"IF($E9855=DataInput!$B9854,DataInput!I9854,NA())","v":{"$error":"#N/A"}},{"$f":"IF($E9855=DataInput!$B9854,DataInput!J9854,NA())","v":{"$error":"#N/A"}},{"$f":"IF($E9855=DataInput!$B9854,DataInput!K9854,NA())","v":{"$error":"#N/A"}},null,null,"  ",null,null,null,null,false,null,null,{"$error":"#N/A"},{"$error":"#N/A"},{"$error":"#N/A"},{"$error":"#N/A"},{"$error":"#N/A"},{"$error":"#N/A"},{"$error":"#N/A"},{"$error":"#N/A"},{"$error":"#N/A"},{"$error":"#N/A"}]
[null,{"$f":"IF(DataInput!B9856=$B$8,IF($B$9=$B$10,TRUE,IF(DataInput!E9856=$B$9,TRUE,FALSE)))","v":false},null,null,{"$f":"IF(B9857=TRUE,DataInput!B9856,NA())","v":{"$error":"#N/A"}},{"$f":"IF($E9857=DataInput!$B9856,DataInput!C9856,NA())","v":{"$error":"#N/A"}},{"$f":"IF($E9857=DataInput!$B9856,DataInput!D9856,NA())","v":{"$error":"#N/A"}},{"$f":"IF($E9857=DataInput!$B9856,DataInput!E9856,NA())","v":{"$error":"#N/A"}},{"$f":"IF($E9857=DataInput!$B9856,DataInput!F9856,NA())","v":{"$error":"#N/A"}},{"$f":"IF($E9857=DataInput!$B9856,DataInput!G9856,NA())","v":{"$error":"#N/A"}},{"$f":"IF($E9857=DataInput!$B9856,DataInput!H9856,NA())","v":{"$error":"#N/A"}},{"$f":"IF($E9857=DataInput!$B9856,DataInput!I9856,NA())","v":{"$error":"#N/A"}},{"$f":"IF($E9857=DataInput!$B9856,DataInput!J9856,NA())","v":{"$error":"#N/A"}},{"$f":"IF($E9857=DataInput!$B9856,DataInput!K9856,NA())","v":{"$error":"#N/A"}},null,null,"  ",null,null,null,null,false,null,null,{"$error":"#N/A"},{"$error":"#N/A"},{"$error":"#N/A"},{"$error":"#N/A"},{"$error":"#N/A"},{"$error":"#N/A"},{"$error":"#N/A"},{"$error":"#N/A"},{"$error":"#N/A"},{"$error":"#N/A"}]
[null,{"$f":"IF(DataInput!B9903=$B$8,IF($B$9=$B$10,TRUE,IF(DataInput!E9903=$B$9,TRUE,FALSE)))","v":false},null,null,{"$f":"IF(B9904=TRUE,DataInput!B9903,NA())","v":{"$error":"#N/A"}},{"$f":"IF($E9904=DataInput!$B9903,DataInput!C9903,NA())","v":{"$error":"#N/A"}},{"$f":"IF($E9904=DataInput!$B9903,DataInput!D9903,NA())","v":{"$error":"#N/A"}},{"$f":"IF($E9904=DataInput!$B9903,DataInput!E9903,NA())","v":{"$error":"#N/A"}},{"$f":"IF($E9904=DataInput!$B9903,DataInput!F9903,NA())","v":{"$error":"#N/A"}},{"$f":"IF($E9904=DataInput!$B9903,DataInput!G9903,NA())","v":{"$error":"#N/A"}},{"$f":"IF($E9904=DataInput!$B9903,DataInput!H9903,NA())","v":{"$error":"#N/A"}},{"$f":"IF($E9904=DataInput!$B9903,DataInput!I9903,NA())","v":{"$error":"#N/A"}},{"$f":"IF($E9904=DataInput!$B9903,DataInput!J9903,NA())","v":{"$error":"#N/A"}},{"$f":"IF($E9904=DataInput!$B9903,DataInput!K9903,NA())","v":{"$error":"#N/A"}},null,null,"  ",null,null,null,null,false,null,null,{"$error":"#N/A"},{"$error":"#N/A"},{"$error":"#N/A"},{"$error":"#N/A"},{"$error":"#N/A"},{"$error":"#N/A"},{"$error":"#N/A"},{"$error":"#N/A"},{"$error":"#N/A"},{"$error":"#N/A"}]
[null,{"$f":"IF(DataInput!B9940=$B$8,IF($B$9=$B$10,TRUE,IF(DataInput!E9940=$B$9,TRUE,FALSE)))","v":false},null,null,{"$f":"IF(B9941=TRUE,DataInput!B9940,NA())","v":{"$error":"#N/A"}},{"$f":"IF($E9941=DataInput!$B9940,DataInput!C9940,NA())","v":{"$error":"#N/A"}},{"$f":"IF($E9941=DataInput!$B9940,DataInput!D9940,NA())","v":{"$error":"#N/A"}},{"$f":"IF($E9941=DataInput!$B9940,DataInput!E9940,NA())","v":{"$error":"#N/A"}},{"$f":"IF($E9941=DataInput!$B9940,DataInput!F9940,NA())","v":{"$error":"#N/A"}},{"$f":"IF($E9941=DataInput!$B9940,DataInput!G9940,NA())","v":{"$error":"#N/A"}},{"$f":"IF($E9941=DataInput!$B9940,DataInput!H9940,NA())","v":{"$error":"#N/A"}},{"$f":"IF($E9941=DataInput!$B9940,DataInput!I9940,NA())","v":{"$error":"#N/A"}},{"$f":"IF($E9941=DataInput!$B9940,DataInput!J9940,NA())","v":{"$error":"#N/A"}},{"$f":"IF($E9941=DataInput!$B9940,DataInput!K9940,NA())","v":{"$error":"#N/A"}},null,null,"  ",null,null,null,null,false,null,null,{"$error":"#N/A"},{"$error":"#N/A"},{"$error":"#N/A"},{"$error":"#N/A"},{"$error":"#N/A"},{"$error":"#N/A"},{"$error":"#N/A"},{"$error":"#N/A"},{"$error":"#N/A"},{"$error":"#N/A"}]
[null,{"$f":"IF(DataInput!B9964=$B$8,IF($B$9=$B$10,TRUE,IF(DataInput!E9964=$B$9,TRUE,FALSE)))","v":false},null,null,{"$f":"IF(B9965=TRUE,DataInput!B9964,NA())","v":{"$error":"#N/A"}},{"$f":"IF($E9965=DataInput!$B9964,DataInput!C9964,NA())","v":{"$error":"#N/A"}},{"$f":"IF($E9965=DataInput!$B9964,DataInput!D9964,NA())","v":{"$error":"#N/A"}},{"$f":"IF($E9965=DataInput!$B9964,DataInput!E9964,NA())","v":{"$error":"#N/A"}},{"$f":"IF($E9965=DataInput!$B9964,DataInput!F9964,NA())","v":{"$error":"#N/A"}},{"$f":"IF($E9965=DataInput!$B9964,DataInput!G9964,NA())","v":{"$error":"#N/A"}},{"$f":"IF($E9965=DataInput!$B9964,DataInput!H9964,NA())","v":{"$error":"#N/A"}},{"$f":"IF($E9965=DataInput!$B9964,DataInput!I9964,NA())","v":{"$error":"#N/A"}},{"$f":"IF($E9965=DataInput!$B9964,DataInput!J9964,NA())","v":{"$error":"#N/A"}},{"$f":"IF($E9965=DataInput!$B9964,DataInput!K9964,NA())","v":{"$error":"#N/A"}},null,null,"  ",null,null,null,null,false,null,null,{"$error":"#N/A"},{"$error":"#N/A"},{"$error":"#N/A"},{"$error":"#N/A"},{"$error":"#N/A"},{"$error":"#N/A"},{"$error":"#N/A"},{"$error":"#N/A"},{"$error":"#N/A"},{"$error":"#N/A"}]
[null,{"$f":"IF(DataInput!B9982=$B$8,IF($B$9=$B$10,TRUE,IF(DataInput!E9982=$B$9,TRUE,FALSE)))","v":false},null,null,{"$f":"IF(B9983=TRUE,DataInput!B9982,NA())","v":{"$error":"#N/A"}},{"$f":"IF($E9983=DataInput!$B9982,DataInput!C9982,NA())","v":{"$error":"#N/A"}},{"$f":"IF($E9983=DataInput!$B9982,DataInput!D9982,NA())","v":{"$error":"#N/A"}},{"$f":"IF($E9983=DataInput!$B9982,DataInput!E9982,NA())","v":{"$error":"#N/A"}},{"$f":"IF($E9983=DataInput!$B9982,DataInput!F9982,NA())","v":{"$error":"#N/A"}},{"$f":"IF($E9983=DataInput!$B9982,DataInput!G9982,NA())","v":{"$error":"#N/A"}},{"$f":"IF($E9983=DataInput!$B9982,DataInput!H9982,NA())","v":{"$error":"#N/A"}},{"$f":"IF($E9983=DataInput!$B9982,DataInput!I9982,NA())","v":{"$error":"#N/A"}},{"$f":"IF($E9983=DataInput!$B9982,DataInput!J9982,NA())","v":{"$error":"#N/A"}},{"$f":"IF($E9983=DataInput!$B9982,DataInput!K9982,NA())","v":{"$error":"#N/A"}},null,null,"  ",null,null,null,null,false,null,null,{"$error":"#N/A"},{"$error":"#N/A"},{"$error":"#N/A"},{"$error":"#N/A"},{"$error":"#N/A"},{"$error":"#N/A"},{"$error":"#N/A"},{"$error":"#N/A"},{"$error":"#N/A"},{"$error":"#N/A"}]
[null,{"$f":"IF(DataInput!B10013=$B$8,IF($B$9=$B$10,TRUE,IF(DataInput!E10013=$B$9,TRUE,FALSE)))","v":false},null,null,{"$f":"IF(B10014=TRUE,DataInput!B10013,NA())","v":{"$error":"#N/A"}},{"$f":"IF($E10014=DataInput!$B10013,DataInput!C10013,NA())","v":{"$error":"#N/A"}},{"$f":"IF($E10014=DataInput!$B10013,DataInput!D10013,NA())","v":{"$error":"#N/A"}},{"$f":"IF($E10014=DataInput!$B10013,DataInput!E10013,NA())","v":{"$error":"#N/A"}},{"$f":"IF($E10014=DataInput!$B10013,DataInput!F10013,NA())","v":{"$error":"#N/A"}},{"$f":"IF($E10014=DataInput!$B10013,DataInput!G10013,NA())","v":{"$error":"#N/A"}},{"$f":"IF($E10014=DataInput!$B10013,DataInput!H10013,NA())","v":{"$error":"#N/A"}},{"$f":"IF($E10014=DataInput!$B10013,DataInput!I10013,NA())","v":{"$error":"#N/A"}},{"$f":"IF($E10014=DataInput!$B10013,DataInput!J10013,NA())","v":{"$error":"#N/A"}},{"$f":"IF($E10014=DataInput!$B10013,DataInput!K10013,NA())","v":{"$error":"#N/A"}},null,null,"  ",null,null,null,null,false,null,null,{"$error":"#N/A"},{"$error":"#N/A"},{"$error":"#N/A"},{"$error":"#N/A"},{"$error":"#N/A"},{"$error":"#N/A"},{"$error":"#N/A"},{"$error":"#N/A"},{"$error":"#N/A"},{"$error":"#N/A"}]
[null,{"$f":"IF(DataInput!B10035=$B$8,IF($B$9=$B$10,TRUE,IF(DataInput!E10035=$B$9,TRUE,FALSE)))","v":false},null,null,{"$f":"IF(B10036=TRUE,DataInput!B10035,NA())","v":{"$error":"#N/A"}},{"$f":"IF($E10036=DataInput!$B10035,DataInput!C10035,NA())","v":{"$error":"#N/A"}},{"$f":"IF($E10036=DataInput!$B10035,DataInput!D10035,NA())","v":{"$error":"#N/A"}},{"$f":"IF($E10036=DataInput!$B10035,DataInput!E10035,NA())","v":{"$error":"#N/A"}},{"$f":"IF($E10036=DataInput!$B10035,DataInput!F10035,NA())","v":{"$error":"#N/A"}},{"$f":"IF($E10036=DataInput!$B10035,DataInput!G10035,NA())","v":{"$error":"#N/A"}},{"$f":"IF($E10036=DataInput!$B10035,DataInput!H10035,NA())","v":{"$error":"#N/A"}},{"$f":"IF($E10036=DataInput!$B10035,DataInput!I10035,NA())","v":{"$error":"#N/A"}},{"$f":"IF($E10036=DataInput!$B10035,DataInput!J10035,NA())","v":{"$error":"#N/A"}},{"$f":"IF($E10036=DataInput!$B10035,DataInput!K10035,NA())","v":{"$error":"#N/A"}},null,null,"  ",null,null,null,null,false,null,null,{"$error":"#N/A"},{"$error":"#N/A"},{"$error":"#N/A"},{"$error":"#N/A"},{"$error":"#N/A"},{"$error":"#N/A"},{"$error":"#N/A"},{"$error":"#N/A"},{"$error":"#N/A"},{"$error":"#N/A"}]
[null,{"$f":"IF(DataInput!B10061=$B$8,IF($B$9=$B$10,TRUE,IF(DataInput!E10061=$B$9,TRUE,FALSE)))","v":false},null,null,{"$f":"IF(B10062=TRUE,DataInput!B10061,NA())","v":{"$error":"#N/A"}},{"$f":"IF($E10062=DataInput!$B10061,DataInput!C10061,NA())","v":{"$error":"#N/A"}},{"$f":"IF($E10062=DataInput!$B10061,DataInput!D10061,NA())","v":{"$error":"#N/A"}},{"$f":"IF($E10062=DataInput!$B10061,DataInput!E10061,NA())","v":{"$error":"#N/A"}},{"$f":"IF($E10062=DataInput!$B10061,DataInput!F10061,NA())","v":{"$error":"#N/A"}},{"$f":"IF($E10062=DataInput!$B10061,DataInput!G10061,NA())","v":{"$error":"#N/A"}},{"$f":"IF($E10062=DataInput!$B10061,DataInput!H10061,NA())","v":{"$error":"#N/A"}},{"$f":"IF($E10062=DataInput!$B10061,DataInput!I10061,NA())","v":{"$error":"#N/A"}},{"$f":"IF($E10062=DataInput!$B10061,DataInput!J10061,NA())","v":{"$error":"#N/A"}},{"$f":"IF($E10062=DataInput!$B10061,DataInput!K10061,NA())","v":{"$error":"#N/A"}},null,null,"  ",null,null,null,null,false,null,null,{"$error":"#N/A"},{"$error":"#N/A"},{"$error":"#N/A"},{"$error":"#N/A"},{"$error":"#N/A"},{"$error":"#N/A"},{"$error":"#N/A"},{"$error":"#N/A"},{"$error":"#N/A"},{"$error":"#N/A"}]
[null,{"$f":"IF(DataInput!B10092=$B$8,IF($B$9=$B$10,TRUE,IF(DataInput!E10092=$B$9,TRUE,FALSE)))","v":false},null,null,{"$f":"IF(B10093=TRUE,DataInput!B10092,NA())","v":{"$error":"#N/A"}},{"$f":"IF($E10093=DataInput!$B10092,DataInput!C10092,NA())","v":{"$error":"#N/A"}},{"$f":"IF($E10093=DataInput!$B10092,DataInput!D10092,NA())","v":{"$error":"#N/A"}},{"$f":"IF($E10093=DataInput!$B10092,DataInput!E10092,NA())","v":{"$error":"#N/A"}},{"$f":"IF($E10093=DataInput!$B10092,DataInput!F10092,NA())","v":{"$error":"#N/A"}},{"$f":"IF($E10093=DataInput!$B10092,DataInput!G10092,NA())","v":{"$error":"#N/A"}},{"$f":"IF($E10093=DataInput!$B10092,DataInput!H10092,NA())","v":{"$error":"#N/A"}},{"$f":"IF($E10093=DataInput!$B10092,DataInput!I10092,NA())","v":{"$error":"#N/A"}},{"$f":"IF($E10093=DataInput!$B10092,DataInput!J10092,NA())","v":{"$error":"#N/A"}},{"$f":"IF($E10093=DataInput!$B10092,DataInput!K10092,NA())","v":{"$error":"#N/A"}},null,null,"  ",null,null,null,null,false,null,null,{"$error":"#N/A"},{"$error":"#N/A"},{"$error":"#N/A"},{"$error":"#N/A"},{"$error":"#N/A"},{"$error":"#N/A"},{"$error":"#N/A"},{"$error":"#N/A"},{"$error":"#N/A"},{"$error":"#N/A"}]
[null,{"$f":"IF(DataInput!B10139=$B$8,IF($B$9=$B$10,TRUE,IF(DataInput!E10139=$B$9,TRUE,FALSE)))","v":false},null,null,{"$f":"IF(B10140=TRUE,DataInput!B10139,NA())","v":{"$error":"#N/A"}},{"$f":"IF($E10140=DataInput!$B10139,DataInput!C10139,NA())","v":{"$error":"#N/A"}},{"$f":"IF($E10140=DataInput!$B10139,DataInput!D10139,NA())","v":{"$error":"#N/A"}},{"$f":"IF($E10140=DataInput!$B10139,DataInput!E10139,NA())","v":{"$error":"#N/A"}},{"$f":"IF($E10140=DataInput!$B10139,DataInput!F10139,NA())","v":{"$error":"#N/A"}},{"$f":"IF($E10140=DataInput!$B10139,DataInput!G10139,NA())","v":{"$error":"#N/A"}},{"$f":"IF($E10140=DataInput!$B10139,DataInput!H10139,NA())","v":{"$error":"#N/A"}},{"$f":"IF($E10140=DataInput!$B10139,DataInput!I10139,NA())","v":{"$error":"#N/A"}},{"$f":"IF($E10140=DataInput!$B10139,DataInput!J10139,NA())","v":{"$error":"#N/A"}},{"$f":"IF($E10140=DataInput!$B10139,DataInput!K10139,NA())","v":{"$error":"#N/A"}},null,null,"  ",null,null,null,null,false,null,null,{"$error":"#N/A"},{"$error":"#N/A"},{"$error":"#N/A"},{"$error":"#N/A"},{"$error":"#N/A"},{"$error":"#N/A"},{"$error":"#N/A"},{"$error":"#N/A"},{"$error":"#N/A"},{"$error":"#N/A"}]
[null,{"$f":"IF(DataInput!B10162=$B$8,IF($B$9=$B$10,TRUE,IF(DataInput!E10162=$B$9,TRUE,FALSE)))","v":false},null,null,{"$f":"IF(B10163=TRUE,DataInput!B10162,NA())","v":{"$error":"#N/A"}},{"$f":"IF($E10163=DataInput!$B10162,DataInput!C10162,NA())","v":{"$error":"#N/A"}},{"$f":"IF($E10163=DataInput!$B10162,DataInput!D10162,NA())","v":{"$error":"#N/A"}},{"$f":"IF($E10163=DataInput!$B10162,DataInput!E10162,NA())","v":{"$error":"#N/A"}},{"$f":"IF($E10163=DataInput!$B10162,DataInput!F10162,NA())","v":{"$error":"#N/A"}},{"$f":"IF($E10163=DataInput!$B10162,DataInput!G10162,NA())","v":{"$error":"#N/A"}},{"$f":"IF($E10163=DataInput!$B10162,DataInput!H10162,NA())","v":{"$error":"#N/A"}},{"$f":"IF($E10163=DataInput!$B10162,DataInput!I10162,NA())","v":{"$error":"#N/A"}},{"$f":"IF($E10163=DataInput!$B10162,DataInput!J10162,NA())","v":{"$error":"#N/A"}},{"$f":"IF($E10163=DataInput!$B10162,DataInput!K10162,NA())","v":{"$error":"#N/A"}},null,null,"  ",null,null,null,null,false,null,null,{"$error":"#N/A"},{"$error":"#N/A"},{"$error":"#N/A"},{"$error":"#N/A"},{"$error":"#N/A"},{"$error":"#N/A"},{"$error":"#N/A"},{"$error":"#N/A"},{"$error":"#N/A"},{"$error":"#N/A"}]
[null,{"$f":"IF(DataInput!B10171=$B$8,IF($B$9=$B$10,TRUE,IF(DataInput!E10171=$B$9,TRUE,FALSE)))","v":false},null,null,{"$f":"IF(B10172=TRUE,DataInput!B10171,NA())","v":{"$error":"#N/A"}},{"$f":"IF($E10172=DataInput!$B10171,DataInput!C10171,NA())","v":{"$error":"#N/A"}},{"$f":"IF($E10172=DataInput!$B10171,DataInput!D10171,NA())","v":{"$error":"#N/A"}},{"$f":"IF($E10172=DataInput!$B10171,DataInput!E10171,NA())","v":{"$error":"#N/A"}},{"$f":"IF($E10172=DataInput!$B10171,DataInput!F10171,NA())","v":{"$error":"#N/A"}},{"$f":"IF($E10172=DataInput!$B10171,DataInput!G10171,NA())","v":{"$error":"#N/A"}},{"$f":"IF($E10172=DataInput!$B10171,DataInput!H10171,NA())","v":{"$error":"#N/A"}},{"$f":"IF($E10172=DataInput!$B10171,DataInput!I10171,NA())","v":{"$error":"#N/A"}},{"$f":"IF($E10172=DataInput!$B10171,DataInput!J10171,NA())","v":{"$error":"#N/A"}},{"$f":"IF($E10172=DataInput!$B10171,DataInput!K10171,NA())","v":{"$error":"#N/A"}},null,null,"  ",null,null,null,null,false,null,null,{"$error":"#N/A"},{"$error":"#N/A"},{"$error":"#N/A"},{"$error":"#N/A"},{"$error":"#N/A"},{"$error":"#N/A"},{"$error":"#N/A"},{"$error":"#N/A"},{"$error":"#N/A"},{"$error":"#N/A"}]
[null,{"$f":"IF(DataInput!B10218=$B$8,IF($B$9=$B$10,TRUE,IF(DataInput!E10218=$B$9,TRUE,FALSE)))","v":false},null,null,{"$f":"IF(B10219=TRUE,DataInput!B10218,NA())","v":{"$error":"#N/A"}},{"$f":"IF($E10219=DataInput!$B10218,DataInput!C10218,NA())","v":{"$error":"#N/A"}},{"$f":"IF($E10219=DataInput!$B10218,DataInput!D10218,NA())","v":{"$error":"#N/A"}},{"$f":"IF($E10219=DataInput!$B10218,DataInput!E10218,NA())","v":{"$error":"#N/A"}},{"$f":"IF($E10219=DataInput!$B10218,DataInput!F10218,NA())","v":{"$error":"#N/A"}},{"$f":"IF($E10219=DataInput!$B10218,DataInput!G10218,NA())","v":{"$error":"#N/A"}},{"$f":"IF($E10219=DataInput!$B10218,DataInput!H10218,NA())","v":{"$error":"#N/A"}},{"$f":"IF($E10219=DataInput!$B10218,DataInput!I10218,NA())","v":{"$error":"#N/A"}},{"$f":"IF($E10219=DataInput!$B10218,DataInput!J10218,NA())","v":{"$error":"#N/A"}},{"$f":"IF($E10219=DataInput!$B10218,DataInput!K10218,NA())","v":{"$error":"#N/A"}},null,null,"  ",null,null,null,null,false,null,null,{"$error":"#N/A"},{"$error":"#N/A"},{"$error":"#N/A"},{"$error":"#N/A"},{"$error":"#N/A"},{"$error":"#N/A"},{"$error":"#N/A"},{"$error":"#N/A"},{"$error":"#N/A"},{"$error":"#N/A"}]
[null,{"$f":"IF(DataInput!B10249=$B$8,IF($B$9=$B$10,TRUE,IF(DataInput!E10249=$B$9,TRUE,FALSE)))","v":false},null,null,{"$f":"IF(B10250=TRUE,DataInput!B10249,NA())","v":{"$error":"#N/A"}},{"$f":"IF($E10250=DataInput!$B10249,DataInput!C10249,NA())","v":{"$error":"#N/A"}},{"$f":"IF($E10250=DataInput!$B10249,DataInput!D10249,NA())","v":{"$error":"#N/A"}},{"$f":"IF($E10250=DataInput!$B10249,DataInput!E10249,NA())","v":{"$error":"#N/A"}},{"$f":"IF($E10250=DataInput!$B10249,DataInput!F10249,NA())","v":{"$error":"#N/A"}},{"$f":"IF($E10250=DataInput!$B10249,DataInput!G10249,NA())","v":{"$error":"#N/A"}},{"$f":"IF($E10250=DataInput!$B10249,DataInput!H10249,NA())","v":{"$error":"#N/A"}},{"$f":"IF($E10250=DataInput!$B10249,DataInput!I10249,NA())","v":{"$error":"#N/A"}},{"$f":"IF($E10250=DataInput!$B10249,DataInput!J10249,NA())","v":{"$error":"#N/A"}},{"$f":"IF($E10250=DataInput!$B10249,DataInput!K10249,NA())","v":{"$error":"#N/A"}},null,null,"  ",null,null,null,null,false,null,null,{"$error":"#N/A"},{"$error":"#N/A"},{"$error":"#N/A"},{"$error":"#N/A"},{"$error":"#N/A"},{"$error":"#N/A"},{"$error":"#N/A"},{"$error":"#N/A"},{"$error":"#N/A"},{"$error":"#N/A"}]
[null,{"$f":"IF(DataInput!B10285=$B$8,IF($B$9=$B$10,TRUE,IF(DataInput!E10285=$B$9,TRUE,FALSE)))","v":false},null,null,{"$f":"IF(B10286=TRUE,DataInput!B10285,NA())","v":{"$error":"#N/A"}},{"$f":"IF($E10286=DataInput!$B10285,DataInput!C10285,NA())","v":{"$error":"#N/A"}},{"$f":"IF($E10286=DataInput!$B10285,DataInput!D10285,NA())","v":{"$error":"#N/A"}},{"$f":"IF($E10286=DataInput!$B10285,DataInput!E10285,NA())","v":{"$error":"#N/A"}},{"$f":"IF($E10286=DataInput!$B10285,DataInput!F10285,NA())","v":{"$error":"#N/A"}},{"$f":"IF($E10286=DataInput!$B10285,DataInput!G10285,NA())","v":{"$error":"#N/A"}},{"$f":"IF($E10286=DataInput!$B10285,DataInput!H10285,NA())","v":{"$error":"#N/A"}},{"$f":"IF($E10286=DataInput!$B10285,DataInput!I10285,NA())","v":{"$error":"#N/A"}},{"$f":"IF($E10286=DataInput!$B10285,DataInput!J10285,NA())","v":{"$error":"#N/A"}},{"$f":"IF($E10286=DataInput!$B10285,DataInput!K10285,NA())","v":{"$error":"#N/A"}},null,null,"  ",null,null,null,null,false,null,null,{"$error":"#N/A"},{"$error":"#N/A"},{"$error":"#N/A"},{"$error":"#N/A"},{"$error":"#N/A"},{"$error":"#N/A"},{"$error":"#N/A"},{"$error":"#N/A"},{"$error":"#N/A"},{"$error":"#N/A"}]
[null,{"$f":"IF(DataInput!B10297=$B$8,IF($B$9=$B$10,TRUE,IF(DataInput!E10297=$B$9,TRUE,FALSE)))","v":false},null,null,{"$f":"IF(B10298=TRUE,DataInput!B10297,NA())","v":{"$error":"#N/A"}},{"$f":"IF($E10298=DataInput!$B10297,DataInput!C10297,NA())","v":{"$error":"#N/A"}},{"$f":"IF($E10298=DataInput!$B10297,DataInput!D10297,NA())","v":{"$error":"#N/A"}},{"$f":"IF($E10298=DataInput!$B10297,DataInput!E10297,NA())","v":{"$error":"#N/A"}},{"$f":"IF($E10298=DataInput!$B10297,DataInput!F10297,NA())","v":{"$error":"#N/A"}},{"$f":"IF($E10298=DataInput!$B10297,DataInput!G10297,NA())","v":{"$error":"#N/A"}},{"$f":"IF($E10298=DataInput!$B10297,DataInput!H10297,NA())","v":{"$error":"#N/A"}},{"$f":"IF($E10298=DataInput!$B10297,DataInput!I10297,NA())","v":{"$error":"#N/A"}},{"$f":"IF($E10298=DataInput!$B10297,DataInput!J10297,NA())","v":{"$error":"#N/A"}},{"$f":"IF($E10298=DataInput!$B10297,DataInput!K10297,NA())","v":{"$error":"#N/A"}},null,null,"  ",null,null,null,null,false,null,null,{"$error":"#N/A"},{"$error":"#N/A"},{"$error":"#N/A"},{"$error":"#N/A"},{"$error":"#N/A"},{"$error":"#N/A"},{"$error":"#N/A"},{"$error":"#N/A"},{"$error":"#N/A"},{"$error":"#N/A"}]
[null,{"$f":"IF(DataInput!B10328=$B$8,IF($B$9=$B$10,TRUE,IF(DataInput!E10328=$B$9,TRUE,FALSE)))","v":false},null,null,{"$f":"IF(B10329=TRUE,DataInput!B10328,NA())","v":{"$error":"#N/A"}},{"$f":"IF($E10329=DataInput!$B10328,DataInput!C10328,NA())","v":{"$error":"#N/A"}},{"$f":"IF($E10329=DataInput!$B10328,DataInput!D10328,NA())","v":{"$error":"#N/A"}},{"$f":"IF($E10329=DataInput!$B10328,DataInput!E10328,NA())","v":{"$error":"#N/A"}},{"$f":"IF($E10329=DataInput!$B10328,DataInput!F10328,NA())","v":{"$error":"#N/A"}},{"$f":"IF($E10329=DataInput!$B10328,DataInput!G10328,NA())","v":{"$error":"#N/A"}},{"$f":"IF($E10329=DataInput!$B10328,DataInput!H10328,NA())","v":{"$error":"#N/A"}},{"$f":"IF($E10329=DataInput!$B10328,DataInput!I10328,NA())","v":{"$error":"#N/A"}},{"$f":"IF($E10329=DataInput!$B10328,DataInput!J10328,NA())","v":{"$error":"#N/A"}},{"$f":"IF($E10329=DataInput!$B10328,DataInput!K10328,NA())","v":{"$error":"#N/A"}},null,null,"  ",null,null,null,null,false,null,null,{"$error":"#N/A"},{"$error":"#N/A"},{"$error":"#N/A"},{"$error":"#N/A"},{"$error":"#N/A"},{"$error":"#N/A"},{"$error":"#N/A"},{"$error":"#N/A"},{"$error":"#N/A"},{"$error":"#N/A"}]
[null,{"$f":"IF(DataInput!B10346=$B$8,IF($B$9=$B$10,TRUE,IF(DataInput!E10346=$B$9,TRUE,FALSE)))","v":false},null,null,{"$f":"IF(B10347=TRUE,DataInput!B10346,NA())","v":{"$error":"#N/A"}},{"$f":"IF($E10347=DataInput!$B10346,DataInput!C10346,NA())","v":{"$error":"#N/A"}},{"$f":"IF($E10347=DataInput!$B10346,DataInput!D10346,NA())","v":{"$error":"#N/A"}},{"$f":"IF($E10347=DataInput!$B10346,DataInput!E10346,NA())","v":{"$error":"#N/A"}},{"$f":"IF($E10347=DataInput!$B10346,DataInput!F10346,NA())","v":{"$error":"#N/A"}},{"$f":"IF($E10347=DataInput!$B10346,DataInput!G10346,NA())","v":{"$error":"#N/A"}},{"$f":"IF($E10347=DataInput!$B10346,DataInput!H10346,NA())","v":{"$error":"#N/A"}},{"$f":"IF($E10347=DataInput!$B10346,DataInput!I10346,NA())","v":{"$error":"#N/A"}},{"$f":"IF($E10347=DataInput!$B10346,DataInput!J10346,NA())","v":{"$error":"#N/A"}},{"$f":"IF($E10347=DataInput!$B10346,DataInput!K10346,NA())","v":{"$error":"#N/A"}},null,null,"  ",null,null,null,null,false,null,null,{"$error":"#N/A"},{"$error":"#N/A"},{"$error":"#N/A"},{"$error":"#N/A"},{"$error":"#N/A"},{"$error":"#N/A"},{"$error":"#N/A"},{"$error":"#N/A"},{"$error":"#N/A"},{"$error":"#N/A"}]
[null,{"$f":"IF(DataInput!B10384=$B$8,IF($B$9=$B$10,TRUE,IF(DataInput!E10384=$B$9,TRUE,FALSE)))","v":false},null,null,{"$f":"IF(B10385=TRUE,DataInput!B10384,NA())","v":{"$error":"#N/A"}},{"$f":"IF($E10385=DataInput!$B10384,DataInput!C10384,NA())","v":{"$error":"#N/A"}},{"$f":"IF($E10385=DataInput!$B10384,DataInput!D10384,NA())","v":{"$error":"#N/A"}},{"$f":"IF($E10385=DataInput!$B10384,DataInput!E10384,NA())","v":{"$error":"#N/A"}},{"$f":"IF($E10385=DataInput!$B10384,DataInput!F10384,NA())","v":{"$error":"#N/A"}},{"$f":"IF($E10385=DataInput!$B10384,DataInput!G10384,NA())","v":{"$error":"#N/A"}},{"$f":"IF($E10385=DataInput!$B10384,DataInput!H10384,NA())","v":{"$error":"#N/A"}},{"$f":"IF($E10385=DataInput!$B10384,DataInput!I10384,NA())","v":{"$error":"#N/A"}},{"$f":"IF($E10385=DataInput!$B10384,DataInput!J10384,NA())","v":{"$error":"#N/A"}},{"$f":"IF($E10385=DataInput!$B10384,DataInput!K10384,NA())","v":{"$error":"#N/A"}},null,null,"  ",null,null,null,null,false,null,null,{"$error":"#N/A"},{"$error":"#N/A"},{"$error":"#N/A"},{"$error":"#N/A"},{"$error":"#N/A"},{"$error":"#N/A"},{"$error":"#N/A"},{"$error":"#N/A"},{"$error":"#N/A"},{"$error":"#N/A"}]
[null,{"$f":"IF(DataInput!B10407=$B$8,IF($B$9=$B$10,TRUE,IF(DataInput!E10407=$B$9,TRUE,FALSE)))","v":false},null,null,{"$f":"IF(B10408=TRUE,DataInput!B10407,NA())","v":{"$error":"#N/A"}},{"$f":"IF($E10408=DataInput!$B10407,DataInput!C10407,NA())","v":{"$error":"#N/A"}},{"$f":"IF($E10408=DataInput!$B10407,DataInput!D10407,NA())","v":{"$error":"#N/A"}},{"$f":"IF($E10408=DataInput!$B10407,DataInput!E10407,NA())","v":{"$error":"#N/A"}},{"$f":"IF($E10408=DataInput!$B10407,DataInput!F10407,NA())","v":{"$error":"#N/A"}},{"$f":"IF($E10408=DataInput!$B10407,DataInput!G10407,NA())","v":{"$error":"#N/A"}},{"$f":"IF($E10408=DataInput!$B10407,DataInput!H10407,NA())","v":{"$error":"#N/A"}},{"$f":"IF($E10408=DataInput!$B10407,DataInput!I10407,NA())","v":{"$error":"#N/A"}},{"$f":"IF($E10408=DataInput!$B10407,DataInput!J10407,NA())","v":{"$error":"#N/A"}},{"$f":"IF($E10408=DataInput!$B10407,DataInput!K10407,NA())","v":{"$error":"#N/A"}},null,null,"  ",null,null,null,null,false,null,null,{"$error":"#N/A"},{"$error":"#N/A"},{"$error":"#N/A"},{"$error":"#N/A"},{"$error":"#N/A"},{"$error":"#N/A"},{"$error":"#N/A"},{"$error":"#N/A"},{"$error":"#N/A"},{"$error":"#N/A"}]
[null,{"$f":"IF(DataInput!B10454=$B$8,IF($B$9=$B$10,TRUE,IF(DataInput!E10454=$B$9,TRUE,FALSE)))","v":false},null,null,{"$f":"IF(B10455=TRUE,DataInput!B10454,NA())","v":{"$error":"#N/A"}},{"$f":"IF($E10455=DataInput!$B10454,DataInput!C10454,NA())","v":{"$error":"#N/A"}},{"$f":"IF($E10455=DataInput!$B10454,DataInput!D10454,NA())","v":{"$error":"#N/A"}},{"$f":"IF($E10455=DataInput!$B10454,DataInput!E10454,NA())","v":{"$error":"#N/A"}},{"$f":"IF($E10455=DataInput!$B10454,DataInput!F10454,NA())","v":{"$error":"#N/A"}},{"$f":"IF($E10455=DataInput!$B10454,DataInput!G10454,NA())","v":{"$error":"#N/A"}},{"$f":"IF($E10455=DataInput!$B10454,DataInput!H10454,NA())","v":{"$error":"#N/A"}},{"$f":"IF($E10455=DataInput!$B10454,DataInput!I10454,NA())","v":{"$error":"#N/A"}},{"$f":"IF($E10455=DataInput!$B10454,DataInput!J10454,NA())","v":{"$error":"#N/A"}},{"$f":"IF($E10455=DataInput!$B10454,DataInput!K10454,NA())","v":{"$error":"#N/A"}},null,null,"  ",null,null,null,null,false,null,null,{"$error":"#N/A"},{"$error":"#N/A"},{"$error":"#N/A"},{"$error":"#N/A"},{"$error":"#N/A"},{"$error":"#N/A"},{"$error":"#N/A"},{"$error":"#N/A"},{"$error":"#N/A"},{"$error":"#N/A"}]
[null,{"$f":"IF(DataInput!B10485=$B$8,IF($B$9=$B$10,TRUE,IF(DataInput!E10485=$B$9,TRUE,FALSE)))","v":false},null,null,{"$f":"IF(B10486=TRUE,DataInput!B10485,NA())","v":{"$error":"#N/A"}},{"$f":"IF($E10486=DataInput!$B10485,DataInput!C10485,NA())","v":{"$error":"#N/A"}},{"$f":"IF($E10486=DataInput!$B10485,DataInput!D10485,NA())","v":{"$error":"#N/A"}},{"$f":"IF($E10486=DataInput!$B10485,DataInput!E10485,NA())","v":{"$error":"#N/A"}},{"$f":"IF($E10486=DataInput!$B10485,DataInput!F10485,NA())","v":{"$error":"#N/A"}},{"$f":"IF($E10486=DataInput!$B10485,DataInput!G10485,NA())","v":{"$error":"#N/A"}},{"$f":"IF($E10486=DataInput!$B10485,DataInput!H10485,NA())","v":{"$error":"#N/A"}},{"$f":"IF($E10486=DataInput!$B10485,DataInput!I10485,NA())","v":{"$error":"#N/A"}},{"$f":"IF($E10486=DataInput!$B10485,DataInput!J10485,NA())","v":{"$error":"#N/A"}},{"$f":"IF($E10486=DataInput!$B10485,DataInput!K10485,NA())","v":{"$error":"#N/A"}},null,null,"  ",null,null,null,null,false,null,null,{"$error":"#N/A"},{"$error":"#N/A"},{"$error":"#N/A"},{"$error":"#N/A"},{"$error":"#N/A"},{"$error":"#N/A"},{"$error":"#N/A"},{"$error":"#N/A"},{"$error":"#N/A"},{"$error":"#N/A"}]
[null,{"$f":"IF(DataInput!B10511=$B$8,IF($B$9=$B$10,TRUE,IF(DataInput!E10511=$B$9,TRUE,FALSE)))","v":false},null,null,{"$f":"IF(B10512=TRUE,DataInput!B10511,NA())","v":{"$error":"#N/A"}},{"$f":"IF($E10512=DataInput!$B10511,DataInput!C10511,NA())","v":{"$error":"#N/A"}},{"$f":"IF($E10512=DataInput!$B10511,DataInput!D10511,NA())","v":{"$error":"#N/A"}},{"$f":"IF($E10512=DataInput!$B10511,DataInput!E10511,NA())","v":{"$error":"#N/A"}},{"$f":"IF($E10512=DataInput!$B10511,DataInput!F10511,NA())","v":{"$error":"#N/A"}},{"$f":"IF($E10512=DataInput!$B10511,DataInput!G10511,NA())","v":{"$error":"#N/A"}},{"$f":"IF($E10512=DataInput!$B10511,DataInput!H10511,NA())","v":{"$error":"#N/A"}},{"$f":"IF($E10512=DataInput!$B10511,DataInput!I10511,NA())","v":{"$error":"#N/A"}},{"$f":"IF($E10512=DataInput!$B10511,DataInput!J10511,NA())","v":{"$error":"#N/A"}},{"$f":"IF($E10512=DataInput!$B10511,DataInput!K10511,NA())","v":{"$error":"#N/A"}},null,null,"  ",null,null,null,null,false,null,null,{"$error":"#N/A"},{"$error":"#N/A"},{"$error":"#N/A"},{"$error":"#N/A"},{"$error":"#N/A"},{"$error":"#N/A"},{"$error":"#N/A"},{"$error":"#N/A"},{"$error":"#N/A"},{"$error":"#N/A"}]
[null,{"$f":"IF(DataInput!B10533=$B$8,IF($B$9=$B$10,TRUE,IF(DataInput!E10533=$B$9,TRUE,FALSE)))","v":false},null,null,{"$f":"IF(B10534=TRUE,DataInput!B10533,NA())","v":{"$error":"#N/A"}},{"$f":"IF($E10534=DataInput!$B10533,DataInput!C10533,NA())","v":{"$error":"#N/A"}},{"$f":"IF($E10534=DataInput!$B10533,DataInput!D10533,NA())","v":{"$error":"#N/A"}},{"$f":"IF($E10534=DataInput!$B10533,DataInput!E10533,NA())","v":{"$error":"#N/A"}},{"$f":"IF($E10534=DataInput!$B10533,DataInput!F10533,NA())","v":{"$error":"#N/A"}},{"$f":"IF($E10534=DataInput!$B10533,DataInput!G10533,NA())","v":{"$error":"#N/A"}},{"$f":"IF($E10534=DataInput!$B10533,DataInput!H10533,NA())","v":{"$error":"#N/A"}},{"$f":"IF($E10534=DataInput!$B10533,DataInput!I10533,NA())","v":{"$error":"#N/A"}},{"$f":"IF($E10534=DataInput!$B10533,DataInput!J10533,NA())","v":{"$error":"#N/A"}},{"$f":"IF($E10534=DataInput!$B10533,DataInput!K10533,NA())","v":{"$error":"#N/A"}},null,null,"  ",null,null,null,null,false,null,null,{"$error":"#N/A"},{"$error":"#N/A"},{"$error":"#N/A"},{"$error":"#N/A"},{"$error":"#N/A"},{"$error":"#N/A"},{"$error":"#N/A"},{"$error":"#N/A"},{"$error":"#N/A"},{"$error":"#N/A"}]
[null,{"$f":"IF(DataInput!B10564=$B$8,IF($B$9=$B$10,TRUE,IF(DataInput!E10564=$B$9,TRUE,FALSE)))","v":false},null,null,{"$f":"IF(B10565=TRUE,DataInput!B10564,NA())","v":{"$error":"#N/A"}},{"$f":"IF($E10565=DataInput!$B10564,DataInput!C10564,NA())","v":{"$error":"#N/A"}},{"$f":"IF($E10565=DataInput!$B10564,DataInput!D10564,NA())","v":{"$error":"#N/A"}},{"$f":"IF($E10565=DataInput!$B10564,DataInput!E10564,NA())","v":{"$error":"#N/A"}},{"$f":"IF($E10565=DataInput!$B10564,DataInput!F10564,NA())","v":{"$error":"#N/A"}},{"$f":"IF($E10565=DataInput!$B10564,DataInput!G10564,NA())","v":{"$error":"#N/A"}},{"$f":"IF($E10565=DataInput!$B10564,DataInput!H10564,NA())","v":{"$error":"#N/A"}},{"$f":"IF($E10565=DataInput!$B10564,DataInput!I10564,NA())","v":{"$error":"#N/A"}},{"$f":"IF($E10565=DataInput!$B10564,DataInput!J10564,NA())","v":{"$error":"#N/A"}},{"$f":"IF($E10565=DataInput!$B10564,DataInput!K10564,NA())","v":{"$error":"#N/A"}},null,null,"  ",null,null,null,null,false,null,null,{"$error":"#N/A"},{"$error":"#N/A"},{"$error":"#N/A"},{"$error":"#N/A"},{"$error":"#N/A"},{"$error":"#N/A"},{"$error":"#N/A"},{"$error":"#N/A"},{"$error":"#N/A"},{"$error":"#N/A"}]
[null,{"$f":"IF(DataInput!B10582=$B$8,IF($B$9=$B$10,TRUE,IF(DataInput!E10582=$B$9,TRUE,FALSE)))","v":false},null,null,{"$f":"IF(B10583=TRUE,DataInput!B10582,NA())","v":{"$error":"#N/A"}},{"$f":"IF($E10583=DataInput!$B10582,DataInput!C10582,NA())","v":{"$error":"#N/A"}},{"$f":"IF($E10583=DataInput!$B10582,DataInput!D10582,NA())","v":{"$error":"#N/A"}},{"$f":"IF($E10583=DataInput!$B10582,DataInput!E10582,NA())","v":{"$error":"#N/A"}},{"$f":"IF($E10583=DataInput!$B10582,DataInput!F10582,NA())","v":{"$error":"#N/A"}},{"$f":"IF($E10583=DataInput!$B10582,DataInput!G10582,NA())","v":{"$error":"#N/A"}},{"$f":"IF($E10583=DataInput!$B10582,DataInput!H10582,NA())","v":{"$error":"#N/A"}},{"$f":"IF($E10583=DataInput!$B10582,DataInput!I10582,NA())","v":{"$error":"#N/A"}},{"$f":"IF($E10583=DataInput!$B10582,DataInput!J10582,NA())","v":{"$error":"#N/A"}},{"$f":"IF($E10583=DataInput!$B10582,DataInput!K10582,NA())","v":{"$error":"#N/A"}},null,null,"  ",null,null,null,null,false,null,null,{"$error":"#N/A"},{"$error":"#N/A"},{"$error":"#N/A"},{"$error":"#N/A"},{"$error":"#N/A"},{"$error":"#N/A"},{"$error":"#N/A"},{"$error":"#N/A"},{"$error":"#N/A"},{"$error":"#N/A"}]
[null,{"$f":"IF(DataInput!B10606=$B$8,IF($B$9=$B$10,TRUE,IF(DataInput!E10606=$B$9,TRUE,FALSE)))","v":false},null,null,{"$f":"IF(B10607=TRUE,DataInput!B10606,NA())","v":{"$error":"#N/A"}},{"$f":"IF($E10607=DataInput!$B10606,DataInput!C10606,NA())","v":{"$error":"#N/A"}},{"$f":"IF($E10607=DataInput!$B10606,DataInput!D10606,NA())","v":{"$error":"#N/A"}},{"$f":"IF($E10607=DataInput!$B10606,DataInput!E10606,NA())","v":{"$error":"#N/A"}},{"$f":"IF($E10607=DataInput!$B10606,DataInput!F10606,NA())","v":{"$error":"#N/A"}},{"$f":"IF($E10607=DataInput!$B10606,DataInput!G10606,NA())","v":{"$error":"#N/A"}},{"$f":"IF($E10607=DataInput!$B10606,DataInput!H10606,NA())","v":{"$error":"#N/A"}},{"$f":"IF($E10607=DataInput!$B10606,DataInput!I10606,NA())","v":{"$error":"#N/A"}},{"$f":"IF($E10607=DataInput!$B10606,DataInput!J10606,NA())","v":{"$error":"#N/A"}},{"$f":"IF($E10607=DataInput!$B10606,DataInput!K10606,NA())","v":{"$error":"#N/A"}},null,null,"  ",null,null,null,null,false,null,null,{"$error":"#N/A"},{"$error":"#N/A"},{"$error":"#N/A"},{"$error":"#N/A"},{"$error":"#N/A"},{"$error":"#N/A"},{"$error":"#N/A"},{"$error":"#N/A"},{"$error":"#N/A"},{"$error":"#N/A"}]
[null,{"$f":"IF(DataInput!B10643=$B$8,IF($B$9=$B$10,TRUE,IF(DataInput!E10643=$B$9,TRUE,FALSE)))","v":false},null,null,{"$f":"IF(B10644=TRUE,DataInput!B10643,NA())","v":{"$error":"#N/A"}},{"$f":"IF($E10644=DataInput!$B10643,DataInput!C10643,NA())","v":{"$error":"#N/A"}},{"$f":"IF($E10644=DataInput!$B10643,DataInput!D10643,NA())","v":{"$error":"#N/A"}},{"$f":"IF($E10644=DataInput!$B10643,DataInput!E10643,NA())","v":{"$error":"#N/A"}},{"$f":"IF($E10644=DataInput!$B10643,DataInput!F10643,NA())","v":{"$error":"#N/A"}},{"$f":"IF($E10644=DataInput!$B10643,DataInput!G10643,NA())","v":{"$error":"#N/A"}},{"$f":"IF($E10644=DataInput!$B10643,DataInput!H10643,NA())","v":{"$error":"#N/A"}},{"$f":"IF($E10644=DataInput!$B10643,DataInput!I10643,NA())","v":{"$error":"#N/A"}},{"$f":"IF($E10644=DataInput!$B10643,DataInput!J10643,NA())","v":{"$error":"#N/A"}},{"$f":"IF($E10644=DataInput!$B10643,DataInput!K10643,NA())","v":{"$error":"#N/A"}},null,null,"  ",null,null,null,null,false,null,null,{"$error":"#N/A"},{"$error":"#N/A"},{"$error":"#N/A"},{"$error":"#N/A"},{"$error":"#N/A"},{"$error":"#N/A"},{"$error":"#N/A"},{"$error":"#N/A"},{"$error":"#N/A"},{"$error":"#N/A"}]
[null,{"$f":"IF(DataInput!B10661=$B$8,IF($B$9=$B$10,TRUE,IF(DataInput!E10661=$B$9,TRUE,FALSE)))","v":false},null,null,{"$f":"IF(B10662=TRUE,DataInput!B10661,NA())","v":{"$error":"#N/A"}},{"$f":"IF($E10662=DataInput!$B10661,DataInput!C10661,NA())","v":{"$error":"#N/A"}},{"$f":"IF($E10662=DataInput!$B10661,DataInput!D10661,NA())","v":{"$error":"#N/A"}},{"$f":"IF($E10662=DataInput!$B10661,DataInput!E10661,NA())","v":{"$error":"#N/A"}},{"$f":"IF($E10662=DataInput!$B10661,DataInput!F10661,NA())","v":{"$error":"#N/A"}},{"$f":"IF($E10662=DataInput!$B10661,DataInput!G10661,NA())","v":{"$error":"#N/A"}},{"$f":"IF($E10662=DataInput!$B10661,DataInput!H10661,NA())","v":{"$error":"#N/A"}},{"$f":"IF($E10662=DataInput!$B10661,DataInput!I10661,NA())","v":{"$error":"#N/A"}},{"$f":"IF($E10662=DataInput!$B10661,DataInput!J10661,NA())","v":{"$error":"#N/A"}},{"$f":"IF($E10662=DataInput!$B10661,DataInput!K10661,NA())","v":{"$error":"#N/A"}},null,null,"  ",null,null,null,null,false,null,null,{"$error":"#N/A"},{"$error":"#N/A"},{"$error":"#N/A"},{"$error":"#N/A"},{"$error":"#N/A"},{"$error":"#N/A"},{"$error":"#N/A"},{"$error":"#N/A"},{"$error":"#N/A"},{"$error":"#N/A"}]
[null,{"$f":"IF(DataInput!B10692=$B$8,IF($B$9=$B$10,TRUE,IF(DataInput!E10692=$B$9,TRUE,FALSE)))","v":false},null,null,{"$f":"IF(B10693=TRUE,DataInput!B10692,NA())","v":{"$error":"#N/A"}},{"$f":"IF($E10693=DataInput!$B10692,DataInput!C10692,NA())","v":{"$error":"#N/A"}},{"$f":"IF($E10693=DataInput!$B10692,DataInput!D10692,NA())","v":{"$error":"#N/A"}},{"$f":"IF($E10693=DataInput!$B10692,DataInput!E10692,NA())","v":{"$error":"#N/A"}},{"$f":"IF($E10693=DataInput!$B10692,DataInput!F10692,NA())","v":{"$error":"#N/A"}},{"$f":"IF($E10693=DataInput!$B10692,DataInput!G10692,NA())","v":{"$error":"#N/A"}},{"$f":"IF($E10693=DataInput!$B10692,DataInput!H10692,NA())","v":{"$error":"#N/A"}},{"$f":"IF($E10693=DataInput!$B10692,DataInput!I10692,NA())","v":{"$error":"#N/A"}},{"$f":"IF($E10693=DataInput!$B10692,DataInput!J10692,NA())","v":{"$error":"#N/A"}},{"$f":"IF($E10693=DataInput!$B10692,DataInput!K10692,NA())","v":{"$error":"#N/A"}},null,null,"  ",null,null,null,null,false,null,null,{"$error":"#N/A"},{"$error":"#N/A"},{"$error":"#N/A"},{"$error":"#N/A"},{"$error":"#N/A"},{"$error":"#N/A"},{"$error":"#N/A"},{"$error":"#N/A"},{"$error":"#N/A"},{"$error":"#N/A"}]
[null,{"$f":"IF(DataInput!B10733=$B$8,IF($B$9=$B$10,TRUE,IF(DataInput!E10733=$B$9,TRUE,FALSE)))","v":false},null,null,{"$f":"IF(B10734=TRUE,DataInput!B10733,NA())","v":{"$error":"#N/A"}},{"$f":"IF($E10734=DataInput!$B10733,DataInput!C10733,NA())","v":{"$error":"#N/A"}},{"$f":"IF($E10734=DataInput!$B10733,DataInput!D10733,NA())","v":{"$error":"#N/A"}},{"$f":"IF($E10734=DataInput!$B10733,DataInput!E10733,NA())","v":{"$error":"#N/A"}},{"$f":"IF($E10734=DataInput!$B10733,DataInput!F10733,NA())","v":{"$error":"#N/A"}},{"$f":"IF($E10734=DataInput!$B10733,DataInput!G10733,NA())","v":{"$error":"#N/A"}},{"$f":"IF($E10734=DataInput!$B10733,DataInput!H10733,NA())","v":{"$error":"#N/A"}},{"$f":"IF($E10734=DataInput!$B10733,DataInput!I10733,NA())","v":{"$error":"#N/A"}},{"$f":"IF($E10734=DataInput!$B10733,DataInput!J10733,NA())","v":{"$error":"#N/A"}},{"$f":"IF($E10734=DataInput!$B10733,DataInput!K10733,NA())","v":{"$error":"#N/A"}},null,null,"  ",null,null,null,null,false,null,null,{"$error":"#N/A"},{"$error":"#N/A"},{"$error":"#N/A"},{"$error":"#N/A"},{"$error":"#N/A"},{"$error":"#N/A"},{"$error":"#N/A"},{"$error":"#N/A"},{"$error":"#N/A"},{"$error":"#N/A"}]
[null,{"$f":"IF(DataInput!B10769=$B$8,IF($B$9=$B$10,TRUE,IF(DataInput!E10769=$B$9,TRUE,FALSE)))","v":false},null,null,{"$f":"IF(B10770=TRUE,DataInput!B10769,NA())","v":{"$error":"#N/A"}},{"$f":"IF($E10770=DataInput!$B10769,DataInput!C10769,NA())","v":{"$error":"#N/A"}},{"$f":"IF($E10770=DataInput!$B10769,DataInput!D10769,NA())","v":{"$error":"#N/A"}},{"$f":"IF($E10770=DataInput!$B10769,DataInput!E10769,NA())","v":{"$error":"#N/A"}},{"$f":"IF($E10770=DataInput!$B10769,DataInput!F10769,NA())","v":{"$error":"#N/A"}},{"$f":"IF($E10770=DataInput!$B10769,DataInput!G10769,NA())","v":{"$error":"#N/A"}},{"$f":"IF($E10770=DataInput!$B10769,DataInput!H10769,NA())","v":{"$error":"#N/A"}},{"$f":"IF($E10770=DataInput!$B10769,DataInput!I10769,NA())","v":{"$error":"#N/A"}},{"$f":"IF($E10770=DataInput!$B10769,DataInput!J10769,NA())","v":{"$error":"#N/A"}},{"$f":"IF($E10770=DataInput!$B10769,DataInput!K10769,NA())","v":{"$error":"#N/A"}},null,null,"  ",null,null,null,null,false,null,null,{"$error":"#N/A"},{"$error":"#N/A"},{"$error":"#N/A"},{"$error":"#N/A"},{"$error":"#N/A"},{"$error":"#N/A"},{"$error":"#N/A"},{"$error":"#N/A"},{"$error":"#N/A"},{"$error":"#N/A"}]
[null,{"$f":"IF(DataInput!B10800=$B$8,IF($B$9=$B$10,TRUE,IF(DataInput!E10800=$B$9,TRUE,FALSE)))","v":false},null,null,{"$f":"IF(B10801=TRUE,DataInput!B10800,NA())","v":{"$error":"#N/A"}},{"$f":"IF($E10801=DataInput!$B10800,DataInput!C10800,NA())","v":{"$error":"#N/A"}},{"$f":"IF($E10801=DataInput!$B10800,DataInput!D10800,NA())","v":{"$error":"#N/A"}},{"$f":"IF($E10801=DataInput!$B10800,DataInput!E10800,NA())","v":{"$error":"#N/A"}},{"$f":"IF($E10801=DataInput!$B10800,DataInput!F10800,NA())","v":{"$error":"#N/A"}},{"$f":"IF($E10801=DataInput!$B10800,DataInput!G10800,NA())","v":{"$error":"#N/A"}},{"$f":"IF($E10801=DataInput!$B10800,DataInput!H10800,NA())","v":{"$error":"#N/A"}},{"$f":"IF($E10801=DataInput!$B10800,DataInput!I10800,NA())","v":{"$error":"#N/A"}},{"$f":"IF($E10801=DataInput!$B10800,DataInput!J10800,NA())","v":{"$error":"#N/A"}},{"$f":"IF($E10801=DataInput!$B10800,DataInput!K10800,NA())","v":{"$error":"#N/A"}},null,null,"  ",null,null,null,null,false,null,null,{"$error":"#N/A"},{"$error":"#N/A"},{"$error":"#N/A"},{"$error":"#N/A"},{"$error":"#N/A"},{"$error":"#N/A"},{"$error":"#N/A"},{"$error":"#N/A"},{"$error":"#N/A"},{"$error":"#N/A"}]
[null,{"$f":"IF(DataInput!B10818=$B$8,IF($B$9=$B$10,TRUE,IF(DataInput!E10818=$B$9,TRUE,FALSE)))","v":false},null,null,{"$f":"IF(B10819=TRUE,DataInput!B10818,NA())","v":{"$error":"#N/A"}},{"$f":"IF($E10819=DataInput!$B10818,DataInput!C10818,NA())","v":{"$error":"#N/A"}},{"$f":"IF($E10819=DataInput!$B10818,DataInput!D10818,NA())","v":{"$error":"#N/A"}},{"$f":"IF($E10819=DataInput!$B10818,DataInput!E10818,NA())","v":{"$error":"#N/A"}},{"$f":"IF($E10819=DataInput!$B10818,DataInput!F10818,NA())","v":{"$error":"#N/A"}},{"$f":"IF($E10819=DataInput!$B10818,DataInput!G10818,NA())","v":{"$error":"#N/A"}},{"$f":"IF($E10819=DataInput!$B10818,DataInput!H10818,NA())","v":{"$error":"#N/A"}},{"$f":"IF($E10819=DataInput!$B10818,DataInput!I10818,NA())","v":{"$error":"#N/A"}},{"$f":"IF($E10819=DataInput!$B10818,DataInput!J10818,NA())","v":{"$error":"#N/A"}},{"$f":"IF($E10819=DataInput!$B10818,DataInput!K10818,NA())","v":{"$error":"#N/A"}},null,null,"  ",null,null,null,null,false,null,null,{"$error":"#N/A"},{"$error":"#N/A"},{"$error":"#N/A"},{"$error":"#N/A"},{"$error":"#N/A"},{"$error":"#N/A"},{"$error":"#N/A"},{"$error":"#N/A"},{"$error":"#N/A"},{"$error":"#N/A"}]
[null,{"$f":"IF(DataInput!B10856=$B$8,IF($B$9=$B$10,TRUE,IF(DataInput!E10856=$B$9,TRUE,FALSE)))","v":false},null,null,{"$f":"IF(B10857=TRUE,DataInput!B10856,NA())","v":{"$error":"#N/A"}},{"$f":"IF($E10857=DataInput!$B10856,DataInput!C10856,NA())","v":{"$error":"#N/A"}},{"$f":"IF($E10857=DataInput!$B10856,DataInput!D10856,NA())","v":{"$error":"#N/A"}},{"$f":"IF($E10857=DataInput!$B10856,DataInput!E10856,NA())","v":{"$error":"#N/A"}},{"$f":"IF($E10857=DataInput!$B10856,DataInput!F10856,NA())","v":{"$error":"#N/A"}},{"$f":"IF($E10857=DataInput!$B10856,DataInput!G10856,NA())","v":{"$error":"#N/A"}},{"$f":"IF($E10857=DataInput!$B10856,DataInput!H10856,NA())","v":{"$error":"#N/A"}},{"$f":"IF($E10857=DataInput!$B10856,DataInput!I10856,NA())","v":{"$error":"#N/A"}},{"$f":"IF($E10857=DataInput!$B10856,DataInput!J10856,NA())","v":{"$error":"#N/A"}},{"$f":"IF($E10857=DataInput!$B10856,DataInput!K10856,NA())","v":{"$error":"#N/A"}},null,null,"  ",null,null,null,null,false,null,null,{"$error":"#N/A"},{"$error":"#N/A"},{"$error":"#N/A"},{"$error":"#N/A"},{"$error":"#N/A"},{"$error":"#N/A"},{"$error":"#N/A"},{"$error":"#N/A"},{"$error":"#N/A"},{"$error":"#N/A"}]
[null,{"$f":"IF(DataInput!B10866=$B$8,IF($B$9=$B$10,TRUE,IF(DataInput!E10866=$B$9,TRUE,FALSE)))","v":false},null,null,{"$f":"IF(B10867=TRUE,DataInput!B10866,NA())","v":{"$error":"#N/A"}},{"$f":"IF($E10867=DataInput!$B10866,DataInput!C10866,NA())","v":{"$error":"#N/A"}},{"$f":"IF($E10867=DataInput!$B10866,DataInput!D10866,NA())","v":{"$error":"#N/A"}},{"$f":"IF($E10867=DataInput!$B10866,DataInput!E10866,NA())","v":{"$error":"#N/A"}},{"$f":"IF($E10867=DataInput!$B10866,DataInput!F10866,NA())","v":{"$error":"#N/A"}},{"$f":"IF($E10867=DataInput!$B10866,DataInput!G10866,NA())","v":{"$error":"#N/A"}},{"$f":"IF($E10867=DataInput!$B10866,DataInput!H10866,NA())","v":{"$error":"#N/A"}},{"$f":"IF($E10867=DataInput!$B10866,DataInput!I10866,NA())","v":{"$error":"#N/A"}},{"$f":"IF($E10867=DataInput!$B10866,DataInput!J10866,NA())","v":{"$error":"#N/A"}},{"$f":"IF($E10867=DataInput!$B10866,DataInput!K10866,NA())","v":{"$error":"#N/A"}},null,null,"  ",null,null,null,null,false,null,null,{"$error":"#N/A"},{"$error":"#N/A"},{"$error":"#N/A"},{"$error":"#N/A"},{"$error":"#N/A"},{"$error":"#N/A"},{"$error":"#N/A"},{"$error":"#N/A"},{"$error":"#N/A"},{"$error":"#N/A"}]
[null,{"$f":"IF(DataInput!B10897=$B$8,IF($B$9=$B$10,TRUE,IF(DataInput!E10897=$B$9,TRUE,FALSE)))","v":false},null,null,{"$f":"IF(B10898=TRUE,DataInput!B10897,NA())","v":{"$error":"#N/A"}},{"$f":"IF($E10898=DataInput!$B10897,DataInput!C10897,NA())","v":{"$error":"#N/A"}},{"$f":"IF($E10898=DataInput!$B10897,DataInput!D10897,NA())","v":{"$error":"#N/A"}},{"$f":"IF($E10898=DataInput!$B10897,DataInput!E10897,NA())","v":{"$error":"#N/A"}},{"$f":"IF($E10898=DataInput!$B10897,DataInput!F10897,NA())","v":{"$error":"#N/A"}},{"$f":"IF($E10898=DataInput!$B10897,DataInput!G10897,NA())","v":{"$error":"#N/A"}},{"$f":"IF($E10898=DataInput!$B10897,DataInput!H10897,NA())","v":{"$error":"#N/A"}},{"$f":"IF($E10898=DataInput!$B10897,DataInput!I10897,NA())","v":{"$error":"#N/A"}},{"$f":"IF($E10898=DataInput!$B10897,DataInput!J10897,NA())","v":{"$error":"#N/A"}},{"$f":"IF($E10898=DataInput!$B10897,DataInput!K10897,NA())","v":{"$error":"#N/A"}},null,null,"  ",null,null,null,null,false,null,null,{"$error":"#N/A"},{"$error":"#N/A"},{"$error":"#N/A"},{"$error":"#N/A"},{"$error":"#N/A"},{"$error":"#N/A"},{"$error":"#N/A"},{"$error":"#N/A"},{"$error":"#N/A"},{"$error":"#N/A"}]
[null,{"$f":"IF(DataInput!B10928=$B$8,IF($B$9=$B$10,TRUE,IF(DataInput!E10928=$B$9,TRUE,FALSE)))","v":false},null,null,{"$f":"IF(B10929=TRUE,DataInput!B10928,NA())","v":{"$error":"#N/A"}},{"$f":"IF($E10929=DataInput!$B10928,DataInput!C10928,NA())","v":{"$error":"#N/A"}},{"$f":"IF($E10929=DataInput!$B10928,DataInput!D10928,NA())","v":{"$error":"#N/A"}},{"$f":"IF($E10929=DataInput!$B10928,DataInput!E10928,NA())","v":{"$error":"#N/A"}},{"$f":"IF($E10929=DataInput!$B10928,DataInput!F10928,NA())","v":{"$error":"#N/A"}},{"$f":"IF($E10929=DataInput!$B10928,DataInput!G10928,NA())","v":{"$error":"#N/A"}},{"$f":"IF($E10929=DataInput!$B10928,DataInput!H10928,NA())","v":{"$error":"#N/A"}},{"$f":"IF($E10929=DataInput!$B10928,DataInput!I10928,NA())","v":{"$error":"#N/A"}},{"$f":"IF($E10929=DataInput!$B10928,DataInput!J10928,NA())","v":{"$error":"#N/A"}},{"$f":"IF($E10929=DataInput!$B10928,DataInput!K10928,NA())","v":{"$error":"#N/A"}},null,null,"  ",null,null,null,null,false,null,null,{"$error":"#N/A"},{"$error":"#N/A"},{"$error":"#N/A"},{"$error":"#N/A"},{"$error":"#N/A"},{"$error":"#N/A"},{"$error":"#N/A"},{"$error":"#N/A"},{"$error":"#N/A"},{"$error":"#N/A"}]
[null,{"$f":"IF(DataInput!B10955=$B$8,IF($B$9=$B$10,TRUE,IF(DataInput!E10955=$B$9,TRUE,FALSE)))","v":false},null,null,{"$f":"IF(B10956=TRUE,DataInput!B10955,NA())","v":{"$error":"#N/A"}},{"$f":"IF($E10956=DataInput!$B10955,DataInput!C10955,NA())","v":{"$error":"#N/A"}},{"$f":"IF($E10956=DataInput!$B10955,DataInput!D10955,NA())","v":{"$error":"#N/A"}},{"$f":"IF($E10956=DataInput!$B10955,DataInput!E10955,NA())","v":{"$error":"#N/A"}},{"$f":"IF($E10956=DataInput!$B10955,DataInput!F10955,NA())","v":{"$error":"#N/A"}},{"$f":"IF($E10956=DataInput!$B10955,DataInput!G10955,NA())","v":{"$error":"#N/A"}},{"$f":"IF($E10956=DataInput!$B10955,DataInput!H10955,NA())","v":{"$error":"#N/A"}},{"$f":"IF($E10956=DataInput!$B10955,DataInput!I10955,NA())","v":{"$error":"#N/A"}},{"$f":"IF($E10956=DataInput!$B10955,DataInput!J10955,NA())","v":{"$error":"#N/A"}},{"$f":"IF($E10956=DataInput!$B10955,DataInput!K10955,NA())","v":{"$error":"#N/A"}},null,null,{"$f":"IF(OR(ISERROR(E10956),ISERROR(G10956)),\"  \",E10956&\" \"&G10956)","v":"  "},null,null,null,null,{"$f":"IF(ISERROR(G10956),FALSE,IF($V$9=G10956,TRUE,FALSE))","v":false},null,null,{"$f":"IF($V10956=TRUE,E10956,NA())","v":{"$error":"#N/A"}},{"$error":"#N/A"},{"$error":"#N/A"},{"$error":"#N/A"},{"$error":"#N/A"},{"$error":"#N/A"},{"$error":"#N/A"},{"$error":"#N/A"},{"$error":"#N/A"},{"$error":"#N/A"}]
[null,{"$f":"IF(DataInput!B10976=$B$8,IF($B$9=$B$10,TRUE,IF(DataInput!E10976=$B$9,TRUE,FALSE)))","v":false},null,null,{"$f":"IF(B10977=TRUE,DataInput!B10976,NA())","v":{"$error":"#N/A"}},{"$f":"IF($E10977=DataInput!$B10976,DataInput!C10976,NA())","v":{"$error":"#N/A"}},{"$f":"IF($E10977=DataInput!$B10976,DataInput!D10976,NA())","v":{"$error":"#N/A"}},{"$f":"IF($E10977=DataInput!$B10976,DataInput!E10976,NA())","v":{"$error":"#N/A"}},{"$f":"IF($E10977=DataInput!$B10976,DataInput!F10976,NA())","v":{"$error":"#N/A"}},{"$f":"IF($E10977=DataInput!$B10976,DataInput!G10976,NA())","v":{"$error":"#N/A"}},{"$f":"IF($E10977=DataInput!$B10976,DataInput!H10976,NA())","v":{"$error":"#N/A"}},{"$f":"IF($E10977=DataInput!$B10976,DataInput!I10976,NA())","v":{"$error":"#N/A"}},{"$f":"IF($E10977=DataInput!$B10976,DataInput!J10976,NA())","v":{"$error":"#N/A"}},{"$f":"IF($E10977=DataInput!$B10976,DataInput!K10976,NA())","v":{"$error":"#N/A"}},null,null,"  ",null,null,null,null,false,null,null,{"$error":"#N/A"},{"$error":"#N/A"},{"$error":"#N/A"},{"$error":"#N/A"},{"$error":"#N/A"},{"$error":"#N/A"},{"$error":"#N/A"},{"$error":"#N/A"},{"$error":"#N/A"},{"$error":"#N/A"}]
[null,{"$f":"IF(DataInput!B11007=$B$8,IF($B$9=$B$10,TRUE,IF(DataInput!E11007=$B$9,TRUE,FALSE)))","v":false},null,null,{"$f":"IF(B11008=TRUE,DataInput!B11007,NA())","v":{"$error":"#N/A"}},{"$f":"IF($E11008=DataInput!$B11007,DataInput!C11007,NA())","v":{"$error":"#N/A"}},{"$f":"IF($E11008=DataInput!$B11007,DataInput!D11007,NA())","v":{"$error":"#N/A"}},{"$f":"IF($E11008=DataInput!$B11007,DataInput!E11007,NA())","v":{"$error":"#N/A"}},{"$f":"IF($E11008=DataInput!$B11007,DataInput!F11007,NA())","v":{"$error":"#N/A"}},{"$f":"IF($E11008=DataInput!$B11007,DataInput!G11007,NA())","v":{"$error":"#N/A"}},{"$f":"IF($E11008=DataInput!$B11007,DataInput!H11007,NA())","v":{"$error":"#N/A"}},{"$f":"IF($E11008=DataInput!$B11007,DataInput!I11007,NA())","v":{"$error":"#N/A"}},{"$f":"IF($E11008=DataInput!$B11007,DataInput!J11007,NA())","v":{"$error":"#N/A"}},{"$f":"IF($E11008=DataInput!$B11007,DataInput!K11007,NA())","v":{"$error":"#N/A"}},null,null,"  ",null,null,null,null,false,null,null,{"$error":"#N/A"},{"$error":"#N/A"},{"$error":"#N/A"},{"$error":"#N/A"},{"$error":"#N/A"},{"$error":"#N/A"},{"$error":"#N/A"},{"$error":"#N/A"},{"$error":"#N/A"},{"$error":"#N/A"}]
[null,{"$f":"IF(DataInput!B11054=$B$8,IF($B$9=$B$10,TRUE,IF(DataInput!E11054=$B$9,TRUE,FALSE)))","v":false},null,null,{"$f":"IF(B11055=TRUE,DataInput!B11054,NA())","v":{"$error":"#N/A"}},{"$f":"IF($E11055=DataInput!$B11054,DataInput!C11054,NA())","v":{"$error":"#N/A"}},{"$f":"IF($E11055=DataInput!$B11054,DataInput!D11054,NA())","v":{"$error":"#N/A"}},{"$f":"IF($E11055=DataInput!$B11054,DataInput!E11054,NA())","v":{"$error":"#N/A"}},{"$f":"IF($E11055=DataInput!$B11054,DataInput!F11054,NA())","v":{"$error":"#N/A"}},{"$f":"IF($E11055=DataInput!$B11054,DataInput!G11054,NA())","v":{"$error":"#N/A"}},{"$f":"IF($E11055=DataInput!$B11054,DataInput!H11054,NA())","v":{"$error":"#N/A"}},{"$f":"IF($E11055=DataInput!$B11054,DataInput!I11054,NA())","v":{"$error":"#N/A"}},{"$f":"IF($E11055=DataInput!$B11054,DataInput!J11054,NA())","v":{"$error":"#N/A"}},{"$f":"IF($E11055=DataInput!$B11054,DataInput!K11054,NA())","v":{"$error":"#N/A"}},null,null,"  ",null,null,null,null,false,null,null,{"$error":"#N/A"},{"$error":"#N/A"},{"$error":"#N/A"},{"$error":"#N/A"},{"$error":"#N/A"},{"$error":"#N/A"},{"$error":"#N/A"},{"$error":"#N/A"},{"$error":"#N/A"},{"$error":"#N/A"}]
[null,{"$f":"IF(DataInput!B11078=$B$8,IF($B$9=$B$10,TRUE,IF(DataInput!E11078=$B$9,TRUE,FALSE)))","v":false},null,null,{"$f":"IF(B11079=TRUE,DataInput!B11078,NA())","v":{"$error":"#N/A"}},{"$f":"IF($E11079=DataInput!$B11078,DataInput!C11078,NA())","v":{"$error":"#N/A"}},{"$f":"IF($E11079=DataInput!$B11078,DataInput!D11078,NA())","v":{"$error":"#N/A"}},{"$f":"IF($E11079=DataInput!$B11078,DataInput!E11078,NA())","v":{"$error":"#N/A"}},{"$f":"IF($E11079=DataInput!$B11078,DataInput!F11078,NA())","v":{"$error":"#N/A"}},{"$f":"IF($E11079=DataInput!$B11078,DataInput!G11078,NA())","v":{"$error":"#N/A"}},{"$f":"IF($E11079=DataInput!$B11078,DataInput!H11078,NA())","v":{"$error":"#N/A"}},{"$f":"IF($E11079=DataInput!$B11078,DataInput!I11078,NA())","v":{"$error":"#N/A"}},{"$f":"IF($E11079=DataInput!$B11078,DataInput!J11078,NA())","v":{"$error":"#N/A"}},{"$f":"IF($E11079=DataInput!$B11078,DataInput!K11078,NA())","v":{"$error":"#N/A"}},null,null,"  ",null,null,null,null,false,null,null,{"$error":"#N/A"},{"$error":"#N/A"},{"$error":"#N/A"},{"$error":"#N/A"},{"$error":"#N/A"},{"$error":"#N/A"},{"$error":"#N/A"},{"$error":"#N/A"},{"$error":"#N/A"},{"$error":"#N/A"}]
[null,{"$f":"IF(DataInput!B11102=$B$8,IF($B$9=$B$10,TRUE,IF(DataInput!E11102=$B$9,TRUE,FALSE)))","v":false},null,null,{"$f":"IF(B11103=TRUE,DataInput!B11102,NA())","v":{"$error":"#N/A"}},{"$f":"IF($E11103=DataInput!$B11102,DataInput!C11102,NA())","v":{"$error":"#N/A"}},{"$f":"IF($E11103=DataInput!$B11102,DataInput!D11102,NA())","v":{"$error":"#N/A"}},{"$f":"IF($E11103=DataInput!$B11102,DataInput!E11102,NA())","v":{"$error":"#N/A"}},{"$f":"IF($E11103=DataInput!$B11102,DataInput!F11102,NA())","v":{"$error":"#N/A"}},{"$f":"IF($E11103=DataInput!$B11102,DataInput!G11102,NA())","v":{"$error":"#N/A"}},{"$f":"IF($E11103=DataInput!$B11102,DataInput!H11102,NA())","v":{"$error":"#N/A"}},{"$f":"IF($E11103=DataInput!$B11102,DataInput!I11102,NA())","v":{"$error":"#N/A"}},{"$f":"IF($E11103=DataInput!$B11102,DataInput!J11102,NA())","v":{"$error":"#N/A"}},{"$f":"IF($E11103=DataInput!$B11102,DataInput!K11102,NA())","v":{"$error":"#N/A"}},null,null,"  ",null,null,null,null,false,null,null,{"$error":"#N/A"},{"$error":"#N/A"},{"$error":"#N/A"},{"$error":"#N/A"},{"$error":"#N/A"},{"$error":"#N/A"},{"$error":"#N/A"},{"$error":"#N/A"},{"$error":"#N/A"},{"$error":"#N/A"}]
[null,{"$f":"IF(DataInput!B11133=$B$8,IF($B$9=$B$10,TRUE,IF(DataInput!E11133=$B$9,TRUE,FALSE)))","v":false},null,null,{"$f":"IF(B11134=TRUE,DataInput!B11133,NA())","v":{"$error":"#N/A"}},{"$f":"IF($E11134=DataInput!$B11133,DataInput!C11133,NA())","v":{"$error":"#N/A"}},{"$f":"IF($E11134=DataInput!$B11133,DataInput!D11133,NA())","v":{"$error":"#N/A"}},{"$f":"IF($E11134=DataInput!$B11133,DataInput!E11133,NA())","v":{"$error":"#N/A"}},{"$f":"IF($E11134=DataInput!$B11133,DataInput!F11133,NA())","v":{"$error":"#N/A"}},{"$f":"IF($E11134=DataInput!$B11133,DataInput!G11133,NA())","v":{"$error":"#N/A"}},{"$f":"IF($E11134=DataInput!$B11133,DataInput!H11133,NA())","v":{"$error":"#N/A"}},{"$f":"IF($E11134=DataInput!$B11133,DataInput!I11133,NA())","v":{"$error":"#N/A"}},{"$f":"IF($E11134=DataInput!$B11133,DataInput!J11133,NA())","v":{"$error":"#N/A"}},{"$f":"IF($E11134=DataInput!$B11133,DataInput!K11133,NA())","v":{"$error":"#N/A"}},null,null,"  ",null,null,null,null,false,null,null,{"$error":"#N/A"},{"$error":"#N/A"},{"$error":"#N/A"},{"$error":"#N/A"},{"$error":"#N/A"},{"$error":"#N/A"},{"$error":"#N/A"},{"$error":"#N/A"},{"$error":"#N/A"},{"$error":"#N/A"}]
[null,{"$f":"IF(DataInput!B11164=$B$8,IF($B$9=$B$10,TRUE,IF(DataInput!E11164=$B$9,TRUE,FALSE)))","v":false},null,null,{"$f":"IF(B11165=TRUE,DataInput!B11164,NA())","v":{"$error":"#N/A"}},{"$f":"IF($E11165=DataInput!$B11164,DataInput!C11164,NA())","v":{"$error":"#N/A"}},{"$f":"IF($E11165=DataInput!$B11164,DataInput!D11164,NA())","v":{"$error":"#N/A"}},{"$f":"IF($E11165=DataInput!$B11164,DataInput!E11164,NA())","v":{"$error":"#N/A"}},{"$f":"IF($E11165=DataInput!$B11164,DataInput!F11164,NA())","v":{"$error":"#N/A"}},{"$f":"IF($E11165=DataInput!$B11164,DataInput!G11164,NA())","v":{"$error":"#N/A"}},{"$f":"IF($E11165=DataInput!$B11164,DataInput!H11164,NA())","v":{"$error":"#N/A"}},{"$f":"IF($E11165=DataInput!$B11164,DataInput!I11164,NA())","v":{"$error":"#N/A"}},{"$f":"IF($E11165=DataInput!$B11164,DataInput!J11164,NA())","v":{"$error":"#N/A"}},{"$f":"IF($E11165=DataInput!$B11164,DataInput!K11164,NA())","v":{"$error":"#N/A"}},null,null,"  ",null,null,null,null,false,null,null,{"$error":"#N/A"},{"$error":"#N/A"},{"$error":"#N/A"},{"$error":"#N/A"},{"$error":"#N/A"},{"$error":"#N/A"},{"$error":"#N/A"},{"$error":"#N/A"},{"$error":"#N/A"},{"$error":"#N/A"}]
[null,{"$f":"IF(DataInput!B11205=$B$8,IF($B$9=$B$10,TRUE,IF(DataInput!E11205=$B$9,TRUE,FALSE)))","v":false},null,null,{"$f":"IF(B11206=TRUE,DataInput!B11205,NA())","v":{"$error":"#N/A"}},{"$f":"IF($E11206=DataInput!$B11205,DataInput!C11205,NA())","v":{"$error":"#N/A"}},{"$f":"IF($E11206=DataInput!$B11205,DataInput!D11205,NA())","v":{"$error":"#N/A"}},{"$f":"IF($E11206=DataInput!$B11205,DataInput!E11205,NA())","v":{"$error":"#N/A"}},{"$f":"IF($E11206=DataInput!$B11205,DataInput!F11205,NA())","v":{"$error":"#N/A"}},{"$f":"IF($E11206=DataInput!$B11205,DataInput!G11205,NA())","v":{"$error":"#N/A"}},{"$f":"IF($E11206=DataInput!$B11205,DataInput!H11205,NA())","v":{"$error":"#N/A"}},{"$f":"IF($E11206=DataInput!$B11205,DataInput!I11205,NA())","v":{"$error":"#N/A"}},{"$f":"IF($E11206=DataInput!$B11205,DataInput!J11205,NA())","v":{"$error":"#N/A"}},{"$f":"IF($E11206=DataInput!$B11205,DataInput!K11205,NA())","v":{"$error":"#N/A"}},null,null,"  ",null,null,null,null,false,null,null,{"$error":"#N/A"},{"$error":"#N/A"},{"$error":"#N/A"},{"$error":"#N/A"},{"$error":"#N/A"},{"$error":"#N/A"},{"$error":"#N/A"},{"$error":"#N/A"},{"$error":"#N/A"},{"$error":"#N/A"}]
[null,{"$f":"IF(DataInput!B11212=$B$8,IF($B$9=$B$10,TRUE,IF(DataInput!E11212=$B$9,TRUE,FALSE)))","v":false},null,null,{"$f":"IF(B11213=TRUE,DataInput!B11212,NA())","v":{"$error":"#N/A"}},{"$f":"IF($E11213=DataInput!$B11212,DataInput!C11212,NA())","v":{"$error":"#N/A"}},{"$f":"IF($E11213=DataInput!$B11212,DataInput!D11212,NA())","v":{"$error":"#N/A"}},{"$f":"IF($E11213=DataInput!$B11212,DataInput!E11212,NA())","v":{"$error":"#N/A"}},{"$f":"IF($E11213=DataInput!$B11212,DataInput!F11212,NA())","v":{"$error":"#N/A"}},{"$f":"IF($E11213=DataInput!$B11212,DataInput!G11212,NA())","v":{"$error":"#N/A"}},{"$f":"IF($E11213=DataInput!$B11212,DataInput!H11212,NA())","v":{"$error":"#N/A"}},{"$f":"IF($E11213=DataInput!$B11212,DataInput!I11212,NA())","v":{"$error":"#N/A"}},{"$f":"IF($E11213=DataInput!$B11212,DataInput!J11212,NA())","v":{"$error":"#N/A"}},{"$f":"IF($E11213=DataInput!$B11212,DataInput!K11212,NA())","v":{"$error":"#N/A"}},null,null,"  ",null,null,null,null,false,null,null,{"$error":"#N/A"},{"$error":"#N/A"},{"$error":"#N/A"},{"$error":"#N/A"},{"$error":"#N/A"},{"$error":"#N/A"},{"$error":"#N/A"},{"$error":"#N/A"},{"$error":"#N/A"},{"$error":"#N/A"}]
[null,{"$f":"IF(DataInput!B11243=$B$8,IF($B$9=$B$10,TRUE,IF(DataInput!E11243=$B$9,TRUE,FALSE)))","v":false},null,null,{"$f":"IF(B11244=TRUE,DataInput!B11243,NA())","v":{"$error":"#N/A"}},{"$f":"IF($E11244=DataInput!$B11243,DataInput!C11243,NA())","v":{"$error":"#N/A"}},{"$f":"IF($E11244=DataInput!$B11243,DataInput!D11243,NA())","v":{"$error":"#N/A"}},{"$f":"IF($E11244=DataInput!$B11243,DataInput!E11243,NA())","v":{"$error":"#N/A"}},{"$f":"IF($E11244=DataInput!$B11243,DataInput!F11243,NA())","v":{"$error":"#N/A"}},{"$f":"IF($E11244=DataInput!$B11243,DataInput!G11243,NA())","v":{"$error":"#N/A"}},{"$f":"IF($E11244=DataInput!$B11243,DataInput!H11243,NA())","v":{"$error":"#N/A"}},{"$f":"IF($E11244=DataInput!$B11243,DataInput!I11243,NA())","v":{"$error":"#N/A"}},{"$f":"IF($E11244=DataInput!$B11243,DataInput!J11243,NA())","v":{"$error":"#N/A"}},{"$f":"IF($E11244=DataInput!$B11243,DataInput!K11243,NA())","v":{"$error":"#N/A"}},null,null,"  ",null,null,null,null,false,null,null,{"$error":"#N/A"},{"$error":"#N/A"},{"$error":"#N/A"},{"$error":"#N/A"},{"$error":"#N/A"},{"$error":"#N/A"},{"$error":"#N/A"},{"$error":"#N/A"},{"$error":"#N/A"},{"$error":"#N/A"}]
[null,{"$f":"IF(DataInput!B11290=$B$8,IF($B$9=$B$10,TRUE,IF(DataInput!E11290=$B$9,TRUE,FALSE)))","v":false},null,null,{"$f":"IF(B11291=TRUE,DataInput!B11290,NA())","v":{"$error":"#N/A"}},{"$f":"IF($E11291=DataInput!$B11290,DataInput!C11290,NA())","v":{"$error":"#N/A"}},{"$f":"IF($E11291=DataInput!$B11290,DataInput!D11290,NA())","v":{"$error":"#N/A"}},{"$f":"IF($E11291=DataInput!$B11290,DataInput!E11290,NA())","v":{"$error":"#N/A"}},{"$f":"IF($E11291=DataInput!$B11290,DataInput!F11290,NA())","v":{"$error":"#N/A"}},{"$f":"IF($E11291=DataInput!$B11290,DataInput!G11290,NA())","v":{"$error":"#N/A"}},{"$f":"IF($E11291=DataInput!$B11290,DataInput!H11290,NA())","v":{"$error":"#N/A"}},{"$f":"IF($E11291=DataInput!$B11290,DataInput!I11290,NA())","v":{"$error":"#N/A"}},{"$f":"IF($E11291=DataInput!$B11290,DataInput!J11290,NA())","v":{"$error":"#N/A"}},{"$f":"IF($E11291=DataInput!$B11290,DataInput!K11290,NA())","v":{"$error":"#N/A"}},null,null,"  ",null,null,null,null,false,null,null,{"$error":"#N/A"},{"$error":"#N/A"},{"$error":"#N/A"},{"$error":"#N/A"},{"$error":"#N/A"},{"$error":"#N/A"},{"$error":"#N/A"},{"$error":"#N/A"},{"$error":"#N/A"},{"$error":"#N/A"}]
[null,{"$f":"IF(DataInput!B11300=$B$8,IF($B$9=$B$10,TRUE,IF(DataInput!E11300=$B$9,TRUE,FALSE)))","v":false},null,null,{"$f":"IF(B11301=TRUE,DataInput!B11300,NA())","v":{"$error":"#N/A"}},{"$f":"IF($E11301=DataInput!$B11300,DataInput!C11300,NA())","v":{"$error":"#N/A"}},{"$f":"IF($E11301=DataInput!$B11300,DataInput!D11300,NA())","v":{"$error":"#N/A"}},{"$f":"IF($E11301=DataInput!$B11300,DataInput!E11300,NA())","v":{"$error":"#N/A"}},{"$f":"IF($E11301=DataInput!$B11300,DataInput!F11300,NA())","v":{"$error":"#N/A"}},{"$f":"IF($E11301=DataInput!$B11300,DataInput!G11300,NA())","v":{"$error":"#N/A"}},{"$f":"IF($E11301=DataInput!$B11300,DataInput!H11300,NA())","v":{"$error":"#N/A"}},{"$f":"IF($E11301=DataInput!$B11300,DataInput!I11300,NA())","v":{"$error":"#N/A"}},{"$f":"IF($E11301=DataInput!$B11300,DataInput!J11300,NA())","v":{"$error":"#N/A"}},{"$f":"IF($E11301=DataInput!$B11300,DataInput!K11300,NA())","v":{"$error":"#N/A"}},null,null,"  ",null,null,null,null,false,null,null,{"$error":"#N/A"},{"$error":"#N/A"},{"$error":"#N/A"},{"$error":"#N/A"},{"$error":"#N/A"},{"$error":"#N/A"},{"$error":"#N/A"},{"$error":"#N/A"},{"$error":"#N/A"},{"$error":"#N/A"}]
[null,{"$f":"IF(DataInput!B11338=$B$8,IF($B$9=$B$10,TRUE,IF(DataInput!E11338=$B$9,TRUE,FALSE)))","v":false},null,null,{"$f":"IF(B11339=TRUE,DataInput!B11338,NA())","v":{"$error":"#N/A"}},{"$f":"IF($E11339=DataInput!$B11338,DataInput!C11338,NA())","v":{"$error":"#N/A"}},{"$f":"IF($E11339=DataInput!$B11338,DataInput!D11338,NA())","v":{"$error":"#N/A"}},{"$f":"IF($E11339=DataInput!$B11338,DataInput!E11338,NA())","v":{"$error":"#N/A"}},{"$f":"IF($E11339=DataInput!$B11338,DataInput!F11338,NA())","v":{"$error":"#N/A"}},{"$f":"IF($E11339=DataInput!$B11338,DataInput!G11338,NA())","v":{"$error":"#N/A"}},{"$f":"IF($E11339=DataInput!$B11338,DataInput!H11338,NA())","v":{"$error":"#N/A"}},{"$f":"IF($E11339=DataInput!$B11338,DataInput!I11338,NA())","v":{"$error":"#N/A"}},{"$f":"IF($E11339=DataInput!$B11338,DataInput!J11338,NA())","v":{"$error":"#N/A"}},{"$f":"IF($E11339=DataInput!$B11338,DataInput!K11338,NA())","v":{"$error":"#N/A"}},null,null,"  ",null,null,null,null,false,null,null,{"$error":"#N/A"},{"$error":"#N/A"},{"$error":"#N/A"},{"$error":"#N/A"},{"$error":"#N/A"},{"$error":"#N/A"},{"$error":"#N/A"},{"$error":"#N/A"},{"$error":"#N/A"},{"$error":"#N/A"}]
[null,{"$f":"IF(DataInput!B11369=$B$8,IF($B$9=$B$10,TRUE,IF(DataInput!E11369=$B$9,TRUE,FALSE)))","v":false},null,null,{"$f":"IF(B11370=TRUE,DataInput!B11369,NA())","v":{"$error":"#N/A"}},{"$f":"IF($E11370=DataInput!$B11369,DataInput!C11369,NA())","v":{"$error":"#N/A"}},{"$f":"IF($E11370=DataInput!$B11369,DataInput!D11369,NA())","v":{"$error":"#N/A"}},{"$f":"IF($E11370=DataInput!$B11369,DataInput!E11369,NA())","v":{"$error":"#N/A"}},{"$f":"IF($E11370=DataInput!$B11369,DataInput!F11369,NA())","v":{"$error":"#N/A"}},{"$f":"IF($E11370=DataInput!$B11369,DataInput!G11369,NA())","v":{"$error":"#N/A"}},{"$f":"IF($E11370=DataInput!$B11369,DataInput!H11369,NA())","v":{"$error":"#N/A"}},{"$f":"IF($E11370=DataInput!$B11369,DataInput!I11369,NA())","v":{"$error":"#N/A"}},{"$f":"IF($E11370=DataInput!$B11369,DataInput!J11369,NA())","v":{"$error":"#N/A"}},{"$f":"IF($E11370=DataInput!$B11369,DataInput!K11369,NA())","v":{"$error":"#N/A"}},null,null,"  ",null,null,null,null,false,null,null,{"$error":"#N/A"},{"$error":"#N/A"},{"$error":"#N/A"},{"$error":"#N/A"},{"$error":"#N/A"},{"$error":"#N/A"},{"$error":"#N/A"},{"$error":"#N/A"},{"$error":"#N/A"},{"$error":"#N/A"}]
[null,{"$f":"IF(DataInput!B11400=$B$8,IF($B$9=$B$10,TRUE,IF(DataInput!E11400=$B$9,TRUE,FALSE)))","v":false},null,null,{"$f":"IF(B11401=TRUE,DataInput!B11400,NA())","v":{"$error":"#N/A"}},{"$f":"IF($E11401=DataInput!$B11400,DataInput!C11400,NA())","v":{"$error":"#N/A"}},{"$f":"IF($E11401=DataInput!$B11400,DataInput!D11400,NA())","v":{"$error":"#N/A"}},{"$f":"IF($E11401=DataInput!$B11400,DataInput!E11400,NA())","v":{"$error":"#N/A"}},{"$f":"IF($E11401=DataInput!$B11400,DataInput!F11400,NA())","v":{"$error":"#N/A"}},{"$f":"IF($E11401=DataInput!$B11400,DataInput!G11400,NA())","v":{"$error":"#N/A"}},{"$f":"IF($E11401=DataInput!$B11400,DataInput!H11400,NA())","v":{"$error":"#N/A"}},{"$f":"IF($E11401=DataInput!$B11400,DataInput!I11400,NA())","v":{"$error":"#N/A"}},{"$f":"IF($E11401=DataInput!$B11400,DataInput!J11400,NA())","v":{"$error":"#N/A"}},{"$f":"IF($E11401=DataInput!$B11400,DataInput!K11400,NA())","v":{"$error":"#N/A"}},null,null,"  ",null,null,null,null,false,null,null,{"$error":"#N/A"},{"$error":"#N/A"},{"$error":"#N/A"},{"$error":"#N/A"},{"$error":"#N/A"},{"$error":"#N/A"},{"$error":"#N/A"},{"$error":"#N/A"},{"$error":"#N/A"},{"$error":"#N/A"}]
[null,{"$f":"IF(DataInput!B11427=$B$8,IF($B$9=$B$10,TRUE,IF(DataInput!E11427=$B$9,TRUE,FALSE)))","v":false},null,null,{"$f":"IF(B11428=TRUE,DataInput!B11427,NA())","v":{"$error":"#N/A"}},{"$f":"IF($E11428=DataInput!$B11427,DataInput!C11427,NA())","v":{"$error":"#N/A"}},{"$f":"IF($E11428=DataInput!$B11427,DataInput!D11427,NA())","v":{"$error":"#N/A"}},{"$f":"IF($E11428=DataInput!$B11427,DataInput!E11427,NA())","v":{"$error":"#N/A"}},{"$f":"IF($E11428=DataInput!$B11427,DataInput!F11427,NA())","v":{"$error":"#N/A"}},{"$f":"IF($E11428=DataInput!$B11427,DataInput!G11427,NA())","v":{"$error":"#N/A"}},{"$f":"IF($E11428=DataInput!$B11427,DataInput!H11427,NA())","v":{"$error":"#N/A"}},{"$f":"IF($E11428=DataInput!$B11427,DataInput!I11427,NA())","v":{"$error":"#N/A"}},{"$f":"IF($E11428=DataInput!$B11427,DataInput!J11427,NA())","v":{"$error":"#N/A"}},{"$f":"IF($E11428=DataInput!$B11427,DataInput!K11427,NA())","v":{"$error":"#N/A"}},null,null,"  ",null,null,null,null,false,null,null,{"$error":"#N/A"},{"$error":"#N/A"},{"$error":"#N/A"},{"$error":"#N/A"},{"$error":"#N/A"},{"$error":"#N/A"},{"$error":"#N/A"},{"$error":"#N/A"},{"$error":"#N/A"},{"$error":"#N/A"}]
[null,{"$f":"IF(DataInput!B11448=$B$8,IF($B$9=$B$10,TRUE,IF(DataInput!E11448=$B$9,TRUE,FALSE)))","v":false},null,null,{"$f":"IF(B11449=TRUE,DataInput!B11448,NA())","v":{"$error":"#N/A"}},{"$f":"IF($E11449=DataInput!$B11448,DataInput!C11448,NA())","v":{"$error":"#N/A"}},{"$f":"IF($E11449=DataInput!$B11448,DataInput!D11448,NA())","v":{"$error":"#N/A"}},{"$f":"IF($E11449=DataInput!$B11448,DataInput!E11448,NA())","v":{"$error":"#N/A"}},{"$f":"IF($E11449=DataInput!$B11448,DataInput!F11448,NA())","v":{"$error":"#N/A"}},{"$f":"IF($E11449=DataInput!$B11448,DataInput!G11448,NA())","v":{"$error":"#N/A"}},{"$f":"IF($E11449=DataInput!$B11448,DataInput!H11448,NA())","v":{"$error":"#N/A"}},{"$f":"IF($E11449=DataInput!$B11448,DataInput!I11448,NA())","v":{"$error":"#N/A"}},{"$f":"IF($E11449=DataInput!$B11448,DataInput!J11448,NA())","v":{"$error":"#N/A"}},{"$f":"IF($E11449=DataInput!$B11448,DataInput!K11448,NA())","v":{"$error":"#N/A"}},null,null,"  ",null,null,null,null,false,null,null,{"$error":"#N/A"},{"$error":"#N/A"},{"$error":"#N/A"},{"$error":"#N/A"},{"$error":"#N/A"},{"$error":"#N/A"},{"$error":"#N/A"},{"$error":"#N/A"},{"$error":"#N/A"},{"$error":"#N/A"}]
[null,{"$f":"IF(DataInput!B11466=$B$8,IF($B$9=$B$10,TRUE,IF(DataInput!E11466=$B$9,TRUE,FALSE)))","v":false},null,null,{"$f":"IF(B11467=TRUE,DataInput!B11466,NA())","v":{"$error":"#N/A"}},{"$f":"IF($E11467=DataInput!$B11466,DataInput!C11466,NA())","v":{"$error":"#N/A"}},{"$f":"IF($E11467=DataInput!$B11466,DataInput!D11466,NA())","v":{"$error":"#N/A"}},{"$f":"IF($E11467=DataInput!$B11466,DataInput!E11466,NA())","v":{"$error":"#N/A"}},{"$f":"IF($E11467=DataInput!$B11466,DataInput!F11466,NA())","v":{"$error":"#N/A"}},{"$f":"IF($E11467=DataInput!$B11466,DataInput!G11466,NA())","v":{"$error":"#N/A"}},{"$f":"IF($E11467=DataInput!$B11466,DataInput!H11466,NA())","v":{"$error":"#N/A"}},{"$f":"IF($E11467=DataInput!$B11466,DataInput!I11466,NA())","v":{"$error":"#N/A"}},{"$f":"IF($E11467=DataInput!$B11466,DataInput!J11466,NA())","v":{"$error":"#N/A"}},{"$f":"IF($E11467=DataInput!$B11466,DataInput!K11466,NA())","v":{"$error":"#N/A"}},null,null,"  ",null,null,null,null,false,null,null,{"$error":"#N/A"},{"$error":"#N/A"},{"$error":"#N/A"},{"$error":"#N/A"},{"$error":"#N/A"},{"$error":"#N/A"},{"$error":"#N/A"},{"$error":"#N/A"},{"$error":"#N/A"},{"$error":"#N/A"}]
[null,{"$f":"IF(DataInput!B11497=$B$8,IF($B$9=$B$10,TRUE,IF(DataInput!E11497=$B$9,TRUE,FALSE)))","v":false},null,null,{"$f":"IF(B11498=TRUE,DataInput!B11497,NA())","v":{"$error":"#N/A"}},{"$f":"IF($E11498=DataInput!$B11497,DataInput!C11497,NA())","v":{"$error":"#N/A"}},{"$f":"IF($E11498=DataInput!$B11497,DataInput!D11497,NA())","v":{"$error":"#N/A"}},{"$f":"IF($E11498=DataInput!$B11497,DataInput!E11497,NA())","v":{"$error":"#N/A"}},{"$f":"IF($E11498=DataInput!$B11497,DataInput!F11497,NA())","v":{"$error":"#N/A"}},{"$f":"IF($E11498=DataInput!$B11497,DataInput!G11497,NA())","v":{"$error":"#N/A"}},{"$f":"IF($E11498=DataInput!$B11497,DataInput!H11497,NA())","v":{"$error":"#N/A"}},{"$f":"IF($E11498=DataInput!$B11497,DataInput!I11497,NA())","v":{"$error":"#N/A"}},{"$f":"IF($E11498=DataInput!$B11497,DataInput!J11497,NA())","v":{"$error":"#N/A"}},{"$f":"IF($E11498=DataInput!$B11497,DataInput!K11497,NA())","v":{"$error":"#N/A"}},null,null,"  ",null,null,null,null,false,null,null,{"$error":"#N/A"},{"$error":"#N/A"},{"$error":"#N/A"},{"$error":"#N/A"},{"$error":"#N/A"},{"$error":"#N/A"},{"$error":"#N/A"},{"$error":"#N/A"},{"$error":"#N/A"},{"$error":"#N/A"}]
[null,{"$f":"IF(DataInput!B11550=$B$8,IF($B$9=$B$10,TRUE,IF(DataInput!E11550=$B$9,TRUE,FALSE)))","v":false},null,null,{"$f":"IF(B11551=TRUE,DataInput!B11550,NA())","v":{"$error":"#N/A"}},{"$f":"IF($E11551=DataInput!$B11550,DataInput!C11550,NA())","v":{"$error":"#N/A"}},{"$f":"IF($E11551=DataInput!$B11550,DataInput!D11550,NA())","v":{"$error":"#N/A"}},{"$f":"IF($E11551=DataInput!$B11550,DataInput!E11550,NA())","v":{"$error":"#N/A"}},{"$f":"IF($E11551=DataInput!$B11550,DataInput!F11550,NA())","v":{"$error":"#N/A"}},{"$f":"IF($E11551=DataInput!$B11550,DataInput!G11550,NA())","v":{"$error":"#N/A"}},{"$f":"IF($E11551=DataInput!$B11550,DataInput!H11550,NA())","v":{"$error":"#N/A"}},{"$f":"IF($E11551=DataInput!$B11550,DataInput!I11550,NA())","v":{"$error":"#N/A"}},{"$f":"IF($E11551=DataInput!$B11550,DataInput!J11550,NA())","v":{"$error":"#N/A"}},{"$f":"IF($E11551=DataInput!$B11550,DataInput!K11550,NA())","v":{"$error":"#N/A"}},null,null,"  ",null,null,null,null,false,null,null,{"$error":"#N/A"},{"$error":"#N/A"},{"$error":"#N/A"},{"$error":"#N/A"},{"$error":"#N/A"},{"$error":"#N/A"},{"$error":"#N/A"},{"$error":"#N/A"},{"$error":"#N/A"},{"$error":"#N/A"}]
[null,{"$f":"IF(DataInput!B11574=$B$8,IF($B$9=$B$10,TRUE,IF(DataInput!E11574=$B$9,TRUE,FALSE)))","v":false},null,null,{"$f":"IF(B11575=TRUE,DataInput!B11574,NA())","v":{"$error":"#N/A"}},{"$f":"IF($E11575=DataInput!$B11574,DataInput!C11574,NA())","v":{"$error":"#N/A"}},{"$f":"IF($E11575=DataInput!$B11574,DataInput!D11574,NA())","v":{"$error":"#N/A"}},{"$f":"IF($E11575=DataInput!$B11574,DataInput!E11574,NA())","v":{"$error":"#N/A"}},{"$f":"IF($E11575=DataInput!$B11574,DataInput!F11574,NA())","v":{"$error":"#N/A"}},{"$f":"IF($E11575=DataInput!$B11574,DataInput!G11574,NA())","v":{"$error":"#N/A"}},{"$f":"IF($E11575=DataInput!$B11574,DataInput!H11574,NA())","v":{"$error":"#N/A"}},{"$f":"IF($E11575=DataInput!$B11574,DataInput!I11574,NA())","v":{"$error":"#N/A"}},{"$f":"IF($E11575=DataInput!$B11574,DataInput!J11574,NA())","v":{"$error":"#N/A"}},{"$f":"IF($E11575=DataInput!$B11574,DataInput!K11574,NA())","v":{"$error":"#N/A"}},null,null,"  ",null,null,null,null,false,null,null,{"$error":"#N/A"},{"$error":"#N/A"},{"$error":"#N/A"},{"$error":"#N/A"},{"$error":"#N/A"},{"$error":"#N/A"},{"$error":"#N/A"},{"$error":"#N/A"},{"$error":"#N/A"},{"$error":"#N/A"}]
[null,{"$f":"IF(DataInput!B11605=$B$8,IF($B$9=$B$10,TRUE,IF(DataInput!E11605=$B$9,TRUE,FALSE)))","v":false},null,null,{"$f":"IF(B11606=TRUE,DataInput!B11605,NA())","v":{"$error":"#N/A"}},{"$f":"IF($E11606=DataInput!$B11605,DataInput!C11605,NA())","v":{"$error":"#N/A"}},{"$f":"IF($E11606=DataInput!$B11605,DataInput!D11605,NA())","v":{"$error":"#N/A"}},{"$f":"IF($E11606=DataInput!$B11605,DataInput!E11605,NA())","v":{"$error":"#N/A"}},{"$f":"IF($E11606=DataInput!$B11605,DataInput!F11605,NA())","v":{"$error":"#N/A"}},{"$f":"IF($E11606=DataInput!$B11605,DataInput!G11605,NA())","v":{"$error":"#N/A"}},{"$f":"IF($E11606=DataInput!$B11605,DataInput!H11605,NA())","v":{"$error":"#N/A"}},{"$f":"IF($E11606=DataInput!$B11605,DataInput!I11605,NA())","v":{"$error":"#N/A"}},{"$f":"IF($E11606=DataInput!$B11605,DataInput!J11605,NA())","v":{"$error":"#N/A"}},{"$f":"IF($E11606=DataInput!$B11605,DataInput!K11605,NA())","v":{"$error":"#N/A"}},null,null,"  ",null,null,null,null,false,null,null,{"$error":"#N/A"},{"$error":"#N/A"},{"$error":"#N/A"},{"$error":"#N/A"},{"$error":"#N/A"},{"$error":"#N/A"},{"$error":"#N/A"},{"$error":"#N/A"},{"$error":"#N/A"},{"$error":"#N/A"}]
[null,{"$f":"IF(DataInput!B11636=$B$8,IF($B$9=$B$10,TRUE,IF(DataInput!E11636=$B$9,TRUE,FALSE)))","v":false},null,null,{"$f":"IF(B11637=TRUE,DataInput!B11636,NA())","v":{"$error":"#N/A"}},{"$f":"IF($E11637=DataInput!$B11636,DataInput!C11636,NA())","v":{"$error":"#N/A"}},{"$f":"IF($E11637=DataInput!$B11636,DataInput!D11636,NA())","v":{"$error":"#N/A"}},{"$f":"IF($E11637=DataInput!$B11636,DataInput!E11636,NA())","v":{"$error":"#N/A"}},{"$f":"IF($E11637=DataInput!$B11636,DataInput!F11636,NA())","v":{"$error":"#N/A"}},{"$f":"IF($E11637=DataInput!$B11636,DataInput!G11636,NA())","v":{"$error":"#N/A"}},{"$f":"IF($E11637=DataInput!$B11636,DataInput!H11636,NA())","v":{"$error":"#N/A"}},{"$f":"IF($E11637=DataInput!$B11636,DataInput!I11636,NA())","v":{"$error":"#N/A"}},{"$f":"IF($E11637=DataInput!$B11636,DataInput!J11636,NA())","v":{"$error":"#N/A"}},{"$f":"IF($E11637=DataInput!$B11636,DataInput!K11636,NA())","v":{"$error":"#N/A"}},null,null,"  ",null,null,null,null,false,null,null,{"$error":"#N/A"},{"$error":"#N/A"},{"$error":"#N/A"},{"$error":"#N/A"},{"$error":"#N/A"},{"$error":"#N/A"},{"$error":"#N/A"},{"$error":"#N/A"},{"$error":"#N/A"},{"$error":"#N/A"}]
[null,{"$f":"IF(DataInput!B11649=$B$8,IF($B$9=$B$10,TRUE,IF(DataInput!E11649=$B$9,TRUE,FALSE)))","v":false},null,null,{"$f":"IF(B11650=TRUE,DataInput!B11649,NA())","v":{"$error":"#N/A"}},{"$f":"IF($E11650=DataInput!$B11649,DataInput!C11649,NA())","v":{"$error":"#N/A"}},{"$f":"IF($E11650=DataInput!$B11649,DataInput!D11649,NA())","v":{"$error":"#N/A"}},{"$f":"IF($E11650=DataInput!$B11649,DataInput!E11649,NA())","v":{"$error":"#N/A"}},{"$f":"IF($E11650=DataInput!$B11649,DataInput!F11649,NA())","v":{"$error":"#N/A"}},{"$f":"IF($E11650=DataInput!$B11649,DataInput!G11649,NA())","v":{"$error":"#N/A"}},{"$f":"IF($E11650=DataInput!$B11649,DataInput!H11649,NA())","v":{"$error":"#N/A"}},{"$f":"IF($E11650=DataInput!$B11649,DataInput!I11649,NA())","v":{"$error":"#N/A"}},{"$f":"IF($E11650=DataInput!$B11649,DataInput!J11649,NA())","v":{"$error":"#N/A"}},{"$f":"IF($E11650=DataInput!$B11649,DataInput!K11649,NA())","v":{"$error":"#N/A"}},null,null,"  ",null,null,null,null,false,null,null,{"$error":"#N/A"},{"$error":"#N/A"},{"$error":"#N/A"},{"$error":"#N/A"},{"$error":"#N/A"},{"$error":"#N/A"},{"$error":"#N/A"},{"$error":"#N/A"},{"$error":"#N/A"},{"$error":"#N/A"}]
[null,{"$f":"IF(DataInput!B11684=$B$8,IF($B$9=$B$10,TRUE,IF(DataInput!E11684=$B$9,TRUE,FALSE)))","v":false},null,null,{"$f":"IF(B11685=TRUE,DataInput!B11684,NA())","v":{"$error":"#N/A"}},{"$f":"IF($E11685=DataInput!$B11684,DataInput!C11684,NA())","v":{"$error":"#N/A"}},{"$f":"IF($E11685=DataInput!$B11684,DataInput!D11684,NA())","v":{"$error":"#N/A"}},{"$f":"IF($E11685=DataInput!$B11684,DataInput!E11684,NA())","v":{"$error":"#N/A"}},{"$f":"IF($E11685=DataInput!$B11684,DataInput!F11684,NA())","v":{"$error":"#N/A"}},{"$f":"IF($E11685=DataInput!$B11684,DataInput!G11684,NA())","v":{"$error":"#N/A"}},{"$f":"IF($E11685=DataInput!$B11684,DataInput!H11684,NA())","v":{"$error":"#N/A"}},{"$f":"IF($E11685=DataInput!$B11684,DataInput!I11684,NA())","v":{"$error":"#N/A"}},{"$f":"IF($E11685=DataInput!$B11684,DataInput!J11684,NA())","v":{"$error":"#N/A"}},{"$f":"IF($E11685=DataInput!$B11684,DataInput!K11684,NA())","v":{"$error":"#N/A"}},null,null,"  ",null,null,null,null,false,null,null,{"$error":"#N/A"},{"$error":"#N/A"},{"$error":"#N/A"},{"$error":"#N/A"},{"$error":"#N/A"},{"$error":"#N/A"},{"$error":"#N/A"},{"$error":"#N/A"},{"$error":"#N/A"},{"$error":"#N/A"}]
[null,{"$f":"IF(DataInput!B11702=$B$8,IF($B$9=$B$10,TRUE,IF(DataInput!E11702=$B$9,TRUE,FALSE)))","v":false},null,null,{"$f":"IF(B11703=TRUE,DataInput!B11702,NA())","v":{"$error":"#N/A"}},{"$f":"IF($E11703=DataInput!$B11702,DataInput!C11702,NA())","v":{"$error":"#N/A"}},{"$f":"IF($E11703=DataInput!$B11702,DataInput!D11702,NA())","v":{"$error":"#N/A"}},{"$f":"IF($E11703=DataInput!$B11702,DataInput!E11702,NA())","v":{"$error":"#N/A"}},{"$f":"IF($E11703=DataInput!$B11702,DataInput!F11702,NA())","v":{"$error":"#N/A"}},{"$f":"IF($E11703=DataInput!$B11702,DataInput!G11702,NA())","v":{"$error":"#N/A"}},{"$f":"IF($E11703=DataInput!$B11702,DataInput!H11702,NA())","v":{"$error":"#N/A"}},{"$f":"IF($E11703=DataInput!$B11702,DataInput!I11702,NA())","v":{"$error":"#N/A"}},{"$f":"IF($E11703=DataInput!$B11702,DataInput!J11702,NA())","v":{"$error":"#N/A"}},{"$f":"IF($E11703=DataInput!$B11702,DataInput!K11702,NA())","v":{"$error":"#N/A"}},null,null,"  ",null,null,null,null,false,null,null,{"$error":"#N/A"},{"$error":"#N/A"},{"$error":"#N/A"},{"$error":"#N/A"},{"$error":"#N/A"},{"$error":"#N/A"},{"$error":"#N/A"},{"$error":"#N/A"},{"$error":"#N/A"},{"$error":"#N/A"}]
[null,{"$f":"IF(DataInput!B11733=$B$8,IF($B$9=$B$10,TRUE,IF(DataInput!E11733=$B$9,TRUE,FALSE)))","v":false},null,null,{"$f":"IF(B11734=TRUE,DataInput!B11733,NA())","v":{"$error":"#N/A"}},{"$f":"IF($E11734=DataInput!$B11733,DataInput!C11733,NA())","v":{"$error":"#N/A"}},{"$f":"IF($E11734=DataInput!$B11733,DataInput!D11733,NA())","v":{"$error":"#N/A"}},{"$f":"IF($E11734=DataInput!$B11733,DataInput!E11733,NA())","v":{"$error":"#N/A"}},{"$f":"IF($E11734=DataInput!$B11733,DataInput!F11733,NA())","v":{"$error":"#N/A"}},{"$f":"IF($E11734=DataInput!$B11733,DataInput!G11733,NA())","v":{"$error":"#N/A"}},{"$f":"IF($E11734=DataInput!$B11733,DataInput!H11733,NA())","v":{"$error":"#N/A"}},{"$f":"IF($E11734=DataInput!$B11733,DataInput!I11733,NA())","v":{"$error":"#N/A"}},{"$f":"IF($E11734=DataInput!$B11733,DataInput!J11733,NA())","v":{"$error":"#N/A"}},{"$f":"IF($E11734=DataInput!$B11733,DataInput!K11733,NA())","v":{"$error":"#N/A"}},null,null,"  ",null,null,null,null,false,null,null,{"$error":"#N/A"},{"$error":"#N/A"},{"$error":"#N/A"},{"$error":"#N/A"},{"$error":"#N/A"},{"$error":"#N/A"},{"$error":"#N/A"},{"$error":"#N/A"},{"$error":"#N/A"},{"$error":"#N/A"}]
[null,{"$f":"IF(DataInput!B11764=$B$8,IF($B$9=$B$10,TRUE,IF(DataInput!E11764=$B$9,TRUE,FALSE)))","v":false},null,null,{"$f":"IF(B11765=TRUE,DataInput!B11764,NA())","v":{"$error":"#N/A"}},{"$f":"IF($E11765=DataInput!$B11764,DataInput!C11764,NA())","v":{"$error":"#N/A"}},{"$f":"IF($E11765=DataInput!$B11764,DataInput!D11764,NA())","v":{"$error":"#N/A"}},{"$f":"IF($E11765=DataInput!$B11764,DataInput!E11764,NA())","v":{"$error":"#N/A"}},{"$f":"IF($E11765=DataInput!$B11764,DataInput!F11764,NA())","v":{"$error":"#N/A"}},{"$f":"IF($E11765=DataInput!$B11764,DataInput!G11764,NA())","v":{"$error":"#N/A"}},{"$f":"IF($E11765=DataInput!$B11764,DataInput!H11764,NA())","v":{"$error":"#N/A"}},{"$f":"IF($E11765=DataInput!$B11764,DataInput!I11764,NA())","v":{"$error":"#N/A"}},{"$f":"IF($E11765=DataInput!$B11764,DataInput!J11764,NA())","v":{"$error":"#N/A"}},{"$f":"IF($E11765=DataInput!$B11764,DataInput!K11764,NA())","v":{"$error":"#N/A"}},null,null,"  ",null,null,null,null,false,null,null,{"$error":"#N/A"},{"$error":"#N/A"},{"$error":"#N/A"},{"$error":"#N/A"},{"$error":"#N/A"},{"$error":"#N/A"},{"$error":"#N/A"},{"$error":"#N/A"},{"$error":"#N/A"},{"$error":"#N/A"}]
[null,{"$f":"IF(DataInput!B11806=$B$8,IF($B$9=$B$10,TRUE,IF(DataInput!E11806=$B$9,TRUE,FALSE)))","v":false},null,null,{"$f":"IF(B11807=TRUE,DataInput!B11806,NA())","v":{"$error":"#N/A"}},{"$f":"IF($E11807=DataInput!$B11806,DataInput!C11806,NA())","v":{"$error":"#N/A"}},{"$f":"IF($E11807=DataInput!$B11806,DataInput!D11806,NA())","v":{"$error":"#N/A"}},{"$f":"IF($E11807=DataInput!$B11806,DataInput!E11806,NA())","v":{"$error":"#N/A"}},{"$f":"IF($E11807=DataInput!$B11806,DataInput!F11806,NA())","v":{"$error":"#N/A"}},{"$f":"IF($E11807=DataInput!$B11806,DataInput!G11806,NA())","v":{"$error":"#N/A"}},{"$f":"IF($E11807=DataInput!$B11806,DataInput!H11806,NA())","v":{"$error":"#N/A"}},{"$f":"IF($E11807=DataInput!$B11806,DataInput!I11806,NA())","v":{"$error":"#N/A"}},{"$f":"IF($E11807=DataInput!$B11806,DataInput!J11806,NA())","v":{"$error":"#N/A"}},{"$f":"IF($E11807=DataInput!$B11806,DataInput!K11806,NA())","v":{"$error":"#N/A"}},null,null,"  ",null,null,null,null,false,null,null,{"$error":"#N/A"},{"$error":"#N/A"},{"$error":"#N/A"},{"$error":"#N/A"},{"$error":"#N/A"},{"$error":"#N/A"},{"$error":"#N/A"},{"$error":"#N/A"},{"$error":"#N/A"},{"$error":"#N/A"}]
[null,{"$f":"IF(DataInput!B11812=$B$8,IF($B$9=$B$10,TRUE,IF(DataInput!E11812=$B$9,TRUE,FALSE)))","v":false},null,null,{"$f":"IF(B11813=TRUE,DataInput!B11812,NA())","v":{"$error":"#N/A"}},{"$f":"IF($E11813=DataInput!$B11812,DataInput!C11812,NA())","v":{"$error":"#N/A"}},{"$f":"IF($E11813=DataInput!$B11812,DataInput!D11812,NA())","v":{"$error":"#N/A"}},{"$f":"IF($E11813=DataInput!$B11812,DataInput!E11812,NA())","v":{"$error":"#N/A"}},{"$f":"IF($E11813=DataInput!$B11812,DataInput!F11812,NA())","v":{"$error":"#N/A"}},{"$f":"IF($E11813=DataInput!$B11812,DataInput!G11812,NA())","v":{"$error":"#N/A"}},{"$f":"IF($E11813=DataInput!$B11812,DataInput!H11812,NA())","v":{"$error":"#N/A"}},{"$f":"IF($E11813=DataInput!$B11812,DataInput!I11812,NA())","v":{"$error":"#N/A"}},{"$f":"IF($E11813=DataInput!$B11812,DataInput!J11812,NA())","v":{"$error":"#N/A"}},{"$f":"IF($E11813=DataInput!$B11812,DataInput!K11812,NA())","v":{"$error":"#N/A"}},null,null,"  ",null,null,null,null,false,null,null,{"$error":"#N/A"},{"$error":"#N/A"},{"$error":"#N/A"},{"$error":"#N/A"},{"$error":"#N/A"},{"$error":"#N/A"},{"$error":"#N/A"},{"$error":"#N/A"},{"$error":"#N/A"},{"$error":"#N/A"}]
[null,{"$f":"IF(DataInput!B11859=$B$8,IF($B$9=$B$10,TRUE,IF(DataInput!E11859=$B$9,TRUE,FALSE)))","v":false},null,null,{"$f":"IF(B11860=TRUE,DataInput!B11859,NA())","v":{"$error":"#N/A"}},{"$f":"IF($E11860=DataInput!$B11859,DataInput!C11859,NA())","v":{"$error":"#N/A"}},{"$f":"IF($E11860=DataInput!$B11859,DataInput!D11859,NA())","v":{"$error":"#N/A"}},{"$f":"IF($E11860=DataInput!$B11859,DataInput!E11859,NA())","v":{"$error":"#N/A"}},{"$f":"IF($E11860=DataInput!$B11859,DataInput!F11859,NA())","v":{"$error":"#N/A"}},{"$f":"IF($E11860=DataInput!$B11859,DataInput!G11859,NA())","v":{"$error":"#N/A"}},{"$f":"IF($E11860=DataInput!$B11859,DataInput!H11859,NA())","v":{"$error":"#N/A"}},{"$f":"IF($E11860=DataInput!$B11859,DataInput!I11859,NA())","v":{"$error":"#N/A"}},{"$f":"IF($E11860=DataInput!$B11859,DataInput!J11859,NA())","v":{"$error":"#N/A"}},{"$f":"IF($E11860=DataInput!$B11859,DataInput!K11859,NA())","v":{"$error":"#N/A"}},null,null,"  ",null,null,null,null,false,null,null,{"$error":"#N/A"},{"$error":"#N/A"},{"$error":"#N/A"},{"$error":"#N/A"},{"$error":"#N/A"},{"$error":"#N/A"},{"$error":"#N/A"},{"$error":"#N/A"},{"$error":"#N/A"},{"$error":"#N/A"}]
[null,{"$f":"IF(DataInput!B11890=$B$8,IF($B$9=$B$10,TRUE,IF(DataInput!E11890=$B$9,TRUE,FALSE)))","v":false},null,null,{"$f":"IF(B11891=TRUE,DataInput!B11890,NA())","v":{"$error":"#N/A"}},{"$f":"IF($E11891=DataInput!$B11890,DataInput!C11890,NA())","v":{"$error":"#N/A"}},{"$f":"IF($E11891=DataInput!$B11890,DataInput!D11890,NA())","v":{"$error":"#N/A"}},{"$f":"IF($E11891=DataInput!$B11890,DataInput!E11890,NA())","v":{"$error":"#N/A"}},{"$f":"IF($E11891=DataInput!$B11890,DataInput!F11890,NA())","v":{"$error":"#N/A"}},{"$f":"IF($E11891=DataInput!$B11890,DataInput!G11890,NA())","v":{"$error":"#N/A"}},{"$f":"IF($E11891=DataInput!$B11890,DataInput!H11890,NA())","v":{"$error":"#N/A"}},{"$f":"IF($E11891=DataInput!$B11890,DataInput!I11890,NA())","v":{"$error":"#N/A"}},{"$f":"IF($E11891=DataInput!$B11890,DataInput!J11890,NA())","v":{"$error":"#N/A"}},{"$f":"IF($E11891=DataInput!$B11890,DataInput!K11890,NA())","v":{"$error":"#N/A"}},null,null,"  ",null,null,null,null,false,null,null,{"$error":"#N/A"},{"$error":"#N/A"},{"$error":"#N/A"},{"$error":"#N/A"},{"$error":"#N/A"},{"$error":"#N/A"},{"$error":"#N/A"},{"$error":"#N/A"},{"$error":"#N/A"},{"$error":"#N/A"}]
[null,{"$f":"IF(DataInput!B11901=$B$8,IF($B$9=$B$10,TRUE,IF(DataInput!E11901=$B$9,TRUE,FALSE)))","v":false},null,null,{"$f":"IF(B11902=TRUE,DataInput!B11901,NA())","v":{"$error":"#N/A"}},{"$f":"IF($E11902=DataInput!$B11901,DataInput!C11901,NA())","v":{"$error":"#N/A"}},{"$f":"IF($E11902=DataInput!$B11901,DataInput!D11901,NA())","v":{"$error":"#N/A"}},{"$f":"IF($E11902=DataInput!$B11901,DataInput!E11901,NA())","v":{"$error":"#N/A"}},{"$f":"IF($E11902=DataInput!$B11901,DataInput!F11901,NA())","v":{"$error":"#N/A"}},{"$f":"IF($E11902=DataInput!$B11901,DataInput!G11901,NA())","v":{"$error":"#N/A"}},{"$f":"IF($E11902=DataInput!$B11901,DataInput!H11901,NA())","v":{"$error":"#N/A"}},{"$f":"IF($E11902=DataInput!$B11901,DataInput!I11901,NA())","v":{"$error":"#N/A"}},{"$f":"IF($E11902=DataInput!$B11901,DataInput!J11901,NA())","v":{"$error":"#N/A"}},{"$f":"IF($E11902=DataInput!$B11901,DataInput!K11901,NA())","v":{"$error":"#N/A"}},null,null,"  ",null,null,null,null,false,null,null,{"$error":"#N/A"},{"$error":"#N/A"},{"$error":"#N/A"},{"$error":"#N/A"},{"$error":"#N/A"},{"$error":"#N/A"},{"$error":"#N/A"},{"$error":"#N/A"},{"$error":"#N/A"},{"$error":"#N/A"}]
[null,{"$f":"IF(DataInput!B11938=$B$8,IF($B$9=$B$10,TRUE,IF(DataInput!E11938=$B$9,TRUE,FALSE)))","v":false},null,null,{"$f":"IF(B11939=TRUE,DataInput!B11938,NA())","v":{"$error":"#N/A"}},{"$f":"IF($E11939=DataInput!$B11938,DataInput!C11938,NA())","v":{"$error":"#N/A"}},{"$f":"IF($E11939=DataInput!$B11938,DataInput!D11938,NA())","v":{"$error":"#N/A"}},{"$f":"IF($E11939=DataInput!$B11938,DataInput!E11938,NA())","v":{"$error":"#N/A"}},{"$f":"IF($E11939=DataInput!$B11938,DataInput!F11938,NA())","v":{"$error":"#N/A"}},{"$f":"IF($E11939=DataInput!$B11938,DataInput!G11938,NA())","v":{"$error":"#N/A"}},{"$f":"IF($E11939=DataInput!$B11938,DataInput!H11938,NA())","v":{"$error":"#N/A"}},{"$f":"IF($E11939=DataInput!$B11938,DataInput!I11938,NA())","v":{"$error":"#N/A"}},{"$f":"IF($E11939=DataInput!$B11938,DataInput!J11938,NA())","v":{"$error":"#N/A"}},{"$f":"IF($E11939=DataInput!$B11938,DataInput!K11938,NA())","v":{"$error":"#N/A"}},null,null,"  ",null,null,null,null,false,null,null,{"$error":"#N/A"},{"$error":"#N/A"},{"$error":"#N/A"},{"$error":"#N/A"},{"$error":"#N/A"},{"$error":"#N/A"},{"$error":"#N/A"},{"$error":"#N/A"},{"$error":"#N/A"},{"$error":"#N/A"}]
[null,{"$f":"IF(DataInput!B11969=$B$8,IF($B$9=$B$10,TRUE,IF(DataInput!E11969=$B$9,TRUE,FALSE)))","v":false},null,null,{"$f":"IF(B11970=TRUE,DataInput!B11969,NA())","v":{"$error":"#N/A"}},{"$f":"IF($E11970=DataInput!$B11969,DataInput!C11969,NA())","v":{"$error":"#N/A"}},{"$f":"IF($E11970=DataInput!$B11969,DataInput!D11969,NA())","v":{"$error":"#N/A"}},{"$f":"IF($E11970=DataInput!$B11969,DataInput!E11969,NA())","v":{"$error":"#N/A"}},{"$f":"IF($E11970=DataInput!$B11969,DataInput!F11969,NA())","v":{"$error":"#N/A"}},{"$f":"IF($E11970=DataInput!$B11969,DataInput!G11969,NA())","v":{"$error":"#N/A"}},{"$f":"IF($E11970=DataInput!$B11969,DataInput!H11969,NA())","v":{"$error":"#N/A"}},{"$f":"IF($E11970=DataInput!$B11969,DataInput!I11969,NA())","v":{"$error":"#N/A"}},{"$f":"IF($E11970=DataInput!$B11969,DataInput!J11969,NA())","v":{"$error":"#N/A"}},{"$f":"IF($E11970=DataInput!$B11969,DataInput!K11969,NA())","v":{"$error":"#N/A"}},null,null,"  ",null,null,null,null,false,null,null,{"$error":"#N/A"},{"$error":"#N/A"},{"$error":"#N/A"},{"$error":"#N/A"},{"$error":"#N/A"},{"$error":"#N/A"},{"$error":"#N/A"},{"$error":"#N/A"},{"$error":"#N/A"},{"$error":"#N/A"}]
[null,{"$f":"IF(DataInput!B12000=$B$8,IF($B$9=$B$10,TRUE,IF(DataInput!E12000=$B$9,TRUE,FALSE)))","v":false},null,null,{"$f":"IF(B12001=TRUE,DataInput!B12000,NA())","v":{"$error":"#N/A"}},{"$f":"IF($E12001=DataInput!$B12000,DataInput!C12000,NA())","v":{"$error":"#N/A"}},{"$f":"IF($E12001=DataInput!$B12000,DataInput!D12000,NA())","v":{"$error":"#N/A"}},{"$f":"IF($E12001=DataInput!$B12000,DataInput!E12000,NA())","v":{"$error":"#N/A"}},{"$f":"IF($E12001=DataInput!$B12000,DataInput!F12000,NA())","v":{"$error":"#N/A"}},{"$f":"IF($E12001=DataInput!$B12000,DataInput!G12000,NA())","v":{"$error":"#N/A"}},{"$f":"IF($E12001=DataInput!$B12000,DataInput!H12000,NA())","v":{"$error":"#N/A"}},{"$f":"IF($E12001=DataInput!$B12000,DataInput!I12000,NA())","v":{"$error":"#N/A"}},{"$f":"IF($E12001=DataInput!$B12000,DataInput!J12000,NA())","v":{"$error":"#N/A"}},{"$f":"IF($E12001=DataInput!$B12000,DataInput!K12000,NA())","v":{"$error":"#N/A"}},null,null,"  ",null,null,null,null,false,null,null,{"$error":"#N/A"},{"$error":"#N/A"},{"$error":"#N/A"},{"$error":"#N/A"},{"$error":"#N/A"},{"$error":"#N/A"},{"$error":"#N/A"},{"$error":"#N/A"},{"$error":"#N/A"},{"$error":"#N/A"}]
[null,{"$f":"IF(DataInput!B12028=$B$8,IF($B$9=$B$10,TRUE,IF(DataInput!E12028=$B$9,TRUE,FALSE)))","v":false},null,null,{"$f":"IF(B12029=TRUE,DataInput!B12028,NA())","v":{"$error":"#N/A"}},{"$f":"IF($E12029=DataInput!$B12028,DataInput!C12028,NA())","v":{"$error":"#N/A"}},{"$f":"IF($E12029=DataInput!$B12028,DataInput!D12028,NA())","v":{"$error":"#N/A"}},{"$f":"IF($E12029=DataInput!$B12028,DataInput!E12028,NA())","v":{"$error":"#N/A"}},{"$f":"IF($E12029=DataInput!$B12028,DataInput!F12028,NA())","v":{"$error":"#N/A"}},{"$f":"IF($E12029=DataInput!$B12028,DataInput!G12028,NA())","v":{"$error":"#N/A"}},{"$f":"IF($E12029=DataInput!$B12028,DataInput!H12028,NA())","v":{"$error":"#N/A"}},{"$f":"IF($E12029=DataInput!$B12028,DataInput!I12028,NA())","v":{"$error":"#N/A"}},{"$f":"IF($E12029=DataInput!$B12028,DataInput!J12028,NA())","v":{"$error":"#N/A"}},{"$f":"IF($E12029=DataInput!$B12028,DataInput!K12028,NA())","v":{"$error":"#N/A"}},null,null,"  ",null,null,null,null,false,null,null,{"$error":"#N/A"},{"$f":"IF($V12029=TRUE,F12029,NA())","v":{"$error":"#N/A"}},{"$f":"IF($V12029=TRUE,G12029,NA())","v":{"$error":"#N/A"}},{"$f":"IF($V12029=TRUE,H12029,NA())","v":{"$error":"#N/A"}},{"$f":"IF($V12029=TRUE,I12029,NA())","v":{"$error":"#N/A"}},{"$f":"IF($V12029=TRUE,J12029,NA())","v":{"$error":"#N/A"}},{"$f":"IF($V12029=TRUE,K12029,NA())","v":{"$error":"#N/A"}},{"$f":"IF($V12029=TRUE,L12029,NA())","v":{"$error":"#N/A"}},{"$f":"IF($V12029=TRUE,M12029,NA())","v":{"$error":"#N/A"}},{"$f":"IF($V12029=TRUE,N12029,NA())","v":{"$error":"#N/A"}}]
[null,{"$f":"IF(DataInput!B12048=$B$8,IF($B$9=$B$10,TRUE,IF(DataInput!E12048=$B$9,TRUE,FALSE)))","v":false},null,null,{"$f":"IF(B12049=TRUE,DataInput!B12048,NA())","v":{"$error":"#N/A"}},{"$f":"IF($E12049=DataInput!$B12048,DataInput!C12048,NA())","v":{"$error":"#N/A"}},{"$f":"IF($E12049=DataInput!$B12048,DataInput!D12048,NA())","v":{"$error":"#N/A"}},{"$f":"IF($E12049=DataInput!$B12048,DataInput!E12048,NA())","v":{"$error":"#N/A"}},{"$f":"IF($E12049=DataInput!$B12048,DataInput!F12048,NA())","v":{"$error":"#N/A"}},{"$f":"IF($E12049=DataInput!$B12048,DataInput!G12048,NA())","v":{"$error":"#N/A"}},{"$f":"IF($E12049=DataInput!$B12048,DataInput!H12048,NA())","v":{"$error":"#N/A"}},{"$f":"IF($E12049=DataInput!$B12048,DataInput!I12048,NA())","v":{"$error":"#N/A"}},{"$f":"IF($E12049=DataInput!$B12048,DataInput!J12048,NA())","v":{"$error":"#N/A"}},{"$f":"IF($E12049=DataInput!$B12048,DataInput!K12048,NA())","v":{"$error":"#N/A"}},null,null,"  ",null,null,null,null,false,null,null,{"$error":"#N/A"},{"$error":"#N/A"},{"$error":"#N/A"},{"$error":"#N/A"},{"$error":"#N/A"},{"$error":"#N/A"},{"$error":"#N/A"},{"$error":"#N/A"},{"$error":"#N/A"},{"$error":"#N/A"}]
[null,{"$f":"IF(DataInput!B12095=$B$8,IF($B$9=$B$10,TRUE,IF(DataInput!E12095=$B$9,TRUE,FALSE)))","v":false},null,null,{"$f":"IF(B12096=TRUE,DataInput!B12095,NA())","v":{"$error":"#N/A"}},{"$f":"IF($E12096=DataInput!$B12095,DataInput!C12095,NA())","v":{"$error":"#N/A"}},{"$f":"IF($E12096=DataInput!$B12095,DataInput!D12095,NA())","v":{"$error":"#N/A"}},{"$f":"IF($E12096=DataInput!$B12095,DataInput!E12095,NA())","v":{"$error":"#N/A"}},{"$f":"IF($E12096=DataInput!$B12095,DataInput!F12095,NA())","v":{"$error":"#N/A"}},{"$f":"IF($E12096=DataInput!$B12095,DataInput!G12095,NA())","v":{"$error":"#N/A"}},{"$f":"IF($E12096=DataInput!$B12095,DataInput!H12095,NA())","v":{"$error":"#N/A"}},{"$f":"IF($E12096=DataInput!$B12095,DataInput!I12095,NA())","v":{"$error":"#N/A"}},{"$f":"IF($E12096=DataInput!$B12095,DataInput!J12095,NA())","v":{"$error":"#N/A"}},{"$f":"IF($E12096=DataInput!$B12095,DataInput!K12095,NA())","v":{"$error":"#N/A"}},null,null,"  ",null,null,null,null,false,null,null,{"$error":"#N/A"},{"$error":"#N/A"},{"$error":"#N/A"},{"$error":"#N/A"},{"$error":"#N/A"},{"$error":"#N/A"},{"$error":"#N/A"},{"$error":"#N/A"},{"$error":"#N/A"},{"$error":"#N/A"}]
[null,{"$f":"IF(DataInput!B12126=$B$8,IF($B$9=$B$10,TRUE,IF(DataInput!E12126=$B$9,TRUE,FALSE)))","v":false},null,null,{"$f":"IF(B12127=TRUE,DataInput!B12126,NA())","v":{"$error":"#N/A"}},{"$f":"IF($E12127=DataInput!$B12126,DataInput!C12126,NA())","v":{"$error":"#N/A"}},{"$f":"IF($E12127=DataInput!$B12126,DataInput!D12126,NA())","v":{"$error":"#N/A"}},{"$f":"IF($E12127=DataInput!$B12126,DataInput!E12126,NA())","v":{"$error":"#N/A"}},{"$f":"IF($E12127=DataInput!$B12126,DataInput!F12126,NA())","v":{"$error":"#N/A"}},{"$f":"IF($E12127=DataInput!$B12126,DataInput!G12126,NA())","v":{"$error":"#N/A"}},{"$f":"IF($E12127=DataInput!$B12126,DataInput!H12126,NA())","v":{"$error":"#N/A"}},{"$f":"IF($E12127=DataInput!$B12126,DataInput!I12126,NA())","v":{"$error":"#N/A"}},{"$f":"IF($E12127=DataInput!$B12126,DataInput!J12126,NA())","v":{"$error":"#N/A"}},{"$f":"IF($E12127=DataInput!$B12126,DataInput!K12126,NA())","v":{"$error":"#N/A"}},null,null,"  ",null,null,null,null,false,null,null,{"$error":"#N/A"},{"$error":"#N/A"},{"$error":"#N/A"},{"$error":"#N/A"},{"$error":"#N/A"},{"$error":"#N/A"},{"$error":"#N/A"},{"$error":"#N/A"},{"$error":"#N/A"},{"$error":"#N/A"}]
[null,{"$f":"IF(DataInput!B12151=$B$8,IF($B$9=$B$10,TRUE,IF(DataInput!E12151=$B$9,TRUE,FALSE)))","v":false},null,null,{"$f":"IF(B12152=TRUE,DataInput!B12151,NA())","v":{"$error":"#N/A"}},{"$f":"IF($E12152=DataInput!$B12151,DataInput!C12151,NA())","v":{"$error":"#N/A"}},{"$f":"IF($E12152=DataInput!$B12151,DataInput!D12151,NA())","v":{"$error":"#N/A"}},{"$f":"IF($E12152=DataInput!$B12151,DataInput!E12151,NA())","v":{"$error":"#N/A"}},{"$f":"IF($E12152=DataInput!$B12151,DataInput!F12151,NA())","v":{"$error":"#N/A"}},{"$f":"IF($E12152=DataInput!$B12151,DataInput!G12151,NA())","v":{"$error":"#N/A"}},{"$f":"IF($E12152=DataInput!$B12151,DataInput!H12151,NA())","v":{"$error":"#N/A"}},{"$f":"IF($E12152=DataInput!$B12151,DataInput!I12151,NA())","v":{"$error":"#N/A"}},{"$f":"IF($E12152=DataInput!$B12151,DataInput!J12151,NA())","v":{"$error":"#N/A"}},{"$f":"IF($E12152=DataInput!$B12151,DataInput!K12151,NA())","v":{"$error":"#N/A"}},null,null,"  ",null,null,null,null,false,null,null,{"$error":"#N/A"},{"$error":"#N/A"},{"$error":"#N/A"},{"$error":"#N/A"},{"$error":"#N/A"},{"$error":"#N/A"},{"$error":"#N/A"},{"$error":"#N/A"},{"$error":"#N/A"},{"$error":"#N/A"}]
[null,{"$f":"IF(DataInput!B12174=$B$8,IF($B$9=$B$10,TRUE,IF(DataInput!E12174=$B$9,TRUE,FALSE)))","v":false},null,null,{"$f":"IF(B12175=TRUE,DataInput!B12174,NA())","v":{"$error":"#N/A"}},{"$f":"IF($E12175=DataInput!$B12174,DataInput!C12174,NA())","v":{"$error":"#N/A"}},{"$f":"IF($E12175=DataInput!$B12174,DataInput!D12174,NA())","v":{"$error":"#N/A"}},{"$f":"IF($E12175=DataInput!$B12174,DataInput!E12174,NA())","v":{"$error":"#N/A"}},{"$f":"IF($E12175=DataInput!$B12174,DataInput!F12174,NA())","v":{"$error":"#N/A"}},{"$f":"IF($E12175=DataInput!$B12174,DataInput!G12174,NA())","v":{"$error":"#N/A"}},{"$f":"IF($E12175=DataInput!$B12174,DataInput!H12174,NA())","v":{"$error":"#N/A"}},{"$f":"IF($E12175=DataInput!$B12174,DataInput!I12174,NA())","v":{"$error":"#N/A"}},{"$f":"IF($E12175=DataInput!$B12174,DataInput!J12174,NA())","v":{"$error":"#N/A"}},{"$f":"IF($E12175=DataInput!$B12174,DataInput!K12174,NA())","v":{"$error":"#N/A"}},null,null,"  ",null,null,null,null,false,null,null,{"$error":"#N/A"},{"$error":"#N/A"},{"$error":"#N/A"},{"$error":"#N/A"},{"$error":"#N/A"},{"$error":"#N/A"},{"$error":"#N/A"},{"$error":"#N/A"},{"$error":"#N/A"},{"$error":"#N/A"}]
[null,{"$f":"IF(DataInput!B12205=$B$8,IF($B$9=$B$10,TRUE,IF(DataInput!E12205=$B$9,TRUE,FALSE)))","v":false},null,null,{"$f":"IF(B12206=TRUE,DataInput!B12205,NA())","v":{"$error":"#N/A"}},{"$f":"IF($E12206=DataInput!$B12205,DataInput!C12205,NA())","v":{"$error":"#N/A"}},{"$f":"IF($E12206=DataInput!$B12205,DataInput!D12205,NA())","v":{"$error":"#N/A"}},{"$f":"IF($E12206=DataInput!$B12205,DataInput!E12205,NA())","v":{"$error":"#N/A"}},{"$f":"IF($E12206=DataInput!$B12205,DataInput!F12205,NA())","v":{"$error":"#N/A"}},{"$f":"IF($E12206=DataInput!$B12205,DataInput!G12205,NA())","v":{"$error":"#N/A"}},{"$f":"IF($E12206=DataInput!$B12205,DataInput!H12205,NA())","v":{"$error":"#N/A"}},{"$f":"IF($E12206=DataInput!$B12205,DataInput!I12205,NA())","v":{"$error":"#N/A"}},{"$f":"IF($E12206=DataInput!$B12205,DataInput!J12205,NA())","v":{"$error":"#N/A"}},{"$f":"IF($E12206=DataInput!$B12205,DataInput!K12205,NA())","v":{"$error":"#N/A"}},null,null,"  ",null,null,null,null,false,null,null,{"$error":"#N/A"},{"$error":"#N/A"},{"$error":"#N/A"},{"$error":"#N/A"},{"$error":"#N/A"},{"$error":"#N/A"},{"$error":"#N/A"},{"$error":"#N/A"},{"$error":"#N/A"},{"$error":"#N/A"}]
[null,{"$f":"IF(DataInput!B12236=$B$8,IF($B$9=$B$10,TRUE,IF(DataInput!E12236=$B$9,TRUE,FALSE)))","v":false},null,null,{"$f":"IF(B12237=TRUE,DataInput!B12236,NA())","v":{"$error":"#N/A"}},{"$f":"IF($E12237=DataInput!$B12236,DataInput!C12236,NA())","v":{"$error":"#N/A"}},{"$f":"IF($E12237=DataInput!$B12236,DataInput!D12236,NA())","v":{"$error":"#N/A"}},{"$f":"IF($E12237=DataInput!$B12236,DataInput!E12236,NA())","v":{"$error":"#N/A"}},{"$f":"IF($E12237=DataInput!$B12236,DataInput!F12236,NA())","v":{"$error":"#N/A"}},{"$f":"IF($E12237=DataInput!$B12236,DataInput!G12236,NA())","v":{"$error":"#N/A"}},{"$f":"IF($E12237=DataInput!$B12236,DataInput!H12236,NA())","v":{"$error":"#N/A"}},{"$f":"IF($E12237=DataInput!$B12236,DataInput!I12236,NA())","v":{"$error":"#N/A"}},{"$f":"IF($E12237=DataInput!$B12236,DataInput!J12236,NA())","v":{"$error":"#N/A"}},{"$f":"IF($E12237=DataInput!$B12236,DataInput!K12236,NA())","v":{"$error":"#N/A"}},null,null,"  ",null,null,null,null,false,null,null,{"$error":"#N/A"},{"$error":"#N/A"},{"$error":"#N/A"},{"$error":"#N/A"},{"$error":"#N/A"},{"$error":"#N/A"},{"$error":"#N/A"},{"$error":"#N/A"},{"$error":"#N/A"},{"$error":"#N/A"}]
[null,{"$f":"IF(DataInput!B12250=$B$8,IF($B$9=$B$10,TRUE,IF(DataInput!E12250=$B$9,TRUE,FALSE)))","v":false},null,null,{"$f":"IF(B12251=TRUE,DataInput!B12250,NA())","v":{"$error":"#N/A"}},{"$f":"IF($E12251=DataInput!$B12250,DataInput!C12250,NA())","v":{"$error":"#N/A"}},{"$f":"IF($E12251=DataInput!$B12250,DataInput!D12250,NA())","v":{"$error":"#N/A"}},{"$f":"IF($E12251=DataInput!$B12250,DataInput!E12250,NA())","v":{"$error":"#N/A"}},{"$f":"IF($E12251=DataInput!$B12250,DataInput!F12250,NA())","v":{"$error":"#N/A"}},{"$f":"IF($E12251=DataInput!$B12250,DataInput!G12250,NA())","v":{"$error":"#N/A"}},{"$f":"IF($E12251=DataInput!$B12250,DataInput!H12250,NA())","v":{"$error":"#N/A"}},{"$f":"IF($E12251=DataInput!$B12250,DataInput!I12250,NA())","v":{"$error":"#N/A"}},{"$f":"IF($E12251=DataInput!$B12250,DataInput!J12250,NA())","v":{"$error":"#N/A"}},{"$f":"IF($E12251=DataInput!$B12250,DataInput!K12250,NA())","v":{"$error":"#N/A"}},null,null,"  ",null,null,null,null,false,null,null,{"$error":"#N/A"},{"$error":"#N/A"},{"$error":"#N/A"},{"$error":"#N/A"},{"$error":"#N/A"},{"$error":"#N/A"},{"$error":"#N/A"},{"$error":"#N/A"},{"$error":"#N/A"},{"$error":"#N/A"}]
[null,{"$f":"IF(DataInput!B12284=$B$8,IF($B$9=$B$10,TRUE,IF(DataInput!E12284=$B$9,TRUE,FALSE)))","v":false},null,null,{"$f":"IF(B12285=TRUE,DataInput!B12284,NA())","v":{"$error":"#N/A"}},{"$f":"IF($E12285=DataInput!$B12284,DataInput!C12284,NA())","v":{"$error":"#N/A"}},{"$f":"IF($E12285=DataInput!$B12284,DataInput!D12284,NA())","v":{"$error":"#N/A"}},{"$f":"IF($E12285=DataInput!$B12284,DataInput!E12284,NA())","v":{"$error":"#N/A"}},{"$f":"IF($E12285=DataInput!$B12284,DataInput!F12284,NA())","v":{"$error":"#N/A"}},{"$f":"IF($E12285=DataInput!$B12284,DataInput!G12284,NA())","v":{"$error":"#N/A"}},{"$f":"IF($E12285=DataInput!$B12284,DataInput!H12284,NA())","v":{"$error":"#N/A"}},{"$f":"IF($E12285=DataInput!$B12284,DataInput!I12284,NA())","v":{"$error":"#N/A"}},{"$f":"IF($E12285=DataInput!$B12284,DataInput!J12284,NA())","v":{"$error":"#N/A"}},{"$f":"IF($E12285=DataInput!$B12284,DataInput!K12284,NA())","v":{"$error":"#N/A"}},null,null,"  ",null,null,null,null,false,null,null,{"$error":"#N/A"},{"$f":"IF($V12285=TRUE,F12285,NA())","v":{"$error":"#N/A"}},{"$f":"IF($V12285=TRUE,G12285,NA())","v":{"$error":"#N/A"}},{"$f":"IF($V12285=TRUE,H12285,NA())","v":{"$error":"#N/A"}},{"$f":"IF($V12285=TRUE,I12285,NA())","v":{"$error":"#N/A"}},{"$f":"IF($V12285=TRUE,J12285,NA())","v":{"$error":"#N/A"}},{"$f":"IF($V12285=TRUE,K12285,NA())","v":{"$error":"#N/A"}},{"$f":"IF($V12285=TRUE,L12285,NA())","v":{"$error":"#N/A"}},{"$f":"IF($V12285=TRUE,M12285,NA())","v":{"$error":"#N/A"}},{"$f":"IF($V12285=TRUE,N12285,NA())","v":{"$error":"#N/A"}}]
[null,{"$f":"IF(DataInput!B12302=$B$8,IF($B$9=$B$10,TRUE,IF(DataInput!E12302=$B$9,TRUE,FALSE)))","v":false},null,null,{"$f":"IF(B12303=TRUE,DataInput!B12302,NA())","v":{"$error":"#N/A"}},{"$f":"IF($E12303=DataInput!$B12302,DataInput!C12302,NA())","v":{"$error":"#N/A"}},{"$f":"IF($E12303=DataInput!$B12302,DataInput!D12302,NA())","v":{"$error":"#N/A"}},{"$f":"IF($E12303=DataInput!$B12302,DataInput!E12302,NA())","v":{"$error":"#N/A"}},{"$f":"IF($E12303=DataInput!$B12302,DataInput!F12302,NA())","v":{"$error":"#N/A"}},{"$f":"IF($E12303=DataInput!$B12302,DataInput!G12302,NA())","v":{"$error":"#N/A"}},{"$f":"IF($E12303=DataInput!$B12302,DataInput!H12302,NA())","v":{"$error":"#N/A"}},{"$f":"IF($E12303=DataInput!$B12302,DataInput!I12302,NA())","v":{"$error":"#N/A"}},{"$f":"IF($E12303=DataInput!$B12302,DataInput!J12302,NA())","v":{"$error":"#N/A"}},{"$f":"IF($E12303=DataInput!$B12302,DataInput!K12302,NA())","v":{"$error":"#N/A"}},null,null,"  ",null,null,null,null,false,null,null,{"$error":"#N/A"},{"$error":"#N/A"},{"$error":"#N/A"},{"$error":"#N/A"},{"$error":"#N/A"},{"$error":"#N/A"},{"$error":"#N/A"},{"$error":"#N/A"},{"$error":"#N/A"},{"$error":"#N/A"}]
[null,{"$f":"IF(DataInput!B12333=$B$8,IF($B$9=$B$10,TRUE,IF(DataInput!E12333=$B$9,TRUE,FALSE)))","v":false},null,null,{"$f":"IF(B12334=TRUE,DataInput!B12333,NA())","v":{"$error":"#N/A"}},{"$f":"IF($E12334=DataInput!$B12333,DataInput!C12333,NA())","v":{"$error":"#N/A"}},{"$f":"IF($E12334=DataInput!$B12333,DataInput!D12333,NA())","v":{"$error":"#N/A"}},{"$f":"IF($E12334=DataInput!$B12333,DataInput!E12333,NA())","v":{"$error":"#N/A"}},{"$f":"IF($E12334=DataInput!$B12333,DataInput!F12333,NA())","v":{"$error":"#N/A"}},{"$f":"IF($E12334=DataInput!$B12333,DataInput!G12333,NA())","v":{"$error":"#N/A"}},{"$f":"IF($E12334=DataInput!$B12333,DataInput!H12333,NA())","v":{"$error":"#N/A"}},{"$f":"IF($E12334=DataInput!$B12333,DataInput!I12333,NA())","v":{"$error":"#N/A"}},{"$f":"IF($E12334=DataInput!$B12333,DataInput!J12333,NA())","v":{"$error":"#N/A"}},{"$f":"IF($E12334=DataInput!$B12333,DataInput!K12333,NA())","v":{"$error":"#N/A"}},null,null,"  ",null,null,null,null,false,null,null,{"$error":"#N/A"},{"$error":"#N/A"},{"$error":"#N/A"},{"$error":"#N/A"},{"$error":"#N/A"},{"$error":"#N/A"},{"$error":"#N/A"},{"$error":"#N/A"},{"$error":"#N/A"},{"$error":"#N/A"}]
[null,{"$f":"IF(DataInput!B12373=$B$8,IF($B$9=$B$10,TRUE,IF(DataInput!E12373=$B$9,TRUE,FALSE)))","v":false},null,null,{"$f":"IF(B12374=TRUE,DataInput!B12373,NA())","v":{"$error":"#N/A"}},{"$f":"IF($E12374=DataInput!$B12373,DataInput!C12373,NA())","v":{"$error":"#N/A"}},{"$f":"IF($E12374=DataInput!$B12373,DataInput!D12373,NA())","v":{"$error":"#N/A"}},{"$f":"IF($E12374=DataInput!$B12373,DataInput!E12373,NA())","v":{"$error":"#N/A"}},{"$f":"IF($E12374=DataInput!$B12373,DataInput!F12373,NA())","v":{"$error":"#N/A"}},{"$f":"IF($E12374=DataInput!$B12373,DataInput!G12373,NA())","v":{"$error":"#N/A"}},{"$f":"IF($E12374=DataInput!$B12373,DataInput!H12373,NA())","v":{"$error":"#N/A"}},{"$f":"IF($E12374=DataInput!$B12373,DataInput!I12373,NA())","v":{"$error":"#N/A"}},{"$f":"IF($E12374=DataInput!$B12373,DataInput!J12373,NA())","v":{"$error":"#N/A"}},{"$f":"IF($E12374=DataInput!$B12373,DataInput!K12373,NA())","v":{"$error":"#N/A"}},null,null,"  ",null,null,null,null,false,null,null,{"$error":"#N/A"},{"$error":"#N/A"},{"$error":"#N/A"},{"$error":"#N/A"},{"$error":"#N/A"},{"$error":"#N/A"},{"$error":"#N/A"},{"$error":"#N/A"},{"$error":"#N/A"},{"$error":"#N/A"}]
[null,{"$f":"IF(DataInput!B12410=$B$8,IF($B$9=$B$10,TRUE,IF(DataInput!E12410=$B$9,TRUE,FALSE)))","v":false},null,null,{"$f":"IF(B12411=TRUE,DataInput!B12410,NA())","v":{"$error":"#N/A"}},{"$f":"IF($E12411=DataInput!$B12410,DataInput!C12410,NA())","v":{"$error":"#N/A"}},{"$f":"IF($E12411=DataInput!$B12410,DataInput!D12410,NA())","v":{"$error":"#N/A"}},{"$f":"IF($E12411=DataInput!$B12410,DataInput!E12410,NA())","v":{"$error":"#N/A"}},{"$f":"IF($E12411=DataInput!$B12410,DataInput!F12410,NA())","v":{"$error":"#N/A"}},{"$f":"IF($E12411=DataInput!$B12410,DataInput!G12410,NA())","v":{"$error":"#N/A"}},{"$f":"IF($E12411=DataInput!$B12410,DataInput!H12410,NA())","v":{"$error":"#N/A"}},{"$f":"IF($E12411=DataInput!$B12410,DataInput!I12410,NA())","v":{"$error":"#N/A"}},{"$f":"IF($E12411=DataInput!$B12410,DataInput!J12410,NA())","v":{"$error":"#N/A"}},{"$f":"IF($E12411=DataInput!$B12410,DataInput!K12410,NA())","v":{"$error":"#N/A"}},null,null,"  ",null,null,null,null,false,null,null,{"$error":"#N/A"},{"$error":"#N/A"},{"$error":"#N/A"},{"$error":"#N/A"},{"$error":"#N/A"},{"$error":"#N/A"},{"$error":"#N/A"},{"$error":"#N/A"},{"$error":"#N/A"},{"$error":"#N/A"}]
[null,{"$f":"IF(DataInput!B12441=$B$8,IF($B$9=$B$10,TRUE,IF(DataInput!E12441=$B$9,TRUE,FALSE)))","v":false},null,null,{"$f":"IF(B12442=TRUE,DataInput!B12441,NA())","v":{"$error":"#N/A"}},{"$f":"IF($E12442=DataInput!$B12441,DataInput!C12441,NA())","v":{"$error":"#N/A"}},{"$f":"IF($E12442=DataInput!$B12441,DataInput!D12441,NA())","v":{"$error":"#N/A"}},{"$f":"IF($E12442=DataInput!$B12441,DataInput!E12441,NA())","v":{"$error":"#N/A"}},{"$f":"IF($E12442=DataInput!$B12441,DataInput!F12441,NA())","v":{"$error":"#N/A"}},{"$f":"IF($E12442=DataInput!$B12441,DataInput!G12441,NA())","v":{"$error":"#N/A"}},{"$f":"IF($E12442=DataInput!$B12441,DataInput!H12441,NA())","v":{"$error":"#N/A"}},{"$f":"IF($E12442=DataInput!$B12441,DataInput!I12441,NA())","v":{"$error":"#N/A"}},{"$f":"IF($E12442=DataInput!$B12441,DataInput!J12441,NA())","v":{"$error":"#N/A"}},{"$f":"IF($E12442=DataInput!$B12441,DataInput!K12441,NA())","v":{"$error":"#N/A"}},null,null,"  ",null,null,null,null,false,null,null,{"$error":"#N/A"},{"$error":"#N/A"},{"$error":"#N/A"},{"$error":"#N/A"},{"$error":"#N/A"},{"$error":"#N/A"},{"$error":"#N/A"},{"$error":"#N/A"},{"$error":"#N/A"},{"$error":"#N/A"}]
[null,{"$f":"IF(DataInput!B12459=$B$8,IF($B$9=$B$10,TRUE,IF(DataInput!E12459=$B$9,TRUE,FALSE)))","v":false},null,null,{"$f":"IF(B12460=TRUE,DataInput!B12459,NA())","v":{"$error":"#N/A"}},{"$f":"IF($E12460=DataInput!$B12459,DataInput!C12459,NA())","v":{"$error":"#N/A"}},{"$f":"IF($E12460=DataInput!$B12459,DataInput!D12459,NA())","v":{"$error":"#N/A"}},{"$f":"IF($E12460=DataInput!$B12459,DataInput!E12459,NA())","v":{"$error":"#N/A"}},{"$f":"IF($E12460=DataInput!$B12459,DataInput!F12459,NA())","v":{"$error":"#N/A"}},{"$f":"IF($E12460=DataInput!$B12459,DataInput!G12459,NA())","v":{"$error":"#N/A"}},{"$f":"IF($E12460=DataInput!$B12459,DataInput!H12459,NA())","v":{"$error":"#N/A"}},{"$f":"IF($E12460=DataInput!$B12459,DataInput!I12459,NA())","v":{"$error":"#N/A"}},{"$f":"IF($E12460=DataInput!$B12459,DataInput!J12459,NA())","v":{"$error":"#N/A"}},{"$f":"IF($E12460=DataInput!$B12459,DataInput!K12459,NA())","v":{"$error":"#N/A"}},null,null,"  ",null,null,null,null,false,null,null,{"$error":"#N/A"},{"$error":"#N/A"},{"$error":"#N/A"},{"$error":"#N/A"},{"$error":"#N/A"},{"$error":"#N/A"},{"$error":"#N/A"},{"$error":"#N/A"},{"$error":"#N/A"},{"$error":"#N/A"}]
[null,{"$f":"IF(DataInput!B12472=$B$8,IF($B$9=$B$10,TRUE,IF(DataInput!E12472=$B$9,TRUE,FALSE)))","v":false},null,null,{"$f":"IF(B12473=TRUE,DataInput!B12472,NA())","v":{"$error":"#N/A"}},{"$f":"IF($E12473=DataInput!$B12472,DataInput!C12472,NA())","v":{"$error":"#N/A"}},{"$f":"IF($E12473=DataInput!$B12472,DataInput!D12472,NA())","v":{"$error":"#N/A"}},{"$f":"IF($E12473=DataInput!$B12472,DataInput!E12472,NA())","v":{"$error":"#N/A"}},{"$f":"IF($E12473=DataInput!$B12472,DataInput!F12472,NA())","v":{"$error":"#N/A"}},{"$f":"IF($E12473=DataInput!$B12472,DataInput!G12472,NA())","v":{"$error":"#N/A"}},{"$f":"IF($E12473=DataInput!$B12472,DataInput!H12472,NA())","v":{"$error":"#N/A"}},{"$f":"IF($E12473=DataInput!$B12472,DataInput!I12472,NA())","v":{"$error":"#N/A"}},{"$f":"IF($E12473=DataInput!$B12472,DataInput!J12472,NA())","v":{"$error":"#N/A"}},{"$f":"IF($E12473=DataInput!$B12472,DataInput!K12472,NA())","v":{"$error":"#N/A"}},null,null,"  ",null,null,null,null,false,null,null,{"$error":"#N/A"},{"$error":"#N/A"},{"$error":"#N/A"},{"$error":"#N/A"},{"$error":"#N/A"},{"$error":"#N/A"},{"$error":"#N/A"},{"$error":"#N/A"},{"$error":"#N/A"},{"$error":"#N/A"}]
[null,{"$f":"IF(DataInput!B12520=$B$8,IF($B$9=$B$10,TRUE,IF(DataInput!E12520=$B$9,TRUE,FALSE)))","v":false},null,null,{"$f":"IF(B12521=TRUE,DataInput!B12520,NA())","v":{"$error":"#N/A"}},{"$f":"IF($E12521=DataInput!$B12520,DataInput!C12520,NA())","v":{"$error":"#N/A"}},{"$f":"IF($E12521=DataInput!$B12520,DataInput!D12520,NA())","v":{"$error":"#N/A"}},{"$f":"IF($E12521=DataInput!$B12520,DataInput!E12520,NA())","v":{"$error":"#N/A"}},{"$f":"IF($E12521=DataInput!$B12520,DataInput!F12520,NA())","v":{"$error":"#N/A"}},{"$f":"IF($E12521=DataInput!$B12520,DataInput!G12520,NA())","v":{"$error":"#N/A"}},{"$f":"IF($E12521=DataInput!$B12520,DataInput!H12520,NA())","v":{"$error":"#N/A"}},{"$f":"IF($E12521=DataInput!$B12520,DataInput!I12520,NA())","v":{"$error":"#N/A"}},{"$f":"IF($E12521=DataInput!$B12520,DataInput!J12520,NA())","v":{"$error":"#N/A"}},{"$f":"IF($E12521=DataInput!$B12520,DataInput!K12520,NA())","v":{"$error":"#N/A"}},null,null,"  ",null,null,null,null,false,null,null,{"$error":"#N/A"},{"$error":"#N/A"},{"$error":"#N/A"},{"$error":"#N/A"},{"$error":"#N/A"},{"$error":"#N/A"},{"$error":"#N/A"},{"$error":"#N/A"},{"$error":"#N/A"},{"$error":"#N/A"}]
[null,{"$f":"IF(DataInput!B12538=$B$8,IF($B$9=$B$10,TRUE,IF(DataInput!E12538=$B$9,TRUE,FALSE)))","v":false},null,null,{"$f":"IF(B12539=TRUE,DataInput!B12538,NA())","v":{"$error":"#N/A"}},{"$f":"IF($E12539=DataInput!$B12538,DataInput!C12538,NA())","v":{"$error":"#N/A"}},{"$f":"IF($E12539=DataInput!$B12538,DataInput!D12538,NA())","v":{"$error":"#N/A"}},{"$f":"IF($E12539=DataInput!$B12538,DataInput!E12538,NA())","v":{"$error":"#N/A"}},{"$f":"IF($E12539=DataInput!$B12538,DataInput!F12538,NA())","v":{"$error":"#N/A"}},{"$f":"IF($E12539=DataInput!$B12538,DataInput!G12538,NA())","v":{"$error":"#N/A"}},{"$f":"IF($E12539=DataInput!$B12538,DataInput!H12538,NA())","v":{"$error":"#N/A"}},{"$f":"IF($E12539=DataInput!$B12538,DataInput!I12538,NA())","v":{"$error":"#N/A"}},{"$f":"IF($E12539=DataInput!$B12538,DataInput!J12538,NA())","v":{"$error":"#N/A"}},{"$f":"IF($E12539=DataInput!$B12538,DataInput!K12538,NA())","v":{"$error":"#N/A"}},null,null,"  ",null,null,null,null,false,null,null,{"$error":"#N/A"},{"$error":"#N/A"},{"$error":"#N/A"},{"$error":"#N/A"},{"$error":"#N/A"},{"$error":"#N/A"},{"$error":"#N/A"},{"$error":"#N/A"},{"$error":"#N/A"},{"$error":"#N/A"}]
[null,{"$f":"IF(DataInput!B12569=$B$8,IF($B$9=$B$10,TRUE,IF(DataInput!E12569=$B$9,TRUE,FALSE)))","v":false},null,null,{"$f":"IF(B12570=TRUE,DataInput!B12569,NA())","v":{"$error":"#N/A"}},{"$f":"IF($E12570=DataInput!$B12569,DataInput!C12569,NA())","v":{"$error":"#N/A"}},{"$f":"IF($E12570=DataInput!$B12569,DataInput!D12569,NA())","v":{"$error":"#N/A"}},{"$f":"IF($E12570=DataInput!$B12569,DataInput!E12569,NA())","v":{"$error":"#N/A"}},{"$f":"IF($E12570=DataInput!$B12569,DataInput!F12569,NA())","v":{"$error":"#N/A"}},{"$f":"IF($E12570=DataInput!$B12569,DataInput!G12569,NA())","v":{"$error":"#N/A"}},{"$f":"IF($E12570=DataInput!$B12569,DataInput!H12569,NA())","v":{"$error":"#N/A"}},{"$f":"IF($E12570=DataInput!$B12569,DataInput!I12569,NA())","v":{"$error":"#N/A"}},{"$f":"IF($E12570=DataInput!$B12569,DataInput!J12569,NA())","v":{"$error":"#N/A"}},{"$f":"IF($E12570=DataInput!$B12569,DataInput!K12569,NA())","v":{"$error":"#N/A"}},null,null,"  ",null,null,null,null,false,null,null,{"$error":"#N/A"},{"$error":"#N/A"},{"$error":"#N/A"},{"$error":"#N/A"},{"$error":"#N/A"},{"$error":"#N/A"},{"$error":"#N/A"},{"$error":"#N/A"},{"$error":"#N/A"},{"$error":"#N/A"}]
[null,{"$f":"IF(DataInput!B12595=$B$8,IF($B$9=$B$10,TRUE,IF(DataInput!E12595=$B$9,TRUE,FALSE)))","v":false},null,null,{"$f":"IF(B12596=TRUE,DataInput!B12595,NA())","v":{"$error":"#N/A"}},{"$f":"IF($E12596=DataInput!$B12595,DataInput!C12595,NA())","v":{"$error":"#N/A"}},{"$f":"IF($E12596=DataInput!$B12595,DataInput!D12595,NA())","v":{"$error":"#N/A"}},{"$f":"IF($E12596=DataInput!$B12595,DataInput!E12595,NA())","v":{"$error":"#N/A"}},{"$f":"IF($E12596=DataInput!$B12595,DataInput!F12595,NA())","v":{"$error":"#N/A"}},{"$f":"IF($E12596=DataInput!$B12595,DataInput!G12595,NA())","v":{"$error":"#N/A"}},{"$f":"IF($E12596=DataInput!$B12595,DataInput!H12595,NA())","v":{"$error":"#N/A"}},{"$f":"IF($E12596=DataInput!$B12595,DataInput!I12595,NA())","v":{"$error":"#N/A"}},{"$f":"IF($E12596=DataInput!$B12595,DataInput!J12595,NA())","v":{"$error":"#N/A"}},{"$f":"IF($E12596=DataInput!$B12595,DataInput!K12595,NA())","v":{"$error":"#N/A"}},null,null,"  ",null,null,null,null,false,null,null,{"$error":"#N/A"},{"$error":"#N/A"},{"$error":"#N/A"},{"$error":"#N/A"},{"$error":"#N/A"},{"$error":"#N/A"},{"$error":"#N/A"},{"$error":"#N/A"},{"$error":"#N/A"},{"$error":"#N/A"}]
[null,{"$f":"IF(DataInput!B12617=$B$8,IF($B$9=$B$10,TRUE,IF(DataInput!E12617=$B$9,TRUE,FALSE)))","v":false},null,null,{"$f":"IF(B12618=TRUE,DataInput!B12617,NA())","v":{"$error":"#N/A"}},{"$f":"IF($E12618=DataInput!$B12617,DataInput!C12617,NA())","v":{"$error":"#N/A"}},{"$f":"IF($E12618=DataInput!$B12617,DataInput!D12617,NA())","v":{"$error":"#N/A"}},{"$f":"IF($E12618=DataInput!$B12617,DataInput!E12617,NA())","v":{"$error":"#N/A"}},{"$f":"IF($E12618=DataInput!$B12617,DataInput!F12617,NA())","v":{"$error":"#N/A"}},{"$f":"IF($E12618=DataInput!$B12617,DataInput!G12617,NA())","v":{"$error":"#N/A"}},{"$f":"IF($E12618=DataInput!$B12617,DataInput!H12617,NA())","v":{"$error":"#N/A"}},{"$f":"IF($E12618=DataInput!$B12617,DataInput!I12617,NA())","v":{"$error":"#N/A"}},{"$f":"IF($E12618=DataInput!$B12617,DataInput!J12617,NA())","v":{"$error":"#N/A"}},{"$f":"IF($E12618=DataInput!$B12617,DataInput!K12617,NA())","v":{"$error":"#N/A"}},null,null,"  ",null,null,null,null,false,null,null,{"$error":"#N/A"},{"$error":"#N/A"},{"$error":"#N/A"},{"$error":"#N/A"},{"$error":"#N/A"},{"$error":"#N/A"},{"$error":"#N/A"},{"$error":"#N/A"},{"$error":"#N/A"},{"$error":"#N/A"}]
[null,{"$f":"IF(DataInput!B12648=$B$8,IF($B$9=$B$10,TRUE,IF(DataInput!E12648=$B$9,TRUE,FALSE)))","v":false},null,null,{"$f":"IF(B12649=TRUE,DataInput!B12648,NA())","v":{"$error":"#N/A"}},{"$f":"IF($E12649=DataInput!$B12648,DataInput!C12648,NA())","v":{"$error":"#N/A"}},{"$f":"IF($E12649=DataInput!$B12648,DataInput!D12648,NA())","v":{"$error":"#N/A"}},{"$f":"IF($E12649=DataInput!$B12648,DataInput!E12648,NA())","v":{"$error":"#N/A"}},{"$f":"IF($E12649=DataInput!$B12648,DataInput!F12648,NA())","v":{"$error":"#N/A"}},{"$f":"IF($E12649=DataInput!$B12648,DataInput!G12648,NA())","v":{"$error":"#N/A"}},{"$f":"IF($E12649=DataInput!$B12648,DataInput!H12648,NA())","v":{"$error":"#N/A"}},{"$f":"IF($E12649=DataInput!$B12648,DataInput!I12648,NA())","v":{"$error":"#N/A"}},{"$f":"IF($E12649=DataInput!$B12648,DataInput!J12648,NA())","v":{"$error":"#N/A"}},{"$f":"IF($E12649=DataInput!$B12648,DataInput!K12648,NA())","v":{"$error":"#N/A"}},null,null,"  ",null,null,null,null,false,null,null,{"$error":"#N/A"},{"$error":"#N/A"},{"$error":"#N/A"},{"$error":"#N/A"},{"$error":"#N/A"},{"$error":"#N/A"},{"$error":"#N/A"},{"$error":"#N/A"},{"$error":"#N/A"},{"$error":"#N/A"}]
[null,{"$f":"IF(DataInput!B12695=$B$8,IF($B$9=$B$10,TRUE,IF(DataInput!E12695=$B$9,TRUE,FALSE)))","v":false},null,null,{"$f":"IF(B12696=TRUE,DataInput!B12695,NA())","v":{"$error":"#N/A"}},{"$f":"IF($E12696=DataInput!$B12695,DataInput!C12695,NA())","v":{"$error":"#N/A"}},{"$f":"IF($E12696=DataInput!$B12695,DataInput!D12695,NA())","v":{"$error":"#N/A"}},{"$f":"IF($E12696=DataInput!$B12695,DataInput!E12695,NA())","v":{"$error":"#N/A"}},{"$f":"IF($E12696=DataInput!$B12695,DataInput!F12695,NA())","v":{"$error":"#N/A"}},{"$f":"IF($E12696=DataInput!$B12695,DataInput!G12695,NA())","v":{"$error":"#N/A"}},{"$f":"IF($E12696=DataInput!$B12695,DataInput!H12695,NA())","v":{"$error":"#N/A"}},{"$f":"IF($E12696=DataInput!$B12695,DataInput!I12695,NA())","v":{"$error":"#N/A"}},{"$f":"IF($E12696=DataInput!$B12695,DataInput!J12695,NA())","v":{"$error":"#N/A"}},{"$f":"IF($E12696=DataInput!$B12695,DataInput!K12695,NA())","v":{"$error":"#N/A"}},null,null,"  ",null,null,null,null,false,null,null,{"$error":"#N/A"},{"$error":"#N/A"},{"$error":"#N/A"},{"$error":"#N/A"},{"$error":"#N/A"},{"$error":"#N/A"},{"$error":"#N/A"},{"$error":"#N/A"},{"$error":"#N/A"},{"$error":"#N/A"}]
[null,{"$f":"IF(DataInput!B12722=$B$8,IF($B$9=$B$10,TRUE,IF(DataInput!E12722=$B$9,TRUE,FALSE)))","v":false},null,null,{"$f":"IF(B12723=TRUE,DataInput!B12722,NA())","v":{"$error":"#N/A"}},{"$f":"IF($E12723=DataInput!$B12722,DataInput!C12722,NA())","v":{"$error":"#N/A"}},{"$f":"IF($E12723=DataInput!$B12722,DataInput!D12722,NA())","v":{"$error":"#N/A"}},{"$f":"IF($E12723=DataInput!$B12722,DataInput!E12722,NA())","v":{"$error":"#N/A"}},{"$f":"IF($E12723=DataInput!$B12722,DataInput!F12722,NA())","v":{"$error":"#N/A"}},{"$f":"IF($E12723=DataInput!$B12722,DataInput!G12722,NA())","v":{"$error":"#N/A"}},{"$f":"IF($E12723=DataInput!$B12722,DataInput!H12722,NA())","v":{"$error":"#N/A"}},{"$f":"IF($E12723=DataInput!$B12722,DataInput!I12722,NA())","v":{"$error":"#N/A"}},{"$f":"IF($E12723=DataInput!$B12722,DataInput!J12722,NA())","v":{"$error":"#N/A"}},{"$f":"IF($E12723=DataInput!$B12722,DataInput!K12722,NA())","v":{"$error":"#N/A"}},null,null,"  ",null,null,null,null,false,null,null,{"$error":"#N/A"},{"$error":"#N/A"},{"$error":"#N/A"},{"$error":"#N/A"},{"$error":"#N/A"},{"$error":"#N/A"},{"$error":"#N/A"},{"$error":"#N/A"},{"$error":"#N/A"},{"$error":"#N/A"}]
[null,{"$f":"IF(DataInput!B12756=$B$8,IF($B$9=$B$10,TRUE,IF(DataInput!E12756=$B$9,TRUE,FALSE)))","v":false},null,null,{"$f":"IF(B12757=TRUE,DataInput!B12756,NA())","v":{"$error":"#N/A"}},{"$f":"IF($E12757=DataInput!$B12756,DataInput!C12756,NA())","v":{"$error":"#N/A"}},{"$f":"IF($E12757=DataInput!$B12756,DataInput!D12756,NA())","v":{"$error":"#N/A"}},{"$f":"IF($E12757=DataInput!$B12756,DataInput!E12756,NA())","v":{"$error":"#N/A"}},{"$f":"IF($E12757=DataInput!$B12756,DataInput!F12756,NA())","v":{"$error":"#N/A"}},{"$f":"IF($E12757=DataInput!$B12756,DataInput!G12756,NA())","v":{"$error":"#N/A"}},{"$f":"IF($E12757=DataInput!$B12756,DataInput!H12756,NA())","v":{"$error":"#N/A"}},{"$f":"IF($E12757=DataInput!$B12756,DataInput!I12756,NA())","v":{"$error":"#N/A"}},{"$f":"IF($E12757=DataInput!$B12756,DataInput!J12756,NA())","v":{"$error":"#N/A"}},{"$f":"IF($E12757=DataInput!$B12756,DataInput!K12756,NA())","v":{"$error":"#N/A"}},null,null,"  ",null,null,null,null,false,null,null,{"$error":"#N/A"},{"$error":"#N/A"},{"$error":"#N/A"},{"$error":"#N/A"},{"$error":"#N/A"},{"$error":"#N/A"},{"$error":"#N/A"},{"$error":"#N/A"},{"$error":"#N/A"},{"$error":"#N/A"}]
[null,{"$f":"IF(DataInput!B12774=$B$8,IF($B$9=$B$10,TRUE,IF(DataInput!E12774=$B$9,TRUE,FALSE)))","v":false},null,null,{"$f":"IF(B12775=TRUE,DataInput!B12774,NA())","v":{"$error":"#N/A"}},{"$f":"IF($E12775=DataInput!$B12774,DataInput!C12774,NA())","v":{"$error":"#N/A"}},{"$f":"IF($E12775=DataInput!$B12774,DataInput!D12774,NA())","v":{"$error":"#N/A"}},{"$f":"IF($E12775=DataInput!$B12774,DataInput!E12774,NA())","v":{"$error":"#N/A"}},{"$f":"IF($E12775=DataInput!$B12774,DataInput!F12774,NA())","v":{"$error":"#N/A"}},{"$f":"IF($E12775=DataInput!$B12774,DataInput!G12774,NA())","v":{"$error":"#N/A"}},{"$f":"IF($E12775=DataInput!$B12774,DataInput!H12774,NA())","v":{"$error":"#N/A"}},{"$f":"IF($E12775=DataInput!$B12774,DataInput!I12774,NA())","v":{"$error":"#N/A"}},{"$f":"IF($E12775=DataInput!$B12774,DataInput!J12774,NA())","v":{"$error":"#N/A"}},{"$f":"IF($E12775=DataInput!$B12774,DataInput!K12774,NA())","v":{"$error":"#N/A"}},null,null,"  ",null,null,null,null,false,null,null,{"$error":"#N/A"},{"$error":"#N/A"},{"$error":"#N/A"},{"$error":"#N/A"},{"$error":"#N/A"},{"$error":"#N/A"},{"$error":"#N/A"},{"$error":"#N/A"},{"$error":"#N/A"},{"$error":"#N/A"}]
[null,{"$f":"IF(DataInput!B12805=$B$8,IF($B$9=$B$10,TRUE,IF(DataInput!E12805=$B$9,TRUE,FALSE)))","v":false},null,null,{"$f":"IF(B12806=TRUE,DataInput!B12805,NA())","v":{"$error":"#N/A"}},{"$f":"IF($E12806=DataInput!$B12805,DataInput!C12805,NA())","v":{"$error":"#N/A"}},{"$f":"IF($E12806=DataInput!$B12805,DataInput!D12805,NA())","v":{"$error":"#N/A"}},{"$f":"IF($E12806=DataInput!$B12805,DataInput!E12805,NA())","v":{"$error":"#N/A"}},{"$f":"IF($E12806=DataInput!$B12805,DataInput!F12805,NA())","v":{"$error":"#N/A"}},{"$f":"IF($E12806=DataInput!$B12805,DataInput!G12805,NA())","v":{"$error":"#N/A"}},{"$f":"IF($E12806=DataInput!$B12805,DataInput!H12805,NA())","v":{"$error":"#N/A"}},{"$f":"IF($E12806=DataInput!$B12805,DataInput!I12805,NA())","v":{"$error":"#N/A"}},{"$f":"IF($E12806=DataInput!$B12805,DataInput!J12805,NA())","v":{"$error":"#N/A"}},{"$f":"IF($E12806=DataInput!$B12805,DataInput!K12805,NA())","v":{"$error":"#N/A"}},null,null,"  ",null,null,null,null,false,null,null,{"$error":"#N/A"},{"$error":"#N/A"},{"$error":"#N/A"},{"$error":"#N/A"},{"$error":"#N/A"},{"$error":"#N/A"},{"$error":"#N/A"},{"$error":"#N/A"},{"$error":"#N/A"},{"$error":"#N/A"}]
[null,{"$f":"IF(DataInput!B12817=$B$8,IF($B$9=$B$10,TRUE,IF(DataInput!E12817=$B$9,TRUE,FALSE)))","v":false},null,null,{"$f":"IF(B12818=TRUE,DataInput!B12817,NA())","v":{"$error":"#N/A"}},{"$f":"IF($E12818=DataInput!$B12817,DataInput!C12817,NA())","v":{"$error":"#N/A"}},{"$f":"IF($E12818=DataInput!$B12817,DataInput!D12817,NA())","v":{"$error":"#N/A"}},{"$f":"IF($E12818=DataInput!$B12817,DataInput!E12817,NA())","v":{"$error":"#N/A"}},{"$f":"IF($E12818=DataInput!$B12817,DataInput!F12817,NA())","v":{"$error":"#N/A"}},{"$f":"IF($E12818=DataInput!$B12817,DataInput!G12817,NA())","v":{"$error":"#N/A"}},{"$f":"IF($E12818=DataInput!$B12817,DataInput!H12817,NA())","v":{"$error":"#N/A"}},{"$f":"IF($E12818=DataInput!$B12817,DataInput!I12817,NA())","v":{"$error":"#N/A"}},{"$f":"IF($E12818=DataInput!$B12817,DataInput!J12817,NA())","v":{"$error":"#N/A"}},{"$f":"IF($E12818=DataInput!$B12817,DataInput!K12817,NA())","v":{"$error":"#N/A"}},null,null,"  ",null,null,null,null,false,null,null,{"$error":"#N/A"},{"$error":"#N/A"},{"$error":"#N/A"},{"$error":"#N/A"},{"$error":"#N/A"},{"$error":"#N/A"},{"$error":"#N/A"},{"$error":"#N/A"},{"$error":"#N/A"},{"$error":"#N/A"}]
[null,{"$f":"IF(DataInput!B12853=$B$8,IF($B$9=$B$10,TRUE,IF(DataInput!E12853=$B$9,TRUE,FALSE)))","v":false},null,null,{"$f":"IF(B12854=TRUE,DataInput!B12853,NA())","v":{"$error":"#N/A"}},{"$f":"IF($E12854=DataInput!$B12853,DataInput!C12853,NA())","v":{"$error":"#N/A"}},{"$f":"IF($E12854=DataInput!$B12853,DataInput!D12853,NA())","v":{"$error":"#N/A"}},{"$f":"IF($E12854=DataInput!$B12853,DataInput!E12853,NA())","v":{"$error":"#N/A"}},{"$f":"IF($E12854=DataInput!$B12853,DataInput!F12853,NA())","v":{"$error":"#N/A"}},{"$f":"IF($E12854=DataInput!$B12853,DataInput!G12853,NA())","v":{"$error":"#N/A"}},{"$f":"IF($E12854=DataInput!$B12853,DataInput!H12853,NA())","v":{"$error":"#N/A"}},{"$f":"IF($E12854=DataInput!$B12853,DataInput!I12853,NA())","v":{"$error":"#N/A"}},{"$f":"IF($E12854=DataInput!$B12853,DataInput!J12853,NA())","v":{"$error":"#N/A"}},{"$f":"IF($E12854=DataInput!$B12853,DataInput!K12853,NA())","v":{"$error":"#N/A"}},null,null,"  ",null,null,null,null,false,null,null,{"$error":"#N/A"},{"$error":"#N/A"},{"$error":"#N/A"},{"$error":"#N/A"},{"$error":"#N/A"},{"$error":"#N/A"},{"$error":"#N/A"},{"$error":"#N/A"},{"$error":"#N/A"},{"$error":"#N/A"}]
[null,{"$f":"IF(DataInput!B12884=$B$8,IF($B$9=$B$10,TRUE,IF(DataInput!E12884=$B$9,TRUE,FALSE)))","v":false},null,null,{"$f":"IF(B12885=TRUE,DataInput!B12884,NA())","v":{"$error":"#N/A"}},{"$f":"IF($E12885=DataInput!$B12884,DataInput!C12884,NA())","v":{"$error":"#N/A"}},{"$f":"IF($E12885=DataInput!$B12884,DataInput!D12884,NA())","v":{"$error":"#N/A"}},{"$f":"IF($E12885=DataInput!$B12884,DataInput!E12884,NA())","v":{"$error":"#N/A"}},{"$f":"IF($E12885=DataInput!$B12884,DataInput!F12884,NA())","v":{"$error":"#N/A"}},{"$f":"IF($E12885=DataInput!$B12884,DataInput!G12884,NA())","v":{"$error":"#N/A"}},{"$f":"IF($E12885=DataInput!$B12884,DataInput!H12884,NA())","v":{"$error":"#N/A"}},{"$f":"IF($E12885=DataInput!$B12884,DataInput!I12884,NA())","v":{"$error":"#N/A"}},{"$f":"IF($E12885=DataInput!$B12884,DataInput!J12884,NA())","v":{"$error":"#N/A"}},{"$f":"IF($E12885=DataInput!$B12884,DataInput!K12884,NA())","v":{"$error":"#N/A"}},null,null,"  ",null,null,null,null,false,null,null,{"$error":"#N/A"},{"$error":"#N/A"},{"$error":"#N/A"},{"$error":"#N/A"},{"$error":"#N/A"},{"$error":"#N/A"},{"$error":"#N/A"},{"$error":"#N/A"},{"$error":"#N/A"},{"$error":"#N/A"}]
[null,null,null,null,null,null,null,null,null,null,null,null,null,null,null,null," ",null,null,null,null,false,null,null,{"$error":"#N/A"},{"$error":"#N/A"},{"$error":"#N/A"},{"$error":"#N/A"},{"$error":"#N/A"},{"$error":"#N/A"},{"$error":"#N/A"},{"$error":"#N/A"},{"$error":"#N/A"},{"$error":"#N/A"}]
[null,null,null,null,null,null,null,null,null,null,null,null,null,null,null,null," ",null,null,null,null,false,null,null,{"$error":"#N/A"},{"$error":"#N/A"},{"$error":"#N/A"},{"$error":"#N/A"},{"$error":"#N/A"},{"$error":"#N/A"},{"$error":"#N/A"},{"$error":"#N/A"},{"$error":"#N/A"},{"$error":"#N/A"}]
[null,null,null,null,null,null,null,null,null,null,null,null,null,null,null,null," ",null,null,null,null,false,null,null,{"$error":"#N/A"},{"$error":"#N/A"},{"$error":"#N/A"},{"$error":"#N/A"},{"$error":"#N/A"},{"$error":"#N/A"},{"$error":"#N/A"},{"$error":"#N/A"},{"$error":"#N/A"},{"$error":"#N/A"}]
[null,null,null,null,null,null,null,null,null,null,null,null,null,null,null,null," ",null,null,null,null,false,null,null,{"$error":"#N/A"},{"$error":"#N/A"},{"$error":"#N/A"},{"$error":"#N/A"},{"$error":"#N/A"},{"$error":"#N/A"},{"$error":"#N/A"},{"$error":"#N/A"},{"$error":"#N/A"},{"$error":"#N/A"}]
[null,null,null,null,null,null,null,null,null,null,null,null,null,null,null,null," ",null,null,null,null,false,null,null,{"$error":"#N/A"},{"$error":"#N/A"},{"$error":"#N/A"},{"$error":"#N/A"},{"$error":"#N/A"},{"$error":"#N/A"},{"$error":"#N/A"},{"$error":"#N/A"},{"$error":"#N/A"},{"$error":"#N/A"}]
[null,null,null,null,null,null,null,null,null,null,null,null,null,null,null,null," ",null,null,null,null,false,null,null,{"$error":"#N/A"},{"$error":"#N/A"},{"$error":"#N/A"},{"$error":"#N/A"},{"$error":"#N/A"},{"$error":"#N/A"},{"$error":"#N/A"},{"$error":"#N/A"},{"$error":"#N/A"},{"$error":"#N/A"}]
[null,null,null,null,null,null,null,null,null,null,null,null,null,null,null,null," ",null,null,null,null,false,null,null,{"$error":"#N/A"},{"$error":"#N/A"},{"$error":"#N/A"},{"$error":"#N/A"},{"$error":"#N/A"},{"$error":"#N/A"},{"$error":"#N/A"},{"$error":"#N/A"},{"$error":"#N/A"},{"$error":"#N/A"}]
[null,null,null,null,null,null,null,null,null,null,null,null,null,null,null,null," ",null,null,null,null,false,null,null,{"$error":"#N/A"},{"$error":"#N/A"},{"$error":"#N/A"},{"$error":"#N/A"},{"$error":"#N/A"},{"$error":"#N/A"},{"$error":"#N/A"},{"$error":"#N/A"},{"$error":"#N/A"},{"$error":"#N/A"}]
[null,null,null,null,null,null,null,null,null,null,null,null,null,null,null,null," ",null,null,null,null,false,null,null,{"$error":"#N/A"},{"$error":"#N/A"},{"$error":"#N/A"},{"$error":"#N/A"},{"$error":"#N/A"},{"$error":"#N/A"},{"$error":"#N/A"},{"$error":"#N/A"},{"$error":"#N/A"},{"$error":"#N/A"}]
[null,null,null,null,null,null,null,null,null,null,null,null,null,null,null,null," ",null,null,null,null,false,null,null,{"$error":"#N/A"},{"$error":"#N/A"},{"$error":"#N/A"},{"$error":"#N/A"},{"$error":"#N/A"},{"$error":"#N/A"},{"$error":"#N/A"},{"$error":"#N/A"},{"$error":"#N/A"},{"$error":"#N/A"}]
[null,null,null,null,null,null,null,null,null,null,null,null,null,null,null,null," ",null,null,null,null,false,null,null,{"$error":"#N/A"},{"$error":"#N/A"},{"$error":"#N/A"},{"$error":"#N/A"},{"$error":"#N/A"},{"$error":"#N/A"},{"$error":"#N/A"},{"$error":"#N/A"},{"$error":"#N/A"},{"$error":"#N/A"}]
[null,null,null,null,null,null,null,null,null,null,null,null,null,null,null,null," ",null,null,null,null,false,null,null,{"$error":"#N/A"},{"$error":"#N/A"},{"$error":"#N/A"},{"$error":"#N/A"},{"$error":"#N/A"},{"$error":"#N/A"},{"$error":"#N/A"},{"$error":"#N/A"},{"$error":"#N/A"},{"$error":"#N/A"}]
[null,null,null,null,null,null,null,null,null,null,null,null,null,null,null,null," ",null,null,null,null,false,null,null,{"$error":"#N/A"},{"$error":"#N/A"},{"$error":"#N/A"},{"$error":"#N/A"},{"$error":"#N/A"},{"$error":"#N/A"},{"$error":"#N/A"},{"$error":"#N/A"},{"$error":"#N/A"},{"$error":"#N/A"}]
[null,null,null,null,null,null,null,null,null,null,null,null,null,null,null,null," ",null,null,null,null,false,null,null,{"$error":"#N/A"},{"$error":"#N/A"},{"$error":"#N/A"},{"$error":"#N/A"},{"$error":"#N/A"},{"$error":"#N/A"},{"$error":"#N/A"},{"$error":"#N/A"},{"$error":"#N/A"},{"$error":"#N/A"}]
[null,null,null,null,null,null,null,null,null,null,null,null,null,null,null,null," ",null,null,null,null,false,null,null,{"$error":"#N/A"},{"$error":"#N/A"},{"$error":"#N/A"},{"$error":"#N/A"},{"$error":"#N/A"},{"$error":"#N/A"},{"$error":"#N/A"},{"$error":"#N/A"},{"$error":"#N/A"},{"$error":"#N/A"}]
[null,null,null,null,null,null,null,null,null,null,null,null,null,null,null,null," ",null,null,null,null,false,null,null,{"$error":"#N/A"},{"$error":"#N/A"},{"$error":"#N/A"},{"$error":"#N/A"},{"$error":"#N/A"},{"$error":"#N/A"},{"$error":"#N/A"},{"$error":"#N/A"},{"$error":"#N/A"},{"$error":"#N/A"}]
[null,null,null,null,null,null,null,null,null,null,null,null,null,null,null,null," ",null,null,null,null,false,null,null,{"$error":"#N/A"},{"$error":"#N/A"},{"$error":"#N/A"},{"$error":"#N/A"},{"$error":"#N/A"},{"$error":"#N/A"},{"$error":"#N/A"},{"$error":"#N/A"},{"$error":"#N/A"},{"$error":"#N/A"}]
[null,null,null,null,null,null,null,null,null,null,null,null,null,null,null,null," ",null,null,null,null,false,null,null,{"$error":"#N/A"},{"$error":"#N/A"},{"$error":"#N/A"},{"$error":"#N/A"},{"$error":"#N/A"},{"$error":"#N/A"},{"$error":"#N/A"},{"$error":"#N/A"},{"$error":"#N/A"},{"$error":"#N/A"}]
[null,null,null,null,null,null,null,null,null,null,null,null,null,null,null,null," ",null,null,null,null,false,null,null,{"$error":"#N/A"},{"$error":"#N/A"},{"$error":"#N/A"},{"$error":"#N/A"},{"$error":"#N/A"},{"$error":"#N/A"},{"$error":"#N/A"},{"$error":"#N/A"},{"$error":"#N/A"},{"$error":"#N/A"}]
[null,null,null,null,null,null,null,null,null,null,null,null,null,null,null,null," ",null,null,null,null,false,null,null,{"$error":"#N/A"},{"$error":"#N/A"},{"$error":"#N/A"},{"$error":"#N/A"},{"$error":"#N/A"},{"$error":"#N/A"},{"$error":"#N/A"},{"$error":"#N/A"},{"$error":"#N/A"},{"$error":"#N/A"}]
[null,null,null,null,null,null,null,null,null,null,null,null,null,null,null,null," ",null,null,null,null,false,null,null,{"$error":"#N/A"},{"$error":"#N/A"},{"$error":"#N/A"},{"$error":"#N/A"},{"$error":"#N/A"},{"$error":"#N/A"},{"$error":"#N/A"},{"$error":"#N/A"},{"$error":"#N/A"},{"$error":"#N/A"}]
[null,null,null,null,null,null,null,null,null,null,null,null,null,null,null,null,{"$f":"IF(OR(ISERROR(E13516),ISERROR(G13516)),\"  \",E13516&\" \"&G13516)","v":" "},null,null,null,null,{"$f":"IF(ISERROR(G13516),FALSE,IF($V$9=G13516,TRUE,FALSE))","v":false},null,null,{"$error":"#N/A"},{"$error":"#N/A"},{"$error":"#N/A"},{"$error":"#N/A"},{"$error":"#N/A"},{"$error":"#N/A"},{"$error":"#N/A"},{"$error":"#N/A"},{"$error":"#N/A"},{"$error":"#N/A"}]
[null,null,null,null,null,null,null,null,null,null,null,null,null,null,null,null," ",null,null,null,null,false,null,null,{"$error":"#N/A"},{"$error":"#N/A"},{"$error":"#N/A"},{"$error":"#N/A"},{"$error":"#N/A"},{"$error":"#N/A"},{"$error":"#N/A"},{"$error":"#N/A"},{"$error":"#N/A"},{"$error":"#N/A"}]
[null,null,null,null,null,null,null,null,null,null,null,null,null,null,null,null," ",null,null,null,null,false,null,null,{"$error":"#N/A"},{"$error":"#N/A"},{"$error":"#N/A"},{"$error":"#N/A"},{"$error":"#N/A"},{"$error":"#N/A"},{"$error":"#N/A"},{"$error":"#N/A"},{"$error":"#N/A"},{"$error":"#N/A"}]
[null,null,null,null,null,null,null,null,null,null,null,null,null,null,null,null," ",null,null,null,null,false,null,null,{"$error":"#N/A"},{"$error":"#N/A"},{"$error":"#N/A"},{"$error":"#N/A"},{"$error":"#N/A"},{"$error":"#N/A"},{"$error":"#N/A"},{"$error":"#N/A"},{"$error":"#N/A"},{"$error":"#N/A"}]
[null,null,null,null,null,null,null,null,null,null,null,null,null,null,null,null," ",null,null,null,null,false,null,null,{"$error":"#N/A"},{"$error":"#N/A"},{"$error":"#N/A"},{"$error":"#N/A"},{"$error":"#N/A"},{"$error":"#N/A"},{"$error":"#N/A"},{"$error":"#N/A"},{"$error":"#N/A"},{"$error":"#N/A"}]
[null,null,null,null,null,null,null,null,null,null,null,null,null,null,null,null," ",null,null,null,null,false,null,null,{"$error":"#N/A"},{"$error":"#N/A"},{"$error":"#N/A"},{"$error":"#N/A"},{"$error":"#N/A"},{"$error":"#N/A"},{"$error":"#N/A"},{"$error":"#N/A"},{"$error":"#N/A"},{"$error":"#N/A"}]
[null,null,null,null,null,null,null,null,null,null,null,null,null,null,null,null," ",null,null,null,null,false,null,null,{"$error":"#N/A"},{"$error":"#N/A"},{"$error":"#N/A"},{"$error":"#N/A"},{"$error":"#N/A"},{"$error":"#N/A"},{"$error":"#N/A"},{"$error":"#N/A"},{"$error":"#N/A"},{"$error":"#N/A"}]
[null,null,null,null,null,null,null,null,null,null,null,null,null,null,null,null," ",null,null,null,null,false,null,null,{"$error":"#N/A"},{"$error":"#N/A"},{"$error":"#N/A"},{"$error":"#N/A"},{"$error":"#N/A"},{"$error":"#N/A"},{"$error":"#N/A"},{"$error":"#N/A"},{"$error":"#N/A"},{"$error":"#N/A"}]
[null,null,null,null,null,null,null,null,null,null,null,null,null,null,null,null," ",null,null,null,null,false,null,null,{"$error":"#N/A"},{"$error":"#N/A"},{"$error":"#N/A"},{"$error":"#N/A"},{"$error":"#N/A"},{"$error":"#N/A"},{"$error":"#N/A"},{"$error":"#N/A"},{"$error":"#N/A"},{"$error":"#N/A"}]
[null,null,null,null,null,null,null,null,null,null,null,null,null,null,null,null," ",null,null,null,null,false,null,null,{"$error":"#N/A"},{"$error":"#N/A"},{"$error":"#N/A"},{"$error":"#N/A"},{"$error":"#N/A"},{"$error":"#N/A"},{"$error":"#N/A"},{"$error":"#N/A"},{"$error":"#N/A"},{"$error":"#N/A"}]
[null,null,null,null,null,null,null,null,null,null,null,null,null,null,null,null," ",null,null,null,null,false,null,null,{"$error":"#N/A"},{"$error":"#N/A"},{"$error":"#N/A"},{"$error":"#N/A"},{"$error":"#N/A"},{"$error":"#N/A"},{"$error":"#N/A"},{"$error":"#N/A"},{"$error":"#N/A"},{"$error":"#N/A"}]
[null,null,null,null,null,null,null,null,null,null,null,null,null,null,null,null," ",null,null,null,null,false,null,null,{"$error":"#N/A"},{"$error":"#N/A"},{"$error":"#N/A"},{"$error":"#N/A"},{"$error":"#N/A"},{"$error":"#N/A"},{"$error":"#N/A"},{"$error":"#N/A"},{"$error":"#N/A"},{"$error":"#N/A"}]
[null,null,null,null,null,null,null,null,null,null,null,null,null,null,null,null," ",null,null,null,null,false,null,null,{"$error":"#N/A"},{"$error":"#N/A"},{"$error":"#N/A"},{"$error":"#N/A"},{"$error":"#N/A"},{"$error":"#N/A"},{"$error":"#N/A"},{"$error":"#N/A"},{"$error":"#N/A"},{"$error":"#N/A"}]
[null,null,null,null,null,null,null,null,null,null,null,null,null,null,null,null," ",null,null,null,null,false,null,null,{"$error":"#N/A"},{"$error":"#N/A"},{"$error":"#N/A"},{"$error":"#N/A"},{"$error":"#N/A"},{"$error":"#N/A"},{"$error":"#N/A"},{"$error":"#N/A"},{"$error":"#N/A"},{"$error":"#N/A"}]
[null,null,null,null,null,null,null,null,null,null,null,null,null,null,null,null," ",null,null,null,null,false,null,null,{"$error":"#N/A"},{"$error":"#N/A"},{"$error":"#N/A"},{"$error":"#N/A"},{"$error":"#N/A"},{"$error":"#N/A"},{"$error":"#N/A"},{"$error":"#N/A"},{"$error":"#N/A"},{"$error":"#N/A"}]
[null,null,null,null,null,null,null,null,null,null,null,null,null,null,null,null," ",null,null,null,null,false,null,null,{"$error":"#N/A"},{"$error":"#N/A"},{"$error":"#N/A"},{"$error":"#N/A"},{"$error":"#N/A"},{"$error":"#N/A"},{"$error":"#N/A"},{"$error":"#N/A"},{"$error":"#N/A"},{"$error":"#N/A"}]
[null,null,null,null,null,null,null,null,null,null,null,null,null,null,null,null," ",null,null,null,null,false,null,null,{"$error":"#N/A"},{"$error":"#N/A"},{"$error":"#N/A"},{"$error":"#N/A"},{"$error":"#N/A"},{"$error":"#N/A"},{"$error":"#N/A"},{"$error":"#N/A"},{"$error":"#N/A"},{"$error":"#N/A"}]
[null,null,null,null,null,null,null,null,null,null,null,null,null,null,null,null," ",null,null,null,null,false,null,null,{"$error":"#N/A"},{"$error":"#N/A"},{"$error":"#N/A"},{"$error":"#N/A"},{"$error":"#N/A"},{"$error":"#N/A"},{"$error":"#N/A"},{"$error":"#N/A"},{"$error":"#N/A"},{"$error":"#N/A"}]
[null,null,null,null,null,null,null,null,null,null,null,null,null,null,null,null," ",null,null,null,null,false,null,null,{"$error":"#N/A"},{"$error":"#N/A"},{"$error":"#N/A"},{"$error":"#N/A"},{"$error":"#N/A"},{"$error":"#N/A"},{"$error":"#N/A"},{"$error":"#N/A"},{"$error":"#N/A"},{"$error":"#N/A"}]
[null,null,null,null,null,null,null,null,null,null,null,null,null,null,null,null," ",null,null,null,null,false,null,null,{"$error":"#N/A"},{"$error":"#N/A"},{"$error":"#N/A"},{"$error":"#N/A"},{"$error":"#N/A"},{"$error":"#N/A"},{"$error":"#N/A"},{"$error":"#N/A"},{"$error":"#N/A"},{"$error":"#N/A"}]
[null,null,null,null,null,null,null,null,null,null,null,null,null,null,null,null," ",null,null,null,null,false,null,null,{"$error":"#N/A"},{"$error":"#N/A"},{"$error":"#N/A"},{"$error":"#N/A"},{"$error":"#N/A"},{"$error":"#N/A"},{"$error":"#N/A"},{"$error":"#N/A"},{"$error":"#N/A"},{"$error":"#N/A"}]
[null,null,null,null,null,null,null,null,null,null,null,null,null,null,null,null," ",null,null,null,null,false,null,null,{"$error":"#N/A"},{"$error":"#N/A"},{"$error":"#N/A"},{"$error":"#N/A"},{"$error":"#N/A"},{"$error":"#N/A"},{"$error":"#N/A"},{"$error":"#N/A"},{"$error":"#N/A"},{"$error":"#N/A"}]
[null,null,null,null,null,null,null,null,null,null,null,null,null,null,null,null," ",null,null,null,null,false,null,null,{"$error":"#N/A"},{"$error":"#N/A"},{"$error":"#N/A"},{"$error":"#N/A"},{"$error":"#N/A"},{"$error":"#N/A"},{"$error":"#N/A"},{"$error":"#N/A"},{"$error":"#N/A"},{"$error":"#N/A"}]
[null,null,null,null,null,null,null,null,null,null,null,null,null,null,null,null," ",null,null,null,null,false,null,null,{"$error":"#N/A"},{"$error":"#N/A"},{"$error":"#N/A"},{"$error":"#N/A"},{"$error":"#N/A"},{"$error":"#N/A"},{"$error":"#N/A"},{"$error":"#N/A"},{"$error":"#N/A"},{"$error":"#N/A"}]
[null,null,null,null,null,null,null,null,null,null,null,null,null,null,null,null," ",null,null,null,null,false,null,null,{"$error":"#N/A"},{"$error":"#N/A"},{"$error":"#N/A"},{"$error":"#N/A"},{"$error":"#N/A"},{"$error":"#N/A"},{"$error":"#N/A"},{"$error":"#N/A"},{"$error":"#N/A"},{"$error":"#N/A"}]
[null,null,null,null,null,null,null,null,null,null,null,null,null,null,null,null," ",null,null,null,null,false,null,null,{"$error":"#N/A"},{"$error":"#N/A"},{"$error":"#N/A"},{"$error":"#N/A"},{"$error":"#N/A"},{"$error":"#N/A"},{"$error":"#N/A"},{"$error":"#N/A"},{"$error":"#N/A"},{"$error":"#N/A"}]
[null,null,null,null,null,null,null,null,null,null,null,null,null,null,null,null," ",null,null,null,null,false,null,null,{"$error":"#N/A"},{"$error":"#N/A"},{"$error":"#N/A"},{"$error":"#N/A"},{"$error":"#N/A"},{"$error":"#N/A"},{"$error":"#N/A"},{"$error":"#N/A"},{"$error":"#N/A"},{"$error":"#N/A"}]
[null,null,null,null,null,null,null,null,null,null,null,null,null,null,null,null," ",null,null,null,null,false,null,null,{"$error":"#N/A"},{"$error":"#N/A"},{"$error":"#N/A"},{"$error":"#N/A"},{"$error":"#N/A"},{"$error":"#N/A"},{"$error":"#N/A"},{"$error":"#N/A"},{"$error":"#N/A"},{"$error":"#N/A"}]
[null,null,null,null,null,null,null,null,null,null,null,null,null,null,null,null," ",null,null,null,null,false,null,null,{"$error":"#N/A"},{"$f":"IF($V14333=TRUE,F14333,NA())","v":{"$error":"#N/A"}},{"$f":"IF($V14333=TRUE,G14333,NA())","v":{"$error":"#N/A"}},{"$f":"IF($V14333=TRUE,H14333,NA())","v":{"$error":"#N/A"}},{"$f":"IF($V14333=TRUE,I14333,NA())","v":{"$error":"#N/A"}},{"$f":"IF($V14333=TRUE,J14333,NA())","v":{"$error":"#N/A"}},{"$f":"IF($V14333=TRUE,K14333,NA())","v":{"$error":"#N/A"}},{"$f":"IF($V14333=TRUE,L14333,NA())","v":{"$error":"#N/A"}},{"$f":"IF($V14333=TRUE,M14333,NA())","v":{"$error":"#N/A"}},{"$f":"IF($V14333=TRUE,N14333,NA())","v":{"$error":"#N/A"}}]
[null,null,null,null,null,null,null,null,null,null,null,null,null,null,null,null," ",null,null,null,null,false,null,null,{"$error":"#N/A"},{"$error":"#N/A"},{"$error":"#N/A"},{"$error":"#N/A"},{"$error":"#N/A"},{"$error":"#N/A"},{"$error":"#N/A"},{"$error":"#N/A"},{"$error":"#N/A"},{"$error":"#N/A"}]
[null,null,null,null,null,null,null,null,null,null,null,null,null,null,null,null," ",null,null,null,null,false,null,null,{"$error":"#N/A"},{"$error":"#N/A"},{"$error":"#N/A"},{"$error":"#N/A"},{"$error":"#N/A"},{"$error":"#N/A"},{"$error":"#N/A"},{"$error":"#N/A"},{"$error":"#N/A"},{"$error":"#N/A"}]
[null,null,null,null,null,null,null,null,null,null,null,null,null,null,null,null," ",null,null,null,null,false,null,null,{"$error":"#N/A"},{"$error":"#N/A"},{"$error":"#N/A"},{"$error":"#N/A"},{"$error":"#N/A"},{"$error":"#N/A"},{"$error":"#N/A"},{"$error":"#N/A"},{"$error":"#N/A"},{"$error":"#N/A"}]
[null,null,null,null,null,null,null,null,null,null,null,null,null,null,null,null," ",null,null,null,null,false,null,null,{"$error":"#N/A"},{"$error":"#N/A"},{"$error":"#N/A"},{"$error":"#N/A"},{"$error":"#N/A"},{"$error":"#N/A"},{"$error":"#N/A"},{"$error":"#N/A"},{"$error":"#N/A"},{"$error":"#N/A"}]
[null,null,null,null,null,null,null,null,null,null,null,null,null,null,null,null," ",null,null,null,null,false,null,null,{"$error":"#N/A"},{"$error":"#N/A"},{"$error":"#N/A"},{"$error":"#N/A"},{"$error":"#N/A"},{"$error":"#N/A"},{"$error":"#N/A"},{"$error":"#N/A"},{"$error":"#N/A"},{"$error":"#N/A"}]
[null,null,null,null,null,null,null,null,null,null,null,null,null,null,null,null," ",null,null,null,null,false,null,null,{"$error":"#N/A"},{"$error":"#N/A"},{"$error":"#N/A"},{"$error":"#N/A"},{"$error":"#N/A"},{"$error":"#N/A"},{"$error":"#N/A"},{"$error":"#N/A"},{"$error":"#N/A"},{"$error":"#N/A"}]
[null,null,null,null,null,null,null,null,null,null,null,null,null,null,null,null," ",null,null,null,null,false,null,null,{"$error":"#N/A"},{"$error":"#N/A"},{"$error":"#N/A"},{"$error":"#N/A"},{"$error":"#N/A"},{"$error":"#N/A"},{"$error":"#N/A"},{"$error":"#N/A"},{"$error":"#N/A"},{"$error":"#N/A"}]
[null,null,null,null,null,null,null,null,null,null,null,null,null,null,null,null," ",null,null,null,null,false,null,null,{"$error":"#N/A"},{"$error":"#N/A"},{"$error":"#N/A"},{"$error":"#N/A"},{"$error":"#N/A"},{"$error":"#N/A"},{"$error":"#N/A"},{"$error":"#N/A"},{"$error":"#N/A"},{"$error":"#N/A"}]
[null,null,null,null,null,null,null,null,null,null,null,null,null,null,null,null," ",null,null,null,null,false,null,null,{"$error":"#N/A"},{"$error":"#N/A"},{"$error":"#N/A"},{"$error":"#N/A"},{"$error":"#N/A"},{"$error":"#N/A"},{"$error":"#N/A"},{"$error":"#N/A"},{"$error":"#N/A"},{"$error":"#N/A"}]
[null,null,null,null,null,null,null,null,null,null,null,null,null,null,null,null," ",null,null,null,null,false,null,null,{"$error":"#N/A"},{"$error":"#N/A"},{"$error":"#N/A"},{"$error":"#N/A"},{"$error":"#N/A"},{"$error":"#N/A"},{"$error":"#N/A"},{"$error":"#N/A"},{"$error":"#N/A"},{"$error":"#N/A"}]
[null,null,null,null,null,null,null,null,null,null,null,null,null,null,null,null," ",null,null,null,null,false,null,null,{"$f":"IF($V14652=TRUE,E14652,NA())","v":{"$error":"#N/A"}},{"$error":"#N/A"},{"$error":"#N/A"},{"$error":"#N/A"},{"$error":"#N/A"},{"$error":"#N/A"},{"$error":"#N/A"},{"$error":"#N/A"},{"$error":"#N/A"},{"$error":"#N/A"}]
[null,null,null,null,null,null,null,null,null,null,null,null,null,null,null,null," ",null,null,null,null,false,null,null,{"$error":"#N/A"},{"$error":"#N/A"},{"$error":"#N/A"},{"$error":"#N/A"},{"$error":"#N/A"},{"$error":"#N/A"},{"$error":"#N/A"},{"$error":"#N/A"},{"$error":"#N/A"},{"$error":"#N/A"}]
[null,null,null,null,null,null,null,null,null,null,null,null,null,null,null,null," ",null,null,null,null,false,null,null,{"$error":"#N/A"},{"$error":"#N/A"},{"$error":"#N/A"},{"$error":"#N/A"},{"$error":"#N/A"},{"$error":"#N/A"},{"$error":"#N/A"},{"$error":"#N/A"},{"$error":"#N/A"},{"$error":"#N/A"}]
[null,null,null,null,null,null,null,null,null,null,null,null,null,null,null,null," ",null,null,null,null,false,null,null,{"$error":"#N/A"},{"$error":"#N/A"},{"$error":"#N/A"},{"$error":"#N/A"},{"$error":"#N/A"},{"$error":"#N/A"},{"$error":"#N/A"},{"$error":"#N/A"},{"$error":"#N/A"},{"$error":"#N/A"}]
[null,null,null,null,null,null,null,null,null,null,null,null,null,null,null,null," ",null,null,null,null,false,null,null,{"$error":"#N/A"},{"$error":"#N/A"},{"$error":"#N/A"},{"$error":"#N/A"},{"$error":"#N/A"},{"$error":"#N/A"},{"$error":"#N/A"},{"$error":"#N/A"},{"$error":"#N/A"},{"$error":"#N/A"}]
[null,null,null,null,null,null,null,null,null,null,null,null,null,null,null,null," ",null,null,null,null,false,null,null,{"$error":"#N/A"},{"$error":"#N/A"},{"$error":"#N/A"},{"$error":"#N/A"},{"$error":"#N/A"},{"$error":"#N/A"},{"$error":"#N/A"},{"$error":"#N/A"},{"$error":"#N/A"},{"$error":"#N/A"}]
[null,null,null,null,null,null,null,null,null,null,null,null,null,null,null,null," ",null,null,null,null,false,null,null,{"$error":"#N/A"},{"$error":"#N/A"},{"$error":"#N/A"},{"$error":"#N/A"},{"$error":"#N/A"},{"$error":"#N/A"},{"$error":"#N/A"},{"$error":"#N/A"},{"$error":"#N/A"},{"$error":"#N/A"}]
[null,null,null,null,null,null,null,null,null,null,null,null,null,null,null,null," ",null,null,null,null,false,null,null,{"$error":"#N/A"},{"$error":"#N/A"},{"$error":"#N/A"},{"$error":"#N/A"},{"$error":"#N/A"},{"$error":"#N/A"},{"$error":"#N/A"},{"$error":"#N/A"},{"$error":"#N/A"},{"$error":"#N/A"}]
[null,null,null,null,null,null,null,null,null,null,null,null,null,null,null,null," ",null,null,null,null,false,null,null,{"$error":"#N/A"},{"$error":"#N/A"},{"$error":"#N/A"},{"$error":"#N/A"},{"$error":"#N/A"},{"$error":"#N/A"},{"$error":"#N/A"},{"$error":"#N/A"},{"$error":"#N/A"},{"$error":"#N/A"}]
[null,null,null,null,null,null,null,null,null,null,null,null,null,null,null,null," ",null,null,null,null,false,null,null,{"$error":"#N/A"},{"$error":"#N/A"},{"$error":"#N/A"},{"$error":"#N/A"},{"$error":"#N/A"},{"$error":"#N/A"},{"$error":"#N/A"},{"$error":"#N/A"},{"$error":"#N/A"},{"$error":"#N/A"}]
[null,null,null,null,null,null,null,null,null,null,null,null,null,null,null,null," ",null,null,null,null,false,null,null,{"$error":"#N/A"},{"$error":"#N/A"},{"$error":"#N/A"},{"$error":"#N/A"},{"$error":"#N/A"},{"$error":"#N/A"},{"$error":"#N/A"},{"$error":"#N/A"},{"$error":"#N/A"},{"$error":"#N/A"}]
[null,null,null,null,null,null,null,null,null,null,null,null,null,null,null,null," ",null,null,null,null,false,null,null,{"$error":"#N/A"},{"$error":"#N/A"},{"$error":"#N/A"},{"$error":"#N/A"},{"$error":"#N/A"},{"$error":"#N/A"},{"$error":"#N/A"},{"$error":"#N/A"},{"$error":"#N/A"},{"$error":"#N/A"}]
[null,null,null,null,null,null,null,null,null,null,null,null,null,null,null,null," ",null,null,null,null,false,null,null,{"$error":"#N/A"},{"$error":"#N/A"},{"$error":"#N/A"},{"$error":"#N/A"},{"$error":"#N/A"},{"$error":"#N/A"},{"$error":"#N/A"},{"$error":"#N/A"},{"$error":"#N/A"},{"$error":"#N/A"}]
[null,null,null,null,null,null,null,null,null,null,null,null,null,null,null,null," ",null,null,null,null,false,null,null,{"$error":"#N/A"},{"$error":"#N/A"},{"$error":"#N/A"},{"$error":"#N/A"},{"$error":"#N/A"},{"$error":"#N/A"},{"$error":"#N/A"},{"$error":"#N/A"},{"$error":"#N/A"},{"$error":"#N/A"}]
[null,null,null,null,null,null,null,null,null,null,null,null,null,null,null,null," ",null,null,null,null,false,null,null,{"$error":"#N/A"},{"$error":"#N/A"},{"$error":"#N/A"},{"$error":"#N/A"},{"$error":"#N/A"},{"$error":"#N/A"},{"$error":"#N/A"},{"$error":"#N/A"},{"$error":"#N/A"},{"$error":"#N/A"}]
[null,null,null,null,null,null,null,null,null,null,null,null,null,null,null,null," ",null,null,null,null,false,null,null,{"$error":"#N/A"},{"$error":"#N/A"},{"$error":"#N/A"},{"$error":"#N/A"},{"$error":"#N/A"},{"$error":"#N/A"},{"$error":"#N/A"},{"$error":"#N/A"},{"$error":"#N/A"},{"$error":"#N/A"}]
[null,null,null,null,null,null,null,null,null,null,null,null,null,null,null,null," ",null,null,null,null,false,null,null,{"$error":"#N/A"},{"$error":"#N/A"},{"$error":"#N/A"},{"$error":"#N/A"},{"$error":"#N/A"},{"$error":"#N/A"},{"$error":"#N/A"},{"$error":"#N/A"},{"$error":"#N/A"},{"$error":"#N/A"}]
[null,null,null,null,null,null,null,null,null,null,null,null,null,null,null,null," ",null,null,null,null,false,null,null,{"$error":"#N/A"},{"$error":"#N/A"},{"$error":"#N/A"},{"$error":"#N/A"},{"$error":"#N/A"},{"$error":"#N/A"},{"$error":"#N/A"},{"$error":"#N/A"},{"$error":"#N/A"},{"$error":"#N/A"}]
[null,null,null,null,null,null,null,null,null,null,null,null,null,null,null,null," ",null,null,null,null,false,null,null,{"$error":"#N/A"},{"$error":"#N/A"},{"$error":"#N/A"},{"$error":"#N/A"},{"$error":"#N/A"},{"$error":"#N/A"},{"$error":"#N/A"},{"$error":"#N/A"},{"$error":"#N/A"},{"$error":"#N/A"}]
[null,null,null,null,null,null,null,null,null,null,null,null,null,null,null,null," ",null,null,null,null,false,null,null,{"$error":"#N/A"},{"$error":"#N/A"},{"$error":"#N/A"},{"$error":"#N/A"},{"$error":"#N/A"},{"$error":"#N/A"},{"$error":"#N/A"},{"$error":"#N/A"},{"$error":"#N/A"},{"$error":"#N/A"}]
[null,null,null,null,null,null,null,null,null,null,null,null,null,null,null,null," ",null,null,null,null,false,null,null,{"$error":"#N/A"},{"$error":"#N/A"},{"$error":"#N/A"},{"$error":"#N/A"},{"$error":"#N/A"},{"$error":"#N/A"},{"$error":"#N/A"},{"$error":"#N/A"},{"$error":"#N/A"},{"$error":"#N/A"}]
[null,null,null,null,null,null,null,null,null,null,null,null,null,null,null,null," ",null,null,null,null,false,null,null,{"$error":"#N/A"},{"$error":"#N/A"},{"$error":"#N/A"},{"$error":"#N/A"},{"$error":"#N/A"},{"$error":"#N/A"},{"$error":"#N/A"},{"$error":"#N/A"},{"$error":"#N/A"},{"$error":"#N/A"}]
[null,null,null,null,null,null,null,null,null,null,null,null,null,null,null,null," ",null,null,null,null,false,null,null,{"$error":"#N/A"},{"$error":"#N/A"},{"$error":"#N/A"},{"$error":"#N/A"},{"$error":"#N/A"},{"$error":"#N/A"},{"$error":"#N/A"},{"$error":"#N/A"},{"$error":"#N/A"},{"$error":"#N/A"}]
[null,null,null,null,null,null,null,null,null,null,null,null,null,null,null,null," ",null,null,null,null,false,null,null,{"$error":"#N/A"},{"$error":"#N/A"},{"$error":"#N/A"},{"$error":"#N/A"},{"$error":"#N/A"},{"$error":"#N/A"},{"$error":"#N/A"},{"$error":"#N/A"},{"$error":"#N/A"},{"$error":"#N/A"}]
[null,null,null,null,null,null,null,null,null,null,null,null,null,null,null,null," ",null,null,null,null,false,null,null,{"$error":"#N/A"},{"$error":"#N/A"},{"$error":"#N/A"},{"$error":"#N/A"},{"$error":"#N/A"},{"$error":"#N/A"},{"$error":"#N/A"},{"$error":"#N/A"},{"$error":"#N/A"},{"$error":"#N/A"}]
[null,null,null,null,null,null,null,null,null,null,null,null,null,null,null,null," ",null,null,null,null,false,null,null,{"$error":"#N/A"},{"$error":"#N/A"},{"$error":"#N/A"},{"$error":"#N/A"},{"$error":"#N/A"},{"$error":"#N/A"},{"$error":"#N/A"},{"$error":"#N/A"},{"$error":"#N/A"},{"$error":"#N/A"}]
[null,null,null,null,null,null,null,null,null,null,null,null,null,null,null,null," ",null,null,null,null,false,null,null,{"$error":"#N/A"},{"$error":"#N/A"},{"$error":"#N/A"},{"$error":"#N/A"},{"$error":"#N/A"},{"$error":"#N/A"},{"$error":"#N/A"},{"$error":"#N/A"},{"$error":"#N/A"},{"$error":"#N/A"}]
[null,null,null,null,null,null,null,null,null,null,null,null,null,null,null,null," ",null,null,null,null,false,null,null,{"$error":"#N/A"},{"$error":"#N/A"},{"$error":"#N/A"},{"$error":"#N/A"},{"$error":"#N/A"},{"$error":"#N/A"},{"$error":"#N/A"},{"$error":"#N/A"},{"$error":"#N/A"},{"$error":"#N/A"}]
[null,null,null,null,null,null,null,null,null,null,null,null,null,null,null,null," ",null,null,null,null,false,null,null,{"$error":"#N/A"},{"$error":"#N/A"},{"$error":"#N/A"},{"$error":"#N/A"},{"$error":"#N/A"},{"$error":"#N/A"},{"$error":"#N/A"},{"$error":"#N/A"},{"$error":"#N/A"},{"$error":"#N/A"}]
[null,null,null,null,null,null,null,null,null,null,null,null,null,null,null,null," ",null,null,null,null,false,null,null,{"$error":"#N/A"},{"$error":"#N/A"},{"$error":"#N/A"},{"$error":"#N/A"},{"$error":"#N/A"},{"$error":"#N/A"},{"$error":"#N/A"},{"$error":"#N/A"},{"$error":"#N/A"},{"$error":"#N/A"}]
[null,null,null,null,null,null,null,null,null,null,null,null,null,null,null,null," ",null,null,null,null,false,null,null,{"$error":"#N/A"},{"$error":"#N/A"},{"$error":"#N/A"},{"$error":"#N/A"},{"$error":"#N/A"},{"$error":"#N/A"},{"$error":"#N/A"},{"$error":"#N/A"},{"$error":"#N/A"},{"$error":"#N/A"}]
[null,null,null,null,null,null,null,null,null,null,null,null,null,null,null,null," ",null,null,null,null,false,null,null,{"$error":"#N/A"},{"$error":"#N/A"},{"$error":"#N/A"},{"$error":"#N/A"},{"$error":"#N/A"},{"$error":"#N/A"},{"$error":"#N/A"},{"$error":"#N/A"},{"$error":"#N/A"},{"$error":"#N/A"}]
[null,null,null,null,null,null,null,null,null,null,null,null,null,null,null,null," ",null,null,null,null,false,null,null,{"$error":"#N/A"},{"$error":"#N/A"},{"$error":"#N/A"},{"$error":"#N/A"},{"$error":"#N/A"},{"$error":"#N/A"},{"$error":"#N/A"},{"$error":"#N/A"},{"$error":"#N/A"},{"$error":"#N/A"}]
[null,null,null,null,null,null,null,null,null,null,null,null,null,null,null,null," ",null,null,null,null,false,null,null,{"$error":"#N/A"},{"$error":"#N/A"},{"$error":"#N/A"},{"$error":"#N/A"},{"$error":"#N/A"},{"$error":"#N/A"},{"$error":"#N/A"},{"$error":"#N/A"},{"$error":"#N/A"},{"$error":"#N/A"}]
[null,null,null,null,null,null,null,null,null,null,null,null,null,null,null,null," ",null,null,null,null,false,null,null,{"$f":"IF($V15632=TRUE,E15632,NA())","v":{"$error":"#N/A"}},{"$f":"IF($V15632=TRUE,F15632,NA())","v":{"$error":"#N/A"}},{"$f":"IF($V15632=TRUE,G15632,NA())","v":{"$error":"#N/A"}},{"$f":"IF($V15632=TRUE,H15632,NA())","v":{"$error":"#N/A"}},{"$f":"IF($V15632=TRUE,I15632,NA())","v":{"$error":"#N/A"}},{"$f":"IF($V15632=TRUE,J15632,NA())","v":{"$error":"#N/A"}},{"$f":"IF($V15632=TRUE,K15632,NA())","v":{"$error":"#N/A"}},{"$f":"IF($V15632=TRUE,L15632,NA())","v":{"$error":"#N/A"}},{"$f":"IF($V15632=TRUE,M15632,NA())","v":{"$error":"#N/A"}},{"$f":"IF($V15632=TRUE,N15632,NA())","v":{"$error":"#N/A"}}]
[null,null,null,null,null,null,null,null,null,null,null,null,null,null,null,null," ",null,null,null,null,false,null,null,{"$error":"#N/A"},{"$error":"#N/A"},{"$error":"#N/A"},{"$error":"#N/A"},{"$error":"#N/A"},{"$error":"#N/A"},{"$error":"#N/A"},{"$error":"#N/A"},{"$error":"#N/A"},{"$error":"#N/A"}]
[null,null,null,null,null,null,null,null,null,null,null,null,null,null,null,null," ",null,null,null,null,false,null,null,{"$error":"#N/A"},{"$error":"#N/A"},{"$error":"#N/A"},{"$error":"#N/A"},{"$error":"#N/A"},{"$error":"#N/A"},{"$error":"#N/A"},{"$error":"#N/A"},{"$error":"#N/A"},{"$error":"#N/A"}]
[null,null,null,null,null,null,null,null,null,null,null,null,null,null,null,null," ",null,null,null,null,false,null,null,{"$error":"#N/A"},{"$error":"#N/A"},{"$error":"#N/A"},{"$error":"#N/A"},{"$error":"#N/A"},{"$error":"#N/A"},{"$error":"#N/A"},{"$error":"#N/A"},{"$error":"#N/A"},{"$error":"#N/A"}]
[null,null,null,null,null,null,null,null,null,null,null,null,null,null,null,null," ",null,null,null,null,false,null,null,{"$error":"#N/A"},{"$error":"#N/A"},{"$error":"#N/A"},{"$error":"#N/A"},{"$error":"#N/A"},{"$error":"#N/A"},{"$error":"#N/A"},{"$error":"#N/A"},{"$error":"#N/A"},{"$error":"#N/A"}]
[null,null,null,null,null,null,null,null,null,null,null,null,null,null,null,null,{"$f":"IF(OR(ISERROR(E15756),ISERROR(G15756)),\"  \",E15756&\" \"&G15756)","v":" "},null,null,null,null,{"$f":"IF(ISERROR(G15756),FALSE,IF($V$9=G15756,TRUE,FALSE))","v":false},null,null,{"$error":"#N/A"},{"$error":"#N/A"},{"$error":"#N/A"},{"$error":"#N/A"},{"$error":"#N/A"},{"$error":"#N/A"},{"$error":"#N/A"},{"$error":"#N/A"},{"$error":"#N/A"},{"$error":"#N/A"}]
[null,null,null,null,null,null,null,null,null,null,null,null,null,null,null,null," ",null,null,null,null,false,null,null,{"$error":"#N/A"},{"$error":"#N/A"},{"$error":"#N/A"},{"$error":"#N/A"},{"$error":"#N/A"},{"$error":"#N/A"},{"$error":"#N/A"},{"$error":"#N/A"},{"$error":"#N/A"},{"$error":"#N/A"}]
[null,null,null,null,null,null,null,null,null,null,null,null,null,null,null,null," ",null,null,null,null,false,null,null,{"$error":"#N/A"},{"$error":"#N/A"},{"$error":"#N/A"},{"$error":"#N/A"},{"$error":"#N/A"},{"$error":"#N/A"},{"$error":"#N/A"},{"$error":"#N/A"},{"$error":"#N/A"},{"$error":"#N/A"}]
[null,null,null,null,null,null,null,null,null,null,null,null,null,null,null,null," ",null,null,null,null,false,null,null,{"$error":"#N/A"},{"$error":"#N/A"},{"$error":"#N/A"},{"$error":"#N/A"},{"$error":"#N/A"},{"$error":"#N/A"},{"$error":"#N/A"},{"$error":"#N/A"},{"$error":"#N/A"},{"$error":"#N/A"}]
[null,null,null,null,null,null,null,null,null,null,null,null,null,null,null,null," ",null,null,null,null,false,null,null,{"$error":"#N/A"},{"$error":"#N/A"},{"$error":"#N/A"},{"$error":"#N/A"},{"$error":"#N/A"},{"$error":"#N/A"},{"$error":"#N/A"},{"$error":"#N/A"},{"$error":"#N/A"},{"$error":"#N/A"}]
[null,null,null,null,null,null,null,null,null,null,null,null,null,null,null,null," ",null,null,null,null,false,null,null,{"$error":"#N/A"},{"$error":"#N/A"},{"$error":"#N/A"},{"$error":"#N/A"},{"$error":"#N/A"},{"$error":"#N/A"},{"$error":"#N/A"},{"$error":"#N/A"},{"$error":"#N/A"},{"$error":"#N/A"}]
[null,null,null,null,null,null,null,null,null,null,null,null,null,null,null,null," ",null,null,null,null,false,null,null,{"$error":"#N/A"},{"$error":"#N/A"},{"$error":"#N/A"},{"$error":"#N/A"},{"$error":"#N/A"},{"$error":"#N/A"},{"$error":"#N/A"},{"$error":"#N/A"},{"$error":"#N/A"},{"$error":"#N/A"}]
[null,null,null,null,null,null,null,null,null,null,null,null,null,null,null,null," ",null,null,null,null,false,null,null,{"$error":"#N/A"},{"$error":"#N/A"},{"$error":"#N/A"},{"$error":"#N/A"},{"$error":"#N/A"},{"$error":"#N/A"},{"$error":"#N/A"},{"$error":"#N/A"},{"$error":"#N/A"},{"$error":"#N/A"}]
[null,null,null,null,null,null,null,null,null,null,null,null,null,null,null,null," ",null,null,null,null,false,null,null,{"$error":"#N/A"},{"$error":"#N/A"},{"$error":"#N/A"},{"$error":"#N/A"},{"$error":"#N/A"},{"$error":"#N/A"},{"$error":"#N/A"},{"$error":"#N/A"},{"$error":"#N/A"},{"$error":"#N/A"}]
[null,null,null,null,null,null,null,null,null,null,null,null,null,null,null,null," ",null,null,null,null,false,null,null,{"$error":"#N/A"},{"$error":"#N/A"},{"$error":"#N/A"},{"$error":"#N/A"},{"$error":"#N/A"},{"$error":"#N/A"},{"$error":"#N/A"},{"$error":"#N/A"},{"$error":"#N/A"},{"$error":"#N/A"}]
[null,null,null,null,null,null,null,null,null,null,null,null,null,null,null,null," ",null,null,null,null,false,null,null,{"$error":"#N/A"},{"$error":"#N/A"},{"$error":"#N/A"},{"$error":"#N/A"},{"$error":"#N/A"},{"$error":"#N/A"},{"$error":"#N/A"},{"$error":"#N/A"},{"$error":"#N/A"},{"$error":"#N/A"}]
[null,null,null,null,null,null,null,null,null,null,null,null,null,null,null,null,{"$f":"IF(OR(ISERROR(E16076),ISERROR(G16076)),\"  \",E16076&\" \"&G16076)","v":" "},null,null,null,null,{"$f":"IF(ISERROR(G16076),FALSE,IF($V$9=G16076,TRUE,FALSE))","v":false},null,null,{"$error":"#N/A"},{"$error":"#N/A"},{"$error":"#N/A"},{"$error":"#N/A"},{"$error":"#N/A"},{"$error":"#N/A"},{"$error":"#N/A"},{"$error":"#N/A"},{"$error":"#N/A"},{"$error":"#N/A"}]
[null,null,null,null,null,null,null,null,null,null,null,null,null,null,null,null," ",null,null,null,null,false,null,null,{"$error":"#N/A"},{"$error":"#N/A"},{"$error":"#N/A"},{"$error":"#N/A"},{"$error":"#N/A"},{"$error":"#N/A"},{"$error":"#N/A"},{"$error":"#N/A"},{"$error":"#N/A"},{"$error":"#N/A"}]
[null,null,null,null,null,null,null,null,null,null,null,null,null,null,null,null," ",null,null,null,null,false,null,null,{"$error":"#N/A"},{"$error":"#N/A"},{"$error":"#N/A"},{"$error":"#N/A"},{"$error":"#N/A"},{"$error":"#N/A"},{"$error":"#N/A"},{"$error":"#N/A"},{"$error":"#N/A"},{"$error":"#N/A"}]
[null,null,null,null,null,null,null,null,null,null,null,null,null,null,null,null," ",null,null,null,null,false,null,null,{"$error":"#N/A"},{"$error":"#N/A"},{"$error":"#N/A"},{"$error":"#N/A"},{"$error":"#N/A"},{"$error":"#N/A"},{"$error":"#N/A"},{"$error":"#N/A"},{"$error":"#N/A"},{"$error":"#N/A"}]
[null,null,null,null,null,null,null,null,null,null,null,null,null,null,null,null," ",null,null,null,null,false,null,null,{"$error":"#N/A"},{"$error":"#N/A"},{"$error":"#N/A"},{"$error":"#N/A"},{"$error":"#N/A"},{"$error":"#N/A"},{"$error":"#N/A"},{"$error":"#N/A"},{"$error":"#N/A"},{"$error":"#N/A"}]
[null,null,null,null,null,null,null,null,null,null,null,null,null,null,null,null," ",null,null,null,null,false,null,null,{"$error":"#N/A"},{"$error":"#N/A"},{"$error":"#N/A"},{"$error":"#N/A"},{"$error":"#N/A"},{"$error":"#N/A"},{"$error":"#N/A"},{"$error":"#N/A"},{"$error":"#N/A"},{"$error":"#N/A"}]
[null,null,null,null,null,null,null,null,null,null,null,null,null,null,null,null," ",null,null,null,null,false,null,null,{"$error":"#N/A"},{"$error":"#N/A"},{"$error":"#N/A"},{"$error":"#N/A"},{"$error":"#N/A"},{"$error":"#N/A"},{"$error":"#N/A"},{"$error":"#N/A"},{"$error":"#N/A"},{"$error":"#N/A"}]
[null,null,null,null,null,null,null,null,null,null,null,null,null,null,null,null," ",null,null,null,null,false,null,null,{"$error":"#N/A"},{"$error":"#N/A"},{"$error":"#N/A"},{"$error":"#N/A"},{"$error":"#N/A"},{"$error":"#N/A"},{"$error":"#N/A"},{"$error":"#N/A"},{"$error":"#N/A"},{"$error":"#N/A"}]
[null,null,null,null,null,null,null,null,null,null,null,null,null,null,null,null," ",null,null,null,null,false,null,null,{"$error":"#N/A"},{"$error":"#N/A"},{"$error":"#N/A"},{"$error":"#N/A"},{"$error":"#N/A"},{"$error":"#N/A"},{"$error":"#N/A"},{"$error":"#N/A"},{"$error":"#N/A"},{"$error":"#N/A"}]
[null,null,null,null,null,null,null,null,null,null,null,null,null,null,null,null," ",null,null,null,null,false,null,null,{"$error":"#N/A"},{"$error":"#N/A"},{"$error":"#N/A"},{"$error":"#N/A"},{"$error":"#N/A"},{"$error":"#N/A"},{"$error":"#N/A"},{"$error":"#N/A"},{"$error":"#N/A"},{"$error":"#N/A"}]
[null,null,null,null,null,null,null,null,null,null,null,null,null,null,null,null," ",null,null,null,null,false,null,null,{"$error":"#N/A"},{"$error":"#N/A"},{"$error":"#N/A"},{"$error":"#N/A"},{"$error":"#N/A"},{"$error":"#N/A"},{"$error":"#N/A"},{"$error":"#N/A"},{"$error":"#N/A"},{"$error":"#N/A"}]
[null,null,null,null,null,null,null,null,null,null,null,null,null,null,null,null," ",null,null,null,null,false,null,null,{"$error":"#N/A"},{"$error":"#N/A"},{"$error":"#N/A"},{"$error":"#N/A"},{"$error":"#N/A"},{"$error":"#N/A"},{"$error":"#N/A"},{"$error":"#N/A"},{"$error":"#N/A"},{"$error":"#N/A"}]
[null,null,null,null,null,null,null,null,null,null,null,null,null,null,null,null," ",null,null,null,null,false,null,null,{"$error":"#N/A"},{"$error":"#N/A"},{"$error":"#N/A"},{"$error":"#N/A"},{"$error":"#N/A"},{"$error":"#N/A"},{"$error":"#N/A"},{"$error":"#N/A"},{"$error":"#N/A"},{"$error":"#N/A"}]
[null,null,null,null,null,null,null,null,null,null,null,null,null,null,null,null," ",null,null,null,null,false,null,null,{"$error":"#N/A"},{"$error":"#N/A"},{"$error":"#N/A"},{"$error":"#N/A"},{"$error":"#N/A"},{"$error":"#N/A"},{"$error":"#N/A"},{"$error":"#N/A"},{"$error":"#N/A"},{"$error":"#N/A"}]
[null,null,null,null,null,null,null,null,null,null,null,null,null,null,null,null," ",null,null,null,null,false,null,null,{"$error":"#N/A"},{"$error":"#N/A"},{"$error":"#N/A"},{"$error":"#N/A"},{"$error":"#N/A"},{"$error":"#N/A"},{"$error":"#N/A"},{"$error":"#N/A"},{"$error":"#N/A"},{"$error":"#N/A"}]
[null,null,null,null,null,null,null,null,null,null,null,null,null,null,null,null," ",null,null,null,null,false,null,null,{"$error":"#N/A"},{"$error":"#N/A"},{"$error":"#N/A"},{"$error":"#N/A"},{"$error":"#N/A"},{"$error":"#N/A"},{"$error":"#N/A"},{"$error":"#N/A"},{"$error":"#N/A"},{"$error":"#N/A"}]
[null,null,null,null,null,null,null,null,null,null,null,null,null,null,null,null," ",null,null,null,null,false,null,null,{"$error":"#N/A"},{"$error":"#N/A"},{"$error":"#N/A"},{"$error":"#N/A"},{"$error":"#N/A"},{"$error":"#N/A"},{"$error":"#N/A"},{"$error":"#N/A"},{"$error":"#N/A"},{"$error":"#N/A"}]
[null,null,null,null,null,null,null,null,null,null,null,null,null,null,null,null," ",null,null,null,null,false,null,null,{"$error":"#N/A"},{"$error":"#N/A"},{"$error":"#N/A"},{"$error":"#N/A"},{"$error":"#N/A"},{"$error":"#N/A"},{"$error":"#N/A"},{"$error":"#N/A"},{"$error":"#N/A"},{"$error":"#N/A"}]
[null,null,null,null,null,null,null,null,null,null,null,null,null,null,null,null," ",null,null,null,null,false,null,null,{"$error":"#N/A"},{"$error":"#N/A"},{"$error":"#N/A"},{"$error":"#N/A"},{"$error":"#N/A"},{"$error":"#N/A"},{"$error":"#N/A"},{"$error":"#N/A"},{"$error":"#N/A"},{"$error":"#N/A"}]
[null,null,null,null,null,null,null,null,null,null,null,null,null,null,null,null," ",null,null,null,null,false,null,null,{"$error":"#N/A"},{"$error":"#N/A"},{"$error":"#N/A"},{"$error":"#N/A"},{"$error":"#N/A"},{"$error":"#N/A"},{"$error":"#N/A"},{"$error":"#N/A"},{"$error":"#N/A"},{"$error":"#N/A"}]
[null,null,null,null,null,null,null,null,null,null,null,null,null,null,null,null," ",null,null,null,null,false,null,null,{"$error":"#N/A"},{"$error":"#N/A"},{"$error":"#N/A"},{"$error":"#N/A"},{"$error":"#N/A"},{"$error":"#N/A"},{"$error":"#N/A"},{"$error":"#N/A"},{"$error":"#N/A"},{"$error":"#N/A"}]
[null,null,null,null,null,null,null,null,null,null,null,null,null,null,null,null," ",null,null,null,null,false,null,null,{"$error":"#N/A"},{"$error":"#N/A"},{"$error":"#N/A"},{"$error":"#N/A"},{"$error":"#N/A"},{"$error":"#N/A"},{"$error":"#N/A"},{"$error":"#N/A"},{"$error":"#N/A"},{"$error":"#N/A"}]
[null,null,null,null,null,null,null,null,null,null,null,null,null,null,null,null," ",null,null,null,null,false,null,null,{"$error":"#N/A"},{"$error":"#N/A"},{"$error":"#N/A"},{"$error":"#N/A"},{"$error":"#N/A"},{"$error":"#N/A"},{"$error":"#N/A"},{"$error":"#N/A"},{"$error":"#N/A"},{"$error":"#N/A"}]
[null,null,null,null,null,null,null,null,null,null,null,null,null,null,null,null," ",null,null,null,null,false,null,null,{"$error":"#N/A"},{"$error":"#N/A"},{"$error":"#N/A"},{"$error":"#N/A"},{"$error":"#N/A"},{"$error":"#N/A"},{"$error":"#N/A"},{"$error":"#N/A"},{"$error":"#N/A"},{"$error":"#N/A"}]
[null,null,null,null,null,null,null,null,null,null,null,null,null,null,null,null," ",null,null,null,null,false,null,null,{"$error":"#N/A"},{"$error":"#N/A"},{"$error":"#N/A"},{"$error":"#N/A"},{"$error":"#N/A"},{"$error":"#N/A"},{"$error":"#N/A"},{"$error":"#N/A"},{"$error":"#N/A"},{"$error":"#N/A"}]
[null,null,null,null,null,null,null,null,null,null,null,null,null,null,null,null," ",null,null,null,null,false,null,null,{"$error":"#N/A"},{"$error":"#N/A"},{"$error":"#N/A"},{"$error":"#N/A"},{"$error":"#N/A"},{"$error":"#N/A"},{"$error":"#N/A"},{"$error":"#N/A"},{"$error":"#N/A"},{"$error":"#N/A"}]
[null,null,null,null,null,null,null,null,null,null,null,null,null,null,null,null," ",null,null,null,null,false,null,null,{"$error":"#N/A"},{"$error":"#N/A"},{"$error":"#N/A"},{"$error":"#N/A"},{"$error":"#N/A"},{"$error":"#N/A"},{"$error":"#N/A"},{"$error":"#N/A"},{"$error":"#N/A"},{"$error":"#N/A"}]
[null,null,null,null,null,null,null,null,null,null,null,null,null,null,null,null," ",null,null,null,null,false,null,null,{"$error":"#N/A"},{"$error":"#N/A"},{"$error":"#N/A"},{"$error":"#N/A"},{"$error":"#N/A"},{"$error":"#N/A"},{"$error":"#N/A"},{"$error":"#N/A"},{"$error":"#N/A"},{"$error":"#N/A"}]
[null,null,null,null,null,null,null,null,null,null,null,null,null,null,null,null," ",null,null,null,null,false,null,null,{"$error":"#N/A"},{"$error":"#N/A"},{"$error":"#N/A"},{"$error":"#N/A"},{"$error":"#N/A"},{"$error":"#N/A"},{"$error":"#N/A"},{"$error":"#N/A"},{"$error":"#N/A"},{"$error":"#N/A"}]
[null,null,null,null,null,null,null,null,null,null,null,null,null,null,null,null," ",null,null,null,null,false,null,null,{"$error":"#N/A"},{"$error":"#N/A"},{"$error":"#N/A"},{"$error":"#N/A"},{"$error":"#N/A"},{"$error":"#N/A"},{"$error":"#N/A"},{"$error":"#N/A"},{"$error":"#N/A"},{"$error":"#N/A"}]
[null,null,null,null,null,null,null,null,null,null,null,null,null,null,null,null," ",null,null,null,null,false,null,null,{"$error":"#N/A"},{"$error":"#N/A"},{"$error":"#N/A"},{"$error":"#N/A"},{"$error":"#N/A"},{"$error":"#N/A"},{"$error":"#N/A"},{"$error":"#N/A"},{"$error":"#N/A"},{"$error":"#N/A"}]
[null,null,null,null,null,null,null,null,null,null,null,null,null,null,null,null," ",null,null,null,null,false,null,null,{"$error":"#N/A"},{"$error":"#N/A"},{"$error":"#N/A"},{"$error":"#N/A"},{"$error":"#N/A"},{"$error":"#N/A"},{"$error":"#N/A"},{"$error":"#N/A"},{"$error":"#N/A"},{"$error":"#N/A"}]
[null,null,null,null,null,null,null,null,null,null,null,null,null,null,null,null," ",null,null,null,null,false,null,null,{"$error":"#N/A"},{"$error":"#N/A"},{"$error":"#N/A"},{"$error":"#N/A"},{"$error":"#N/A"},{"$error":"#N/A"},{"$error":"#N/A"},{"$error":"#N/A"},{"$error":"#N/A"},{"$error":"#N/A"}]
[null,null,null,null,null,null,null,null,null,null,null,null,null,null,null,null," ",null,null,null,null,false,null,null,{"$error":"#N/A"},{"$error":"#N/A"},{"$error":"#N/A"},{"$error":"#N/A"},{"$error":"#N/A"},{"$error":"#N/A"},{"$error":"#N/A"},{"$error":"#N/A"},{"$error":"#N/A"},{"$error":"#N/A"}]
[null,null,null,null,null,null,null,null,null,null,null,null,null,null,null,null," ",null,null,null,null,false,null,null,{"$error":"#N/A"},{"$error":"#N/A"},{"$error":"#N/A"},{"$error":"#N/A"},{"$error":"#N/A"},{"$error":"#N/A"},{"$error":"#N/A"},{"$error":"#N/A"},{"$error":"#N/A"},{"$error":"#N/A"}]
[null,null,null,null,null,null,null,null,null,null,null,null,null,null,null,null," ",null,null,null,null,false,null,null,{"$error":"#N/A"},{"$error":"#N/A"},{"$error":"#N/A"},{"$error":"#N/A"},{"$error":"#N/A"},{"$error":"#N/A"},{"$error":"#N/A"},{"$error":"#N/A"},{"$error":"#N/A"},{"$error":"#N/A"}]
[null,null,null,null,null,null,null,null,null,null,null,null,null,null,null,null," ",null,null,null,null,false,null,null,{"$error":"#N/A"},{"$error":"#N/A"},{"$error":"#N/A"},{"$error":"#N/A"},{"$error":"#N/A"},{"$error":"#N/A"},{"$error":"#N/A"},{"$error":"#N/A"},{"$error":"#N/A"},{"$error":"#N/A"}]
[null,null,null,null,null,null,null,null,null,null,null,null,null,null,null,null," ",null,null,null,null,false,null,null,{"$error":"#N/A"},{"$error":"#N/A"},{"$error":"#N/A"},{"$error":"#N/A"},{"$error":"#N/A"},{"$error":"#N/A"},{"$error":"#N/A"},{"$error":"#N/A"},{"$error":"#N/A"},{"$error":"#N/A"}]
[null,null,null,null,null,null,null,null,null,null,null,null,null,null,null,null," ",null,null,null,null,false,null,null,{"$error":"#N/A"},{"$error":"#N/A"},{"$error":"#N/A"},{"$error":"#N/A"},{"$error":"#N/A"},{"$error":"#N/A"},{"$error":"#N/A"},{"$error":"#N/A"},{"$error":"#N/A"},{"$error":"#N/A"}]
[null,null,null,null,null,null,null,null,null,null,null,null,null,null,null,null," ",null,null,null,null,false,null,null,{"$error":"#N/A"},{"$error":"#N/A"},{"$error":"#N/A"},{"$error":"#N/A"},{"$error":"#N/A"},{"$error":"#N/A"},{"$error":"#N/A"},{"$error":"#N/A"},{"$error":"#N/A"},{"$error":"#N/A"}]
[null,null,null,null,null,null,null,null,null,null,null,null,null,null,null,null," ",null,null,null,null,false,null,null,{"$error":"#N/A"},{"$error":"#N/A"},{"$error":"#N/A"},{"$error":"#N/A"},{"$error":"#N/A"},{"$error":"#N/A"},{"$error":"#N/A"},{"$error":"#N/A"},{"$error":"#N/A"},{"$error":"#N/A"}]
[null,null,null,null,null,null,null,null,null,null,null,null,null,null,null,null," ",null,null,null,null,false,null,null,{"$error":"#N/A"},{"$error":"#N/A"},{"$error":"#N/A"},{"$error":"#N/A"},{"$error":"#N/A"},{"$error":"#N/A"},{"$error":"#N/A"},{"$error":"#N/A"},{"$error":"#N/A"},{"$error":"#N/A"}]
[null,null,null,null,null,null,null,null,null,null,null,null,null,null,null,null," ",null,null,null,null,false,null,null,{"$error":"#N/A"},{"$error":"#N/A"},{"$error":"#N/A"},{"$error":"#N/A"},{"$error":"#N/A"},{"$error":"#N/A"},{"$error":"#N/A"},{"$error":"#N/A"},{"$error":"#N/A"},{"$error":"#N/A"}]
[null,null,null,null,null,null,null,null,null,null,null,null,null,null,null,null," ",null,null,null,null,false,null,null,{"$error":"#N/A"},{"$error":"#N/A"},{"$error":"#N/A"},{"$error":"#N/A"},{"$error":"#N/A"},{"$error":"#N/A"},{"$error":"#N/A"},{"$error":"#N/A"},{"$error":"#N/A"},{"$error":"#N/A"}]
[null,null,null,null,null,null,null,null,null,null,null,null,null,null,null,null," ",null,null,null,null,false,null,null,{"$error":"#N/A"},{"$error":"#N/A"},{"$error":"#N/A"},{"$error":"#N/A"},{"$error":"#N/A"},{"$error":"#N/A"},{"$error":"#N/A"},{"$error":"#N/A"},{"$error":"#N/A"},{"$error":"#N/A"}]
[null,null,null,null,null,null,null,null,null,null,null,null,null,null,null,null," ",null,null,null,null,false,null,null,{"$error":"#N/A"},{"$error":"#N/A"},{"$error":"#N/A"},{"$error":"#N/A"},{"$error":"#N/A"},{"$error":"#N/A"},{"$error":"#N/A"},{"$error":"#N/A"},{"$error":"#N/A"},{"$error":"#N/A"}]
[null,null,null,null,null,null,null,null,null,null,null,null,null,null,null,null," ",null,null,null,null,false,null,null,{"$error":"#N/A"},{"$error":"#N/A"},{"$error":"#N/A"},{"$error":"#N/A"},{"$error":"#N/A"},{"$error":"#N/A"},{"$error":"#N/A"},{"$error":"#N/A"},{"$error":"#N/A"},{"$error":"#N/A"}]
[null,null,null,null,null,null,null,null,null,null,null,null,null,null,null,null," ",null,null,null,null,false,null,null,{"$error":"#N/A"},{"$error":"#N/A"},{"$error":"#N/A"},{"$error":"#N/A"},{"$error":"#N/A"},{"$error":"#N/A"},{"$error":"#N/A"},{"$error":"#N/A"},{"$error":"#N/A"},{"$error":"#N/A"}]
[null,null,null,null,null,null,null,null,null,null,null,null,null,null,null,null," ",null,null,null,null,false,null,null,{"$error":"#N/A"},{"$error":"#N/A"},{"$error":"#N/A"},{"$error":"#N/A"},{"$error":"#N/A"},{"$error":"#N/A"},{"$error":"#N/A"},{"$error":"#N/A"},{"$error":"#N/A"},{"$error":"#N/A"}]
[null,null,null,null,null,null,null,null,null,null,null,null,null,null,null,null," ",null,null,null,null,false,null,null,{"$error":"#N/A"},{"$error":"#N/A"},{"$error":"#N/A"},{"$error":"#N/A"},{"$error":"#N/A"},{"$error":"#N/A"},{"$error":"#N/A"},{"$error":"#N/A"},{"$error":"#N/A"},{"$error":"#N/A"}]
[null,null,null,null,null,null,null,null,null,null,null,null,null,null,null,null," ",null,null,null,null,false,null,null,{"$error":"#N/A"},{"$error":"#N/A"},{"$error":"#N/A"},{"$error":"#N/A"},{"$error":"#N/A"},{"$error":"#N/A"},{"$error":"#N/A"},{"$error":"#N/A"},{"$error":"#N/A"},{"$error":"#N/A"}]
[null,null,null,null,null,null,null,null,null,null,null,null,null,null,null,null," ",null,null,null,null,false,null,null,{"$error":"#N/A"},{"$error":"#N/A"},{"$error":"#N/A"},{"$error":"#N/A"},{"$error":"#N/A"},{"$error":"#N/A"},{"$error":"#N/A"},{"$error":"#N/A"},{"$error":"#N/A"},{"$error":"#N/A"}]
[null,null,null,null,null,null,null,null,null,null,null,null,null,null,null,null," ",null,null,null,null,false,null,null,{"$error":"#N/A"},{"$error":"#N/A"},{"$error":"#N/A"},{"$error":"#N/A"},{"$error":"#N/A"},{"$error":"#N/A"},{"$error":"#N/A"},{"$error":"#N/A"},{"$error":"#N/A"},{"$error":"#N/A"}]
[null,null,null,null,null,null,null,null,null,null,null,null,null,null,null,null," ",null,null,null,null,false,null,null,{"$error":"#N/A"},{"$error":"#N/A"},{"$error":"#N/A"},{"$error":"#N/A"},{"$error":"#N/A"},{"$error":"#N/A"},{"$error":"#N/A"},{"$error":"#N/A"},{"$error":"#N/A"},{"$error":"#N/A"}]
[null,null,null,null,null,null,null,null,null,null,null,null,null,null,null,null," ",null,null,null,null,false,null,null,{"$error":"#N/A"},{"$error":"#N/A"},{"$error":"#N/A"},{"$error":"#N/A"},{"$error":"#N/A"},{"$error":"#N/A"},{"$error":"#N/A"},{"$error":"#N/A"},{"$error":"#N/A"},{"$error":"#N/A"}]
[null,null,null,null,null,null,null,null,null,null,null,null,null,null,null,null," ",null,null,null,null,false,null,null,{"$error":"#N/A"},{"$error":"#N/A"},{"$error":"#N/A"},{"$error":"#N/A"},{"$error":"#N/A"},{"$error":"#N/A"},{"$error":"#N/A"},{"$error":"#N/A"},{"$error":"#N/A"},{"$error":"#N/A"}]
[null,null,null,null,null,null,null,null,null,null,null,null,null,null,null,null," ",null,null,null,null,false,null,null,{"$error":"#N/A"},{"$error":"#N/A"},{"$error":"#N/A"},{"$error":"#N/A"},{"$error":"#N/A"},{"$error":"#N/A"},{"$error":"#N/A"},{"$error":"#N/A"},{"$error":"#N/A"},{"$error":"#N/A"}]
[null,null,null,null,null,null,null,null,null,null,null,null,null,null,null,null," ",null,null,null,null,false,null,null,{"$error":"#N/A"},{"$error":"#N/A"},{"$error":"#N/A"},{"$error":"#N/A"},{"$error":"#N/A"},{"$error":"#N/A"},{"$error":"#N/A"},{"$error":"#N/A"},{"$error":"#N/A"},{"$error":"#N/A"}]
[null,null,null,null,null,null,null,null,null,null,null,null,null,null,null,null," ",null,null,null,null,false,null,null,{"$error":"#N/A"},{"$error":"#N/A"},{"$error":"#N/A"},{"$error":"#N/A"},{"$error":"#N/A"},{"$error":"#N/A"},{"$error":"#N/A"},{"$error":"#N/A"},{"$error":"#N/A"},{"$error":"#N/A"}]
[null,null,null,null,null,null,null,null,null,null,null,null,null,null,null,null," ",null,null,null,null,false,null,null,{"$error":"#N/A"},{"$error":"#N/A"},{"$error":"#N/A"},{"$error":"#N/A"},{"$error":"#N/A"},{"$error":"#N/A"},{"$error":"#N/A"},{"$error":"#N/A"},{"$error":"#N/A"},{"$error":"#N/A"}]
[null,null,null,null,null,null,null,null,null,null,null,null,null,null,null,null," ",null,null,null,null,false,null,null,{"$error":"#N/A"},{"$error":"#N/A"},{"$error":"#N/A"},{"$error":"#N/A"},{"$error":"#N/A"},{"$error":"#N/A"},{"$error":"#N/A"},{"$error":"#N/A"},{"$error":"#N/A"},{"$error":"#N/A"}]
[null,null,null,null,null,null,null,null,null,null,null,null,null,null,null,null," ",null,null,null,null,false,null,null,{"$error":"#N/A"},{"$error":"#N/A"},{"$error":"#N/A"},{"$error":"#N/A"},{"$error":"#N/A"},{"$error":"#N/A"},{"$error":"#N/A"},{"$error":"#N/A"},{"$error":"#N/A"},{"$error":"#N/A"}]
[null,null,null,null,null,null,null,null,null,null,null,null,null,null,null,null," ",null,null,null,null,false,null,null,{"$error":"#N/A"},{"$error":"#N/A"},{"$error":"#N/A"},{"$error":"#N/A"},{"$error":"#N/A"},{"$error":"#N/A"},{"$error":"#N/A"},{"$error":"#N/A"},{"$error":"#N/A"},{"$error":"#N/A"}]
[null,null,null,null,null,null,null,null,null,null,null,null,null,null,null,null," ",null,null,null,null,false,null,null,{"$error":"#N/A"},{"$error":"#N/A"},{"$error":"#N/A"},{"$error":"#N/A"},{"$error":"#N/A"},{"$error":"#N/A"},{"$error":"#N/A"},{"$error":"#N/A"},{"$error":"#N/A"},{"$error":"#N/A"}]
[null,null,null,null,null,null,null,null,null,null,null,null,null,null,null,null," ",null,null,null,null,false,null,null,{"$error":"#N/A"},{"$error":"#N/A"},{"$error":"#N/A"},{"$error":"#N/A"},{"$error":"#N/A"},{"$error":"#N/A"},{"$error":"#N/A"},{"$error":"#N/A"},{"$error":"#N/A"},{"$error":"#N/A"}]
[null,null,null,null,null,null,null,null,null,null,null,null,null,null,null,null," ",null,null,null,null,false,null,null,{"$error":"#N/A"},{"$error":"#N/A"},{"$error":"#N/A"},{"$error":"#N/A"},{"$error":"#N/A"},{"$error":"#N/A"},{"$error":"#N/A"},{"$error":"#N/A"},{"$error":"#N/A"},{"$error":"#N/A"}]
[null,null,null,null,null,null,null,null,null,null,null,null,null,null,null,null," ",null,null,null,null,false,null,null,{"$error":"#N/A"},{"$error":"#N/A"},{"$error":"#N/A"},{"$error":"#N/A"},{"$error":"#N/A"},{"$error":"#N/A"},{"$error":"#N/A"},{"$error":"#N/A"},{"$error":"#N/A"},{"$error":"#N/A"}]
[null,null,null,null,null,null,null,null,null,null,null,null,null,null,null,null," ",null,null,null,null,false,null,null,{"$error":"#N/A"},{"$error":"#N/A"},{"$error":"#N/A"},{"$error":"#N/A"},{"$error":"#N/A"},{"$error":"#N/A"},{"$error":"#N/A"},{"$error":"#N/A"},{"$error":"#N/A"},{"$error":"#N/A"}]
[null,null,null,null,null,null,null,null,null,null,null,null,null,null,null,null," ",null,null,null,null,false,null,null,{"$error":"#N/A"},{"$error":"#N/A"},{"$error":"#N/A"},{"$error":"#N/A"},{"$error":"#N/A"},{"$error":"#N/A"},{"$error":"#N/A"},{"$error":"#N/A"},{"$error":"#N/A"},{"$error":"#N/A"}]
[null,null,null,null,null,null,null,null,null,null,null,null,null,null,null,null," ",null,null,null,null,false,null,null,{"$error":"#N/A"},{"$error":"#N/A"},{"$error":"#N/A"},{"$error":"#N/A"},{"$error":"#N/A"},{"$error":"#N/A"},{"$error":"#N/A"},{"$error":"#N/A"},{"$error":"#N/A"},{"$error":"#N/A"}]
[null,null,null,null,null,null,null,null,null,null,null,null,null,null,null,null," ",null,null,null,null,false,null,null,{"$error":"#N/A"},{"$error":"#N/A"},{"$error":"#N/A"},{"$error":"#N/A"},{"$error":"#N/A"},{"$error":"#N/A"},{"$error":"#N/A"},{"$error":"#N/A"},{"$error":"#N/A"},{"$error":"#N/A"}]
[null,null,null,null,null,null,null,null,null,null,null,null,null,null,null,null," ",null,null,null,null,false,null,null,{"$error":"#N/A"},{"$error":"#N/A"},{"$error":"#N/A"},{"$error":"#N/A"},{"$error":"#N/A"},{"$error":"#N/A"},{"$error":"#N/A"},{"$error":"#N/A"},{"$error":"#N/A"},{"$error":"#N/A"}]
[null,null,null,null,null,null,null,null,null,null,null,null,null,null,null,null," ",null,null,null,null,false,null,null,{"$error":"#N/A"},{"$error":"#N/A"},{"$error":"#N/A"},{"$error":"#N/A"},{"$error":"#N/A"},{"$error":"#N/A"},{"$error":"#N/A"},{"$error":"#N/A"},{"$error":"#N/A"},{"$error":"#N/A"}]
[null,null,null,null,null,null,null,null,null,null,null,null,null,null,null,null," ",null,null,null,null,false,null,null,{"$error":"#N/A"},{"$error":"#N/A"},{"$error":"#N/A"},{"$error":"#N/A"},{"$error":"#N/A"},{"$error":"#N/A"},{"$error":"#N/A"},{"$error":"#N/A"},{"$error":"#N/A"},{"$error":"#N/A"}]
[null,null,null,null,null,null,null,null,null,null,null,null,null,null,null,null," ",null,null,null,null,false,null,null,{"$error":"#N/A"},{"$error":"#N/A"},{"$error":"#N/A"},{"$error":"#N/A"},{"$error":"#N/A"},{"$error":"#N/A"},{"$error":"#N/A"},{"$error":"#N/A"},{"$error":"#N/A"},{"$error":"#N/A"}]
[null,null,null,null,null,null,null,null,null,null,null,null,null,null,null,null," ",null,null,null,null,false,null,null,{"$error":"#N/A"},{"$error":"#N/A"},{"$error":"#N/A"},{"$error":"#N/A"},{"$error":"#N/A"},{"$error":"#N/A"},{"$error":"#N/A"},{"$error":"#N/A"},{"$error":"#N/A"},{"$error":"#N/A"}]
[null,null,null,null,null,null,null,null,null,null,null,null,null,null,null,null," ",null,null,null,null,false,null,null,{"$error":"#N/A"},{"$error":"#N/A"},{"$error":"#N/A"},{"$error":"#N/A"},{"$error":"#N/A"},{"$error":"#N/A"},{"$error":"#N/A"},{"$error":"#N/A"},{"$error":"#N/A"},{"$error":"#N/A"}]
[null,null,null,null,null,null,null,null,null,null,null,null,null,null,null,null," ",null,null,null,null,false,null,null,{"$error":"#N/A"},{"$error":"#N/A"},{"$error":"#N/A"},{"$error":"#N/A"},{"$error":"#N/A"},{"$error":"#N/A"},{"$error":"#N/A"},{"$error":"#N/A"},{"$error":"#N/A"},{"$error":"#N/A"}]
[null,null,null,null,null,null,null,null,null,null,null,null,null,null,null,null," ",null,null,null,null,false,null,null,{"$error":"#N/A"},{"$error":"#N/A"},{"$error":"#N/A"},{"$error":"#N/A"},{"$error":"#N/A"},{"$error":"#N/A"},{"$error":"#N/A"},{"$error":"#N/A"},{"$error":"#N/A"},{"$error":"#N/A"}]
[null,null,null,null,null,null,null,null,null,null,null,null,null,null,null,null," ",null,null,null,null,false,null,null,{"$error":"#N/A"},{"$error":"#N/A"},{"$error":"#N/A"},{"$error":"#N/A"},{"$error":"#N/A"},{"$error":"#N/A"},{"$error":"#N/A"},{"$error":"#N/A"},{"$error":"#N/A"},{"$error":"#N/A"}]
[null,null,null,null,null,null,null,null,null,null,null,null,null,null,null,null,{"$f":"IF(OR(ISERROR(E18380),ISERROR(G18380)),\"  \",E18380&\" \"&G18380)","v":" "},null,null,null,null,{"$f":"IF(ISERROR(G18380),FALSE,IF($V$9=G18380,TRUE,FALSE))","v":false},null,null,{"$error":"#N/A"},{"$error":"#N/A"},{"$error":"#N/A"},{"$error":"#N/A"},{"$error":"#N/A"},{"$error":"#N/A"},{"$error":"#N/A"},{"$error":"#N/A"},{"$error":"#N/A"},{"$error":"#N/A"}]
[null,null,null,null,null,null,null,null,null,null,null,null,null,null,null,null," ",null,null,null,null,false,null,null,{"$error":"#N/A"},{"$error":"#N/A"},{"$error":"#N/A"},{"$error":"#N/A"},{"$error":"#N/A"},{"$error":"#N/A"},{"$error":"#N/A"},{"$error":"#N/A"},{"$error":"#N/A"},{"$error":"#N/A"}]
[null,null,null,null,null,null,null,null,null,null,null,null,null,null,null,null," ",null,null,null,null,false,null,null,{"$error":"#N/A"},{"$error":"#N/A"},{"$error":"#N/A"},{"$error":"#N/A"},{"$error":"#N/A"},{"$error":"#N/A"},{"$error":"#N/A"},{"$error":"#N/A"},{"$error":"#N/A"},{"$error":"#N/A"}]
[null,null,null,null,null,null,null,null,null,null,null,null,null,null,null,null," ",null,null,null,null,false,null,null,{"$error":"#N/A"},{"$error":"#N/A"},{"$error":"#N/A"},{"$error":"#N/A"},{"$error":"#N/A"},{"$error":"#N/A"},{"$error":"#N/A"},{"$error":"#N/A"},{"$error":"#N/A"},{"$error":"#N/A"}]
[null,null,null,null,null,null,null,null,null,null,null,null,null,null,null,null," ",null,null,null,null,false,null,null,{"$error":"#N/A"},{"$error":"#N/A"},{"$error":"#N/A"},{"$error":"#N/A"},{"$error":"#N/A"},{"$error":"#N/A"},{"$error":"#N/A"},{"$error":"#N/A"},{"$error":"#N/A"},{"$error":"#N/A"}]
[null,null,null,null,null,null,null,null,null,null,null,null,null,null,null,null," ",null,null,null,null,false,null,null,{"$error":"#N/A"},{"$error":"#N/A"},{"$error":"#N/A"},{"$error":"#N/A"},{"$error":"#N/A"},{"$error":"#N/A"},{"$error":"#N/A"},{"$error":"#N/A"},{"$error":"#N/A"},{"$error":"#N/A"}]
[null,null,null,null,null,null,null,null,null,null,null,null,null,null,null,null," ",null,null,null,null,false,null,null,{"$error":"#N/A"},{"$error":"#N/A"},{"$error":"#N/A"},{"$error":"#N/A"},{"$error":"#N/A"},{"$error":"#N/A"},{"$error":"#N/A"},{"$error":"#N/A"},{"$error":"#N/A"},{"$error":"#N/A"}]
[null,null,null,null,null,null,null,null,null,null,null,null,null,null,null,null," ",null,null,null,null,false,null,null,{"$error":"#N/A"},{"$error":"#N/A"},{"$error":"#N/A"},{"$error":"#N/A"},{"$error":"#N/A"},{"$error":"#N/A"},{"$error":"#N/A"},{"$error":"#N/A"},{"$error":"#N/A"},{"$error":"#N/A"}]
[null,null,null,null,null,null,null,null,null,null,null,null,null,null,null,null," ",null,null,null,null,false,null,null,{"$error":"#N/A"},{"$error":"#N/A"},{"$error":"#N/A"},{"$error":"#N/A"},{"$error":"#N/A"},{"$error":"#N/A"},{"$error":"#N/A"},{"$error":"#N/A"},{"$error":"#N/A"},{"$error":"#N/A"}]
[null,null,null,null,null,null,null,null,null,null,null,null,null,null,null,null," ",null,null,null,null,false,null,null,{"$error":"#N/A"},{"$error":"#N/A"},{"$error":"#N/A"},{"$error":"#N/A"},{"$error":"#N/A"},{"$error":"#N/A"},{"$error":"#N/A"},{"$error":"#N/A"},{"$error":"#N/A"},{"$error":"#N/A"}]
[null,null,null,null,null,null,null,null,null,null,null,null,null,null,null,null," ",null,null,null,null,false,null,null,{"$error":"#N/A"},{"$error":"#N/A"},{"$error":"#N/A"},{"$error":"#N/A"},{"$error":"#N/A"},{"$error":"#N/A"},{"$error":"#N/A"},{"$error":"#N/A"},{"$error":"#N/A"},{"$error":"#N/A"}]
[null,null,null,null,null,null,null,null,null,null,null,null,null,null,null,null," ",null,null,null,null,false,null,null,{"$error":"#N/A"},{"$error":"#N/A"},{"$error":"#N/A"},{"$error":"#N/A"},{"$error":"#N/A"},{"$error":"#N/A"},{"$error":"#N/A"},{"$error":"#N/A"},{"$error":"#N/A"},{"$error":"#N/A"}]
[null,null,null,null,null,null,null,null,null,null,null,null,null,null,null,null," ",null,null,null,null,false,null,null,{"$error":"#N/A"},{"$error":"#N/A"},{"$error":"#N/A"},{"$error":"#N/A"},{"$error":"#N/A"},{"$error":"#N/A"},{"$error":"#N/A"},{"$error":"#N/A"},{"$error":"#N/A"},{"$error":"#N/A"}]
[null,null,null,null,null,null,null,null,null,null,null,null,null,null,null,null," ",null,null,null,null,false,null,null,{"$error":"#N/A"},{"$error":"#N/A"},{"$error":"#N/A"},{"$error":"#N/A"},{"$error":"#N/A"},{"$error":"#N/A"},{"$error":"#N/A"},{"$error":"#N/A"},{"$error":"#N/A"},{"$error":"#N/A"}]
[null,null,null,null,null,null,null,null,null,null,null,null,null,null,null,null," ",null,null,null,null,false,null,null,{"$error":"#N/A"},{"$error":"#N/A"},{"$error":"#N/A"},{"$error":"#N/A"},{"$error":"#N/A"},{"$error":"#N/A"},{"$error":"#N/A"},{"$error":"#N/A"},{"$error":"#N/A"},{"$error":"#N/A"}]
[null,null,null,null,null,null,null,null,null,null,null,null,null,null,null,null," ",null,null,null,null,false,null,null,{"$error":"#N/A"},{"$error":"#N/A"},{"$error":"#N/A"},{"$error":"#N/A"},{"$error":"#N/A"},{"$error":"#N/A"},{"$error":"#N/A"},{"$error":"#N/A"},{"$error":"#N/A"},{"$error":"#N/A"}]
[null,null,null,null,null,null,null,null,null,null,null,null,null,null,null,null," ",null,null,null,null,false,null,null,{"$error":"#N/A"},{"$error":"#N/A"},{"$error":"#N/A"},{"$error":"#N/A"},{"$error":"#N/A"},{"$error":"#N/A"},{"$error":"#N/A"},{"$error":"#N/A"},{"$error":"#N/A"},{"$error":"#N/A"}]
[null,null,null,null,null,null,null,null,null,null,null,null,null,null,null,null," ",null,null,null,null,false,null,null,{"$error":"#N/A"},{"$error":"#N/A"},{"$error":"#N/A"},{"$error":"#N/A"},{"$error":"#N/A"},{"$error":"#N/A"},{"$error":"#N/A"},{"$error":"#N/A"},{"$error":"#N/A"},{"$error":"#N/A"}]
[null,null,null,null,null,null,null,null,null,null,null,null,null,null,null,null," ",null,null,null,null,false,null,null,{"$error":"#N/A"},{"$error":"#N/A"},{"$error":"#N/A"},{"$error":"#N/A"},{"$error":"#N/A"},{"$error":"#N/A"},{"$error":"#N/A"},{"$error":"#N/A"},{"$error":"#N/A"},{"$error":"#N/A"}]
[null,null,null,null,null,null,null,null,null,null,null,null,null,null,null,null," ",null,null,null,null,false,null,null,{"$error":"#N/A"},{"$error":"#N/A"},{"$error":"#N/A"},{"$error":"#N/A"},{"$error":"#N/A"},{"$error":"#N/A"},{"$error":"#N/A"},{"$error":"#N/A"},{"$error":"#N/A"},{"$error":"#N/A"}]
[null,null,null,null,null,null,null,null,null,null,null,null,null,null,null,null," ",null,null,null,null,false,null,null,{"$error":"#N/A"},{"$error":"#N/A"},{"$error":"#N/A"},{"$error":"#N/A"},{"$error":"#N/A"},{"$error":"#N/A"},{"$error":"#N/A"},{"$error":"#N/A"},{"$error":"#N/A"},{"$error":"#N/A"}]
[null,null,null,null,null,null,null,null,null,null,null,null,null,null,null,null," ",null,null,null,null,false,null,null,{"$error":"#N/A"},{"$error":"#N/A"},{"$error":"#N/A"},{"$error":"#N/A"},{"$error":"#N/A"},{"$error":"#N/A"},{"$error":"#N/A"},{"$error":"#N/A"},{"$error":"#N/A"},{"$error":"#N/A"}]
[null,null,null,null,null,null,null,null,null,null,null,null,null,null,null,null," ",null,null,null,null,false,null,null,{"$error":"#N/A"},{"$error":"#N/A"},{"$error":"#N/A"},{"$error":"#N/A"},{"$error":"#N/A"},{"$error":"#N/A"},{"$error":"#N/A"},{"$error":"#N/A"},{"$error":"#N/A"},{"$error":"#N/A"}]
[null,null,null,null,null,null,null,null,null,null,null,null,null,null,null,null," ",null,null,null,null,false,null,null,{"$error":"#N/A"},{"$error":"#N/A"},{"$error":"#N/A"},{"$error":"#N/A"},{"$error":"#N/A"},{"$error":"#N/A"},{"$error":"#N/A"},{"$error":"#N/A"},{"$error":"#N/A"},{"$error":"#N/A"}]
[null,null,null,null,null,null,null,null,null,null,null,null,null,null,null,null," ",null,null,null,null,false,null,null,{"$error":"#N/A"},{"$error":"#N/A"},{"$error":"#N/A"},{"$error":"#N/A"},{"$error":"#N/A"},{"$error":"#N/A"},{"$error":"#N/A"},{"$error":"#N/A"},{"$error":"#N/A"},{"$error":"#N/A"}]
[null,null,null,null,null,null,null,null,null,null,null,null,null,null,null,null," ",null,null,null,null,false,null,null,{"$error":"#N/A"},{"$error":"#N/A"},{"$error":"#N/A"},{"$error":"#N/A"},{"$error":"#N/A"},{"$error":"#N/A"},{"$error":"#N/A"},{"$error":"#N/A"},{"$error":"#N/A"},{"$error":"#N/A"}]
[null,null,null,null,null,null,null,null,null,null,null,null,null,null,null,null," ",null,null,null,null,false,null,null,{"$error":"#N/A"},{"$error":"#N/A"},{"$error":"#N/A"},{"$error":"#N/A"},{"$error":"#N/A"},{"$error":"#N/A"},{"$error":"#N/A"},{"$error":"#N/A"},{"$error":"#N/A"},{"$error":"#N/A"}]
[null,null,null,null,null,null,null,null,null,null,null,null,null,null,null,null," ",null,null,null,null,false,null,null,{"$error":"#N/A"},{"$error":"#N/A"},{"$error":"#N/A"},{"$error":"#N/A"},{"$error":"#N/A"},{"$error":"#N/A"},{"$error":"#N/A"},{"$error":"#N/A"},{"$error":"#N/A"},{"$error":"#N/A"}]
[null,null,null,null,null,null,null,null,null,null,null,null,null,null,null,null," ",null,null,null,null,false,null,null,{"$error":"#N/A"},{"$error":"#N/A"},{"$error":"#N/A"},{"$error":"#N/A"},{"$error":"#N/A"},{"$error":"#N/A"},{"$error":"#N/A"},{"$error":"#N/A"},{"$error":"#N/A"},{"$error":"#N/A"}]
[null,null,null,null,null,null,null,null,null,null,null,null,null,null,null,null," ",null,null,null,null,false,null,null,{"$error":"#N/A"},{"$error":"#N/A"},{"$error":"#N/A"},{"$error":"#N/A"},{"$error":"#N/A"},{"$error":"#N/A"},{"$error":"#N/A"},{"$error":"#N/A"},{"$error":"#N/A"},{"$error":"#N/A"}]
[null,null,null,null,null,null,null,null,null,null,null,null,null,null,null,null," ",null,null,null,null,false,null,null,{"$error":"#N/A"},{"$error":"#N/A"},{"$error":"#N/A"},{"$error":"#N/A"},{"$error":"#N/A"},{"$error":"#N/A"},{"$error":"#N/A"},{"$error":"#N/A"},{"$error":"#N/A"},{"$error":"#N/A"}]
[null,null,null,null,null,null,null,null,null,null,null,null,null,null,null,null," ",null,null,null,null,false,null,null,{"$error":"#N/A"},{"$error":"#N/A"},{"$error":"#N/A"},{"$error":"#N/A"},{"$error":"#N/A"},{"$error":"#N/A"},{"$error":"#N/A"},{"$error":"#N/A"},{"$error":"#N/A"},{"$error":"#N/A"}]
[null,null,null,null,null,null,null,null,null,null,null,null,null,null,null,null,{"$f":"IF(OR(ISERROR(E19305),ISERROR(G19305)),\"  \",E19305&\" \"&G19305)","v":" "},null,null,null,null,false,null,null,{"$error":"#N/A"},{"$error":"#N/A"},{"$error":"#N/A"},{"$error":"#N/A"},{"$error":"#N/A"},{"$error":"#N/A"},{"$error":"#N/A"},{"$error":"#N/A"},{"$error":"#N/A"},{"$error":"#N/A"}]
[null,null,null,null,null,null,null,null,null,null,null,null,null,null,null,null," ",null,null,null,null,false,null,null,{"$error":"#N/A"},{"$error":"#N/A"},{"$error":"#N/A"},{"$error":"#N/A"},{"$error":"#N/A"},{"$error":"#N/A"},{"$error":"#N/A"},{"$error":"#N/A"},{"$error":"#N/A"},{"$error":"#N/A"}]
[null,null,null,null,null,null,null,null,null,null,null,null,null,null,null,null," ",null,null,null,null,false,null,null,{"$error":"#N/A"},{"$error":"#N/A"},{"$error":"#N/A"},{"$error":"#N/A"},{"$error":"#N/A"},{"$error":"#N/A"},{"$error":"#N/A"},{"$error":"#N/A"},{"$error":"#N/A"},{"$error":"#N/A"}]
[null,null,null,null,null,null,null,null,null,null,null,null,null,null,null,null," ",null,null,null,null,false,null,null,{"$error":"#N/A"},{"$error":"#N/A"},{"$error":"#N/A"},{"$error":"#N/A"},{"$error":"#N/A"},{"$error":"#N/A"},{"$error":"#N/A"},{"$error":"#N/A"},{"$error":"#N/A"},{"$error":"#N/A"}]
[null,null,null,null,null,null,null,null,null,null,null,null,null,null,null,null," ",null,null,null,null,false,null,null,{"$error":"#N/A"},{"$error":"#N/A"},{"$error":"#N/A"},{"$error":"#N/A"},{"$error":"#N/A"},{"$error":"#N/A"},{"$error":"#N/A"},{"$error":"#N/A"},{"$error":"#N/A"},{"$error":"#N/A"}]
[null,null,null,null,null,null,null,null,null,null,null,null,null,null,null,null," ",null,null,null,null,false,null,null,{"$error":"#N/A"},{"$error":"#N/A"},{"$error":"#N/A"},{"$error":"#N/A"},{"$error":"#N/A"},{"$error":"#N/A"},{"$error":"#N/A"},{"$error":"#N/A"},{"$error":"#N/A"},{"$error":"#N/A"}]
[null,null,null,null,null,null,null,null,null,null,null,null,null,null,null,null," ",null,null,null,null,false,null,null,{"$error":"#N/A"},{"$error":"#N/A"},{"$error":"#N/A"},{"$error":"#N/A"},{"$error":"#N/A"},{"$error":"#N/A"},{"$error":"#N/A"},{"$error":"#N/A"},{"$error":"#N/A"},{"$error":"#N/A"}]
[null,null,null,null,null,null,null,null,null,null,null,null,null,null,null,null," ",null,null,null,null,false,null,null,{"$error":"#N/A"},{"$error":"#N/A"},{"$error":"#N/A"},{"$error":"#N/A"},{"$error":"#N/A"},{"$error":"#N/A"},{"$error":"#N/A"},{"$error":"#N/A"},{"$error":"#N/A"},{"$error":"#N/A"}]
[null,null,null,null,null,null,null,null,null,null,null,null,null,null,null,null," ",null,null,null,null,false,null,null,{"$error":"#N/A"},{"$error":"#N/A"},{"$error":"#N/A"},{"$error":"#N/A"},{"$error":"#N/A"},{"$error":"#N/A"},{"$error":"#N/A"},{"$error":"#N/A"},{"$error":"#N/A"},{"$error":"#N/A"}]
[null,null,null,null,null,null,null,null,null,null,null,null,null,null,null,null," ",null,null,null,null,false,null,null,{"$error":"#N/A"},{"$error":"#N/A"},{"$error":"#N/A"},{"$error":"#N/A"},{"$error":"#N/A"},{"$error":"#N/A"},{"$error":"#N/A"},{"$error":"#N/A"},{"$error":"#N/A"},{"$error":"#N/A"}]
[null,null,null,null,null,null,null,null,null,null,null,null,null,null,null,null," ",null,null,null,null,false,null,null,{"$error":"#N/A"},{"$error":"#N/A"},{"$error":"#N/A"},{"$error":"#N/A"},{"$error":"#N/A"},{"$error":"#N/A"},{"$error":"#N/A"},{"$error":"#N/A"},{"$error":"#N/A"},{"$error":"#N/A"}]
[null,null,null,null,null,null,null,null,null,null,null,null,null,null,null,null," ",null,null,null,null,false,null,null,{"$error":"#N/A"},{"$error":"#N/A"},{"$error":"#N/A"},{"$error":"#N/A"},{"$error":"#N/A"},{"$error":"#N/A"},{"$error":"#N/A"},{"$error":"#N/A"},{"$error":"#N/A"},{"$error":"#N/A"}]
[null,null,null,null,null,null,null,null,null,null,null,null,null,null,null,null," ",null,null,null,null,false,null,null,{"$error":"#N/A"},{"$error":"#N/A"},{"$error":"#N/A"},{"$error":"#N/A"},{"$error":"#N/A"},{"$error":"#N/A"},{"$error":"#N/A"},{"$error":"#N/A"},{"$error":"#N/A"},{"$error":"#N/A"}]
[null,null,null,null,null,null,null,null,null,null,null,null,null,null,null,null," ",null,null,null,null,false,null,null,{"$error":"#N/A"},{"$error":"#N/A"},{"$error":"#N/A"},{"$error":"#N/A"},{"$error":"#N/A"},{"$error":"#N/A"},{"$error":"#N/A"},{"$error":"#N/A"},{"$error":"#N/A"},{"$error":"#N/A"}]
[null,null,null,null,null,null,null,null,null,null,null,null,null,null,null,null," ",null,null,null,null,false,null,null,{"$error":"#N/A"},{"$error":"#N/A"},{"$error":"#N/A"},{"$error":"#N/A"},{"$error":"#N/A"},{"$error":"#N/A"},{"$error":"#N/A"},{"$error":"#N/A"},{"$error":"#N/A"},{"$error":"#N/A"}]
[null,null,null,null,null,null,null,null,null,null,null,null,null,null,null,null," ",null,null,null,null,false,null,null,{"$error":"#N/A"},{"$error":"#N/A"},{"$error":"#N/A"},{"$error":"#N/A"},{"$error":"#N/A"},{"$error":"#N/A"},{"$error":"#N/A"},{"$error":"#N/A"},{"$error":"#N/A"},{"$error":"#N/A"}]
[null,null,null,null,null,null,null,null,null,null,null,null,null,null,null,null," ",null,null,null,null,false,null,null,{"$error":"#N/A"},{"$error":"#N/A"},{"$error":"#N/A"},{"$error":"#N/A"},{"$error":"#N/A"},{"$error":"#N/A"},{"$error":"#N/A"},{"$error":"#N/A"},{"$error":"#N/A"},{"$error":"#N/A"}]
[null,null,null,null,null,null,null,null,null,null,null,null,null,null,null,null," ",null,null,null,null,false,null,null,{"$error":"#N/A"},{"$error":"#N/A"},{"$error":"#N/A"},{"$error":"#N/A"},{"$error":"#N/A"},{"$error":"#N/A"},{"$error":"#N/A"},{"$error":"#N/A"},{"$error":"#N/A"},{"$error":"#N/A"}]
[null,null,null,null,null,null,null,null,null,null,null,null,null,null,null,null," ",null,null,null,null,false,null,null,{"$error":"#N/A"},{"$error":"#N/A"},{"$error":"#N/A"},{"$error":"#N/A"},{"$error":"#N/A"},{"$error":"#N/A"},{"$error":"#N/A"},{"$error":"#N/A"},{"$error":"#N/A"},{"$error":"#N/A"}]
[null,null,null,null,null,null,null,null,null,null,null,null,null,null,null,null," ",null,null,null,null,false,null,null,{"$error":"#N/A"},{"$error":"#N/A"},{"$error":"#N/A"},{"$error":"#N/A"},{"$error":"#N/A"},{"$error":"#N/A"},{"$error":"#N/A"},{"$error":"#N/A"},{"$error":"#N/A"},{"$error":"#N/A"}]
[null,null,null,null,null,null,null,null,null,null,null,null,null,null,null,null," ",null,null,null,null,false,null,null,{"$error":"#N/A"},{"$error":"#N/A"},{"$error":"#N/A"},{"$error":"#N/A"},{"$error":"#N/A"},{"$error":"#N/A"},{"$error":"#N/A"},{"$error":"#N/A"},{"$error":"#N/A"},{"$error":"#N/A"}]
[null,null,null,null,null,null,null,null,null,null,null,null,null,null,null,null," ",null,null,null,null,false,null,null,{"$error":"#N/A"},{"$error":"#N/A"},{"$error":"#N/A"},{"$error":"#N/A"},{"$error":"#N/A"},{"$error":"#N/A"},{"$error":"#N/A"},{"$error":"#N/A"},{"$error":"#N/A"},{"$error":"#N/A"}]
[null,null,null,null,null,null,null,null,null,null,null,null,null,null,null,null," ",null,null,null,null,false,null,null,{"$error":"#N/A"},{"$error":"#N/A"},{"$error":"#N/A"},{"$error":"#N/A"},{"$error":"#N/A"},{"$error":"#N/A"},{"$error":"#N/A"},{"$error":"#N/A"},{"$error":"#N/A"},{"$error":"#N/A"}]
[null,null,null,null,null,null,null,null,null,null,null,null,null,null,null,null," ",null,null,null,null,false,null,null,{"$error":"#N/A"},{"$error":"#N/A"},{"$error":"#N/A"},{"$error":"#N/A"},{"$error":"#N/A"},{"$error":"#N/A"},{"$error":"#N/A"},{"$error":"#N/A"},{"$error":"#N/A"},{"$error":"#N/A"}]
[null,null,null,null,null,null,null,null,null,null,null,null,null,null,null,null," ",null,null,null,null,false,null,null,{"$error":"#N/A"},{"$error":"#N/A"},{"$error":"#N/A"},{"$error":"#N/A"},{"$error":"#N/A"},{"$error":"#N/A"},{"$error":"#N/A"},{"$error":"#N/A"},{"$error":"#N/A"},{"$error":"#N/A"}]
[null,null,null,null,null,null,null,null,null,null,null,null,null,null,null,null," ",null,null,null,null,false,null,null,{"$error":"#N/A"},{"$error":"#N/A"},{"$error":"#N/A"},{"$error":"#N/A"},{"$error":"#N/A"},{"$error":"#N/A"},{"$error":"#N/A"},{"$error":"#N/A"},{"$error":"#N/A"},{"$error":"#N/A"}]
[null,null,null,null,null,null,null,null,null,null,null,null,null,null,null,null," ",null,null,null,null,false,null,null,{"$error":"#N/A"},{"$error":"#N/A"},{"$error":"#N/A"},{"$error":"#N/A"},{"$error":"#N/A"},{"$error":"#N/A"},{"$error":"#N/A"},{"$error":"#N/A"},{"$error":"#N/A"},{"$error":"#N/A"}]
[null,null,null,null,null,null,null,null,null,null,null,null,null,null,null,null," ",null,null,null,null,false,null,null,{"$error":"#N/A"},{"$error":"#N/A"},{"$error":"#N/A"},{"$error":"#N/A"},{"$error":"#N/A"},{"$error":"#N/A"},{"$error":"#N/A"},{"$error":"#N/A"},{"$error":"#N/A"},{"$error":"#N/A"}]
[null,null,null,null,null,null,null,null,null,null,null,null,null,null,null,null," ",null,null,null,null,false,null,null,{"$error":"#N/A"},{"$error":"#N/A"},{"$error":"#N/A"},{"$error":"#N/A"},{"$error":"#N/A"},{"$error":"#N/A"},{"$error":"#N/A"},{"$error":"#N/A"},{"$error":"#N/A"},{"$error":"#N/A"}]
[null,null,null,null,null,null,null,null,null,null,null,null,null,null,null,null," ",null,null,null,null,false,null,null,{"$error":"#N/A"},{"$error":"#N/A"},{"$error":"#N/A"},{"$error":"#N/A"},{"$error":"#N/A"},{"$error":"#N/A"},{"$error":"#N/A"},{"$error":"#N/A"},{"$error":"#N/A"},{"$error":"#N/A"}]
[null,null,null,null,null,null,null,null,null,null,null,null,null,null,null,null," ",null,null,null,null,false,null,null,{"$error":"#N/A"},{"$error":"#N/A"},{"$error":"#N/A"},{"$error":"#N/A"},{"$error":"#N/A"},{"$error":"#N/A"},{"$error":"#N/A"},{"$error":"#N/A"},{"$error":"#N/A"},{"$error":"#N/A"}]
[null,null,null,null,null,null,null,null,null,null,null,null,null,null,null,null," ",null,null,null,null,false,null,null,{"$error":"#N/A"},{"$error":"#N/A"},{"$error":"#N/A"},{"$error":"#N/A"},{"$error":"#N/A"},{"$error":"#N/A"},{"$error":"#N/A"},{"$error":"#N/A"},{"$error":"#N/A"},{"$error":"#N/A"}]
[null,null,null,null,null,null,null,null,null,null,null,null,null,null,null,null," ",null,null,null,null,false,null,null,{"$error":"#N/A"},{"$error":"#N/A"},{"$error":"#N/A"},{"$error":"#N/A"},{"$error":"#N/A"},{"$error":"#N/A"},{"$error":"#N/A"},{"$error":"#N/A"},{"$error":"#N/A"},{"$error":"#N/A"}]
[null,null,null,null,null,null,null,null,null,null,null,null,null,null,null,null," ",null,null,null,null,false,null,null,{"$error":"#N/A"},{"$error":"#N/A"},{"$error":"#N/A"},{"$error":"#N/A"},{"$error":"#N/A"},{"$error":"#N/A"},{"$error":"#N/A"},{"$error":"#N/A"},{"$error":"#N/A"},{"$error":"#N/A"}]
[null,null,null,null,null,null,null,null,null,null,null,null,null,null,null,null," ",null,null,null,null,false,null,null,{"$error":"#N/A"},{"$error":"#N/A"},{"$error":"#N/A"},{"$error":"#N/A"},{"$error":"#N/A"},{"$error":"#N/A"},{"$error":"#N/A"},{"$error":"#N/A"},{"$error":"#N/A"},{"$error":"#N/A"}]
[null,null,null,null,null,null,null,null,null,null,null,null,null,null,null,null," ",null,null,null,null,false,null,null,{"$error":"#N/A"},{"$error":"#N/A"},{"$error":"#N/A"},{"$error":"#N/A"},{"$error":"#N/A"},{"$error":"#N/A"},{"$error":"#N/A"},{"$error":"#N/A"},{"$error":"#N/A"},{"$error":"#N/A"}]
[null,null,null,null,null,null,null,null,null,null,null,null,null,null,null,null," ",null,null,null,null,false,null,null,{"$error":"#N/A"},{"$error":"#N/A"},{"$error":"#N/A"},{"$error":"#N/A"},{"$error":"#N/A"},{"$error":"#N/A"},{"$error":"#N/A"},{"$error":"#N/A"},{"$error":"#N/A"},{"$error":"#N/A"}]
[null,null,null,null,null,null,null,null,null,null,null,null,null,null,null,null," ",null,null,null,null,false,null,null,{"$error":"#N/A"},{"$error":"#N/A"},{"$error":"#N/A"},{"$error":"#N/A"},{"$error":"#N/A"},{"$error":"#N/A"},{"$error":"#N/A"},{"$error":"#N/A"},{"$error":"#N/A"},{"$error":"#N/A"}]
[null,null,null,null,null,null,null,null,null,null,null,null,null,null,null,null," ",null,null,null,null,false,null,null,{"$error":"#N/A"},{"$error":"#N/A"},{"$error":"#N/A"},{"$error":"#N/A"},{"$error":"#N/A"},{"$error":"#N/A"},{"$error":"#N/A"},{"$error":"#N/A"},{"$error":"#N/A"},{"$error":"#N/A"}]
[null,null,null,null,null,null,null,null,null,null,null,null,null,null,null,null," ",null,null,null,null,false,null,null,{"$error":"#N/A"},{"$error":"#N/A"},{"$error":"#N/A"},{"$error":"#N/A"},{"$error":"#N/A"},{"$error":"#N/A"},{"$error":"#N/A"},{"$error":"#N/A"},{"$error":"#N/A"},{"$error":"#N/A"}]
[null,null,null,null,null,null,null,null,null,null,null,null,null,null,null,null," ",null,null,null,null,false,null,null,{"$error":"#N/A"},{"$error":"#N/A"},{"$error":"#N/A"},{"$error":"#N/A"},{"$error":"#N/A"},{"$error":"#N/A"},{"$error":"#N/A"},{"$error":"#N/A"},{"$error":"#N/A"},{"$error":"#N/A"}]
[null,null,null,null,null,null,null,null,null,null,null,null,null,null,null,null," ",null,null,null,null,false,null,null,{"$error":"#N/A"},{"$error":"#N/A"},{"$error":"#N/A"},{"$error":"#N/A"},{"$error":"#N/A"},{"$error":"#N/A"},{"$error":"#N/A"},{"$error":"#N/A"},{"$error":"#N/A"},{"$error":"#N/A"}]
[null,null,null,null,null,null,null,null,null,null,null,null,null,null,null,null," ",null,null,null,null,false,null,null,{"$f":"IF($V20504=TRUE,E20504,NA())","v":{"$error":"#N/A"}},{"$f":"IF($V20504=TRUE,F20504,NA())","v":{"$error":"#N/A"}},{"$f":"IF($V20504=TRUE,G20504,NA())","v":{"$error":"#N/A"}},{"$f":"IF($V20504=TRUE,H20504,NA())","v":{"$error":"#N/A"}},{"$f":"IF($V20504=TRUE,I20504,NA())","v":{"$error":"#N/A"}},{"$f":"IF($V20504=TRUE,J20504,NA())","v":{"$error":"#N/A"}},{"$f":"IF($V20504=TRUE,K20504,NA())","v":{"$error":"#N/A"}},{"$f":"IF($V20504=TRUE,L20504,NA())","v":{"$error":"#N/A"}},{"$f":"IF($V20504=TRUE,M20504,NA())","v":{"$error":"#N/A"}},{"$f":"IF($V20504=TRUE,N20504,NA())","v":{"$error":"#N/A"}}]
[null,null,null,null,null,null,null,null,null,null,null,null,null,null,null,null," ",null,null,null,null,false,null,null,{"$error":"#N/A"},{"$error":"#N/A"},{"$error":"#N/A"},{"$error":"#N/A"},{"$error":"#N/A"},{"$error":"#N/A"},{"$error":"#N/A"},{"$error":"#N/A"},{"$error":"#N/A"},{"$error":"#N/A"}]
[null,null,null,null,null,null,null,null,null,null,null,null,null,null,null,null," ",null,null,null,null,false,null,null,{"$error":"#N/A"},{"$error":"#N/A"},{"$error":"#N/A"},{"$error":"#N/A"},{"$error":"#N/A"},{"$error":"#N/A"},{"$error":"#N/A"},{"$error":"#N/A"},{"$error":"#N/A"},{"$error":"#N/A"}]
[null,null,null,null,null,null,null,null,null,null,null,null,null,null,null,null," ",null,null,null,null,false,null,null,{"$error":"#N/A"},{"$error":"#N/A"},{"$error":"#N/A"},{"$error":"#N/A"},{"$error":"#N/A"},{"$error":"#N/A"},{"$error":"#N/A"},{"$error":"#N/A"},{"$error":"#N/A"},{"$error":"#N/A"}]
[null,null,null,null,null,null,null,null,null,null,null,null,null,null,null,null," ",null,null,null,null,false,null,null,{"$error":"#N/A"},{"$error":"#N/A"},{"$error":"#N/A"},{"$error":"#N/A"},{"$error":"#N/A"},{"$error":"#N/A"},{"$error":"#N/A"},{"$error":"#N/A"},{"$error":"#N/A"},{"$error":"#N/A"}]
[null,null,null,null,null,null,null,null,null,null,null,null,null,null,null,null," ",null,null,null,null,false,null,null,{"$error":"#N/A"},{"$error":"#N/A"},{"$error":"#N/A"},{"$error":"#N/A"},{"$error":"#N/A"},{"$error":"#N/A"},{"$error":"#N/A"},{"$error":"#N/A"},{"$error":"#N/A"},{"$error":"#N/A"}]
[null,null,null,null,null,null,null,null,null,null,null,null,null,null,null,null," ",null,null,null,null,false,null,null,{"$error":"#N/A"},{"$error":"#N/A"},{"$error":"#N/A"},{"$error":"#N/A"},{"$error":"#N/A"},{"$error":"#N/A"},{"$error":"#N/A"},{"$error":"#N/A"},{"$error":"#N/A"},{"$error":"#N/A"}]
[null,null,null,null,null,null,null,null,null,null,null,null,null,null,null,null," ",null,null,null,null,false,null,null,{"$error":"#N/A"},{"$error":"#N/A"},{"$error":"#N/A"},{"$error":"#N/A"},{"$error":"#N/A"},{"$error":"#N/A"},{"$error":"#N/A"},{"$error":"#N/A"},{"$error":"#N/A"},{"$error":"#N/A"}]
[null,null,null,null,null,null,null,null,null,null,null,null,null,null,null,null," ",null,null,null,null,false,null,null,{"$error":"#N/A"},{"$error":"#N/A"},{"$error":"#N/A"},{"$error":"#N/A"},{"$error":"#N/A"},{"$error":"#N/A"},{"$error":"#N/A"},{"$error":"#N/A"},{"$error":"#N/A"},{"$error":"#N/A"}]
[null,null,null,null,null,null,null,null,null,null,null,null,null,null,null,null," ",null,null,null,null,false,null,null,{"$error":"#N/A"},{"$error":"#N/A"},{"$error":"#N/A"},{"$error":"#N/A"},{"$error":"#N/A"},{"$error":"#N/A"},{"$error":"#N/A"},{"$error":"#N/A"},{"$error":"#N/A"},{"$error":"#N/A"}]
[null,null,null,null,null,null,null,null,null,null,null,null,null,null,null,null," ",null,null,null,null,false,null,null,{"$error":"#N/A"},{"$error":"#N/A"},{"$error":"#N/A"},{"$error":"#N/A"},{"$error":"#N/A"},{"$error":"#N/A"},{"$error":"#N/A"},{"$error":"#N/A"},{"$error":"#N/A"},{"$error":"#N/A"}]
[null,null,null,null,null,null,null,null,null,null,null,null,null,null,null,null," ",null,null,null,null,false,null,null,{"$error":"#N/A"},{"$error":"#N/A"},{"$error":"#N/A"},{"$error":"#N/A"},{"$error":"#N/A"},{"$error":"#N/A"},{"$error":"#N/A"},{"$error":"#N/A"},{"$error":"#N/A"},{"$error":"#N/A"}]
[null,null,null,null,null,null,null,null,null,null,null,null,null,null,null,null," ",null,null,null,null,false,null,null,{"$error":"#N/A"},{"$error":"#N/A"},{"$error":"#N/A"},{"$error":"#N/A"},{"$error":"#N/A"},{"$error":"#N/A"},{"$error":"#N/A"},{"$error":"#N/A"},{"$error":"#N/A"},{"$error":"#N/A"}]
[null,null,null,null,null,null,null,null,null,null,null,null,null,null,null,null," ",null,null,null,null,false,null,null,{"$error":"#N/A"},{"$error":"#N/A"},{"$error":"#N/A"},{"$error":"#N/A"},{"$error":"#N/A"},{"$error":"#N/A"},{"$error":"#N/A"},{"$error":"#N/A"},{"$error":"#N/A"},{"$error":"#N/A"}]
[null,null,null,null,null,null,null,null,null,null,null,null,null,null,null,null," ",null,null,null,null,false,null,null,{"$error":"#N/A"},{"$error":"#N/A"},{"$error":"#N/A"},{"$error":"#N/A"},{"$error":"#N/A"},{"$error":"#N/A"},{"$error":"#N/A"},{"$error":"#N/A"},{"$error":"#N/A"},{"$error":"#N/A"}]
[null,null,null,null,null,null,null,null,null,null,null,null,null,null,null,null," ",null,null,null,null,{"$f":"IF(ISERROR(G20940),FALSE,IF($V$9=G20940,TRUE,FALSE))","v":false},null,null,{"$error":"#N/A"},{"$error":"#N/A"},{"$error":"#N/A"},{"$error":"#N/A"},{"$error":"#N/A"},{"$error":"#N/A"},{"$error":"#N/A"},{"$error":"#N/A"},{"$error":"#N/A"},{"$error":"#N/A"}]
[null,null,null,null,null,null,null,null,null,null,null,null,null,null,null,null," ",null,null,null,null,false,null,null,{"$error":"#N/A"},{"$error":"#N/A"},{"$error":"#N/A"},{"$error":"#N/A"},{"$error":"#N/A"},{"$error":"#N/A"},{"$error":"#N/A"},{"$error":"#N/A"},{"$error":"#N/A"},{"$error":"#N/A"}]
[null,null,null,null,null,null,null,null,null,null,null,null,null,null,null,null," ",null,null,null,null,false,null,null,{"$error":"#N/A"},{"$error":"#N/A"},{"$error":"#N/A"},{"$error":"#N/A"},{"$error":"#N/A"},{"$error":"#N/A"},{"$error":"#N/A"},{"$error":"#N/A"},{"$error":"#N/A"},{"$error":"#N/A"}]
[null,null,null,null,null,null,null,null,null,null,null,null,null,null,null,null," ",null,null,null,null,false,null,null,{"$error":"#N/A"},{"$error":"#N/A"},{"$error":"#N/A"},{"$error":"#N/A"},{"$error":"#N/A"},{"$error":"#N/A"},{"$error":"#N/A"},{"$error":"#N/A"},{"$error":"#N/A"},{"$error":"#N/A"}]
[null,null,null,null,null,null,null,null,null,null,null,null,null,null,null,null," ",null,null,null,null,false,null,null,{"$error":"#N/A"},{"$error":"#N/A"},{"$error":"#N/A"},{"$error":"#N/A"},{"$error":"#N/A"},{"$error":"#N/A"},{"$error":"#N/A"},{"$error":"#N/A"},{"$error":"#N/A"},{"$error":"#N/A"}]
[null,null,null,null,null,null,null,null,null,null,null,null,null,null,null,null," ",null,null,null,null,false,null,null,{"$error":"#N/A"},{"$error":"#N/A"},{"$error":"#N/A"},{"$error":"#N/A"},{"$error":"#N/A"},{"$error":"#N/A"},{"$error":"#N/A"},{"$error":"#N/A"},{"$error":"#N/A"},{"$error":"#N/A"}]
[null,null,null,null,null,null,null,null,null,null,null,null,null,null,null,null," ",null,null,null,null,false,null,null,{"$error":"#N/A"},{"$error":"#N/A"},{"$error":"#N/A"},{"$error":"#N/A"},{"$error":"#N/A"},{"$error":"#N/A"},{"$error":"#N/A"},{"$error":"#N/A"},{"$error":"#N/A"},{"$error":"#N/A"}]
[null,null,null,null,null,null,null,null,null,null,null,null,null,null,null,null," ",null,null,null,null,false,null,null,{"$error":"#N/A"},{"$error":"#N/A"},{"$error":"#N/A"},{"$error":"#N/A"},{"$error":"#N/A"},{"$error":"#N/A"},{"$error":"#N/A"},{"$error":"#N/A"},{"$error":"#N/A"},{"$error":"#N/A"}]
[null,null,null,null,null,null,null,null,null,null,null,null,null,null,null,null," ",null,null,null,null,false,null,null,{"$error":"#N/A"},{"$error":"#N/A"},{"$error":"#N/A"},{"$error":"#N/A"},{"$error":"#N/A"},{"$error":"#N/A"},{"$error":"#N/A"},{"$error":"#N/A"},{"$error":"#N/A"},{"$error":"#N/A"}]
[null,null,null,null,null,null,null,null,null,null,null,null,null,null,null,null," ",null,null,null,null,false,null,null,{"$error":"#N/A"},{"$error":"#N/A"},{"$error":"#N/A"},{"$error":"#N/A"},{"$error":"#N/A"},{"$error":"#N/A"},{"$error":"#N/A"},{"$error":"#N/A"},{"$error":"#N/A"},{"$error":"#N/A"}]
[null,null,null,null,null,null,null,null,null,null,null,null,null,null,null,null," ",null,null,null,null,false,null,null,{"$error":"#N/A"},{"$error":"#N/A"},{"$error":"#N/A"},{"$error":"#N/A"},{"$error":"#N/A"},{"$error":"#N/A"},{"$error":"#N/A"},{"$error":"#N/A"},{"$error":"#N/A"},{"$error":"#N/A"}]
[null,null,null,null,null,null,null,null,null,null,null,null,null,null,null,null," ",null,null,null,null,false,null,null,{"$error":"#N/A"},{"$error":"#N/A"},{"$error":"#N/A"},{"$error":"#N/A"},{"$error":"#N/A"},{"$error":"#N/A"},{"$error":"#N/A"},{"$error":"#N/A"},{"$error":"#N/A"},{"$error":"#N/A"}]
[null,null,null,null,null,null,null,null,null,null,null,null,null,null,null,null,{"$f":"IF(OR(ISERROR(E21289),ISERROR(G21289)),\"  \",E21289&\" \"&G21289)","v":" "},null,null,null,null,false,null,null,{"$error":"#N/A"},{"$error":"#N/A"},{"$error":"#N/A"},{"$error":"#N/A"},{"$error":"#N/A"},{"$error":"#N/A"},{"$error":"#N/A"},{"$error":"#N/A"},{"$error":"#N/A"},{"$error":"#N/A"}]
[null,null,null,null,null,null,null,null,null,null,null,null,null,null,null,null," ",null,null,null,null,false,null,null,{"$error":"#N/A"},{"$error":"#N/A"},{"$error":"#N/A"},{"$error":"#N/A"},{"$error":"#N/A"},{"$error":"#N/A"},{"$error":"#N/A"},{"$error":"#N/A"},{"$error":"#N/A"},{"$error":"#N/A"}]
[null,null,null,null,null,null,null,null,null,null,null,null,null,null,null,null," ",null,null,null,null,false,null,null,{"$error":"#N/A"},{"$error":"#N/A"},{"$error":"#N/A"},{"$error":"#N/A"},{"$error":"#N/A"},{"$error":"#N/A"},{"$error":"#N/A"},{"$error":"#N/A"},{"$error":"#N/A"},{"$error":"#N/A"}]
[null,null,null,null,null,null,null,null,null,null,null,null,null,null,null,null," ",null,null,null,null,false,null,null,{"$error":"#N/A"},{"$error":"#N/A"},{"$error":"#N/A"},{"$error":"#N/A"},{"$error":"#N/A"},{"$error":"#N/A"},{"$error":"#N/A"},{"$error":"#N/A"},{"$error":"#N/A"},{"$error":"#N/A"}]
[null,null,null,null,null,null,null,null,null,null,null,null,null,null,null,null," ",null,null,null,null,false,null,null,{"$error":"#N/A"},{"$error":"#N/A"},{"$error":"#N/A"},{"$error":"#N/A"},{"$error":"#N/A"},{"$error":"#N/A"},{"$error":"#N/A"},{"$error":"#N/A"},{"$error":"#N/A"},{"$error":"#N/A"}]
[null,null,null,null,null,null,null,null,null,null,null,null,null,null,null,null," ",null,null,null,null,false,null,null,{"$error":"#N/A"},{"$error":"#N/A"},{"$error":"#N/A"},{"$error":"#N/A"},{"$error":"#N/A"},{"$error":"#N/A"},{"$error":"#N/A"},{"$error":"#N/A"},{"$error":"#N/A"},{"$error":"#N/A"}]
[null,null,null,null,null,null,null,null,null,null,null,null,null,null,null,null," ",null,null,null,null,false,null,null,{"$error":"#N/A"},{"$error":"#N/A"},{"$error":"#N/A"},{"$error":"#N/A"},{"$error":"#N/A"},{"$error":"#N/A"},{"$error":"#N/A"},{"$error":"#N/A"},{"$error":"#N/A"},{"$error":"#N/A"}]
[null,null,null,null,null,null,null,null,null,null,null,null,null,null,null,null," ",null,null,null,null,false,null,null,{"$error":"#N/A"},{"$error":"#N/A"},{"$error":"#N/A"},{"$error":"#N/A"},{"$error":"#N/A"},{"$error":"#N/A"},{"$error":"#N/A"},{"$error":"#N/A"},{"$error":"#N/A"},{"$error":"#N/A"}]
[null,null,null,null,null,null,null,null,null,null,null,null,null,null,null,null," ",null,null,null,null,false,null,null,{"$error":"#N/A"},{"$error":"#N/A"},{"$error":"#N/A"},{"$error":"#N/A"},{"$error":"#N/A"},{"$error":"#N/A"},{"$error":"#N/A"},{"$error":"#N/A"},{"$error":"#N/A"},{"$error":"#N/A"}]
[null,null,null,null,null,null,null,null,null,null,null,null,null,null,null,null,{"$f":"IF(OR(ISERROR(E21545),ISERROR(G21545)),\"  \",E21545&\" \"&G21545)","v":" "},null,null,null,null,false,null,null,{"$error":"#N/A"},{"$error":"#N/A"},{"$error":"#N/A"},{"$error":"#N/A"},{"$error":"#N/A"},{"$error":"#N/A"},{"$error":"#N/A"},{"$error":"#N/A"},{"$error":"#N/A"},{"$error":"#N/A"}]
[null,null,null,null,null,null,null,null,null,null,null,null,null,null,null,null," ",null,null,null,null,false,null,null,{"$error":"#N/A"},{"$error":"#N/A"},{"$error":"#N/A"},{"$error":"#N/A"},{"$error":"#N/A"},{"$error":"#N/A"},{"$error":"#N/A"},{"$error":"#N/A"},{"$error":"#N/A"},{"$error":"#N/A"}]
[null,null,null,null,null,null,null,null,null,null,null,null,null,null,null,null," ",null,null,null,null,false,null,null,{"$error":"#N/A"},{"$error":"#N/A"},{"$error":"#N/A"},{"$error":"#N/A"},{"$error":"#N/A"},{"$error":"#N/A"},{"$error":"#N/A"},{"$error":"#N/A"},{"$error":"#N/A"},{"$error":"#N/A"}]
[null,null,null,null,null,null,null,null,null,null,null,null,null,null,null,null," ",null,null,null,null,false,null,null,{"$error":"#N/A"},{"$error":"#N/A"},{"$error":"#N/A"},{"$error":"#N/A"},{"$error":"#N/A"},{"$error":"#N/A"},{"$error":"#N/A"},{"$error":"#N/A"},{"$error":"#N/A"},{"$error":"#N/A"}]
[null,null,null,null,null,null,null,null,null,null,null,null,null,null,null,null," ",null,null,null,null,false,null,null,{"$error":"#N/A"},{"$error":"#N/A"},{"$error":"#N/A"},{"$error":"#N/A"},{"$error":"#N/A"},{"$error":"#N/A"},{"$error":"#N/A"},{"$error":"#N/A"},{"$error":"#N/A"},{"$error":"#N/A"}]
[null,null,null,null,null,null,null,null,null,null,null,null,null,null,null,null,{"$f":"IF(OR(ISERROR(E21673),ISERROR(G21673)),\"  \",E21673&\" \"&G21673)","v":" "},null,null,null,null,false,null,null,{"$error":"#N/A"},{"$error":"#N/A"},{"$error":"#N/A"},{"$error":"#N/A"},{"$error":"#N/A"},{"$error":"#N/A"},{"$error":"#N/A"},{"$error":"#N/A"},{"$error":"#N/A"},{"$error":"#N/A"}]
[null,null,null,null,null,null,null,null,null,null,null,null,null,null,null,null," ",null,null,null,null,false,null,null,{"$f":"IF($V21720=TRUE,E21720,NA())","v":{"$error":"#N/A"}},{"$f":"IF($V21720=TRUE,F21720,NA())","v":{"$error":"#N/A"}},{"$f":"IF($V21720=TRUE,G21720,NA())","v":{"$error":"#N/A"}},{"$f":"IF($V21720=TRUE,H21720,NA())","v":{"$error":"#N/A"}},{"$f":"IF($V21720=TRUE,I21720,NA())","v":{"$error":"#N/A"}},{"$f":"IF($V21720=TRUE,J21720,NA())","v":{"$error":"#N/A"}},{"$f":"IF($V21720=TRUE,K21720,NA())","v":{"$error":"#N/A"}},{"$f":"IF($V21720=TRUE,L21720,NA())","v":{"$error":"#N/A"}},{"$f":"IF($V21720=TRUE,M21720,NA())","v":{"$error":"#N/A"}},{"$f":"IF($V21720=TRUE,N21720,NA())","v":{"$error":"#N/A"}}]
[null,null,null,null,null,null,null,null,null,null,null,null,null,null,null,null," ",null,null,null,null,false,null,null,{"$error":"#N/A"},{"$error":"#N/A"},{"$error":"#N/A"},{"$error":"#N/A"},{"$error":"#N/A"},{"$error":"#N/A"},{"$error":"#N/A"},{"$error":"#N/A"},{"$error":"#N/A"},{"$error":"#N/A"}]
[null,null,null,null,null,null,null,null,null,null,null,null,null,null,null,null," ",null,null,null,null,false,null,null,{"$error":"#N/A"},{"$error":"#N/A"},{"$error":"#N/A"},{"$error":"#N/A"},{"$error":"#N/A"},{"$error":"#N/A"},{"$error":"#N/A"},{"$error":"#N/A"},{"$error":"#N/A"},{"$error":"#N/A"}]
[null,null,null,null,null,null,null,null,null,null,null,null,null,null,null,null," ",null,null,null,null,false,null,null,{"$error":"#N/A"},{"$error":"#N/A"},{"$error":"#N/A"},{"$error":"#N/A"},{"$error":"#N/A"},{"$error":"#N/A"},{"$error":"#N/A"},{"$error":"#N/A"},{"$error":"#N/A"},{"$error":"#N/A"}]
[null,null,null,null,null,null,null,null,null,null,null,null,null,null,null,null," ",null,null,null,null,false,null,null,{"$error":"#N/A"},{"$error":"#N/A"},{"$error":"#N/A"},{"$error":"#N/A"},{"$error":"#N/A"},{"$error":"#N/A"},{"$error":"#N/A"},{"$error":"#N/A"},{"$error":"#N/A"},{"$error":"#N/A"}]
[null,null,null,null,null,null,null,null,null,null,null,null,null,null,null,null," ",null,null,null,null,false,null,null,{"$error":"#N/A"},{"$error":"#N/A"},{"$error":"#N/A"},{"$error":"#N/A"},{"$error":"#N/A"},{"$error":"#N/A"},{"$error":"#N/A"},{"$error":"#N/A"},{"$error":"#N/A"},{"$error":"#N/A"}]
[null,null,null,null,null,null,null,null,null,null,null,null,null,null,null,null," ",null,null,null,null,false,null,null,{"$error":"#N/A"},{"$error":"#N/A"},{"$error":"#N/A"},{"$error":"#N/A"},{"$error":"#N/A"},{"$error":"#N/A"},{"$error":"#N/A"},{"$error":"#N/A"},{"$error":"#N/A"},{"$error":"#N/A"}]
[null,null,null,null,null,null,null,null,null,null,null,null,null,null,null,null," ",null,null,null,null,false,null,null,{"$error":"#N/A"},{"$error":"#N/A"},{"$error":"#N/A"},{"$error":"#N/A"},{"$error":"#N/A"},{"$error":"#N/A"},{"$error":"#N/A"},{"$error":"#N/A"},{"$error":"#N/A"},{"$error":"#N/A"}]
[null,null,null,null,null,null,null,null,null,null,null,null,null,null,null,null," ",null,null,null,null,false,null,null,{"$error":"#N/A"},{"$error":"#N/A"},{"$error":"#N/A"},{"$error":"#N/A"},{"$error":"#N/A"},{"$error":"#N/A"},{"$error":"#N/A"},{"$error":"#N/A"},{"$error":"#N/A"},{"$error":"#N/A"}]
[null,null,null,null,null,null,null,null,null,null,null,null,null,null,null,null," ",null,null,null,null,false,null,null,{"$error":"#N/A"},{"$error":"#N/A"},{"$error":"#N/A"},{"$error":"#N/A"},{"$error":"#N/A"},{"$error":"#N/A"},{"$error":"#N/A"},{"$error":"#N/A"},{"$error":"#N/A"},{"$error":"#N/A"}]
[null,null,null,null,null,null,null,null,null,null,null,null,null,null,null,null," ",null,null,null,null,false,null,null,{"$error":"#N/A"},{"$error":"#N/A"},{"$error":"#N/A"},{"$error":"#N/A"},{"$error":"#N/A"},{"$error":"#N/A"},{"$error":"#N/A"},{"$error":"#N/A"},{"$error":"#N/A"},{"$error":"#N/A"}]
[null,null,null,null,null,null,null,null,null,null,null,null,null,null,null,null," ",null,null,null,null,false,null,null,{"$error":"#N/A"},{"$error":"#N/A"},{"$error":"#N/A"},{"$error":"#N/A"},{"$error":"#N/A"},{"$error":"#N/A"},{"$error":"#N/A"},{"$error":"#N/A"},{"$error":"#N/A"},{"$error":"#N/A"}]
[null,null,null,null,null,null,null,null,null,null,null,null,null,null,null,null," ",null,null,null,null,false,null,null,{"$error":"#N/A"},{"$error":"#N/A"},{"$error":"#N/A"},{"$error":"#N/A"},{"$error":"#N/A"},{"$error":"#N/A"},{"$error":"#N/A"},{"$error":"#N/A"},{"$error":"#N/A"},{"$error":"#N/A"}]
[null,null,null,null,null,null,null,null,null,null,null,null,null,null,null,null," ",null,null,null,null,false,null,null,{"$error":"#N/A"},{"$error":"#N/A"},{"$error":"#N/A"},{"$error":"#N/A"},{"$error":"#N/A"},{"$error":"#N/A"},{"$error":"#N/A"},{"$error":"#N/A"},{"$error":"#N/A"},{"$error":"#N/A"}]
[null,null,null,null,null,null,null,null,null,null,null,null,null,null,null,null," ",null,null,null,null,false,null,null,{"$error":"#N/A"},{"$error":"#N/A"},{"$error":"#N/A"},{"$error":"#N/A"},{"$error":"#N/A"},{"$error":"#N/A"},{"$error":"#N/A"},{"$error":"#N/A"},{"$error":"#N/A"},{"$error":"#N/A"}]
[null,null,null,null,null,null,null,null,null,null,null,null,null,null,null,null," ",null,null,null,null,false,null,null,{"$error":"#N/A"},{"$error":"#N/A"},{"$error":"#N/A"},{"$error":"#N/A"},{"$error":"#N/A"},{"$error":"#N/A"},{"$error":"#N/A"},{"$error":"#N/A"},{"$error":"#N/A"},{"$error":"#N/A"}]
[null,null,null,null,null,null,null,null,null,null,null,null,null,null,null,null," ",null,null,null,null,false,null,null,{"$error":"#N/A"},{"$error":"#N/A"},{"$error":"#N/A"},{"$error":"#N/A"},{"$error":"#N/A"},{"$error":"#N/A"},{"$error":"#N/A"},{"$error":"#N/A"},{"$error":"#N/A"},{"$error":"#N/A"}]
[null,null,null,null,null,null,null,null,null,null,null,null,null,null,null,null," ",null,null,null,null,false,null,null,{"$error":"#N/A"},{"$error":"#N/A"},{"$error":"#N/A"},{"$error":"#N/A"},{"$error":"#N/A"},{"$error":"#N/A"},{"$error":"#N/A"},{"$error":"#N/A"},{"$error":"#N/A"},{"$error":"#N/A"}]
[null,null,null,null,null,null,null,null,null,null,null,null,null,null,null,null," ",null,null,null,null,false,null,null,{"$error":"#N/A"},{"$error":"#N/A"},{"$error":"#N/A"},{"$error":"#N/A"},{"$error":"#N/A"},{"$error":"#N/A"},{"$error":"#N/A"},{"$error":"#N/A"},{"$error":"#N/A"},{"$error":"#N/A"}]
[null,null,null,null,null,null,null,null,null,null,null,null,null,null,null,null," ",null,null,null,null,false,null,null,{"$error":"#N/A"},{"$error":"#N/A"},{"$error":"#N/A"},{"$error":"#N/A"},{"$error":"#N/A"},{"$error":"#N/A"},{"$error":"#N/A"},{"$error":"#N/A"},{"$error":"#N/A"},{"$error":"#N/A"}]
[null,null,null,null,null,null,null,null,null,null,null,null,null,null,null,null," ",null,null,null,null,false,null,null,{"$error":"#N/A"},{"$error":"#N/A"},{"$error":"#N/A"},{"$error":"#N/A"},{"$error":"#N/A"},{"$error":"#N/A"},{"$error":"#N/A"},{"$error":"#N/A"},{"$error":"#N/A"},{"$error":"#N/A"}]
[null,null,null,null,null,null,null,null,null,null,null,null,null,null,null,null," ",null,null,null,null,false,null,null,{"$error":"#N/A"},{"$error":"#N/A"},{"$error":"#N/A"},{"$error":"#N/A"},{"$error":"#N/A"},{"$error":"#N/A"},{"$error":"#N/A"},{"$error":"#N/A"},{"$error":"#N/A"},{"$error":"#N/A"}]
[null,null,null,null,null,null,null,null,null,null,null,null,null,null,null,null," ",null,null,null,null,false,null,null,{"$error":"#N/A"},{"$error":"#N/A"},{"$error":"#N/A"},{"$error":"#N/A"},{"$error":"#N/A"},{"$error":"#N/A"},{"$error":"#N/A"},{"$error":"#N/A"},{"$error":"#N/A"},{"$error":"#N/A"}]
[null,null,null,null,null,null,null,null,null,null,null,null,null,null,null,null," ",null,null,null,null,false,null,null,{"$error":"#N/A"},{"$error":"#N/A"},{"$error":"#N/A"},{"$error":"#N/A"},{"$error":"#N/A"},{"$error":"#N/A"},{"$error":"#N/A"},{"$error":"#N/A"},{"$error":"#N/A"},{"$error":"#N/A"}]
[null,null,null,null,null,null,null,null,null,null,null,null,null,null,null,null," ",null,null,null,null,false,null,null,{"$error":"#N/A"},{"$error":"#N/A"},{"$error":"#N/A"},{"$error":"#N/A"},{"$error":"#N/A"},{"$error":"#N/A"},{"$error":"#N/A"},{"$error":"#N/A"},{"$error":"#N/A"},{"$error":"#N/A"}]
[null,null,null,null,null,null,null,null,null,null,null,null,null,null,null,null," ",null,null,null,null,false,null,null,{"$error":"#N/A"},{"$error":"#N/A"},{"$error":"#N/A"},{"$error":"#N/A"},{"$error":"#N/A"},{"$error":"#N/A"},{"$error":"#N/A"},{"$error":"#N/A"},{"$error":"#N/A"},{"$error":"#N/A"}]
[null,null,null,null,null,null,null,null,null,null,null,null,null,null,null,null," ",null,null,null,null,false,null,null,{"$error":"#N/A"},{"$error":"#N/A"},{"$error":"#N/A"},{"$error":"#N/A"},{"$error":"#N/A"},{"$error":"#N/A"},{"$error":"#N/A"},{"$error":"#N/A"},{"$error":"#N/A"},{"$error":"#N/A"}]
[null,null,null,null,null,null,null,null,null,null,null,null,null,null,null,null," ",null,null,null,null,false,null,null,{"$error":"#N/A"},{"$error":"#N/A"},{"$error":"#N/A"},{"$error":"#N/A"},{"$error":"#N/A"},{"$error":"#N/A"},{"$error":"#N/A"},{"$error":"#N/A"},{"$error":"#N/A"},{"$error":"#N/A"}]
[null,null,null,null,null,null,null,null,null,null,null,null,null,null,null,null," ",null,null,null,null,false,null,null,{"$error":"#N/A"},{"$error":"#N/A"},{"$error":"#N/A"},{"$error":"#N/A"},{"$error":"#N/A"},{"$error":"#N/A"},{"$error":"#N/A"},{"$error":"#N/A"},{"$error":"#N/A"},{"$error":"#N/A"}]
[null,null,null,null,null,null,null,null,null,null,null,null,null,null,null,null," ",null,null,null,null,false,null,null,{"$error":"#N/A"},{"$error":"#N/A"},{"$error":"#N/A"},{"$error":"#N/A"},{"$error":"#N/A"},{"$error":"#N/A"},{"$error":"#N/A"},{"$error":"#N/A"},{"$error":"#N/A"},{"$error":"#N/A"}]
[null,null,null,null,null,null,null,null,null,null,null,null,null,null,null,null," ",null,null,null,null,false,null,null,{"$error":"#N/A"},{"$error":"#N/A"},{"$error":"#N/A"},{"$error":"#N/A"},{"$error":"#N/A"},{"$error":"#N/A"},{"$error":"#N/A"},{"$error":"#N/A"},{"$error":"#N/A"},{"$error":"#N/A"}]
[null,null,null,null,null,null,null,null,null,null,null,null,null,null,null,null," ",null,null,null,null,false,null,null,{"$error":"#N/A"},{"$error":"#N/A"},{"$error":"#N/A"},{"$error":"#N/A"},{"$error":"#N/A"},{"$error":"#N/A"},{"$error":"#N/A"},{"$error":"#N/A"},{"$error":"#N/A"},{"$error":"#N/A"}]
[null,null,null,null,null,null,null,null,null,null,null,null,null,null,null,null," ",null,null,null,null,false,null,null,{"$error":"#N/A"},{"$error":"#N/A"},{"$error":"#N/A"},{"$error":"#N/A"},{"$error":"#N/A"},{"$error":"#N/A"},{"$error":"#N/A"},{"$error":"#N/A"},{"$error":"#N/A"},{"$error":"#N/A"}]
[null,null,null,null,null,null,null,null,null,null,null,null,null,null,null,null," ",null,null,null,null,false,null,null,{"$error":"#N/A"},{"$error":"#N/A"},{"$error":"#N/A"},{"$error":"#N/A"},{"$error":"#N/A"},{"$error":"#N/A"},{"$error":"#N/A"},{"$error":"#N/A"},{"$error":"#N/A"},{"$error":"#N/A"}]
[null,null,null,null,null,null,null,null,null,null,null,null,null,null,null,null," ",null,null,null,null,false,null,null,{"$error":"#N/A"},{"$error":"#N/A"},{"$error":"#N/A"},{"$error":"#N/A"},{"$error":"#N/A"},{"$error":"#N/A"},{"$error":"#N/A"},{"$error":"#N/A"},{"$error":"#N/A"},{"$error":"#N/A"}]
[null,null,null,null,null,null,null,null,null,null,null,null,null,null,null,null," ",null,null,null,null,false,null,null,{"$error":"#N/A"},{"$error":"#N/A"},{"$error":"#N/A"},{"$error":"#N/A"},{"$error":"#N/A"},{"$error":"#N/A"},{"$error":"#N/A"},{"$error":"#N/A"},{"$error":"#N/A"},{"$error":"#N/A"}]
[null,null,null,null,null,null,null,null,null,null,null,null,null,null,null,null," ",null,null,null,null,false,null,null,{"$error":"#N/A"},{"$error":"#N/A"},{"$error":"#N/A"},{"$error":"#N/A"},{"$error":"#N/A"},{"$error":"#N/A"},{"$error":"#N/A"},{"$error":"#N/A"},{"$error":"#N/A"},{"$error":"#N/A"}]
[null,null,null,null,null,null,null,null,null,null,null,null,null,null,null,null," ",null,null,null,null,false,null,null,{"$error":"#N/A"},{"$error":"#N/A"},{"$error":"#N/A"},{"$error":"#N/A"},{"$error":"#N/A"},{"$error":"#N/A"},{"$error":"#N/A"},{"$error":"#N/A"},{"$error":"#N/A"},{"$error":"#N/A"}]
[null,null,null,null,null,null,null,null,null,null,null,null,null,null,null,null," ",null,null,null,null,false,null,null,{"$error":"#N/A"},{"$error":"#N/A"},{"$error":"#N/A"},{"$error":"#N/A"},{"$error":"#N/A"},{"$error":"#N/A"},{"$error":"#N/A"},{"$error":"#N/A"},{"$error":"#N/A"},{"$error":"#N/A"}]
[null,null,null,null,null,null,null,null,null,null,null,null,null,null,null,null," ",null,null,null,null,false,null,null,{"$error":"#N/A"},{"$error":"#N/A"},{"$error":"#N/A"},{"$error":"#N/A"},{"$error":"#N/A"},{"$error":"#N/A"},{"$error":"#N/A"},{"$error":"#N/A"},{"$error":"#N/A"},{"$error":"#N/A"}]
[null,null,null,null,null,null,null,null,null,null,null,null,null,null,null,null," ",null,null,null,null,false,null,null,{"$error":"#N/A"},{"$error":"#N/A"},{"$error":"#N/A"},{"$error":"#N/A"},{"$error":"#N/A"},{"$error":"#N/A"},{"$error":"#N/A"},{"$error":"#N/A"},{"$error":"#N/A"},{"$error":"#N/A"}]
[null,null,null,null,null,null,null,null,null,null,null,null,null,null,null,null," ",null,null,null,null,false,null,null,{"$error":"#N/A"},{"$error":"#N/A"},{"$error":"#N/A"},{"$error":"#N/A"},{"$error":"#N/A"},{"$error":"#N/A"},{"$error":"#N/A"},{"$error":"#N/A"},{"$error":"#N/A"},{"$error":"#N/A"}]
[null,null,null,null,null,null,null,null,null,null,null,null,null,null,null,null," ",null,null,null,null,false,null,null,{"$error":"#N/A"},{"$error":"#N/A"},{"$error":"#N/A"},{"$error":"#N/A"},{"$error":"#N/A"},{"$error":"#N/A"},{"$error":"#N/A"},{"$error":"#N/A"},{"$error":"#N/A"},{"$error":"#N/A"}]
[null,null,null,null,null,null,null,null,null,null,null,null,null,null,null,null," ",null,null,null,null,false,null,null,{"$error":"#N/A"},{"$error":"#N/A"},{"$error":"#N/A"},{"$error":"#N/A"},{"$error":"#N/A"},{"$error":"#N/A"},{"$error":"#N/A"},{"$error":"#N/A"},{"$error":"#N/A"},{"$error":"#N/A"}]
[null,null,null,null,null,null,null,null,null,null,null,null,null,null,null,null," ",null,null,null,null,false,null,null,{"$error":"#N/A"},{"$error":"#N/A"},{"$error":"#N/A"},{"$error":"#N/A"},{"$error":"#N/A"},{"$error":"#N/A"},{"$error":"#N/A"},{"$error":"#N/A"},{"$error":"#N/A"},{"$error":"#N/A"}]
[null,null,null,null,null,null,null,null,null,null,null,null,null,null,null,null," ",null,null,null,null,false,null,null,{"$error":"#N/A"},{"$error":"#N/A"},{"$error":"#N/A"},{"$error":"#N/A"},{"$error":"#N/A"},{"$error":"#N/A"},{"$error":"#N/A"},{"$error":"#N/A"},{"$error":"#N/A"},{"$error":"#N/A"}]
[null,null,null,null,null,null,null,null,null,null,null,null,null,null,null,null," ",null,null,null,null,false,null,null,{"$error":"#N/A"},{"$error":"#N/A"},{"$error":"#N/A"},{"$error":"#N/A"},{"$error":"#N/A"},{"$error":"#N/A"},{"$error":"#N/A"},{"$error":"#N/A"},{"$error":"#N/A"},{"$error":"#N/A"}]
[null,null,null,null,null,null,null,null,null,null,null,null,null,null,null,null," ",null,null,null,null,false,null,null,{"$error":"#N/A"},{"$error":"#N/A"},{"$error":"#N/A"},{"$error":"#N/A"},{"$error":"#N/A"},{"$error":"#N/A"},{"$error":"#N/A"},{"$error":"#N/A"},{"$error":"#N/A"},{"$error":"#N/A"}]
[null,null,null,null,null,null,null,null,null,null,null,null,null,null,null,null," ",null,null,null,null,false,null,null,{"$error":"#N/A"},{"$error":"#N/A"},{"$error":"#N/A"},{"$error":"#N/A"},{"$error":"#N/A"},{"$error":"#N/A"},{"$error":"#N/A"},{"$error":"#N/A"},{"$error":"#N/A"},{"$error":"#N/A"}]
[null,null,null,null,null,null,null,null,null,null,null,null,null,null,null,null," ",null,null,null,null,false,null,null,{"$error":"#N/A"},{"$error":"#N/A"},{"$error":"#N/A"},{"$error":"#N/A"},{"$error":"#N/A"},{"$error":"#N/A"},{"$error":"#N/A"},{"$error":"#N/A"},{"$error":"#N/A"},{"$error":"#N/A"}]
[null,null,null,null,null,null,null,null,null,null,null,null,null,null,null,null," ",null,null,null,null,false,null,null,{"$error":"#N/A"},{"$error":"#N/A"},{"$error":"#N/A"},{"$error":"#N/A"},{"$error":"#N/A"},{"$error":"#N/A"},{"$error":"#N/A"},{"$error":"#N/A"},{"$error":"#N/A"},{"$error":"#N/A"}]
[null,null,null,null,null,null,null,null,null,null,null,null,null,null,null,null," ",null,null,null,null,false,null,null,{"$error":"#N/A"},{"$error":"#N/A"},{"$error":"#N/A"},{"$error":"#N/A"},{"$error":"#N/A"},{"$error":"#N/A"},{"$error":"#N/A"},{"$error":"#N/A"},{"$error":"#N/A"},{"$error":"#N/A"}]
[null,null,null,null,null,null,null,null,null,null,null,null,null,null,null,null," ",null,null,null,null,false,null,null,{"$error":"#N/A"},{"$error":"#N/A"},{"$error":"#N/A"},{"$error":"#N/A"},{"$error":"#N/A"},{"$error":"#N/A"},{"$error":"#N/A"},{"$error":"#N/A"},{"$error":"#N/A"},{"$error":"#N/A"}]
[null,null,null,null,null,null,null,null,null,null,null,null,null,null,null,null," ",null,null,null,null,false,null,null,{"$error":"#N/A"},{"$error":"#N/A"},{"$error":"#N/A"},{"$error":"#N/A"},{"$error":"#N/A"},{"$error":"#N/A"},{"$error":"#N/A"},{"$error":"#N/A"},{"$error":"#N/A"},{"$error":"#N/A"}]
[null,null,null,null,null,null,null,null,null,null,null,null,null,null,null,null," ",null,null,null,null,false,null,null,{"$error":"#N/A"},{"$error":"#N/A"},{"$error":"#N/A"},{"$error":"#N/A"},{"$error":"#N/A"},{"$error":"#N/A"},{"$error":"#N/A"},{"$error":"#N/A"},{"$error":"#N/A"},{"$error":"#N/A"}]
[null,null,null,null,null,null,null,null,null,null,null,null,null,null,null,null," ",null,null,null,null,false,null,null,{"$error":"#N/A"},{"$error":"#N/A"},{"$error":"#N/A"},{"$error":"#N/A"},{"$error":"#N/A"},{"$error":"#N/A"},{"$error":"#N/A"},{"$error":"#N/A"},{"$error":"#N/A"},{"$error":"#N/A"}]
[null,null,null,null,null,null,null,null,null,null,null,null,null,null,null,null," ",null,null,null,null,false,null,null,{"$error":"#N/A"},{"$error":"#N/A"},{"$error":"#N/A"},{"$error":"#N/A"},{"$error":"#N/A"},{"$error":"#N/A"},{"$error":"#N/A"},{"$error":"#N/A"},{"$error":"#N/A"},{"$error":"#N/A"}]
[null,null,null,null,null,null,null,null,null,null,null,null,null,null,null,null," ",null,null,null,null,false,null,null,{"$error":"#N/A"},{"$error":"#N/A"},{"$error":"#N/A"},{"$error":"#N/A"},{"$error":"#N/A"},{"$error":"#N/A"},{"$error":"#N/A"},{"$error":"#N/A"},{"$error":"#N/A"},{"$error":"#N/A"}]
[null,null,null,null,null,null,null,null,null,null,null,null,null,null,null,null," ",null,null,null,null,false,null,null,{"$error":"#N/A"},{"$error":"#N/A"},{"$error":"#N/A"},{"$error":"#N/A"},{"$error":"#N/A"},{"$error":"#N/A"},{"$error":"#N/A"},{"$error":"#N/A"},{"$error":"#N/A"},{"$error":"#N/A"}]
[null,null,null,null,null,null,null,null,null,null,null,null,null,null,null,null," ",null,null,null,null,false,null,null,{"$error":"#N/A"},{"$error":"#N/A"},{"$error":"#N/A"},{"$error":"#N/A"},{"$error":"#N/A"},{"$error":"#N/A"},{"$error":"#N/A"},{"$error":"#N/A"},{"$error":"#N/A"},{"$error":"#N/A"}]
[null,null,null,null,null,null,null,null,null,null,null,null,null,null,null,null," ",null,null,null,null,false,null,null,{"$error":"#N/A"},{"$error":"#N/A"},{"$error":"#N/A"},{"$error":"#N/A"},{"$error":"#N/A"},{"$error":"#N/A"},{"$error":"#N/A"},{"$error":"#N/A"},{"$error":"#N/A"},{"$error":"#N/A"}]
[null,null,null,null,null,null,null,null,null,null,null,null,null,null,null,null," ",null,null,null,null,false,null,null,{"$error":"#N/A"},{"$error":"#N/A"},{"$error":"#N/A"},{"$error":"#N/A"},{"$error":"#N/A"},{"$error":"#N/A"},{"$error":"#N/A"},{"$error":"#N/A"},{"$error":"#N/A"},{"$error":"#N/A"}]
[null,null,null,null,null,null,null,null,null,null,null,null,null,null,null,null," ",null,null,null,null,{"$f":"IF(ISERROR(G23500),FALSE,IF($V$9=G23500,TRUE,FALSE))","v":false},null,null,{"$error":"#N/A"},{"$error":"#N/A"},{"$error":"#N/A"},{"$error":"#N/A"},{"$error":"#N/A"},{"$error":"#N/A"},{"$error":"#N/A"},{"$error":"#N/A"},{"$error":"#N/A"},{"$error":"#N/A"}]
[null,null,null,null,null,null,null,null,null,null,null,null,null,null,null,null," ",null,null,null,null,false,null,null,{"$error":"#N/A"},{"$error":"#N/A"},{"$error":"#N/A"},{"$error":"#N/A"},{"$error":"#N/A"},{"$error":"#N/A"},{"$error":"#N/A"},{"$error":"#N/A"},{"$error":"#N/A"},{"$error":"#N/A"}]
[null,null,null,null,null,null,null,null,null,null,null,null,null,null,null,null," ",null,null,null,null,false,null,null,{"$error":"#N/A"},{"$error":"#N/A"},{"$error":"#N/A"},{"$error":"#N/A"},{"$error":"#N/A"},{"$error":"#N/A"},{"$error":"#N/A"},{"$error":"#N/A"},{"$error":"#N/A"},{"$error":"#N/A"}]
[null,null,null,null,null,null,null,null,null,null,null,null,null,null,null,null," ",null,null,null,null,false,null,null,{"$error":"#N/A"},{"$error":"#N/A"},{"$error":"#N/A"},{"$error":"#N/A"},{"$error":"#N/A"},{"$error":"#N/A"},{"$error":"#N/A"},{"$error":"#N/A"},{"$error":"#N/A"},{"$error":"#N/A"}]
[null,null,null,null,null,null,null,null,null,null,null,null,null,null,null,null," ",null,null,null,null,false,null,null,{"$error":"#N/A"},{"$error":"#N/A"},{"$error":"#N/A"},{"$error":"#N/A"},{"$error":"#N/A"},{"$error":"#N/A"},{"$error":"#N/A"},{"$error":"#N/A"},{"$error":"#N/A"},{"$error":"#N/A"}]
[null,null,null,null,null,null,null,null,null,null,null,null,null,null,null,null," ",null,null,null,null,false,null,null,{"$error":"#N/A"},{"$error":"#N/A"},{"$error":"#N/A"},{"$error":"#N/A"},{"$error":"#N/A"},{"$error":"#N/A"},{"$error":"#N/A"},{"$error":"#N/A"},{"$error":"#N/A"},{"$error":"#N/A"}]
[null,null,null,null,null,null,null,null,null,null,null,null,null,null,null,null," ",null,null,null,null,false,null,null,{"$error":"#N/A"},{"$error":"#N/A"},{"$error":"#N/A"},{"$error":"#N/A"},{"$error":"#N/A"},{"$error":"#N/A"},{"$error":"#N/A"},{"$error":"#N/A"},{"$error":"#N/A"},{"$error":"#N/A"}]
[null,null,null,null,null,null,null,null,null,null,null,null,null,null,null,null," ",null,null,null,null,false,null,null,{"$error":"#N/A"},{"$error":"#N/A"},{"$error":"#N/A"},{"$error":"#N/A"},{"$error":"#N/A"},{"$error":"#N/A"},{"$error":"#N/A"},{"$error":"#N/A"},{"$error":"#N/A"},{"$error":"#N/A"}]
[null,null,null,null,null,null,null,null,null,null,null,null,null,null,null,null," ",null,null,null,null,false,null,null,{"$error":"#N/A"},{"$error":"#N/A"},{"$error":"#N/A"},{"$error":"#N/A"},{"$error":"#N/A"},{"$error":"#N/A"},{"$error":"#N/A"},{"$error":"#N/A"},{"$error":"#N/A"},{"$error":"#N/A"}]
[null,null,null,null,null,null,null,null,null,null,null,null,null,null,null,null," ",null,null,null,null,false,null,null,{"$error":"#N/A"},{"$error":"#N/A"},{"$error":"#N/A"},{"$error":"#N/A"},{"$error":"#N/A"},{"$error":"#N/A"},{"$error":"#N/A"},{"$error":"#N/A"},{"$error":"#N/A"},{"$error":"#N/A"}]
[null,null,null,null,null,null,null,null,null,null,null,null,null,null,null,null," ",null,null,null,null,false,null,null,{"$error":"#N/A"},{"$error":"#N/A"},{"$error":"#N/A"},{"$error":"#N/A"},{"$error":"#N/A"},{"$error":"#N/A"},{"$error":"#N/A"},{"$error":"#N/A"},{"$error":"#N/A"},{"$error":"#N/A"}]
[null,null,null,null,null,null,null,null,null,null,null,null,null,null,null,null," ",null,null,null,null,false,null,null,{"$error":"#N/A"},{"$error":"#N/A"},{"$error":"#N/A"},{"$error":"#N/A"},{"$error":"#N/A"},{"$error":"#N/A"},{"$error":"#N/A"},{"$error":"#N/A"},{"$error":"#N/A"},{"$error":"#N/A"}]
[null,null,null,null,null,null,null,null,null,null,null,null,null,null,null,null,{"$f":"IF(OR(ISERROR(E23849),ISERROR(G23849)),\"  \",E23849&\" \"&G23849)","v":" "},null,null,null,null,false,null,null,{"$error":"#N/A"},{"$error":"#N/A"},{"$error":"#N/A"},{"$error":"#N/A"},{"$error":"#N/A"},{"$error":"#N/A"},{"$error":"#N/A"},{"$error":"#N/A"},{"$error":"#N/A"},{"$error":"#N/A"}]
[null,null,null,null,null,null,null,null,null,null,null,null,null,null,null,null," ",null,null,null,null,false,null,null,{"$error":"#N/A"},{"$error":"#N/A"},{"$error":"#N/A"},{"$error":"#N/A"},{"$error":"#N/A"},{"$error":"#N/A"},{"$error":"#N/A"},{"$error":"#N/A"},{"$error":"#N/A"},{"$error":"#N/A"}]
[null,null,null,null,null,null,null,null,null,null,null,null,null,null,null,null," ",null,null,null,null,false,null,null,{"$error":"#N/A"},{"$error":"#N/A"},{"$error":"#N/A"},{"$error":"#N/A"},{"$error":"#N/A"},{"$error":"#N/A"},{"$error":"#N/A"},{"$error":"#N/A"},{"$error":"#N/A"},{"$error":"#N/A"}]
[null,null,null,null,null,null,null,null,null,null,null,null,null,null,null,null," ",null,null,null,null,false,null,null,{"$error":"#N/A"},{"$error":"#N/A"},{"$error":"#N/A"},{"$error":"#N/A"},{"$error":"#N/A"},{"$error":"#N/A"},{"$error":"#N/A"},{"$error":"#N/A"},{"$error":"#N/A"},{"$error":"#N/A"}]
[null,null,null,null,null,null,null,null,null,null,null,null,null,null,null,null," ",null,null,null,null,false,null,null,{"$error":"#N/A"},{"$error":"#N/A"},{"$error":"#N/A"},{"$error":"#N/A"},{"$error":"#N/A"},{"$error":"#N/A"},{"$error":"#N/A"},{"$error":"#N/A"},{"$error":"#N/A"},{"$error":"#N/A"}]
[null,null,null,null,null,null,null,null,null,null,null,null,null,null,null,null," ",null,null,null,null,false,null,null,{"$error":"#N/A"},{"$error":"#N/A"},{"$error":"#N/A"},{"$error":"#N/A"},{"$error":"#N/A"},{"$error":"#N/A"},{"$error":"#N/A"},{"$error":"#N/A"},{"$error":"#N/A"},{"$error":"#N/A"}]
[null,null,null,null,null,null,null,null,null,null,null,null,null,null,null,null," ",null,null,null,null,false,null,null,{"$error":"#N/A"},{"$error":"#N/A"},{"$error":"#N/A"},{"$error":"#N/A"},{"$error":"#N/A"},{"$error":"#N/A"},{"$error":"#N/A"},{"$error":"#N/A"},{"$error":"#N/A"},{"$error":"#N/A"}]
[null,null,null,null,null,null,null,null,null,null,null,null,null,null,null,null," ",null,null,null,null,false,null,null,{"$f":"IF($V24053=TRUE,E24053,NA())","v":{"$error":"#N/A"}},{"$f":"IF($V24053=TRUE,F24053,NA())","v":{"$error":"#N/A"}},{"$f":"IF($V24053=TRUE,G24053,NA())","v":{"$error":"#N/A"}},{"$f":"IF($V24053=TRUE,H24053,NA())","v":{"$error":"#N/A"}},{"$f":"IF($V24053=TRUE,I24053,NA())","v":{"$error":"#N/A"}},{"$f":"IF($V24053=TRUE,J24053,NA())","v":{"$error":"#N/A"}},{"$f":"IF($V24053=TRUE,K24053,NA())","v":{"$error":"#N/A"}},{"$f":"IF($V24053=TRUE,L24053,NA())","v":{"$error":"#N/A"}},{"$f":"IF($V24053=TRUE,M24053,NA())","v":{"$error":"#N/A"}},{"$f":"IF($V24053=TRUE,N24053,NA())","v":{"$error":"#N/A"}}]
[null,null,null,null,null,null,null,null,null,null,null,null,null,null,null,null," ",null,null,null,null,false,null,null,{"$error":"#N/A"},{"$error":"#N/A"},{"$error":"#N/A"},{"$error":"#N/A"},{"$error":"#N/A"},{"$error":"#N/A"},{"$error":"#N/A"},{"$error":"#N/A"},{"$error":"#N/A"},{"$error":"#N/A"}]
[null,null,null,null,null,null,null,null,null,null,null,null,null,null,null,null," ",null,null,null,null,false,null,null,{"$error":"#N/A"},{"$error":"#N/A"},{"$error":"#N/A"},{"$error":"#N/A"},{"$error":"#N/A"},{"$error":"#N/A"},{"$error":"#N/A"},{"$error":"#N/A"},{"$error":"#N/A"},{"$error":"#N/A"}]
[null,null,null,null,null,null,null,null,null,null,null,null,null,null,null,null," ",null,null,null,null,false,null,null,{"$error":"#N/A"},{"$error":"#N/A"},{"$error":"#N/A"},{"$error":"#N/A"},{"$error":"#N/A"},{"$error":"#N/A"},{"$error":"#N/A"},{"$error":"#N/A"},{"$error":"#N/A"},{"$error":"#N/A"}]
[null,null,null,null,null,null,null,null,null,null,null,null,null,null,null,null," ",null,null,null,null,false,null,null,{"$error":"#N/A"},{"$error":"#N/A"},{"$error":"#N/A"},{"$error":"#N/A"},{"$error":"#N/A"},{"$error":"#N/A"},{"$error":"#N/A"},{"$error":"#N/A"},{"$error":"#N/A"},{"$error":"#N/A"}]
[null,null,null,null,null,null,null,null,null,null,null,null,null,null,null,null," ",null,null,null,null,false,null,null,{"$error":"#N/A"},{"$error":"#N/A"},{"$error":"#N/A"},{"$error":"#N/A"},{"$error":"#N/A"},{"$error":"#N/A"},{"$error":"#N/A"},{"$error":"#N/A"},{"$error":"#N/A"},{"$error":"#N/A"}]
[null,null,null,null,null,null,null,null,null,null,null,null,null,null,null,null," ",null,null,null,null,false,null,null,{"$error":"#N/A"},{"$error":"#N/A"},{"$error":"#N/A"},{"$error":"#N/A"},{"$error":"#N/A"},{"$error":"#N/A"},{"$error":"#N/A"},{"$error":"#N/A"},{"$error":"#N/A"},{"$error":"#N/A"}]
[null,null,null,null,null,null,null,null,null,null,null,null,null,null,null,null," ",null,null,null,null,false,null,null,{"$error":"#N/A"},{"$error":"#N/A"},{"$error":"#N/A"},{"$error":"#N/A"},{"$error":"#N/A"},{"$error":"#N/A"},{"$error":"#N/A"},{"$error":"#N/A"},{"$error":"#N/A"},{"$error":"#N/A"}]
[null,null,null,null,null,null,null,null,null,null,null,null,null,null,null,null," ",null,null,null,null,false,null,null,{"$error":"#N/A"},{"$error":"#N/A"},{"$error":"#N/A"},{"$error":"#N/A"},{"$error":"#N/A"},{"$error":"#N/A"},{"$error":"#N/A"},{"$error":"#N/A"},{"$error":"#N/A"},{"$error":"#N/A"}]
[null,null,null,null,null,null,null,null,null,null,null,null,null,null,null,null," ",null,null,null,null,false,null,null,{"$error":"#N/A"},{"$error":"#N/A"},{"$error":"#N/A"},{"$error":"#N/A"},{"$error":"#N/A"},{"$error":"#N/A"},{"$error":"#N/A"},{"$error":"#N/A"},{"$error":"#N/A"},{"$error":"#N/A"}]
[null,null,null,null,null,null,null,null,null,null,null,null,null,null,null,null," ",null,null,null,null,false,null,null,{"$error":"#N/A"},{"$error":"#N/A"},{"$error":"#N/A"},{"$error":"#N/A"},{"$error":"#N/A"},{"$error":"#N/A"},{"$error":"#N/A"},{"$error":"#N/A"},{"$error":"#N/A"},{"$error":"#N/A"}]
[null,null,null,null,null,null,null,null,null,null,null,null,null,null,null,null," ",null,null,null,null,false,null,null,{"$error":"#N/A"},{"$error":"#N/A"},{"$error":"#N/A"},{"$error":"#N/A"},{"$error":"#N/A"},{"$error":"#N/A"},{"$error":"#N/A"},{"$error":"#N/A"},{"$error":"#N/A"},{"$error":"#N/A"}]
[null,null,null,null,null,null,null,null,null,null,null,null,null,null,null,null," ",null,null,null,null,false,null,null,{"$error":"#N/A"},{"$error":"#N/A"},{"$error":"#N/A"},{"$error":"#N/A"},{"$error":"#N/A"},{"$error":"#N/A"},{"$error":"#N/A"},{"$error":"#N/A"},{"$error":"#N/A"},{"$error":"#N/A"}]
[null,null,null,null,null,null,null,null,null,null,null,null,null,null,null,null," ",null,null,null,null,false,null,null,{"$error":"#N/A"},{"$error":"#N/A"},{"$error":"#N/A"},{"$error":"#N/A"},{"$error":"#N/A"},{"$error":"#N/A"},{"$error":"#N/A"},{"$error":"#N/A"},{"$error":"#N/A"},{"$error":"#N/A"}]
[null,null,null,null,null,null,null,null,null,null,null,null,null,null,null,null," ",null,null,null,null,false,null,null,{"$error":"#N/A"},{"$error":"#N/A"},{"$error":"#N/A"},{"$error":"#N/A"},{"$error":"#N/A"},{"$error":"#N/A"},{"$error":"#N/A"},{"$error":"#N/A"},{"$error":"#N/A"},{"$error":"#N/A"}]
[null,null,null,null,null,null,null,null,null,null,null,null,null,null,null,null," ",null,null,null,null,false,null,null,{"$error":"#N/A"},{"$error":"#N/A"},{"$error":"#N/A"},{"$error":"#N/A"},{"$error":"#N/A"},{"$error":"#N/A"},{"$error":"#N/A"},{"$error":"#N/A"},{"$error":"#N/A"},{"$error":"#N/A"}]
[null,null,null,null,null,null,null,null,null,null,null,null,null,null,null,null," ",null,null,null,null,false,null,null,{"$error":"#N/A"},{"$error":"#N/A"},{"$error":"#N/A"},{"$error":"#N/A"},{"$error":"#N/A"},{"$error":"#N/A"},{"$error":"#N/A"},{"$error":"#N/A"},{"$error":"#N/A"},{"$error":"#N/A"}]
[null,null,null,null,null,null,null,null,null,null,null,null,null,null,null,null," ",null,null,null,null,false,null,null,{"$error":"#N/A"},{"$error":"#N/A"},{"$error":"#N/A"},{"$error":"#N/A"},{"$error":"#N/A"},{"$error":"#N/A"},{"$error":"#N/A"},{"$error":"#N/A"},{"$error":"#N/A"},{"$error":"#N/A"}]
[null,null,null,null,null,null,null,null,null,null,null,null,null,null,null,null," ",null,null,null,null,false,null,null,{"$error":"#N/A"},{"$error":"#N/A"},{"$error":"#N/A"},{"$error":"#N/A"},{"$error":"#N/A"},{"$error":"#N/A"},{"$error":"#N/A"},{"$error":"#N/A"},{"$error":"#N/A"},{"$error":"#N/A"}]
[null,null,null,null,null,null,null,null,null,null,null,null,null,null,null,null," ",null,null,null,null,false,null,null,{"$error":"#N/A"},{"$error":"#N/A"},{"$error":"#N/A"},{"$error":"#N/A"},{"$error":"#N/A"},{"$error":"#N/A"},{"$error":"#N/A"},{"$error":"#N/A"},{"$error":"#N/A"},{"$error":"#N/A"}]
[null,null,null,null,null,null,null,null,null,null,null,null,null,null,null,null," ",null,null,null,null,false,null,null,{"$error":"#N/A"},{"$error":"#N/A"},{"$error":"#N/A"},{"$error":"#N/A"},{"$error":"#N/A"},{"$error":"#N/A"},{"$error":"#N/A"},{"$error":"#N/A"},{"$error":"#N/A"},{"$error":"#N/A"}]
[null,null,null,null,null,null,null,null,null,null,null,null,null,null,null,null," ",null,null,null,null,false,null,null,{"$error":"#N/A"},{"$error":"#N/A"},{"$error":"#N/A"},{"$error":"#N/A"},{"$error":"#N/A"},{"$error":"#N/A"},{"$error":"#N/A"},{"$error":"#N/A"},{"$error":"#N/A"},{"$error":"#N/A"}]
[null,null,null,null,null,null,null,null,null,null,null,null,null,null,null,null," ",null,null,null,null,false,null,null,{"$error":"#N/A"},{"$error":"#N/A"},{"$error":"#N/A"},{"$error":"#N/A"},{"$error":"#N/A"},{"$error":"#N/A"},{"$error":"#N/A"},{"$error":"#N/A"},{"$error":"#N/A"},{"$error":"#N/A"}]
[null,null,null,null,null,null,null,null,null,null,null,null,null,null,null,null," ",null,null,null,null,false,null,null,{"$error":"#N/A"},{"$error":"#N/A"},{"$error":"#N/A"},{"$error":"#N/A"},{"$error":"#N/A"},{"$error":"#N/A"},{"$error":"#N/A"},{"$error":"#N/A"},{"$error":"#N/A"},{"$error":"#N/A"}]
[null,null,null,null,null,null,null,null,null,null,null,null,null,null,null,null," ",null,null,null,null,false,null,null,{"$error":"#N/A"},{"$error":"#N/A"},{"$error":"#N/A"},{"$error":"#N/A"},{"$error":"#N/A"},{"$error":"#N/A"},{"$error":"#N/A"},{"$error":"#N/A"},{"$error":"#N/A"},{"$error":"#N/A"}]
[null,null,null,null,null,null,null,null,null,null,null,null,null,null,null,null," ",null,null,null,null,false,null,null,{"$error":"#N/A"},{"$error":"#N/A"},{"$error":"#N/A"},{"$error":"#N/A"},{"$error":"#N/A"},{"$error":"#N/A"},{"$error":"#N/A"},{"$error":"#N/A"},{"$error":"#N/A"},{"$error":"#N/A"}]
[null,null,null,null,null,null,null,null,null,null,null,null,null,null,null,null," ",null,null,null,null,{"$f":"IF(ISERROR(G24780),FALSE,IF($V$9=G24780,TRUE,FALSE))","v":false},null,null,{"$error":"#N/A"},{"$error":"#N/A"},{"$error":"#N/A"},{"$error":"#N/A"},{"$error":"#N/A"},{"$error":"#N/A"},{"$error":"#N/A"},{"$error":"#N/A"},{"$error":"#N/A"},{"$error":"#N/A"}]
[null,null,null,null,null,null,null,null,null,null,null,null,null,null,null,null," ",null,null,null,null,false,null,null,{"$error":"#N/A"},{"$error":"#N/A"},{"$error":"#N/A"},{"$error":"#N/A"},{"$error":"#N/A"},{"$error":"#N/A"},{"$error":"#N/A"},{"$error":"#N/A"},{"$error":"#N/A"},{"$error":"#N/A"}]
[null,null,null,null,null,null,null,null,null,null,null,null,null,null,null,null," ",null,null,null,null,false,null,null,{"$error":"#N/A"},{"$error":"#N/A"},{"$error":"#N/A"},{"$error":"#N/A"},{"$error":"#N/A"},{"$error":"#N/A"},{"$error":"#N/A"},{"$error":"#N/A"},{"$error":"#N/A"},{"$error":"#N/A"}]
[null,null,null,null,null,null,null,null,null,null,null,null,null,null,null,null," ",null,null,null,null,false,null,null,{"$error":"#N/A"},{"$error":"#N/A"},{"$error":"#N/A"},{"$error":"#N/A"},{"$error":"#N/A"},{"$error":"#N/A"},{"$error":"#N/A"},{"$error":"#N/A"},{"$error":"#N/A"},{"$error":"#N/A"}]
[null,null,null,null,null,null,null,null,null,null,null,null,null,null,null,null," ",null,null,null,null,false,null,null,{"$error":"#N/A"},{"$error":"#N/A"},{"$error":"#N/A"},{"$error":"#N/A"},{"$error":"#N/A"},{"$error":"#N/A"},{"$error":"#N/A"},{"$error":"#N/A"},{"$error":"#N/A"},{"$error":"#N/A"}]
[null,null,null,null,null,null,null,null,null,null,null,null,null,null,null,null,{"$f":"IF(OR(ISERROR(E24937),ISERROR(G24937)),\"  \",E24937&\" \"&G24937)","v":" "},null,null,null,null,false,null,null,{"$error":"#N/A"},{"$error":"#N/A"},{"$error":"#N/A"},{"$error":"#N/A"},{"$error":"#N/A"},{"$error":"#N/A"},{"$error":"#N/A"},{"$error":"#N/A"},{"$error":"#N/A"},{"$error":"#N/A"}]
[null,null,null,null,null,null,null,null,null,null,null,null,null,null,null,null," ",null,null,null,null,false,null,null,{"$error":"#N/A"},{"$error":"#N/A"},{"$error":"#N/A"},{"$error":"#N/A"},{"$error":"#N/A"},{"$error":"#N/A"},{"$error":"#N/A"},{"$error":"#N/A"},{"$error":"#N/A"},{"$error":"#N/A"}]
[null,null,null,null,null,null,null,null,null,null,null,null,null,null,null,null," ",null,null,null,null,false,null,null,{"$error":"#N/A"},{"$error":"#N/A"},{"$error":"#N/A"},{"$error":"#N/A"},{"$error":"#N/A"},{"$error":"#N/A"},{"$error":"#N/A"},{"$error":"#N/A"},{"$error":"#N/A"},{"$error":"#N/A"}]
[null,null,null,null,null,null,null,null,null,null,null,null,null,null,null,null," ",null,null,null,null,false,null,null,{"$error":"#N/A"},{"$error":"#N/A"},{"$error":"#N/A"},{"$error":"#N/A"},{"$error":"#N/A"},{"$error":"#N/A"},{"$error":"#N/A"},{"$error":"#N/A"},{"$error":"#N/A"},{"$error":"#N/A"}]
[null,null,null,null,null,null,null,null,null,null,null,null,null,null,null,null," ",null,null,null,null,false,null,null,{"$error":"#N/A"},{"$error":"#N/A"},{"$error":"#N/A"},{"$error":"#N/A"},{"$error":"#N/A"},{"$error":"#N/A"},{"$error":"#N/A"},{"$error":"#N/A"},{"$error":"#N/A"},{"$error":"#N/A"}]
[null,null,null,null,null,null,null,null,null,null,null,null,null,null,null,null," ",null,null,null,null,false,null,null,{"$error":"#N/A"},{"$error":"#N/A"},{"$error":"#N/A"},{"$error":"#N/A"},{"$error":"#N/A"},{"$error":"#N/A"},{"$error":"#N/A"},{"$error":"#N/A"},{"$error":"#N/A"},{"$error":"#N/A"}]
[null,null,null,null,null,null,null,null,null,null,null,null,null,null,null,null," ",null,null,null,null,false,null,null,{"$error":"#N/A"},{"$error":"#N/A"},{"$error":"#N/A"},{"$error":"#N/A"},{"$error":"#N/A"},{"$error":"#N/A"},{"$error":"#N/A"},{"$error":"#N/A"},{"$error":"#N/A"},{"$error":"#N/A"}]
[null,null,null,null,null,null,null,null,null,null,null,null,null,null,null,null," ",null,null,null,null,false,null,null,{"$error":"#N/A"},{"$error":"#N/A"},{"$error":"#N/A"},{"$error":"#N/A"},{"$error":"#N/A"},{"$error":"#N/A"},{"$error":"#N/A"},{"$error":"#N/A"},{"$error":"#N/A"},{"$error":"#N/A"}]
[null,null,null,null,null,null,null,null,null,null,null,null,null,null,null,null," ",null,null,null,null,false,null,null,{"$error":"#N/A"},{"$error":"#N/A"},{"$error":"#N/A"},{"$error":"#N/A"},{"$error":"#N/A"},{"$error":"#N/A"},{"$error":"#N/A"},{"$error":"#N/A"},{"$error":"#N/A"},{"$error":"#N/A"}]
[null,null,null,null,null,null,null,null,null,null,null,null,null,null,null,null," ",null,null,null,null,false,null,null,{"$error":"#N/A"},{"$error":"#N/A"},{"$error":"#N/A"},{"$error":"#N/A"},{"$error":"#N/A"},{"$error":"#N/A"},{"$error":"#N/A"},{"$error":"#N/A"},{"$error":"#N/A"},{"$error":"#N/A"}]
[null,null,null,null,null,null,null,null,null,null,null,null,null,null,null,null," ",null,null,null,null,false,null,null,{"$error":"#N/A"},{"$error":"#N/A"},{"$error":"#N/A"},{"$error":"#N/A"},{"$error":"#N/A"},{"$error":"#N/A"},{"$error":"#N/A"},{"$error":"#N/A"},{"$error":"#N/A"},{"$error":"#N/A"}]
[null,null,null,null,null,null,null,null,null,null,null,null,null,null,null,null," ",null,null,null,null,false,null,null,{"$error":"#N/A"},{"$error":"#N/A"},{"$error":"#N/A"},{"$error":"#N/A"},{"$error":"#N/A"},{"$error":"#N/A"},{"$error":"#N/A"},{"$error":"#N/A"},{"$error":"#N/A"},{"$error":"#N/A"}]
[null,null,null,null,null,null,null,null,null,null,null,null,null,null,null,null," ",null,null,null,null,false,null,null,{"$error":"#N/A"},{"$error":"#N/A"},{"$error":"#N/A"},{"$error":"#N/A"},{"$error":"#N/A"},{"$error":"#N/A"},{"$error":"#N/A"},{"$error":"#N/A"},{"$error":"#N/A"},{"$error":"#N/A"}]
[null,null,null,null,null,null,null,null,null,null,null,null,null,null,null,null," ",null,null,null,null,false,null,null,{"$error":"#N/A"},{"$error":"#N/A"},{"$error":"#N/A"},{"$error":"#N/A"},{"$error":"#N/A"},{"$error":"#N/A"},{"$error":"#N/A"},{"$error":"#N/A"},{"$error":"#N/A"},{"$error":"#N/A"}]
[null,null,null,null,null,null,null,null,null,null,null,null,null,null,null,null," ",null,null,null,null,false,null,null,{"$error":"#N/A"},{"$error":"#N/A"},{"$error":"#N/A"},{"$error":"#N/A"},{"$error":"#N/A"},{"$error":"#N/A"},{"$error":"#N/A"},{"$error":"#N/A"},{"$error":"#N/A"},{"$error":"#N/A"}]
[null,null,null,null,null,null,null,null,null,null,null,null,null,null,null,null," ",null,null,null,null,false,null,null,{"$error":"#N/A"},{"$error":"#N/A"},{"$error":"#N/A"},{"$error":"#N/A"},{"$error":"#N/A"},{"$error":"#N/A"},{"$error":"#N/A"},{"$error":"#N/A"},{"$error":"#N/A"},{"$error":"#N/A"}]
[null,null,null,null,null,null,null,null,null,null,null,null,null,null,null,null," ",null,null,null,null,false,null,null,{"$error":"#N/A"},{"$error":"#N/A"},{"$error":"#N/A"},{"$error":"#N/A"},{"$error":"#N/A"},{"$error":"#N/A"},{"$error":"#N/A"},{"$error":"#N/A"},{"$error":"#N/A"},{"$error":"#N/A"}]
[null,null,null,null,null,null,null,null,null,null,null,null,null,null,null,null," ",null,null,null,null,false,null,null,{"$error":"#N/A"},{"$error":"#N/A"},{"$error":"#N/A"},{"$error":"#N/A"},{"$error":"#N/A"},{"$error":"#N/A"},{"$error":"#N/A"},{"$error":"#N/A"},{"$error":"#N/A"},{"$error":"#N/A"}]
[null,null,null,null,null,null,null,null,null,null,null,null,null,null,null,null," ",null,null,null,null,false,null,null,{"$error":"#N/A"},{"$error":"#N/A"},{"$error":"#N/A"},{"$error":"#N/A"},{"$error":"#N/A"},{"$error":"#N/A"},{"$error":"#N/A"},{"$error":"#N/A"},{"$error":"#N/A"},{"$error":"#N/A"}]
[null,null,null,null,null,null,null,null,null,null,null,null,null,null,null,null," ",null,null,null,null,false,null,null,{"$error":"#N/A"},{"$error":"#N/A"},{"$error":"#N/A"},{"$error":"#N/A"},{"$error":"#N/A"},{"$error":"#N/A"},{"$error":"#N/A"},{"$error":"#N/A"},{"$error":"#N/A"},{"$error":"#N/A"}]
[null,null,null,null,null,null,null,null,null,null,null,null,null,null,null,null," ",null,null,null,null,false,null,null,{"$error":"#N/A"},{"$error":"#N/A"},{"$error":"#N/A"},{"$error":"#N/A"},{"$error":"#N/A"},{"$error":"#N/A"},{"$error":"#N/A"},{"$error":"#N/A"},{"$error":"#N/A"},{"$error":"#N/A"}]
[null,null,null,null,null,null,null,null,null,null,null,null,null,null,null,null," ",null,null,null,null,false,null,null,{"$error":"#N/A"},{"$error":"#N/A"},{"$error":"#N/A"},{"$error":"#N/A"},{"$error":"#N/A"},{"$error":"#N/A"},{"$error":"#N/A"},{"$error":"#N/A"},{"$error":"#N/A"},{"$error":"#N/A"}]
[null,null,null,null,null,null,null,null,null,null,null,null,null,null,null,null," ",null,null,null,null,false,null,null,{"$error":"#N/A"},{"$error":"#N/A"},{"$error":"#N/A"},{"$error":"#N/A"},{"$error":"#N/A"},{"$error":"#N/A"},{"$error":"#N/A"},{"$error":"#N/A"},{"$error":"#N/A"},{"$error":"#N/A"}]
[null,null,null,null,null,null,null,null,null,null,null,null,null,null,null,null," ",null,null,null,null,false,null,null,{"$error":"#N/A"},{"$error":"#N/A"},{"$error":"#N/A"},{"$error":"#N/A"},{"$error":"#N/A"},{"$error":"#N/A"},{"$error":"#N/A"},{"$error":"#N/A"},{"$error":"#N/A"},{"$error":"#N/A"}]
[null,null,null,null,null,null,null,null,null,null,null,null,null,null,null,null," ",null,null,null,null,false,null,null,{"$error":"#N/A"},{"$error":"#N/A"},{"$error":"#N/A"},{"$error":"#N/A"},{"$error":"#N/A"},{"$error":"#N/A"},{"$error":"#N/A"},{"$error":"#N/A"},{"$error":"#N/A"},{"$error":"#N/A"}]
[null,null,null,null,null,null,null,null,null,null,null,null,null,null,null,null," ",null,null,null,null,false,null,null,{"$error":"#N/A"},{"$error":"#N/A"},{"$error":"#N/A"},{"$error":"#N/A"},{"$error":"#N/A"},{"$error":"#N/A"},{"$error":"#N/A"},{"$error":"#N/A"},{"$error":"#N/A"},{"$error":"#N/A"}]
[null,null,null,null,null,null,null,null,null,null,null,null,null,null,null,null," ",null,null,null,null,false,null,null,{"$error":"#N/A"},{"$error":"#N/A"},{"$error":"#N/A"},{"$error":"#N/A"},{"$error":"#N/A"},{"$error":"#N/A"},{"$error":"#N/A"},{"$error":"#N/A"},{"$error":"#N/A"},{"$error":"#N/A"}]
[null,null,null,null,null,null,null,null,null,null,null,null,null,null,null,null," ",null,null,null,null,false,null,null,{"$error":"#N/A"},{"$error":"#N/A"},{"$error":"#N/A"},{"$error":"#N/A"},{"$error":"#N/A"},{"$error":"#N/A"},{"$error":"#N/A"},{"$error":"#N/A"},{"$error":"#N/A"},{"$error":"#N/A"}]
[null,null,null,null,null,null,null,null,null,null,null,null,null,null,null,null," ",null,null,null,null,false,null,null,{"$error":"#N/A"},{"$error":"#N/A"},{"$error":"#N/A"},{"$error":"#N/A"},{"$error":"#N/A"},{"$error":"#N/A"},{"$error":"#N/A"},{"$error":"#N/A"},{"$error":"#N/A"},{"$error":"#N/A"}]
[null,null,null,null,null,null,null,null,null,null,null,null,null,null,null,null," ",null,null,null,null,false,null,null,{"$error":"#N/A"},{"$error":"#N/A"},{"$error":"#N/A"},{"$error":"#N/A"},{"$error":"#N/A"},{"$error":"#N/A"},{"$error":"#N/A"},{"$error":"#N/A"},{"$error":"#N/A"},{"$error":"#N/A"}]
[null,null,null,null,null,null,null,null,null,null,null,null,null,null,null,null," ",null,null,null,null,false,null,null,{"$error":"#N/A"},{"$error":"#N/A"},{"$error":"#N/A"},{"$error":"#N/A"},{"$error":"#N/A"},{"$error":"#N/A"},{"$error":"#N/A"},{"$error":"#N/A"},{"$error":"#N/A"},{"$error":"#N/A"}]
[null,null,null,null,null,null,null,null,null,null,null,null,null,null,null,null," ",null,null,null,null,false,null,null,{"$error":"#N/A"},{"$error":"#N/A"},{"$error":"#N/A"},{"$error":"#N/A"},{"$error":"#N/A"},{"$error":"#N/A"},{"$error":"#N/A"},{"$error":"#N/A"},{"$error":"#N/A"},{"$error":"#N/A"}]
[null,null,null,null,null,null,null,null,null,null,null,null,null,null,null,null," ",null,null,null,null,{"$f":"IF(ISERROR(G25868),FALSE,IF($V$9=G25868,TRUE,FALSE))","v":false},null,null,{"$error":"#N/A"},{"$error":"#N/A"},{"$error":"#N/A"},{"$error":"#N/A"},{"$error":"#N/A"},{"$error":"#N/A"},{"$error":"#N/A"},{"$error":"#N/A"},{"$error":"#N/A"},{"$error":"#N/A"}]
[null,null,null,null,null,null,null,null,null,null,null,null,null,null,null,null," ",null,null,null,null,false,null,null,{"$error":"#N/A"},{"$error":"#N/A"},{"$error":"#N/A"},{"$error":"#N/A"},{"$error":"#N/A"},{"$error":"#N/A"},{"$error":"#N/A"},{"$error":"#N/A"},{"$error":"#N/A"},{"$error":"#N/A"}]
[null,null,null,null,null,null,null,null,null,null,null,null,null,null,null,null," ",null,null,null,null,false,null,null,{"$error":"#N/A"},{"$error":"#N/A"},{"$error":"#N/A"},{"$error":"#N/A"},{"$error":"#N/A"},{"$error":"#N/A"},{"$error":"#N/A"},{"$error":"#N/A"},{"$error":"#N/A"},{"$error":"#N/A"}]
[null,null,null,null,null,null,null,null,null,null,null,null,null,null,null,null," ",null,null,null,null,false,null,null,{"$error":"#N/A"},{"$error":"#N/A"},{"$error":"#N/A"},{"$error":"#N/A"},{"$error":"#N/A"},{"$error":"#N/A"},{"$error":"#N/A"},{"$error":"#N/A"},{"$error":"#N/A"},{"$error":"#N/A"}]
[null,null,null,null,null,null,null,null,null,null,null,null,null,null,null,null," ",null,null,null,null,false,null,null,{"$error":"#N/A"},{"$error":"#N/A"},{"$error":"#N/A"},{"$error":"#N/A"},{"$error":"#N/A"},{"$error":"#N/A"},{"$error":"#N/A"},{"$error":"#N/A"},{"$error":"#N/A"},{"$error":"#N/A"}]
[null,null,null,null,null,null,null,null,null,null,null,null,null,null,null,null," ",null,null,null,null,false,null,null,{"$error":"#N/A"},{"$error":"#N/A"},{"$error":"#N/A"},{"$error":"#N/A"},{"$error":"#N/A"},{"$error":"#N/A"},{"$error":"#N/A"},{"$error":"#N/A"},{"$error":"#N/A"},{"$error":"#N/A"}]
[null,null,null,null,null,null,null,null,null,null,null,null,null,null,null,null," ",null,null,null,null,false,null,null,{"$error":"#N/A"},{"$error":"#N/A"},{"$error":"#N/A"},{"$error":"#N/A"},{"$error":"#N/A"},{"$error":"#N/A"},{"$error":"#N/A"},{"$error":"#N/A"},{"$error":"#N/A"},{"$error":"#N/A"}]
[null,null,null,null,null,null,null,null,null,null,null,null,null,null,null,null," ",null,null,null,null,false,null,null,{"$error":"#N/A"},{"$error":"#N/A"},{"$error":"#N/A"},{"$error":"#N/A"},{"$error":"#N/A"},{"$error":"#N/A"},{"$error":"#N/A"},{"$error":"#N/A"},{"$error":"#N/A"},{"$error":"#N/A"}]
[null,null,null,null,null,null,null,null,null,null,null,null,null,null,null,null," ",null,null,null,null,false,null,null,{"$error":"#N/A"},{"$error":"#N/A"},{"$error":"#N/A"},{"$error":"#N/A"},{"$error":"#N/A"},{"$error":"#N/A"},{"$error":"#N/A"},{"$error":"#N/A"},{"$error":"#N/A"},{"$error":"#N/A"}]
[null,null,null,null,null,null,null,null,null,null,null,null,null,null,null,null," ",null,null,null,null,false,null,null,{"$error":"#N/A"},{"$error":"#N/A"},{"$error":"#N/A"},{"$error":"#N/A"},{"$error":"#N/A"},{"$error":"#N/A"},{"$error":"#N/A"},{"$error":"#N/A"},{"$error":"#N/A"},{"$error":"#N/A"}]
[null,null,null,null,null,null,null,null,null,null,null,null,null,null,null,null," ",null,null,null,null,false,null,null,{"$error":"#N/A"},{"$error":"#N/A"},{"$error":"#N/A"},{"$error":"#N/A"},{"$error":"#N/A"},{"$error":"#N/A"},{"$error":"#N/A"},{"$error":"#N/A"},{"$error":"#N/A"},{"$error":"#N/A"}]
[null,null,null,null,null,null,null,null,null,null,null,null,null,null,null,null," ",null,null,null,null,false,null,null,{"$error":"#N/A"},{"$error":"#N/A"},{"$error":"#N/A"},{"$error":"#N/A"},{"$error":"#N/A"},{"$error":"#N/A"},{"$error":"#N/A"},{"$error":"#N/A"},{"$error":"#N/A"},{"$error":"#N/A"}]
[null,null,null,null,null,null,null,null,null,null,null,null,null,null,null,null," ",null,null,null,null,false,null,null,{"$error":"#N/A"},{"$error":"#N/A"},{"$error":"#N/A"},{"$error":"#N/A"},{"$error":"#N/A"},{"$error":"#N/A"},{"$error":"#N/A"},{"$error":"#N/A"},{"$error":"#N/A"},{"$error":"#N/A"}]
[null,null,null,null,null,null,null,null,null,null,null,null,null,null,null,null," ",null,null,null,null,false,null,null,{"$error":"#N/A"},{"$error":"#N/A"},{"$error":"#N/A"},{"$error":"#N/A"},{"$error":"#N/A"},{"$error":"#N/A"},{"$error":"#N/A"},{"$error":"#N/A"},{"$error":"#N/A"},{"$error":"#N/A"}]
[null,null,null,null,null,null,null,null,null,null,null,null,null,null,null,null," ",null,null,null,null,false,null,null,{"$error":"#N/A"},{"$error":"#N/A"},{"$error":"#N/A"},{"$error":"#N/A"},{"$error":"#N/A"},{"$error":"#N/A"},{"$error":"#N/A"},{"$error":"#N/A"},{"$error":"#N/A"},{"$error":"#N/A"}]
[null,null,null,null,null,null,null,null,null,null,null,null,null,null,null,null," ",null,null,null,null,false,null,null,{"$error":"#N/A"},{"$error":"#N/A"},{"$error":"#N/A"},{"$error":"#N/A"},{"$error":"#N/A"},{"$error":"#N/A"},{"$error":"#N/A"},{"$error":"#N/A"},{"$error":"#N/A"},{"$error":"#N/A"}]
[null,null,null,null,null,null,null,null,null,null,null,null,null,null,null,null," ",null,null,null,null,false,null,null,{"$error":"#N/A"},{"$error":"#N/A"},{"$error":"#N/A"},{"$error":"#N/A"},{"$error":"#N/A"},{"$error":"#N/A"},{"$error":"#N/A"},{"$error":"#N/A"},{"$error":"#N/A"},{"$error":"#N/A"}]
[null,null,null,null,null,null,null,null,null,null,null,null,null,null,null,null," ",null,null,null,null,false,null,null,{"$error":"#N/A"},{"$error":"#N/A"},{"$error":"#N/A"},{"$error":"#N/A"},{"$error":"#N/A"},{"$error":"#N/A"},{"$error":"#N/A"},{"$error":"#N/A"},{"$error":"#N/A"},{"$error":"#N/A"}]
[null,null,null,null,null,null,null,null,null,null,null,null,null,null,null,null," ",null,null,null,null,false,null,null,{"$error":"#N/A"},{"$error":"#N/A"},{"$error":"#N/A"},{"$error":"#N/A"},{"$error":"#N/A"},{"$error":"#N/A"},{"$error":"#N/A"},{"$error":"#N/A"},{"$error":"#N/A"},{"$error":"#N/A"}]
[null,null,null,null,null,null,null,null,null,null,null,null,null,null,null,null,{"$f":"IF(OR(ISERROR(E26409),ISERROR(G26409)),\"  \",E26409&\" \"&G26409)","v":" "},null,null,null,null,false,null,null,{"$error":"#N/A"},{"$error":"#N/A"},{"$error":"#N/A"},{"$error":"#N/A"},{"$error":"#N/A"},{"$error":"#N/A"},{"$error":"#N/A"},{"$error":"#N/A"},{"$error":"#N/A"},{"$error":"#N/A"}]
[null,null,null,null,null,null,null,null,null,null,null,null,null,null,null,null," ",null,null,null,null,false,null,null,{"$f":"IF($V26421=TRUE,E26421,NA())","v":{"$error":"#N/A"}},{"$f":"IF($V26421=TRUE,F26421,NA())","v":{"$error":"#N/A"}},{"$f":"IF($V26421=TRUE,G26421,NA())","v":{"$error":"#N/A"}},{"$f":"IF($V26421=TRUE,H26421,NA())","v":{"$error":"#N/A"}},{"$f":"IF($V26421=TRUE,I26421,NA())","v":{"$error":"#N/A"}},{"$f":"IF($V26421=TRUE,J26421,NA())","v":{"$error":"#N/A"}},{"$f":"IF($V26421=TRUE,K26421,NA())","v":{"$error":"#N/A"}},{"$f":"IF($V26421=TRUE,L26421,NA())","v":{"$error":"#N/A"}},{"$f":"IF($V26421=TRUE,M26421,NA())","v":{"$error":"#N/A"}},{"$f":"IF($V26421=TRUE,N26421,NA())","v":{"$error":"#N/A"}}]
[null,null,null,null,null,null,null,null,null,null,null,null,null,null,null,null," ",null,null,null,null,false,null,null,{"$error":"#N/A"},{"$error":"#N/A"},{"$error":"#N/A"},{"$error":"#N/A"},{"$error":"#N/A"},{"$error":"#N/A"},{"$error":"#N/A"},{"$error":"#N/A"},{"$error":"#N/A"},{"$error":"#N/A"}]
[null,null,null,null,null,null,null,null,null,null,null,null,null,null,null,null," ",null,null,null,null,false,null,null,{"$error":"#N/A"},{"$error":"#N/A"},{"$error":"#N/A"},{"$error":"#N/A"},{"$error":"#N/A"},{"$error":"#N/A"},{"$error":"#N/A"},{"$error":"#N/A"},{"$error":"#N/A"},{"$error":"#N/A"}]
[null,null,null,null,null,null,null,null,null,null,null,null,null,null,null,null," ",null,null,null,null,false,null,null,{"$error":"#N/A"},{"$error":"#N/A"},{"$error":"#N/A"},{"$error":"#N/A"},{"$error":"#N/A"},{"$error":"#N/A"},{"$error":"#N/A"},{"$error":"#N/A"},{"$error":"#N/A"},{"$error":"#N/A"}]
[null,null,null,null,null,null,null,null,null,null,null,null,null,null,null,null," ",null,null,null,null,false,null,null,{"$error":"#N/A"},{"$error":"#N/A"},{"$error":"#N/A"},{"$error":"#N/A"},{"$error":"#N/A"},{"$error":"#N/A"},{"$error":"#N/A"},{"$error":"#N/A"},{"$error":"#N/A"},{"$error":"#N/A"}]
[null,null,null,null,null,null,null,null,null,null,null,null,null,null,null,null," ",null,null,null,null,false,null,null,{"$error":"#N/A"},{"$error":"#N/A"},{"$error":"#N/A"},{"$error":"#N/A"},{"$error":"#N/A"},{"$error":"#N/A"},{"$error":"#N/A"},{"$error":"#N/A"},{"$error":"#N/A"},{"$error":"#N/A"}]
[null,null,null,null,null,null,null,null,null,null,null,null,null,null,null,null," ",null,null,null,null,false,null,null,{"$error":"#N/A"},{"$error":"#N/A"},{"$error":"#N/A"},{"$error":"#N/A"},{"$error":"#N/A"},{"$error":"#N/A"},{"$error":"#N/A"},{"$error":"#N/A"},{"$error":"#N/A"},{"$error":"#N/A"}]
[null,null,null,null,null,null,null,null,null,null,null,null,null,null,null,null," ",null,null,null,null,false,null,null,{"$error":"#N/A"},{"$error":"#N/A"},{"$error":"#N/A"},{"$error":"#N/A"},{"$error":"#N/A"},{"$error":"#N/A"},{"$error":"#N/A"},{"$error":"#N/A"},{"$error":"#N/A"},{"$error":"#N/A"}]
[null,null,null,null,null,null,null,null,null,null,null,null,null,null,null,null," ",null,null,null,null,false,null,null,{"$error":"#N/A"},{"$error":"#N/A"},{"$error":"#N/A"},{"$error":"#N/A"},{"$error":"#N/A"},{"$error":"#N/A"},{"$error":"#N/A"},{"$error":"#N/A"},{"$error":"#N/A"},{"$error":"#N/A"}]
[null,null,null,null,null,null,null,null,null,null,null,null,null,null,null,null," ",null,null,null,null,false,null,null,{"$error":"#N/A"},{"$error":"#N/A"},{"$error":"#N/A"},{"$error":"#N/A"},{"$error":"#N/A"},{"$error":"#N/A"},{"$error":"#N/A"},{"$error":"#N/A"},{"$error":"#N/A"},{"$error":"#N/A"}]
[null,null,null,null,null,null,null,null,null,null,null,null,null,null,null,null," ",null,null,null,null,false,null,null,{"$error":"#N/A"},{"$error":"#N/A"},{"$error":"#N/A"},{"$error":"#N/A"},{"$error":"#N/A"},{"$error":"#N/A"},{"$error":"#N/A"},{"$error":"#N/A"},{"$error":"#N/A"},{"$error":"#N/A"}]
[null,null,null,null,null,null,null,null,null,null,null,null,null,null,null,null," ",null,null,null,null,false,null,null,{"$error":"#N/A"},{"$error":"#N/A"},{"$error":"#N/A"},{"$error":"#N/A"},{"$error":"#N/A"},{"$error":"#N/A"},{"$error":"#N/A"},{"$error":"#N/A"},{"$error":"#N/A"},{"$error":"#N/A"}]
[null,null,null,null,null,null,null,null,null,null,null,null,null,null,null,null," ",null,null,null,null,false,null,null,{"$error":"#N/A"},{"$error":"#N/A"},{"$error":"#N/A"},{"$error":"#N/A"},{"$error":"#N/A"},{"$error":"#N/A"},{"$error":"#N/A"},{"$error":"#N/A"},{"$error":"#N/A"},{"$error":"#N/A"}]
[null,null,null,null,null,null,null,null,null,null,null,null,null,null,null,null," ",null,null,null,null,false,null,null,{"$error":"#N/A"},{"$error":"#N/A"},{"$error":"#N/A"},{"$error":"#N/A"},{"$error":"#N/A"},{"$error":"#N/A"},{"$error":"#N/A"},{"$error":"#N/A"},{"$error":"#N/A"},{"$error":"#N/A"}]
[null,null,null,null,null,null,null,null,null,null,null,null,null,null,null,null," ",null,null,null,null,false,null,null,{"$error":"#N/A"},{"$error":"#N/A"},{"$error":"#N/A"},{"$error":"#N/A"},{"$error":"#N/A"},{"$error":"#N/A"},{"$error":"#N/A"},{"$error":"#N/A"},{"$error":"#N/A"},{"$error":"#N/A"}]
[null,null,null,null,null,null,null,null,null,null,null,null,null,null,null,null," ",null,null,null,null,false,null,null,{"$error":"#N/A"},{"$error":"#N/A"},{"$error":"#N/A"},{"$error":"#N/A"},{"$error":"#N/A"},{"$error":"#N/A"},{"$error":"#N/A"},{"$error":"#N/A"},{"$error":"#N/A"},{"$error":"#N/A"}]
[null,null,null,null,null,null,null,null,null,null,null,null,null,null,null,null," ",null,null,null,null,false,null,null,{"$error":"#N/A"},{"$error":"#N/A"},{"$error":"#N/A"},{"$error":"#N/A"},{"$error":"#N/A"},{"$error":"#N/A"},{"$error":"#N/A"},{"$error":"#N/A"},{"$error":"#N/A"},{"$error":"#N/A"}]
[null,null,null,null,null,null,null,null,null,null,null,null,null,null,null,null," ",null,null,null,null,false,null,null,{"$error":"#N/A"},{"$error":"#N/A"},{"$error":"#N/A"},{"$error":"#N/A"},{"$error":"#N/A"},{"$error":"#N/A"},{"$error":"#N/A"},{"$error":"#N/A"},{"$error":"#N/A"},{"$error":"#N/A"}]
[null,null,null,null,null,null,null,null,null,null,null,null,null,null,null,null," ",null,null,null,null,false,null,null,{"$error":"#N/A"},{"$error":"#N/A"},{"$error":"#N/A"},{"$error":"#N/A"},{"$error":"#N/A"},{"$error":"#N/A"},{"$error":"#N/A"},{"$error":"#N/A"},{"$error":"#N/A"},{"$error":"#N/A"}]
[null,null,null,null,null,null,null,null,null,null,null,null,null,null,null,null," ",null,null,null,null,false,null,null,{"$error":"#N/A"},{"$error":"#N/A"},{"$error":"#N/A"},{"$error":"#N/A"},{"$error":"#N/A"},{"$error":"#N/A"},{"$error":"#N/A"},{"$error":"#N/A"},{"$error":"#N/A"},{"$error":"#N/A"}]
[null,null,null,null,null,null,null,null,null,null,null,null,null,null,null,null," ",null,null,null,null,false,null,null,{"$error":"#N/A"},{"$error":"#N/A"},{"$error":"#N/A"},{"$error":"#N/A"},{"$error":"#N/A"},{"$error":"#N/A"},{"$error":"#N/A"},{"$error":"#N/A"},{"$error":"#N/A"},{"$error":"#N/A"}]
[null,null,null,null,null,null,null,null,null,null,null,null,null,null,null,null," ",null,null,null,null,false,null,null,{"$error":"#N/A"},{"$error":"#N/A"},{"$error":"#N/A"},{"$error":"#N/A"},{"$error":"#N/A"},{"$error":"#N/A"},{"$error":"#N/A"},{"$error":"#N/A"},{"$error":"#N/A"},{"$error":"#N/A"}]
[null,null,null,null,null,null,null,null,null,null,null,null,null,null,null,null," ",null,null,null,null,false,null,null,{"$error":"#N/A"},{"$error":"#N/A"},{"$error":"#N/A"},{"$error":"#N/A"},{"$error":"#N/A"},{"$error":"#N/A"},{"$error":"#N/A"},{"$error":"#N/A"},{"$error":"#N/A"},{"$error":"#N/A"}]
[null,null,null,null,null,null,null,null,null,null,null,null,null,null,null,null," ",null,null,null,null,false,null,null,{"$error":"#N/A"},{"$error":"#N/A"},{"$error":"#N/A"},{"$error":"#N/A"},{"$error":"#N/A"},{"$error":"#N/A"},{"$error":"#N/A"},{"$error":"#N/A"},{"$error":"#N/A"},{"$error":"#N/A"}]
[null,null,null,null,null,null,null,null,null,null,null,null,null,null,null,null," ",null,null,null,null,false,null,null,{"$error":"#N/A"},{"$error":"#N/A"},{"$error":"#N/A"},{"$error":"#N/A"},{"$error":"#N/A"},{"$error":"#N/A"},{"$error":"#N/A"},{"$error":"#N/A"},{"$error":"#N/A"},{"$error":"#N/A"}]
[null,null,null,null,null,null,null,null,null,null,null,null,null,null,null,null," ",null,null,null,null,false,null,null,{"$error":"#N/A"},{"$error":"#N/A"},{"$error":"#N/A"},{"$error":"#N/A"},{"$error":"#N/A"},{"$error":"#N/A"},{"$error":"#N/A"},{"$error":"#N/A"},{"$error":"#N/A"},{"$error":"#N/A"}]
[null,null,null,null,null,null,null,null,null,null,null,null,null,null,null,null," ",null,null,null,null,false,null,null,{"$error":"#N/A"},{"$error":"#N/A"},{"$error":"#N/A"},{"$error":"#N/A"},{"$error":"#N/A"},{"$error":"#N/A"},{"$error":"#N/A"},{"$error":"#N/A"},{"$error":"#N/A"},{"$error":"#N/A"}]
[null,null,null,null,null,null,null,null,null,null,null,null,null,null,null,null," ",null,null,null,null,false,null,null,{"$error":"#N/A"},{"$error":"#N/A"},{"$error":"#N/A"},{"$error":"#N/A"},{"$error":"#N/A"},{"$error":"#N/A"},{"$error":"#N/A"},{"$error":"#N/A"},{"$error":"#N/A"},{"$error":"#N/A"}]
[null,null,null,null,null,null,null,null,null,null,null,null,null,null,null,null," ",null,null,null,null,false,null,null,{"$error":"#N/A"},{"$error":"#N/A"},{"$error":"#N/A"},{"$error":"#N/A"},{"$error":"#N/A"},{"$error":"#N/A"},{"$error":"#N/A"},{"$error":"#N/A"},{"$error":"#N/A"},{"$error":"#N/A"}]
[null,null,null,null,null,null,null,null,null,null,null,null,null,null,null,null," ",null,null,null,null,false,null,null,{"$error":"#N/A"},{"$error":"#N/A"},{"$error":"#N/A"},{"$error":"#N/A"},{"$error":"#N/A"},{"$error":"#N/A"},{"$error":"#N/A"},{"$error":"#N/A"},{"$error":"#N/A"},{"$error":"#N/A"}]
[null,null,null,null,null,null,null,null,null,null,null,null,null,null,null,null," ",null,null,null,null,false,null,null,{"$error":"#N/A"},{"$error":"#N/A"},{"$error":"#N/A"},{"$error":"#N/A"},{"$error":"#N/A"},{"$error":"#N/A"},{"$error":"#N/A"},{"$error":"#N/A"},{"$error":"#N/A"},{"$error":"#N/A"}]
[null,null,null,null,null,null,null,null,null,null,null,null,null,null,null,null," ",null,null,null,null,false,null,null,{"$error":"#N/A"},{"$error":"#N/A"},{"$error":"#N/A"},{"$error":"#N/A"},{"$error":"#N/A"},{"$error":"#N/A"},{"$error":"#N/A"},{"$error":"#N/A"},{"$error":"#N/A"},{"$error":"#N/A"}]
[null,null,null,null,null,null,null,null,null,null,null,null,null,null,null,null," ",null,null,null,null,false,null,null,{"$error":"#N/A"},{"$error":"#N/A"},{"$error":"#N/A"},{"$error":"#N/A"},{"$error":"#N/A"},{"$error":"#N/A"},{"$error":"#N/A"},{"$error":"#N/A"},{"$error":"#N/A"},{"$error":"#N/A"}]
[null,null,null,null,null,null,null,null,null,null,null,null,null,null,null,null," ",null,null,null,null,false,null,null,{"$error":"#N/A"},{"$error":"#N/A"},{"$error":"#N/A"},{"$error":"#N/A"},{"$error":"#N/A"},{"$error":"#N/A"},{"$error":"#N/A"},{"$error":"#N/A"},{"$error":"#N/A"},{"$error":"#N/A"}]
[null,null,null,null,null,null,null,null,null,null,null,null,null,null,null,null," ",null,null,null,null,false,null,null,{"$error":"#N/A"},{"$error":"#N/A"},{"$error":"#N/A"},{"$error":"#N/A"},{"$error":"#N/A"},{"$error":"#N/A"},{"$error":"#N/A"},{"$error":"#N/A"},{"$error":"#N/A"},{"$error":"#N/A"}]
[null,null,null,null,null,null,null,null,null,null,null,null,null,null,null,null," ",null,null,null,null,false,null,null,{"$error":"#N/A"},{"$error":"#N/A"},{"$error":"#N/A"},{"$error":"#N/A"},{"$error":"#N/A"},{"$error":"#N/A"},{"$error":"#N/A"},{"$error":"#N/A"},{"$error":"#N/A"},{"$error":"#N/A"}]
[null,null,null,null,null,null,null,null,null,null,null,null,null,null,null,null," ",null,null,null,null,false,null,null,{"$error":"#N/A"},{"$error":"#N/A"},{"$error":"#N/A"},{"$error":"#N/A"},{"$error":"#N/A"},{"$error":"#N/A"},{"$error":"#N/A"},{"$error":"#N/A"},{"$error":"#N/A"},{"$error":"#N/A"}]
[null,null,null,null,null,null,null,null,null,null,null,null,null,null,null,null," ",null,null,null,null,false,null,null,{"$error":"#N/A"},{"$error":"#N/A"},{"$error":"#N/A"},{"$error":"#N/A"},{"$error":"#N/A"},{"$error":"#N/A"},{"$error":"#N/A"},{"$error":"#N/A"},{"$error":"#N/A"},{"$error":"#N/A"}]
[null,null,null,null,null,null,null,null,null,null,null,null,null,null,null,null," ",null,null,null,null,false,null,null,{"$error":"#N/A"},{"$error":"#N/A"},{"$error":"#N/A"},{"$error":"#N/A"},{"$error":"#N/A"},{"$error":"#N/A"},{"$error":"#N/A"},{"$error":"#N/A"},{"$error":"#N/A"},{"$error":"#N/A"}]
[null,null,null,null,null,null,null,null,null,null,null,null,null,null,null,null," ",null,null,null,null,false,null,null,{"$error":"#N/A"},{"$error":"#N/A"},{"$error":"#N/A"},{"$error":"#N/A"},{"$error":"#N/A"},{"$error":"#N/A"},{"$error":"#N/A"},{"$error":"#N/A"},{"$error":"#N/A"},{"$error":"#N/A"}]
[null,null,null,null,null,null,null,null,null,null,null,null,null,null,null,null," ",null,null,null,null,false,null,null,{"$error":"#N/A"},{"$error":"#N/A"},{"$error":"#N/A"},{"$error":"#N/A"},{"$error":"#N/A"},{"$error":"#N/A"},{"$error":"#N/A"},{"$error":"#N/A"},{"$error":"#N/A"},{"$error":"#N/A"}]
[null,null,null,null,null,null,null,null,null,null,null,null,null,null,null,null," ",null,null,null,null,false,null,null,{"$error":"#N/A"},{"$error":"#N/A"},{"$error":"#N/A"},{"$error":"#N/A"},{"$error":"#N/A"},{"$error":"#N/A"},{"$error":"#N/A"},{"$error":"#N/A"},{"$error":"#N/A"},{"$error":"#N/A"}]
[null,null,null,null,null,null,null,null,null,null,null,null,null,null,null,null," ",null,null,null,null,false,null,null,{"$error":"#N/A"},{"$error":"#N/A"},{"$error":"#N/A"},{"$error":"#N/A"},{"$error":"#N/A"},{"$error":"#N/A"},{"$error":"#N/A"},{"$error":"#N/A"},{"$error":"#N/A"},{"$error":"#N/A"}]
[null,null,null,null,null,null,null,null,null,null,null,null,null,null,null,null," ",null,null,null,null,false,null,null,{"$error":"#N/A"},{"$error":"#N/A"},{"$error":"#N/A"},{"$error":"#N/A"},{"$error":"#N/A"},{"$error":"#N/A"},{"$error":"#N/A"},{"$error":"#N/A"},{"$error":"#N/A"},{"$error":"#N/A"}]
[null,null,null,null,null,null,null,null,null,null,null,null,null,null,null,null," ",null,null,null,null,false,null,null,{"$error":"#N/A"},{"$error":"#N/A"},{"$error":"#N/A"},{"$error":"#N/A"},{"$error":"#N/A"},{"$error":"#N/A"},{"$error":"#N/A"},{"$error":"#N/A"},{"$error":"#N/A"},{"$error":"#N/A"}]
[null,null,null,null,null,null,null,null,null,null,null,null,null,null,null,null," ",null,null,null,null,false,null,null,{"$error":"#N/A"},{"$error":"#N/A"},{"$error":"#N/A"},{"$error":"#N/A"},{"$error":"#N/A"},{"$error":"#N/A"},{"$error":"#N/A"},{"$error":"#N/A"},{"$error":"#N/A"},{"$error":"#N/A"}]
[null,null,null,null,null,null,null,null,null,null,null,null,null,null,null,null," ",null,null,null,null,false,null,null,{"$error":"#N/A"},{"$error":"#N/A"},{"$error":"#N/A"},{"$error":"#N/A"},{"$error":"#N/A"},{"$error":"#N/A"},{"$error":"#N/A"},{"$error":"#N/A"},{"$error":"#N/A"},{"$error":"#N/A"}]
[null,null,null,null,null,null,null,null,null,null,null,null,null,null,null,null," ",null,null,null,null,false,null,null,{"$error":"#N/A"},{"$error":"#N/A"},{"$error":"#N/A"},{"$error":"#N/A"},{"$error":"#N/A"},{"$error":"#N/A"},{"$error":"#N/A"},{"$error":"#N/A"},{"$error":"#N/A"},{"$error":"#N/A"}]
[null,null,null,null,null,null,null,null,null,null,null,null,null,null,null,null," ",null,null,null,null,false,null,null,{"$error":"#N/A"},{"$error":"#N/A"},{"$error":"#N/A"},{"$error":"#N/A"},{"$error":"#N/A"},{"$error":"#N/A"},{"$error":"#N/A"},{"$error":"#N/A"},{"$error":"#N/A"},{"$error":"#N/A"}]
[null,null,null,null,null,null,null,null,null,null,null,null,null,null,null,null," ",null,null,null,null,false,null,null,{"$error":"#N/A"},{"$error":"#N/A"},{"$error":"#N/A"},{"$error":"#N/A"},{"$error":"#N/A"},{"$error":"#N/A"},{"$error":"#N/A"},{"$error":"#N/A"},{"$error":"#N/A"},{"$error":"#N/A"}]
[null,null,null,null,null,null,null,null,null,null,null,null,null,null,null,null," ",null,null,null,null,false,null,null,{"$error":"#N/A"},{"$error":"#N/A"},{"$error":"#N/A"},{"$error":"#N/A"},{"$error":"#N/A"},{"$error":"#N/A"},{"$error":"#N/A"},{"$error":"#N/A"},{"$error":"#N/A"},{"$error":"#N/A"}]
[null,null,null,null,null,null,null,null,null,null,null,null,null,null,null,null," ",null,null,null,null,false,null,null,{"$error":"#N/A"},{"$error":"#N/A"},{"$error":"#N/A"},{"$error":"#N/A"},{"$error":"#N/A"},{"$error":"#N/A"},{"$error":"#N/A"},{"$error":"#N/A"},{"$error":"#N/A"},{"$error":"#N/A"}]
[null,null,null,null,null,null,null,null,null,null,null,null,null,null,null,null," ",null,null,null,null,false,null,null,{"$error":"#N/A"},{"$error":"#N/A"},{"$error":"#N/A"},{"$error":"#N/A"},{"$error":"#N/A"},{"$error":"#N/A"},{"$error":"#N/A"},{"$error":"#N/A"},{"$error":"#N/A"},{"$error":"#N/A"}]
[null,null,null,null,null,null,null,null,null,null,null,null,null,null,null,null," ",null,null,null,null,false,null,null,{"$error":"#N/A"},{"$error":"#N/A"},{"$error":"#N/A"},{"$error":"#N/A"},{"$error":"#N/A"},{"$error":"#N/A"},{"$error":"#N/A"},{"$error":"#N/A"},{"$error":"#N/A"},{"$error":"#N/A"}]
[null,null,null,null,null,null,null,null,null,null,null,null,null,null,null,null," ",null,null,null,null,false,null,null,{"$error":"#N/A"},{"$error":"#N/A"},{"$error":"#N/A"},{"$error":"#N/A"},{"$error":"#N/A"},{"$error":"#N/A"},{"$error":"#N/A"},{"$error":"#N/A"},{"$error":"#N/A"},{"$error":"#N/A"}]
[null,null,null,null,null,null,null,null,null,null,null,null,null,null,null,null," ",null,null,null,null,false,null,null,{"$error":"#N/A"},{"$error":"#N/A"},{"$error":"#N/A"},{"$error":"#N/A"},{"$error":"#N/A"},{"$error":"#N/A"},{"$error":"#N/A"},{"$error":"#N/A"},{"$error":"#N/A"},{"$error":"#N/A"}]
[null,null,null,null,null,null,null,null,null,null,null,null,null,null,null,null," ",null,null,null,null,false,null,null,{"$error":"#N/A"},{"$error":"#N/A"},{"$error":"#N/A"},{"$error":"#N/A"},{"$error":"#N/A"},{"$error":"#N/A"},{"$error":"#N/A"},{"$error":"#N/A"},{"$error":"#N/A"},{"$error":"#N/A"}]
[null,null,null,null,null,null,null,null,null,null,null,null,null,null,null,null," ",null,null,null,null,false,null,null,{"$error":"#N/A"},{"$error":"#N/A"},{"$error":"#N/A"},{"$error":"#N/A"},{"$error":"#N/A"},{"$error":"#N/A"},{"$error":"#N/A"},{"$error":"#N/A"},{"$error":"#N/A"},{"$error":"#N/A"}]
[null,null,null,null,null,null,null,null,null,null,null,null,null,null,null,null," ",null,null,null,null,false,null,null,{"$error":"#N/A"},{"$error":"#N/A"},{"$error":"#N/A"},{"$error":"#N/A"},{"$error":"#N/A"},{"$error":"#N/A"},{"$error":"#N/A"},{"$error":"#N/A"},{"$error":"#N/A"},{"$error":"#N/A"}]
[null,null,null,null,null,null,null,null,null,null,null,null,null,null,null,null," ",null,null,null,null,false,null,null,{"$error":"#N/A"},{"$error":"#N/A"},{"$error":"#N/A"},{"$error":"#N/A"},{"$error":"#N/A"},{"$error":"#N/A"},{"$error":"#N/A"},{"$error":"#N/A"},{"$error":"#N/A"},{"$error":"#N/A"}]
[null,null,null,null,null,null,null,null,null,null,null,null,null,null,null,null," ",null,null,null,null,false,null,null,{"$error":"#N/A"},{"$error":"#N/A"},{"$error":"#N/A"},{"$error":"#N/A"},{"$error":"#N/A"},{"$error":"#N/A"},{"$error":"#N/A"},{"$error":"#N/A"},{"$error":"#N/A"},{"$error":"#N/A"}]
[null,null,null,null,null,null,null,null,null,null,null,null,null,null,null,null," ",null,null,null,null,{"$f":"IF(ISERROR(G28172),FALSE,IF($V$9=G28172,TRUE,FALSE))","v":false},null,null,{"$error":"#N/A"},{"$error":"#N/A"},{"$error":"#N/A"},{"$error":"#N/A"},{"$error":"#N/A"},{"$error":"#N/A"},{"$error":"#N/A"},{"$error":"#N/A"},{"$error":"#N/A"},{"$error":"#N/A"}]
[null,null,null,null,null,null,null,null,null,null,null,null,null,null,null,null," ",null,null,null,null,false,null,null,{"$error":"#N/A"},{"$error":"#N/A"},{"$error":"#N/A"},{"$error":"#N/A"},{"$error":"#N/A"},{"$error":"#N/A"},{"$error":"#N/A"},{"$error":"#N/A"},{"$error":"#N/A"},{"$error":"#N/A"}]
[null,null,null,null,null,null,null,null,null,null,null,null,null,null,null,null," ",null,null,null,null,false,null,null,{"$error":"#N/A"},{"$error":"#N/A"},{"$error":"#N/A"},{"$error":"#N/A"},{"$error":"#N/A"},{"$error":"#N/A"},{"$error":"#N/A"},{"$error":"#N/A"},{"$error":"#N/A"},{"$error":"#N/A"}]
[null,null,null,null,null,null,null,null,null,null,null,null,null,null,null,null," ",null,null,null,null,false,null,null,{"$error":"#N/A"},{"$error":"#N/A"},{"$error":"#N/A"},{"$error":"#N/A"},{"$error":"#N/A"},{"$error":"#N/A"},{"$error":"#N/A"},{"$error":"#N/A"},{"$error":"#N/A"},{"$error":"#N/A"}]
[null,null,null,null,null,null,null,null,null,null,null,null,null,null,null,null," ",null,null,null,null,false,null,null,{"$error":"#N/A"},{"$error":"#N/A"},{"$error":"#N/A"},{"$error":"#N/A"},{"$error":"#N/A"},{"$error":"#N/A"},{"$error":"#N/A"},{"$error":"#N/A"},{"$error":"#N/A"},{"$error":"#N/A"}]
[null,null,null,null,null,null,null,null,null,null,null,null,null,null,null,null,{"$f":"IF(OR(ISERROR(E28329),ISERROR(G28329)),\"  \",E28329&\" \"&G28329)","v":" "},null,null,null,null,false,null,null,{"$error":"#N/A"},{"$error":"#N/A"},{"$error":"#N/A"},{"$error":"#N/A"},{"$error":"#N/A"},{"$error":"#N/A"},{"$error":"#N/A"},{"$error":"#N/A"},{"$error":"#N/A"},{"$error":"#N/A"}]
[null,null,null,null,null,null,null,null,null,null,null,null,null,null,null,null," ",null,null,null,null,false,null,null,{"$error":"#N/A"},{"$error":"#N/A"},{"$error":"#N/A"},{"$error":"#N/A"},{"$error":"#N/A"},{"$error":"#N/A"},{"$error":"#N/A"},{"$error":"#N/A"},{"$error":"#N/A"},{"$error":"#N/A"}]
[null,null,null,null,null,null,null,null,null,null,null,null,null,null,null,null," ",null,null,null,null,false,null,null,{"$error":"#N/A"},{"$error":"#N/A"},{"$error":"#N/A"},{"$error":"#N/A"},{"$error":"#N/A"},{"$error":"#N/A"},{"$error":"#N/A"},{"$error":"#N/A"},{"$error":"#N/A"},{"$error":"#N/A"}]
[null,null,null,null,null,null,null,null,null,null,null,null,null,null,null,null," ",null,null,null,null,false,null,null,{"$error":"#N/A"},{"$error":"#N/A"},{"$error":"#N/A"},{"$error":"#N/A"},{"$error":"#N/A"},{"$error":"#N/A"},{"$error":"#N/A"},{"$error":"#N/A"},{"$error":"#N/A"},{"$error":"#N/A"}]
[null,null,null,null,null,null,null,null,null,null,null,null,null,null,null,null," ",null,null,null,null,false,null,null,{"$error":"#N/A"},{"$error":"#N/A"},{"$error":"#N/A"},{"$error":"#N/A"},{"$error":"#N/A"},{"$error":"#N/A"},{"$error":"#N/A"},{"$error":"#N/A"},{"$error":"#N/A"},{"$error":"#N/A"}]
[null,null,null,null,null,null,null,null,null,null,null,null,null,null,null,null," ",null,null,null,null,false,null,null,{"$error":"#N/A"},{"$error":"#N/A"},{"$error":"#N/A"},{"$error":"#N/A"},{"$error":"#N/A"},{"$error":"#N/A"},{"$error":"#N/A"},{"$error":"#N/A"},{"$error":"#N/A"},{"$error":"#N/A"}]
[null,null,null,null,null,null,null,null,null,null,null,null,null,null,null,null," ",null,null,null,null,false,null,null,{"$error":"#N/A"},{"$error":"#N/A"},{"$error":"#N/A"},{"$error":"#N/A"},{"$error":"#N/A"},{"$error":"#N/A"},{"$error":"#N/A"},{"$error":"#N/A"},{"$error":"#N/A"},{"$error":"#N/A"}]
[null,null,null,null,null,null,null,null,null,null,null,null,null,null,null,null," ",null,null,null,null,false,null,null,{"$error":"#N/A"},{"$error":"#N/A"},{"$error":"#N/A"},{"$error":"#N/A"},{"$error":"#N/A"},{"$error":"#N/A"},{"$error":"#N/A"},{"$error":"#N/A"},{"$error":"#N/A"},{"$error":"#N/A"}]
[null,null,null,null,null,null,null,null,null,null,null,null,null,null,null,null," ",null,null,null,null,false,null,null,{"$error":"#N/A"},{"$error":"#N/A"},{"$error":"#N/A"},{"$error":"#N/A"},{"$error":"#N/A"},{"$error":"#N/A"},{"$error":"#N/A"},{"$error":"#N/A"},{"$error":"#N/A"},{"$error":"#N/A"}]
[null,null,null,null,null,null,null,null,null,null,null,null,null,null,null,null," ",null,null,null,null,false,null,null,{"$error":"#N/A"},{"$error":"#N/A"},{"$error":"#N/A"},{"$error":"#N/A"},{"$error":"#N/A"},{"$error":"#N/A"},{"$error":"#N/A"},{"$error":"#N/A"},{"$error":"#N/A"},{"$error":"#N/A"}]
[null,null,null,null,null,null,null,null,null,null,null,null,null,null,null,null," ",null,null,null,null,false,null,null,{"$error":"#N/A"},{"$error":"#N/A"},{"$error":"#N/A"},{"$error":"#N/A"},{"$error":"#N/A"},{"$error":"#N/A"},{"$error":"#N/A"},{"$error":"#N/A"},{"$error":"#N/A"},{"$error":"#N/A"}]
[null,null,null,null,null,null,null,null,null,null,null,null,null,null,null,null," ",null,null,null,null,false,null,null,{"$error":"#N/A"},{"$error":"#N/A"},{"$error":"#N/A"},{"$error":"#N/A"},{"$error":"#N/A"},{"$error":"#N/A"},{"$error":"#N/A"},{"$error":"#N/A"},{"$error":"#N/A"},{"$error":"#N/A"}]
[null,null,null,null,null,null,null,null,null,null,null,null,null,null,null,null," ",null,null,null,null,false,null,null,{"$error":"#N/A"},{"$error":"#N/A"},{"$error":"#N/A"},{"$error":"#N/A"},{"$error":"#N/A"},{"$error":"#N/A"},{"$error":"#N/A"},{"$error":"#N/A"},{"$error":"#N/A"},{"$error":"#N/A"}]
[null,null,null,null,null,null,null,null,null,null,null,null,null,null,null,null,{"$f":"IF(OR(ISERROR(E28713),ISERROR(G28713)),\"  \",E28713&\" \"&G28713)","v":" "},null,null,null,null,false,null,null,{"$error":"#N/A"},{"$error":"#N/A"},{"$error":"#N/A"},{"$error":"#N/A"},{"$error":"#N/A"},{"$error":"#N/A"},{"$error":"#N/A"},{"$error":"#N/A"},{"$error":"#N/A"},{"$error":"#N/A"}]
[null,null,null,null,null,null,null,null,null,null,null,null,null,null,null,null," ",null,null,null,null,false,null,null,{"$error":"#N/A"},{"$error":"#N/A"},{"$error":"#N/A"},{"$error":"#N/A"},{"$error":"#N/A"},{"$error":"#N/A"},{"$error":"#N/A"},{"$error":"#N/A"},{"$error":"#N/A"},{"$error":"#N/A"}]
[null,null,null,null,null,null,null,null,null,null,null,null,null,null,null,null," ",null,null,null,null,false,null,null,{"$error":"#N/A"},{"$error":"#N/A"},{"$error":"#N/A"},{"$error":"#N/A"},{"$error":"#N/A"},{"$error":"#N/A"},{"$error":"#N/A"},{"$error":"#N/A"},{"$error":"#N/A"},{"$error":"#N/A"}]
[null,null,null,null,null,null,null,null,null,null,null,null,null,null,null,null," ",null,null,null,null,false,null,null,{"$error":"#N/A"},{"$error":"#N/A"},{"$error":"#N/A"},{"$error":"#N/A"},{"$error":"#N/A"},{"$error":"#N/A"},{"$error":"#N/A"},{"$error":"#N/A"},{"$error":"#N/A"},{"$error":"#N/A"}]
[null,null,null,null,null,null,null,null,null,null,null,null,null,null,null,null," ",null,null,null,null,{"$f":"IF(ISERROR(G28812),FALSE,IF($V$9=G28812,TRUE,FALSE))","v":false},null,null,{"$error":"#N/A"},{"$error":"#N/A"},{"$error":"#N/A"},{"$error":"#N/A"},{"$error":"#N/A"},{"$error":"#N/A"},{"$error":"#N/A"},{"$error":"#N/A"},{"$error":"#N/A"},{"$error":"#N/A"}]
[null,null,null,null,null,null,null,null,null,null,null,null,null,null,null,null," ",null,null,null,null,false,null,null,{"$error":"#N/A"},{"$error":"#N/A"},{"$error":"#N/A"},{"$error":"#N/A"},{"$error":"#N/A"},{"$error":"#N/A"},{"$error":"#N/A"},{"$error":"#N/A"},{"$error":"#N/A"},{"$error":"#N/A"}]
[null,null,null,null,null,null,null,null,null,null,null,null,null,null,null,null," ",null,null,null,null,false,null,null,{"$error":"#N/A"},{"$error":"#N/A"},{"$error":"#N/A"},{"$error":"#N/A"},{"$error":"#N/A"},{"$error":"#N/A"},{"$error":"#N/A"},{"$error":"#N/A"},{"$error":"#N/A"},{"$error":"#N/A"}]
[null,null,null,null,null,null,null,null,null,null,null,null,null,null,null,null," ",null,null,null,null,false,null,null,{"$error":"#N/A"},{"$error":"#N/A"},{"$error":"#N/A"},{"$error":"#N/A"},{"$error":"#N/A"},{"$error":"#N/A"},{"$error":"#N/A"},{"$error":"#N/A"},{"$error":"#N/A"},{"$error":"#N/A"}]
[null,null,null,null,null,null,null,null,null,null,null,null,null,null,null,null," ",null,null,null,null,false,null,null,{"$error":"#N/A"},{"$error":"#N/A"},{"$error":"#N/A"},{"$error":"#N/A"},{"$error":"#N/A"},{"$error":"#N/A"},{"$error":"#N/A"},{"$error":"#N/A"},{"$error":"#N/A"},{"$error":"#N/A"}]
[null,null,null,null,null,null,null,null,null,null,null,null,null,null,null,null," ",null,null,null,null,false,null,null,{"$error":"#N/A"},{"$error":"#N/A"},{"$error":"#N/A"},{"$error":"#N/A"},{"$error":"#N/A"},{"$error":"#N/A"},{"$error":"#N/A"},{"$error":"#N/A"},{"$error":"#N/A"},{"$error":"#N/A"}]
[null,null,null,null,null,null,null,null,null,null,null,null,null,null,null,null," ",null,null,null,null,false,null,null,{"$error":"#N/A"},{"$error":"#N/A"},{"$error":"#N/A"},{"$error":"#N/A"},{"$error":"#N/A"},{"$error":"#N/A"},{"$error":"#N/A"},{"$error":"#N/A"},{"$error":"#N/A"},{"$error":"#N/A"}]
[null,null,null,null,null,null,null,null,null,null,null,null,null,null,null,null," ",null,null,null,null,false,null,null,{"$error":"#N/A"},{"$error":"#N/A"},{"$error":"#N/A"},{"$error":"#N/A"},{"$error":"#N/A"},{"$error":"#N/A"},{"$error":"#N/A"},{"$error":"#N/A"},{"$error":"#N/A"},{"$error":"#N/A"}]
[null,null,null,null,null,null,null,null,null,null,null,null,null,null,null,null," ",null,null,null,null,false,null,null,{"$error":"#N/A"},{"$error":"#N/A"},{"$error":"#N/A"},{"$error":"#N/A"},{"$error":"#N/A"},{"$error":"#N/A"},{"$error":"#N/A"},{"$error":"#N/A"},{"$error":"#N/A"},{"$error":"#N/A"}]
[null,null,null,null,null,null,null,null,null,null,null,null,null,null,null,null," ",null,null,null,null,false,null,null,{"$error":"#N/A"},{"$error":"#N/A"},{"$error":"#N/A"},{"$error":"#N/A"},{"$error":"#N/A"},{"$error":"#N/A"},{"$error":"#N/A"},{"$error":"#N/A"},{"$error":"#N/A"},{"$error":"#N/A"}]
[null,null,null,null,null,null,null,null,null,null,null,null,null,null,null,null," ",null,null,null,null,false,null,null,{"$error":"#N/A"},{"$error":"#N/A"},{"$error":"#N/A"},{"$error":"#N/A"},{"$error":"#N/A"},{"$error":"#N/A"},{"$error":"#N/A"},{"$error":"#N/A"},{"$error":"#N/A"},{"$error":"#N/A"}]
[null,null,null,null,null,null,null,null,null,null,null,null,null,null,null,null," ",null,null,null,null,false,null,null,{"$error":"#N/A"},{"$error":"#N/A"},{"$error":"#N/A"},{"$error":"#N/A"},{"$error":"#N/A"},{"$error":"#N/A"},{"$error":"#N/A"},{"$error":"#N/A"},{"$error":"#N/A"},{"$error":"#N/A"}]
[null,null,null,null,null,null,null,null,null,null,null,null,null,null,null,null," ",null,null,null,null,false,null,null,{"$error":"#N/A"},{"$error":"#N/A"},{"$error":"#N/A"},{"$error":"#N/A"},{"$error":"#N/A"},{"$error":"#N/A"},{"$error":"#N/A"},{"$error":"#N/A"},{"$error":"#N/A"},{"$error":"#N/A"}]
[null,null,null,null,null,null,null,null,null,null,null,null,null,null,null,null," ",null,null,null,null,false,null,null,{"$error":"#N/A"},{"$error":"#N/A"},{"$error":"#N/A"},{"$error":"#N/A"},{"$error":"#N/A"},{"$error":"#N/A"},{"$error":"#N/A"},{"$error":"#N/A"},{"$error":"#N/A"},{"$error":"#N/A"}]
[null,null,null,null,null,null,null,null,null,null,null,null,null,null,null,null," ",null,null,null,null,false,null,null,{"$error":"#N/A"},{"$error":"#N/A"},{"$error":"#N/A"},{"$error":"#N/A"},{"$error":"#N/A"},{"$error":"#N/A"},{"$error":"#N/A"},{"$error":"#N/A"},{"$error":"#N/A"},{"$error":"#N/A"}]
[null,null,null,null,null,null,null,null,null,null,null,null,null,null,null,null," ",null,null,null,null,{"$f":"IF(ISERROR(G29260),FALSE,IF($V$9=G29260,TRUE,FALSE))","v":false},null,null,{"$error":"#N/A"},{"$error":"#N/A"},{"$error":"#N/A"},{"$error":"#N/A"},{"$error":"#N/A"},{"$error":"#N/A"},{"$error":"#N/A"},{"$error":"#N/A"},{"$error":"#N/A"},{"$error":"#N/A"}]
[null,null,null,null,null,null,null,null,null,null,null,null,null,null,null,null," ",null,null,null,null,false,null,null,{"$error":"#N/A"},{"$error":"#N/A"},{"$error":"#N/A"},{"$error":"#N/A"},{"$error":"#N/A"},{"$error":"#N/A"},{"$error":"#N/A"},{"$error":"#N/A"},{"$error":"#N/A"},{"$error":"#N/A"}]
[null,null,null,null,null,null,null,null,null,null,null,null,null,null,null,null," ",null,null,null,null,false,null,null,{"$error":"#N/A"},{"$error":"#N/A"},{"$error":"#N/A"},{"$error":"#N/A"},{"$error":"#N/A"},{"$error":"#N/A"},{"$error":"#N/A"},{"$error":"#N/A"},{"$error":"#N/A"},{"$error":"#N/A"}]
[null,null,null,null,null,null,null,null,null,null,null,null,null,null,null,null," ",null,null,null,null,false,null,null,{"$error":"#N/A"},{"$error":"#N/A"},{"$error":"#N/A"},{"$error":"#N/A"},{"$error":"#N/A"},{"$error":"#N/A"},{"$error":"#N/A"},{"$error":"#N/A"},{"$error":"#N/A"},{"$error":"#N/A"}]
[null,null,null,null,null,null,null,null,null,null,null,null,null,null,null,null," ",null,null,null,null,false,null,null,{"$error":"#N/A"},{"$error":"#N/A"},{"$error":"#N/A"},{"$error":"#N/A"},{"$error":"#N/A"},{"$error":"#N/A"},{"$error":"#N/A"},{"$error":"#N/A"},{"$error":"#N/A"},{"$error":"#N/A"}]
[null,null,null,null,null,null,null,null,null,null,null,null,null,null,null,null," ",null,null,null,null,false,null,null,{"$error":"#N/A"},{"$error":"#N/A"},{"$error":"#N/A"},{"$error":"#N/A"},{"$error":"#N/A"},{"$error":"#N/A"},{"$error":"#N/A"},{"$error":"#N/A"},{"$error":"#N/A"},{"$error":"#N/A"}]
[null,null,null,null,null,null,null,null,null,null,null,null,null,null,null,null," ",null,null,null,null,false,null,null,{"$error":"#N/A"},{"$error":"#N/A"},{"$error":"#N/A"},{"$error":"#N/A"},{"$error":"#N/A"},{"$error":"#N/A"},{"$error":"#N/A"},{"$error":"#N/A"},{"$error":"#N/A"},{"$error":"#N/A"}]
[null,null,null,null,null,null,null,null,null,null,null,null,null,null,null,null," ",null,null,null,null,false,null,null,{"$error":"#N/A"},{"$error":"#N/A"},{"$error":"#N/A"},{"$error":"#N/A"},{"$error":"#N/A"},{"$error":"#N/A"},{"$error":"#N/A"},{"$error":"#N/A"},{"$error":"#N/A"},{"$error":"#N/A"}]
[null,null,null,null,null,null,null,null,null,null,null,null,null,null,null,null," ",null,null,null,null,false,null,null,{"$error":"#N/A"},{"$error":"#N/A"},{"$error":"#N/A"},{"$error":"#N/A"},{"$error":"#N/A"},{"$error":"#N/A"},{"$error":"#N/A"},{"$error":"#N/A"},{"$error":"#N/A"},{"$error":"#N/A"}]
[null,null,null,null,null,null,null,null,null,null,null,null,null,null,null,null," ",null,null,null,null,false,null,null,{"$error":"#N/A"},{"$error":"#N/A"},{"$error":"#N/A"},{"$error":"#N/A"},{"$error":"#N/A"},{"$error":"#N/A"},{"$error":"#N/A"},{"$error":"#N/A"},{"$error":"#N/A"},{"$error":"#N/A"}]
[null,null,null,null,null,null,null,null,null,null,null,null,null,null,null,null," ",null,null,null,null,false,null,null,{"$error":"#N/A"},{"$error":"#N/A"},{"$error":"#N/A"},{"$error":"#N/A"},{"$error":"#N/A"},{"$error":"#N/A"},{"$error":"#N/A"},{"$error":"#N/A"},{"$error":"#N/A"},{"$error":"#N/A"}]
[null,null,null,null,null,null,null,null,null,null,null,null,null,null,null,null," ",null,null,null,null,false,null,null,{"$error":"#N/A"},{"$error":"#N/A"},{"$error":"#N/A"},{"$error":"#N/A"},{"$error":"#N/A"},{"$error":"#N/A"},{"$error":"#N/A"},{"$error":"#N/A"},{"$error":"#N/A"},{"$error":"#N/A"}]
[null,null,null,null,null,null,null,null,null,null,null,null,null,null,null,null," ",null,null,null,null,false,null,null,{"$error":"#N/A"},{"$error":"#N/A"},{"$error":"#N/A"},{"$error":"#N/A"},{"$error":"#N/A"},{"$error":"#N/A"},{"$error":"#N/A"},{"$error":"#N/A"},{"$error":"#N/A"},{"$error":"#N/A"}]
[null,null,null,null,null,null,null,null,null,null,null,null,null,null,null,null," ",null,null,null,null,false,null,null,{"$error":"#N/A"},{"$error":"#N/A"},{"$error":"#N/A"},{"$error":"#N/A"},{"$error":"#N/A"},{"$error":"#N/A"},{"$error":"#N/A"},{"$error":"#N/A"},{"$error":"#N/A"},{"$error":"#N/A"}]
[null,null,null,null,null,null,null,null,null,null,null,null,null,null,null,null," ",null,null,null,null,false,null,null,{"$error":"#N/A"},{"$error":"#N/A"},{"$error":"#N/A"},{"$error":"#N/A"},{"$error":"#N/A"},{"$error":"#N/A"},{"$error":"#N/A"},{"$error":"#N/A"},{"$error":"#N/A"},{"$error":"#N/A"}]
[null,null,null,null,null,null,null,null,null,null,null,null,null,null,null,null," ",null,null,null,null,false,null,null,{"$f":"IF($V29685=TRUE,E29685,NA())","v":{"$error":"#N/A"}},{"$f":"IF($V29685=TRUE,F29685,NA())","v":{"$error":"#N/A"}},{"$f":"IF($V29685=TRUE,G29685,NA())","v":{"$error":"#N/A"}},{"$f":"IF($V29685=TRUE,H29685,NA())","v":{"$error":"#N/A"}},{"$f":"IF($V29685=TRUE,I29685,NA())","v":{"$error":"#N/A"}},{"$f":"IF($V29685=TRUE,J29685,NA())","v":{"$error":"#N/A"}},{"$f":"IF($V29685=TRUE,K29685,NA())","v":{"$error":"#N/A"}},{"$f":"IF($V29685=TRUE,L29685,NA())","v":{"$error":"#N/A"}},{"$f":"IF($V29685=TRUE,M29685,NA())","v":{"$error":"#N/A"}},{"$f":"IF($V29685=TRUE,N29685,NA())","v":{"$error":"#N/A"}}]
[null,null,null,null,null,null,null,null,null,null,null,null,null,null,null,null," ",null,null,null,null,false,null,null,{"$error":"#N/A"},{"$error":"#N/A"},{"$error":"#N/A"},{"$error":"#N/A"},{"$error":"#N/A"},{"$error":"#N/A"},{"$error":"#N/A"},{"$error":"#N/A"},{"$error":"#N/A"},{"$error":"#N/A"}]
[null,null,null,null,null,null,null,null,null,null,null,null,null,null,null,null," ",null,null,null,null,false,null,null,{"$error":"#N/A"},{"$error":"#N/A"},{"$error":"#N/A"},{"$error":"#N/A"},{"$error":"#N/A"},{"$error":"#N/A"},{"$error":"#N/A"},{"$error":"#N/A"},{"$error":"#N/A"},{"$error":"#N/A"}]
[null,null,null,null,null,null,null,null,null,null,null,null,null,null,null,null," ",null,null,null,null,false,null,null,{"$error":"#N/A"},{"$error":"#N/A"},{"$error":"#N/A"},{"$error":"#N/A"},{"$error":"#N/A"},{"$error":"#N/A"},{"$error":"#N/A"},{"$error":"#N/A"},{"$error":"#N/A"},{"$error":"#N/A"}]
[null,null,null,null,null,null,null,null,null,null,null,null,null,null,null,null," ",null,null,null,null,false,null,null,{"$error":"#N/A"},{"$error":"#N/A"},{"$error":"#N/A"},{"$error":"#N/A"},{"$error":"#N/A"},{"$error":"#N/A"},{"$error":"#N/A"},{"$error":"#N/A"},{"$error":"#N/A"},{"$error":"#N/A"}]
[null,null,null,null,null,null,null,null,null,null,null,null,null,null,null,null," ",null,null,null,null,false,null,null,{"$error":"#N/A"},{"$error":"#N/A"},{"$error":"#N/A"},{"$error":"#N/A"},{"$error":"#N/A"},{"$error":"#N/A"},{"$error":"#N/A"},{"$error":"#N/A"},{"$error":"#N/A"},{"$error":"#N/A"}]
[null,null,null,null,null,null,null,null,null,null,null,null,null,null,null,null," ",null,null,null,null,false,null,null,{"$error":"#N/A"},{"$error":"#N/A"},{"$error":"#N/A"},{"$error":"#N/A"},{"$error":"#N/A"},{"$error":"#N/A"},{"$error":"#N/A"},{"$error":"#N/A"},{"$error":"#N/A"},{"$error":"#N/A"}]
[null,null,null,null,null,null,null,null,null,null,null,null,null,null,null,null," ",null,null,null,null,false,null,null,{"$error":"#N/A"},{"$error":"#N/A"},{"$error":"#N/A"},{"$error":"#N/A"},{"$error":"#N/A"},{"$error":"#N/A"},{"$error":"#N/A"},{"$error":"#N/A"},{"$error":"#N/A"},{"$error":"#N/A"}]
[null,null,null,null,null,null,null,null,null,null,null,null,null,null,null,null," ",null,null,null,null,false,null,null,{"$error":"#N/A"},{"$error":"#N/A"},{"$error":"#N/A"},{"$error":"#N/A"},{"$error":"#N/A"},{"$error":"#N/A"},{"$error":"#N/A"},{"$error":"#N/A"},{"$error":"#N/A"},{"$error":"#N/A"}]
[null,null,null,null,null,null,null,null,null,null,null,null,null,null,null,null," ",null,null,null,null,false,null,null,{"$error":"#N/A"},{"$error":"#N/A"},{"$error":"#N/A"},{"$error":"#N/A"},{"$error":"#N/A"},{"$error":"#N/A"},{"$error":"#N/A"},{"$error":"#N/A"},{"$error":"#N/A"},{"$error":"#N/A"}]
[null,null,null,null,null,null,null,null,null,null,null,null,null,null,null,null," ",null,null,null,null,false,null,null,{"$error":"#N/A"},{"$error":"#N/A"},{"$error":"#N/A"},{"$error":"#N/A"},{"$error":"#N/A"},{"$error":"#N/A"},{"$error":"#N/A"},{"$error":"#N/A"},{"$error":"#N/A"},{"$error":"#N/A"}]
[null,null,null,null,null,null,null,null,null,null,null,null,null,null,null,null," ",null,null,null,null,false,null,null,{"$error":"#N/A"},{"$error":"#N/A"},{"$error":"#N/A"},{"$error":"#N/A"},{"$error":"#N/A"},{"$error":"#N/A"},{"$error":"#N/A"},{"$error":"#N/A"},{"$error":"#N/A"},{"$error":"#N/A"}]
[null,null,null,null,null,null,null,null,null,null,null,null,null,null,null,null," ",null,null,null,null,false,null,null,{"$error":"#N/A"},{"$error":"#N/A"},{"$error":"#N/A"},{"$error":"#N/A"},{"$error":"#N/A"},{"$error":"#N/A"},{"$error":"#N/A"},{"$error":"#N/A"},{"$error":"#N/A"},{"$error":"#N/A"}]
[null,null,null,null,null,null,null,null,null,null,null,null,null,null,null,null," ",null,null,null,null,false,null,null,{"$error":"#N/A"},{"$error":"#N/A"},{"$error":"#N/A"},{"$error":"#N/A"},{"$error":"#N/A"},{"$error":"#N/A"},{"$error":"#N/A"},{"$error":"#N/A"},{"$error":"#N/A"},{"$error":"#N/A"}]
[null,null,null,null,null,null,null,null,null,null,null,null,null,null,null,null," ",null,null,null,null,false,null,null,{"$error":"#N/A"},{"$error":"#N/A"},{"$error":"#N/A"},{"$error":"#N/A"},{"$error":"#N/A"},{"$error":"#N/A"},{"$error":"#N/A"},{"$error":"#N/A"},{"$error":"#N/A"},{"$error":"#N/A"}]
[null,null,null,null,null,null,null,null,null,null,null,null,null,null,null,null," ",null,null,null,null,false,null,null,{"$error":"#N/A"},{"$error":"#N/A"},{"$error":"#N/A"},{"$error":"#N/A"},{"$error":"#N/A"},{"$error":"#N/A"},{"$error":"#N/A"},{"$error":"#N/A"},{"$error":"#N/A"},{"$error":"#N/A"}]
[null,null,null,null,null,null,null,null,null,null,null,null,null,null,null,null," ",null,null,null,null,false,null,null,{"$error":"#N/A"},{"$error":"#N/A"},{"$error":"#N/A"},{"$error":"#N/A"},{"$error":"#N/A"},{"$error":"#N/A"},{"$error":"#N/A"},{"$error":"#N/A"},{"$error":"#N/A"},{"$error":"#N/A"}]
[null,null,null,null,null,null,null,null,null,null,null,null,null,null,null,null," ",null,null,null,null,false,null,null,{"$error":"#N/A"},{"$error":"#N/A"},{"$error":"#N/A"},{"$error":"#N/A"},{"$error":"#N/A"},{"$error":"#N/A"},{"$error":"#N/A"},{"$error":"#N/A"},{"$error":"#N/A"},{"$error":"#N/A"}]
[null,null,null,null,null,null,null,null,null,null,null,null,null,null,null,null," ",null,null,null,null,false,null,null,{"$error":"#N/A"},{"$error":"#N/A"},{"$error":"#N/A"},{"$error":"#N/A"},{"$error":"#N/A"},{"$error":"#N/A"},{"$error":"#N/A"},{"$error":"#N/A"},{"$error":"#N/A"},{"$error":"#N/A"}]
[null,null,null,null,null,null,null,null,null,null,null,null,null,null,null,null," ",null,null,null,null,false,null,null,{"$error":"#N/A"},{"$error":"#N/A"},{"$error":"#N/A"},{"$error":"#N/A"},{"$error":"#N/A"},{"$error":"#N/A"},{"$error":"#N/A"},{"$error":"#N/A"},{"$error":"#N/A"},{"$error":"#N/A"}]
[null,null,null,null,null,null,null,null,null,null,null,null,null,null,null,null," ",null,null,null,null,false,null,null,{"$error":"#N/A"},{"$error":"#N/A"},{"$error":"#N/A"},{"$error":"#N/A"},{"$error":"#N/A"},{"$error":"#N/A"},{"$error":"#N/A"},{"$error":"#N/A"},{"$error":"#N/A"},{"$error":"#N/A"}]
[null,null,null,null,null,null,null,null,null,null,null,null,null,null,null,null," ",null,null,null,null,false,null,null,{"$error":"#N/A"},{"$error":"#N/A"},{"$error":"#N/A"},{"$error":"#N/A"},{"$error":"#N/A"},{"$error":"#N/A"},{"$error":"#N/A"},{"$error":"#N/A"},{"$error":"#N/A"},{"$error":"#N/A"}]
[null,null,null,null,null,null,null,null,null,null,null,null,null,null,null,null," ",null,null,null,null,{"$f":"IF(ISERROR(G29772),FALSE,IF($V$9=G29772,TRUE,FALSE))","v":false},null,null,{"$error":"#N/A"},{"$error":"#N/A"},{"$error":"#N/A"},{"$error":"#N/A"},{"$error":"#N/A"},{"$error":"#N/A"},{"$error":"#N/A"},{"$error":"#N/A"},{"$error":"#N/A"},{"$error":"#N/A"}]
[null,null,null,null,null,null,null,null,null,null,null,null,null,null,null,null," ",null,null,null,null,false,null,null,{"$error":"#N/A"},{"$error":"#N/A"},{"$error":"#N/A"},{"$error":"#N/A"},{"$error":"#N/A"},{"$error":"#N/A"},{"$error":"#N/A"},{"$error":"#N/A"},{"$error":"#N/A"},{"$error":"#N/A"}]
[null,null,null,null,null,null,null,null,null,null,null,null,null,null,null,null," ",null,null,null,null,false,null,null,{"$error":"#N/A"},{"$error":"#N/A"},{"$error":"#N/A"},{"$error":"#N/A"},{"$error":"#N/A"},{"$error":"#N/A"},{"$error":"#N/A"},{"$error":"#N/A"},{"$error":"#N/A"},{"$error":"#N/A"}]
[null,null,null,null,null,null,null,null,null,null,null,null,null,null,null,null," ",null,null,null,null,false,null,null,{"$error":"#N/A"},{"$error":"#N/A"},{"$error":"#N/A"},{"$error":"#N/A"},{"$error":"#N/A"},{"$error":"#N/A"},{"$error":"#N/A"},{"$error":"#N/A"},{"$error":"#N/A"},{"$error":"#N/A"}]
[null,null,null,null,null,null,null,null,null,null,null,null,null,null,null,null," ",null,null,null,null,false,null,null,{"$error":"#N/A"},{"$error":"#N/A"},{"$error":"#N/A"},{"$error":"#N/A"},{"$error":"#N/A"},{"$error":"#N/A"},{"$error":"#N/A"},{"$error":"#N/A"},{"$error":"#N/A"},{"$error":"#N/A"}]
[null,null,null,null,null,null,null,null,null,null,null,null,null,null,null,null," ",null,null,null,null,false,null,null,{"$error":"#N/A"},{"$error":"#N/A"},{"$error":"#N/A"},{"$error":"#N/A"},{"$error":"#N/A"},{"$error":"#N/A"},{"$error":"#N/A"},{"$error":"#N/A"},{"$error":"#N/A"},{"$error":"#N/A"}]
[null,null,null,null,null,null,null,null,null,null,null,null,null,null,null,null," ",null,null,null,null,false,null,null,{"$error":"#N/A"},{"$error":"#N/A"},{"$error":"#N/A"},{"$error":"#N/A"},{"$error":"#N/A"},{"$error":"#N/A"},{"$error":"#N/A"},{"$error":"#N/A"},{"$error":"#N/A"},{"$error":"#N/A"}]
[null,null,null,null,null,null,null,null,null,null,null,null,null,null,null,null," ",null,null,null,null,false,null,null,{"$error":"#N/A"},{"$error":"#N/A"},{"$error":"#N/A"},{"$error":"#N/A"},{"$error":"#N/A"},{"$error":"#N/A"},{"$error":"#N/A"},{"$error":"#N/A"},{"$error":"#N/A"},{"$error":"#N/A"}]
[null,null,null,null,null,null,null,null,null,null,null,null,null,null,null,null," ",null,null,null,null,false,null,null,{"$error":"#N/A"},{"$error":"#N/A"},{"$error":"#N/A"},{"$error":"#N/A"},{"$error":"#N/A"},{"$error":"#N/A"},{"$error":"#N/A"},{"$error":"#N/A"},{"$error":"#N/A"},{"$error":"#N/A"}]
[null,null,null,null,null,null,null,null,null,null,null,null,null,null,null,null," ",null,null,null,null,false,null,null,{"$error":"#N/A"},{"$error":"#N/A"},{"$error":"#N/A"},{"$error":"#N/A"},{"$error":"#N/A"},{"$error":"#N/A"},{"$error":"#N/A"},{"$error":"#N/A"},{"$error":"#N/A"},{"$error":"#N/A"}]
[null,null,null,null,null,null,null,null,null,null,null,null,null,null,null,null," ",null,null,null,null,false,null,null,{"$error":"#N/A"},{"$error":"#N/A"},{"$error":"#N/A"},{"$error":"#N/A"},{"$error":"#N/A"},{"$error":"#N/A"},{"$error":"#N/A"},{"$error":"#N/A"},{"$error":"#N/A"},{"$error":"#N/A"}]
[null,null,null,null,null,null,null,null,null,null,null,null,null,null,null,null," ",null,null,null,null,false,null,null,{"$error":"#N/A"},{"$error":"#N/A"},{"$error":"#N/A"},{"$error":"#N/A"},{"$error":"#N/A"},{"$error":"#N/A"},{"$error":"#N/A"},{"$error":"#N/A"},{"$error":"#N/A"},{"$error":"#N/A"}]
[null,null,null,null,null,null,null,null,null,null,null,null,null,null,null,null," ",null,null,null,null,false,null,null,{"$error":"#N/A"},{"$error":"#N/A"},{"$error":"#N/A"},{"$error":"#N/A"},{"$error":"#N/A"},{"$error":"#N/A"},{"$error":"#N/A"},{"$error":"#N/A"},{"$error":"#N/A"},{"$error":"#N/A"}]
[null,null,null,null,null,null,null,null,null,null,null,null,null,null,null,null," ",null,null,null,null,false,null,null,{"$error":"#N/A"},{"$error":"#N/A"},{"$error":"#N/A"},{"$error":"#N/A"},{"$error":"#N/A"},{"$error":"#N/A"},{"$error":"#N/A"},{"$error":"#N/A"},{"$error":"#N/A"},{"$error":"#N/A"}]
[null,null,null,null,null,null,null,null,null,null,null,null,null,null,null,null," ",null,null,null,null,false,null,null,{"$error":"#N/A"},{"$error":"#N/A"},{"$error":"#N/A"},{"$error":"#N/A"},{"$error":"#N/A"},{"$error":"#N/A"},{"$error":"#N/A"},{"$error":"#N/A"},{"$error":"#N/A"},{"$error":"#N/A"}]
[null,null,null,null,null,null,null,null,null,null,null,null,null,null,null,null," ",null,null,null,null,false,null,null,{"$error":"#N/A"},{"$error":"#N/A"},{"$error":"#N/A"},{"$error":"#N/A"},{"$error":"#N/A"},{"$error":"#N/A"},{"$error":"#N/A"},{"$error":"#N/A"},{"$error":"#N/A"},{"$error":"#N/A"}]
[null,null,null,null,null,null,null,null,null,null,null,null,null,null,null,null," ",null,null,null,null,false,null,null,{"$error":"#N/A"},{"$error":"#N/A"},{"$error":"#N/A"},{"$error":"#N/A"},{"$error":"#N/A"},{"$error":"#N/A"},{"$error":"#N/A"},{"$error":"#N/A"},{"$error":"#N/A"},{"$error":"#N/A"}]
[null,null,null,null,null,null,null,null,null,null,null,null,null,null,null,null," ",null,null,null,null,false,null,null,{"$error":"#N/A"},{"$error":"#N/A"},{"$error":"#N/A"},{"$error":"#N/A"},{"$error":"#N/A"},{"$error":"#N/A"},{"$error":"#N/A"},{"$error":"#N/A"},{"$error":"#N/A"},{"$error":"#N/A"}]
[null,null,null,null,null,null,null,null,null,null,null,null,null,null,null,null," ",null,null,null,null,false,null,null,{"$error":"#N/A"},{"$error":"#N/A"},{"$error":"#N/A"},{"$error":"#N/A"},{"$error":"#N/A"},{"$error":"#N/A"},{"$error":"#N/A"},{"$error":"#N/A"},{"$error":"#N/A"},{"$error":"#N/A"}]
[null,null,null,null,null,null,null,null,null,null,null,null,null,null,null,null," ",null,null,null,null,false,null,null,{"$error":"#N/A"},{"$error":"#N/A"},{"$error":"#N/A"},{"$error":"#N/A"},{"$error":"#N/A"},{"$error":"#N/A"},{"$error":"#N/A"},{"$error":"#N/A"},{"$error":"#N/A"},{"$error":"#N/A"}]
[null,null,null,null,null,null,null,null,null,null,null,null,null,null,null,null," ",null,null,null,null,false,null,null,{"$error":"#N/A"},{"$error":"#N/A"},{"$error":"#N/A"},{"$error":"#N/A"},{"$error":"#N/A"},{"$error":"#N/A"},{"$error":"#N/A"},{"$error":"#N/A"},{"$error":"#N/A"},{"$error":"#N/A"}]
[null,null,null,null,null,null,null,null,null,null,null,null,null,null,null,null," ",null,null,null,null,false,null,null,{"$error":"#N/A"},{"$error":"#N/A"},{"$error":"#N/A"},{"$error":"#N/A"},{"$error":"#N/A"},{"$error":"#N/A"},{"$error":"#N/A"},{"$error":"#N/A"},{"$error":"#N/A"},{"$error":"#N/A"}]
[null,null,null,null,null,null,null,null,null,null,null,null,null,null,null,null," ",null,null,null,null,false,null,null,{"$error":"#N/A"},{"$error":"#N/A"},{"$error":"#N/A"},{"$error":"#N/A"},{"$error":"#N/A"},{"$error":"#N/A"},{"$error":"#N/A"},{"$error":"#N/A"},{"$error":"#N/A"},{"$error":"#N/A"}]
[null,null,null,null,null,null,null,null,null,null,null,null,null,null,null,null," ",null,null,null,null,false,null,null,{"$error":"#N/A"},{"$error":"#N/A"},{"$error":"#N/A"},{"$error":"#N/A"},{"$error":"#N/A"},{"$error":"#N/A"},{"$error":"#N/A"},{"$error":"#N/A"},{"$error":"#N/A"},{"$error":"#N/A"}]
[null,null,null,null,null,null,null,null,null,null,null,null,null,null,null,null," ",null,null,null,null,false,null,null,{"$error":"#N/A"},{"$error":"#N/A"},{"$error":"#N/A"},{"$error":"#N/A"},{"$error":"#N/A"},{"$error":"#N/A"},{"$error":"#N/A"},{"$error":"#N/A"},{"$error":"#N/A"},{"$error":"#N/A"}]
[null,null,null,null,null,null,null,null,null,null,null,null,null,null,null,null," ",null,null,null,null,false,null,null,{"$error":"#N/A"},{"$error":"#N/A"},{"$error":"#N/A"},{"$error":"#N/A"},{"$error":"#N/A"},{"$error":"#N/A"},{"$error":"#N/A"},{"$error":"#N/A"},{"$error":"#N/A"},{"$error":"#N/A"}]
[null,null,null,null,null,null,null,null,null,null,null,null,null,null,null,null," ",null,null,null,null,false,null,null,{"$error":"#N/A"},{"$error":"#N/A"},{"$error":"#N/A"},{"$error":"#N/A"},{"$error":"#N/A"},{"$error":"#N/A"},{"$error":"#N/A"},{"$error":"#N/A"},{"$error":"#N/A"},{"$error":"#N/A"}]
[null,null,null,null,null,null,null,null,null,null,null,null,null,null,null,null," ",null,null,null,null,false,null,null,{"$error":"#N/A"},{"$error":"#N/A"},{"$error":"#N/A"},{"$error":"#N/A"},{"$error":"#N/A"},{"$error":"#N/A"},{"$error":"#N/A"},{"$error":"#N/A"},{"$error":"#N/A"},{"$error":"#N/A"}]
[null,null,null,null,null,null,null,null,null,null,null,null,null,null,null,null," ",null,null,null,null,false,null,null,{"$error":"#N/A"},{"$error":"#N/A"},{"$error":"#N/A"},{"$error":"#N/A"},{"$error":"#N/A"},{"$error":"#N/A"},{"$error":"#N/A"},{"$error":"#N/A"},{"$error":"#N/A"},{"$error":"#N/A"}]
[null,null,null,null,null,null,null,null,null,null,null,null,null,null,null,null,{"$f":"IF(OR(ISERROR(E29801),ISERROR(G29801)),\"  \",E29801&\" \"&G29801)","v":" "},null,null,null,null,false,null,null,{"$error":"#N/A"},{"$error":"#N/A"},{"$error":"#N/A"},{"$error":"#N/A"},{"$error":"#N/A"},{"$error":"#N/A"},{"$error":"#N/A"},{"$error":"#N/A"},{"$error":"#N/A"},{"$error":"#N/A"}]
[null,null,null,null,null,null,null,null,null,null,null,null,null,null,null,null," ",null,null,null,null,false,null,null,{"$error":"#N/A"},{"$error":"#N/A"},{"$error":"#N/A"},{"$error":"#N/A"},{"$error":"#N/A"},{"$error":"#N/A"},{"$error":"#N/A"},{"$error":"#N/A"},{"$error":"#N/A"},{"$error":"#N/A"}]
[null,null,null,null,null,null,null,null,null,null,null,null,null,null,null,null," ",null,null,null,null,false,null,null,{"$error":"#N/A"},{"$error":"#N/A"},{"$error":"#N/A"},{"$error":"#N/A"},{"$error":"#N/A"},{"$error":"#N/A"},{"$error":"#N/A"},{"$error":"#N/A"},{"$error":"#N/A"},{"$error":"#N/A"}]
[null,null,null,null,null,null,null,null,null,null,null,null,null,null,null,null," ",null,null,null,null,false,null,null,{"$error":"#N/A"},{"$error":"#N/A"},{"$error":"#N/A"},{"$error":"#N/A"},{"$error":"#N/A"},{"$error":"#N/A"},{"$error":"#N/A"},{"$error":"#N/A"},{"$error":"#N/A"},{"$error":"#N/A"}]
[null,null,null,null,null,null,null,null,null,null,null,null,null,null,null,null," ",null,null,null,null,false,null,null,{"$error":"#N/A"},{"$error":"#N/A"},{"$error":"#N/A"},{"$error":"#N/A"},{"$error":"#N/A"},{"$error":"#N/A"},{"$error":"#N/A"},{"$error":"#N/A"},{"$error":"#N/A"},{"$error":"#N/A"}]
[null,null,null,null,null,null,null,null,null,null,null,null,null,null,null,null," ",null,null,null,null,false,null,null,{"$error":"#N/A"},{"$error":"#N/A"},{"$error":"#N/A"},{"$error":"#N/A"},{"$error":"#N/A"},{"$error":"#N/A"},{"$error":"#N/A"},{"$error":"#N/A"},{"$error":"#N/A"},{"$error":"#N/A"}]
[null,null,null,null,null,null,null,null,null,null,null,null,null,null,null,null," ",null,null,null,null,false,null,null,{"$error":"#N/A"},{"$error":"#N/A"},{"$error":"#N/A"},{"$error":"#N/A"},{"$error":"#N/A"},{"$error":"#N/A"},{"$error":"#N/A"},{"$error":"#N/A"},{"$error":"#N/A"},{"$error":"#N/A"}]
[null,null,null,null,null,null,null,null,null,null,null,null,null,null,null,null," ",null,null,null,null,false,null,null,{"$error":"#N/A"},{"$error":"#N/A"},{"$error":"#N/A"},{"$error":"#N/A"},{"$error":"#N/A"},{"$error":"#N/A"},{"$error":"#N/A"},{"$error":"#N/A"},{"$error":"#N/A"},{"$error":"#N/A"}]
[null,null,null,null,null,null,null,null,null,null,null,null,null,null,null,null," ",null,null,null,null,false,null,null,{"$error":"#N/A"},{"$error":"#N/A"},{"$error":"#N/A"},{"$error":"#N/A"},{"$error":"#N/A"},{"$error":"#N/A"},{"$error":"#N/A"},{"$error":"#N/A"},{"$error":"#N/A"},{"$error":"#N/A"}]
[null,null,null,null,null,null,null,null,null,null,null,null,null,null,null,null," ",null,null,null,null,false,null,null,{"$error":"#N/A"},{"$error":"#N/A"},{"$error":"#N/A"},{"$error":"#N/A"},{"$error":"#N/A"},{"$error":"#N/A"},{"$error":"#N/A"},{"$error":"#N/A"},{"$error":"#N/A"},{"$error":"#N/A"}]
[null,null,null,null,null,null,null,null,null,null,null,null,null,null,null,null," ",null,null,null,null,false,null,null,{"$error":"#N/A"},{"$error":"#N/A"},{"$error":"#N/A"},{"$error":"#N/A"},{"$error":"#N/A"},{"$error":"#N/A"},{"$error":"#N/A"},{"$error":"#N/A"},{"$error":"#N/A"},{"$error":"#N/A"}]
[null,null,null,null,null,null,null,null,null,null,null,null,null,null,null,null," ",null,null,null,null,false,null,null,{"$error":"#N/A"},{"$error":"#N/A"},{"$error":"#N/A"},{"$error":"#N/A"},{"$error":"#N/A"},{"$error":"#N/A"},{"$error":"#N/A"},{"$error":"#N/A"},{"$error":"#N/A"},{"$error":"#N/A"}]
[null,null,null,null,null,null,null,null,null,null,null,null,null,null,null,null," ",null,null,null,null,false,null,null,{"$f":"IF($V29813=TRUE,E29813,NA())","v":{"$error":"#N/A"}},{"$f":"IF($V29813=TRUE,F29813,NA())","v":{"$error":"#N/A"}},{"$f":"IF($V29813=TRUE,G29813,NA())","v":{"$error":"#N/A"}},{"$f":"IF($V29813=TRUE,H29813,NA())","v":{"$error":"#N/A"}},{"$f":"IF($V29813=TRUE,I29813,NA())","v":{"$error":"#N/A"}},{"$f":"IF($V29813=TRUE,J29813,NA())","v":{"$error":"#N/A"}},{"$f":"IF($V29813=TRUE,K29813,NA())","v":{"$error":"#N/A"}},{"$f":"IF($V29813=TRUE,L29813,NA())","v":{"$error":"#N/A"}},{"$f":"IF($V29813=TRUE,M29813,NA())","v":{"$error":"#N/A"}},{"$f":"IF($V29813=TRUE,N29813,NA())","v":{"$error":"#N/A"}}]
[null,null,null,null,null,null,null,null,null,null,null,null,null,null,null,null," ",null,null,null,null,false,null,null,{"$error":"#N/A"},{"$error":"#N/A"},{"$error":"#N/A"},{"$error":"#N/A"},{"$error":"#N/A"},{"$error":"#N/A"},{"$error":"#N/A"},{"$error":"#N/A"},{"$error":"#N/A"},{"$error":"#N/A"}]
[null,null,null,null,null,null,null,null,null,null,null,null,null,null,null,null," ",null,null,null,null,false,null,null,{"$error":"#N/A"},{"$error":"#N/A"},{"$error":"#N/A"},{"$error":"#N/A"},{"$error":"#N/A"},{"$error":"#N/A"},{"$error":"#N/A"},{"$error":"#N/A"},{"$error":"#N/A"},{"$error":"#N/A"}]
[null,null,null,null,null,null,null,null,null,null,null,null,null,null,null,null," ",null,null,null,null,false,null,null,{"$error":"#N/A"},{"$error":"#N/A"},{"$error":"#N/A"},{"$error":"#N/A"},{"$error":"#N/A"},{"$error":"#N/A"},{"$error":"#N/A"},{"$error":"#N/A"},{"$error":"#N/A"},{"$error":"#N/A"}]
[null,null,null,null,null,null,null,null,null,null,null,null,null,null,null,null," ",null,null,null,null,false,null,null,{"$error":"#N/A"},{"$error":"#N/A"},{"$error":"#N/A"},{"$error":"#N/A"},{"$error":"#N/A"},{"$error":"#N/A"},{"$error":"#N/A"},{"$error":"#N/A"},{"$error":"#N/A"},{"$error":"#N/A"}]
[null,null,null,null,null,null,null,null,null,null,null,null,null,null,null,null," ",null,null,null,null,false,null,null,{"$error":"#N/A"},{"$error":"#N/A"},{"$error":"#N/A"},{"$error":"#N/A"},{"$error":"#N/A"},{"$error":"#N/A"},{"$error":"#N/A"},{"$error":"#N/A"},{"$error":"#N/A"},{"$error":"#N/A"}]
[null,null,null,null,null,null,null,null,null,null,null,null,null,null,null,null," ",null,null,null,null,false,null,null,{"$error":"#N/A"},{"$error":"#N/A"},{"$error":"#N/A"},{"$error":"#N/A"},{"$error":"#N/A"},{"$error":"#N/A"},{"$error":"#N/A"},{"$error":"#N/A"},{"$error":"#N/A"},{"$error":"#N/A"}]
[null,null,null,null,null,null,null,null,null,null,null,null,null,null,null,null," ",null,null,null,null,false,null,null,{"$error":"#N/A"},{"$error":"#N/A"},{"$error":"#N/A"},{"$error":"#N/A"},{"$error":"#N/A"},{"$error":"#N/A"},{"$error":"#N/A"},{"$error":"#N/A"},{"$error":"#N/A"},{"$error":"#N/A"}]
[null,null,null,null,null,null,null,null,null,null,null,null,null,null,null,null," ",null,null,null,null,false,null,null,{"$error":"#N/A"},{"$error":"#N/A"},{"$error":"#N/A"},{"$error":"#N/A"},{"$error":"#N/A"},{"$error":"#N/A"},{"$error":"#N/A"},{"$error":"#N/A"},{"$error":"#N/A"},{"$error":"#N/A"}]
[null,null,null,null,null,null,null,null,null,null,null,null,null,null,null,null," ",null,null,null,null,false,null,null,{"$error":"#N/A"},{"$error":"#N/A"},{"$error":"#N/A"},{"$error":"#N/A"},{"$error":"#N/A"},{"$error":"#N/A"},{"$error":"#N/A"},{"$error":"#N/A"},{"$error":"#N/A"},{"$error":"#N/A"}]
[null,null,null,null,null,null,null,null,null,null,null,null,null,null,null,null," ",null,null,null,null,false,null,null,{"$error":"#N/A"},{"$error":"#N/A"},{"$error":"#N/A"},{"$error":"#N/A"},{"$error":"#N/A"},{"$error":"#N/A"},{"$error":"#N/A"},{"$error":"#N/A"},{"$error":"#N/A"},{"$error":"#N/A"}]
[null,null,null,null,null,null,null,null,null,null,null,null,null,null,null,null," ",null,null,null,null,false,null,null,{"$error":"#N/A"},{"$error":"#N/A"},{"$error":"#N/A"},{"$error":"#N/A"},{"$error":"#N/A"},{"$error":"#N/A"},{"$error":"#N/A"},{"$error":"#N/A"},{"$error":"#N/A"},{"$error":"#N/A"}]
[null,null,null,null,null,null,null,null,null,null,null,null,null,null,null,null," ",null,null,null,null,false,null,null,{"$error":"#N/A"},{"$error":"#N/A"},{"$error":"#N/A"},{"$error":"#N/A"},{"$error":"#N/A"},{"$error":"#N/A"},{"$error":"#N/A"},{"$error":"#N/A"},{"$error":"#N/A"},{"$error":"#N/A"}]
[null,null,null,null,null,null,null,null,null,null,null,null,null,null,null,null," ",null,null,null,null,false,null,null,{"$error":"#N/A"},{"$error":"#N/A"},{"$error":"#N/A"},{"$error":"#N/A"},{"$error":"#N/A"},{"$error":"#N/A"},{"$error":"#N/A"},{"$error":"#N/A"},{"$error":"#N/A"},{"$error":"#N/A"}]
[null,null,null,null,null,null,null,null,null,null,null,null,null,null,null,null," ",null,null,null,null,false,null,null,{"$error":"#N/A"},{"$error":"#N/A"},{"$error":"#N/A"},{"$error":"#N/A"},{"$error":"#N/A"},{"$error":"#N/A"},{"$error":"#N/A"},{"$error":"#N/A"},{"$error":"#N/A"},{"$error":"#N/A"}]
[null,null,null,null,null,null,null,null,null,null,null,null,null,null,null,null," ",null,null,null,null,false,null,null,{"$error":"#N/A"},{"$error":"#N/A"},{"$error":"#N/A"},{"$error":"#N/A"},{"$error":"#N/A"},{"$error":"#N/A"},{"$error":"#N/A"},{"$error":"#N/A"},{"$error":"#N/A"},{"$error":"#N/A"}]
[null,null,null,null,null,null,null,null,null,null,null,null,null,null,null,null," ",null,null,null,null,false,null,null,{"$error":"#N/A"},{"$error":"#N/A"},{"$error":"#N/A"},{"$error":"#N/A"},{"$error":"#N/A"},{"$error":"#N/A"},{"$error":"#N/A"},{"$error":"#N/A"},{"$error":"#N/A"},{"$error":"#N/A"}]
[null,null,null,null,null,null,null,null,null,null,null,null,null,null,null,null," ",null,null,null,null,false,null,null,{"$error":"#N/A"},{"$error":"#N/A"},{"$error":"#N/A"},{"$error":"#N/A"},{"$error":"#N/A"},{"$error":"#N/A"},{"$error":"#N/A"},{"$error":"#N/A"},{"$error":"#N/A"},{"$error":"#N/A"}]
[null,null,null,null,null,null,null,null,null,null,null,null,null,null,null,null," ",null,null,null,null,false,null,null,{"$error":"#N/A"},{"$error":"#N/A"},{"$error":"#N/A"},{"$error":"#N/A"},{"$error":"#N/A"},{"$error":"#N/A"},{"$error":"#N/A"},{"$error":"#N/A"},{"$error":"#N/A"},{"$error":"#N/A"}]
[null,null,null,null,null,null,null,null,null,null,null,null,null,null,null,null," ",null,null,null,null,false,null,null,{"$error":"#N/A"},{"$error":"#N/A"},{"$error":"#N/A"},{"$error":"#N/A"},{"$error":"#N/A"},{"$error":"#N/A"},{"$error":"#N/A"},{"$error":"#N/A"},{"$error":"#N/A"},{"$error":"#N/A"}]
[null,null,null,null,null,null,null,null,null,null,null,null,null,null,null,null," ",null,null,null,null,false,null,null,{"$error":"#N/A"},{"$error":"#N/A"},{"$error":"#N/A"},{"$error":"#N/A"},{"$error":"#N/A"},{"$error":"#N/A"},{"$error":"#N/A"},{"$error":"#N/A"},{"$error":"#N/A"},{"$error":"#N/A"}]
[null,null,null,null,null,null,null,null,null,null,null,null,null,null,null,null," ",null,null,null,null,false,null,null,{"$error":"#N/A"},{"$error":"#N/A"},{"$error":"#N/A"},{"$error":"#N/A"},{"$error":"#N/A"},{"$error":"#N/A"},{"$error":"#N/A"},{"$error":"#N/A"},{"$error":"#N/A"},{"$error":"#N/A"}]
[null,null,null,null,null,null,null,null,null,null,null,null,null,null,null,null," ",null,null,null,null,false,null,null,{"$error":"#N/A"},{"$error":"#N/A"},{"$error":"#N/A"},{"$error":"#N/A"},{"$error":"#N/A"},{"$error":"#N/A"},{"$error":"#N/A"},{"$error":"#N/A"},{"$error":"#N/A"},{"$error":"#N/A"}]
[null,null,null,null,null,null,null,null,null,null,null,null,null,null,null,null," ",null,null,null,null,{"$f":"IF(ISERROR(G29836),FALSE,IF($V$9=G29836,TRUE,FALSE))","v":false},null,null,{"$error":"#N/A"},{"$error":"#N/A"},{"$error":"#N/A"},{"$error":"#N/A"},{"$error":"#N/A"},{"$error":"#N/A"},{"$error":"#N/A"},{"$error":"#N/A"},{"$error":"#N/A"},{"$error":"#N/A"}]
[null,null,null,null,null,null,null,null,null,null,null,null,null,null,null,null," ",null,null,null,null,false,null,null,{"$error":"#N/A"},{"$error":"#N/A"},{"$error":"#N/A"},{"$error":"#N/A"},{"$error":"#N/A"},{"$error":"#N/A"},{"$error":"#N/A"},{"$error":"#N/A"},{"$error":"#N/A"},{"$error":"#N/A"}]
[null,null,null,null,null,null,null,null,null,null,null,null,null,null,null,null," ",null,null,null,null,false,null,null,{"$error":"#N/A"},{"$error":"#N/A"},{"$error":"#N/A"},{"$error":"#N/A"},{"$error":"#N/A"},{"$error":"#N/A"},{"$error":"#N/A"},{"$error":"#N/A"},{"$error":"#N/A"},{"$error":"#N/A"}]
[null,null,null,null,null,null,null,null,null,null,null,null,null,null,null,null," ",null,null,null,null,false,null,null,{"$error":"#N/A"},{"$error":"#N/A"},{"$error":"#N/A"},{"$error":"#N/A"},{"$error":"#N/A"},{"$error":"#N/A"},{"$error":"#N/A"},{"$error":"#N/A"},{"$error":"#N/A"},{"$error":"#N/A"}]
[null,null,null,null,null,null,null,null,null,null,null,null,null,null,null,null," ",null,null,null,null,false,null,null,{"$error":"#N/A"},{"$error":"#N/A"},{"$error":"#N/A"},{"$error":"#N/A"},{"$error":"#N/A"},{"$error":"#N/A"},{"$error":"#N/A"},{"$error":"#N/A"},{"$error":"#N/A"},{"$error":"#N/A"}]
[null,null,null,null,null,null,null,null,null,null,null,null,null,null,null,null," ",null,null,null,null,false,null,null,{"$error":"#N/A"},{"$error":"#N/A"},{"$error":"#N/A"},{"$error":"#N/A"},{"$error":"#N/A"},{"$error":"#N/A"},{"$error":"#N/A"},{"$error":"#N/A"},{"$error":"#N/A"},{"$error":"#N/A"}]
[null,null,null,null,null,null,null,null,null,null,null,null,null,null,null,null," ",null,null,null,null,false,null,null,{"$error":"#N/A"},{"$error":"#N/A"},{"$error":"#N/A"},{"$error":"#N/A"},{"$error":"#N/A"},{"$error":"#N/A"},{"$error":"#N/A"},{"$error":"#N/A"},{"$error":"#N/A"},{"$error":"#N/A"}]
[null,null,null,null,null,null,null,null,null,null,null,null,null,null,null,null," ",null,null,null,null,false,null,null,{"$error":"#N/A"},{"$error":"#N/A"},{"$error":"#N/A"},{"$error":"#N/A"},{"$error":"#N/A"},{"$error":"#N/A"},{"$error":"#N/A"},{"$error":"#N/A"},{"$error":"#N/A"},{"$error":"#N/A"}]
[null,null,null,null,null,null,null,null,null,null,null,null,null,null,null,null," ",null,null,null,null,false,null,null,{"$error":"#N/A"},{"$error":"#N/A"},{"$error":"#N/A"},{"$error":"#N/A"},{"$error":"#N/A"},{"$error":"#N/A"},{"$error":"#N/A"},{"$error":"#N/A"},{"$error":"#N/A"},{"$error":"#N/A"}]
[null,null,null,null,null,null,null,null,null,null,null,null,null,null,null,null," ",null,null,null,null,false,null,null,{"$error":"#N/A"},{"$error":"#N/A"},{"$error":"#N/A"},{"$error":"#N/A"},{"$error":"#N/A"},{"$error":"#N/A"},{"$error":"#N/A"},{"$error":"#N/A"},{"$error":"#N/A"},{"$error":"#N/A"}]
[null,null,null,null,null,null,null,null,null,null,null,null,null,null,null,null," ",null,null,null,null,false,null,null,{"$error":"#N/A"},{"$error":"#N/A"},{"$error":"#N/A"},{"$error":"#N/A"},{"$error":"#N/A"},{"$error":"#N/A"},{"$error":"#N/A"},{"$error":"#N/A"},{"$error":"#N/A"},{"$error":"#N/A"}]
[null,null,null,null,null,null,null,null,null,null,null,null,null,null,null,null," ",null,null,null,null,false,null,null,{"$error":"#N/A"},{"$error":"#N/A"},{"$error":"#N/A"},{"$error":"#N/A"},{"$error":"#N/A"},{"$error":"#N/A"},{"$error":"#N/A"},{"$error":"#N/A"},{"$error":"#N/A"},{"$error":"#N/A"}]
[null,null,null,null,null,null,null,null,null,null,null,null,null,null,null,null," ",null,null,null,null,false,null,null,{"$error":"#N/A"},{"$error":"#N/A"},{"$error":"#N/A"},{"$error":"#N/A"},{"$error":"#N/A"},{"$error":"#N/A"},{"$error":"#N/A"},{"$error":"#N/A"},{"$error":"#N/A"},{"$error":"#N/A"}]
[null,null,null,null,null,null,null,null,null,null,null,null,null,null,null,null," ",null,null,null,null,false,null,null,{"$error":"#N/A"},{"$error":"#N/A"},{"$error":"#N/A"},{"$error":"#N/A"},{"$error":"#N/A"},{"$error":"#N/A"},{"$error":"#N/A"},{"$error":"#N/A"},{"$error":"#N/A"},{"$error":"#N/A"}]
[null,null,null,null,null,null,null,null,null,null,null,null,null,null,null,null," ",null,null,null,null,false,null,null,{"$error":"#N/A"},{"$error":"#N/A"},{"$error":"#N/A"},{"$error":"#N/A"},{"$error":"#N/A"},{"$error":"#N/A"},{"$error":"#N/A"},{"$error":"#N/A"},{"$error":"#N/A"},{"$error":"#N/A"}]
[null,null,null,null,null,null,null,null,null,null,null,null,null,null,null,null," ",null,null,null,null,false,null,null,{"$error":"#N/A"},{"$error":"#N/A"},{"$error":"#N/A"},{"$error":"#N/A"},{"$error":"#N/A"},{"$error":"#N/A"},{"$error":"#N/A"},{"$error":"#N/A"},{"$error":"#N/A"},{"$error":"#N/A"}]
[null,null,null,null,null,null,null,null,null,null,null,null,null,null,null,null," ",null,null,null,null,false,null,null,{"$error":"#N/A"},{"$error":"#N/A"},{"$error":"#N/A"},{"$error":"#N/A"},{"$error":"#N/A"},{"$error":"#N/A"},{"$error":"#N/A"},{"$error":"#N/A"},{"$error":"#N/A"},{"$error":"#N/A"}]
[null,null,null,null,null,null,null,null,null,null,null,null,null,null,null,null," ",null,null,null,null,false,null,null,{"$error":"#N/A"},{"$error":"#N/A"},{"$error":"#N/A"},{"$error":"#N/A"},{"$error":"#N/A"},{"$error":"#N/A"},{"$error":"#N/A"},{"$error":"#N/A"},{"$error":"#N/A"},{"$error":"#N/A"}]
[null,null,null,null,null,null,null,null,null,null,null,null,null,null,null,null," ",null,null,null,null,false,null,null,{"$error":"#N/A"},{"$error":"#N/A"},{"$error":"#N/A"},{"$error":"#N/A"},{"$error":"#N/A"},{"$error":"#N/A"},{"$error":"#N/A"},{"$error":"#N/A"},{"$error":"#N/A"},{"$error":"#N/A"}]
[null,null,null,null,null,null,null,null,null,null,null,null,null,null,null,null," ",null,null,null,null,false,null,null,{"$error":"#N/A"},{"$error":"#N/A"},{"$error":"#N/A"},{"$error":"#N/A"},{"$error":"#N/A"},{"$error":"#N/A"},{"$error":"#N/A"},{"$error":"#N/A"},{"$error":"#N/A"},{"$error":"#N/A"}]
[null,null,null,null,null,null,null,null,null,null,null,null,null,null,null,null," ",null,null,null,null,false,null,null,{"$error":"#N/A"},{"$error":"#N/A"},{"$error":"#N/A"},{"$error":"#N/A"},{"$error":"#N/A"},{"$error":"#N/A"},{"$error":"#N/A"},{"$error":"#N/A"},{"$error":"#N/A"},{"$error":"#N/A"}]
[null,null,null,null,null,null,null,null,null,null,null,null,null,null,null,null," ",null,null,null,null,false,null,null,{"$error":"#N/A"},{"$error":"#N/A"},{"$error":"#N/A"},{"$error":"#N/A"},{"$error":"#N/A"},{"$error":"#N/A"},{"$error":"#N/A"},{"$error":"#N/A"},{"$error":"#N/A"},{"$error":"#N/A"}]
[null,null,null,null,null,null,null,null,null,null,null,null,null,null,null,null," ",null,null,null,null,false,null,null,{"$error":"#N/A"},{"$error":"#N/A"},{"$error":"#N/A"},{"$error":"#N/A"},{"$error":"#N/A"},{"$error":"#N/A"},{"$error":"#N/A"},{"$error":"#N/A"},{"$error":"#N/A"},{"$error":"#N/A"}]
[null,null,null,null,null,null,null,null,null,null,null,null,null,null,null,null," ",null,null,null,null,false,null,null,{"$error":"#N/A"},{"$error":"#N/A"},{"$error":"#N/A"},{"$error":"#N/A"},{"$error":"#N/A"},{"$error":"#N/A"},{"$error":"#N/A"},{"$error":"#N/A"},{"$error":"#N/A"},{"$error":"#N/A"}]
[null,null,null,null,null,null,null,null,null,null,null,null,null,null,null,null," ",null,null,null,null,false,null,null,{"$error":"#N/A"},{"$error":"#N/A"},{"$error":"#N/A"},{"$error":"#N/A"},{"$error":"#N/A"},{"$error":"#N/A"},{"$error":"#N/A"},{"$error":"#N/A"},{"$error":"#N/A"},{"$error":"#N/A"}]
[null,null,null,null,null,null,null,null,null,null,null,null,null,null,null,null," ",null,null,null,null,false,null,null,{"$error":"#N/A"},{"$error":"#N/A"},{"$error":"#N/A"},{"$error":"#N/A"},{"$error":"#N/A"},{"$error":"#N/A"},{"$error":"#N/A"},{"$error":"#N/A"},{"$error":"#N/A"},{"$error":"#N/A"}]
[null,null,null,null,null,null,null,null,null,null,null,null,null,null,null,null," ",null,null,null,null,false,null,null,{"$error":"#N/A"},{"$error":"#N/A"},{"$error":"#N/A"},{"$error":"#N/A"},{"$error":"#N/A"},{"$error":"#N/A"},{"$error":"#N/A"},{"$error":"#N/A"},{"$error":"#N/A"},{"$error":"#N/A"}]
[null,null,null,null,null,null,null,null,null,null,null,null,null,null,null,null," ",null,null,null,null,false,null,null,{"$error":"#N/A"},{"$error":"#N/A"},{"$error":"#N/A"},{"$error":"#N/A"},{"$error":"#N/A"},{"$error":"#N/A"},{"$error":"#N/A"},{"$error":"#N/A"},{"$error":"#N/A"},{"$error":"#N/A"}]
[null,null,null,null,null,null,null,null,null,null,null,null,null,null,null,null," ",null,null,null,null,false,null,null,{"$error":"#N/A"},{"$error":"#N/A"},{"$error":"#N/A"},{"$error":"#N/A"},{"$error":"#N/A"},{"$error":"#N/A"},{"$error":"#N/A"},{"$error":"#N/A"},{"$error":"#N/A"},{"$error":"#N/A"}]
[null,null,null,null,null,null,null,null,null,null,null,null,null,null,null,null,{"$f":"IF(OR(ISERROR(E29865),ISERROR(G29865)),\"  \",E29865&\" \"&G29865)","v":" "},null,null,null,null,false,null,null,{"$error":"#N/A"},{"$error":"#N/A"},{"$error":"#N/A"},{"$error":"#N/A"},{"$error":"#N/A"},{"$error":"#N/A"},{"$error":"#N/A"},{"$error":"#N/A"},{"$error":"#N/A"},{"$error":"#N/A"}]
[null,null,null,null,null,null,null,null,null,null,null,null,null,null,null,null," ",null,null,null,null,false,null,null,{"$error":"#N/A"},{"$error":"#N/A"},{"$error":"#N/A"},{"$error":"#N/A"},{"$error":"#N/A"},{"$error":"#N/A"},{"$error":"#N/A"},{"$error":"#N/A"},{"$error":"#N/A"},{"$error":"#N/A"}]
[null,null,null,null,null,null,null,null,null,null,null,null,null,null,null,null," ",null,null,null,null,false,null,null,{"$error":"#N/A"},{"$error":"#N/A"},{"$error":"#N/A"},{"$error":"#N/A"},{"$error":"#N/A"},{"$error":"#N/A"},{"$error":"#N/A"},{"$error":"#N/A"},{"$error":"#N/A"},{"$error":"#N/A"}]
[null,null,null,null,null,null,null,null,null,null,null,null,null,null,null,null," ",null,null,null,null,false,null,null,{"$error":"#N/A"},{"$error":"#N/A"},{"$error":"#N/A"},{"$error":"#N/A"},{"$error":"#N/A"},{"$error":"#N/A"},{"$error":"#N/A"},{"$error":"#N/A"},{"$error":"#N/A"},{"$error":"#N/A"}]
[null,null,null,null,null,null,null,null,null,null,null,null,null,null,null,null," ",null,null,null,null,false,null,null,{"$error":"#N/A"},{"$error":"#N/A"},{"$error":"#N/A"},{"$error":"#N/A"},{"$error":"#N/A"},{"$error":"#N/A"},{"$error":"#N/A"},{"$error":"#N/A"},{"$error":"#N/A"},{"$error":"#N/A"}]
[null,null,null,null,null,null,null,null,null,null,null,null,null,null,null,null," ",null,null,null,null,false,null,null,{"$error":"#N/A"},{"$error":"#N/A"},{"$error":"#N/A"},{"$error":"#N/A"},{"$error":"#N/A"},{"$error":"#N/A"},{"$error":"#N/A"},{"$error":"#N/A"},{"$error":"#N/A"},{"$error":"#N/A"}]
[null,null,null,null,null,null,null,null,null,null,null,null,null,null,null,null," ",null,null,null,null,false,null,null,{"$error":"#N/A"},{"$error":"#N/A"},{"$error":"#N/A"},{"$error":"#N/A"},{"$error":"#N/A"},{"$error":"#N/A"},{"$error":"#N/A"},{"$error":"#N/A"},{"$error":"#N/A"},{"$error":"#N/A"}]
[null,null,null,null,null,null,null,null,null,null,null,null,null,null,null,null," ",null,null,null,null,false,null,null,{"$error":"#N/A"},{"$error":"#N/A"},{"$error":"#N/A"},{"$error":"#N/A"},{"$error":"#N/A"},{"$error":"#N/A"},{"$error":"#N/A"},{"$error":"#N/A"},{"$error":"#N/A"},{"$error":"#N/A"}]
[null,null,null,null,null,null,null,null,null,null,null,null,null,null,null,null," ",null,null,null,null,false,null,null,{"$error":"#N/A"},{"$error":"#N/A"},{"$error":"#N/A"},{"$error":"#N/A"},{"$error":"#N/A"},{"$error":"#N/A"},{"$error":"#N/A"},{"$error":"#N/A"},{"$error":"#N/A"},{"$error":"#N/A"}]
[null,null,null,null,null,null,null,null,null,null,null,null,null,null,null,null," ",null,null,null,null,false,null,null,{"$error":"#N/A"},{"$error":"#N/A"},{"$error":"#N/A"},{"$error":"#N/A"},{"$error":"#N/A"},{"$error":"#N/A"},{"$error":"#N/A"},{"$error":"#N/A"},{"$error":"#N/A"},{"$error":"#N/A"}]
[null,null,null,null,null,null,null,null,null,null,null,null,null,null,null,null," ",null,null,null,null,false,null,null,{"$error":"#N/A"},{"$error":"#N/A"},{"$error":"#N/A"},{"$error":"#N/A"},{"$error":"#N/A"},{"$error":"#N/A"},{"$error":"#N/A"},{"$error":"#N/A"},{"$error":"#N/A"},{"$error":"#N/A"}]
[null,null,null,null,null,null,null,null,null,null,null,null,null,null,null,null," ",null,null,null,null,false,null,null,{"$error":"#N/A"},{"$error":"#N/A"},{"$error":"#N/A"},{"$error":"#N/A"},{"$error":"#N/A"},{"$error":"#N/A"},{"$error":"#N/A"},{"$error":"#N/A"},{"$error":"#N/A"},{"$error":"#N/A"}]
[null,null,null,null,null,null,null,null,null,null,null,null,null,null,null,null," ",null,null,null,null,false,null,null,{"$f":"IF($V29877=TRUE,E29877,NA())","v":{"$error":"#N/A"}},{"$f":"IF($V29877=TRUE,F29877,NA())","v":{"$error":"#N/A"}},{"$f":"IF($V29877=TRUE,G29877,NA())","v":{"$error":"#N/A"}},{"$f":"IF($V29877=TRUE,H29877,NA())","v":{"$error":"#N/A"}},{"$f":"IF($V29877=TRUE,I29877,NA())","v":{"$error":"#N/A"}},{"$f":"IF($V29877=TRUE,J29877,NA())","v":{"$error":"#N/A"}},{"$f":"IF($V29877=TRUE,K29877,NA())","v":{"$error":"#N/A"}},{"$f":"IF($V29877=TRUE,L29877,NA())","v":{"$error":"#N/A"}},{"$f":"IF($V29877=TRUE,M29877,NA())","v":{"$error":"#N/A"}},{"$f":"IF($V29877=TRUE,N29877,NA())","v":{"$error":"#N/A"}}]
[null,null,null,null,null,null,null,null,null,null,null,null,null,null,null,null," ",null,null,null,null,false,null,null,{"$error":"#N/A"},{"$error":"#N/A"},{"$error":"#N/A"},{"$error":"#N/A"},{"$error":"#N/A"},{"$error":"#N/A"},{"$error":"#N/A"},{"$error":"#N/A"},{"$error":"#N/A"},{"$error":"#N/A"}]
[null,null,null,null,null,null,null,null,null,null,null,null,null,null,null,null," ",null,null,null,null,false,null,null,{"$error":"#N/A"},{"$error":"#N/A"},{"$error":"#N/A"},{"$error":"#N/A"},{"$error":"#N/A"},{"$error":"#N/A"},{"$error":"#N/A"},{"$error":"#N/A"},{"$error":"#N/A"},{"$error":"#N/A"}]
[null,null,null,null,null,null,null,null,null,null,null,null,null,null,null,null," ",null,null,null,null,false,null,null,{"$error":"#N/A"},{"$error":"#N/A"},{"$error":"#N/A"},{"$error":"#N/A"},{"$error":"#N/A"},{"$error":"#N/A"},{"$error":"#N/A"},{"$error":"#N/A"},{"$error":"#N/A"},{"$error":"#N/A"}]
[null,null,null,null,null,null,null,null,null,null,null,null,null,null,null,null," ",null,null,null,null,false,null,null,{"$error":"#N/A"},{"$error":"#N/A"},{"$error":"#N/A"},{"$error":"#N/A"},{"$error":"#N/A"},{"$error":"#N/A"},{"$error":"#N/A"},{"$error":"#N/A"},{"$error":"#N/A"},{"$error":"#N/A"}]
[null,null,null,null,null,null,null,null,null,null,null,null,null,null,null,null," ",null,null,null,null,false,null,null,{"$error":"#N/A"},{"$error":"#N/A"},{"$error":"#N/A"},{"$error":"#N/A"},{"$error":"#N/A"},{"$error":"#N/A"},{"$error":"#N/A"},{"$error":"#N/A"},{"$error":"#N/A"},{"$error":"#N/A"}]
[null,null,null,null,null,null,null,null,null,null,null,null,null,null,null,null," ",null,null,null,null,false,null,null,{"$error":"#N/A"},{"$error":"#N/A"},{"$error":"#N/A"},{"$error":"#N/A"},{"$error":"#N/A"},{"$error":"#N/A"},{"$error":"#N/A"},{"$error":"#N/A"},{"$error":"#N/A"},{"$error":"#N/A"}]
[null,null,null,null,null,null,null,null,null,null,null,null,null,null,null,null," ",null,null,null,null,false,null,null,{"$error":"#N/A"},{"$error":"#N/A"},{"$error":"#N/A"},{"$error":"#N/A"},{"$error":"#N/A"},{"$error":"#N/A"},{"$error":"#N/A"},{"$error":"#N/A"},{"$error":"#N/A"},{"$error":"#N/A"}]
[null,null,null,null,null,null,null,null,null,null,null,null,null,null,null,null," ",null,null,null,null,false,null,null,{"$error":"#N/A"},{"$error":"#N/A"},{"$error":"#N/A"},{"$error":"#N/A"},{"$error":"#N/A"},{"$error":"#N/A"},{"$error":"#N/A"},{"$error":"#N/A"},{"$error":"#N/A"},{"$error":"#N/A"}]
[null,null,null,null,null,null,null,null,null,null,null,null,null,null,null,null," ",null,null,null,null,false,null,null,{"$error":"#N/A"},{"$error":"#N/A"},{"$error":"#N/A"},{"$error":"#N/A"},{"$error":"#N/A"},{"$error":"#N/A"},{"$error":"#N/A"},{"$error":"#N/A"},{"$error":"#N/A"},{"$error":"#N/A"}]
[null,null,null,null,null,null,null,null,null,null,null,null,null,null,null,null," ",null,null,null,null,false,null,null,{"$error":"#N/A"},{"$error":"#N/A"},{"$error":"#N/A"},{"$error":"#N/A"},{"$error":"#N/A"},{"$error":"#N/A"},{"$error":"#N/A"},{"$error":"#N/A"},{"$error":"#N/A"},{"$error":"#N/A"}]
[null,null,null,null,null,null,null,null,null,null,null,null,null,null,null,null," ",null,null,null,null,false,null,null,{"$error":"#N/A"},{"$error":"#N/A"},{"$error":"#N/A"},{"$error":"#N/A"},{"$error":"#N/A"},{"$error":"#N/A"},{"$error":"#N/A"},{"$error":"#N/A"},{"$error":"#N/A"},{"$error":"#N/A"}]
[null,null,null,null,null,null,null,null,null,null,null,null,null,null,null,null," ",null,null,null,null,false,null,null,{"$error":"#N/A"},{"$error":"#N/A"},{"$error":"#N/A"},{"$error":"#N/A"},{"$error":"#N/A"},{"$error":"#N/A"},{"$error":"#N/A"},{"$error":"#N/A"},{"$error":"#N/A"},{"$error":"#N/A"}]
[null,null,null,null,null,null,null,null,null,null,null,null,null,null,null,null," ",null,null,null,null,false,null,null,{"$error":"#N/A"},{"$error":"#N/A"},{"$error":"#N/A"},{"$error":"#N/A"},{"$error":"#N/A"},{"$error":"#N/A"},{"$error":"#N/A"},{"$error":"#N/A"},{"$error":"#N/A"},{"$error":"#N/A"}]
[null,null,null,null,null,null,null,null,null,null,null,null,null,null,null,null," ",null,null,null,null,false,null,null,{"$error":"#N/A"},{"$error":"#N/A"},{"$error":"#N/A"},{"$error":"#N/A"},{"$error":"#N/A"},{"$error":"#N/A"},{"$error":"#N/A"},{"$error":"#N/A"},{"$error":"#N/A"},{"$error":"#N/A"}]
[null,null,null,null,null,null,null,null,null,null,null,null,null,null,null,null," ",null,null,null,null,false,null,null,{"$error":"#N/A"},{"$error":"#N/A"},{"$error":"#N/A"},{"$error":"#N/A"},{"$error":"#N/A"},{"$error":"#N/A"},{"$error":"#N/A"},{"$error":"#N/A"},{"$error":"#N/A"},{"$error":"#N/A"}]
[null,null,null,null,null,null,null,null,null,null,null,null,null,null,null,null," ",null,null,null,null,false,null,null,{"$error":"#N/A"},{"$error":"#N/A"},{"$error":"#N/A"},{"$error":"#N/A"},{"$error":"#N/A"},{"$error":"#N/A"},{"$error":"#N/A"},{"$error":"#N/A"},{"$error":"#N/A"},{"$error":"#N/A"}]
[null,null,null,null,null,null,null,null,null,null,null,null,null,null,null,null," ",null,null,null,null,false,null,null,{"$error":"#N/A"},{"$error":"#N/A"},{"$error":"#N/A"},{"$error":"#N/A"},{"$error":"#N/A"},{"$error":"#N/A"},{"$error":"#N/A"},{"$error":"#N/A"},{"$error":"#N/A"},{"$error":"#N/A"}]
[null,null,null,null,null,null,null,null,null,null,null,null,null,null,null,null," ",null,null,null,null,false,null,null,{"$error":"#N/A"},{"$error":"#N/A"},{"$error":"#N/A"},{"$error":"#N/A"},{"$error":"#N/A"},{"$error":"#N/A"},{"$error":"#N/A"},{"$error":"#N/A"},{"$error":"#N/A"},{"$error":"#N/A"}]
[null,null,null,null,null,null,null,null,null,null,null,null,null,null,null,null," ",null,null,null,null,false,null,null,{"$error":"#N/A"},{"$error":"#N/A"},{"$error":"#N/A"},{"$error":"#N/A"},{"$error":"#N/A"},{"$error":"#N/A"},{"$error":"#N/A"},{"$error":"#N/A"},{"$error":"#N/A"},{"$error":"#N/A"}]
[null,null,null,null,null,null,null,null,null,null,null,null,null,null,null,null," ",null,null,null,null,false,null,null,{"$error":"#N/A"},{"$error":"#N/A"},{"$error":"#N/A"},{"$error":"#N/A"},{"$error":"#N/A"},{"$error":"#N/A"},{"$error":"#N/A"},{"$error":"#N/A"},{"$error":"#N/A"},{"$error":"#N/A"}]
[null,null,null,null,null,null,null,null,null,null,null,null,null,null,null,null," ",null,null,null,null,false,null,null,{"$error":"#N/A"},{"$error":"#N/A"},{"$error":"#N/A"},{"$error":"#N/A"},{"$error":"#N/A"},{"$error":"#N/A"},{"$error":"#N/A"},{"$error":"#N/A"},{"$error":"#N/A"},{"$error":"#N/A"}]
[null,null,null,null,null,null,null,null,null,null,null,null,null,null,null,null," ",null,null,null,null,false,null,null,{"$error":"#N/A"},{"$error":"#N/A"},{"$error":"#N/A"},{"$error":"#N/A"},{"$error":"#N/A"},{"$error":"#N/A"},{"$error":"#N/A"},{"$error":"#N/A"},{"$error":"#N/A"},{"$error":"#N/A"}]
[null,null,null,null,null,null,null,null,null,null,null,null,null,null,null,null," ",null,null,null,null,{"$f":"IF(ISERROR(G29900),FALSE,IF($V$9=G29900,TRUE,FALSE))","v":false},null,null,{"$error":"#N/A"},{"$error":"#N/A"},{"$error":"#N/A"},{"$error":"#N/A"},{"$error":"#N/A"},{"$error":"#N/A"},{"$error":"#N/A"},{"$error":"#N/A"},{"$error":"#N/A"},{"$error":"#N/A"}]
[null,null,null,null,null,null,null,null,null,null,null,null,null,null,null,null," ",null,null,null,null,false,null,null,{"$error":"#N/A"},{"$error":"#N/A"},{"$error":"#N/A"},{"$error":"#N/A"},{"$error":"#N/A"},{"$error":"#N/A"},{"$error":"#N/A"},{"$error":"#N/A"},{"$error":"#N/A"},{"$error":"#N/A"}]
[null,null,null,null,null,null,null,null,null,null,null,null,null,null,null,null," ",null,null,null,null,false,null,null,{"$error":"#N/A"},{"$error":"#N/A"},{"$error":"#N/A"},{"$error":"#N/A"},{"$error":"#N/A"},{"$error":"#N/A"},{"$error":"#N/A"},{"$error":"#N/A"},{"$error":"#N/A"},{"$error":"#N/A"}]
[null,null,null,null,null,null,null,null,null,null,null,null,null,null,null,null," ",null,null,null,null,false,null,null,{"$error":"#N/A"},{"$error":"#N/A"},{"$error":"#N/A"},{"$error":"#N/A"},{"$error":"#N/A"},{"$error":"#N/A"},{"$error":"#N/A"},{"$error":"#N/A"},{"$error":"#N/A"},{"$error":"#N/A"}]
[null,null,null,null,null,null,null,null,null,null,null,null,null,null,null,null," ",null,null,null,null,false,null,null,{"$error":"#N/A"},{"$error":"#N/A"},{"$error":"#N/A"},{"$error":"#N/A"},{"$error":"#N/A"},{"$error":"#N/A"},{"$error":"#N/A"},{"$error":"#N/A"},{"$error":"#N/A"},{"$error":"#N/A"}]
[null,null,null,null,null,null,null,null,null,null,null,null,null,null,null,null," ",null,null,null,null,false,null,null,{"$error":"#N/A"},{"$error":"#N/A"},{"$error":"#N/A"},{"$error":"#N/A"},{"$error":"#N/A"},{"$error":"#N/A"},{"$error":"#N/A"},{"$error":"#N/A"},{"$error":"#N/A"},{"$error":"#N/A"}]
[null,null,null,null,null,null,null,null,null,null,null,null,null,null,null,null," ",null,null,null,null,false,null,null,{"$error":"#N/A"},{"$error":"#N/A"},{"$error":"#N/A"},{"$error":"#N/A"},{"$error":"#N/A"},{"$error":"#N/A"},{"$error":"#N/A"},{"$error":"#N/A"},{"$error":"#N/A"},{"$error":"#N/A"}]
[null,null,null,null,null,null,null,null,null,null,null,null,null,null,null,null," ",null,null,null,null,false,null,null,{"$error":"#N/A"},{"$error":"#N/A"},{"$error":"#N/A"},{"$error":"#N/A"},{"$error":"#N/A"},{"$error":"#N/A"},{"$error":"#N/A"},{"$error":"#N/A"},{"$error":"#N/A"},{"$error":"#N/A"}]
[null,null,null,null,null,null,null,null,null,null,null,null,null,null,null,null," ",null,null,null,null,false,null,null,{"$error":"#N/A"},{"$error":"#N/A"},{"$error":"#N/A"},{"$error":"#N/A"},{"$error":"#N/A"},{"$error":"#N/A"},{"$error":"#N/A"},{"$error":"#N/A"},{"$error":"#N/A"},{"$error":"#N/A"}]
[null,null,null,null,null,null,null,null,null,null,null,null,null,null,null,null," ",null,null,null,null,false,null,null,{"$error":"#N/A"},{"$error":"#N/A"},{"$error":"#N/A"},{"$error":"#N/A"},{"$error":"#N/A"},{"$error":"#N/A"},{"$error":"#N/A"},{"$error":"#N/A"},{"$error":"#N/A"},{"$error":"#N/A"}]
[null,null,null,null,null,null,null,null,null,null,null,null,null,null,null,null," ",null,null,null,null,false,null,null,{"$error":"#N/A"},{"$error":"#N/A"},{"$error":"#N/A"},{"$error":"#N/A"},{"$error":"#N/A"},{"$error":"#N/A"},{"$error":"#N/A"},{"$error":"#N/A"},{"$error":"#N/A"},{"$error":"#N/A"}]
[null,null,null,null,null,null,null,null,null,null,null,null,null,null,null,null," ",null,null,null,null,false,null,null,{"$error":"#N/A"},{"$error":"#N/A"},{"$error":"#N/A"},{"$error":"#N/A"},{"$error":"#N/A"},{"$error":"#N/A"},{"$error":"#N/A"},{"$error":"#N/A"},{"$error":"#N/A"},{"$error":"#N/A"}]
[null,null,null,null,null,null,null,null,null,null,null,null,null,null,null,null," ",null,null,null,null,false,null,null,{"$error":"#N/A"},{"$error":"#N/A"},{"$error":"#N/A"},{"$error":"#N/A"},{"$error":"#N/A"},{"$error":"#N/A"},{"$error":"#N/A"},{"$error":"#N/A"},{"$error":"#N/A"},{"$error":"#N/A"}]
[null,null,null,null,null,null,null,null,null,null,null,null,null,null,null,null," ",null,null,null,null,false,null,null,{"$error":"#N/A"},{"$error":"#N/A"},{"$error":"#N/A"},{"$error":"#N/A"},{"$error":"#N/A"},{"$error":"#N/A"},{"$error":"#N/A"},{"$error":"#N/A"},{"$error":"#N/A"},{"$error":"#N/A"}]
[null,null,null,null,null,null,null,null,null,null,null,null,null,null,null,null," ",null,null,null,null,false,null,null,{"$error":"#N/A"},{"$error":"#N/A"},{"$error":"#N/A"},{"$error":"#N/A"},{"$error":"#N/A"},{"$error":"#N/A"},{"$error":"#N/A"},{"$error":"#N/A"},{"$error":"#N/A"},{"$error":"#N/A"}]
[null,null,null,null,null,null,null,null,null,null,null,null,null,null,null,null," ",null,null,null,null,false,null,null,{"$error":"#N/A"},{"$error":"#N/A"},{"$error":"#N/A"},{"$error":"#N/A"},{"$error":"#N/A"},{"$error":"#N/A"},{"$error":"#N/A"},{"$error":"#N/A"},{"$error":"#N/A"},{"$error":"#N/A"}]
[null,null,null,null,null,null,null,null,null,null,null,null,null,null,null,null," ",null,null,null,null,false,null,null,{"$error":"#N/A"},{"$error":"#N/A"},{"$error":"#N/A"},{"$error":"#N/A"},{"$error":"#N/A"},{"$error":"#N/A"},{"$error":"#N/A"},{"$error":"#N/A"},{"$error":"#N/A"},{"$error":"#N/A"}]
[null,null,null,null,null,null,null,null,null,null,null,null,null,null,null,null," ",null,null,null,null,false,null,null,{"$error":"#N/A"},{"$error":"#N/A"},{"$error":"#N/A"},{"$error":"#N/A"},{"$error":"#N/A"},{"$error":"#N/A"},{"$error":"#N/A"},{"$error":"#N/A"},{"$error":"#N/A"},{"$error":"#N/A"}]
[null,null,null,null,null,null,null,null,null,null,null,null,null,null,null,null," ",null,null,null,null,false,null,null,{"$error":"#N/A"},{"$error":"#N/A"},{"$error":"#N/A"},{"$error":"#N/A"},{"$error":"#N/A"},{"$error":"#N/A"},{"$error":"#N/A"},{"$error":"#N/A"},{"$error":"#N/A"},{"$error":"#N/A"}]
[null,null,null,null,null,null,null,null,null,null,null,null,null,null,null,null," ",null,null,null,null,false,null,null,{"$error":"#N/A"},{"$error":"#N/A"},{"$error":"#N/A"},{"$error":"#N/A"},{"$error":"#N/A"},{"$error":"#N/A"},{"$error":"#N/A"},{"$error":"#N/A"},{"$error":"#N/A"},{"$error":"#N/A"}]
[null,null,null,null,null,null,null,null,null,null,null,null,null,null,null,null," ",null,null,null,null,false,null,null,{"$error":"#N/A"},{"$error":"#N/A"},{"$error":"#N/A"},{"$error":"#N/A"},{"$error":"#N/A"},{"$error":"#N/A"},{"$error":"#N/A"},{"$error":"#N/A"},{"$error":"#N/A"},{"$error":"#N/A"}]
[null,null,null,null,null,null,null,null,null,null,null,null,null,null,null,null," ",null,null,null,null,false,null,null,{"$error":"#N/A"},{"$error":"#N/A"},{"$error":"#N/A"},{"$error":"#N/A"},{"$error":"#N/A"},{"$error":"#N/A"},{"$error":"#N/A"},{"$error":"#N/A"},{"$error":"#N/A"},{"$error":"#N/A"}]
[null,null,null,null,null,null,null,null,null,null,null,null,null,null,null,null," ",null,null,null,null,false,null,null,{"$error":"#N/A"},{"$error":"#N/A"},{"$error":"#N/A"},{"$error":"#N/A"},{"$error":"#N/A"},{"$error":"#N/A"},{"$error":"#N/A"},{"$error":"#N/A"},{"$error":"#N/A"},{"$error":"#N/A"}]
[null,null,null,null,null,null,null,null,null,null,null,null,null,null,null,null," ",null,null,null,null,false,null,null,{"$error":"#N/A"},{"$error":"#N/A"},{"$error":"#N/A"},{"$error":"#N/A"},{"$error":"#N/A"},{"$error":"#N/A"},{"$error":"#N/A"},{"$error":"#N/A"},{"$error":"#N/A"},{"$error":"#N/A"}]
[null,null,null,null,null,null,null,null,null,null,null,null,null,null,null,null," ",null,null,null,null,false,null,null,{"$error":"#N/A"},{"$error":"#N/A"},{"$error":"#N/A"},{"$error":"#N/A"},{"$error":"#N/A"},{"$error":"#N/A"},{"$error":"#N/A"},{"$error":"#N/A"},{"$error":"#N/A"},{"$error":"#N/A"}]
[null,null,null,null,null,null,null,null,null,null,null,null,null,null,null,null," ",null,null,null,null,false,null,null,{"$error":"#N/A"},{"$error":"#N/A"},{"$error":"#N/A"},{"$error":"#N/A"},{"$error":"#N/A"},{"$error":"#N/A"},{"$error":"#N/A"},{"$error":"#N/A"},{"$error":"#N/A"},{"$error":"#N/A"}]
[null,null,null,null,null,null,null,null,null,null,null,null,null,null,null,null," ",null,null,null,null,false,null,null,{"$error":"#N/A"},{"$error":"#N/A"},{"$error":"#N/A"},{"$error":"#N/A"},{"$error":"#N/A"},{"$error":"#N/A"},{"$error":"#N/A"},{"$error":"#N/A"},{"$error":"#N/A"},{"$error":"#N/A"}]
[null,null,null,null,null,null,null,null,null,null,null,null,null,null,null,null," ",null,null,null,null,false,null,null,{"$error":"#N/A"},{"$error":"#N/A"},{"$error":"#N/A"},{"$error":"#N/A"},{"$error":"#N/A"},{"$error":"#N/A"},{"$error":"#N/A"},{"$error":"#N/A"},{"$error":"#N/A"},{"$error":"#N/A"}]
[null,null,null,null,null,null,null,null,null,null,null,null,null,null,null,null," ",null,null,null,null,false,null,null,{"$error":"#N/A"},{"$error":"#N/A"},{"$error":"#N/A"},{"$error":"#N/A"},{"$error":"#N/A"},{"$error":"#N/A"},{"$error":"#N/A"},{"$error":"#N/A"},{"$error":"#N/A"},{"$error":"#N/A"}]
[null,null,null,null,null,null,null,null,null,null,null,null,null,null,null,null,{"$f":"IF(OR(ISERROR(E29929),ISERROR(G29929)),\"  \",E29929&\" \"&G29929)","v":" "},null,null,null,null,false,null,null,{"$error":"#N/A"},{"$error":"#N/A"},{"$error":"#N/A"},{"$error":"#N/A"},{"$error":"#N/A"},{"$error":"#N/A"},{"$error":"#N/A"},{"$error":"#N/A"},{"$error":"#N/A"},{"$error":"#N/A"}]
[null,null,null,null,null,null,null,null,null,null,null,null,null,null,null,null," ",null,null,null,null,false,null,null,{"$error":"#N/A"},{"$error":"#N/A"},{"$error":"#N/A"},{"$error":"#N/A"},{"$error":"#N/A"},{"$error":"#N/A"},{"$error":"#N/A"},{"$error":"#N/A"},{"$error":"#N/A"},{"$error":"#N/A"}]
[null,null,null,null,null,null,null,null,null,null,null,null,null,null,null,null," ",null,null,null,null,false,null,null,{"$error":"#N/A"},{"$error":"#N/A"},{"$error":"#N/A"},{"$error":"#N/A"},{"$error":"#N/A"},{"$error":"#N/A"},{"$error":"#N/A"},{"$error":"#N/A"},{"$error":"#N/A"},{"$error":"#N/A"}]
[null,null,null,null,null,null,null,null,null,null,null,null,null,null,null,null," ",null,null,null,null,false,null,null,{"$error":"#N/A"},{"$error":"#N/A"},{"$error":"#N/A"},{"$error":"#N/A"},{"$error":"#N/A"},{"$error":"#N/A"},{"$error":"#N/A"},{"$error":"#N/A"},{"$error":"#N/A"},{"$error":"#N/A"}]
[null,null,null,null,null,null,null,null,null,null,null,null,null,null,null,null," ",null,null,null,null,false,null,null,{"$error":"#N/A"},{"$error":"#N/A"},{"$error":"#N/A"},{"$error":"#N/A"},{"$error":"#N/A"},{"$error":"#N/A"},{"$error":"#N/A"},{"$error":"#N/A"},{"$error":"#N/A"},{"$error":"#N/A"}]
[null,null,null,null,null,null,null,null,null,null,null,null,null,null,null,null," ",null,null,null,null,false,null,null,{"$error":"#N/A"},{"$error":"#N/A"},{"$error":"#N/A"},{"$error":"#N/A"},{"$error":"#N/A"},{"$error":"#N/A"},{"$error":"#N/A"},{"$error":"#N/A"},{"$error":"#N/A"},{"$error":"#N/A"}]
[null,null,null,null,null,null,null,null,null,null,null,null,null,null,null,null," ",null,null,null,null,false,null,null,{"$error":"#N/A"},{"$error":"#N/A"},{"$error":"#N/A"},{"$error":"#N/A"},{"$error":"#N/A"},{"$error":"#N/A"},{"$error":"#N/A"},{"$error":"#N/A"},{"$error":"#N/A"},{"$error":"#N/A"}]
[null,null,null,null,null,null,null,null,null,null,null,null,null,null,null,null," ",null,null,null,null,false,null,null,{"$error":"#N/A"},{"$error":"#N/A"},{"$error":"#N/A"},{"$error":"#N/A"},{"$error":"#N/A"},{"$error":"#N/A"},{"$error":"#N/A"},{"$error":"#N/A"},{"$error":"#N/A"},{"$error":"#N/A"}]
[null,null,null,null,null,null,null,null,null,null,null,null,null,null,null,null," ",null,null,null,null,false,null,null,{"$error":"#N/A"},{"$error":"#N/A"},{"$error":"#N/A"},{"$error":"#N/A"},{"$error":"#N/A"},{"$error":"#N/A"},{"$error":"#N/A"},{"$error":"#N/A"},{"$error":"#N/A"},{"$error":"#N/A"}]
[null,null,null,null,null,null,null,null,null,null,null,null,null,null,null,null," ",null,null,null,null,false,null,null,{"$error":"#N/A"},{"$error":"#N/A"},{"$error":"#N/A"},{"$error":"#N/A"},{"$error":"#N/A"},{"$error":"#N/A"},{"$error":"#N/A"},{"$error":"#N/A"},{"$error":"#N/A"},{"$error":"#N/A"}]
[null,null,null,null,null,null,null,null,null,null,null,null,null,null,null,null," ",null,null,null,null,false,null,null,{"$error":"#N/A"},{"$error":"#N/A"},{"$error":"#N/A"},{"$error":"#N/A"},{"$error":"#N/A"},{"$error":"#N/A"},{"$error":"#N/A"},{"$error":"#N/A"},{"$error":"#N/A"},{"$error":"#N/A"}]
[null,null,null,null,null,null,null,null,null,null,null,null,null,null,null,null," ",null,null,null,null,false,null,null,{"$error":"#N/A"},{"$error":"#N/A"},{"$error":"#N/A"},{"$error":"#N/A"},{"$error":"#N/A"},{"$error":"#N/A"},{"$error":"#N/A"},{"$error":"#N/A"},{"$error":"#N/A"},{"$error":"#N/A"}]
[null,null,null,null,null,null,null,null,null,null,null,null,null,null,null,null," ",null,null,null,null,false,null,null,{"$f":"IF($V29941=TRUE,E29941,NA())","v":{"$error":"#N/A"}},{"$f":"IF($V29941=TRUE,F29941,NA())","v":{"$error":"#N/A"}},{"$f":"IF($V29941=TRUE,G29941,NA())","v":{"$error":"#N/A"}},{"$f":"IF($V29941=TRUE,H29941,NA())","v":{"$error":"#N/A"}},{"$f":"IF($V29941=TRUE,I29941,NA())","v":{"$error":"#N/A"}},{"$f":"IF($V29941=TRUE,J29941,NA())","v":{"$error":"#N/A"}},{"$f":"IF($V29941=TRUE,K29941,NA())","v":{"$error":"#N/A"}},{"$f":"IF($V29941=TRUE,L29941,NA())","v":{"$error":"#N/A"}},{"$f":"IF($V29941=TRUE,M29941,NA())","v":{"$error":"#N/A"}},{"$f":"IF($V29941=TRUE,N29941,NA())","v":{"$error":"#N/A"}}]
[null,null,null,null,null,null,null,null,null,null,null,null,null,null,null,null," ",null,null,null,null,false,null,null,{"$error":"#N/A"},{"$error":"#N/A"},{"$error":"#N/A"},{"$error":"#N/A"},{"$error":"#N/A"},{"$error":"#N/A"},{"$error":"#N/A"},{"$error":"#N/A"},{"$error":"#N/A"},{"$error":"#N/A"}]
[null,null,null,null,null,null,null,null,null,null,null,null,null,null,null,null," ",null,null,null,null,false,null,null,{"$error":"#N/A"},{"$error":"#N/A"},{"$error":"#N/A"},{"$error":"#N/A"},{"$error":"#N/A"},{"$error":"#N/A"},{"$error":"#N/A"},{"$error":"#N/A"},{"$error":"#N/A"},{"$error":"#N/A"}]
[null,null,null,null,null,null,null,null,null,null,null,null,null,null,null,null," ",null,null,null,null,false,null,null,{"$error":"#N/A"},{"$error":"#N/A"},{"$error":"#N/A"},{"$error":"#N/A"},{"$error":"#N/A"},{"$error":"#N/A"},{"$error":"#N/A"},{"$error":"#N/A"},{"$error":"#N/A"},{"$error":"#N/A"}]
[null,null,null,null,null,null,null,null,null,null,null,null,null,null,null,null," ",null,null,null,null,false,null,null,{"$error":"#N/A"},{"$error":"#N/A"},{"$error":"#N/A"},{"$error":"#N/A"},{"$error":"#N/A"},{"$error":"#N/A"},{"$error":"#N/A"},{"$error":"#N/A"},{"$error":"#N/A"},{"$error":"#N/A"}]
[null,null,null,null,null,null,null,null,null,null,null,null,null,null,null,null," ",null,null,null,null,false,null,null,{"$error":"#N/A"},{"$error":"#N/A"},{"$error":"#N/A"},{"$error":"#N/A"},{"$error":"#N/A"},{"$error":"#N/A"},{"$error":"#N/A"},{"$error":"#N/A"},{"$error":"#N/A"},{"$error":"#N/A"}]
[null,null,null,null,null,null,null,null,null,null,null,null,null,null,null,null," ",null,null,null,null,false,null,null,{"$error":"#N/A"},{"$error":"#N/A"},{"$error":"#N/A"},{"$error":"#N/A"},{"$error":"#N/A"},{"$error":"#N/A"},{"$error":"#N/A"},{"$error":"#N/A"},{"$error":"#N/A"},{"$error":"#N/A"}]
[null,null,null,null,null,null,null,null,null,null,null,null,null,null,null,null," ",null,null,null,null,false,null,null,{"$error":"#N/A"},{"$error":"#N/A"},{"$error":"#N/A"},{"$error":"#N/A"},{"$error":"#N/A"},{"$error":"#N/A"},{"$error":"#N/A"},{"$error":"#N/A"},{"$error":"#N/A"},{"$error":"#N/A"}]
[null,null,null,null,null,null,null,null,null,null,null,null,null,null,null,null," ",null,null,null,null,false,null,null,{"$error":"#N/A"},{"$error":"#N/A"},{"$error":"#N/A"},{"$error":"#N/A"},{"$error":"#N/A"},{"$error":"#N/A"},{"$error":"#N/A"},{"$error":"#N/A"},{"$error":"#N/A"},{"$error":"#N/A"}]
[null,null,null,null,null,null,null,null,null,null,null,null,null,null,null,null," ",null,null,null,null,false,null,null,{"$error":"#N/A"},{"$error":"#N/A"},{"$error":"#N/A"},{"$error":"#N/A"},{"$error":"#N/A"},{"$error":"#N/A"},{"$error":"#N/A"},{"$error":"#N/A"},{"$error":"#N/A"},{"$error":"#N/A"}]
[null,null,null,null,null,null,null,null,null,null,null,null,null,null,null,null," ",null,null,null,null,false,null,null,{"$error":"#N/A"},{"$error":"#N/A"},{"$error":"#N/A"},{"$error":"#N/A"},{"$error":"#N/A"},{"$error":"#N/A"},{"$error":"#N/A"},{"$error":"#N/A"},{"$error":"#N/A"},{"$error":"#N/A"}]
[null,null,null,null,null,null,null,null,null,null,null,null,null,null,null,null," ",null,null,null,null,false,null,null,{"$error":"#N/A"},{"$error":"#N/A"},{"$error":"#N/A"},{"$error":"#N/A"},{"$error":"#N/A"},{"$error":"#N/A"},{"$error":"#N/A"},{"$error":"#N/A"},{"$error":"#N/A"},{"$error":"#N/A"}]
[null,null,null,null,null,null,null,null,null,null,null,null,null,null,null,null," ",null,null,null,null,false,null,null,{"$error":"#N/A"},{"$error":"#N/A"},{"$error":"#N/A"},{"$error":"#N/A"},{"$error":"#N/A"},{"$error":"#N/A"},{"$error":"#N/A"},{"$error":"#N/A"},{"$error":"#N/A"},{"$error":"#N/A"}]
[null,null,null,null,null,null,null,null,null,null,null,null,null,null,null,null," ",null,null,null,null,false,null,null,{"$error":"#N/A"},{"$error":"#N/A"},{"$error":"#N/A"},{"$error":"#N/A"},{"$error":"#N/A"},{"$error":"#N/A"},{"$error":"#N/A"},{"$error":"#N/A"},{"$error":"#N/A"},{"$error":"#N/A"}]
[null,null,null,null,null,null,null,null,null,null,null,null,null,null,null,null," ",null,null,null,null,false,null,null,{"$error":"#N/A"},{"$error":"#N/A"},{"$error":"#N/A"},{"$error":"#N/A"},{"$error":"#N/A"},{"$error":"#N/A"},{"$error":"#N/A"},{"$error":"#N/A"},{"$error":"#N/A"},{"$error":"#N/A"}]
[null,null,null,null,null,null,null,null,null,null,null,null,null,null,null,null," ",null,null,null,null,false,null,null,{"$error":"#N/A"},{"$error":"#N/A"},{"$error":"#N/A"},{"$error":"#N/A"},{"$error":"#N/A"},{"$error":"#N/A"},{"$error":"#N/A"},{"$error":"#N/A"},{"$error":"#N/A"},{"$error":"#N/A"}]
[null,null,null,null,null,null,null,null,null,null,null,null,null,null,null,null," ",null,null,null,null,false,null,null,{"$error":"#N/A"},{"$error":"#N/A"},{"$error":"#N/A"},{"$error":"#N/A"},{"$error":"#N/A"},{"$error":"#N/A"},{"$error":"#N/A"},{"$error":"#N/A"},{"$error":"#N/A"},{"$error":"#N/A"}]
[null,null,null,null,null,null,null,null,null,null,null,null,null,null,null,null," ",null,null,null,null,false,null,null,{"$error":"#N/A"},{"$error":"#N/A"},{"$error":"#N/A"},{"$error":"#N/A"},{"$error":"#N/A"},{"$error":"#N/A"},{"$error":"#N/A"},{"$error":"#N/A"},{"$error":"#N/A"},{"$error":"#N/A"}]
[null,null,null,null,null,null,null,null,null,null,null,null,null,null,null,null," ",null,null,null,null,false,null,null,{"$error":"#N/A"},{"$error":"#N/A"},{"$error":"#N/A"},{"$error":"#N/A"},{"$error":"#N/A"},{"$error":"#N/A"},{"$error":"#N/A"},{"$error":"#N/A"},{"$error":"#N/A"},{"$error":"#N/A"}]
[null,null,null,null,null,null,null,null,null,null,null,null,null,null,null,null," ",null,null,null,null,false,null,null,{"$error":"#N/A"},{"$error":"#N/A"},{"$error":"#N/A"},{"$error":"#N/A"},{"$error":"#N/A"},{"$error":"#N/A"},{"$error":"#N/A"},{"$error":"#N/A"},{"$error":"#N/A"},{"$error":"#N/A"}]
[null,null,null,null,null,null,null,null,null,null,null,null,null,null,null,null," ",null,null,null,null,false,null,null,{"$error":"#N/A"},{"$error":"#N/A"},{"$error":"#N/A"},{"$error":"#N/A"},{"$error":"#N/A"},{"$error":"#N/A"},{"$error":"#N/A"},{"$error":"#N/A"},{"$error":"#N/A"},{"$error":"#N/A"}]
[null,null,null,null,null,null,null,null,null,null,null,null,null,null,null,null," ",null,null,null,null,false,null,null,{"$error":"#N/A"},{"$error":"#N/A"},{"$error":"#N/A"},{"$error":"#N/A"},{"$error":"#N/A"},{"$error":"#N/A"},{"$error":"#N/A"},{"$error":"#N/A"},{"$error":"#N/A"},{"$error":"#N/A"}]
[null,null,null,null,null,null,null,null,null,null,null,null,null,null,null,null," ",null,null,null,null,false,null,null,{"$error":"#N/A"},{"$error":"#N/A"},{"$error":"#N/A"},{"$error":"#N/A"},{"$error":"#N/A"},{"$error":"#N/A"},{"$error":"#N/A"},{"$error":"#N/A"},{"$error":"#N/A"},{"$error":"#N/A"}]
[null,null,null,null,null,null,null,null,null,null,null,null,null,null,null,null," ",null,null,null,null,{"$f":"IF(ISERROR(G29964),FALSE,IF($V$9=G29964,TRUE,FALSE))","v":false},null,null,{"$error":"#N/A"},{"$error":"#N/A"},{"$error":"#N/A"},{"$error":"#N/A"},{"$error":"#N/A"},{"$error":"#N/A"},{"$error":"#N/A"},{"$error":"#N/A"},{"$error":"#N/A"},{"$error":"#N/A"}]
[null,null,null,null,null,null,null,null,null,null,null,null,null,null,null,null," ",null,null,null,null,false,null,null,{"$error":"#N/A"},{"$error":"#N/A"},{"$error":"#N/A"},{"$error":"#N/A"},{"$error":"#N/A"},{"$error":"#N/A"},{"$error":"#N/A"},{"$error":"#N/A"},{"$error":"#N/A"},{"$error":"#N/A"}]
[null,null,null,null,null,null,null,null,null,null,null,null,null,null,null,null," ",null,null,null,null,false,null,null,{"$error":"#N/A"},{"$error":"#N/A"},{"$error":"#N/A"},{"$error":"#N/A"},{"$error":"#N/A"},{"$error":"#N/A"},{"$error":"#N/A"},{"$error":"#N/A"},{"$error":"#N/A"},{"$error":"#N/A"}]
[null,null,null,null,null,null,null,null,null,null,null,null,null,null,null,null," ",null,null,null,null,false,null,null,{"$error":"#N/A"},{"$error":"#N/A"},{"$error":"#N/A"},{"$error":"#N/A"},{"$error":"#N/A"},{"$error":"#N/A"},{"$error":"#N/A"},{"$error":"#N/A"},{"$error":"#N/A"},{"$error":"#N/A"}]
[null,null,null,null,null,null,null,null,null,null,null,null,null,null,null,null," ",null,null,null,null,false,null,null,{"$error":"#N/A"},{"$error":"#N/A"},{"$error":"#N/A"},{"$error":"#N/A"},{"$error":"#N/A"},{"$error":"#N/A"},{"$error":"#N/A"},{"$error":"#N/A"},{"$error":"#N/A"},{"$error":"#N/A"}]
[null,null,null,null,null,null,null,null,null,null,null,null,null,null,null,null," ",null,null,null,null,false,null,null,{"$error":"#N/A"},{"$error":"#N/A"},{"$error":"#N/A"},{"$error":"#N/A"},{"$error":"#N/A"},{"$error":"#N/A"},{"$error":"#N/A"},{"$error":"#N/A"},{"$error":"#N/A"},{"$error":"#N/A"}]
[null,null,null,null,null,null,null,null,null,null,null,null,null,null,null,null," ",null,null,null,null,false,null,null,{"$error":"#N/A"},{"$error":"#N/A"},{"$error":"#N/A"},{"$error":"#N/A"},{"$error":"#N/A"},{"$error":"#N/A"},{"$error":"#N/A"},{"$error":"#N/A"},{"$error":"#N/A"},{"$error":"#N/A"}]
[null,null,null,null,null,null,null,null,null,null,null,null,null,null,null,null," ",null,null,null,null,false,null,null,{"$error":"#N/A"},{"$error":"#N/A"},{"$error":"#N/A"},{"$error":"#N/A"},{"$error":"#N/A"},{"$error":"#N/A"},{"$error":"#N/A"},{"$error":"#N/A"},{"$error":"#N/A"},{"$error":"#N/A"}]
[null,null,null,null,null,null,null,null,null,null,null,null,null,null,null,null," ",null,null,null,null,false,null,null,{"$error":"#N/A"},{"$error":"#N/A"},{"$error":"#N/A"},{"$error":"#N/A"},{"$error":"#N/A"},{"$error":"#N/A"},{"$error":"#N/A"},{"$error":"#N/A"},{"$error":"#N/A"},{"$error":"#N/A"}]
[null,null,null,null,null,null,null,null,null,null,null,null,null,null,null,null," ",null,null,null,null,false,null,null,{"$error":"#N/A"},{"$error":"#N/A"},{"$error":"#N/A"},{"$error":"#N/A"},{"$error":"#N/A"},{"$error":"#N/A"},{"$error":"#N/A"},{"$error":"#N/A"},{"$error":"#N/A"},{"$error":"#N/A"}]
[null,null,null,null,null,null,null,null,null,null,null,null,null,null,null,null," ",null,null,null,null,false,null,null,{"$error":"#N/A"},{"$error":"#N/A"},{"$error":"#N/A"},{"$error":"#N/A"},{"$error":"#N/A"},{"$error":"#N/A"},{"$error":"#N/A"},{"$error":"#N/A"},{"$error":"#N/A"},{"$error":"#N/A"}]
[null,null,null,null,null,null,null,null,null,null,null,null,null,null,null,null," ",null,null,null,null,false,null,null,{"$error":"#N/A"},{"$error":"#N/A"},{"$error":"#N/A"},{"$error":"#N/A"},{"$error":"#N/A"},{"$error":"#N/A"},{"$error":"#N/A"},{"$error":"#N/A"},{"$error":"#N/A"},{"$error":"#N/A"}]
[null,null,null,null,null,null,null,null,null,null,null,null,null,null,null,null," ",null,null,null,null,false,null,null,{"$error":"#N/A"},{"$error":"#N/A"},{"$error":"#N/A"},{"$error":"#N/A"},{"$error":"#N/A"},{"$error":"#N/A"},{"$error":"#N/A"},{"$error":"#N/A"},{"$error":"#N/A"},{"$error":"#N/A"}]
[null,null,null,null,null,null,null,null,null,null,null,null,null,null,null,null," ",null,null,null,null,false,null,null,{"$error":"#N/A"},{"$error":"#N/A"},{"$error":"#N/A"},{"$error":"#N/A"},{"$error":"#N/A"},{"$error":"#N/A"},{"$error":"#N/A"},{"$error":"#N/A"},{"$error":"#N/A"},{"$error":"#N/A"}]
[null,null,null,null,null,null,null,null,null,null,null,null,null,null,null,null," ",null,null,null,null,false,null,null,{"$error":"#N/A"},{"$error":"#N/A"},{"$error":"#N/A"},{"$error":"#N/A"},{"$error":"#N/A"},{"$error":"#N/A"},{"$error":"#N/A"},{"$error":"#N/A"},{"$error":"#N/A"},{"$error":"#N/A"}]
[null,null,null,null,null,null,null,null,null,null,null,null,null,null,null,null," ",null,null,null,null,false,null,null,{"$error":"#N/A"},{"$error":"#N/A"},{"$error":"#N/A"},{"$error":"#N/A"},{"$error":"#N/A"},{"$error":"#N/A"},{"$error":"#N/A"},{"$error":"#N/A"},{"$error":"#N/A"},{"$error":"#N/A"}]
[null,null,null,null,null,null,null,null,null,null,null,null,null,null,null,null," ",null,null,null,null,false,null,null,{"$error":"#N/A"},{"$error":"#N/A"},{"$error":"#N/A"},{"$error":"#N/A"},{"$error":"#N/A"},{"$error":"#N/A"},{"$error":"#N/A"},{"$error":"#N/A"},{"$error":"#N/A"},{"$error":"#N/A"}]
[null,null,null,null,null,null,null,null,null,null,null,null,null,null,null,null," ",null,null,null,null,false,null,null,{"$error":"#N/A"},{"$error":"#N/A"},{"$error":"#N/A"},{"$error":"#N/A"},{"$error":"#N/A"},{"$error":"#N/A"},{"$error":"#N/A"},{"$error":"#N/A"},{"$error":"#N/A"},{"$error":"#N/A"}]
[null,null,null,null,null,null,null,null,null,null,null,null,null,null,null,null," ",null,null,null,null,false,null,null,{"$error":"#N/A"},{"$error":"#N/A"},{"$error":"#N/A"},{"$error":"#N/A"},{"$error":"#N/A"},{"$error":"#N/A"},{"$error":"#N/A"},{"$error":"#N/A"},{"$error":"#N/A"},{"$error":"#N/A"}]
[null,null,null,null,null,null,null,null,null,null,null,null,null,null,null,null," ",null,null,null,null,false,null,null,{"$error":"#N/A"},{"$error":"#N/A"},{"$error":"#N/A"},{"$error":"#N/A"},{"$error":"#N/A"},{"$error":"#N/A"},{"$error":"#N/A"},{"$error":"#N/A"},{"$error":"#N/A"},{"$error":"#N/A"}]
[null,null,null,null,null,null,null,null,null,null,null,null,null,null,null,null," ",null,null,null,null,false,null,null,{"$error":"#N/A"},{"$error":"#N/A"},{"$error":"#N/A"},{"$error":"#N/A"},{"$error":"#N/A"},{"$error":"#N/A"},{"$error":"#N/A"},{"$error":"#N/A"},{"$error":"#N/A"},{"$error":"#N/A"}]
[null,null,null,null,null,null,null,null,null,null,null,null,null,null,null,null," ",null,null,null,null,false,null,null,{"$error":"#N/A"},{"$error":"#N/A"},{"$error":"#N/A"},{"$error":"#N/A"},{"$error":"#N/A"},{"$error":"#N/A"},{"$error":"#N/A"},{"$error":"#N/A"},{"$error":"#N/A"},{"$error":"#N/A"}]
[null,null,null,null,null,null,null,null,null,null,null,null,null,null,null,null," ",null,null,null,null,false,null,null,{"$error":"#N/A"},{"$error":"#N/A"},{"$error":"#N/A"},{"$error":"#N/A"},{"$error":"#N/A"},{"$error":"#N/A"},{"$error":"#N/A"},{"$error":"#N/A"},{"$error":"#N/A"},{"$error":"#N/A"}]
[null,null,null,null,null,null,null,null,null,null,null,null,null,null,null,null," ",null,null,null,null,false,null,null,{"$error":"#N/A"},{"$error":"#N/A"},{"$error":"#N/A"},{"$error":"#N/A"},{"$error":"#N/A"},{"$error":"#N/A"},{"$error":"#N/A"},{"$error":"#N/A"},{"$error":"#N/A"},{"$error":"#N/A"}]
[null,null,null,null,null,null,null,null,null,null,null,null,null,null,null,null," ",null,null,null,null,false,null,null,{"$error":"#N/A"},{"$error":"#N/A"},{"$error":"#N/A"},{"$error":"#N/A"},{"$error":"#N/A"},{"$error":"#N/A"},{"$error":"#N/A"},{"$error":"#N/A"},{"$error":"#N/A"},{"$error":"#N/A"}]
[null,null,null,null,null,null,null,null,null,null,null,null,null,null,null,null," ",null,null,null,null,false,null,null,{"$error":"#N/A"},{"$error":"#N/A"},{"$error":"#N/A"},{"$error":"#N/A"},{"$error":"#N/A"},{"$error":"#N/A"},{"$error":"#N/A"},{"$error":"#N/A"},{"$error":"#N/A"},{"$error":"#N/A"}]
[null,null,null,null,null,null,null,null,null,null,null,null,null,null,null,null," ",null,null,null,null,false,null,null,{"$error":"#N/A"},{"$error":"#N/A"},{"$error":"#N/A"},{"$error":"#N/A"},{"$error":"#N/A"},{"$error":"#N/A"},{"$error":"#N/A"},{"$error":"#N/A"},{"$error":"#N/A"},{"$error":"#N/A"}]
[null,null,null,null,null,null,null,null,null,null,null,null,null,null,null,null," ",null,null,null,null,false,null,null,{"$error":"#N/A"},{"$error":"#N/A"},{"$error":"#N/A"},{"$error":"#N/A"},{"$error":"#N/A"},{"$error":"#N/A"},{"$error":"#N/A"},{"$error":"#N/A"},{"$error":"#N/A"},{"$error":"#N/A"}]
[null,null,null,null,null,null,null,null,null,null,null,null,null,null,null,null," ",null,null,null,null,false,null,null,{"$error":"#N/A"},{"$error":"#N/A"},{"$error":"#N/A"},{"$error":"#N/A"},{"$error":"#N/A"},{"$error":"#N/A"},{"$error":"#N/A"},{"$error":"#N/A"},{"$error":"#N/A"},{"$error":"#N/A"}]
[null,null,null,null,null,null,null,null,null,null,null,null,null,null,null,null,{"$f":"IF(OR(ISERROR(E29993),ISERROR(G29993)),\"  \",E29993&\" \"&G29993)","v":" "},null,null,null,null,false,null,null,{"$error":"#N/A"},{"$error":"#N/A"},{"$error":"#N/A"},{"$error":"#N/A"},{"$error":"#N/A"},{"$error":"#N/A"},{"$error":"#N/A"},{"$error":"#N/A"},{"$error":"#N/A"},{"$error":"#N/A"}]
[null,null,null,null,null,null,null,null,null,null,null,null,null,null,null,null," ",null,null,null,null,false,null,null,{"$error":"#N/A"},{"$error":"#N/A"},{"$error":"#N/A"},{"$error":"#N/A"},{"$error":"#N/A"},{"$error":"#N/A"},{"$error":"#N/A"},{"$error":"#N/A"},{"$error":"#N/A"},{"$error":"#N/A"}]
[null,null,null,null,null,null,null,null,null,null,null,null,null,null,null,null," ",null,null,null,null,false,null,null,{"$error":"#N/A"},{"$error":"#N/A"},{"$error":"#N/A"},{"$error":"#N/A"},{"$error":"#N/A"},{"$error":"#N/A"},{"$error":"#N/A"},{"$error":"#N/A"},{"$error":"#N/A"},{"$error":"#N/A"}]
[null,null,null,null,null,null,null,null,null,null,null,null,null,null,null,null," ",null,null,null,null,false,null,null,{"$error":"#N/A"},{"$error":"#N/A"},{"$error":"#N/A"},{"$error":"#N/A"},{"$error":"#N/A"},{"$error":"#N/A"},{"$error":"#N/A"},{"$error":"#N/A"},{"$error":"#N/A"},{"$error":"#N/A"}]
[null,null,null,null,null,null,null,null,null,null,null,null,null,null,null,null," ",null,null,null,null,false,null,null,{"$error":"#N/A"},{"$error":"#N/A"},{"$error":"#N/A"},{"$error":"#N/A"},{"$error":"#N/A"},{"$error":"#N/A"},{"$error":"#N/A"},{"$error":"#N/A"},{"$error":"#N/A"},{"$error":"#N/A"}]
[null,null,null,null,null,null,null,null,null,null,null,null,null,null,null,null," ",null,null,null,null,false,null,null,{"$f":"IF($V29998=TRUE,E29998,NA())","v":{"$error":"#N/A"}},{"$error":"#N/A"},{"$error":"#N/A"},{"$error":"#N/A"},{"$error":"#N/A"},{"$error":"#N/A"},{"$error":"#N/A"},{"$error":"#N/A"},{"$error":"#N/A"},{"$error":"#N/A"}]
[null,null,null,null,null,null,null,null,null,null,null,null,null,null,null,null," ",null,null,null,null,false,null,null,{"$error":"#N/A"},{"$error":"#N/A"},{"$error":"#N/A"},{"$error":"#N/A"},{"$error":"#N/A"},{"$error":"#N/A"},{"$error":"#N/A"},{"$error":"#N/A"},{"$error":"#N/A"},{"$error":"#N/A"}]
[null,null,null,null,null,null,null,null,null,null,null,null,null,null,null,null," ",null,null,null,null,false,null,null,{"$error":"#N/A"},{"$error":"#N/A"},{"$error":"#N/A"},{"$error":"#N/A"},{"$error":"#N/A"},{"$error":"#N/A"},{"$error":"#N/A"},{"$error":"#N/A"},{"$error":"#N/A"},{"$error":"#N/A"}]
[null,null,null,null,null,null,null,null,null,null,null,null,null,null,null,null," ",null,null,null,null,false,null,null,{"$error":"#N/A"},{"$error":"#N/A"},{"$error":"#N/A"},{"$error":"#N/A"},{"$error":"#N/A"},{"$error":"#N/A"},{"$error":"#N/A"},{"$error":"#N/A"},{"$error":"#N/A"},{"$error":"#N/A"}]
[null,null,null,null,null,null,null,null,null,null,null,null,null,null,null,null," ",null,null,null,null,false,null,null,{"$error":"#N/A"},{"$error":"#N/A"},{"$error":"#N/A"},{"$error":"#N/A"},{"$error":"#N/A"},{"$error":"#N/A"},{"$error":"#N/A"},{"$error":"#N/A"},{"$error":"#N/A"},{"$error":"#N/A"}]